F2_Commercial_Restaurant_Existing_Water Heating_Natural Gas_Water Heater_E6 | F2 | Commercial | Restaurant | Existing | Water Heating | Natural Gas | Water Heater | E6 | TRC BC Ratio | bar: 2019 to 2051
F2_Commercial_Restaurant_Existing_Water Heating_Natural Gas_Water Heater_E7 | F2 | Commercial | Restaurant | Existing | Water Heating | Natural Gas | Water Heater | E7 | TRC BC Ratio | 12.1243 | 12.209 | 12.3433 | 12.528 | 12.7614 | 13.0456 | 13.2581 | 13.4466 | 13.6132 | 13.764 | 13.877 | 13.9488 | 14.0183 | 14.1054 | 14.2419 | 14.3916 | 14.579 | 14.8107 | 15.0744 | 15.3586 | 15.6606 | 15.9488 | 16.2211 | 16.4837 | 16.7225 | 16.9258 | 17.0687 | 17.1738 | 17.2644 | 17.3415 | 17.4181 | 17.4526 | 17.4526
F2_Commercial_Restaurant_Existing_Water Heating_Natural Gas_Water Heater_E8 | F2 | Commercial | Restaurant | Existing | Water Heating | Natural Gas | Water Heater | E8 | TRC BC Ratio | 0 | 0 | 0 | 0 | 0 | 0 | 0 | 0 | 0 | 0 | 0 | 0 | 0 | 0 | 0 | 0 | 0 | 0 | 0 | 0 | 0 | 0 | 0 | 0 | 0 | 0 | 0 | 0 | 0 | 0 | 0 | 0 | 0
F2_Commercial_Restaurant_Existing_Water Heating_Natural Gas_Water Heater_E9 | F2 | Commercial | Restaurant | Existing | Water Heating | Natural Gas | Water Heater | E9 | TRC BC Ratio | 0 | 0 | 0 | 0 | 0 | 0 | 0 | 0 | 0 | 0 | 0 | 0 | 0 | 0 | 0 | 0 | 0 | 0 | 0 | 0 | 0 | 0 | 0 | 0 | 0 | 0 | 0 | 0 | 0 | 0 | 0 | 0 | 0
F2_Commercial_Restaurant_Existing_Water Heating_Natural Gas_Water Heater_E10 | F2 | Commercial | Restaurant | Existing | Water Heating | Natural Gas | Water Heater | E10 | TRC BC Ratio | 0 | 0 | 0 | 0 | 0 | 0 | 0 | 0 | 0 | 0 | 0 | 0 | 0 | 0 | 0 | 0 | 0 | 0 | 0 | 0 | 0 | 0 | 0 | 0 | 0 | 0 | 0 | 0 | 0 | 0 | 0 | 0 | 0
F3_Commercial_Restaurant_Existing_Water Heating_Natural Gas_Water Heater_E1 | F3 | Commercial | Restaurant | Existing | Water Heating | Natural Gas | Water Heater | E1 | PACT BC Ratio | bar: 2019 to 2051
F3_Commercial_Restaurant_Existing_Water Heating_Natural Gas_Water Heater_E2 | F3 | Commercial | Restaurant | Existing | Water Heating | Natural Gas | Water Heater | E2 | PACT BC Ratio | bar: 2019 to 2051
F3_Commercial_Restaurant_Existing_Water Heating_Natural Gas_Water Heater_E3 | F3 | Commercial | Restaurant | Existing | Water Heating | Natural Gas | Water Heater | E3 | PACT BC Ratio | 48.264 | 48.705 | 49.2298 | 49.8389 | 50.5494 | 51.3905 | 52.0704 | 52.7103 | 53.3422 | 53.9774 | 54.5574 | 55.0667 | 55.5789 | 56.1198 | 56.7439 | 57.3633 | 58.0462 | 58.7994 | 59.5974 | 60.4205 | 61.2618 | 62.0512 | 62.7748 | 63.4341 | 64.0164 | 64.5121 | 64.8606 | 65.117 | 65.3379 | 65.526 | 65.7127 | 65.797 | 65.797
F3_Commercial_Restaurant_Existing_Water Heating_Natural Gas_Water Heater_E4 | F3 | Commercial | Restaurant | Existing | Water Heating | Natural Gas | Water Heater | E4 | PACT BC Ratio | 39.2297 | 39.5882 | 40.0148 | 40.5098 | 41.0874 | 41.771 | 42.3236 | 42.8438 | 43.3574 | 43.8737 | 44.3451 | 44.7591 | 45.1754 | 45.615 | 46.1223 | 46.6258 | 47.1809 | 47.7931 | 48.4417 | 49.1107 | 49.7946 | 50.4362 | 51.0243 | 51.5602 | 52.0336 | 52.4365 | 52.7197 | 52.9281 | 53.1077 | 53.2606 | 53.4124 | 53.4808 | 53.4808
F3_Commercial_Restaurant_Existing_Water Heating_Natural Gas_Water Heater_E5 | F3 | Commercial | Restaurant | Existing | Water Heating | Natural Gas | Water Heater | E5 | PACT BC Ratio | 26.3314 | 26.572 | 26.8583 | 27.1906 | 27.5782 | 28.0371 | 28.408 | 28.7571 | 29.1019 | 29.4484 | 29.7648 | 30.0427 | 30.3222 | 30.6172 | 30.9577 | 31.2957 | 31.6682 | 32.0792 | 32.5145 | 32.9636 | 33.4226 | 33.8533 | 34.248 | 34.6077 | 34.9254 | 35.1959 | 35.386 | 35.5259 | 35.6464 | 35.749 | 35.8509 | 35.8968 | 35.8968
F3_Commercial_Restaurant_Existing_Water Heating_Natural Gas_Water Heater_E6 | F3 | Commercial | Restaurant | Existing | Water Heating | Natural Gas | Water Heater | E6 | PACT BC Ratio | bar: 2019 to 2051
F3_Commercial_Restaurant_Existing_Water Heating_Natural Gas_Water Heater_E7 | F3 | Commercial | Restaurant | Existing | Water Heating | Natural Gas | Water Heater | E7 | PACT BC Ratio | 16.1658 | 16.2787 | 16.4577 | 16.704 | 17.0152 | 17.3942 | 17.6775 | 17.9289 | 18.151 | 18.352 | 18.5026 | 18.5984 | 18.6911 | 18.8072 | 18.9892 | 19.1889 | 19.4387 | 19.7476 | 20.0992 | 20.4782 | 20.8808 | 21.2651 | 21.6281 | 21.9783 | 22.2967 | 22.5677 | 22.7582 | 22.8984 | 23.0192 | 23.1221 | 23.2241 | 23.2702 | 23.2702
F3_Commercial_Restaurant_Existing_Water Heating_Natural Gas_Water Heater_E8 | F3 | Commercial | Restaurant | Existing | Water Heating | Natural Gas | Water Heater | E8 | PACT BC Ratio | 0 | 0 | 0 | 0 | 0 | 0 | 0 | 0 | 0 | 0 | 0 | 0 | 0 | 0 | 0 | 0 | 0 | 0 | 0 | 0 | 0 | 0 | 0 | 0 | 0 | 0 | 0 | 0 | 0 | 0 | 0 | 0 | 0
F3_Commercial_Restaurant_Existing_Water Heating_Natural Gas_Water Heater_E9 | F3 | Commercial | Restaurant | Existing | Water Heating | Natural Gas | Water Heater | E9 | PACT BC Ratio | 0 | 0 | 0 | 0 | 0 | 0 | 0 | 0 | 0 | 0 | 0 | 0 | 0 | 0 | 0 | 0 | 0 | 0 | 0 | 0 | 0 | 0 | 0 | 0 | 0 | 0 | 0 | 0 | 0 | 0 | 0 | 0 | 0
F3_Commercial_Restaurant_Existing_Water Heating_Natural Gas_Water Heater_E10 | F3 | Commercial | Restaurant | Existing | Water Heating | Natural Gas | Water Heater | E10 | PACT BC Ratio | 0 | 0 | 0 | 0 | 0 | 0 | 0 | 0 | 0 | 0 | 0 | 0 | 0 | 0 | 0 | 0 | 0 | 0 | 0 | 0 | 0 | 0 | 0 | 0 | 0 | 0 | 0 | 0 | 0 | 0 | 0 | 0 | 0
F4_Commercial_Restaurant_Existing_Water Heating_Natural Gas_Water Heater_E1 | F4 | Commercial | Restaurant | Existing | Water Heating | Natural Gas | Water Heater | E1 | RVT BC Ratio | bar: 2019 to 2051
F4_Commercial_Restaurant_Existing_Water Heating_Natural Gas_Water Heater_E2 | F4 | Commercial | Restaurant | Existing | Water Heating | Natural Gas | Water Heater | E2 | RVT BC Ratio | bar: 2019 to 2051
F4_Commercial_Restaurant_Existing_Water Heating_Natural Gas_Water Heater_E3 | F4 | Commercial | Restaurant | Existing | Water Heating | Natural Gas | Water Heater | E3 | RVT BC Ratio | 52.7411 | 53.2166 | 53.7825 | 54.4392 | 55.2053 | 56.1123 | 56.8453 | 57.5353 | 58.2167 | 58.9016 | 59.527 | 60.0762 | 60.6284 | 61.2116 | 61.8846 | 62.5525 | 63.2888 | 64.1009 | 64.9614 | 65.8489 | 66.7561 | 67.6073 | 68.3874 | 69.0983 | 69.7262 | 70.2608 | 70.6365 | 70.913 | 71.1512 | 71.354 | 71.5553 | 71.6461 | 71.6461
F4_Commercial_Restaurant_Existing_Water Heating_Natural Gas_Water Heater_E4 | F4 | Commercial | Restaurant | Existing | Water Heating | Natural Gas | Water Heater | E4 | RVT BC Ratio | 42.9998 | 43.3864 | 43.8463 | 44.3801 | 45.0028 | 45.74 | 46.3358 | 46.8967 | 47.4505 | 48.0072 | 48.5155 | 48.9619 | 49.4108 | 49.8848 | 50.4318 | 50.9747 | 51.5732 | 52.2333 | 52.9327 | 53.6541 | 54.3914 | 55.0833 | 55.7174 | 56.2953 | 56.8056 | 57.2401 | 57.5455 | 57.7702 | 57.9639 | 58.1287 | 58.2923 | 58.3662 | 58.3662
F4_Commercial_Restaurant_Existing_Water Heating_Natural Gas_Water Heater_E5 | F4 | Commercial | Restaurant | Existing | Water Heating | Natural Gas | Water Heater | E5 | RVT BC Ratio | 29.092 | 29.3515 | 29.6602 | 30.0185 | 30.4364 | 30.9313 | 31.3312 | 31.7076 | 32.0794 | 32.453 | 32.7942 | 33.0938 | 33.3951 | 33.7133 | 34.0804 | 34.4449 | 34.8466 | 35.2896 | 35.7591 | 36.2433 | 36.7382 | 37.2026 | 37.6282 | 38.0161 | 38.3586 | 38.6503 | 38.8552 | 39.0061 | 39.136 | 39.2467 | 39.3565 | 39.4061 | 39.4061
F4_Commercial_Restaurant_Existing_Water Heating_Natural Gas_Water Heater_E6 | F4 | Commercial | Restaurant | Existing | Water Heating | Natural Gas | Water Heater | E6 | RVT BC Ratio | bar: 2019 to 2051
F4_Commercial_Restaurant_Existing_Water Heating_Natural Gas_Water Heater_E7 | F4 | Commercial | Restaurant | Existing | Water Heating | Natural Gas | Water Heater | E7 | RVT BC Ratio | 18.1309 | 18.2527 | 18.4457 | 18.7112 | 19.0468 | 19.4554 | 19.7609 | 20.0319 | 20.2714 | 20.4883 | 20.6506 | 20.7539 | 20.8538 | 20.9791 | 21.1753 | 21.3905 | 21.66 | 21.993 | 22.3722 | 22.7808 | 23.2149 | 23.6292 | 24.0207 | 24.3983 | 24.7416 | 25.0338 | 25.2392 | 25.3904 | 25.5207 | 25.6316 | 25.7416 | 25.7913 | 25.7913
F4_Commercial_Restaurant_Existing_Water Heating_Natural Gas_Water Heater_E8 | F4 | Commercial | Restaurant | Existing | Water Heating | Natural Gas | Water Heater | E8 | RVT BC Ratio | 0 | 0 | 0 | 0 | 0 | 0 | 0 | 0 | 0 | 0 | 0 | 0 | 0 | 0 | 0 | 0 | 0 | 0 | 0 | 0 | 0 | 0 | 0 | 0 | 0 | 0 | 0 | 0 | 0 | 0 | 0 | 0 | 0
F4_Commercial_Restaurant_Existing_Water Heating_Natural Gas_Water Heater_E9 | F4 | Commercial | Restaurant | Existing | Water Heating | Natural Gas | Water Heater | E9 | RVT BC Ratio | 0 | 0 | 0 | 0 | 0 | 0 | 0 | 0 | 0 | 0 | 0 | 0 | 0 | 0 | 0 | 0 | 0 | 0 | 0 | 0 | 0 | 0 | 0 | 0 | 0 | 0 | 0 | 0 | 0 | 0 | 0 | 0 | 0
F4_Commercial_Restaurant_Existing_Water Heating_Natural Gas_Water Heater_E10 | F4 | Commercial | Restaurant | Existing | Water Heating | Natural Gas | Water Heater | E10 | RVT BC Ratio | 0 | 0 | 0 | 0 | 0 | 0 | 0 | 0 | 0 | 0 | 0 | 0 | 0 | 0 | 0 | 0 | 0 | 0 | 0 | 0 | 0 | 0 | 0 | 0 | 0 | 0 | 0 | 0 | 0 | 0 | 0 | 0 | 0
F5_Commercial_Restaurant_Existing_Water Heating_Natural Gas_Water Heater_E1 | F5 | Commercial | Restaurant | Existing | Water Heating | Natural Gas | Water Heater | E1 | RIM BC Ratio | bar: 2019 to 2051
F5_Commercial_Restaurant_Existing_Water Heating_Natural Gas_Water Heater_E2 | F5 | Commercial | Restaurant | Existing | Water Heating | Natural Gas | Water Heater | E2 | RIM BC Ratio | bar: 2019 to 2051
F5_Commercial_Restaurant_Existing_Water Heating_Natural Gas_Water Heater_E3 | F5 | Commercial | Restaurant | Existing | Water Heating | Natural Gas | Water Heater | E3 | RIM BC Ratio | 0.82049 | 0.82062 | 0.82076 | 0.82093 | 0.82112 | 0.82134 | 0.82151 | 0.82167 | 0.82182 | 0.82197 | 0.8221 | 0.82222 | 0.82233 | 0.82245 | 0.82258 | 0.82271 | 0.82285 | 0.823 | 0.82315 | 0.82331 | 0.82346 | 0.8236 | 0.82373 | 0.82384 | 0.82394 | 0.82402 | 0.82407 | 0.82412 | 0.82415 | 0.82418 | 0.82421 | 0.82422 | 0.82422
F5_Commercial_Restaurant_Existing_Water Heating_Natural Gas_Water Heater_E4 | F5 | Commercial | Restaurant | Existing | Water Heating | Natural Gas | Water Heater | E4 | RIM BC Ratio | 0.81729 | 0.81744 | 0.81762 | 0.81783 | 0.81806 | 0.81833 | 0.81854 | 0.81873 | 0.81891 | 0.8191 | 0.81926 | 0.8194 | 0.81954 | 0.81968 | 0.81984 | 0.82 | 0.82017 | 0.82035 | 0.82054 | 0.82073 | 0.82092 | 0.82109 | 0.82124 | 0.82138 | 0.8215 | 0.8216 | 0.82167 | 0.82172 | 0.82176 | 0.8218 | 0.82184 | 0.82185 | 0.82185
F5_Commercial_Restaurant_Existing_Water Heating_Natural Gas_Water Heater_E5 | F5 | Commercial | Restaurant | Existing | Water Heating | Natural Gas | Water Heater | E5 | RIM BC Ratio | 0.80903 | 0.80926 | 0.80952 | 0.80982 | 0.81016 | 0.81055 | 0.81085 | 0.81114 | 0.81141 | 0.81167 | 0.81191 | 0.81212 | 0.81232 | 0.81253 | 0.81277 | 0.813 | 0.81324 | 0.81351 | 0.81379 | 0.81407 | 0.81434 | 0.81459 | 0.81482 | 0.81502 | 0.8152 | 0.81534 | 0.81544 | 0.81552 | 0.81558 | 0.81564 | 0.81569 | 0.81571 | 0.81571
F5_Commercial_Restaurant_Existing_Water Heating_Natural Gas_Water Heater_E6 | F5 | Commercial | Restaurant | Existing | Water Heating | Natural Gas | Water Heater | E6 | RIM BC Ratio | bar: 2019 to 2051
F5_Commercial_Restaurant_Existing_Water Heating_Natural Gas_Water Heater_E7 | F5 | Commercial | Restaurant | Existing | Water Heating | Natural Gas | Water Heater | E7 | RIM BC Ratio | 0.7937 | 0.79397 | 0.79439 | 0.79496 | 0.79565 | 0.79646 | 0.79705 | 0.79755 | 0.79798 | 0.79837 | 0.79865 | 0.79883 | 0.799 | 0.79921 | 0.79954 | 0.79989 | 0.80031 | 0.80083 | 0.8014 | 0.80199 | 0.8026 | 0.80315 | 0.80366 | 0.80414 | 0.80456 | 0.80491 | 0.80515 | 0.80532 | 0.80547 | 0.8056 | 0.80572 | 0.80578 | 0.80578
F5_Commercial_Restaurant_Existing_Water Heating_Natural Gas_Water Heater_E8 | F5 | Commercial | Restaurant | Existing | Water Heating | Natural Gas | Water Heater | E8 | RIM BC Ratio | 0 | 0 | 0 | 0 | 0 | 0 | 0 | 0 | 0 | 0 | 0 | 0 | 0 | 0 | 0 | 0 | 0 | 0 | 0 | 0 | 0 | 0 | 0 | 0 | 0 | 0 | 0 | 0 | 0 | 0 | 0 | 0 | 0
F5_Commercial_Restaurant_Existing_Water Heating_Natural Gas_Water Heater_E9 | F5 | Commercial | Restaurant | Existing | Water Heating | Natural Gas | Water Heater | E9 | RIM BC Ratio | 0 | 0 | 0 | 0 | 0 | 0 | 0 | 0 | 0 | 0 | 0 | 0 | 0 | 0 | 0 | 0 | 0 | 0 | 0 | 0 | 0 | 0 | 0 | 0 | 0 | 0 | 0 | 0 | 0 | 0 | 0 | 0 | 0
F5_Commercial_Restaurant_Existing_Water Heating_Natural Gas_Water Heater_E10 | F5 | Commercial | Restaurant | Existing | Water Heating | Natural Gas | Water Heater | E10 | RIM BC Ratio | 0 | 0 | 0 | 0 | 0 | 0 | 0 | 0 | 0 | 0 | 0 | 0 | 0 | 0 | 0 | 0 | 0 | 0 | 0 | 0 | 0 | 0 | 0 | 0 | 0 | 0 | 0 | 0 | 0 | 0 | 0 | 0 | 0
F0_Commercial_Restaurant_Existing_Food Preparation_Natural Gas_Oven_E0 | F0 | Commercial | Restaurant | Existing | Food Preparation | Natural Gas | Oven | E0 | Economic Unit | ENERGY STAR (>44% Baking Efficiency) | ENERGY STAR (>44% Baking Efficiency) | ENERGY STAR (>44% Baking Efficiency) | ENERGY STAR (>44% Baking Efficiency) | ENERGY STAR (>44% Baking Efficiency) | ENERGY STAR (>44% Baking Efficiency) | ENERGY STAR (>44% Baking Efficiency) | ENERGY STAR (>44% Baking Efficiency) | ENERGY STAR (>44% Baking Efficiency) | ENERGY STAR (>44% Baking Efficiency) | ENERGY STAR (>44% Baking Efficiency) | ENERGY STAR (>44% Baking Efficiency) | ENERGY STAR (>44% Baking Efficiency) | ENERGY STAR (>44% Baking Efficiency) | ENERGY STAR (>44% Baking Efficiency) | ENERGY STAR (>44% Baking Efficiency) | ENERGY STAR (>44% Baking Efficiency) | ENERGY STAR (>44% Baking Efficiency) | ENERGY STAR (>44% Baking Efficiency) | ENERGY STAR (>44% Baking Efficiency) | ENERGY STAR (>44% Baking Efficiency) | ENERGY STAR (>44% Baking Efficiency) | ENERGY STAR (>44% Baking Efficiency) | ENERGY STAR (>44% Baking Efficiency) | ENERGY STAR (>44% Baking Efficiency) | ENERGY STAR (>44% Baking Efficiency) | ENERGY STAR (>44% Baking Efficiency) | ENERGY STAR (>44% Baking Efficiency) | ENERGY STAR (>44% Baking Efficiency) | ENERGY STAR (>44% Baking Efficiency) | ENERGY STAR (>44% Baking Efficiency) | ENERGY STAR (>44% Baking Efficiency) | ENERGY STAR (>44% Baking Efficiency)
F1_Commercial_Restaurant_Existing_Food Preparation_Natural Gas_Oven_E1 | F1 | Commercial | Restaurant | Existing | Food Preparation | Natural Gas | Oven | E1 | CCE | 0 | 0 | 0 | 0 | 0 | 0 | 0 | 0 | 0 | 0 | 0 | 0 | 0 | 0 | 0 | 0 | 0 | 0 | 0 | 0 | 0 | 0 | 0 | 0 | 0 | 0 | 0 | 0 | 0 | 0 | 0 | 0 | 0
F1_Commercial_Restaurant_Existing_Food Preparation_Natural Gas_Oven_E2 | F1 | Commercial | Restaurant | Existing | Food Preparation | Natural Gas | Oven | E2 | CCE | 0.52905 | 0.52905 | 0.52905 | 0.52905 | 0.52905 | 0.52905 | 0.52905 | 0.52905 | 0.52905 | 0.52905 | 0.52905 | 0.52905 | 0.52905 | 0.52905 | 0.52905 | 0.52905 | 0.52905 | 0.52905 | 0.52905 | 0.52905 | 0.52905 | 0.52905 | 0.52905 | 0.52905 | 0.52905 | 0.52905 | 0.52905 | 0.52905 | 0.52905 | 0.52905 | 0.52905 | 0.52905 | 0.52905
F1_Commercial_Restaurant_Existing_Food Preparation_Natural Gas_Oven_E3 | F1 | Commercial | Restaurant | Existing | Food Preparation | Natural Gas | Oven | E3 | CCE | 0 | 0 | 0 | 0 | 0 | 0 | 0 | 0 | 0 | 0 | 0 | 0 | 0 | 0 | 0 | 0 | 0 | 0 | 0 | 0 | 0 | 0 | 0 | 0 | 0 | 0 | 0 | 0 | 0 | 0 | 0 | 0 | 0
F1_Commercial_Restaurant_Existing_Food Preparation_Natural Gas_Oven_E4 | F1 | Commercial | Restaurant | Existing | Food Preparation | Natural Gas | Oven | E4 | CCE | 0 | 0 | 0 | 0 | 0 | 0 | 0 | 0 | 0 | 0 | 0 | 0 | 0 | 0 | 0 | 0 | 0 | 0 | 0 | 0 | 0 | 0 | 0 | 0 | 0 | 0 | 0 | 0 | 0 | 0 | 0 | 0 | 0
F1_Commercial_Restaurant_Existing_Food Preparation_Natural Gas_Oven_E5 | F1 | Commercial | Restaurant | Existing | Food Preparation | Natural Gas | Oven | E5 | CCE | 0 | 0 | 0 | 0 | 0 | 0 | 0 | 0 | 0 | 0 | 0 | 0 | 0 | 0 | 0 | 0 | 0 | 0 | 0 | 0 | 0 | 0 | 0 | 0 | 0 | 0 | 0 | 0 | 0 | 0 | 0 | 0 | 0
F1_Commercial_Restaurant_Existing_Food Preparation_Natural Gas_Oven_E6 | F1 | Commercial | Restaurant | Existing | Food Preparation | Natural Gas | Oven | E6 | CCE | 0 | 0 | 0 | 0 | 0 | 0 | 0 | 0 | 0 | 0 | 0 | 0 | 0 | 0 | 0 | 0 | 0 | 0 | 0 | 0 | 0 | 0 | 0 | 0 | 0 | 0 | 0 | 0 | 0 | 0 | 0 | 0 | 0
F1_Commercial_Restaurant_Existing_Food Preparation_Natural Gas_Oven_E7 | F1 | Commercial | Restaurant | Existing | Food Preparation | Natural Gas | Oven | E7 | CCE | 0 | 0 | 0 | 0 | 0 | 0 | 0 | 0 | 0 | 0 | 0 | 0 | 0 | 0 | 0 | 0 | 0 | 0 | 0 | 0 | 0 | 0 | 0 | 0 | 0 | 0 | 0 | 0 | 0 | 0 | 0 | 0 | 0
F1_Commercial_Restaurant_Existing_Food Preparation_Natural Gas_Oven_E8 | F1 | Commercial | Restaurant | Existing | Food Preparation | Natural Gas | Oven | E8 | CCE | 0 | 0 | 0 | 0 | 0 | 0 | 0 | 0 | 0 | 0 | 0 | 0 | 0 | 0 | 0 | 0 | 0 | 0 | 0 | 0 | 0 | 0 | 0 | 0 | 0 | 0 | 0 | 0 | 0 | 0 | 0 | 0 | 0
F1_Commercial_Restaurant_Existing_Food Preparation_Natural Gas_Oven_E9 | F1 | Commercial | Restaurant | Existing | Food Preparation | Natural Gas | Oven | E9 | CCE | 0 | 0 | 0 | 0 | 0 | 0 | 0 | 0 | 0 | 0 | 0 | 0 | 0 | 0 | 0 | 0 | 0 | 0 | 0 | 0 | 0 | 0 | 0 | 0 | 0 | 0 | 0 | 0 | 0 | 0 | 0 | 0 | 0
F1_Commercial_Restaurant_Existing_Food Preparation_Natural Gas_Oven_E10 | F1 | Commercial | Restaurant | Existing | Food Preparation | Natural Gas | Oven | E10 | CCE | 0 | 0 | 0 | 0 | 0 | 0 | 0 | 0 | 0 | 0 | 0 | 0 | 0 | 0 | 0 | 0 | 0 | 0 | 0 | 0 | 0 | 0 | 0 | 0 | 0 | 0 | 0 | 0 | 0 | 0 | 0 | 0 | 0
F2_Commercial_Restaurant_Existing_Food Preparation_Natural Gas_Oven_E1 | F2 | Commercial | Restaurant | Existing | Food Preparation | Natural Gas | Oven | E1 | TRC BC Ratio | bar: 2019 to 2051
F2_Commercial_Restaurant_Existing_Food Preparation_Natural Gas_Oven_E2 | F2 | Commercial | Restaurant | Existing | Food Preparation | Natural Gas | Oven | E2 | TRC BC Ratio | 2.6596 | 2.6798 | 2.7025 | 2.7274 | 2.7558 | 2.7887 | 2.8153 | 2.8409 | 2.8669 | 2.8939 | 2.9197 | 2.9434 | 2.9676 | 2.9931 | 3.0212 | 3.0486 | 3.0777 | 3.1085 | 3.1406 | 3.1733 | 3.2062 | 3.2371 | 3.2649 | 3.2895 | 3.3108 | 3.3291 | 3.3418 | 3.3512 | 3.3594 | 3.3664 | 3.3733 | 3.3764 | 3.3764
F2_Commercial_Restaurant_Existing_Food Preparation_Natural Gas_Oven_E3 | F2 | Commercial | Restaurant | Existing | Food Preparation | Natural Gas | Oven | E3 | TRC BC Ratio | 0 | 0 | 0 | 0 | 0 | 0 | 0 | 0 | 0 | 0 | 0 | 0 | 0 | 0 | 0 | 0 | 0 | 0 | 0 | 0 | 0 | 0 | 0 | 0 | 0 | 0 | 0 | 0 | 0 | 0 | 0 | 0 | 0
F2_Commercial_Restaurant_Existing_Food Preparation_Natural Gas_Oven_E4 | F2 | Commercial | Restaurant | Existing | Food Preparation | Natural Gas | Oven | E4 | TRC BC Ratio | 0 | 0 | 0 | 0 | 0 | 0 | 0 | 0 | 0 | 0 | 0 | 0 | 0 | 0 | 0 | 0 | 0 | 0 | 0 | 0 | 0 | 0 | 0 | 0 | 0 | 0 | 0 | 0 | 0 | 0 | 0 | 0 | 0
F2_Commercial_Restaurant_Existing_Food Preparation_Natural Gas_Oven_E5 | F2 | Commercial | Restaurant | Existing | Food Preparation | Natural Gas | Oven | E5 | TRC BC Ratio | 0 | 0 | 0 | 0 | 0 | 0 | 0 | 0 | 0 | 0 | 0 | 0 | 0 | 0 | 0 | 0 | 0 | 0 | 0 | 0 | 0 | 0 | 0 | 0 | 0 | 0 | 0 | 0 | 0 | 0 | 0 | 0 | 0
F2_Commercial_Restaurant_Existing_Food Preparation_Natural Gas_Oven_E6 | F2 | Commercial | Restaurant | Existing | Food Preparation | Natural Gas | Oven | E6 | TRC BC Ratio | 0 | 0 | 0 | 0 | 0 | 0 | 0 | 0 | 0 | 0 | 0 | 0 | 0 | 0 | 0 | 0 | 0 | 0 | 0 | 0 | 0 | 0 | 0 | 0 | 0 | 0 | 0 | 0 | 0 | 0 | 0 | 0 | 0
F2_Commercial_Restaurant_Existing_Food Preparation_Natural Gas_Oven_E7 | F2 | Commercial | Restaurant | Existing | Food Preparation | Natural Gas | Oven | E7 | TRC BC Ratio | 0 | 0 | 0 | 0 | 0 | 0 | 0 | 0 | 0 | 0 | 0 | 0 | 0 | 0 | 0 | 0 | 0 | 0 | 0 | 0 | 0 | 0 | 0 | 0 | 0 | 0 | 0 | 0 | 0 | 0 | 0 | 0 | 0
F2_Commercial_Restaurant_Existing_Food Preparation_Natural Gas_Oven_E8 | F2 | Commercial | Restaurant | Existing | Food Preparation | Natural Gas | Oven | E8 | TRC BC Ratio | 0 | 0 | 0 | 0 | 0 | 0 | 0 | 0 | 0 | 0 | 0 | 0 | 0 | 0 | 0 | 0 | 0 | 0 | 0 | 0 | 0 | 0 | 0 | 0 | 0 | 0 | 0 | 0 | 0 | 0 | 0 | 0 | 0
F2_Commercial_Restaurant_Existing_Food Preparation_Natural Gas_Oven_E9 | F2 | Commercial | Restaurant | Existing | Food Preparation | Natural Gas | Oven | E9 | TRC BC Ratio | 0 | 0 | 0 | 0 | 0 | 0 | 0 | 0 | 0 | 0 | 0 | 0 | 0 | 0 | 0 | 0 | 0 | 0 | 0 | 0 | 0 | 0 | 0 | 0 | 0 | 0 | 0 | 0 | 0 | 0 | 0 | 0 | 0
F2_Commercial_Restaurant_Existing_Food Preparation_Natural Gas_Oven_E10 | F2 | Commercial | Restaurant | Existing | Food Preparation | Natural Gas | Oven | E10 | TRC BC Ratio | 0 | 0 | 0 | 0 | 0 | 0 | 0 | 0 | 0 | 0 | 0 | 0 | 0 | 0 | 0 | 0 | 0 | 0 | 0 | 0 | 0 | 0 | 0 | 0 | 0 | 0 | 0 | 0 | 0 | 0 | 0 | 0 | 0
F3_Commercial_Restaurant_Existing_Food Preparation_Natural Gas_Oven_E1 | F3 | Commercial | Restaurant | Existing | Food Preparation | Natural Gas | Oven | E1 | PACT BC Ratio | bar: 2019 to 2051
F3_Commercial_Restaurant_Existing_Food Preparation_Natural Gas_Oven_E2 | F3 | Commercial | Restaurant | Existing | Food Preparation | Natural Gas | Oven | E2 | PACT BC Ratio | 3.5461 | 3.5731 | 3.6033 | 3.6366 | 3.6744 | 3.7182 | 3.7538 | 3.7879 | 3.8225 | 3.8586 | 3.893 | 3.9245 | 3.9568 | 3.9908 | 4.0282 | 4.0648 | 4.1037 | 4.1447 | 4.1874 | 4.2311 | 4.275 | 4.3161 | 4.3532 | 4.386 | 4.4144 | 4.4388 | 4.4557 | 4.4683 | 4.4792 | 4.4885 | 4.4978 | 4.5018 | 4.5018
F3_Commercial_Restaurant_Existing_Food Preparation_Natural Gas_Oven_E3 | F3 | Commercial | Restaurant | Existing | Food Preparation | Natural Gas | Oven | E3 | PACT BC Ratio | 0 | 0 | 0 | 0 | 0 | 0 | 0 | 0 | 0 | 0 | 0 | 0 | 0 | 0 | 0 | 0 | 0 | 0 | 0 | 0 | 0 | 0 | 0 | 0 | 0 | 0 | 0 | 0 | 0 | 0 | 0 | 0 | 0
F3_Commercial_Restaurant_Existing_Food Preparation_Natural Gas_Oven_E4 | F3 | Commercial | Restaurant | Existing | Food Preparation | Natural Gas | Oven | E4 | PACT BC Ratio | 0 | 0 | 0 | 0 | 0 | 0 | 0 | 0 | 0 | 0 | 0 | 0 | 0 | 0 | 0 | 0 | 0 | 0 | 0 | 0 | 0 | 0 | 0 | 0 | 0 | 0 | 0 | 0 | 0 | 0 | 0 | 0 | 0
F3_Commercial_Restaurant_Existing_Food Preparation_Natural Gas_Oven_E5 | F3 | Commercial | Restaurant | Existing | Food Preparation | Natural Gas | Oven | E5 | PACT BC Ratio | 0 | 0 | 0 | 0 | 0 | 0 | 0 | 0 | 0 | 0 | 0 | 0 | 0 | 0 | 0 | 0 | 0 | 0 | 0 | 0 | 0 | 0 | 0 | 0 | 0 | 0 | 0 | 0 | 0 | 0 | 0 | 0 | 0
F3_Commercial_Restaurant_Existing_Food Preparation_Natural Gas_Oven_E6 | F3 | Commercial | Restaurant | Existing | Food Preparation | Natural Gas | Oven | E6 | PACT BC Ratio | 0 | 0 | 0 | 0 | 0 | 0 | 0 | 0 | 0 | 0 | 0 | 0 | 0 | 0 | 0 | 0 | 0 | 0 | 0 | 0 | 0 | 0 | 0 | 0 | 0 | 0 | 0 | 0 | 0 | 0 | 0 | 0 | 0
F3_Commercial_Restaurant_Existing_Food Preparation_Natural Gas_Oven_E7 | F3 | Commercial | Restaurant | Existing | Food Preparation | Natural Gas | Oven | E7 | PACT BC Ratio | 0 | 0 | 0 | 0 | 0 | 0 | 0 | 0 | 0 | 0 | 0 | 0 | 0 | 0 | 0 | 0 | 0 | 0 | 0 | 0 | 0 | 0 | 0 | 0 | 0 | 0 | 0 | 0 | 0 | 0 | 0 | 0 | 0
F3_Commercial_Restaurant_Existing_Food Preparation_Natural Gas_Oven_E8 | F3 | Commercial | Restaurant | Existing | Food Preparation | Natural Gas | Oven | E8 | PACT BC Ratio | 0 | 0 | 0 | 0 | 0 | 0 | 0 | 0 | 0 | 0 | 0 | 0 | 0 | 0 | 0 | 0 | 0 | 0 | 0 | 0 | 0 | 0 | 0 | 0 | 0 | 0 | 0 | 0 | 0 | 0 | 0 | 0 | 0
F3_Commercial_Restaurant_Existing_Food Preparation_Natural Gas_Oven_E9 | F3 | Commercial | Restaurant | Existing | Food Preparation | Natural Gas | Oven | E9 | PACT BC Ratio | 0 | 0 | 0 | 0 | 0 | 0 | 0 | 0 | 0 | 0 | 0 | 0 | 0 | 0 | 0 | 0 | 0 | 0 | 0 | 0 | 0 | 0 | 0 | 0 | 0 | 0 | 0 | 0 | 0 | 0 | 0 | 0 | 0
F3_Commercial_Restaurant_Existing_Food Preparation_Natural Gas_Oven_E10 | F3 | Commercial | Restaurant | Existing | Food Preparation | Natural Gas | Oven | E10 | PACT BC Ratio | 0 | 0 | 0 | 0 | 0 | 0 | 0 | 0 | 0 | 0 | 0 | 0 | 0 | 0 | 0 | 0 | 0 | 0 | 0 | 0 | 0 | 0 | 0 | 0 | 0 | 0 | 0 | 0 | 0 | 0 | 0 | 0 | 0
F4_Commercial_Restaurant_Existing_Food Preparation_Natural Gas_Oven_E1 | F4 | Commercial | Restaurant | Existing | Food Preparation | Natural Gas | Oven | E1 | RVT BC Ratio | bar: 2019 to 2051
F4_Commercial_Restaurant_Existing_Food Preparation_Natural Gas_Oven_E2 | F4 | Commercial | Restaurant | Existing | Food Preparation | Natural Gas | Oven | E2 | RVT BC Ratio | 4.5236 | 4.5528 | 4.5853 | 4.6211 | 4.662 | 4.7092 | 4.7475 | 4.7843 | 4.8216 | 4.8605 | 4.8976 | 4.9317 | 4.9665 | 5.0031 | 5.0435 | 5.0829 | 5.1248 | 5.169 | 5.2151 | 5.2622 | 5.3095 | 5.3539 | 5.3939 | 5.4293 | 5.4599 | 5.4862 | 5.5044 | 5.518 | 5.5298 | 5.5398 | 5.5498 | 5.5542 | 5.5542
F4_Commercial_Restaurant_Existing_Food Preparation_Natural Gas_Oven_E3 | F4 | Commercial | Restaurant | Existing | Food Preparation | Natural Gas | Oven | E3 | RVT BC Ratio | 0 | 0 | 0 | 0 | 0 | 0 | 0 | 0 | 0 | 0 | 0 | 0 | 0 | 0 | 0 | 0 | 0 | 0 | 0 | 0 | 0 | 0 | 0 | 0 | 0 | 0 | 0 | 0 | 0 | 0 | 0 | 0 | 0
F4_Commercial_Restaurant_Existing_Food Preparation_Natural Gas_Oven_E4 | F4 | Commercial | Restaurant | Existing | Food Preparation | Natural Gas | Oven | E4 | RVT BC Ratio | 0 | 0 | 0 | 0 | 0 | 0 | 0 | 0 | 0 | 0 | 0 | 0 | 0 | 0 | 0 | 0 | 0 | 0 | 0 | 0 | 0 | 0 | 0 | 0 | 0 | 0 | 0 | 0 | 0 | 0 | 0 | 0 | 0
F4_Commercial_Restaurant_Existing_Food Preparation_Natural Gas_Oven_E5 | F4 | Commercial | Restaurant | Existing | Food Preparation | Natural Gas | Oven | E5 | RVT BC Ratio | 0 | 0 | 0 | 0 | 0 | 0 | 0 | 0 | 0 | 0 | 0 | 0 | 0 | 0 | 0 | 0 | 0 | 0 | 0 | 0 | 0 | 0 | 0 | 0 | 0 | 0 | 0 | 0 | 0 | 0 | 0 | 0 | 0
F4_Commercial_Restaurant_Existing_Food Preparation_Natural Gas_Oven_E6 | F4 | Commercial | Restaurant | Existing | Food Preparation | Natural Gas | Oven | E6 | RVT BC Ratio | 0 | 0 | 0 | 0 | 0 | 0 | 0 | 0 | 0 | 0 | 0 | 0 | 0 | 0 | 0 | 0 | 0 | 0 | 0 | 0 | 0 | 0 | 0 | 0 | 0 | 0 | 0 | 0 | 0 | 0 | 0 | 0 | 0
F4_Commercial_Restaurant_Existing_Food Preparation_Natural Gas_Oven_E7 | F4 | Commercial | Restaurant | Existing | Food Preparation | Natural Gas | Oven | E7 | RVT BC Ratio | 0 | 0 | 0 | 0 | 0 | 0 | 0 | 0 | 0 | 0 | 0 | 0 | 0 | 0 | 0 | 0 | 0 | 0 | 0 | 0 | 0 | 0 | 0 | 0 | 0 | 0 | 0 | 0 | 0 | 0 | 0 | 0 | 0
F4_Commercial_Restaurant_Existing_Food Preparation_Natural Gas_Oven_E8 | F4 | Commercial | Restaurant | Existing | Food Preparation | Natural Gas | Oven | E8 | RVT BC Ratio | 0 | 0 | 0 | 0 | 0 | 0 | 0 | 0 | 0 | 0 | 0 | 0 | 0 | 0 | 0 | 0 | 0 | 0 | 0 | 0 | 0 | 0 | 0 | 0 | 0 | 0 | 0 | 0 | 0 | 0 | 0 | 0 | 0
F4_Commercial_Restaurant_Existing_Food Preparation_Natural Gas_Oven_E9 | F4 | Commercial | Restaurant | Existing | Food Preparation | Natural Gas | Oven | E9 | RVT BC Ratio | 0 | 0 | 0 | 0 | 0 | 0 | 0 | 0 | 0 | 0 | 0 | 0 | 0 | 0 | 0 | 0 | 0 | 0 | 0 | 0 | 0 | 0 | 0 | 0 | 0 | 0 | 0 | 0 | 0 | 0 | 0 | 0 | 0
F4_Commercial_Restaurant_Existing_Food Preparation_Natural Gas_Oven_E10 | F4 | Commercial | Restaurant | Existing | Food Preparation | Natural Gas | Oven | E10 | RVT BC Ratio | 0 | 0 | 0 | 0 | 0 | 0 | 0 | 0 | 0 | 0 | 0 | 0 | 0 | 0 | 0 | 0 | 0 | 0 | 0 | 0 | 0 | 0 | 0 | 0 | 0 | 0 | 0 | 0 | 0 | 0 | 0 | 0 | 0
F5_Commercial_Restaurant_Existing_Food Preparation_Natural Gas_Oven_E1 | F5 | Commercial | Restaurant | Existing | Food Preparation | Natural Gas | Oven | E1 | RIM BC Ratio | bar: 2019 to 2051
F5_Commercial_Restaurant_Existing_Food Preparation_Natural Gas_Oven_E2 | F5 | Commercial | Restaurant | Existing | Food Preparation | Natural Gas | Oven | E2 | RIM BC Ratio | 0.67565 | 0.67662 | 0.6777 | 0.67886 | 0.68017 | 0.68166 | 0.68284 | 0.68396 | 0.68508 | 0.68623 | 0.68731 | 0.68829 | 0.68928 | 0.6903 | 0.69141 | 0.69248 | 0.6936 | 0.69476 | 0.69595 | 0.69715 | 0.69833 | 0.69942 | 0.70039 | 0.70123 | 0.70195 | 0.70257 | 0.70299 | 0.7033 | 0.70357 | 0.7038 | 0.70403 | 0.70413 | 0.70413
F5_Commercial_Restaurant_Existing_Food Preparation_Natural Gas_Oven_E3 | F5 | Commercial | Restaurant | Existing | Food Preparation | Natural Gas | Oven | E3 | RIM BC Ratio | 0 | 0 | 0 | 0 | 0 | 0 | 0 | 0 | 0 | 0 | 0 | 0 | 0 | 0 | 0 | 0 | 0 | 0 | 0 | 0 | 0 | 0 | 0 | 0 | 0 | 0 | 0 | 0 | 0 | 0 | 0 | 0 | 0
F5_Commercial_Restaurant_Existing_Food Preparation_Natural Gas_Oven_E4 | F5 | Commercial | Restaurant | Existing | Food Preparation | Natural Gas | Oven | E4 | RIM BC Ratio | 0 | 0 | 0 | 0 | 0 | 0 | 0 | 0 | 0 | 0 | 0 | 0 | 0 | 0 | 0 | 0 | 0 | 0 | 0 | 0 | 0 | 0 | 0 | 0 | 0 | 0 | 0 | 0 | 0 | 0 | 0 | 0 | 0
F5_Commercial_Restaurant_Existing_Food Preparation_Natural Gas_Oven_E5 | F5 | Commercial | Restaurant | Existing | Food Preparation | Natural Gas | Oven | E5 | RIM BC Ratio | 0 | 0 | 0 | 0 | 0 | 0 | 0 | 0 | 0 | 0 | 0 | 0 | 0 | 0 | 0 | 0 | 0 | 0 | 0 | 0 | 0 | 0 | 0 | 0 | 0 | 0 | 0 | 0 | 0 | 0 | 0 | 0 | 0
F5_Commercial_Restaurant_Existing_Food Preparation_Natural Gas_Oven_E6 | F5 | Commercial | Restaurant | Existing | Food Preparation | Natural Gas | Oven | E6 | RIM BC Ratio | 0 | 0 | 0 | 0 | 0 | 0 | 0 | 0 | 0 | 0 | 0 | 0 | 0 | 0 | 0 | 0 | 0 | 0 | 0 | 0 | 0 | 0 | 0 | 0 | 0 | 0 | 0 | 0 | 0 | 0 | 0 | 0 | 0
F5_Commercial_Restaurant_Existing_Food Preparation_Natural Gas_Oven_E7 | F5 | Commercial | Restaurant | Existing | Food Preparation | Natural Gas | Oven | E7 | RIM BC Ratio | 0 | 0 | 0 | 0 | 0 | 0 | 0 | 0 | 0 | 0 | 0 | 0 | 0 | 0 | 0 | 0 | 0 | 0 | 0 | 0 | 0 | 0 | 0 | 0 | 0 | 0 | 0 | 0 | 0 | 0 | 0 | 0 | 0
F5_Commercial_Restaurant_Existing_Food Preparation_Natural Gas_Oven_E8 | F5 | Commercial | Restaurant | Existing | Food Preparation | Natural Gas | Oven | E8 | RIM BC Ratio | 0 | 0 | 0 | 0 | 0 | 0 | 0 | 0 | 0 | 0 | 0 | 0 | 0 | 0 | 0 | 0 | 0 | 0 | 0 | 0 | 0 | 0 | 0 | 0 | 0 | 0 | 0 | 0 | 0 | 0 | 0 | 0 | 0
F5_Commercial_Restaurant_Existing_Food Preparation_Natural Gas_Oven_E9 | F5 | Commercial | Restaurant | Existing | Food Preparation | Natural Gas | Oven | E9 | RIM BC Ratio | 0 | 0 | 0 | 0 | 0 | 0 | 0 | 0 | 0 | 0 | 0 | 0 | 0 | 0 | 0 | 0 | 0 | 0 | 0 | 0 | 0 | 0 | 0 | 0 | 0 | 0 | 0 | 0 | 0 | 0 | 0 | 0 | 0
F5_Commercial_Restaurant_Existing_Food Preparation_Natural Gas_Oven_E10 | F5 | Commercial | Restaurant | Existing | Food Preparation | Natural Gas | Oven | E10 | RIM BC Ratio | 0 | 0 | 0 | 0 | 0 | 0 | 0 | 0 | 0 | 0 | 0 | 0 | 0 | 0 | 0 | 0 | 0 | 0 | 0 | 0 | 0 | 0 | 0 | 0 | 0 | 0 | 0 | 0 | 0 | 0 | 0 | 0 | 0
F0_Commercial_Restaurant_Existing_Food Preparation_Natural Gas_Conveyor Oven_E0 | F0 | Commercial | Restaurant | Existing | Food Preparation | Natural Gas | Conveyor Oven | E0 | Economic Unit | Efficient (>44% Baking Efficiency) | Efficient (>44% Baking Efficiency) | Efficient (>44% Baking Efficiency) | Efficient (>44% Baking Efficiency) | Efficient (>44% Baking Efficiency) | Efficient (>44% Baking Efficiency) | Efficient (>44% Baking Efficiency) | Efficient (>44% Baking Efficiency) | Efficient (>44% Baking Efficiency) | Efficient (>44% Baking Efficiency) | Efficient (>44% Baking Efficiency) | Efficient (>44% Baking Efficiency) | Efficient (>44% Baking Efficiency) | Efficient (>44% Baking Efficiency) | Efficient (>44% Baking Efficiency) | Efficient (>44% Baking Efficiency) | Efficient (>44% Baking Efficiency) | Efficient (>44% Baking Efficiency) | Efficient (>44% Baking Efficiency) | Efficient (>44% Baking Efficiency) | Efficient (>44% Baking Efficiency) | Efficient (>44% Baking Efficiency) | Efficient (>44% Baking Efficiency) | Efficient (>44% Baking Efficiency) | Efficient (>44% Baking Efficiency) | Efficient (>44% Baking Efficiency) | Efficient (>44% Baking Efficiency) | Efficient (>44% Baking Efficiency) | Efficient (>44% Baking Efficiency) | Efficient (>44% Baking Efficiency) | Efficient (>44% Baking Efficiency) | Efficient (>44% Baking Efficiency) | Efficient (>44% Baking Efficiency)
F1_Commercial_Restaurant_Existing_Food Preparation_Natural Gas_Conveyor Oven_E1 | F1 | Commercial | Restaurant | Existing | Food Preparation | Natural Gas | Conveyor Oven | E1 | CCE | 0 | 0 | 0 | 0 | 0 | 0 | 0 | 0 | 0 | 0 | 0 | 0 | 0 | 0 | 0 | 0 | 0 | 0 | 0 | 0 | 0 | 0 | 0 | 0 | 0 | 0 | 0 | 0 | 0 | 0 | 0 | 0 | 0
F1_Commercial_Restaurant_Existing_Food Preparation_Natural Gas_Conveyor Oven_E2 | F1 | Commercial | Restaurant | Existing | Food Preparation | Natural Gas | Conveyor Oven | E2 | CCE | 0.35475 | 0.35475 | 0.35475 | 0.35475 | 0.35475 | 0.35475 | 0.35475 | 0.35475 | 0.35475 | 0.35475 | 0.35475 | 0.35475 | 0.35475 | 0.35475 | 0.35475 | 0.35475 | 0.35475 | 0.35475 | 0.35475 | 0.35475 | 0.35475 | 0.35475 | 0.35475 | 0.35475 | 0.35475 | 0.35475 | 0.35475 | 0.35475 | 0.35475 | 0.35475 | 0.35475 | 0.35475 | 0.35475
F1_Commercial_Restaurant_Existing_Food Preparation_Natural Gas_Conveyor Oven_E3 | F1 | Commercial | Restaurant | Existing | Food Preparation | Natural Gas | Conveyor Oven | E3 | CCE | 0 | 0 | 0 | 0 | 0 | 0 | 0 | 0 | 0 | 0 | 0 | 0 | 0 | 0 | 0 | 0 | 0 | 0 | 0 | 0 | 0 | 0 | 0 | 0 | 0 | 0 | 0 | 0 | 0 | 0 | 0 | 0 | 0
F1_Commercial_Restaurant_Existing_Food Preparation_Natural Gas_Conveyor Oven_E4 | F1 | Commercial | Restaurant | Existing | Food Preparation | Natural Gas | Conveyor Oven | E4 | CCE | 0 | 0 | 0 | 0 | 0 | 0 | 0 | 0 | 0 | 0 | 0 | 0 | 0 | 0 | 0 | 0 | 0 | 0 | 0 | 0 | 0 | 0 | 0 | 0 | 0 | 0 | 0 | 0 | 0 | 0 | 0 | 0 | 0
F1_Commercial_Restaurant_Existing_Food Preparation_Natural Gas_Conveyor Oven_E5 | F1 | Commercial | Restaurant | Existing | Food Preparation | Natural Gas | Conveyor Oven | E5 | CCE | 0 | 0 | 0 | 0 | 0 | 0 | 0 | 0 | 0 | 0 | 0 | 0 | 0 | 0 | 0 | 0 | 0 | 0 | 0 | 0 | 0 | 0 | 0 | 0 | 0 | 0 | 0 | 0 | 0 | 0 | 0 | 0 | 0
F1_Commercial_Restaurant_Existing_Food Preparation_Natural Gas_Conveyor Oven_E6 | F1 | Commercial | Restaurant | Existing | Food Preparation | Natural Gas | Conveyor Oven | E6 | CCE | 0 | 0 | 0 | 0 | 0 | 0 | 0 | 0 | 0 | 0 | 0 | 0 | 0 | 0 | 0 | 0 | 0 | 0 | 0 | 0 | 0 | 0 | 0 | 0 | 0 | 0 | 0 | 0 | 0 | 0 | 0 | 0 | 0
F1_Commercial_Restaurant_Existing_Food Preparation_Natural Gas_Conveyor Oven_E7 | F1 | Commercial | Restaurant | Existing | Food Preparation | Natural Gas | Conveyor Oven | E7 | CCE | 0 | 0 | 0 | 0 | 0 | 0 | 0 | 0 | 0 | 0 | 0 | 0 | 0 | 0 | 0 | 0 | 0 | 0 | 0 | 0 | 0 | 0 | 0 | 0 | 0 | 0 | 0 | 0 | 0 | 0 | 0 | 0 | 0
F1_Commercial_Restaurant_Existing_Food Preparation_Natural Gas_Conveyor Oven_E8 | F1 | Commercial | Restaurant | Existing | Food Preparation | Natural Gas | Conveyor Oven | E8 | CCE | 0 | 0 | 0 | 0 | 0 | 0 | 0 | 0 | 0 | 0 | 0 | 0 | 0 | 0 | 0 | 0 | 0 | 0 | 0 | 0 | 0 | 0 | 0 | 0 | 0 | 0 | 0 | 0 | 0 | 0 | 0 | 0 | 0
F1_Commercial_Restaurant_Existing_Food Preparation_Natural Gas_Conveyor Oven_E9 | F1 | Commercial | Restaurant | Existing | Food Preparation | Natural Gas | Conveyor Oven | E9 | CCE | 0 | 0 | 0 | 0 | 0 | 0 | 0 | 0 | 0 | 0 | 0 | 0 | 0 | 0 | 0 | 0 | 0 | 0 | 0 | 0 | 0 | 0 | 0 | 0 | 0 | 0 | 0 | 0 | 0 | 0 | 0 | 0 | 0
F1_Commercial_Restaurant_Existing_Food Preparation_Natural Gas_Conveyor Oven_E10 | F1 | Commercial | Restaurant | Existing | Food Preparation | Natural Gas | Conveyor Oven | E10 | CCE | 0 | 0 | 0 | 0 | 0 | 0 | 0 | 0 | 0 | 0 | 0 | 0 | 0 | 0 | 0 | 0 | 0 | 0 | 0 | 0 | 0 | 0 | 0 | 0 | 0 | 0 | 0 | 0 | 0 | 0 | 0 | 0 | 0
F2_Commercial_Restaurant_Existing_Food Preparation_Natural Gas_Conveyor Oven_E1 | F2 | Commercial | Restaurant | Existing | Food Preparation | Natural Gas | Conveyor Oven | E1 | TRC BC Ratio | bar: 2019 to 2051
F2_Commercial_Restaurant_Existing_Food Preparation_Natural Gas_Conveyor Oven_E2 | F2 | Commercial | Restaurant | Existing | Food Preparation | Natural Gas | Conveyor Oven | E2 | TRC BC Ratio | 4.0477 | 4.0772 | 4.1092 | 4.1444 | 4.1846 | 4.2312 | 4.2722 | 4.3136 | 4.3565 | 4.4011 | 4.4439 | 4.4835 | 4.5223 | 4.561 | 4.6015 | 4.64 | 4.6797 | 4.7203 | 4.7612 | 4.8019 | 4.8418 | 4.8782 | 4.9108 | 4.9395 | 4.9644 | 4.9858 | 5.0006 | 5.0116 | 5.0212 | 5.0293 | 5.0374 | 5.041 | 5.041
F2_Commercial_Restaurant_Existing_Food Preparation_Natural Gas_Conveyor Oven_E3 | F2 | Commercial | Restaurant | Existing | Food Preparation | Natural Gas | Conveyor Oven | E3 | TRC BC Ratio | 0 | 0 | 0 | 0 | 0 | 0 | 0 | 0 | 0 | 0 | 0 | 0 | 0 | 0 | 0 | 0 | 0 | 0 | 0 | 0 | 0 | 0 | 0 | 0 | 0 | 0 | 0 | 0 | 0 | 0 | 0 | 0 | 0
F2_Commercial_Restaurant_Existing_Food Preparation_Natural Gas_Conveyor Oven_E4 | F2 | Commercial | Restaurant | Existing | Food Preparation | Natural Gas | Conveyor Oven | E4 | TRC BC Ratio | 0 | 0 | 0 | 0 | 0 | 0 | 0 | 0 | 0 | 0 | 0 | 0 | 0 | 0 | 0 | 0 | 0 | 0 | 0 | 0 | 0 | 0 | 0 | 0 | 0 | 0 | 0 | 0 | 0 | 0 | 0 | 0 | 0
F2_Commercial_Restaurant_Existing_Food Preparation_Natural Gas_Conveyor Oven_E5 | F2 | Commercial | Restaurant | Existing | Food Preparation | Natural Gas | Conveyor Oven | E5 | TRC BC Ratio | 0 | 0 | 0 | 0 | 0 | 0 | 0 | 0 | 0 | 0 | 0 | 0 | 0 | 0 | 0 | 0 | 0 | 0 | 0 | 0 | 0 | 0 | 0 | 0 | 0 | 0 | 0 | 0 | 0 | 0 | 0 | 0 | 0
F2_Commercial_Restaurant_Existing_Food Preparation_Natural Gas_Conveyor Oven_E6 | F2 | Commercial | Restaurant | Existing | Food Preparation | Natural Gas | Conveyor Oven | E6 | TRC BC Ratio | 0 | 0 | 0 | 0 | 0 | 0 | 0 | 0 | 0 | 0 | 0 | 0 | 0 | 0 | 0 | 0 | 0 | 0 | 0 | 0 | 0 | 0 | 0 | 0 | 0 | 0 | 0 | 0 | 0 | 0 | 0 | 0 | 0
F2_Commercial_Restaurant_Existing_Food Preparation_Natural Gas_Conveyor Oven_E7 | F2 | Commercial | Restaurant | Existing | Food Preparation | Natural Gas | Conveyor Oven | E7 | TRC BC Ratio | 0 | 0 | 0 | 0 | 0 | 0 | 0 | 0 | 0 | 0 | 0 | 0 | 0 | 0 | 0 | 0 | 0 | 0 | 0 | 0 | 0 | 0 | 0 | 0 | 0 | 0 | 0 | 0 | 0 | 0 | 0 | 0 | 0
F2_Commercial_Restaurant_Existing_Food Preparation_Natural Gas_Conveyor Oven_E8 | F2 | Commercial | Restaurant | Existing | Food Preparation | Natural Gas | Conveyor Oven | E8 | TRC BC Ratio | 0 | 0 | 0 | 0 | 0 | 0 | 0 | 0 | 0 | 0 | 0 | 0 | 0 | 0 | 0 | 0 | 0 | 0 | 0 | 0 | 0 | 0 | 0 | 0 | 0 | 0 | 0 | 0 | 0 | 0 | 0 | 0 | 0
F2_Commercial_Restaurant_Existing_Food Preparation_Natural Gas_Conveyor Oven_E9 | F2 | Commercial | Restaurant | Existing | Food Preparation | Natural Gas | Conveyor Oven | E9 | TRC BC Ratio | 0 | 0 | 0 | 0 | 0 | 0 | 0 | 0 | 0 | 0 | 0 | 0 | 0 | 0 | 0 | 0 | 0 | 0 | 0 | 0 | 0 | 0 | 0 | 0 | 0 | 0 | 0 | 0 | 0 | 0 | 0 | 0 | 0
F2_Commercial_Restaurant_Existing_Food Preparation_Natural Gas_Conveyor Oven_E10 | F2 | Commercial | Restaurant | Existing | Food Preparation | Natural Gas | Conveyor Oven | E10 | TRC BC Ratio | 0 | 0 | 0 | 0 | 0 | 0 | 0 | 0 | 0 | 0 | 0 | 0 | 0 | 0 | 0 | 0 | 0 | 0 | 0 | 0 | 0 | 0 | 0 | 0 | 0 | 0 | 0 | 0 | 0 | 0 | 0 | 0 | 0
F3_Commercial_Restaurant_Existing_Food Preparation_Natural Gas_Conveyor Oven_E1 | F3 | Commercial | Restaurant | Existing | Food Preparation | Natural Gas | Conveyor Oven | E1 | PACT BC Ratio | bar: 2019 to 2051
F3_Commercial_Restaurant_Existing_Food Preparation_Natural Gas_Conveyor Oven_E2 | F3 | Commercial | Restaurant | Existing | Food Preparation | Natural Gas | Conveyor Oven | E2 | PACT BC Ratio | 5.397 | 5.4363 | 5.479 | 5.5258 | 5.5794 | 5.6416 | 5.6963 | 5.7515 | 5.8086 | 5.8681 | 5.9253 | 5.978 | 6.0297 | 6.0814 | 6.1353 | 6.1867 | 6.2396 | 6.2937 | 6.3483 | 6.4025 | 6.4557 | 6.5043 | 6.5477 | 6.586 | 6.6192 | 6.6477 | 6.6674 | 6.6822 | 6.6949 | 6.7058 | 6.7166 | 6.7213 | 6.7213
F3_Commercial_Restaurant_Existing_Food Preparation_Natural Gas_Conveyor Oven_E3 | F3 | Commercial | Restaurant | Existing | Food Preparation | Natural Gas | Conveyor Oven | E3 | PACT BC Ratio | 0 | 0 | 0 | 0 | 0 | 0 | 0 | 0 | 0 | 0 | 0 | 0 | 0 | 0 | 0 | 0 | 0 | 0 | 0 | 0 | 0 | 0 | 0 | 0 | 0 | 0 | 0 | 0 | 0 | 0 | 0 | 0 | 0
F3_Commercial_Restaurant_Existing_Food Preparation_Natural Gas_Conveyor Oven_E4 | F3 | Commercial | Restaurant | Existing | Food Preparation | Natural Gas | Conveyor Oven | E4 | PACT BC Ratio | 0 | 0 | 0 | 0 | 0 | 0 | 0 | 0 | 0 | 0 | 0 | 0 | 0 | 0 | 0 | 0 | 0 | 0 | 0 | 0 | 0 | 0 | 0 | 0 | 0 | 0 | 0 | 0 | 0 | 0 | 0 | 0 | 0
F3_Commercial_Restaurant_Existing_Food Preparation_Natural Gas_Conveyor Oven_E5 | F3 | Commercial | Restaurant | Existing | Food Preparation | Natural Gas | Conveyor Oven | E5 | PACT BC Ratio | 0 | 0 | 0 | 0 | 0 | 0 | 0 | 0 | 0 | 0 | 0 | 0 | 0 | 0 | 0 | 0 | 0 | 0 | 0 | 0 | 0 | 0 | 0 | 0 | 0 | 0 | 0 | 0 | 0 | 0 | 0 | 0 | 0
F3_Commercial_Restaurant_Existing_Food Preparation_Natural Gas_Conveyor Oven_E6 | F3 | Commercial | Restaurant | Existing | Food Preparation | Natural Gas | Conveyor Oven | E6 | PACT BC Ratio | 0 | 0 | 0 | 0 | 0 | 0 | 0 | 0 | 0 | 0 | 0 | 0 | 0 | 0 | 0 | 0 | 0 | 0 | 0 | 0 | 0 | 0 | 0 | 0 | 0 | 0 | 0 | 0 | 0 | 0 | 0 | 0 | 0
F3_Commercial_Restaurant_Existing_Food Preparation_Natural Gas_Conveyor Oven_E7 | F3 | Commercial | Restaurant | Existing | Food Preparation | Natural Gas | Conveyor Oven | E7 | PACT BC Ratio | 0 | 0 | 0 | 0 | 0 | 0 | 0 | 0 | 0 | 0 | 0 | 0 | 0 | 0 | 0 | 0 | 0 | 0 | 0 | 0 | 0 | 0 | 0 | 0 | 0 | 0 | 0 | 0 | 0 | 0 | 0 | 0 | 0
F3_Commercial_Restaurant_Existing_Food Preparation_Natural Gas_Conveyor Oven_E8 | F3 | Commercial | Restaurant | Existing | Food Preparation | Natural Gas | Conveyor Oven | E8 | PACT BC Ratio | 0 | 0 | 0 | 0 | 0 | 0 | 0 | 0 | 0 | 0 | 0 | 0 | 0 | 0 | 0 | 0 | 0 | 0 | 0 | 0 | 0 | 0 | 0 | 0 | 0 | 0 | 0 | 0 | 0 | 0 | 0 | 0 | 0
F3_Commercial_Restaurant_Existing_Food Preparation_Natural Gas_Conveyor Oven_E9 | F3 | Commercial | Restaurant | Existing | Food Preparation | Natural Gas | Conveyor Oven | E9 | PACT BC Ratio | 0 | 0 | 0 | 0 | 0 | 0 | 0 | 0 | 0 | 0 | 0 | 0 | 0 | 0 | 0 | 0 | 0 | 0 | 0 | 0 | 0 | 0 | 0 | 0 | 0 | 0 | 0 | 0 | 0 | 0 | 0 | 0 | 0
F3_Commercial_Restaurant_Existing_Food Preparation_Natural Gas_Conveyor Oven_E10 | F3 | Commercial | Restaurant | Existing | Food Preparation | Natural Gas | Conveyor Oven | E10 | PACT BC Ratio | 0 | 0 | 0 | 0 | 0 | 0 | 0 | 0 | 0 | 0 | 0 | 0 | 0 | 0 | 0 | 0 | 0 | 0 | 0 | 0 | 0 | 0 | 0 | 0 | 0 | 0 | 0 | 0 | 0 | 0 | 0 | 0 | 0
F4_Commercial_Restaurant_Existing_Food Preparation_Natural Gas_Conveyor Oven_E1 | F4 | Commercial | Restaurant | Existing | Food Preparation | Natural Gas | Conveyor Oven | E1 | RVT BC Ratio | bar: 2019 to 2051
F4_Commercial_Restaurant_Existing_Food Preparation_Natural Gas_Conveyor Oven_E2 | F4 | Commercial | Restaurant | Existing | Food Preparation | Natural Gas | Conveyor Oven | E2 | RVT BC Ratio | 6.5193 | 6.5617 | 6.6078 | 6.6583 | 6.7161 | 6.7831 | 6.8421 | 6.9016 | 6.9632 | 7.0273 | 7.089 | 7.1459 | 7.2016 | 7.2573 | 7.3154 | 7.3708 | 7.4279 | 7.4863 | 7.5451 | 7.6035 | 7.6609 | 7.7133 | 7.7601 | 7.8014 | 7.8372 | 7.8679 | 7.8892 | 7.9051 | 7.9188 | 7.9306 | 7.9422 | 7.9473 | 7.9473
F4_Commercial_Restaurant_Existing_Food Preparation_Natural Gas_Conveyor Oven_E3 | F4 | Commercial | Restaurant | Existing | Food Preparation | Natural Gas | Conveyor Oven | E3 | RVT BC Ratio | 0 | 0 | 0 | 0 | 0 | 0 | 0 | 0 | 0 | 0 | 0 | 0 | 0 | 0 | 0 | 0 | 0 | 0 | 0 | 0 | 0 | 0 | 0 | 0 | 0 | 0 | 0 | 0 | 0 | 0 | 0 | 0 | 0
F4_Commercial_Restaurant_Existing_Food Preparation_Natural Gas_Conveyor Oven_E4 | F4 | Commercial | Restaurant | Existing | Food Preparation | Natural Gas | Conveyor Oven | E4 | RVT BC Ratio | 0 | 0 | 0 | 0 | 0 | 0 | 0 | 0 | 0 | 0 | 0 | 0 | 0 | 0 | 0 | 0 | 0 | 0 | 0 | 0 | 0 | 0 | 0 | 0 | 0 | 0 | 0 | 0 | 0 | 0 | 0 | 0 | 0
F4_Commercial_Restaurant_Existing_Food Preparation_Natural Gas_Conveyor Oven_E5 | F4 | Commercial | Restaurant | Existing | Food Preparation | Natural Gas | Conveyor Oven | E5 | RVT BC Ratio | 0 | 0 | 0 | 0 | 0 | 0 | 0 | 0 | 0 | 0 | 0 | 0 | 0 | 0 | 0 | 0 | 0 | 0 | 0 | 0 | 0 | 0 | 0 | 0 | 0 | 0 | 0 | 0 | 0 | 0 | 0 | 0 | 0
F4_Commercial_Restaurant_Existing_Food Preparation_Natural Gas_Conveyor Oven_E6 | F4 | Commercial | Restaurant | Existing | Food Preparation | Natural Gas | Conveyor Oven | E6 | RVT BC Ratio | 0 | 0 | 0 | 0 | 0 | 0 | 0 | 0 | 0 | 0 | 0 | 0 | 0 | 0 | 0 | 0 | 0 | 0 | 0 | 0 | 0 | 0 | 0 | 0 | 0 | 0 | 0 | 0 | 0 | 0 | 0 | 0 | 0
F4_Commercial_Restaurant_Existing_Food Preparation_Natural Gas_Conveyor Oven_E7 | F4 | Commercial | Restaurant | Existing | Food Preparation | Natural Gas | Conveyor Oven | E7 | RVT BC Ratio | 0 | 0 | 0 | 0 | 0 | 0 | 0 | 0 | 0 | 0 | 0 | 0 | 0 | 0 | 0 | 0 | 0 | 0 | 0 | 0 | 0 | 0 | 0 | 0 | 0 | 0 | 0 | 0 | 0 | 0 | 0 | 0 | 0
F4_Commercial_Restaurant_Existing_Food Preparation_Natural Gas_Conveyor Oven_E8 | F4 | Commercial | Restaurant | Existing | Food Preparation | Natural Gas | Conveyor Oven | E8 | RVT BC Ratio | 0 | 0 | 0 | 0 | 0 | 0 | 0 | 0 | 0 | 0 | 0 | 0 | 0 | 0 | 0 | 0 | 0 | 0 | 0 | 0 | 0 | 0 | 0 | 0 | 0 | 0 | 0 | 0 | 0 | 0 | 0 | 0 | 0
F4_Commercial_Restaurant_Existing_Food Preparation_Natural Gas_Conveyor Oven_E9 | F4 | Commercial | Restaurant | Existing | Food Preparation | Natural Gas | Conveyor Oven | E9 | RVT BC Ratio | 0 | 0 | 0 | 0 | 0 | 0 | 0 | 0 | 0 | 0 | 0 | 0 | 0 | 0 | 0 | 0 | 0 | 0 | 0 | 0 | 0 | 0 | 0 | 0 | 0 | 0 | 0 | 0 | 0 | 0 | 0 | 0 | 0
F4_Commercial_Restaurant_Existing_Food Preparation_Natural Gas_Conveyor Oven_E10 | F4 | Commercial | Restaurant | Existing | Food Preparation | Natural Gas | Conveyor Oven | E10 | RVT BC Ratio | 0 | 0 | 0 | 0 | 0 | 0 | 0 | 0 | 0 | 0 | 0 | 0 | 0 | 0 | 0 | 0 | 0 | 0 | 0 | 0 | 0 | 0 | 0 | 0 | 0 | 0 | 0 | 0 | 0 | 0 | 0 | 0 | 0
F5_Commercial_Restaurant_Existing_Food Preparation_Natural Gas_Conveyor Oven_E1 | F5 | Commercial | Restaurant | Existing | Food Preparation | Natural Gas | Conveyor Oven | E1 | RIM BC Ratio | bar: 2019 to 2051
F5_Commercial_Restaurant_Existing_Food Preparation_Natural Gas_Conveyor Oven_E2 | F5 | Commercial | Restaurant | Existing | Food Preparation | Natural Gas | Conveyor Oven | E2 | RIM BC Ratio | 0.72288 | 0.72358 | 0.72433 | 0.72515 | 0.72606 | 0.7271 | 0.728 | 0.7289 | 0.72981 | 0.73074 | 0.73162 | 0.73242 | 0.73319 | 0.73394 | 0.73472 | 0.73545 | 0.7362 | 0.73694 | 0.73769 | 0.73841 | 0.73912 | 0.73975 | 0.74031 | 0.74079 | 0.74121 | 0.74157 | 0.74181 | 0.742 | 0.74215 | 0.74229 | 0.74242 | 0.74248 | 0.74248
F5_Commercial_Restaurant_Existing_Food Preparation_Natural Gas_Conveyor Oven_E3 | F5 | Commercial | Restaurant | Existing | Food Preparation | Natural Gas | Conveyor Oven | E3 | RIM BC Ratio | 0 | 0 | 0 | 0 | 0 | 0 | 0 | 0 | 0 | 0 | 0 | 0 | 0 | 0 | 0 | 0 | 0 | 0 | 0 | 0 | 0 | 0 | 0 | 0 | 0 | 0 | 0 | 0 | 0 | 0 | 0 | 0 | 0
F5_Commercial_Restaurant_Existing_Food Preparation_Natural Gas_Conveyor Oven_E4 | F5 | Commercial | Restaurant | Existing | Food Preparation | Natural Gas | Conveyor Oven | E4 | RIM BC Ratio | 0 | 0 | 0 | 0 | 0 | 0 | 0 | 0 | 0 | 0 | 0 | 0 | 0 | 0 | 0 | 0 | 0 | 0 | 0 | 0 | 0 | 0 | 0 | 0 | 0 | 0 | 0 | 0 | 0 | 0 | 0 | 0 | 0
F5_Commercial_Restaurant_Existing_Food Preparation_Natural Gas_Conveyor Oven_E5 | F5 | Commercial | Restaurant | Existing | Food Preparation | Natural Gas | Conveyor Oven | E5 | RIM BC Ratio | 0 | 0 | 0 | 0 | 0 | 0 | 0 | 0 | 0 | 0 | 0 | 0 | 0 | 0 | 0 | 0 | 0 | 0 | 0 | 0 | 0 | 0 | 0 | 0 | 0 | 0 | 0 | 0 | 0 | 0 | 0 | 0 | 0
F5_Commercial_Restaurant_Existing_Food Preparation_Natural Gas_Conveyor Oven_E6 | F5 | Commercial | Restaurant | Existing | Food Preparation | Natural Gas | Conveyor Oven | E6 | RIM BC Ratio | 0 | 0 | 0 | 0 | 0 | 0 | 0 | 0 | 0 | 0 | 0 | 0 | 0 | 0 | 0 | 0 | 0 | 0 | 0 | 0 | 0 | 0 | 0 | 0 | 0 | 0 | 0 | 0 | 0 | 0 | 0 | 0 | 0
F5_Commercial_Restaurant_Existing_Food Preparation_Natural Gas_Conveyor Oven_E7 | F5 | Commercial | Restaurant | Existing | Food Preparation | Natural Gas | Conveyor Oven | E7 | RIM BC Ratio | 0 | 0 | 0 | 0 | 0 | 0 | 0 | 0 | 0 | 0 | 0 | 0 | 0 | 0 | 0 | 0 | 0 | 0 | 0 | 0 | 0 | 0 | 0 | 0 | 0 | 0 | 0 | 0 | 0 | 0 | 0 | 0 | 0
F5_Commercial_Restaurant_Existing_Food Preparation_Natural Gas_Conveyor Oven_E8 | F5 | Commercial | Restaurant | Existing | Food Preparation | Natural Gas | Conveyor Oven | E8 | RIM BC Ratio | 0 | 0 | 0 | 0 | 0 | 0 | 0 | 0 | 0 | 0 | 0 | 0 | 0 | 0 | 0 | 0 | 0 | 0 | 0 | 0 | 0 | 0 | 0 | 0 | 0 | 0 | 0 | 0 | 0 | 0 | 0 | 0 | 0
F5_Commercial_Restaurant_Existing_Food Preparation_Natural Gas_Conveyor Oven_E9 | F5 | Commercial | Restaurant | Existing | Food Preparation | Natural Gas | Conveyor Oven | E9 | RIM BC Ratio | 0 | 0 | 0 | 0 | 0 | 0 | 0 | 0 | 0 | 0 | 0 | 0 | 0 | 0 | 0 | 0 | 0 | 0 | 0 | 0 | 0 | 0 | 0 | 0 | 0 | 0 | 0 | 0 | 0 | 0 | 0 | 0 | 0
F5_Commercial_Restaurant_Existing_Food Preparation_Natural Gas_Conveyor Oven_E10 | F5 | Commercial | Restaurant | Existing | Food Preparation | Natural Gas | Conveyor Oven | E10 | RIM BC Ratio | 0 | 0 | 0 | 0 | 0 | 0 | 0 | 0 | 0 | 0 | 0 | 0 | 0 | 0 | 0 | 0 | 0 | 0 | 0 | 0 | 0 | 0 | 0 | 0 | 0 | 0 | 0 | 0 | 0 | 0 | 0 | 0 | 0
F0_Commercial_Restaurant_Existing_Food Preparation_Natural Gas_Double Rack Oven_E0 | F0 | Commercial | Restaurant | Existing | Food Preparation | Natural Gas | Double Rack Oven | E0 | Economic Unit | FTSC Qualified (>50% Cooking Efficiency) | FTSC Qualified (>50% Cooking Efficiency) | FTSC Qualified (>50% Cooking Efficiency) | FTSC Qualified (>50% Cooking Efficiency) | FTSC Qualified (>50% Cooking Efficiency) | FTSC Qualified (>50% Cooking Efficiency) | FTSC Qualified (>50% Cooking Efficiency) | FTSC Qualified (>50% Cooking Efficiency) | FTSC Qualified (>50% Cooking Efficiency) | FTSC Qualified (>50% Cooking Efficiency) | FTSC Qualified (>50% Cooking Efficiency) | FTSC Qualified (>50% Cooking Efficiency) | FTSC Qualified (>50% Cooking Efficiency) | FTSC Qualified (>50% Cooking Efficiency) | FTSC Qualified (>50% Cooking Efficiency) | FTSC Qualified (>50% Cooking Efficiency) | FTSC Qualified (>50% Cooking Efficiency) | FTSC Qualified (>50% Cooking Efficiency) | FTSC Qualified (>50% Cooking Efficiency) | FTSC Qualified (>50% Cooking Efficiency) | FTSC Qualified (>50% Cooking Efficiency) | FTSC Qualified (>50% Cooking Efficiency) | FTSC Qualified (>50% Cooking Efficiency) | FTSC Qualified (>50% Cooking Efficiency) | FTSC Qualified (>50% Cooking Efficiency) | FTSC Qualified (>50% Cooking Efficiency) | FTSC Qualified (>50% Cooking Efficiency) | FTSC Qualified (>50% Cooking Efficiency) | FTSC Qualified (>50% Cooking Efficiency) | FTSC Qualified (>50% Cooking Efficiency) | FTSC Qualified (>50% Cooking Efficiency) | FTSC Qualified (>50% Cooking Efficiency) | FTSC Qualified (>50% Cooking Efficiency)
F1_Commercial_Restaurant_Existing_Food Preparation_Natural Gas_Double Rack Oven_E1 | F1 | Commercial | Restaurant | Existing | Food Preparation | Natural Gas | Double Rack Oven | E1 | CCE | 0 | 0 | 0 | 0 | 0 | 0 | 0 | 0 | 0 | 0 | 0 | 0 | 0 | 0 | 0 | 0 | 0 | 0 | 0 | 0 | 0 | 0 | 0 | 0 | 0 | 0 | 0 | 0 | 0 | 0 | 0 | 0 | 0
F1_Commercial_Restaurant_Existing_Food Preparation_Natural Gas_Double Rack Oven_E2 | F1 | Commercial | Restaurant | Existing | Food Preparation | Natural Gas | Double Rack Oven | E2 | CCE | 0.29688 | 0.29688 | 0.29688 | 0.29688 | 0.29688 | 0.29688 | 0.29688 | 0.29688 | 0.29688 | 0.29688 | 0.29688 | 0.29688 | 0.29688 | 0.29688 | 0.29688 | 0.29688 | 0.29688 | 0.29688 | 0.29688 | 0.29688 | 0.29688 | 0.29688 | 0.29688 | 0.29688 | 0.29688 | 0.29688 | 0.29688 | 0.29688 | 0.29688 | 0.29688 | 0.29688 | 0.29688 | 0.29688
F1_Commercial_Restaurant_Existing_Food Preparation_Natural Gas_Double Rack Oven_E3 | F1 | Commercial | Restaurant | Existing | Food Preparation | Natural Gas | Double Rack Oven | E3 | CCE | 0 | 0 | 0 | 0 | 0 | 0 | 0 | 0 | 0 | 0 | 0 | 0 | 0 | 0 | 0 | 0 | 0 | 0 | 0 | 0 | 0 | 0 | 0 | 0 | 0 | 0 | 0 | 0 | 0 | 0 | 0 | 0 | 0
F1_Commercial_Restaurant_Existing_Food Preparation_Natural Gas_Double Rack Oven_E4 | F1 | Commercial | Restaurant | Existing | Food Preparation | Natural Gas | Double Rack Oven | E4 | CCE | 0 | 0 | 0 | 0 | 0 | 0 | 0 | 0 | 0 | 0 | 0 | 0 | 0 | 0 | 0 | 0 | 0 | 0 | 0 | 0 | 0 | 0 | 0 | 0 | 0 | 0 | 0 | 0 | 0 | 0 | 0 | 0 | 0
F1_Commercial_Restaurant_Existing_Food Preparation_Natural Gas_Double Rack Oven_E5 | F1 | Commercial | Restaurant | Existing | Food Preparation | Natural Gas | Double Rack Oven | E5 | CCE | 0 | 0 | 0 | 0 | 0 | 0 | 0 | 0 | 0 | 0 | 0 | 0 | 0 | 0 | 0 | 0 | 0 | 0 | 0 | 0 | 0 | 0 | 0 | 0 | 0 | 0 | 0 | 0 | 0 | 0 | 0 | 0 | 0
F1_Commercial_Restaurant_Existing_Food Preparation_Natural Gas_Double Rack Oven_E6 | F1 | Commercial | Restaurant | Existing | Food Preparation | Natural Gas | Double Rack Oven | E6 | CCE | 0 | 0 | 0 | 0 | 0 | 0 | 0 | 0 | 0 | 0 | 0 | 0 | 0 | 0 | 0 | 0 | 0 | 0 | 0 | 0 | 0 | 0 | 0 | 0 | 0 | 0 | 0 | 0 | 0 | 0 | 0 | 0 | 0
F1_Commercial_Restaurant_Existing_Food Preparation_Natural Gas_Double Rack Oven_E7 | F1 | Commercial | Restaurant | Existing | Food Preparation | Natural Gas | Double Rack Oven | E7 | CCE | 0 | 0 | 0 | 0 | 0 | 0 | 0 | 0 | 0 | 0 | 0 | 0 | 0 | 0 | 0 | 0 | 0 | 0 | 0 | 0 | 0 | 0 | 0 | 0 | 0 | 0 | 0 | 0 | 0 | 0 | 0 | 0 | 0
F1_Commercial_Restaurant_Existing_Food Preparation_Natural Gas_Double Rack Oven_E8 | F1 | Commercial | Restaurant | Existing | Food Preparation | Natural Gas | Double Rack Oven | E8 | CCE | 0 | 0 | 0 | 0 | 0 | 0 | 0 | 0 | 0 | 0 | 0 | 0 | 0 | 0 | 0 | 0 | 0 | 0 | 0 | 0 | 0 | 0 | 0 | 0 | 0 | 0 | 0 | 0 | 0 | 0 | 0 | 0 | 0
F1_Commercial_Restaurant_Existing_Food Preparation_Natural Gas_Double Rack Oven_E9 | F1 | Commercial | Restaurant | Existing | Food Preparation | Natural Gas | Double Rack Oven | E9 | CCE | 0 | 0 | 0 | 0 | 0 | 0 | 0 | 0 | 0 | 0 | 0 | 0 | 0 | 0 | 0 | 0 | 0 | 0 | 0 | 0 | 0 | 0 | 0 | 0 | 0 | 0 | 0 | 0 | 0 | 0 | 0 | 0 | 0
F1_Commercial_Restaurant_Existing_Food Preparation_Natural Gas_Double Rack Oven_E10 | F1 | Commercial | Restaurant | Existing | Food Preparation | Natural Gas | Double Rack Oven | E10 | CCE | 0 | 0 | 0 | 0 | 0 | 0 | 0 | 0 | 0 | 0 | 0 | 0 | 0 | 0 | 0 | 0 | 0 | 0 | 0 | 0 | 0 | 0 | 0 | 0 | 0 | 0 | 0 | 0 | 0 | 0 | 0 | 0 | 0
F2_Commercial_Restaurant_Existing_Food Preparation_Natural Gas_Double Rack Oven_E1 | F2 | Commercial | Restaurant | Existing | Food Preparation | Natural Gas | Double Rack Oven | E1 | TRC BC Ratio | bar: 2019 to 2051
F2_Commercial_Restaurant_Existing_Food Preparation_Natural Gas_Double Rack Oven_E2 | F2 | Commercial | Restaurant | Existing | Food Preparation | Natural Gas | Double Rack Oven | E2 | TRC BC Ratio | 4.7395 | 4.7756 | 4.816 | 4.8604 | 4.911 | 4.9696 | 5.017 | 5.0626 | 5.1089 | 5.1571 | 5.2031 | 5.2453 | 5.2885 | 5.3338 | 5.3838 | 5.4328 | 5.4847 | 5.5395 | 5.5966 | 5.655 | 5.7136 | 5.7686 | 5.8182 | 5.8621 | 5.9 | 5.9326 | 5.9552 | 5.9721 | 5.9866 | 5.9991 | 6.0114 | 6.0169 | 6.0169
F2_Commercial_Restaurant_Existing_Food Preparation_Natural Gas_Double Rack Oven_E3 | F2 | Commercial | Restaurant | Existing | Food Preparation | Natural Gas | Double Rack Oven | E3 | TRC BC Ratio | 0 | 0 | 0 | 0 | 0 | 0 | 0 | 0 | 0 | 0 | 0 | 0 | 0 | 0 | 0 | 0 | 0 | 0 | 0 | 0 | 0 | 0 | 0 | 0 | 0 | 0 | 0 | 0 | 0 | 0 | 0 | 0 | 0
F2_Commercial_Restaurant_Existing_Food Preparation_Natural Gas_Double Rack Oven_E4 | F2 | Commercial | Restaurant | Existing | Food Preparation | Natural Gas | Double Rack Oven | E4 | TRC BC Ratio | 0 | 0 | 0 | 0 | 0 | 0 | 0 | 0 | 0 | 0 | 0 | 0 | 0 | 0 | 0 | 0 | 0 | 0 | 0 | 0 | 0 | 0 | 0 | 0 | 0 | 0 | 0 | 0 | 0 | 0 | 0 | 0 | 0
F2_Commercial_Restaurant_Existing_Food Preparation_Natural Gas_Double Rack Oven_E5 | F2 | Commercial | Restaurant | Existing | Food Preparation | Natural Gas | Double Rack Oven | E5 | TRC BC Ratio | 0 | 0 | 0 | 0 | 0 | 0 | 0 | 0 | 0 | 0 | 0 | 0 | 0 | 0 | 0 | 0 | 0 | 0 | 0 | 0 | 0 | 0 | 0 | 0 | 0 | 0 | 0 | 0 | 0 | 0 | 0 | 0 | 0
F2_Commercial_Restaurant_Existing_Food Preparation_Natural Gas_Double Rack Oven_E6 | F2 | Commercial | Restaurant | Existing | Food Preparation | Natural Gas | Double Rack Oven | E6 | TRC BC Ratio | 0 | 0 | 0 | 0 | 0 | 0 | 0 | 0 | 0 | 0 | 0 | 0 | 0 | 0 | 0 | 0 | 0 | 0 | 0 | 0 | 0 | 0 | 0 | 0 | 0 | 0 | 0 | 0 | 0 | 0 | 0 | 0 | 0
F2_Commercial_Restaurant_Existing_Food Preparation_Natural Gas_Double Rack Oven_E7 | F2 | Commercial | Restaurant | Existing | Food Preparation | Natural Gas | Double Rack Oven | E7 | TRC BC Ratio | 0 | 0 | 0 | 0 | 0 | 0 | 0 | 0 | 0 | 0 | 0 | 0 | 0 | 0 | 0 | 0 | 0 | 0 | 0 | 0 | 0 | 0 | 0 | 0 | 0 | 0 | 0 | 0 | 0 | 0 | 0 | 0 | 0
F2_Commercial_Restaurant_Existing_Food Preparation_Natural Gas_Double Rack Oven_E8 | F2 | Commercial | Restaurant | Existing | Food Preparation | Natural Gas | Double Rack Oven | E8 | TRC BC Ratio | 0 | 0 | 0 | 0 | 0 | 0 | 0 | 0 | 0 | 0 | 0 | 0 | 0 | 0 | 0 | 0 | 0 | 0 | 0 | 0 | 0 | 0 | 0 | 0 | 0 | 0 | 0 | 0 | 0 | 0 | 0 | 0 | 0
F2_Commercial_Restaurant_Existing_Food Preparation_Natural Gas_Double Rack Oven_E9 | F2 | Commercial | Restaurant | Existing | Food Preparation | Natural Gas | Double Rack Oven | E9 | TRC BC Ratio | 0 | 0 | 0 | 0 | 0 | 0 | 0 | 0 | 0 | 0 | 0 | 0 | 0 | 0 | 0 | 0 | 0 | 0 | 0 | 0 | 0 | 0 | 0 | 0 | 0 | 0 | 0 | 0 | 0 | 0 | 0 | 0 | 0
F2_Commercial_Restaurant_Existing_Food Preparation_Natural Gas_Double Rack Oven_E10 | F2 | Commercial | Restaurant | Existing | Food Preparation | Natural Gas | Double Rack Oven | E10 | TRC BC Ratio | 0 | 0 | 0 | 0 | 0 | 0 | 0 | 0 | 0 | 0 | 0 | 0 | 0 | 0 | 0 | 0 | 0 | 0 | 0 | 0 | 0 | 0 | 0 | 0 | 0 | 0 | 0 | 0 | 0 | 0 | 0 | 0 | 0
F3_Commercial_Restaurant_Existing_Food Preparation_Natural Gas_Double Rack Oven_E1 | F3 | Commercial | Restaurant | Existing | Food Preparation | Natural Gas | Double Rack Oven | E1 | PACT BC Ratio | bar: 2019 to 2051
F3_Commercial_Restaurant_Existing_Food Preparation_Natural Gas_Double Rack Oven_E2 | F3 | Commercial | Restaurant | Existing | Food Preparation | Natural Gas | Double Rack Oven | E2 | PACT BC Ratio | 6.3193 | 6.3675 | 6.4213 | 6.4805 | 6.548 | 6.6261 | 6.6894 | 6.7502 | 6.8119 | 6.8761 | 6.9374 | 6.9937 | 7.0513 | 7.1117 | 7.1784 | 7.2437 | 7.3129 | 7.386 | 7.4622 | 7.5399 | 7.6182 | 7.6915 | 7.7576 | 7.8161 | 7.8667 | 7.9101 | 7.9403 | 7.9627 | 7.9822 | 7.9988 | 8.0152 | 8.0225 | 8.0225
F3_Commercial_Restaurant_Existing_Food Preparation_Natural Gas_Double Rack Oven_E3 | F3 | Commercial | Restaurant | Existing | Food Preparation | Natural Gas | Double Rack Oven | E3 | PACT BC Ratio | 0 | 0 | 0 | 0 | 0 | 0 | 0 | 0 | 0 | 0 | 0 | 0 | 0 | 0 | 0 | 0 | 0 | 0 | 0 | 0 | 0 | 0 | 0 | 0 | 0 | 0 | 0 | 0 | 0 | 0 | 0 | 0 | 0
F3_Commercial_Restaurant_Existing_Food Preparation_Natural Gas_Double Rack Oven_E4 | F3 | Commercial | Restaurant | Existing | Food Preparation | Natural Gas | Double Rack Oven | E4 | PACT BC Ratio | 0 | 0 | 0 | 0 | 0 | 0 | 0 | 0 | 0 | 0 | 0 | 0 | 0 | 0 | 0 | 0 | 0 | 0 | 0 | 0 | 0 | 0 | 0 | 0 | 0 | 0 | 0 | 0 | 0 | 0 | 0 | 0 | 0
F3_Commercial_Restaurant_Existing_Food Preparation_Natural Gas_Double Rack Oven_E5 | F3 | Commercial | Restaurant | Existing | Food Preparation | Natural Gas | Double Rack Oven | E5 | PACT BC Ratio | 0 | 0 | 0 | 0 | 0 | 0 | 0 | 0 | 0 | 0 | 0 | 0 | 0 | 0 | 0 | 0 | 0 | 0 | 0 | 0 | 0 | 0 | 0 | 0 | 0 | 0 | 0 | 0 | 0 | 0 | 0 | 0 | 0
F3_Commercial_Restaurant_Existing_Food Preparation_Natural Gas_Double Rack Oven_E6 | F3 | Commercial | Restaurant | Existing | Food Preparation | Natural Gas | Double Rack Oven | E6 | PACT BC Ratio | 0 | 0 | 0 | 0 | 0 | 0 | 0 | 0 | 0 | 0 | 0 | 0 | 0 | 0 | 0 | 0 | 0 | 0 | 0 | 0 | 0 | 0 | 0 | 0 | 0 | 0 | 0 | 0 | 0 | 0 | 0 | 0 | 0
F3_Commercial_Restaurant_Existing_Food Preparation_Natural Gas_Double Rack Oven_E7 | F3 | Commercial | Restaurant | Existing | Food Preparation | Natural Gas | Double Rack Oven | E7 | PACT BC Ratio | 0 | 0 | 0 | 0 | 0 | 0 | 0 | 0 | 0 | 0 | 0 | 0 | 0 | 0 | 0 | 0 | 0 | 0 | 0 | 0 | 0 | 0 | 0 | 0 | 0 | 0 | 0 | 0 | 0 | 0 | 0 | 0 | 0
F3_Commercial_Restaurant_Existing_Food Preparation_Natural Gas_Double Rack Oven_E8 | F3 | Commercial | Restaurant | Existing | Food Preparation | Natural Gas | Double Rack Oven | E8 | PACT BC Ratio | 0 | 0 | 0 | 0 | 0 | 0 | 0 | 0 | 0 | 0 | 0 | 0 | 0 | 0 | 0 | 0 | 0 | 0 | 0 | 0 | 0 | 0 | 0 | 0 | 0 | 0 | 0 | 0 | 0 | 0 | 0 | 0 | 0
F3_Commercial_Restaurant_Existing_Food Preparation_Natural Gas_Double Rack Oven_E9 | F3 | Commercial | Restaurant | Existing | Food Preparation | Natural Gas | Double Rack Oven | E9 | PACT BC Ratio | 0 | 0 | 0 | 0 | 0 | 0 | 0 | 0 | 0 | 0 | 0 | 0 | 0 | 0 | 0 | 0 | 0 | 0 | 0 | 0 | 0 | 0 | 0 | 0 | 0 | 0 | 0 | 0 | 0 | 0 | 0 | 0 | 0
F3_Commercial_Restaurant_Existing_Food Preparation_Natural Gas_Double Rack Oven_E10 | F3 | Commercial | Restaurant | Existing | Food Preparation | Natural Gas | Double Rack Oven | E10 | PACT BC Ratio | 0 | 0 | 0 | 0 | 0 | 0 | 0 | 0 | 0 | 0 | 0 | 0 | 0 | 0 | 0 | 0 | 0 | 0 | 0 | 0 | 0 | 0 | 0 | 0 | 0 | 0 | 0 | 0 | 0 | 0 | 0 | 0 | 0
F4_Commercial_Restaurant_Existing_Food Preparation_Natural Gas_Double Rack Oven_E1 | F4 | Commercial | Restaurant | Existing | Food Preparation | Natural Gas | Double Rack Oven | E1 | RVT BC Ratio | bar: 2019 to 2051
F4_Commercial_Restaurant_Existing_Food Preparation_Natural Gas_Double Rack Oven_E2 | F4 | Commercial | Restaurant | Existing | Food Preparation | Natural Gas | Double Rack Oven | E2 | RVT BC Ratio | 7.5139 | 7.5658 | 7.6238 | 7.6877 | 7.7604 | 7.8446 | 7.9129 | 7.9784 | 8.045 | 8.1143 | 8.1804 | 8.241 | 8.3031 | 8.3683 | 8.4402 | 8.5106 | 8.5852 | 8.664 | 8.7461 | 8.83 | 8.9144 | 8.9934 | 9.0647 | 9.1278 | 9.1823 | 9.2292 | 9.2617 | 9.2859 | 9.3069 | 9.3248 | 9.3425 | 9.3503 | 9.3503
F4_Commercial_Restaurant_Existing_Food Preparation_Natural Gas_Double Rack Oven_E3 | F4 | Commercial | Restaurant | Existing | Food Preparation | Natural Gas | Double Rack Oven | E3 | RVT BC Ratio | 0 | 0 | 0 | 0 | 0 | 0 | 0 | 0 | 0 | 0 | 0 | 0 | 0 | 0 | 0 | 0 | 0 | 0 | 0 | 0 | 0 | 0 | 0 | 0 | 0 | 0 | 0 | 0 | 0 | 0 | 0 | 0 | 0
F4_Commercial_Restaurant_Existing_Food Preparation_Natural Gas_Double Rack Oven_E4 | F4 | Commercial | Restaurant | Existing | Food Preparation | Natural Gas | Double Rack Oven | E4 | RVT BC Ratio | 0 | 0 | 0 | 0 | 0 | 0 | 0 | 0 | 0 | 0 | 0 | 0 | 0 | 0 | 0 | 0 | 0 | 0 | 0 | 0 | 0 | 0 | 0 | 0 | 0 | 0 | 0 | 0 | 0 | 0 | 0 | 0 | 0
F4_Commercial_Restaurant_Existing_Food Preparation_Natural Gas_Double Rack Oven_E5 | F4 | Commercial | Restaurant | Existing | Food Preparation | Natural Gas | Double Rack Oven | E5 | RVT BC Ratio | 0 | 0 | 0 | 0 | 0 | 0 | 0 | 0 | 0 | 0 | 0 | 0 | 0 | 0 | 0 | 0 | 0 | 0 | 0 | 0 | 0 | 0 | 0 | 0 | 0 | 0 | 0 | 0 | 0 | 0 | 0 | 0 | 0
F4_Commercial_Restaurant_Existing_Food Preparation_Natural Gas_Double Rack Oven_E6 | F4 | Commercial | Restaurant | Existing | Food Preparation | Natural Gas | Double Rack Oven | E6 | RVT BC Ratio | 0 | 0 | 0 | 0 | 0 | 0 | 0 | 0 | 0 | 0 | 0 | 0 | 0 | 0 | 0 | 0 | 0 | 0 | 0 | 0 | 0 | 0 | 0 | 0 | 0 | 0 | 0 | 0 | 0 | 0 | 0 | 0 | 0
F4_Commercial_Restaurant_Existing_Food Preparation_Natural Gas_Double Rack Oven_E7 | F4 | Commercial | Restaurant | Existing | Food Preparation | Natural Gas | Double Rack Oven | E7 | RVT BC Ratio | 0 | 0 | 0 | 0 | 0 | 0 | 0 | 0 | 0 | 0 | 0 | 0 | 0 | 0 | 0 | 0 | 0 | 0 | 0 | 0 | 0 | 0 | 0 | 0 | 0 | 0 | 0 | 0 | 0 | 0 | 0 | 0 | 0
F4_Commercial_Restaurant_Existing_Food Preparation_Natural Gas_Double Rack Oven_E8 | F4 | Commercial | Restaurant | Existing | Food Preparation | Natural Gas | Double Rack Oven | E8 | RVT BC Ratio | 0 | 0 | 0 | 0 | 0 | 0 | 0 | 0 | 0 | 0 | 0 | 0 | 0 | 0 | 0 | 0 | 0 | 0 | 0 | 0 | 0 | 0 | 0 | 0 | 0 | 0 | 0 | 0 | 0 | 0 | 0 | 0 | 0
F4_Commercial_Restaurant_Existing_Food Preparation_Natural Gas_Double Rack Oven_E9 | F4 | Commercial | Restaurant | Existing | Food Preparation | Natural Gas | Double Rack Oven | E9 | RVT BC Ratio | 0 | 0 | 0 | 0 | 0 | 0 | 0 | 0 | 0 | 0 | 0 | 0 | 0 | 0 | 0 | 0 | 0 | 0 | 0 | 0 | 0 | 0 | 0 | 0 | 0 | 0 | 0 | 0 | 0 | 0 | 0 | 0 | 0
F4_Commercial_Restaurant_Existing_Food Preparation_Natural Gas_Double Rack Oven_E10 | F4 | Commercial | Restaurant | Existing | Food Preparation | Natural Gas | Double Rack Oven | E10 | RVT BC Ratio | 0 | 0 | 0 | 0 | 0 | 0 | 0 | 0 | 0 | 0 | 0 | 0 | 0 | 0 | 0 | 0 | 0 | 0 | 0 | 0 | 0 | 0 | 0 | 0 | 0 | 0 | 0 | 0 | 0 | 0 | 0 | 0 | 0
F5_Commercial_Restaurant_Existing_Food Preparation_Natural Gas_Double Rack Oven_E1 | F5 | Commercial | Restaurant | Existing | Food Preparation | Natural Gas | Double Rack Oven | E1 | RIM BC Ratio | bar: 2019 to 2051
F5_Commercial_Restaurant_Existing_Food Preparation_Natural Gas_Double Rack Oven_E2 | F5 | Commercial | Restaurant | Existing | Food Preparation | Natural Gas | Double Rack Oven | E2 | RIM BC Ratio | 0.73729 | 0.73795 | 0.73866 | 0.73944 | 0.74031 | 0.7413 | 0.74208 | 0.74283 | 0.74357 | 0.74433 | 0.74504 | 0.74568 | 0.74633 | 0.74701 | 0.74774 | 0.74844 | 0.74917 | 0.74993 | 0.75071 | 0.75149 | 0.75226 | 0.75297 | 0.7536 | 0.75414 | 0.75461 | 0.75501 | 0.75528 | 0.75549 | 0.75566 | 0.75581 | 0.75596 | 0.75602 | 0.75602
F5_Commercial_Restaurant_Existing_Food Preparation_Natural Gas_Double Rack Oven_E3 | F5 | Commercial | Restaurant | Existing | Food Preparation | Natural Gas | Double Rack Oven | E3 | RIM BC Ratio | 0 | 0 | 0 | 0 | 0 | 0 | 0 | 0 | 0 | 0 | 0 | 0 | 0 | 0 | 0 | 0 | 0 | 0 | 0 | 0 | 0 | 0 | 0 | 0 | 0 | 0 | 0 | 0 | 0 | 0 | 0 | 0 | 0
F5_Commercial_Restaurant_Existing_Food Preparation_Natural Gas_Double Rack Oven_E4 | F5 | Commercial | Restaurant | Existing | Food Preparation | Natural Gas | Double Rack Oven | E4 | RIM BC Ratio | 0 | 0 | 0 | 0 | 0 | 0 | 0 | 0 | 0 | 0 | 0 | 0 | 0 | 0 | 0 | 0 | 0 | 0 | 0 | 0 | 0 | 0 | 0 | 0 | 0 | 0 | 0 | 0 | 0 | 0 | 0 | 0 | 0
F5_Commercial_Restaurant_Existing_Food Preparation_Natural Gas_Double Rack Oven_E5 | F5 | Commercial | Restaurant | Existing | Food Preparation | Natural Gas | Double Rack Oven | E5 | RIM BC Ratio | 0 | 0 | 0 | 0 | 0 | 0 | 0 | 0 | 0 | 0 | 0 | 0 | 0 | 0 | 0 | 0 | 0 | 0 | 0 | 0 | 0 | 0 | 0 | 0 | 0 | 0 | 0 | 0 | 0 | 0 | 0 | 0 | 0
F5_Commercial_Restaurant_Existing_Food Preparation_Natural Gas_Double Rack Oven_E6 | F5 | Commercial | Restaurant | Existing | Food Preparation | Natural Gas | Double Rack Oven | E6 | RIM BC Ratio | 0 | 0 | 0 | 0 | 0 | 0 | 0 | 0 | 0 | 0 | 0 | 0 | 0 | 0 | 0 | 0 | 0 | 0 | 0 | 0 | 0 | 0 | 0 | 0 | 0 | 0 | 0 | 0 | 0 | 0 | 0 | 0 | 0
F5_Commercial_Restaurant_Existing_Food Preparation_Natural Gas_Double Rack Oven_E7 | F5 | Commercial | Restaurant | Existing | Food Preparation | Natural Gas | Double Rack Oven | E7 | RIM BC Ratio | 0 | 0 | 0 | 0 | 0 | 0 | 0 | 0 | 0 | 0 | 0 | 0 | 0 | 0 | 0 | 0 | 0 | 0 | 0 | 0 | 0 | 0 | 0 | 0 | 0 | 0 | 0 | 0 | 0 | 0 | 0 | 0 | 0
F5_Commercial_Restaurant_Existing_Food Preparation_Natural Gas_Double Rack Oven_E8 | F5 | Commercial | Restaurant | Existing | Food Preparation | Natural Gas | Double Rack Oven | E8 | RIM BC Ratio | 0 | 0 | 0 | 0 | 0 | 0 | 0 | 0 | 0 | 0 | 0 | 0 | 0 | 0 | 0 | 0 | 0 | 0 | 0 | 0 | 0 | 0 | 0 | 0 | 0 | 0 | 0 | 0 | 0 | 0 | 0 | 0 | 0
F5_Commercial_Restaurant_Existing_Food Preparation_Natural Gas_Double Rack Oven_E9 | F5 | Commercial | Restaurant | Existing | Food Preparation | Natural Gas | Double Rack Oven | E9 | RIM BC Ratio | 0 | 0 | 0 | 0 | 0 | 0 | 0 | 0 | 0 | 0 | 0 | 0 | 0 | 0 | 0 | 0 | 0 | 0 | 0 | 0 | 0 | 0 | 0 | 0 | 0 | 0 | 0 | 0 | 0 | 0 | 0 | 0 | 0
F5_Commercial_Restaurant_Existing_Food Preparation_Natural Gas_Double Rack Oven_E10 | F5 | Commercial | Restaurant | Existing | Food Preparation | Natural Gas | Double Rack Oven | E10 | RIM BC Ratio | 0 | 0 | 0 | 0 | 0 | 0 | 0 | 0 | 0 | 0 | 0 | 0 | 0 | 0 | 0 | 0 | 0 | 0 | 0 | 0 | 0 | 0 | 0 | 0 | 0 | 0 | 0 | 0 | 0 | 0 | 0 | 0 | 0
F0_Commercial_Restaurant_Existing_Food Preparation_Natural Gas_Fryer_E0 | F0 | Commercial | Restaurant | Existing | Food Preparation | Natural Gas | Fryer | E0 | Economic Unit | ENERGY STAR | ENERGY STAR | ENERGY STAR | ENERGY STAR | ENERGY STAR | ENERGY STAR | ENERGY STAR | ENERGY STAR | ENERGY STAR | ENERGY STAR | ENERGY STAR | ENERGY STAR | ENERGY STAR | ENERGY STAR | ENERGY STAR | ENERGY STAR | ENERGY STAR | ENERGY STAR | ENERGY STAR | ENERGY STAR | ENERGY STAR | ENERGY STAR | ENERGY STAR | ENERGY STAR | ENERGY STAR | ENERGY STAR | ENERGY STAR | ENERGY STAR | ENERGY STAR | ENERGY STAR | ENERGY STAR | ENERGY STAR | ENERGY STAR
F1_Commercial_Restaurant_Existing_Food Preparation_Natural Gas_Fryer_E1 | F1 | Commercial | Restaurant | Existing | Food Preparation | Natural Gas | Fryer | E1 | CCE | 0 | 0 | 0 | 0 | 0 | 0 | 0 | 0 | 0 | 0 | 0 | 0 | 0 | 0 | 0 | 0 | 0 | 0 | 0 | 0 | 0 | 0 | 0 | 0 | 0 | 0 | 0 | 0 | 0 | 0 | 0 | 0 | 0
F1_Commercial_Restaurant_Existing_Food Preparation_Natural Gas_Fryer_E2 | F1 | Commercial | Restaurant | Existing | Food Preparation | Natural Gas | Fryer | E2 | CCE | 0.52081 | 0.52081 | 0.52081 | 0 | 0 | 0 | 0 | 0 | 0 | 0 | 0 | 0 | 0 | 0 | 0 | 0 | 0 | 0 | 0 | 0 | 0 | 0 | 0 | 0 | 0 | 0 | 0 | 0 | 0 | 0 | 0 | 0 | 0
F1_Commercial_Restaurant_Existing_Food Preparation_Natural Gas_Fryer_E3 | F1 | Commercial | Restaurant | Existing | Food Preparation | Natural Gas | Fryer | E3 | CCE | 0 | 0 | 0 | 0 | 0 | 0 | 0 | 0 | 0 | 0 | 0 | 0 | 0 | 0 | 0 | 0 | 0 | 0 | 0 | 0 | 0 | 0 | 0 | 0 | 0 | 0 | 0 | 0 | 0 | 0 | 0 | 0 | 0
F1_Commercial_Restaurant_Existing_Food Preparation_Natural Gas_Fryer_E4 | F1 | Commercial | Restaurant | Existing | Food Preparation | Natural Gas | Fryer | E4 | CCE | 0 | 0 | 0 | 0 | 0 | 0 | 0 | 0 | 0 | 0 | 0 | 0 | 0 | 0 | 0 | 0 | 0 | 0 | 0 | 0 | 0 | 0 | 0 | 0 | 0 | 0 | 0 | 0 | 0 | 0 | 0 | 0 | 0
F1_Commercial_Restaurant_Existing_Food Preparation_Natural Gas_Fryer_E5 | F1 | Commercial | Restaurant | Existing | Food Preparation | Natural Gas | Fryer | E5 | CCE | 0 | 0 | 0 | 0 | 0 | 0 | 0 | 0 | 0 | 0 | 0 | 0 | 0 | 0 | 0 | 0 | 0 | 0 | 0 | 0 | 0 | 0 | 0 | 0 | 0 | 0 | 0 | 0 | 0 | 0 | 0 | 0 | 0
F1_Commercial_Restaurant_Existing_Food Preparation_Natural Gas_Fryer_E6 | F1 | Commercial | Restaurant | Existing | Food Preparation | Natural Gas | Fryer | E6 | CCE | 0 | 0 | 0 | 0 | 0 | 0 | 0 | 0 | 0 | 0 | 0 | 0 | 0 | 0 | 0 | 0 | 0 | 0 | 0 | 0 | 0 | 0 | 0 | 0 | 0 | 0 | 0 | 0 | 0 | 0 | 0 | 0 | 0
F1_Commercial_Restaurant_Existing_Food Preparation_Natural Gas_Fryer_E7 | F1 | Commercial | Restaurant | Existing | Food Preparation | Natural Gas | Fryer | E7 | CCE | 0 | 0 | 0 | 0 | 0 | 0 | 0 | 0 | 0 | 0 | 0 | 0 | 0 | 0 | 0 | 0 | 0 | 0 | 0 | 0 | 0 | 0 | 0 | 0 | 0 | 0 | 0 | 0 | 0 | 0 | 0 | 0 | 0
F1_Commercial_Restaurant_Existing_Food Preparation_Natural Gas_Fryer_E8 | F1 | Commercial | Restaurant | Existing | Food Preparation | Natural Gas | Fryer | E8 | CCE | 0 | 0 | 0 | 0 | 0 | 0 | 0 | 0 | 0 | 0 | 0 | 0 | 0 | 0 | 0 | 0 | 0 | 0 | 0 | 0 | 0 | 0 | 0 | 0 | 0 | 0 | 0 | 0 | 0 | 0 | 0 | 0 | 0
F1_Commercial_Restaurant_Existing_Food Preparation_Natural Gas_Fryer_E9 | F1 | Commercial | Restaurant | Existing | Food Preparation | Natural Gas | Fryer | E9 | CCE | 0 | 0 | 0 | 0 | 0 | 0 | 0 | 0 | 0 | 0 | 0 | 0 | 0 | 0 | 0 | 0 | 0 | 0 | 0 | 0 | 0 | 0 | 0 | 0 | 0 | 0 | 0 | 0 | 0 | 0 | 0 | 0 | 0
F1_Commercial_Restaurant_Existing_Food Preparation_Natural Gas_Fryer_E10 | F1 | Commercial | Restaurant | Existing | Food Preparation | Natural Gas | Fryer | E10 | CCE | 0 | 0 | 0 | 0 | 0 | 0 | 0 | 0 | 0 | 0 | 0 | 0 | 0 | 0 | 0 | 0 | 0 | 0 | 0 | 0 | 0 | 0 | 0 | 0 | 0 | 0 | 0 | 0 | 0 | 0 | 0 | 0 | 0
F2_Commercial_Restaurant_Existing_Food Preparation_Natural Gas_Fryer_E1 | F2 | Commercial | Restaurant | Existing | Food Preparation | Natural Gas | Fryer | E1 | TRC BC Ratio | 1 | 1 | 1 | 0 | 0 | 0 | 0 | 0 | 0 | 0 | 0 | 0 | 0 | 0 | 0 | 0 | 0 | 0 | 0 | 0 | 0 | 0 | 0 | 0 | 0 | 0 | 0 | 0 | 0 | 0 | 0 | 0 | 0
F2_Commercial_Restaurant_Existing_Food Preparation_Natural Gas_Fryer_E2 | F2 | Commercial | Restaurant | Existing | Food Preparation | Natural Gas | Fryer | E2 | TRC BC Ratio | 2.6303 | 2.6385 | 2.6536 | 1 | 1 | 1 | 1 | 1 | 1 | 1 | 1 | 1 | 1 | 1 | 1 | 1 | 1 | 1 | 1 | 1 | 1 | 1 | 1 | 1 | 1 | 1 | 1 | 1 | 1 | 1 | 1 | 1 | 1
F2_Commercial_Restaurant_Existing_Food Preparation_Natural Gas_Fryer_E3 | F2 | Commercial | Restaurant | Existing | Food Preparation | Natural Gas | Fryer | E3 | TRC BC Ratio | 0 | 0 | 0 | 0 | 0 | 0 | 0 | 0 | 0 | 0 | 0 | 0 | 0 | 0 | 0 | 0 | 0 | 0 | 0 | 0 | 0 | 0 | 0 | 0 | 0 | 0 | 0 | 0 | 0 | 0 | 0 | 0 | 0
F2_Commercial_Restaurant_Existing_Food Preparation_Natural Gas_Fryer_E4 | F2 | Commercial | Restaurant | Existing | Food Preparation | Natural Gas | Fryer | E4 | TRC BC Ratio | 0 | 0 | 0 | 0 | 0 | 0 | 0 | 0 | 0 | 0 | 0 | 0 | 0 | 0 | 0 | 0 | 0 | 0 | 0 | 0 | 0 | 0 | 0 | 0 | 0 | 0 | 0 | 0 | 0 | 0 | 0 | 0 | 0
F2_Commercial_Restaurant_Existing_Food Preparation_Natural Gas_Fryer_E5 | F2 | Commercial | Restaurant | Existing | Food Preparation | Natural Gas | Fryer | E5 | TRC BC Ratio | 0 | 0 | 0 | 0 | 0 | 0 | 0 | 0 | 0 | 0 | 0 | 0 | 0 | 0 | 0 | 0 | 0 | 0 | 0 | 0 | 0 | 0 | 0 | 0 | 0 | 0 | 0 | 0 | 0 | 0 | 0 | 0 | 0
F2_Commercial_Restaurant_Existing_Food Preparation_Natural Gas_Fryer_E6 | F2 | Commercial | Restaurant | Existing | Food Preparation | Natural Gas | Fryer | E6 | TRC BC Ratio | 0 | 0 | 0 | 0 | 0 | 0 | 0 | 0 | 0 | 0 | 0 | 0 | 0 | 0 | 0 | 0 | 0 | 0 | 0 | 0 | 0 | 0 | 0 | 0 | 0 | 0 | 0 | 0 | 0 | 0 | 0 | 0 | 0
F2_Commercial_Restaurant_Existing_Food Preparation_Natural Gas_Fryer_E7 | F2 | Commercial | Restaurant | Existing | Food Preparation | Natural Gas | Fryer | E7 | TRC BC Ratio | 0 | 0 | 0 | 0 | 0 | 0 | 0 | 0 | 0 | 0 | 0 | 0 | 0 | 0 | 0 | 0 | 0 | 0 | 0 | 0 | 0 | 0 | 0 | 0 | 0 | 0 | 0 | 0 | 0 | 0 | 0 | 0 | 0
F2_Commercial_Restaurant_Existing_Food Preparation_Natural Gas_Fryer_E8 | F2 | Commercial | Restaurant | Existing | Food Preparation | Natural Gas | Fryer | E8 | TRC BC Ratio | 0 | 0 | 0 | 0 | 0 | 0 | 0 | 0 | 0 | 0 | 0 | 0 | 0 | 0 | 0 | 0 | 0 | 0 | 0 | 0 | 0 | 0 | 0 | 0 | 0 | 0 | 0 | 0 | 0 | 0 | 0 | 0 | 0
F2_Commercial_Restaurant_Existing_Food Preparation_Natural Gas_Fryer_E9 | F2 | Commercial | Restaurant | Existing | Food Preparation | Natural Gas | Fryer | E9 | TRC BC Ratio | 0 | 0 | 0 | 0 | 0 | 0 | 0 | 0 | 0 | 0 | 0 | 0 | 0 | 0 | 0 | 0 | 0 | 0 | 0 | 0 | 0 | 0 | 0 | 0 | 0 | 0 | 0 | 0 | 0 | 0 | 0 | 0 | 0
F2_Commercial_Restaurant_Existing_Food Preparation_Natural Gas_Fryer_E10 | F2 | Commercial | Restaurant | Existing | Food Preparation | Natural Gas | Fryer | E10 | TRC BC Ratio | 0 | 0 | 0 | 0 | 0 | 0 | 0 | 0 | 0 | 0 | 0 | 0 | 0 | 0 | 0 | 0 | 0 | 0 | 0 | 0 | 0 | 0 | 0 | 0 | 0 | 0 | 0 | 0 | 0 | 0 | 0 | 0 | 0
F3_Commercial_Restaurant_Existing_Food Preparation_Natural Gas_Fryer_E1 | F3 | Commercial | Restaurant | Existing | Food Preparation | Natural Gas | Fryer | E1 | PACT BC Ratio | 1 | 1 | 1 | 0 | 0 | 0 | 0 | 0 | 0 | 0 | 0 | 0 | 0 | 0 | 0 | 0 | 0 | 0 | 0 | 0 | 0 | 0 | 0 | 0 | 0 | 0 | 0 | 0 | 0 | 0 | 0 | 0 | 0
F3_Commercial_Restaurant_Existing_Food Preparation_Natural Gas_Fryer_E2 | F3 | Commercial | Restaurant | Existing | Food Preparation | Natural Gas | Fryer | E2 | PACT BC Ratio | 3.5071 | 3.518 | 3.5381 | 1 | 1 | 1 | 1 | 1 | 1 | 1 | 1 | 1 | 1 | 1 | 1 | 1 | 1 | 1 | 1 | 1 | 1 | 1 | 1 | 1 | 1 | 1 | 1 | 1 | 1 | 1 | 1 | 1 | 1
F3_Commercial_Restaurant_Existing_Food Preparation_Natural Gas_Fryer_E3 | F3 | Commercial | Restaurant | Existing | Food Preparation | Natural Gas | Fryer | E3 | PACT BC Ratio | 0 | 0 | 0 | 0 | 0 | 0 | 0 | 0 | 0 | 0 | 0 | 0 | 0 | 0 | 0 | 0 | 0 | 0 | 0 | 0 | 0 | 0 | 0 | 0 | 0 | 0 | 0 | 0 | 0 | 0 | 0 | 0 | 0
F3_Commercial_Restaurant_Existing_Food Preparation_Natural Gas_Fryer_E4 | F3 | Commercial | Restaurant | Existing | Food Preparation | Natural Gas | Fryer | E4 | PACT BC Ratio | 0 | 0 | 0 | 0 | 0 | 0 | 0 | 0 | 0 | 0 | 0 | 0 | 0 | 0 | 0 | 0 | 0 | 0 | 0 | 0 | 0 | 0 | 0 | 0 | 0 | 0 | 0 | 0 | 0 | 0 | 0 | 0 | 0
F3_Commercial_Restaurant_Existing_Food Preparation_Natural Gas_Fryer_E5 | F3 | Commercial | Restaurant | Existing | Food Preparation | Natural Gas | Fryer | E5 | PACT BC Ratio | 0 | 0 | 0 | 0 | 0 | 0 | 0 | 0 | 0 | 0 | 0 | 0 | 0 | 0 | 0 | 0 | 0 | 0 | 0 | 0 | 0 | 0 | 0 | 0 | 0 | 0 | 0 | 0 | 0 | 0 | 0 | 0 | 0
F3_Commercial_Restaurant_Existing_Food Preparation_Natural Gas_Fryer_E6 | F3 | Commercial | Restaurant | Existing | Food Preparation | Natural Gas | Fryer | E6 | PACT BC Ratio | 0 | 0 | 0 | 0 | 0 | 0 | 0 | 0 | 0 | 0 | 0 | 0 | 0 | 0 | 0 | 0 | 0 | 0 | 0 | 0 | 0 | 0 | 0 | 0 | 0 | 0 | 0 | 0 | 0 | 0 | 0 | 0 | 0
F3_Commercial_Restaurant_Existing_Food Preparation_Natural Gas_Fryer_E7 | F3 | Commercial | Restaurant | Existing | Food Preparation | Natural Gas | Fryer | E7 | PACT BC Ratio | 0 | 0 | 0 | 0 | 0 | 0 | 0 | 0 | 0 | 0 | 0 | 0 | 0 | 0 | 0 | 0 | 0 | 0 | 0 | 0 | 0 | 0 | 0 | 0 | 0 | 0 | 0 | 0 | 0 | 0 | 0 | 0 | 0
F3_Commercial_Restaurant_Existing_Food Preparation_Natural Gas_Fryer_E8 | F3 | Commercial | Restaurant | Existing | Food Preparation | Natural Gas | Fryer | E8 | PACT BC Ratio | 0 | 0 | 0 | 0 | 0 | 0 | 0 | 0 | 0 | 0 | 0 | 0 | 0 | 0 | 0 | 0 | 0 | 0 | 0 | 0 | 0 | 0 | 0 | 0 | 0 | 0 | 0 | 0 | 0 | 0 | 0 | 0 | 0
F3_Commercial_Restaurant_Existing_Food Preparation_Natural Gas_Fryer_E9 | F3 | Commercial | Restaurant | Existing | Food Preparation | Natural Gas | Fryer | E9 | PACT BC Ratio | 0 | 0 | 0 | 0 | 0 | 0 | 0 | 0 | 0 | 0 | 0 | 0 | 0 | 0 | 0 | 0 | 0 | 0 | 0 | 0 | 0 | 0 | 0 | 0 | 0 | 0 | 0 | 0 | 0 | 0 | 0 | 0 | 0
F3_Commercial_Restaurant_Existing_Food Preparation_Natural Gas_Fryer_E10 | F3 | Commercial | Restaurant | Existing | Food Preparation | Natural Gas | Fryer | E10 | PACT BC Ratio | 0 | 0 | 0 | 0 | 0 | 0 | 0 | 0 | 0 | 0 | 0 | 0 | 0 | 0 | 0 | 0 | 0 | 0 | 0 | 0 | 0 | 0 | 0 | 0 | 0 | 0 | 0 | 0 | 0 | 0 | 0 | 0 | 0
F4_Commercial_Restaurant_Existing_Food Preparation_Natural Gas_Fryer_E1 | F4 | Commercial | Restaurant | Existing | Food Preparation | Natural Gas | Fryer | E1 | RVT BC Ratio | 1 | 1 | 1 | 0 | 0 | 0 | 0 | 0 | 0 | 0 | 0 | 0 | 0 | 0 | 0 | 0 | 0 | 0 | 0 | 0 | 0 | 0 | 0 | 0 | 0 | 0 | 0 | 0 | 0 | 0 | 0 | 0 | 0
F4_Commercial_Restaurant_Existing_Food Preparation_Natural Gas_Fryer_E2 | F4 | Commercial | Restaurant | Existing | Food Preparation | Natural Gas | Fryer | E2 | RVT BC Ratio | 4.4816 | 4.4933 | 4.515 | 1 | 1 | 1 | 1 | 1 | 1 | 1 | 1 | 1 | 1 | 1 | 1 | 1 | 1 | 1 | 1 | 1 | 1 | 1 | 1 | 1 | 1 | 1 | 1 | 1 | 1 | 1 | 1 | 1 | 1
F4_Commercial_Restaurant_Existing_Food Preparation_Natural Gas_Fryer_E3 | F4 | Commercial | Restaurant | Existing | Food Preparation | Natural Gas | Fryer | E3 | RVT BC Ratio | 0 | 0 | 0 | 0 | 0 | 0 | 0 | 0 | 0 | 0 | 0 | 0 | 0 | 0 | 0 | 0 | 0 | 0 | 0 | 0 | 0 | 0 | 0 | 0 | 0 | 0 | 0 | 0 | 0 | 0 | 0 | 0 | 0
F4_Commercial_Restaurant_Existing_Food Preparation_Natural Gas_Fryer_E4 | F4 | Commercial | Restaurant | Existing | Food Preparation | Natural Gas | Fryer | E4 | RVT BC Ratio | 0 | 0 | 0 | 0 | 0 | 0 | 0 | 0 | 0 | 0 | 0 | 0 | 0 | 0 | 0 | 0 | 0 | 0 | 0 | 0 | 0 | 0 | 0 | 0 | 0 | 0 | 0 | 0 | 0 | 0 | 0 | 0 | 0
F4_Commercial_Restaurant_Existing_Food Preparation_Natural Gas_Fryer_E5 | F4 | Commercial | Restaurant | Existing | Food Preparation | Natural Gas | Fryer | E5 | RVT BC Ratio | 0 | 0 | 0 | 0 | 0 | 0 | 0 | 0 | 0 | 0 | 0 | 0 | 0 | 0 | 0 | 0 | 0 | 0 | 0 | 0 | 0 | 0 | 0 | 0 | 0 | 0 | 0 | 0 | 0 | 0 | 0 | 0 | 0
F4_Commercial_Restaurant_Existing_Food Preparation_Natural Gas_Fryer_E6 | F4 | Commercial | Restaurant | Existing | Food Preparation | Natural Gas | Fryer | E6 | RVT BC Ratio | 0 | 0 | 0 | 0 | 0 | 0 | 0 | 0 | 0 | 0 | 0 | 0 | 0 | 0 | 0 | 0 | 0 | 0 | 0 | 0 | 0 | 0 | 0 | 0 | 0 | 0 | 0 | 0 | 0 | 0 | 0 | 0 | 0
F4_Commercial_Restaurant_Existing_Food Preparation_Natural Gas_Fryer_E7 | F4 | Commercial | Restaurant | Existing | Food Preparation | Natural Gas | Fryer | E7 | RVT BC Ratio | 0 | 0 | 0 | 0 | 0 | 0 | 0 | 0 | 0 | 0 | 0 | 0 | 0 | 0 | 0 | 0 | 0 | 0 | 0 | 0 | 0 | 0 | 0 | 0 | 0 | 0 | 0 | 0 | 0 | 0 | 0 | 0 | 0
F4_Commercial_Restaurant_Existing_Food Preparation_Natural Gas_Fryer_E8 | F4 | Commercial | Restaurant | Existing | Food Preparation | Natural Gas | Fryer | E8 | RVT BC Ratio | 0 | 0 | 0 | 0 | 0 | 0 | 0 | 0 | 0 | 0 | 0 | 0 | 0 | 0 | 0 | 0 | 0 | 0 | 0 | 0 | 0 | 0 | 0 | 0 | 0 | 0 | 0 | 0 | 0 | 0 | 0 | 0 | 0
F4_Commercial_Restaurant_Existing_Food Preparation_Natural Gas_Fryer_E9 | F4 | Commercial | Restaurant | Existing | Food Preparation | Natural Gas | Fryer | E9 | RVT BC Ratio | 0 | 0 | 0 | 0 | 0 | 0 | 0 | 0 | 0 | 0 | 0 | 0 | 0 | 0 | 0 | 0 | 0 | 0 | 0 | 0 | 0 | 0 | 0 | 0 | 0 | 0 | 0 | 0 | 0 | 0 | 0 | 0 | 0
F4_Commercial_Restaurant_Existing_Food Preparation_Natural Gas_Fryer_E10 | F4 | Commercial | Restaurant | Existing | Food Preparation | Natural Gas | Fryer | E10 | RVT BC Ratio | 0 | 0 | 0 | 0 | 0 | 0 | 0 | 0 | 0 | 0 | 0 | 0 | 0 | 0 | 0 | 0 | 0 | 0 | 0 | 0 | 0 | 0 | 0 | 0 | 0 | 0 | 0 | 0 | 0 | 0 | 0 | 0 | 0
F5_Commercial_Restaurant_Existing_Food Preparation_Natural Gas_Fryer_E1 | F5 | Commercial | Restaurant | Existing | Food Preparation | Natural Gas | Fryer | E1 | RIM BC Ratio | 1 | 1 | 1 | 0 | 0 | 0 | 0 | 0 | 0 | 0 | 0 | 0 | 0 | 0 | 0 | 0 | 0 | 0 | 0 | 0 | 0 | 0 | 0 | 0 | 0 | 0 | 0 | 0 | 0 | 0 | 0 | 0 | 0
F5_Commercial_Restaurant_Existing_Food Preparation_Natural Gas_Fryer_E2 | F5 | Commercial | Restaurant | Existing | Food Preparation | Natural Gas | Fryer | E2 | RIM BC Ratio | 0.67422 | 0.67462 | 0.67536 | 1 | 1 | 1 | 1 | 1 | 1 | 1 | 1 | 1 | 1 | 1 | 1 | 1 | 1 | 1 | 1 | 1 | 1 | 1 | 1 | 1 | 1 | 1 | 1 | 1 | 1 | 1 | 1 | 1 | 1
F5_Commercial_Restaurant_Existing_Food Preparation_Natural Gas_Fryer_E3 | F5 | Commercial | Restaurant | Existing | Food Preparation | Natural Gas | Fryer | E3 | RIM BC Ratio | 0 | 0 | 0 | 0 | 0 | 0 | 0 | 0 | 0 | 0 | 0 | 0 | 0 | 0 | 0 | 0 | 0 | 0 | 0 | 0 | 0 | 0 | 0 | 0 | 0 | 0 | 0 | 0 | 0 | 0 | 0 | 0 | 0
F5_Commercial_Restaurant_Existing_Food Preparation_Natural Gas_Fryer_E4 | F5 | Commercial | Restaurant | Existing | Food Preparation | Natural Gas | Fryer | E4 | RIM BC Ratio | 0 | 0 | 0 | 0 | 0 | 0 | 0 | 0 | 0 | 0 | 0 | 0 | 0 | 0 | 0 | 0 | 0 | 0 | 0 | 0 | 0 | 0 | 0 | 0 | 0 | 0 | 0 | 0 | 0 | 0 | 0 | 0 | 0
F5_Commercial_Restaurant_Existing_Food Preparation_Natural Gas_Fryer_E5 | F5 | Commercial | Restaurant | Existing | Food Preparation | Natural Gas | Fryer | E5 | RIM BC Ratio | 0 | 0 | 0 | 0 | 0 | 0 | 0 | 0 | 0 | 0 | 0 | 0 | 0 | 0 | 0 | 0 | 0 | 0 | 0 | 0 | 0 | 0 | 0 | 0 | 0 | 0 | 0 | 0 | 0 | 0 | 0 | 0 | 0
F5_Commercial_Restaurant_Existing_Food Preparation_Natural Gas_Fryer_E6 | F5 | Commercial | Restaurant | Existing | Food Preparation | Natural Gas | Fryer | E6 | RIM BC Ratio | 0 | 0 | 0 | 0 | 0 | 0 | 0 | 0 | 0 | 0 | 0 | 0 | 0 | 0 | 0 | 0 | 0 | 0 | 0 | 0 | 0 | 0 | 0 | 0 | 0 | 0 | 0 | 0 | 0 | 0 | 0 | 0 | 0
F5_Commercial_Restaurant_Existing_Food Preparation_Natural Gas_Fryer_E7 | F5 | Commercial | Restaurant | Existing | Food Preparation | Natural Gas | Fryer | E7 | RIM BC Ratio | 0 | 0 | 0 | 0 | 0 | 0 | 0 | 0 | 0 | 0 | 0 | 0 | 0 | 0 | 0 | 0 | 0 | 0 | 0 | 0 | 0 | 0 | 0 | 0 | 0 | 0 | 0 | 0 | 0 | 0 | 0 | 0 | 0
F5_Commercial_Restaurant_Existing_Food Preparation_Natural Gas_Fryer_E8 | F5 | Commercial | Restaurant | Existing | Food Preparation | Natural Gas | Fryer | E8 | RIM BC Ratio | 0 | 0 | 0 | 0 | 0 | 0 | 0 | 0 | 0 | 0 | 0 | 0 | 0 | 0 | 0 | 0 | 0 | 0 | 0 | 0 | 0 | 0 | 0 | 0 | 0 | 0 | 0 | 0 | 0 | 0 | 0 | 0 | 0
F5_Commercial_Restaurant_Existing_Food Preparation_Natural Gas_Fryer_E9 | F5 | Commercial | Restaurant | Existing | Food Preparation | Natural Gas | Fryer | E9 | RIM BC Ratio | 0 | 0 | 0 | 0 | 0 | 0 | 0 | 0 | 0 | 0 | 0 | 0 | 0 | 0 | 0 | 0 | 0 | 0 | 0 | 0 | 0 | 0 | 0 | 0 | 0 | 0 | 0 | 0 | 0 | 0 | 0 | 0 | 0
F5_Commercial_Restaurant_Existing_Food Preparation_Natural Gas_Fryer_E10 | F5 | Commercial | Restaurant | Existing | Food Preparation | Natural Gas | Fryer | E10 | RIM BC Ratio | 0 | 0 | 0 | 0 | 0 | 0 | 0 | 0 | 0 | 0 | 0 | 0 | 0 | 0 | 0 | 0 | 0 | 0 | 0 | 0 | 0 | 0 | 0 | 0 | 0 | 0 | 0 | 0 | 0 | 0 | 0 | 0 | 0
F0_Commercial_Restaurant_Existing_Food Preparation_Natural Gas_Broiler_E0 | F0 | Commercial | Restaurant | Existing | Food Preparation | Natural Gas | Broiler | E0 | Economic Unit | Infrared Burners | Infrared Burners | Infrared Burners | Infrared Burners | Infrared Burners | Infrared Burners | Infrared Burners | Infrared Burners | Infrared Burners | Infrared Burners | Infrared Burners | Infrared Burners | Infrared Burners | Infrared Burners | Infrared Burners | Infrared Burners | Infrared Burners | Infrared Burners | Infrared Burners | Infrared Burners | Infrared Burners | Infrared Burners | Infrared Burners | Infrared Burners | Infrared Burners | Infrared Burners | Infrared Burners | Infrared Burners | Infrared Burners | Infrared Burners | Infrared Burners | Infrared Burners | Infrared Burners
F1_Commercial_Restaurant_Existing_Food Preparation_Natural Gas_Broiler_E1 | F1 | Commercial | Restaurant | Existing | Food Preparation | Natural Gas | Broiler | E1 | CCE | 0 | 0 | 0 | 0 | 0 | 0 | 0 | 0 | 0 | 0 | 0 | 0 | 0 | 0 | 0 | 0 | 0 | 0 | 0 | 0 | 0 | 0 | 0 | 0 | 0 | 0 | 0 | 0 | 0 | 0 | 0 | 0 | 0
F1_Commercial_Restaurant_Existing_Food Preparation_Natural Gas_Broiler_E2 | F1 | Commercial | Restaurant | Existing | Food Preparation | Natural Gas | Broiler | E2 | CCE | 0.62853 | 0.62853 | 0.62853 | 0.62853 | 0.62853 | 0.62853 | 0.62853 | 0.62853 | 0.62853 | 0.62853 | 0.62853 | 0.62853 | 0.62853 | 0.62853 | 0.62853 | 0.62853 | 0.62853 | 0.62853 | 0.62853 | 0.62853 | 0.62853 | 0.62853 | 0.62853 | 0.62853 | 0.62853 | 0.62853 | 0.62853 | 0.62853 | 0.62853 | 0.62853 | 0.62853 | 0.62853 | 0.62853
F1_Commercial_Restaurant_Existing_Food Preparation_Natural Gas_Broiler_E3 | F1 | Commercial | Restaurant | Existing | Food Preparation | Natural Gas | Broiler | E3 | CCE | 0 | 0 | 0 | 0 | 0 | 0 | 0 | 0 | 0 | 0 | 0 | 0 | 0 | 0 | 0 | 0 | 0 | 0 | 0 | 0 | 0 | 0 | 0 | 0 | 0 | 0 | 0 | 0 | 0 | 0 | 0 | 0 | 0
F1_Commercial_Restaurant_Existing_Food Preparation_Natural Gas_Broiler_E4 | F1 | Commercial | Restaurant | Existing | Food Preparation | Natural Gas | Broiler | E4 | CCE | 0 | 0 | 0 | 0 | 0 | 0 | 0 | 0 | 0 | 0 | 0 | 0 | 0 | 0 | 0 | 0 | 0 | 0 | 0 | 0 | 0 | 0 | 0 | 0 | 0 | 0 | 0 | 0 | 0 | 0 | 0 | 0 | 0
F1_Commercial_Restaurant_Existing_Food Preparation_Natural Gas_Broiler_E5 | F1 | Commercial | Restaurant | Existing | Food Preparation | Natural Gas | Broiler | E5 | CCE | 0 | 0 | 0 | 0 | 0 | 0 | 0 | 0 | 0 | 0 | 0 | 0 | 0 | 0 | 0 | 0 | 0 | 0 | 0 | 0 | 0 | 0 | 0 | 0 | 0 | 0 | 0 | 0 | 0 | 0 | 0 | 0 | 0
F1_Commercial_Restaurant_Existing_Food Preparation_Natural Gas_Broiler_E6 | F1 | Commercial | Restaurant | Existing | Food Preparation | Natural Gas | Broiler | E6 | CCE | 0 | 0 | 0 | 0 | 0 | 0 | 0 | 0 | 0 | 0 | 0 | 0 | 0 | 0 | 0 | 0 | 0 | 0 | 0 | 0 | 0 | 0 | 0 | 0 | 0 | 0 | 0 | 0 | 0 | 0 | 0 | 0 | 0
F1_Commercial_Restaurant_Existing_Food Preparation_Natural Gas_Broiler_E7 | F1 | Commercial | Restaurant | Existing | Food Preparation | Natural Gas | Broiler | E7 | CCE | 0 | 0 | 0 | 0 | 0 | 0 | 0 | 0 | 0 | 0 | 0 | 0 | 0 | 0 | 0 | 0 | 0 | 0 | 0 | 0 | 0 | 0 | 0 | 0 | 0 | 0 | 0 | 0 | 0 | 0 | 0 | 0 | 0
F1_Commercial_Restaurant_Existing_Food Preparation_Natural Gas_Broiler_E8 | F1 | Commercial | Restaurant | Existing | Food Preparation | Natural Gas | Broiler | E8 | CCE | 0 | 0 | 0 | 0 | 0 | 0 | 0 | 0 | 0 | 0 | 0 | 0 | 0 | 0 | 0 | 0 | 0 | 0 | 0 | 0 | 0 | 0 | 0 | 0 | 0 | 0 | 0 | 0 | 0 | 0 | 0 | 0 | 0
F1_Commercial_Restaurant_Existing_Food Preparation_Natural Gas_Broiler_E9 | F1 | Commercial | Restaurant | Existing | Food Preparation | Natural Gas | Broiler | E9 | CCE | 0 | 0 | 0 | 0 | 0 | 0 | 0 | 0 | 0 | 0 | 0 | 0 | 0 | 0 | 0 | 0 | 0 | 0 | 0 | 0 | 0 | 0 | 0 | 0 | 0 | 0 | 0 | 0 | 0 | 0 | 0 | 0 | 0
F1_Commercial_Restaurant_Existing_Food Preparation_Natural Gas_Broiler_E10 | F1 | Commercial | Restaurant | Existing | Food Preparation | Natural Gas | Broiler | E10 | CCE | 0 | 0 | 0 | 0 | 0 | 0 | 0 | 0 | 0 | 0 | 0 | 0 | 0 | 0 | 0 | 0 | 0 | 0 | 0 | 0 | 0 | 0 | 0 | 0 | 0 | 0 | 0 | 0 | 0 | 0 | 0 | 0 | 0
F2_Commercial_Restaurant_Existing_Food Preparation_Natural Gas_Broiler_E1 | F2 | Commercial | Restaurant | Existing | Food Preparation | Natural Gas | Broiler | E1 | TRC BC Ratio | bar: 2019 to 2051
F2_Commercial_Restaurant_Existing_Food Preparation_Natural Gas_Broiler_E2 | F2 | Commercial | Restaurant | Existing | Food Preparation | Natural Gas | Broiler | E2 | TRC BC Ratio | 2.2386 | 2.2557 | 2.2748 | 2.2957 | 2.3196 | 2.3473 | 2.3697 | 2.3913 | 2.4131 | 2.4359 | 2.4576 | 2.4775 | 2.4979 | 2.5193 | 2.543 | 2.5661 | 2.5906 | 2.6165 | 2.6435 | 2.671 | 2.6988 | 2.7247 | 2.7482 | 2.7689 | 2.7868 | 2.8022 | 2.8129 | 2.8208 | 2.8277 | 2.8336 | 2.8394 | 2.842 | 2.842
F2_Commercial_Restaurant_Existing_Food Preparation_Natural Gas_Broiler_E3 | F2 | Commercial | Restaurant | Existing | Food Preparation | Natural Gas | Broiler | E3 | TRC BC Ratio | 0 | 0 | 0 | 0 | 0 | 0 | 0 | 0 | 0 | 0 | 0 | 0 | 0 | 0 | 0 | 0 | 0 | 0 | 0 | 0 | 0 | 0 | 0 | 0 | 0 | 0 | 0 | 0 | 0 | 0 | 0 | 0 | 0
F2_Commercial_Restaurant_Existing_Food Preparation_Natural Gas_Broiler_E4 | F2 | Commercial | Restaurant | Existing | Food Preparation | Natural Gas | Broiler | E4 | TRC BC Ratio | 0 | 0 | 0 | 0 | 0 | 0 | 0 | 0 | 0 | 0 | 0 | 0 | 0 | 0 | 0 | 0 | 0 | 0 | 0 | 0 | 0 | 0 | 0 | 0 | 0 | 0 | 0 | 0 | 0 | 0 | 0 | 0 | 0
F2_Commercial_Restaurant_Existing_Food Preparation_Natural Gas_Broiler_E5 | F2 | Commercial | Restaurant | Existing | Food Preparation | Natural Gas | Broiler | E5 | TRC BC Ratio | 0 | 0 | 0 | 0 | 0 | 0 | 0 | 0 | 0 | 0 | 0 | 0 | 0 | 0 | 0 | 0 | 0 | 0 | 0 | 0 | 0 | 0 | 0 | 0 | 0 | 0 | 0 | 0 | 0 | 0 | 0 | 0 | 0
F2_Commercial_Restaurant_Existing_Food Preparation_Natural Gas_Broiler_E6 | F2 | Commercial | Restaurant | Existing | Food Preparation | Natural Gas | Broiler | E6 | TRC BC Ratio | 0 | 0 | 0 | 0 | 0 | 0 | 0 | 0 | 0 | 0 | 0 | 0 | 0 | 0 | 0 | 0 | 0 | 0 | 0 | 0 | 0 | 0 | 0 | 0 | 0 | 0 | 0 | 0 | 0 | 0 | 0 | 0 | 0
F2_Commercial_Restaurant_Existing_Food Preparation_Natural Gas_Broiler_E7 | F2 | Commercial | Restaurant | Existing | Food Preparation | Natural Gas | Broiler | E7 | TRC BC Ratio | 0 | 0 | 0 | 0 | 0 | 0 | 0 | 0 | 0 | 0 | 0 | 0 | 0 | 0 | 0 | 0 | 0 | 0 | 0 | 0 | 0 | 0 | 0 | 0 | 0 | 0 | 0 | 0 | 0 | 0 | 0 | 0 | 0
F2_Commercial_Restaurant_Existing_Food Preparation_Natural Gas_Broiler_E8 | F2 | Commercial | Restaurant | Existing | Food Preparation | Natural Gas | Broiler | E8 | TRC BC Ratio | 0 | 0 | 0 | 0 | 0 | 0 | 0 | 0 | 0 | 0 | 0 | 0 | 0 | 0 | 0 | 0 | 0 | 0 | 0 | 0 | 0 | 0 | 0 | 0 | 0 | 0 | 0 | 0 | 0 | 0 | 0 | 0 | 0
F2_Commercial_Restaurant_Existing_Food Preparation_Natural Gas_Broiler_E9 | F2 | Commercial | Restaurant | Existing | Food Preparation | Natural Gas | Broiler | E9 | TRC BC Ratio | 0 | 0 | 0 | 0 | 0 | 0 | 0 | 0 | 0 | 0 | 0 | 0 | 0 | 0 | 0 | 0 | 0 | 0 | 0 | 0 | 0 | 0 | 0 | 0 | 0 | 0 | 0 | 0 | 0 | 0 | 0 | 0 | 0
F2_Commercial_Restaurant_Existing_Food Preparation_Natural Gas_Broiler_E10 | F2 | Commercial | Restaurant | Existing | Food Preparation | Natural Gas | Broiler | E10 | TRC BC Ratio | 0 | 0 | 0 | 0 | 0 | 0 | 0 | 0 | 0 | 0 | 0 | 0 | 0 | 0 | 0 | 0 | 0 | 0 | 0 | 0 | 0 | 0 | 0 | 0 | 0 | 0 | 0 | 0 | 0 | 0 | 0 | 0 | 0
F3_Commercial_Restaurant_Existing_Food Preparation_Natural Gas_Broiler_E1 | F3 | Commercial | Restaurant | Existing | Food Preparation | Natural Gas | Broiler | E1 | PACT BC Ratio | bar: 2019 to 2051
F3_Commercial_Restaurant_Existing_Food Preparation_Natural Gas_Broiler_E2 | F3 | Commercial | Restaurant | Existing | Food Preparation | Natural Gas | Broiler | E2 | PACT BC Ratio | 2.9849 | 3.0076 | 3.033 | 3.061 | 3.0929 | 3.1297 | 3.1596 | 3.1884 | 3.2175 | 3.2479 | 3.2768 | 3.3034 | 3.3306 | 3.3591 | 3.3906 | 3.4215 | 3.4542 | 3.4887 | 3.5247 | 3.5614 | 3.5983 | 3.633 | 3.6642 | 3.6918 | 3.7157 | 3.7363 | 3.7505 | 3.7611 | 3.7703 | 3.7781 | 3.7859 | 3.7893 | 3.7893
F3_Commercial_Restaurant_Existing_Food Preparation_Natural Gas_Broiler_E3 | F3 | Commercial | Restaurant | Existing | Food Preparation | Natural Gas | Broiler | E3 | PACT BC Ratio | 0 | 0 | 0 | 0 | 0 | 0 | 0 | 0 | 0 | 0 | 0 | 0 | 0 | 0 | 0 | 0 | 0 | 0 | 0 | 0 | 0 | 0 | 0 | 0 | 0 | 0 | 0 | 0 | 0 | 0 | 0 | 0 | 0
F3_Commercial_Restaurant_Existing_Food Preparation_Natural Gas_Broiler_E4 | F3 | Commercial | Restaurant | Existing | Food Preparation | Natural Gas | Broiler | E4 | PACT BC Ratio | 0 | 0 | 0 | 0 | 0 | 0 | 0 | 0 | 0 | 0 | 0 | 0 | 0 | 0 | 0 | 0 | 0 | 0 | 0 | 0 | 0 | 0 | 0 | 0 | 0 | 0 | 0 | 0 | 0 | 0 | 0 | 0 | 0
F3_Commercial_Restaurant_Existing_Food Preparation_Natural Gas_Broiler_E5 | F3 | Commercial | Restaurant | Existing | Food Preparation | Natural Gas | Broiler | E5 | PACT BC Ratio | 0 | 0 | 0 | 0 | 0 | 0 | 0 | 0 | 0 | 0 | 0 | 0 | 0 | 0 | 0 | 0 | 0 | 0 | 0 | 0 | 0 | 0 | 0 | 0 | 0 | 0 | 0 | 0 | 0 | 0 | 0 | 0 | 0
F3_Commercial_Restaurant_Existing_Food Preparation_Natural Gas_Broiler_E6 | F3 | Commercial | Restaurant | Existing | Food Preparation | Natural Gas | Broiler | E6 | PACT BC Ratio | 0 | 0 | 0 | 0 | 0 | 0 | 0 | 0 | 0 | 0 | 0 | 0 | 0 | 0 | 0 | 0 | 0 | 0 | 0 | 0 | 0 | 0 | 0 | 0 | 0 | 0 | 0 | 0 | 0 | 0 | 0 | 0 | 0
F3_Commercial_Restaurant_Existing_Food Preparation_Natural Gas_Broiler_E7 | F3 | Commercial | Restaurant | Existing | Food Preparation | Natural Gas | Broiler | E7 | PACT BC Ratio | 0 | 0 | 0 | 0 | 0 | 0 | 0 | 0 | 0 | 0 | 0 | 0 | 0 | 0 | 0 | 0 | 0 | 0 | 0 | 0 | 0 | 0 | 0 | 0 | 0 | 0 | 0 | 0 | 0 | 0 | 0 | 0 | 0
F3_Commercial_Restaurant_Existing_Food Preparation_Natural Gas_Broiler_E8 | F3 | Commercial | Restaurant | Existing | Food Preparation | Natural Gas | Broiler | E8 | PACT BC Ratio | 0 | 0 | 0 | 0 | 0 | 0 | 0 | 0 | 0 | 0 | 0 | 0 | 0 | 0 | 0 | 0 | 0 | 0 | 0 | 0 | 0 | 0 | 0 | 0 | 0 | 0 | 0 | 0 | 0 | 0 | 0 | 0 | 0
F3_Commercial_Restaurant_Existing_Food Preparation_Natural Gas_Broiler_E9 | F3 | Commercial | Restaurant | Existing | Food Preparation | Natural Gas | Broiler | E9 | PACT BC Ratio | 0 | 0 | 0 | 0 | 0 | 0 | 0 | 0 | 0 | 0 | 0 | 0 | 0 | 0 | 0 | 0 | 0 | 0 | 0 | 0 | 0 | 0 | 0 | 0 | 0 | 0 | 0 | 0 | 0 | 0 | 0 | 0 | 0
F3_Commercial_Restaurant_Existing_Food Preparation_Natural Gas_Broiler_E10 | F3 | Commercial | Restaurant | Existing | Food Preparation | Natural Gas | Broiler | E10 | PACT BC Ratio | 0 | 0 | 0 | 0 | 0 | 0 | 0 | 0 | 0 | 0 | 0 | 0 | 0 | 0 | 0 | 0 | 0 | 0 | 0 | 0 | 0 | 0 | 0 | 0 | 0 | 0 | 0 | 0 | 0 | 0 | 0 | 0 | 0
F4_Commercial_Restaurant_Existing_Food Preparation_Natural Gas_Broiler_E1 | F4 | Commercial | Restaurant | Existing | Food Preparation | Natural Gas | Broiler | E1 | RVT BC Ratio | bar: 2019 to 2051
F4_Commercial_Restaurant_Existing_Food Preparation_Natural Gas_Broiler_E2 | F4 | Commercial | Restaurant | Existing | Food Preparation | Natural Gas | Broiler | E2 | RVT BC Ratio | 3.9184 | 3.943 | 3.9704 | 4.0005 | 4.0349 | 4.0747 | 4.1069 | 4.1379 | 4.1693 | 4.202 | 4.2332 | 4.2619 | 4.2912 | 4.322 | 4.356 | 4.3892 | 4.4245 | 4.4617 | 4.5005 | 4.5401 | 4.5799 | 4.6173 | 4.651 | 4.6808 | 4.7065 | 4.7286 | 4.744 | 4.7554 | 4.7653 | 4.7738 | 4.7822 | 4.7859 | 4.7859
F4_Commercial_Restaurant_Existing_Food Preparation_Natural Gas_Broiler_E3 | F4 | Commercial | Restaurant | Existing | Food Preparation | Natural Gas | Broiler | E3 | RVT BC Ratio | 0 | 0 | 0 | 0 | 0 | 0 | 0 | 0 | 0 | 0 | 0 | 0 | 0 | 0 | 0 | 0 | 0 | 0 | 0 | 0 | 0 | 0 | 0 | 0 | 0 | 0 | 0 | 0 | 0 | 0 | 0 | 0 | 0
F4_Commercial_Restaurant_Existing_Food Preparation_Natural Gas_Broiler_E4 | F4 | Commercial | Restaurant | Existing | Food Preparation | Natural Gas | Broiler | E4 | RVT BC Ratio | 0 | 0 | 0 | 0 | 0 | 0 | 0 | 0 | 0 | 0 | 0 | 0 | 0 | 0 | 0 | 0 | 0 | 0 | 0 | 0 | 0 | 0 | 0 | 0 | 0 | 0 | 0 | 0 | 0 | 0 | 0 | 0 | 0
F4_Commercial_Restaurant_Existing_Food Preparation_Natural Gas_Broiler_E5 | F4 | Commercial | Restaurant | Existing | Food Preparation | Natural Gas | Broiler | E5 | RVT BC Ratio | 0 | 0 | 0 | 0 | 0 | 0 | 0 | 0 | 0 | 0 | 0 | 0 | 0 | 0 | 0 | 0 | 0 | 0 | 0 | 0 | 0 | 0 | 0 | 0 | 0 | 0 | 0 | 0 | 0 | 0 | 0 | 0 | 0
F4_Commercial_Restaurant_Existing_Food Preparation_Natural Gas_Broiler_E6 | F4 | Commercial | Restaurant | Existing | Food Preparation | Natural Gas | Broiler | E6 | RVT BC Ratio | 0 | 0 | 0 | 0 | 0 | 0 | 0 | 0 | 0 | 0 | 0 | 0 | 0 | 0 | 0 | 0 | 0 | 0 | 0 | 0 | 0 | 0 | 0 | 0 | 0 | 0 | 0 | 0 | 0 | 0 | 0 | 0 | 0
F4_Commercial_Restaurant_Existing_Food Preparation_Natural Gas_Broiler_E7 | F4 | Commercial | Restaurant | Existing | Food Preparation | Natural Gas | Broiler | E7 | RVT BC Ratio | 0 | 0 | 0 | 0 | 0 | 0 | 0 | 0 | 0 | 0 | 0 | 0 | 0 | 0 | 0 | 0 | 0 | 0 | 0 | 0 | 0 | 0 | 0 | 0 | 0 | 0 | 0 | 0 | 0 | 0 | 0 | 0 | 0
F4_Commercial_Restaurant_Existing_Food Preparation_Natural Gas_Broiler_E8 | F4 | Commercial | Restaurant | Existing | Food Preparation | Natural Gas | Broiler | E8 | RVT BC Ratio | 0 | 0 | 0 | 0 | 0 | 0 | 0 | 0 | 0 | 0 | 0 | 0 | 0 | 0 | 0 | 0 | 0 | 0 | 0 | 0 | 0 | 0 | 0 | 0 | 0 | 0 | 0 | 0 | 0 | 0 | 0 | 0 | 0
F4_Commercial_Restaurant_Existing_Food Preparation_Natural Gas_Broiler_E9 | F4 | Commercial | Restaurant | Existing | Food Preparation | Natural Gas | Broiler | E9 | RVT BC Ratio | 0 | 0 | 0 | 0 | 0 | 0 | 0 | 0 | 0 | 0 | 0 | 0 | 0 | 0 | 0 | 0 | 0 | 0 | 0 | 0 | 0 | 0 | 0 | 0 | 0 | 0 | 0 | 0 | 0 | 0 | 0 | 0 | 0
F4_Commercial_Restaurant_Existing_Food Preparation_Natural Gas_Broiler_E10 | F4 | Commercial | Restaurant | Existing | Food Preparation | Natural Gas | Broiler | E10 | RVT BC Ratio | 0 | 0 | 0 | 0 | 0 | 0 | 0 | 0 | 0 | 0 | 0 | 0 | 0 | 0 | 0 | 0 | 0 | 0 | 0 | 0 | 0 | 0 | 0 | 0 | 0 | 0 | 0 | 0 | 0 | 0 | 0 | 0 | 0
F5_Commercial_Restaurant_Existing_Food Preparation_Natural Gas_Broiler_E1 | F5 | Commercial | Restaurant | Existing | Food Preparation | Natural Gas | Broiler | E1 | RIM BC Ratio | bar: 2019 to 2051
F5_Commercial_Restaurant_Existing_Food Preparation_Natural Gas_Broiler_E2 | F5 | Commercial | Restaurant | Existing | Food Preparation | Natural Gas | Broiler | E2 | RIM BC Ratio | 0.65228 | 0.65336 | 0.65455 | 0.65584 | 0.65729 | 0.65894 | 0.66026 | 0.6615 | 0.66275 | 0.66403 | 0.66523 | 0.66632 | 0.66742 | 0.66856 | 0.6698 | 0.67099 | 0.67224 | 0.67353 | 0.67486 | 0.6762 | 0.67752 | 0.67874 | 0.67982 | 0.68077 | 0.68157 | 0.68226 | 0.68274 | 0.68309 | 0.68339 | 0.68365 | 0.6839 | 0.68401 | 0.68401
F5_Commercial_Restaurant_Existing_Food Preparation_Natural Gas_Broiler_E3 | F5 | Commercial | Restaurant | Existing | Food Preparation | Natural Gas | Broiler | E3 | RIM BC Ratio | 0 | 0 | 0 | 0 | 0 | 0 | 0 | 0 | 0 | 0 | 0 | 0 | 0 | 0 | 0 | 0 | 0 | 0 | 0 | 0 | 0 | 0 | 0 | 0 | 0 | 0 | 0 | 0 | 0 | 0 | 0 | 0 | 0
F5_Commercial_Restaurant_Existing_Food Preparation_Natural Gas_Broiler_E4 | F5 | Commercial | Restaurant | Existing | Food Preparation | Natural Gas | Broiler | E4 | RIM BC Ratio | 0 | 0 | 0 | 0 | 0 | 0 | 0 | 0 | 0 | 0 | 0 | 0 | 0 | 0 | 0 | 0 | 0 | 0 | 0 | 0 | 0 | 0 | 0 | 0 | 0 | 0 | 0 | 0 | 0 | 0 | 0 | 0 | 0
F5_Commercial_Restaurant_Existing_Food Preparation_Natural Gas_Broiler_E5 | F5 | Commercial | Restaurant | Existing | Food Preparation | Natural Gas | Broiler | E5 | RIM BC Ratio | 0 | 0 | 0 | 0 | 0 | 0 | 0 | 0 | 0 | 0 | 0 | 0 | 0 | 0 | 0 | 0 | 0 | 0 | 0 | 0 | 0 | 0 | 0 | 0 | 0 | 0 | 0 | 0 | 0 | 0 | 0 | 0 | 0
F5_Commercial_Restaurant_Existing_Food Preparation_Natural Gas_Broiler_E6 | F5 | Commercial | Restaurant | Existing | Food Preparation | Natural Gas | Broiler | E6 | RIM BC Ratio | 0 | 0 | 0 | 0 | 0 | 0 | 0 | 0 | 0 | 0 | 0 | 0 | 0 | 0 | 0 | 0 | 0 | 0 | 0 | 0 | 0 | 0 | 0 | 0 | 0 | 0 | 0 | 0 | 0 | 0 | 0 | 0 | 0
F5_Commercial_Restaurant_Existing_Food Preparation_Natural Gas_Broiler_E7 | F5 | Commercial | Restaurant | Existing | Food Preparation | Natural Gas | Broiler | E7 | RIM BC Ratio | 0 | 0 | 0 | 0 | 0 | 0 | 0 | 0 | 0 | 0 | 0 | 0 | 0 | 0 | 0 | 0 | 0 | 0 | 0 | 0 | 0 | 0 | 0 | 0 | 0 | 0 | 0 | 0 | 0 | 0 | 0 | 0 | 0
F5_Commercial_Restaurant_Existing_Food Preparation_Natural Gas_Broiler_E8 | F5 | Commercial | Restaurant | Existing | Food Preparation | Natural Gas | Broiler | E8 | RIM BC Ratio | 0 | 0 | 0 | 0 | 0 | 0 | 0 | 0 | 0 | 0 | 0 | 0 | 0 | 0 | 0 | 0 | 0 | 0 | 0 | 0 | 0 | 0 | 0 | 0 | 0 | 0 | 0 | 0 | 0 | 0 | 0 | 0 | 0
F5_Commercial_Restaurant_Existing_Food Preparation_Natural Gas_Broiler_E9 | F5 | Commercial | Restaurant | Existing | Food Preparation | Natural Gas | Broiler | E9 | RIM BC Ratio | 0 | 0 | 0 | 0 | 0 | 0 | 0 | 0 | 0 | 0 | 0 | 0 | 0 | 0 | 0 | 0 | 0 | 0 | 0 | 0 | 0 | 0 | 0 | 0 | 0 | 0 | 0 | 0 | 0 | 0 | 0 | 0 | 0
F5_Commercial_Restaurant_Existing_Food Preparation_Natural Gas_Broiler_E10 | F5 | Commercial | Restaurant | Existing | Food Preparation | Natural Gas | Broiler | E10 | RIM BC Ratio | 0 | 0 | 0 | 0 | 0 | 0 | 0 | 0 | 0 | 0 | 0 | 0 | 0 | 0 | 0 | 0 | 0 | 0 | 0 | 0 | 0 | 0 | 0 | 0 | 0 | 0 | 0 | 0 | 0 | 0 | 0 | 0 | 0
F0_Commercial_Restaurant_Existing_Food Preparation_Natural Gas_Griddle_E0 | F0 | Commercial | Restaurant | Existing | Food Preparation | Natural Gas | Griddle | E0 | Economic Unit | Standard | Standard | Standard | Standard | Standard | Standard | Standard | Standard | Standard | Standard | Standard | Standard | Standard | Standard | Standard | Standard | Standard | Standard | Standard | Standard | Standard | Standard | Standard | Standard | Standard | Standard | ENERGY STAR | ENERGY STAR | ENERGY STAR | ENERGY STAR | ENERGY STAR | ENERGY STAR | ENERGY STAR
F1_Commercial_Restaurant_Existing_Food Preparation_Natural Gas_Griddle_E1 | F1 | Commercial | Restaurant | Existing | Food Preparation | Natural Gas | Griddle | E1 | CCE | 0 | 0 | 0 | 0 | 0 | 0 | 0 | 0 | 0 | 0 | 0 | 0 | 0 | 0 | 0 | 0 | 0 | 0 | 0 | 0 | 0 | 0 | 0 | 0 | 0 | 0 | 0 | 0 | 0 | 0 | 0 | 0 | 0
F1_Commercial_Restaurant_Existing_Food Preparation_Natural Gas_Griddle_E2 | F1 | Commercial | Restaurant | Existing | Food Preparation | Natural Gas | Griddle | E2 | CCE | 1.768 | 1.768 | 1.768 | 1.768 | 1.768 | 1.768 | 1.768 | 1.768 | 1.768 | 1.768 | 1.768 | 1.768 | 1.768 | 1.768 | 1.768 | 1.768 | 1.768 | 1.768 | 1.768 | 1.768 | 1.768 | 1.768 | 1.768 | 1.768 | 1.768 | 1.768 | 1.768 | 1.768 | 1.768 | 1.768 | 1.768 | 1.768 | 1.768
F1_Commercial_Restaurant_Existing_Food Preparation_Natural Gas_Griddle_E3 | F1 | Commercial | Restaurant | Existing | Food Preparation | Natural Gas | Griddle | E3 | CCE | 0 | 0 | 0 | 0 | 0 | 0 | 0 | 0 | 0 | 0 | 0 | 0 | 0 | 0 | 0 | 0 | 0 | 0 | 0 | 0 | 0 | 0 | 0 | 0 | 0 | 0 | 0 | 0 | 0 | 0 | 0 | 0 | 0
F1_Commercial_Restaurant_Existing_Food Preparation_Natural Gas_Griddle_E4 | F1 | Commercial | Restaurant | Existing | Food Preparation | Natural Gas | Griddle | E4 | CCE | 0 | 0 | 0 | 0 | 0 | 0 | 0 | 0 | 0 | 0 | 0 | 0 | 0 | 0 | 0 | 0 | 0 | 0 | 0 | 0 | 0 | 0 | 0 | 0 | 0 | 0 | 0 | 0 | 0 | 0 | 0 | 0 | 0
F1_Commercial_Restaurant_Existing_Food Preparation_Natural Gas_Griddle_E5 | F1 | Commercial | Restaurant | Existing | Food Preparation | Natural Gas | Griddle | E5 | CCE | 0 | 0 | 0 | 0 | 0 | 0 | 0 | 0 | 0 | 0 | 0 | 0 | 0 | 0 | 0 | 0 | 0 | 0 | 0 | 0 | 0 | 0 | 0 | 0 | 0 | 0 | 0 | 0 | 0 | 0 | 0 | 0 | 0
F1_Commercial_Restaurant_Existing_Food Preparation_Natural Gas_Griddle_E6 | F1 | Commercial | Restaurant | Existing | Food Preparation | Natural Gas | Griddle | E6 | CCE | 0 | 0 | 0 | 0 | 0 | 0 | 0 | 0 | 0 | 0 | 0 | 0 | 0 | 0 | 0 | 0 | 0 | 0 | 0 | 0 | 0 | 0 | 0 | 0 | 0 | 0 | 0 | 0 | 0 | 0 | 0 | 0 | 0
F1_Commercial_Restaurant_Existing_Food Preparation_Natural Gas_Griddle_E7 | F1 | Commercial | Restaurant | Existing | Food Preparation | Natural Gas | Griddle | E7 | CCE | 0 | 0 | 0 | 0 | 0 | 0 | 0 | 0 | 0 | 0 | 0 | 0 | 0 | 0 | 0 | 0 | 0 | 0 | 0 | 0 | 0 | 0 | 0 | 0 | 0 | 0 | 0 | 0 | 0 | 0 | 0 | 0 | 0
F1_Commercial_Restaurant_Existing_Food Preparation_Natural Gas_Griddle_E8 | F1 | Commercial | Restaurant | Existing | Food Preparation | Natural Gas | Griddle | E8 | CCE | 0 | 0 | 0 | 0 | 0 | 0 | 0 | 0 | 0 | 0 | 0 | 0 | 0 | 0 | 0 | 0 | 0 | 0 | 0 | 0 | 0 | 0 | 0 | 0 | 0 | 0 | 0 | 0 | 0 | 0 | 0 | 0 | 0
F1_Commercial_Restaurant_Existing_Food Preparation_Natural Gas_Griddle_E9 | F1 | Commercial | Restaurant | Existing | Food Preparation | Natural Gas | Griddle | E9 | CCE | 0 | 0 | 0 | 0 | 0 | 0 | 0 | 0 | 0 | 0 | 0 | 0 | 0 | 0 | 0 | 0 | 0 | 0 | 0 | 0 | 0 | 0 | 0 | 0 | 0 | 0 | 0 | 0 | 0 | 0 | 0 | 0 | 0
F1_Commercial_Restaurant_Existing_Food Preparation_Natural Gas_Griddle_E10 | F1 | Commercial | Restaurant | Existing | Food Preparation | Natural Gas | Griddle | E10 | CCE | 0 | 0 | 0 | 0 | 0 | 0 | 0 | 0 | 0 | 0 | 0 | 0 | 0 | 0 | 0 | 0 | 0 | 0 | 0 | 0 | 0 | 0 | 0 | 0 | 0 | 0 | 0 | 0 | 0 | 0 | 0 | 0 | 0
F2_Commercial_Restaurant_Existing_Food Preparation_Natural Gas_Griddle_E1 | F2 | Commercial | Restaurant | Existing | Food Preparation | Natural Gas | Griddle | E1 | TRC BC Ratio | bar: 2019 to 2051
F2_Commercial_Restaurant_Existing_Food Preparation_Natural Gas_Griddle_E2 | F2 | Commercial | Restaurant | Existing | Food Preparation | Natural Gas | Griddle | E2 | TRC BC Ratio | 0.79587 | 0.80193 | 0.80871 | 0.81616 | 0.82466 | 0.8345 | 0.84247 | 0.85013 | 0.8579 | 0.86599 | 0.87371 | 0.8808 | 0.88805 | 0.89566 | 0.90406 | 0.91228 | 0.921 | 0.9302 | 0.9398 | 0.94959 | 0.95944 | 0.96867 | 0.97701 | 0.98437 | 0.99074 | 0.99622 | 1 | 1.0028 | 1.0053 | 1.0074 | 1.0094 | 1.0104 | 1.0104
F2_Commercial_Restaurant_Existing_Food Preparation_Natural Gas_Griddle_E3 | F2 | Commercial | Restaurant | Existing | Food Preparation | Natural Gas | Griddle | E3 | TRC BC Ratio | 0 | 0 | 0 | 0 | 0 | 0 | 0 | 0 | 0 | 0 | 0 | 0 | 0 | 0 | 0 | 0 | 0 | 0 | 0 | 0 | 0 | 0 | 0 | 0 | 0 | 0 | 0 | 0 | 0 | 0 | 0 | 0 | 0
F2_Commercial_Restaurant_Existing_Food Preparation_Natural Gas_Griddle_E4 | F2 | Commercial | Restaurant | Existing | Food Preparation | Natural Gas | Griddle | E4 | TRC BC Ratio | 0 | 0 | 0 | 0 | 0 | 0 | 0 | 0 | 0 | 0 | 0 | 0 | 0 | 0 | 0 | 0 | 0 | 0 | 0 | 0 | 0 | 0 | 0 | 0 | 0 | 0 | 0 | 0 | 0 | 0 | 0 | 0 | 0
F2_Commercial_Restaurant_Existing_Food Preparation_Natural Gas_Griddle_E5 | F2 | Commercial | Restaurant | Existing | Food Preparation | Natural Gas | Griddle | E5 | TRC BC Ratio | 0 | 0 | 0 | 0 | 0 | 0 | 0 | 0 | 0 | 0 | 0 | 0 | 0 | 0 | 0 | 0 | 0 | 0 | 0 | 0 | 0 | 0 | 0 | 0 | 0 | 0 | 0 | 0 | 0 | 0 | 0 | 0 | 0
F2_Commercial_Restaurant_Existing_Food Preparation_Natural Gas_Griddle_E6 | F2 | Commercial | Restaurant | Existing | Food Preparation | Natural Gas | Griddle | E6 | TRC BC Ratio | 0 | 0 | 0 | 0 | 0 | 0 | 0 | 0 | 0 | 0 | 0 | 0 | 0 | 0 | 0 | 0 | 0 | 0 | 0 | 0 | 0 | 0 | 0 | 0 | 0 | 0 | 0 | 0 | 0 | 0 | 0 | 0 | 0
F2_Commercial_Restaurant_Existing_Food Preparation_Natural Gas_Griddle_E7 | F2 | Commercial | Restaurant | Existing | Food Preparation | Natural Gas | Griddle | E7 | TRC BC Ratio | 0 | 0 | 0 | 0 | 0 | 0 | 0 | 0 | 0 | 0 | 0 | 0 | 0 | 0 | 0 | 0 | 0 | 0 | 0 | 0 | 0 | 0 | 0 | 0 | 0 | 0 | 0 | 0 | 0 | 0 | 0 | 0 | 0
F2_Commercial_Restaurant_Existing_Food Preparation_Natural Gas_Griddle_E8 | F2 | Commercial | Restaurant | Existing | Food Preparation | Natural Gas | Griddle | E8 | TRC BC Ratio | 0 | 0 | 0 | 0 | 0 | 0 | 0 | 0 | 0 | 0 | 0 | 0 | 0 | 0 | 0 | 0 | 0 | 0 | 0 | 0 | 0 | 0 | 0 | 0 | 0 | 0 | 0 | 0 | 0 | 0 | 0 | 0 | 0
F2_Commercial_Restaurant_Existing_Food Preparation_Natural Gas_Griddle_E9 | F2 | Commercial | Restaurant | Existing | Food Preparation | Natural Gas | Griddle | E9 | TRC BC Ratio | 0 | 0 | 0 | 0 | 0 | 0 | 0 | 0 | 0 | 0 | 0 | 0 | 0 | 0 | 0 | 0 | 0 | 0 | 0 | 0 | 0 | 0 | 0 | 0 | 0 | 0 | 0 | 0 | 0 | 0 | 0 | 0 | 0
F2_Commercial_Restaurant_Existing_Food Preparation_Natural Gas_Griddle_E10 | F2 | Commercial | Restaurant | Existing | Food Preparation | Natural Gas | Griddle | E10 | TRC BC Ratio | 0 | 0 | 0 | 0 | 0 | 0 | 0 | 0 | 0 | 0 | 0 | 0 | 0 | 0 | 0 | 0 | 0 | 0 | 0 | 0 | 0 | 0 | 0 | 0 | 0 | 0 | 0 | 0 | 0 | 0 | 0 | 0 | 0
F3_Commercial_Restaurant_Existing_Food Preparation_Natural Gas_Griddle_E1 | F3 | Commercial | Restaurant | Existing | Food Preparation | Natural Gas | Griddle | E1 | PACT BC Ratio | bar: 2019 to 2051
F3_Commercial_Restaurant_Existing_Food Preparation_Natural Gas_Griddle_E2 | F3 | Commercial | Restaurant | Existing | Food Preparation | Natural Gas | Griddle | E2 | PACT BC Ratio | 1.0612 | 1.0692 | 1.0783 | 1.0882 | 1.0996 | 1.1127 | 1.1233 | 1.1335 | 1.1439 | 1.1547 | 1.1649 | 1.1744 | 1.1841 | 1.1942 | 1.2054 | 1.2164 | 1.228 | 1.2403 | 1.2531 | 1.2661 | 1.2793 | 1.2916 | 1.3027 | 1.3125 | 1.321 | 1.3283 | 1.3333 | 1.3371 | 1.3404 | 1.3432 | 1.3459 | 1.3472 | 1.3472
F3_Commercial_Restaurant_Existing_Food Preparation_Natural Gas_Griddle_E3 | F3 | Commercial | Restaurant | Existing | Food Preparation | Natural Gas | Griddle | E3 | PACT BC Ratio | 0 | 0 | 0 | 0 | 0 | 0 | 0 | 0 | 0 | 0 | 0 | 0 | 0 | 0 | 0 | 0 | 0 | 0 | 0 | 0 | 0 | 0 | 0 | 0 | 0 | 0 | 0 | 0 | 0 | 0 | 0 | 0 | 0
F3_Commercial_Restaurant_Existing_Food Preparation_Natural Gas_Griddle_E4 | F3 | Commercial | Restaurant | Existing | Food Preparation | Natural Gas | Griddle | E4 | PACT BC Ratio | 0 | 0 | 0 | 0 | 0 | 0 | 0 | 0 | 0 | 0 | 0 | 0 | 0 | 0 | 0 | 0 | 0 | 0 | 0 | 0 | 0 | 0 | 0 | 0 | 0 | 0 | 0 | 0 | 0 | 0 | 0 | 0 | 0
F3_Commercial_Restaurant_Existing_Food Preparation_Natural Gas_Griddle_E5 | F3 | Commercial | Restaurant | Existing | Food Preparation | Natural Gas | Griddle | E5 | PACT BC Ratio | 0 | 0 | 0 | 0 | 0 | 0 | 0 | 0 | 0 | 0 | 0 | 0 | 0 | 0 | 0 | 0 | 0 | 0 | 0 | 0 | 0 | 0 | 0 | 0 | 0 | 0 | 0 | 0 | 0 | 0 | 0 | 0 | 0
F3_Commercial_Restaurant_Existing_Food Preparation_Natural Gas_Griddle_E6 | F3 | Commercial | Restaurant | Existing | Food Preparation | Natural Gas | Griddle | E6 | PACT BC Ratio | 0 | 0 | 0 | 0 | 0 | 0 | 0 | 0 | 0 | 0 | 0 | 0 | 0 | 0 | 0 | 0 | 0 | 0 | 0 | 0 | 0 | 0 | 0 | 0 | 0 | 0 | 0 | 0 | 0 | 0 | 0 | 0 | 0
F3_Commercial_Restaurant_Existing_Food Preparation_Natural Gas_Griddle_E7 | F3 | Commercial | Restaurant | Existing | Food Preparation | Natural Gas | Griddle | E7 | PACT BC Ratio | 0 | 0 | 0 | 0 | 0 | 0 | 0 | 0 | 0 | 0 | 0 | 0 | 0 | 0 | 0 | 0 | 0 | 0 | 0 | 0 | 0 | 0 | 0 | 0 | 0 | 0 | 0 | 0 | 0 | 0 | 0 | 0 | 0
F3_Commercial_Restaurant_Existing_Food Preparation_Natural Gas_Griddle_E8 | F3 | Commercial | Restaurant | Existing | Food Preparation | Natural Gas | Griddle | E8 | PACT BC Ratio | 0 | 0 | 0 | 0 | 0 | 0 | 0 | 0 | 0 | 0 | 0 | 0 | 0 | 0 | 0 | 0 | 0 | 0 | 0 | 0 | 0 | 0 | 0 | 0 | 0 | 0 | 0 | 0 | 0 | 0 | 0 | 0 | 0
F3_Commercial_Restaurant_Existing_Food Preparation_Natural Gas_Griddle_E9 | F3 | Commercial | Restaurant | Existing | Food Preparation | Natural Gas | Griddle | E9 | PACT BC Ratio | 0 | 0 | 0 | 0 | 0 | 0 | 0 | 0 | 0 | 0 | 0 | 0 | 0 | 0 | 0 | 0 | 0 | 0 | 0 | 0 | 0 | 0 | 0 | 0 | 0 | 0 | 0 | 0 | 0 | 0 | 0 | 0 | 0
F3_Commercial_Restaurant_Existing_Food Preparation_Natural Gas_Griddle_E10 | F3 | Commercial | Restaurant | Existing | Food Preparation | Natural Gas | Griddle | E10 | PACT BC Ratio | 0 | 0 | 0 | 0 | 0 | 0 | 0 | 0 | 0 | 0 | 0 | 0 | 0 | 0 | 0 | 0 | 0 | 0 | 0 | 0 | 0 | 0 | 0 | 0 | 0 | 0 | 0 | 0 | 0 | 0 | 0 | 0 | 0
F4_Commercial_Restaurant_Existing_Food Preparation_Natural Gas_Griddle_E1 | F4 | Commercial | Restaurant | Existing | Food Preparation | Natural Gas | Griddle | E1 | RVT BC Ratio | bar: 2019 to 2051
F4_Commercial_Restaurant_Existing_Food Preparation_Natural Gas_Griddle_E2 | F4 | Commercial | Restaurant | Existing | Food Preparation | Natural Gas | Griddle | E2 | RVT BC Ratio | 1.8442 | 1.8529 | 1.8627 | 1.8734 | 1.8856 | 1.8997 | 1.9112 | 1.9222 | 1.9334 | 1.945 | 1.9561 | 1.9663 | 1.9767 | 1.9877 | 1.9998 | 2.0116 | 2.0241 | 2.0373 | 2.0511 | 2.0652 | 2.0794 | 2.0926 | 2.1046 | 2.1152 | 2.1244 | 2.1322 | 2.1377 | 2.1418 | 2.1453 | 2.1483 | 2.1513 | 2.1526 | 2.1526
F4_Commercial_Restaurant_Existing_Food Preparation_Natural Gas_Griddle_E3 | F4 | Commercial | Restaurant | Existing | Food Preparation | Natural Gas | Griddle | E3 | RVT BC Ratio | 0 | 0 | 0 | 0 | 0 | 0 | 0 | 0 | 0 | 0 | 0 | 0 | 0 | 0 | 0 | 0 | 0 | 0 | 0 | 0 | 0 | 0 | 0 | 0 | 0 | 0 | 0 | 0 | 0 | 0 | 0 | 0 | 0
F4_Commercial_Restaurant_Existing_Food Preparation_Natural Gas_Griddle_E4 | F4 | Commercial | Restaurant | Existing | Food Preparation | Natural Gas | Griddle | E4 | RVT BC Ratio | 0 | 0 | 0 | 0 | 0 | 0 | 0 | 0 | 0 | 0 | 0 | 0 | 0 | 0 | 0 | 0 | 0 | 0 | 0 | 0 | 0 | 0 | 0 | 0 | 0 | 0 | 0 | 0 | 0 | 0 | 0 | 0 | 0
F4_Commercial_Restaurant_Existing_Food Preparation_Natural Gas_Griddle_E5 | F4 | Commercial | Restaurant | Existing | Food Preparation | Natural Gas | Griddle | E5 | RVT BC Ratio | 0 | 0 | 0 | 0 | 0 | 0 | 0 | 0 | 0 | 0 | 0 | 0 | 0 | 0 | 0 | 0 | 0 | 0 | 0 | 0 | 0 | 0 | 0 | 0 | 0 | 0 | 0 | 0 | 0 | 0 | 0 | 0 | 0
F4_Commercial_Restaurant_Existing_Food Preparation_Natural Gas_Griddle_E6 | F4 | Commercial | Restaurant | Existing | Food Preparation | Natural Gas | Griddle | E6 | RVT BC Ratio | 0 | 0 | 0 | 0 | 0 | 0 | 0 | 0 | 0 | 0 | 0 | 0 | 0 | 0 | 0 | 0 | 0 | 0 | 0 | 0 | 0 | 0 | 0 | 0 | 0 | 0 | 0 | 0 | 0 | 0 | 0 | 0 | 0
F4_Commercial_Restaurant_Existing_Food Preparation_Natural Gas_Griddle_E7 | F4 | Commercial | Restaurant | Existing | Food Preparation | Natural Gas | Griddle | E7 | RVT BC Ratio | 0 | 0 | 0 | 0 | 0 | 0 | 0 | 0 | 0 | 0 | 0 | 0 | 0 | 0 | 0 | 0 | 0 | 0 | 0 | 0 | 0 | 0 | 0 | 0 | 0 | 0 | 0 | 0 | 0 | 0 | 0 | 0 | 0
F4_Commercial_Restaurant_Existing_Food Preparation_Natural Gas_Griddle_E8 | F4 | Commercial | Restaurant | Existing | Food Preparation | Natural Gas | Griddle | E8 | RVT BC Ratio | 0 | 0 | 0 | 0 | 0 | 0 | 0 | 0 | 0 | 0 | 0 | 0 | 0 | 0 | 0 | 0 | 0 | 0 | 0 | 0 | 0 | 0 | 0 | 0 | 0 | 0 | 0 | 0 | 0 | 0 | 0 | 0 | 0
F4_Commercial_Restaurant_Existing_Food Preparation_Natural Gas_Griddle_E9 | F4 | Commercial | Restaurant | Existing | Food Preparation | Natural Gas | Griddle | E9 | RVT BC Ratio | 0 | 0 | 0 | 0 | 0 | 0 | 0 | 0 | 0 | 0 | 0 | 0 | 0 | 0 | 0 | 0 | 0 | 0 | 0 | 0 | 0 | 0 | 0 | 0 | 0 | 0 | 0 | 0 | 0 | 0 | 0 | 0 | 0
F4_Commercial_Restaurant_Existing_Food Preparation_Natural Gas_Griddle_E10 | F4 | Commercial | Restaurant | Existing | Food Preparation | Natural Gas | Griddle | E10 | RVT BC Ratio | 0 | 0 | 0 | 0 | 0 | 0 | 0 | 0 | 0 | 0 | 0 | 0 | 0 | 0 | 0 | 0 | 0 | 0 | 0 | 0 | 0 | 0 | 0 | 0 | 0 | 0 | 0 | 0 | 0 | 0 | 0 | 0 | 0
F5_Commercial_Restaurant_Existing_Food Preparation_Natural Gas_Griddle_E1 | F5 | Commercial | Restaurant | Existing | Food Preparation | Natural Gas | Griddle | E1 | RIM BC Ratio | bar: 2019 to 2051
F5_Commercial_Restaurant_Existing_Food Preparation_Natural Gas_Griddle_E2 | F5 | Commercial | Restaurant | Existing | Food Preparation | Natural Gas | Griddle | E2 | RIM BC Ratio | 0.46719 | 0.46876 | 0.47048 | 0.47237 | 0.47449 | 0.47691 | 0.47886 | 0.4807 | 0.48256 | 0.48447 | 0.48627 | 0.48791 | 0.48957 | 0.4913 | 0.49318 | 0.49501 | 0.49692 | 0.49892 | 0.50097 | 0.50305 | 0.50511 | 0.50702 | 0.50872 | 0.51021 | 0.51149 | 0.51258 | 0.51333 | 0.51389 | 0.51437 | 0.51478 | 0.51519 | 0.51537 | 0.51537
F5_Commercial_Restaurant_Existing_Food Preparation_Natural Gas_Griddle_E3 | F5 | Commercial | Restaurant | Existing | Food Preparation | Natural Gas | Griddle | E3 | RIM BC Ratio | 0 | 0 | 0 | 0 | 0 | 0 | 0 | 0 | 0 | 0 | 0 | 0 | 0 | 0 | 0 | 0 | 0 | 0 | 0 | 0 | 0 | 0 | 0 | 0 | 0 | 0 | 0 | 0 | 0 | 0 | 0 | 0 | 0
F5_Commercial_Restaurant_Existing_Food Preparation_Natural Gas_Griddle_E4 | F5 | Commercial | Restaurant | Existing | Food Preparation | Natural Gas | Griddle | E4 | RIM BC Ratio | 0 | 0 | 0 | 0 | 0 | 0 | 0 | 0 | 0 | 0 | 0 | 0 | 0 | 0 | 0 | 0 | 0 | 0 | 0 | 0 | 0 | 0 | 0 | 0 | 0 | 0 | 0 | 0 | 0 | 0 | 0 | 0 | 0
F5_Commercial_Restaurant_Existing_Food Preparation_Natural Gas_Griddle_E5 | F5 | Commercial | Restaurant | Existing | Food Preparation | Natural Gas | Griddle | E5 | RIM BC Ratio | 0 | 0 | 0 | 0 | 0 | 0 | 0 | 0 | 0 | 0 | 0 | 0 | 0 | 0 | 0 | 0 | 0 | 0 | 0 | 0 | 0 | 0 | 0 | 0 | 0 | 0 | 0 | 0 | 0 | 0 | 0 | 0 | 0
F5_Commercial_Restaurant_Existing_Food Preparation_Natural Gas_Griddle_E6 | F5 | Commercial | Restaurant | Existing | Food Preparation | Natural Gas | Griddle | E6 | RIM BC Ratio | 0 | 0 | 0 | 0 | 0 | 0 | 0 | 0 | 0 | 0 | 0 | 0 | 0 | 0 | 0 | 0 | 0 | 0 | 0 | 0 | 0 | 0 | 0 | 0 | 0 | 0 | 0 | 0 | 0 | 0 | 0 | 0 | 0
F5_Commercial_Restaurant_Existing_Food Preparation_Natural Gas_Griddle_E7 | F5 | Commercial | Restaurant | Existing | Food Preparation | Natural Gas | Griddle | E7 | RIM BC Ratio | 0 | 0 | 0 | 0 | 0 | 0 | 0 | 0 | 0 | 0 | 0 | 0 | 0 | 0 | 0 | 0 | 0 | 0 | 0 | 0 | 0 | 0 | 0 | 0 | 0 | 0 | 0 | 0 | 0 | 0 | 0 | 0 | 0
F5_Commercial_Restaurant_Existing_Food Preparation_Natural Gas_Griddle_E8 | F5 | Commercial | Restaurant | Existing | Food Preparation | Natural Gas | Griddle | E8 | RIM BC Ratio | 0 | 0 | 0 | 0 | 0 | 0 | 0 | 0 | 0 | 0 | 0 | 0 | 0 | 0 | 0 | 0 | 0 | 0 | 0 | 0 | 0 | 0 | 0 | 0 | 0 | 0 | 0 | 0 | 0 | 0 | 0 | 0 | 0
F5_Commercial_Restaurant_Existing_Food Preparation_Natural Gas_Griddle_E9 | F5 | Commercial | Restaurant | Existing | Food Preparation | Natural Gas | Griddle | E9 | RIM BC Ratio | 0 | 0 | 0 | 0 | 0 | 0 | 0 | 0 | 0 | 0 | 0 | 0 | 0 | 0 | 0 | 0 | 0 | 0 | 0 | 0 | 0 | 0 | 0 | 0 | 0 | 0 | 0 | 0 | 0 | 0 | 0 | 0 | 0
F5_Commercial_Restaurant_Existing_Food Preparation_Natural Gas_Griddle_E10 | F5 | Commercial | Restaurant | Existing | Food Preparation | Natural Gas | Griddle | E10 | RIM BC Ratio | 0 | 0 | 0 | 0 | 0 | 0 | 0 | 0 | 0 | 0 | 0 | 0 | 0 | 0 | 0 | 0 | 0 | 0 | 0 | 0 | 0 | 0 | 0 | 0 | 0 | 0 | 0 | 0 | 0 | 0 | 0 | 0 | 0
F0_Commercial_Restaurant_Existing_Food Preparation_Natural Gas_Range_E0 | F0 | Commercial | Restaurant | Existing | Food Preparation | Natural Gas | Range | E0 | Economic Unit | High Efficiency | High Efficiency | High Efficiency | High Efficiency | High Efficiency | High Efficiency | High Efficiency | High Efficiency | High Efficiency | High Efficiency | High Efficiency | High Efficiency | High Efficiency | High Efficiency | High Efficiency | High Efficiency | High Efficiency | High Efficiency | High Efficiency | High Efficiency | High Efficiency | High Efficiency | High Efficiency | High Efficiency | High Efficiency | High Efficiency | High Efficiency | High Efficiency | High Efficiency | High Efficiency | High Efficiency | High Efficiency | High Efficiency
F1_Commercial_Restaurant_Existing_Food Preparation_Natural Gas_Range_E1 | F1 | Commercial | Restaurant | Existing | Food Preparation | Natural Gas | Range | E1 | CCE | 0 | 0 | 0 | 0 | 0 | 0 | 0 | 0 | 0 | 0 | 0 | 0 | 0 | 0 | 0 | 0 | 0 | 0 | 0 | 0 | 0 | 0 | 0 | 0 | 0 | 0 | 0 | 0 | 0 | 0 | 0 | 0 | 0
F1_Commercial_Restaurant_Existing_Food Preparation_Natural Gas_Range_E2 | F1 | Commercial | Restaurant | Existing | Food Preparation | Natural Gas | Range | E2 | CCE | 0.00052644 | 0.00052644 | 0.00052644 | 0.00052644 | 0.00052644 | 0.00052644 | 0.00052644 | 0.00052644 | 0.00052644 | 0.00052644 | 0.00052644 | 0.00052644 | 0.00052644 | 0.00052644 | 0.00052644 | 0.00052644 | 0.00052644 | 0.00052644 | 0.00052644 | 0.00052644 | 0.00052644 | 0.00052644 | 0.00052644 | 0.00052644 | 0.00052644 | 0.00052644 | 0.00052644 | 0.00052644 | 0.00052644 | 0.00052644 | 0.00052644 | 0.00052644 | 0.00052644
F1_Commercial_Restaurant_Existing_Food Preparation_Natural Gas_Range_E3 | F1 | Commercial | Restaurant | Existing | Food Preparation | Natural Gas | Range | E3 | CCE | 0 | 0 | 0 | 0 | 0 | 0 | 0 | 0 | 0 | 0 | 0 | 0 | 0 | 0 | 0 | 0 | 0 | 0 | 0 | 0 | 0 | 0 | 0 | 0 | 0 | 0 | 0 | 0 | 0 | 0 | 0 | 0 | 0
F1_Commercial_Restaurant_Existing_Food Preparation_Natural Gas_Range_E4 | F1 | Commercial | Restaurant | Existing | Food Preparation | Natural Gas | Range | E4 | CCE | 0 | 0 | 0 | 0 | 0 | 0 | 0 | 0 | 0 | 0 | 0 | 0 | 0 | 0 | 0 | 0 | 0 | 0 | 0 | 0 | 0 | 0 | 0 | 0 | 0 | 0 | 0 | 0 | 0 | 0 | 0 | 0 | 0
F1_Commercial_Restaurant_Existing_Food Preparation_Natural Gas_Range_E5 | F1 | Commercial | Restaurant | Existing | Food Preparation | Natural Gas | Range | E5 | CCE | 0 | 0 | 0 | 0 | 0 | 0 | 0 | 0 | 0 | 0 | 0 | 0 | 0 | 0 | 0 | 0 | 0 | 0 | 0 | 0 | 0 | 0 | 0 | 0 | 0 | 0 | 0 | 0 | 0 | 0 | 0 | 0 | 0
F1_Commercial_Restaurant_Existing_Food Preparation_Natural Gas_Range_E6 | F1 | Commercial | Restaurant | Existing | Food Preparation | Natural Gas | Range | E6 | CCE | 0 | 0 | 0 | 0 | 0 | 0 | 0 | 0 | 0 | 0 | 0 | 0 | 0 | 0 | 0 | 0 | 0 | 0 | 0 | 0 | 0 | 0 | 0 | 0 | 0 | 0 | 0 | 0 | 0 | 0 | 0 | 0 | 0
F1_Commercial_Restaurant_Existing_Food Preparation_Natural Gas_Range_E7 | F1 | Commercial | Restaurant | Existing | Food Preparation | Natural Gas | Range | E7 | CCE | 0 | 0 | 0 | 0 | 0 | 0 | 0 | 0 | 0 | 0 | 0 | 0 | 0 | 0 | 0 | 0 | 0 | 0 | 0 | 0 | 0 | 0 | 0 | 0 | 0 | 0 | 0 | 0 | 0 | 0 | 0 | 0 | 0
F1_Commercial_Restaurant_Existing_Food Preparation_Natural Gas_Range_E8 | F1 | Commercial | Restaurant | Existing | Food Preparation | Natural Gas | Range | E8 | CCE | 0 | 0 | 0 | 0 | 0 | 0 | 0 | 0 | 0 | 0 | 0 | 0 | 0 | 0 | 0 | 0 | 0 | 0 | 0 | 0 | 0 | 0 | 0 | 0 | 0 | 0 | 0 | 0 | 0 | 0 | 0 | 0 | 0
F1_Commercial_Restaurant_Existing_Food Preparation_Natural Gas_Range_E9 | F1 | Commercial | Restaurant | Existing | Food Preparation | Natural Gas | Range | E9 | CCE | 0 | 0 | 0 | 0 | 0 | 0 | 0 | 0 | 0 | 0 | 0 | 0 | 0 | 0 | 0 | 0 | 0 | 0 | 0 | 0 | 0 | 0 | 0 | 0 | 0 | 0 | 0 | 0 | 0 | 0 | 0 | 0 | 0
F1_Commercial_Restaurant_Existing_Food Preparation_Natural Gas_Range_E10 | F1 | Commercial | Restaurant | Existing | Food Preparation | Natural Gas | Range | E10 | CCE | 0 | 0 | 0 | 0 | 0 | 0 | 0 | 0 | 0 | 0 | 0 | 0 | 0 | 0 | 0 | 0 | 0 | 0 | 0 | 0 | 0 | 0 | 0 | 0 | 0 | 0 | 0 | 0 | 0 | 0 | 0 | 0 | 0
F2_Commercial_Restaurant_Existing_Food Preparation_Natural Gas_Range_E1 | F2 | Commercial | Restaurant | Existing | Food Preparation | Natural Gas | Range | E1 | TRC BC Ratio | bar: 2019 to 2051
F2_Commercial_Restaurant_Existing_Food Preparation_Natural Gas_Range_E2 | F2 | Commercial | Restaurant | Existing | Food Preparation | Natural Gas | Range | E2 | TRC BC Ratio | 2647.7231 | 2666.33 | 2688.4832 | 2714.1962 | 2744.4245 | 2779.83 | 2808.1783 | 2835.1894 | 2861.7342 | 2888.6003 | 2913.2148 | 2934.7489 | 2956.3968 | 2979.3351 | 3005.7993 | 3032.2609 | 3061.4725 | 3093.4023 | 3127.3907 | 3162.4699 | 3198.1505 | 3231.6304 | 3262.246 | 3290.1881 | 3314.7734 | 3335.911 | 3350.568 | 3361.4829 | 3370.9376 | 3379.0123 | 3387.0032 | 3390.5371 | 3390.5371
F2_Commercial_Restaurant_Existing_Food Preparation_Natural Gas_Range_E3 | F2 | Commercial | Restaurant | Existing | Food Preparation | Natural Gas | Range | E3 | TRC BC Ratio | 0 | 0 | 0 | 0 | 0 | 0 | 0 | 0 | 0 | 0 | 0 | 0 | 0 | 0 | 0 | 0 | 0 | 0 | 0 | 0 | 0 | 0 | 0 | 0 | 0 | 0 | 0 | 0 | 0 | 0 | 0 | 0 | 0
F2_Commercial_Restaurant_Existing_Food Preparation_Natural Gas_Range_E4 | F2 | Commercial | Restaurant | Existing | Food Preparation | Natural Gas | Range | E4 | TRC BC Ratio | 0 | 0 | 0 | 0 | 0 | 0 | 0 | 0 | 0 | 0 | 0 | 0 | 0 | 0 | 0 | 0 | 0 | 0 | 0 | 0 | 0 | 0 | 0 | 0 | 0 | 0 | 0 | 0 | 0 | 0 | 0 | 0 | 0
F2_Commercial_Restaurant_Existing_Food Preparation_Natural Gas_Range_E5 | F2 | Commercial | Restaurant | Existing | Food Preparation | Natural Gas | Range | E5 | TRC BC Ratio | 0 | 0 | 0 | 0 | 0 | 0 | 0 | 0 | 0 | 0 | 0 | 0 | 0 | 0 | 0 | 0 | 0 | 0 | 0 | 0 | 0 | 0 | 0 | 0 | 0 | 0 | 0 | 0 | 0 | 0 | 0 | 0 | 0
F2_Commercial_Restaurant_Existing_Food Preparation_Natural Gas_Range_E6 | F2 | Commercial | Restaurant | Existing | Food Preparation | Natural Gas | Range | E6 | TRC BC Ratio | 0 | 0 | 0 | 0 | 0 | 0 | 0 | 0 | 0 | 0 | 0 | 0 | 0 | 0 | 0 | 0 | 0 | 0 | 0 | 0 | 0 | 0 | 0 | 0 | 0 | 0 | 0 | 0 | 0 | 0 | 0 | 0 | 0
F2_Commercial_Restaurant_Existing_Food Preparation_Natural Gas_Range_E7 | F2 | Commercial | Restaurant | Existing | Food Preparation | Natural Gas | Range | E7 | TRC BC Ratio | 0 | 0 | 0 | 0 | 0 | 0 | 0 | 0 | 0 | 0 | 0 | 0 | 0 | 0 | 0 | 0 | 0 | 0 | 0 | 0 | 0 | 0 | 0 | 0 | 0 | 0 | 0 | 0 | 0 | 0 | 0 | 0 | 0
F2_Commercial_Restaurant_Existing_Food Preparation_Natural Gas_Range_E8 | F2 | Commercial | Restaurant | Existing | Food Preparation | Natural Gas | Range | E8 | TRC BC Ratio | 0 | 0 | 0 | 0 | 0 | 0 | 0 | 0 | 0 | 0 | 0 | 0 | 0 | 0 | 0 | 0 | 0 | 0 | 0 | 0 | 0 | 0 | 0 | 0 | 0 | 0 | 0 | 0 | 0 | 0 | 0 | 0 | 0
F2_Commercial_Restaurant_Existing_Food Preparation_Natural Gas_Range_E9 | F2 | Commercial | Restaurant | Existing | Food Preparation | Natural Gas | Range | E9 | TRC BC Ratio | 0 | 0 | 0 | 0 | 0 | 0 | 0 | 0 | 0 | 0 | 0 | 0 | 0 | 0 | 0 | 0 | 0 | 0 | 0 | 0 | 0 | 0 | 0 | 0 | 0 | 0 | 0 | 0 | 0 | 0 | 0 | 0 | 0
F2_Commercial_Restaurant_Existing_Food Preparation_Natural Gas_Range_E10 | F2 | Commercial | Restaurant | Existing | Food Preparation | Natural Gas | Range | E10 | TRC BC Ratio | 0 | 0 | 0 | 0 | 0 | 0 | 0 | 0 | 0 | 0 | 0 | 0 | 0 | 0 | 0 | 0 | 0 | 0 | 0 | 0 | 0 | 0 | 0 | 0 | 0 | 0 | 0 | 0 | 0 | 0 | 0 | 0 | 0
F3_Commercial_Restaurant_Existing_Food Preparation_Natural Gas_Range_E1 | F3 | Commercial | Restaurant | Existing | Food Preparation | Natural Gas | Range | E1 | PACT BC Ratio | bar: 2019 to 2051
F3_Commercial_Restaurant_Existing_Food Preparation_Natural Gas_Range_E2 | F3 | Commercial | Restaurant | Existing | Food Preparation | Natural Gas | Range | E2 | PACT BC Ratio | 3530.2974 | 3555.1067 | 3584.6443 | 3618.9282 | 3659.2327 | 3706.44 | 3744.2377 | 3780.2525 | 3815.6456 | 3851.4671 | 3884.2865 | 3912.9985 | 3941.8625 | 3972.4468 | 4007.7324 | 4043.0145 | 4081.9633 | 4124.5364 | 4169.8543 | 4216.6265 | 4264.2006 | 4308.8405 | 4349.6613 | 4386.9175 | 4419.6979 | 4447.8813 | 4467.424 | 4481.9772 | 4494.5834 | 4505.3498 | 4516.0042 | 4520.7161 | 4520.7161
F3_Commercial_Restaurant_Existing_Food Preparation_Natural Gas_Range_E3 | F3 | Commercial | Restaurant | Existing | Food Preparation | Natural Gas | Range | E3 | PACT BC Ratio | 0 | 0 | 0 | 0 | 0 | 0 | 0 | 0 | 0 | 0 | 0 | 0 | 0 | 0 | 0 | 0 | 0 | 0 | 0 | 0 | 0 | 0 | 0 | 0 | 0 | 0 | 0 | 0 | 0 | 0 | 0 | 0 | 0
F3_Commercial_Restaurant_Existing_Food Preparation_Natural Gas_Range_E4 | F3 | Commercial | Restaurant | Existing | Food Preparation | Natural Gas | Range | E4 | PACT BC Ratio | 0 | 0 | 0 | 0 | 0 | 0 | 0 | 0 | 0 | 0 | 0 | 0 | 0 | 0 | 0 | 0 | 0 | 0 | 0 | 0 | 0 | 0 | 0 | 0 | 0 | 0 | 0 | 0 | 0 | 0 | 0 | 0 | 0
F3_Commercial_Restaurant_Existing_Food Preparation_Natural Gas_Range_E5 | F3 | Commercial | Restaurant | Existing | Food Preparation | Natural Gas | Range | E5 | PACT BC Ratio | 0 | 0 | 0 | 0 | 0 | 0 | 0 | 0 | 0 | 0 | 0 | 0 | 0 | 0 | 0 | 0 | 0 | 0 | 0 | 0 | 0 | 0 | 0 | 0 | 0 | 0 | 0 | 0 | 0 | 0 | 0 | 0 | 0
F3_Commercial_Restaurant_Existing_Food Preparation_Natural Gas_Range_E6 | F3 | Commercial | Restaurant | Existing | Food Preparation | Natural Gas | Range | E6 | PACT BC Ratio | 0 | 0 | 0 | 0 | 0 | 0 | 0 | 0 | 0 | 0 | 0 | 0 | 0 | 0 | 0 | 0 | 0 | 0 | 0 | 0 | 0 | 0 | 0 | 0 | 0 | 0 | 0 | 0 | 0 | 0 | 0 | 0 | 0
F3_Commercial_Restaurant_Existing_Food Preparation_Natural Gas_Range_E7 | F3 | Commercial | Restaurant | Existing | Food Preparation | Natural Gas | Range | E7 | PACT BC Ratio | 0 | 0 | 0 | 0 | 0 | 0 | 0 | 0 | 0 | 0 | 0 | 0 | 0 | 0 | 0 | 0 | 0 | 0 | 0 | 0 | 0 | 0 | 0 | 0 | 0 | 0 | 0 | 0 | 0 | 0 | 0 | 0 | 0
F3_Commercial_Restaurant_Existing_Food Preparation_Natural Gas_Range_E8 | F3 | Commercial | Restaurant | Existing | Food Preparation | Natural Gas | Range | E8 | PACT BC Ratio | 0 | 0 | 0 | 0 | 0 | 0 | 0 | 0 | 0 | 0 | 0 | 0 | 0 | 0 | 0 | 0 | 0 | 0 | 0 | 0 | 0 | 0 | 0 | 0 | 0 | 0 | 0 | 0 | 0 | 0 | 0 | 0 | 0
F3_Commercial_Restaurant_Existing_Food Preparation_Natural Gas_Range_E9 | F3 | Commercial | Restaurant | Existing | Food Preparation | Natural Gas | Range | E9 | PACT BC Ratio | 0 | 0 | 0 | 0 | 0 | 0 | 0 | 0 | 0 | 0 | 0 | 0 | 0 | 0 | 0 | 0 | 0 | 0 | 0 | 0 | 0 | 0 | 0 | 0 | 0 | 0 | 0 | 0 | 0 | 0 | 0 | 0 | 0
F3_Commercial_Restaurant_Existing_Food Preparation_Natural Gas_Range_E10 | F3 | Commercial | Restaurant | Existing | Food Preparation | Natural Gas | Range | E10 | PACT BC Ratio | 0 | 0 | 0 | 0 | 0 | 0 | 0 | 0 | 0 | 0 | 0 | 0 | 0 | 0 | 0 | 0 | 0 | 0 | 0 | 0 | 0 | 0 | 0 | 0 | 0 | 0 | 0 | 0 | 0 | 0 | 0 | 0 | 0
F4_Commercial_Restaurant_Existing_Food Preparation_Natural Gas_Range_E1 | F4 | Commercial | Restaurant | Existing | Food Preparation | Natural Gas | Range | E1 | RVT BC Ratio | bar: 2019 to 2051
F4_Commercial_Restaurant_Existing_Food Preparation_Natural Gas_Range_E2 | F4 | Commercial | Restaurant | Existing | Food Preparation | Natural Gas | Range | E2 | RVT BC Ratio | 3807.2736 | 3834.0244 | 3865.8736 | 3902.8406 | 3946.2991 | 3997.2009 | 4037.9565 | 4076.7898 | 4114.9527 | 4153.5775 | 4188.9653 | 4219.9244 | 4251.0471 | 4284.025 | 4322.072 | 4360.1152 | 4402.1121 | 4448.0169 | 4496.8813 | 4547.3138 | 4598.611 | 4646.7444 | 4690.7598 | 4730.9316 | 4766.2773 | 4796.6664 | 4817.7384 | 4833.4305 | 4847.0233 | 4858.6322 | 4870.1205 | 4875.2011 | 4875.2011
F4_Commercial_Restaurant_Existing_Food Preparation_Natural Gas_Range_E3 | F4 | Commercial | Restaurant | Existing | Food Preparation | Natural Gas | Range | E3 | RVT BC Ratio | 0 | 0 | 0 | 0 | 0 | 0 | 0 | 0 | 0 | 0 | 0 | 0 | 0 | 0 | 0 | 0 | 0 | 0 | 0 | 0 | 0 | 0 | 0 | 0 | 0 | 0 | 0 | 0 | 0 | 0 | 0 | 0 | 0
F4_Commercial_Restaurant_Existing_Food Preparation_Natural Gas_Range_E4 | F4 | Commercial | Restaurant | Existing | Food Preparation | Natural Gas | Range | E4 | RVT BC Ratio | 0 | 0 | 0 | 0 | 0 | 0 | 0 | 0 | 0 | 0 | 0 | 0 | 0 | 0 | 0 | 0 | 0 | 0 | 0 | 0 | 0 | 0 | 0 | 0 | 0 | 0 | 0 | 0 | 0 | 0 | 0 | 0 | 0
F4_Commercial_Restaurant_Existing_Food Preparation_Natural Gas_Range_E5 | F4 | Commercial | Restaurant | Existing | Food Preparation | Natural Gas | Range | E5 | RVT BC Ratio | 0 | 0 | 0 | 0 | 0 | 0 | 0 | 0 | 0 | 0 | 0 | 0 | 0 | 0 | 0 | 0 | 0 | 0 | 0 | 0 | 0 | 0 | 0 | 0 | 0 | 0 | 0 | 0 | 0 | 0 | 0 | 0 | 0
F4_Commercial_Restaurant_Existing_Food Preparation_Natural Gas_Range_E6 | F4 | Commercial | Restaurant | Existing | Food Preparation | Natural Gas | Range | E6 | RVT BC Ratio | 0 | 0 | 0 | 0 | 0 | 0 | 0 | 0 | 0 | 0 | 0 | 0 | 0 | 0 | 0 | 0 | 0 | 0 | 0 | 0 | 0 | 0 | 0 | 0 | 0 | 0 | 0 | 0 | 0 | 0 | 0 | 0 | 0
F4_Commercial_Restaurant_Existing_Food Preparation_Natural Gas_Range_E7 | F4 | Commercial | Restaurant | Existing | Food Preparation | Natural Gas | Range | E7 | RVT BC Ratio | 0 | 0 | 0 | 0 | 0 | 0 | 0 | 0 | 0 | 0 | 0 | 0 | 0 | 0 | 0 | 0 | 0 | 0 | 0 | 0 | 0 | 0 | 0 | 0 | 0 | 0 | 0 | 0 | 0 | 0 | 0 | 0 | 0
F4_Commercial_Restaurant_Existing_Food Preparation_Natural Gas_Range_E8 | F4 | Commercial | Restaurant | Existing | Food Preparation | Natural Gas | Range | E8 | RVT BC Ratio | 0 | 0 | 0 | 0 | 0 | 0 | 0 | 0 | 0 | 0 | 0 | 0 | 0 | 0 | 0 | 0 | 0 | 0 | 0 | 0 | 0 | 0 | 0 | 0 | 0 | 0 | 0 | 0 | 0 | 0 | 0 | 0 | 0
F4_Commercial_Restaurant_Existing_Food Preparation_Natural Gas_Range_E9 | F4 | Commercial | Restaurant | Existing | Food Preparation | Natural Gas | Range | E9 | RVT BC Ratio | 0 | 0 | 0 | 0 | 0 | 0 | 0 | 0 | 0 | 0 | 0 | 0 | 0 | 0 | 0 | 0 | 0 | 0 | 0 | 0 | 0 | 0 | 0 | 0 | 0 | 0 | 0 | 0 | 0 | 0 | 0 | 0 | 0
F4_Commercial_Restaurant_Existing_Food Preparation_Natural Gas_Range_E10 | F4 | Commercial | Restaurant | Existing | Food Preparation | Natural Gas | Range | E10 | RVT BC Ratio | 0 | 0 | 0 | 0 | 0 | 0 | 0 | 0 | 0 | 0 | 0 | 0 | 0 | 0 | 0 | 0 | 0 | 0 | 0 | 0 | 0 | 0 | 0 | 0 | 0 | 0 | 0 | 0 | 0 | 0 | 0 | 0 | 0
F5_Commercial_Restaurant_Existing_Food Preparation_Natural Gas_Range_E1 | F5 | Commercial | Restaurant | Existing | Food Preparation | Natural Gas | Range | E1 | RIM BC Ratio | bar: 2019 to 2051
F5_Commercial_Restaurant_Existing_Food Preparation_Natural Gas_Range_E2 | F5 | Commercial | Restaurant | Existing | Food Preparation | Natural Gas | Range | E2 | RIM BC Ratio | 0.83448 | 0.83448 | 0.83448 | 0.83449 | 0.83449 | 0.83449 | 0.83449 | 0.83449 | 0.8345 | 0.8345 | 0.8345 | 0.8345 | 0.8345 | 0.8345 | 0.83451 | 0.83451 | 0.83451 | 0.83451 | 0.83451 | 0.83451 | 0.83452 | 0.83452 | 0.83452 | 0.83452 | 0.83452 | 0.83452 | 0.83452 | 0.83452 | 0.83452 | 0.83452 | 0.83452 | 0.83453 | 0.83453
F5_Commercial_Restaurant_Existing_Food Preparation_Natural Gas_Range_E3 | F5 | Commercial | Restaurant | Existing | Food Preparation | Natural Gas | Range | E3 | RIM BC Ratio | 0 | 0 | 0 | 0 | 0 | 0 | 0 | 0 | 0 | 0 | 0 | 0 | 0 | 0 | 0 | 0 | 0 | 0 | 0 | 0 | 0 | 0 | 0 | 0 | 0 | 0 | 0 | 0 | 0 | 0 | 0 | 0 | 0
F5_Commercial_Restaurant_Existing_Food Preparation_Natural Gas_Range_E4 | F5 | Commercial | Restaurant | Existing | Food Preparation | Natural Gas | Range | E4 | RIM BC Ratio | 0 | 0 | 0 | 0 | 0 | 0 | 0 | 0 | 0 | 0 | 0 | 0 | 0 | 0 | 0 | 0 | 0 | 0 | 0 | 0 | 0 | 0 | 0 | 0 | 0 | 0 | 0 | 0 | 0 | 0 | 0 | 0 | 0
F5_Commercial_Restaurant_Existing_Food Preparation_Natural Gas_Range_E5 | F5 | Commercial | Restaurant | Existing | Food Preparation | Natural Gas | Range | E5 | RIM BC Ratio | 0 | 0 | 0 | 0 | 0 | 0 | 0 | 0 | 0 | 0 | 0 | 0 | 0 | 0 | 0 | 0 | 0 | 0 | 0 | 0 | 0 | 0 | 0 | 0 | 0 | 0 | 0 | 0 | 0 | 0 | 0 | 0 | 0
F5_Commercial_Restaurant_Existing_Food Preparation_Natural Gas_Range_E6 | F5 | Commercial | Restaurant | Existing | Food Preparation | Natural Gas | Range | E6 | RIM BC Ratio | 0 | 0 | 0 | 0 | 0 | 0 | 0 | 0 | 0 | 0 | 0 | 0 | 0 | 0 | 0 | 0 | 0 | 0 | 0 | 0 | 0 | 0 | 0 | 0 | 0 | 0 | 0 | 0 | 0 | 0 | 0 | 0 | 0
F5_Commercial_Restaurant_Existing_Food Preparation_Natural Gas_Range_E7 | F5 | Commercial | Restaurant | Existing | Food Preparation | Natural Gas | Range | E7 | RIM BC Ratio | 0 | 0 | 0 | 0 | 0 | 0 | 0 | 0 | 0 | 0 | 0 | 0 | 0 | 0 | 0 | 0 | 0 | 0 | 0 | 0 | 0 | 0 | 0 | 0 | 0 | 0 | 0 | 0 | 0 | 0 | 0 | 0 | 0
F5_Commercial_Restaurant_Existing_Food Preparation_Natural Gas_Range_E8 | F5 | Commercial | Restaurant | Existing | Food Preparation | Natural Gas | Range | E8 | RIM BC Ratio | 0 | 0 | 0 | 0 | 0 | 0 | 0 | 0 | 0 | 0 | 0 | 0 | 0 | 0 | 0 | 0 | 0 | 0 | 0 | 0 | 0 | 0 | 0 | 0 | 0 | 0 | 0 | 0 | 0 | 0 | 0 | 0 | 0
F5_Commercial_Restaurant_Existing_Food Preparation_Natural Gas_Range_E9 | F5 | Commercial | Restaurant | Existing | Food Preparation | Natural Gas | Range | E9 | RIM BC Ratio | 0 | 0 | 0 | 0 | 0 | 0 | 0 | 0 | 0 | 0 | 0 | 0 | 0 | 0 | 0 | 0 | 0 | 0 | 0 | 0 | 0 | 0 | 0 | 0 | 0 | 0 | 0 | 0 | 0 | 0 | 0 | 0 | 0
F5_Commercial_Restaurant_Existing_Food Preparation_Natural Gas_Range_E10 | F5 | Commercial | Restaurant | Existing | Food Preparation | Natural Gas | Range | E10 | RIM BC Ratio | 0 | 0 | 0 | 0 | 0 | 0 | 0 | 0 | 0 | 0 | 0 | 0 | 0 | 0 | 0 | 0 | 0 | 0 | 0 | 0 | 0 | 0 | 0 | 0 | 0 | 0 | 0 | 0 | 0 | 0 | 0 | 0 | 0
F0_Commercial_Restaurant_Existing_Food Preparation_Natural Gas_Steamer_E0 | F0 | Commercial | Restaurant | Existing | Food Preparation | Natural Gas | Steamer | E0 | Economic Unit | ENERGY STAR | ENERGY STAR | ENERGY STAR | ENERGY STAR | ENERGY STAR | ENERGY STAR | ENERGY STAR | ENERGY STAR | ENERGY STAR | ENERGY STAR | ENERGY STAR | ENERGY STAR | ENERGY STAR | ENERGY STAR | ENERGY STAR | ENERGY STAR | ENERGY STAR | ENERGY STAR | ENERGY STAR | ENERGY STAR | ENERGY STAR | ENERGY STAR | ENERGY STAR | ENERGY STAR | ENERGY STAR | ENERGY STAR | ENERGY STAR | ENERGY STAR | ENERGY STAR | ENERGY STAR | ENERGY STAR | ENERGY STAR | ENERGY STAR
F1_Commercial_Restaurant_Existing_Food Preparation_Natural Gas_Steamer_E1 | F1 | Commercial | Restaurant | Existing | Food Preparation | Natural Gas | Steamer | E1 | CCE | 0 | 0 | 0 | 0 | 0 | 0 | 0 | 0 | 0 | 0 | 0 | 0 | 0 | 0 | 0 | 0 | 0 | 0 | 0 | 0 | 0 | 0 | 0 | 0 | 0 | 0 | 0 | 0 | 0 | 0 | 0 | 0 | 0
F1_Commercial_Restaurant_Existing_Food Preparation_Natural Gas_Steamer_E2 | F1 | Commercial | Restaurant | Existing | Food Preparation | Natural Gas | Steamer | E2 | CCE | 0.38542 | 0.38542 | 0.38542 | 0 | 0 | 0 | 0 | 0 | 0 | 0 | 0 | 0 | 0 | 0 | 0 | 0 | 0 | 0 | 0 | 0 | 0 | 0 | 0 | 0 | 0 | 0 | 0 | 0 | 0 | 0 | 0 | 0 | 0
F1_Commercial_Restaurant_Existing_Food Preparation_Natural Gas_Steamer_E3 | F1 | Commercial | Restaurant | Existing | Food Preparation | Natural Gas | Steamer | E3 | CCE | 0 | 0 | 0 | 0 | 0 | 0 | 0 | 0 | 0 | 0 | 0 | 0 | 0 | 0 | 0 | 0 | 0 | 0 | 0 | 0 | 0 | 0 | 0 | 0 | 0 | 0 | 0 | 0 | 0 | 0 | 0 | 0 | 0
F1_Commercial_Restaurant_Existing_Food Preparation_Natural Gas_Steamer_E4 | F1 | Commercial | Restaurant | Existing | Food Preparation | Natural Gas | Steamer | E4 | CCE | 0 | 0 | 0 | 0 | 0 | 0 | 0 | 0 | 0 | 0 | 0 | 0 | 0 | 0 | 0 | 0 | 0 | 0 | 0 | 0 | 0 | 0 | 0 | 0 | 0 | 0 | 0 | 0 | 0 | 0 | 0 | 0 | 0
F1_Commercial_Restaurant_Existing_Food Preparation_Natural Gas_Steamer_E5 | F1 | Commercial | Restaurant | Existing | Food Preparation | Natural Gas | Steamer | E5 | CCE | 0 | 0 | 0 | 0 | 0 | 0 | 0 | 0 | 0 | 0 | 0 | 0 | 0 | 0 | 0 | 0 | 0 | 0 | 0 | 0 | 0 | 0 | 0 | 0 | 0 | 0 | 0 | 0 | 0 | 0 | 0 | 0 | 0
F1_Commercial_Restaurant_Existing_Food Preparation_Natural Gas_Steamer_E6 | F1 | Commercial | Restaurant | Existing | Food Preparation | Natural Gas | Steamer | E6 | CCE | 0 | 0 | 0 | 0 | 0 | 0 | 0 | 0 | 0 | 0 | 0 | 0 | 0 | 0 | 0 | 0 | 0 | 0 | 0 | 0 | 0 | 0 | 0 | 0 | 0 | 0 | 0 | 0 | 0 | 0 | 0 | 0 | 0
F1_Commercial_Restaurant_Existing_Food Preparation_Natural Gas_Steamer_E7 | F1 | Commercial | Restaurant | Existing | Food Preparation | Natural Gas | Steamer | E7 | CCE | 0 | 0 | 0 | 0 | 0 | 0 | 0 | 0 | 0 | 0 | 0 | 0 | 0 | 0 | 0 | 0 | 0 | 0 | 0 | 0 | 0 | 0 | 0 | 0 | 0 | 0 | 0 | 0 | 0 | 0 | 0 | 0 | 0
F1_Commercial_Restaurant_Existing_Food Preparation_Natural Gas_Steamer_E8 | F1 | Commercial | Restaurant | Existing | Food Preparation | Natural Gas | Steamer | E8 | CCE | 0 | 0 | 0 | 0 | 0 | 0 | 0 | 0 | 0 | 0 | 0 | 0 | 0 | 0 | 0 | 0 | 0 | 0 | 0 | 0 | 0 | 0 | 0 | 0 | 0 | 0 | 0 | 0 | 0 | 0 | 0 | 0 | 0
F1_Commercial_Restaurant_Existing_Food Preparation_Natural Gas_Steamer_E9 | F1 | Commercial | Restaurant | Existing | Food Preparation | Natural Gas | Steamer | E9 | CCE | 0 | 0 | 0 | 0 | 0 | 0 | 0 | 0 | 0 | 0 | 0 | 0 | 0 | 0 | 0 | 0 | 0 | 0 | 0 | 0 | 0 | 0 | 0 | 0 | 0 | 0 | 0 | 0 | 0 | 0 | 0 | 0 | 0
F1_Commercial_Restaurant_Existing_Food Preparation_Natural Gas_Steamer_E10 | F1 | Commercial | Restaurant | Existing | Food Preparation | Natural Gas | Steamer | E10 | CCE | 0 | 0 | 0 | 0 | 0 | 0 | 0 | 0 | 0 | 0 | 0 | 0 | 0 | 0 | 0 | 0 | 0 | 0 | 0 | 0 | 0 | 0 | 0 | 0 | 0 | 0 | 0 | 0 | 0 | 0 | 0 | 0 | 0
F2_Commercial_Restaurant_Existing_Food Preparation_Natural Gas_Steamer_E1 | F2 | Commercial | Restaurant | Existing | Food Preparation | Natural Gas | Steamer | E1 | TRC BC Ratio | 1 | 1 | 1 | 0 | 0 | 0 | 0 | 0 | 0 | 0 | 0 | 0 | 0 | 0 | 0 | 0 | 0 | 0 | 0 | 0 | 0 | 0 | 0 | 0 | 0 | 0 | 0 | 0 | 0 | 0 | 0 | 0 | 0
F2_Commercial_Restaurant_Existing_Food Preparation_Natural Gas_Steamer_E2 | F2 | Commercial | Restaurant | Existing | Food Preparation | Natural Gas | Steamer | E2 | TRC BC Ratio | 3.6298 | 3.6563 | 3.6864 | 1 | 1 | 1 | 1 | 1 | 1 | 1 | 1 | 1 | 1 | 1 | 1 | 1 | 1 | 1 | 1 | 1 | 1 | 1 | 1 | 1 | 1 | 1 | 1 | 1 | 1 | 1 | 1 | 1 | 1
F2_Commercial_Restaurant_Existing_Food Preparation_Natural Gas_Steamer_E3 | F2 | Commercial | Restaurant | Existing | Food Preparation | Natural Gas | Steamer | E3 | TRC BC Ratio | 0 | 0 | 0 | 0 | 0 | 0 | 0 | 0 | 0 | 0 | 0 | 0 | 0 | 0 | 0 | 0 | 0 | 0 | 0 | 0 | 0 | 0 | 0 | 0 | 0 | 0 | 0 | 0 | 0 | 0 | 0 | 0 | 0
F2_Commercial_Restaurant_Existing_Food Preparation_Natural Gas_Steamer_E4 | F2 | Commercial | Restaurant | Existing | Food Preparation | Natural Gas | Steamer | E4 | TRC BC Ratio | 0 | 0 | 0 | 0 | 0 | 0 | 0 | 0 | 0 | 0 | 0 | 0 | 0 | 0 | 0 | 0 | 0 | 0 | 0 | 0 | 0 | 0 | 0 | 0 | 0 | 0 | 0 | 0 | 0 | 0 | 0 | 0 | 0
F2_Commercial_Restaurant_Existing_Food Preparation_Natural Gas_Steamer_E5 | F2 | Commercial | Restaurant | Existing | Food Preparation | Natural Gas | Steamer | E5 | TRC BC Ratio | 0 | 0 | 0 | 0 | 0 | 0 | 0 | 0 | 0 | 0 | 0 | 0 | 0 | 0 | 0 | 0 | 0 | 0 | 0 | 0 | 0 | 0 | 0 | 0 | 0 | 0 | 0 | 0 | 0 | 0 | 0 | 0 | 0
F2_Commercial_Restaurant_Existing_Food Preparation_Natural Gas_Steamer_E6 | F2 | Commercial | Restaurant | Existing | Food Preparation | Natural Gas | Steamer | E6 | TRC BC Ratio | 0 | 0 | 0 | 0 | 0 | 0 | 0 | 0 | 0 | 0 | 0 | 0 | 0 | 0 | 0 | 0 | 0 | 0 | 0 | 0 | 0 | 0 | 0 | 0 | 0 | 0 | 0 | 0 | 0 | 0 | 0 | 0 | 0
F2_Commercial_Restaurant_Existing_Food Preparation_Natural Gas_Steamer_E7 | F2 | Commercial | Restaurant | Existing | Food Preparation | Natural Gas | Steamer | E7 | TRC BC Ratio | 0 | 0 | 0 | 0 | 0 | 0 | 0 | 0 | 0 | 0 | 0 | 0 | 0 | 0 | 0 | 0 | 0 | 0 | 0 | 0 | 0 | 0 | 0 | 0 | 0 | 0 | 0 | 0 | 0 | 0 | 0 | 0 | 0
F2_Commercial_Restaurant_Existing_Food Preparation_Natural Gas_Steamer_E8 | F2 | Commercial | Restaurant | Existing | Food Preparation | Natural Gas | Steamer | E8 | TRC BC Ratio | 0 | 0 | 0 | 0 | 0 | 0 | 0 | 0 | 0 | 0 | 0 | 0 | 0 | 0 | 0 | 0 | 0 | 0 | 0 | 0 | 0 | 0 | 0 | 0 | 0 | 0 | 0 | 0 | 0 | 0 | 0 | 0 | 0
F2_Commercial_Restaurant_Existing_Food Preparation_Natural Gas_Steamer_E9 | F2 | Commercial | Restaurant | Existing | Food Preparation | Natural Gas | Steamer | E9 | TRC BC Ratio | 0 | 0 | 0 | 0 | 0 | 0 | 0 | 0 | 0 | 0 | 0 | 0 | 0 | 0 | 0 | 0 | 0 | 0 | 0 | 0 | 0 | 0 | 0 | 0 | 0 | 0 | 0 | 0 | 0 | 0 | 0 | 0 | 0
F2_Commercial_Restaurant_Existing_Food Preparation_Natural Gas_Steamer_E10 | F2 | Commercial | Restaurant | Existing | Food Preparation | Natural Gas | Steamer | E10 | TRC BC Ratio | 0 | 0 | 0 | 0 | 0 | 0 | 0 | 0 | 0 | 0 | 0 | 0 | 0 | 0 | 0 | 0 | 0 | 0 | 0 | 0 | 0 | 0 | 0 | 0 | 0 | 0 | 0 | 0 | 0 | 0 | 0 | 0 | 0
F3_Commercial_Restaurant_Existing_Food Preparation_Natural Gas_Steamer_E1 | F3 | Commercial | Restaurant | Existing | Food Preparation | Natural Gas | Steamer | E1 | PACT BC Ratio | 1 | 1 | 1 | 0 | 0 | 0 | 0 | 0 | 0 | 0 | 0 | 0 | 0 | 0 | 0 | 0 | 0 | 0 | 0 | 0 | 0 | 0 | 0 | 0 | 0 | 0 | 0 | 0 | 0 | 0 | 0 | 0 | 0
F3_Commercial_Restaurant_Existing_Food Preparation_Natural Gas_Steamer_E2 | F3 | Commercial | Restaurant | Existing | Food Preparation | Natural Gas | Steamer | E2 | PACT BC Ratio | 4.8398 | 4.875 | 4.9151 | 1 | 1 | 1 | 1 | 1 | 1 | 1 | 1 | 1 | 1 | 1 | 1 | 1 | 1 | 1 | 1 | 1 | 1 | 1 | 1 | 1 | 1 | 1 | 1 | 1 | 1 | 1 | 1 | 1 | 1
F3_Commercial_Restaurant_Existing_Food Preparation_Natural Gas_Steamer_E3 | F3 | Commercial | Restaurant | Existing | Food Preparation | Natural Gas | Steamer | E3 | PACT BC Ratio | 0 | 0 | 0 | 0 | 0 | 0 | 0 | 0 | 0 | 0 | 0 | 0 | 0 | 0 | 0 | 0 | 0 | 0 | 0 | 0 | 0 | 0 | 0 | 0 | 0 | 0 | 0 | 0 | 0 | 0 | 0 | 0 | 0
F3_Commercial_Restaurant_Existing_Food Preparation_Natural Gas_Steamer_E4 | F3 | Commercial | Restaurant | Existing | Food Preparation | Natural Gas | Steamer | E4 | PACT BC Ratio | 0 | 0 | 0 | 0 | 0 | 0 | 0 | 0 | 0 | 0 | 0 | 0 | 0 | 0 | 0 | 0 | 0 | 0 | 0 | 0 | 0 | 0 | 0 | 0 | 0 | 0 | 0 | 0 | 0 | 0 | 0 | 0 | 0
F3_Commercial_Restaurant_Existing_Food Preparation_Natural Gas_Steamer_E5 | F3 | Commercial | Restaurant | Existing | Food Preparation | Natural Gas | Steamer | E5 | PACT BC Ratio | 0 | 0 | 0 | 0 | 0 | 0 | 0 | 0 | 0 | 0 | 0 | 0 | 0 | 0 | 0 | 0 | 0 | 0 | 0 | 0 | 0 | 0 | 0 | 0 | 0 | 0 | 0 | 0 | 0 | 0 | 0 | 0 | 0
F3_Commercial_Restaurant_Existing_Food Preparation_Natural Gas_Steamer_E6 | F3 | Commercial | Restaurant | Existing | Food Preparation | Natural Gas | Steamer | E6 | PACT BC Ratio | 0 | 0 | 0 | 0 | 0 | 0 | 0 | 0 | 0 | 0 | 0 | 0 | 0 | 0 | 0 | 0 | 0 | 0 | 0 | 0 | 0 | 0 | 0 | 0 | 0 | 0 | 0 | 0 | 0 | 0 | 0 | 0 | 0
F3_Commercial_Restaurant_Existing_Food Preparation_Natural Gas_Steamer_E7 | F3 | Commercial | Restaurant | Existing | Food Preparation | Natural Gas | Steamer | E7 | PACT BC Ratio | 0 | 0 | 0 | 0 | 0 | 0 | 0 | 0 | 0 | 0 | 0 | 0 | 0 | 0 | 0 | 0 | 0 | 0 | 0 | 0 | 0 | 0 | 0 | 0 | 0 | 0 | 0 | 0 | 0 | 0 | 0 | 0 | 0
F3_Commercial_Restaurant_Existing_Food Preparation_Natural Gas_Steamer_E8 | F3 | Commercial | Restaurant | Existing | Food Preparation | Natural Gas | Steamer | E8 | PACT BC Ratio | 0 | 0 | 0 | 0 | 0 | 0 | 0 | 0 | 0 | 0 | 0 | 0 | 0 | 0 | 0 | 0 | 0 | 0 | 0 | 0 | 0 | 0 | 0 | 0 | 0 | 0 | 0 | 0 | 0 | 0 | 0 | 0 | 0
F3_Commercial_Restaurant_Existing_Food Preparation_Natural Gas_Steamer_E9 | F3 | Commercial | Restaurant | Existing | Food Preparation | Natural Gas | Steamer | E9 | PACT BC Ratio | 0 | 0 | 0 | 0 | 0 | 0 | 0 | 0 | 0 | 0 | 0 | 0 | 0 | 0 | 0 | 0 | 0 | 0 | 0 | 0 | 0 | 0 | 0 | 0 | 0 | 0 | 0 | 0 | 0 | 0 | 0 | 0 | 0
F3_Commercial_Restaurant_Existing_Food Preparation_Natural Gas_Steamer_E10 | F3 | Commercial | Restaurant | Existing | Food Preparation | Natural Gas | Steamer | E10 | PACT BC Ratio | 0 | 0 | 0 | 0 | 0 | 0 | 0 | 0 | 0 | 0 | 0 | 0 | 0 | 0 | 0 | 0 | 0 | 0 | 0 | 0 | 0 | 0 | 0 | 0 | 0 | 0 | 0 | 0 | 0 | 0 | 0 | 0 | 0
F4_Commercial_Restaurant_Existing_Food Preparation_Natural Gas_Steamer_E1 | F4 | Commercial | Restaurant | Existing | Food Preparation | Natural Gas | Steamer | E1 | RVT BC Ratio | 1 | 1 | 1 | 0 | 0 | 0 | 0 | 0 | 0 | 0 | 0 | 0 | 0 | 0 | 0 | 0 | 0 | 0 | 0 | 0 | 0 | 0 | 0 | 0 | 0 | 0 | 0 | 0 | 0 | 0 | 0 | 0 | 0
F4_Commercial_Restaurant_Existing_Food Preparation_Natural Gas_Steamer_E2 | F4 | Commercial | Restaurant | Existing | Food Preparation | Natural Gas | Steamer | E2 | RVT BC Ratio | 5.9186 | 5.9566 | 5.9998 | 1 | 1 | 1 | 1 | 1 | 1 | 1 | 1 | 1 | 1 | 1 | 1 | 1 | 1 | 1 | 1 | 1 | 1 | 1 | 1 | 1 | 1 | 1 | 1 | 1 | 1 | 1 | 1 | 1 | 1
F4_Commercial_Restaurant_Existing_Food Preparation_Natural Gas_Steamer_E3 | F4 | Commercial | Restaurant | Existing | Food Preparation | Natural Gas | Steamer | E3 | RVT BC Ratio | 0 | 0 | 0 | 0 | 0 | 0 | 0 | 0 | 0 | 0 | 0 | 0 | 0 | 0 | 0 | 0 | 0 | 0 | 0 | 0 | 0 | 0 | 0 | 0 | 0 | 0 | 0 | 0 | 0 | 0 | 0 | 0 | 0
F4_Commercial_Restaurant_Existing_Food Preparation_Natural Gas_Steamer_E4 | F4 | Commercial | Restaurant | Existing | Food Preparation | Natural Gas | Steamer | E4 | RVT BC Ratio | 0 | 0 | 0 | 0 | 0 | 0 | 0 | 0 | 0 | 0 | 0 | 0 | 0 | 0 | 0 | 0 | 0 | 0 | 0 | 0 | 0 | 0 | 0 | 0 | 0 | 0 | 0 | 0 | 0 | 0 | 0 | 0 | 0
F4_Commercial_Restaurant_Existing_Food Preparation_Natural Gas_Steamer_E5 | F4 | Commercial | Restaurant | Existing | Food Preparation | Natural Gas | Steamer | E5 | RVT BC Ratio | 0 | 0 | 0 | 0 | 0 | 0 | 0 | 0 | 0 | 0 | 0 | 0 | 0 | 0 | 0 | 0 | 0 | 0 | 0 | 0 | 0 | 0 | 0 | 0 | 0 | 0 | 0 | 0 | 0 | 0 | 0 | 0 | 0
F4_Commercial_Restaurant_Existing_Food Preparation_Natural Gas_Steamer_E6 | F4 | Commercial | Restaurant | Existing | Food Preparation | Natural Gas | Steamer | E6 | RVT BC Ratio | 0 | 0 | 0 | 0 | 0 | 0 | 0 | 0 | 0 | 0 | 0 | 0 | 0 | 0 | 0 | 0 | 0 | 0 | 0 | 0 | 0 | 0 | 0 | 0 | 0 | 0 | 0 | 0 | 0 | 0 | 0 | 0 | 0
F4_Commercial_Restaurant_Existing_Food Preparation_Natural Gas_Steamer_E7 | F4 | Commercial | Restaurant | Existing | Food Preparation | Natural Gas | Steamer | E7 | RVT BC Ratio | 0 | 0 | 0 | 0 | 0 | 0 | 0 | 0 | 0 | 0 | 0 | 0 | 0 | 0 | 0 | 0 | 0 | 0 | 0 | 0 | 0 | 0 | 0 | 0 | 0 | 0 | 0 | 0 | 0 | 0 | 0 | 0 | 0
F4_Commercial_Restaurant_Existing_Food Preparation_Natural Gas_Steamer_E8 | F4 | Commercial | Restaurant | Existing | Food Preparation | Natural Gas | Steamer | E8 | RVT BC Ratio | 0 | 0 | 0 | 0 | 0 | 0 | 0 | 0 | 0 | 0 | 0 | 0 | 0 | 0 | 0 | 0 | 0 | 0 | 0 | 0 | 0 | 0 | 0 | 0 | 0 | 0 | 0 | 0 | 0 | 0 | 0 | 0 | 0
F4_Commercial_Restaurant_Existing_Food Preparation_Natural Gas_Steamer_E9 | F4 | Commercial | Restaurant | Existing | Food Preparation | Natural Gas | Steamer | E9 | RVT BC Ratio | 0 | 0 | 0 | 0 | 0 | 0 | 0 | 0 | 0 | 0 | 0 | 0 | 0 | 0 | 0 | 0 | 0 | 0 | 0 | 0 | 0 | 0 | 0 | 0 | 0 | 0 | 0 | 0 | 0 | 0 | 0 | 0 | 0
F4_Commercial_Restaurant_Existing_Food Preparation_Natural Gas_Steamer_E10 | F4 | Commercial | Restaurant | Existing | Food Preparation | Natural Gas | Steamer | E10 | RVT BC Ratio | 0 | 0 | 0 | 0 | 0 | 0 | 0 | 0 | 0 | 0 | 0 | 0 | 0 | 0 | 0 | 0 | 0 | 0 | 0 | 0 | 0 | 0 | 0 | 0 | 0 | 0 | 0 | 0 | 0 | 0 | 0 | 0 | 0
F5_Commercial_Restaurant_Existing_Food Preparation_Natural Gas_Steamer_E1 | F5 | Commercial | Restaurant | Existing | Food Preparation | Natural Gas | Steamer | E1 | RIM BC Ratio | 1 | 1 | 1 | 0 | 0 | 0 | 0 | 0 | 0 | 0 | 0 | 0 | 0 | 0 | 0 | 0 | 0 | 0 | 0 | 0 | 0 | 0 | 0 | 0 | 0 | 0 | 0 | 0 | 0 | 0 | 0 | 0 | 0
F5_Commercial_Restaurant_Existing_Food Preparation_Natural Gas_Steamer_E2 | F5 | Commercial | Restaurant | Existing | Food Preparation | Natural Gas | Steamer | E2 | RIM BC Ratio | 0.7119 | 0.71266 | 0.71351 | 1 | 1 | 1 | 1 | 1 | 1 | 1 | 1 | 1 | 1 | 1 | 1 | 1 | 1 | 1 | 1 | 1 | 1 | 1 | 1 | 1 | 1 | 1 | 1 | 1 | 1 | 1 | 1 | 1 | 1
F5_Commercial_Restaurant_Existing_Food Preparation_Natural Gas_Steamer_E3 | F5 | Commercial | Restaurant | Existing | Food Preparation | Natural Gas | Steamer | E3 | RIM BC Ratio | 0 | 0 | 0 | 0 | 0 | 0 | 0 | 0 | 0 | 0 | 0 | 0 | 0 | 0 | 0 | 0 | 0 | 0 | 0 | 0 | 0 | 0 | 0 | 0 | 0 | 0 | 0 | 0 | 0 | 0 | 0 | 0 | 0
F5_Commercial_Restaurant_Existing_Food Preparation_Natural Gas_Steamer_E4 | F5 | Commercial | Restaurant | Existing | Food Preparation | Natural Gas | Steamer | E4 | RIM BC Ratio | 0 | 0 | 0 | 0 | 0 | 0 | 0 | 0 | 0 | 0 | 0 | 0 | 0 | 0 | 0 | 0 | 0 | 0 | 0 | 0 | 0 | 0 | 0 | 0 | 0 | 0 | 0 | 0 | 0 | 0 | 0 | 0 | 0
F5_Commercial_Restaurant_Existing_Food Preparation_Natural Gas_Steamer_E5 | F5 | Commercial | Restaurant | Existing | Food Preparation | Natural Gas | Steamer | E5 | RIM BC Ratio | 0 | 0 | 0 | 0 | 0 | 0 | 0 | 0 | 0 | 0 | 0 | 0 | 0 | 0 | 0 | 0 | 0 | 0 | 0 | 0 | 0 | 0 | 0 | 0 | 0 | 0 | 0 | 0 | 0 | 0 | 0 | 0 | 0
F5_Commercial_Restaurant_Existing_Food Preparation_Natural Gas_Steamer_E6 | F5 | Commercial | Restaurant | Existing | Food Preparation | Natural Gas | Steamer | E6 | RIM BC Ratio | 0 | 0 | 0 | 0 | 0 | 0 | 0 | 0 | 0 | 0 | 0 | 0 | 0 | 0 | 0 | 0 | 0 | 0 | 0 | 0 | 0 | 0 | 0 | 0 | 0 | 0 | 0 | 0 | 0 | 0 | 0 | 0 | 0
F5_Commercial_Restaurant_Existing_Food Preparation_Natural Gas_Steamer_E7 | F5 | Commercial | Restaurant | Existing | Food Preparation | Natural Gas | Steamer | E7 | RIM BC Ratio | 0 | 0 | 0 | 0 | 0 | 0 | 0 | 0 | 0 | 0 | 0 | 0 | 0 | 0 | 0 | 0 | 0 | 0 | 0 | 0 | 0 | 0 | 0 | 0 | 0 | 0 | 0 | 0 | 0 | 0 | 0 | 0 | 0
F5_Commercial_Restaurant_Existing_Food Preparation_Natural Gas_Steamer_E8 | F5 | Commercial | Restaurant | Existing | Food Preparation | Natural Gas | Steamer | E8 | RIM BC Ratio | 0 | 0 | 0 | 0 | 0 | 0 | 0 | 0 | 0 | 0 | 0 | 0 | 0 | 0 | 0 | 0 | 0 | 0 | 0 | 0 | 0 | 0 | 0 | 0 | 0 | 0 | 0 | 0 | 0 | 0 | 0 | 0 | 0
F5_Commercial_Restaurant_Existing_Food Preparation_Natural Gas_Steamer_E9 | F5 | Commercial | Restaurant | Existing | Food Preparation | Natural Gas | Steamer | E9 | RIM BC Ratio | 0 | 0 | 0 | 0 | 0 | 0 | 0 | 0 | 0 | 0 | 0 | 0 | 0 | 0 | 0 | 0 | 0 | 0 | 0 | 0 | 0 | 0 | 0 | 0 | 0 | 0 | 0 | 0 | 0 | 0 | 0 | 0 | 0
F5_Commercial_Restaurant_Existing_Food Preparation_Natural Gas_Steamer_E10 | F5 | Commercial | Restaurant | Existing | Food Preparation | Natural Gas | Steamer | E10 | RIM BC Ratio | 0 | 0 | 0 | 0 | 0 | 0 | 0 | 0 | 0 | 0 | 0 | 0 | 0 | 0 | 0 | 0 | 0 | 0 | 0 | 0 | 0 | 0 | 0 | 0 | 0 | 0 | 0 | 0 | 0 | 0 | 0 | 0 | 0
F0_Commercial_Restaurant_Existing_Food Preparation_Natural Gas_Food Prep Other_E0 | F0 | Commercial | Restaurant | Existing | Food Preparation | Natural Gas | Food Prep Other | E0 | Economic Unit | Standard | Standard | Standard | Standard | Standard | Standard | Standard | Standard | Standard | Standard | Standard | Standard | Standard | Standard | Standard | Standard | Standard | Standard | Standard | Standard | Standard | Standard | Standard | Standard | Standard | Standard | Standard | Standard | Standard | Standard | Standard | Standard | Standard
F1_Commercial_Restaurant_Existing_Food Preparation_Natural Gas_Food Prep Other_E1 | F1 | Commercial | Restaurant | Existing | Food Preparation | Natural Gas | Food Prep Other | E1 | CCE | 0 | 0 | 0 | 0 | 0 | 0 | 0 | 0 | 0 | 0 | 0 | 0 | 0 | 0 | 0 | 0 | 0 | 0 | 0 | 0 | 0 | 0 | 0 | 0 | 0 | 0 | 0 | 0 | 0 | 0 | 0 | 0 | 0
F1_Commercial_Restaurant_Existing_Food Preparation_Natural Gas_Food Prep Other_E2 | F1 | Commercial | Restaurant | Existing | Food Preparation | Natural Gas | Food Prep Other | E2 | CCE | #DIV/0! | #DIV/0! | #DIV/0! | #DIV/0! | #DIV/0! | #DIV/0! | #DIV/0! | #DIV/0! | #DIV/0! | #DIV/0! | #DIV/0! | #DIV/0! | #DIV/0! | #DIV/0! | #DIV/0! | #DIV/0! | #DIV/0! | #DIV/0! | #DIV/0! | #DIV/0! | #DIV/0! | #DIV/0! | #DIV/0! | #DIV/0! | #DIV/0! | #DIV/0! | #DIV/0! | #DIV/0! | #DIV/0! | #DIV/0! | #DIV/0! | #DIV/0! | #DIV/0!
F1_Commercial_Restaurant_Existing_Food Preparation_Natural Gas_Food Prep Other_E3 | F1 | Commercial | Restaurant | Existing | Food Preparation | Natural Gas | Food Prep Other | E3 | CCE | 0 | 0 | 0 | 0 | 0 | 0 | 0 | 0 | 0 | 0 | 0 | 0 | 0 | 0 | 0 | 0 | 0 | 0 | 0 | 0 | 0 | 0 | 0 | 0 | 0 | 0 | 0 | 0 | 0 | 0 | 0 | 0 | 0
F1_Commercial_Restaurant_Existing_Food Preparation_Natural Gas_Food Prep Other_E4 | F1 | Commercial | Restaurant | Existing | Food Preparation | Natural Gas | Food Prep Other | E4 | CCE | 0 | 0 | 0 | 0 | 0 | 0 | 0 | 0 | 0 | 0 | 0 | 0 | 0 | 0 | 0 | 0 | 0 | 0 | 0 | 0 | 0 | 0 | 0 | 0 | 0 | 0 | 0 | 0 | 0 | 0 | 0 | 0 | 0
F1_Commercial_Restaurant_Existing_Food Preparation_Natural Gas_Food Prep Other_E5 | F1 | Commercial | Restaurant | Existing | Food Preparation | Natural Gas | Food Prep Other | E5 | CCE | 0 | 0 | 0 | 0 | 0 | 0 | 0 | 0 | 0 | 0 | 0 | 0 | 0 | 0 | 0 | 0 | 0 | 0 | 0 | 0 | 0 | 0 | 0 | 0 | 0 | 0 | 0 | 0 | 0 | 0 | 0 | 0 | 0
F1_Commercial_Restaurant_Existing_Food Preparation_Natural Gas_Food Prep Other_E6 | F1 | Commercial | Restaurant | Existing | Food Preparation | Natural Gas | Food Prep Other | E6 | CCE | 0 | 0 | 0 | 0 | 0 | 0 | 0 | 0 | 0 | 0 | 0 | 0 | 0 | 0 | 0 | 0 | 0 | 0 | 0 | 0 | 0 | 0 | 0 | 0 | 0 | 0 | 0 | 0 | 0 | 0 | 0 | 0 | 0
F1_Commercial_Restaurant_Existing_Food Preparation_Natural Gas_Food Prep Other_E7 | F1 | Commercial | Restaurant | Existing | Food Preparation | Natural Gas | Food Prep Other | E7 | CCE | 0 | 0 | 0 | 0 | 0 | 0 | 0 | 0 | 0 | 0 | 0 | 0 | 0 | 0 | 0 | 0 | 0 | 0 | 0 | 0 | 0 | 0 | 0 | 0 | 0 | 0 | 0 | 0 | 0 | 0 | 0 | 0 | 0
F1_Commercial_Restaurant_Existing_Food Preparation_Natural Gas_Food Prep Other_E8 | F1 | Commercial | Restaurant | Existing | Food Preparation | Natural Gas | Food Prep Other | E8 | CCE | 0 | 0 | 0 | 0 | 0 | 0 | 0 | 0 | 0 | 0 | 0 | 0 | 0 | 0 | 0 | 0 | 0 | 0 | 0 | 0 | 0 | 0 | 0 | 0 | 0 | 0 | 0 | 0 | 0 | 0 | 0 | 0 | 0
F1_Commercial_Restaurant_Existing_Food Preparation_Natural Gas_Food Prep Other_E9 | F1 | Commercial | Restaurant | Existing | Food Preparation | Natural Gas | Food Prep Other | E9 | CCE | 0 | 0 | 0 | 0 | 0 | 0 | 0 | 0 | 0 | 0 | 0 | 0 | 0 | 0 | 0 | 0 | 0 | 0 | 0 | 0 | 0 | 0 | 0 | 0 | 0 | 0 | 0 | 0 | 0 | 0 | 0 | 0 | 0
F1_Commercial_Restaurant_Existing_Food Preparation_Natural Gas_Food Prep Other_E10 | F1 | Commercial | Restaurant | Existing | Food Preparation | Natural Gas | Food Prep Other | E10 | CCE | 0 | 0 | 0 | 0 | 0 | 0 | 0 | 0 | 0 | 0 | 0 | 0 | 0 | 0 | 0 | 0 | 0 | 0 | 0 | 0 | 0 | 0 | 0 | 0 | 0 | 0 | 0 | 0 | 0 | 0 | 0 | 0 | 0
F2_Commercial_Restaurant_Existing_Food Preparation_Natural Gas_Food Prep Other_E1 | F2 | Commercial | Restaurant | Existing | Food Preparation | Natural Gas | Food Prep Other | E1 | TRC BC Ratio | bar: 2019 to 2051
F2_Commercial_Restaurant_Existing_Food Preparation_Natural Gas_Food Prep Other_E2 | F2 | Commercial | Restaurant | Existing | Food Preparation | Natural Gas | Food Prep Other | E2 | TRC BC Ratio | 0 | 0 | 0 | 0 | 0 | 0 | 0 | 0 | 0 | 0 | 0 | 0 | 0 | 0 | 0 | 0 | 0 | 0 | 0 | 0 | 0 | 0 | 0 | 0 | 0 | 0 | 0 | 0 | 0 | 0 | 0 | 0 | 0
F2_Commercial_Restaurant_Existing_Food Preparation_Natural Gas_Food Prep Other_E3 | F2 | Commercial | Restaurant | Existing | Food Preparation | Natural Gas | Food Prep Other | E3 | TRC BC Ratio | 0 | 0 | 0 | 0 | 0 | 0 | 0 | 0 | 0 | 0 | 0 | 0 | 0 | 0 | 0 | 0 | 0 | 0 | 0 | 0 | 0 | 0 | 0 | 0 | 0 | 0 | 0 | 0 | 0 | 0 | 0 | 0 | 0
F2_Commercial_Restaurant_Existing_Food Preparation_Natural Gas_Food Prep Other_E4 | F2 | Commercial | Restaurant | Existing | Food Preparation | Natural Gas | Food Prep Other | E4 | TRC BC Ratio | 0 | 0 | 0 | 0 | 0 | 0 | 0 | 0 | 0 | 0 | 0 | 0 | 0 | 0 | 0 | 0 | 0 | 0 | 0 | 0 | 0 | 0 | 0 | 0 | 0 | 0 | 0 | 0 | 0 | 0 | 0 | 0 | 0
F2_Commercial_Restaurant_Existing_Food Preparation_Natural Gas_Food Prep Other_E5 | F2 | Commercial | Restaurant | Existing | Food Preparation | Natural Gas | Food Prep Other | E5 | TRC BC Ratio | 0 | 0 | 0 | 0 | 0 | 0 | 0 | 0 | 0 | 0 | 0 | 0 | 0 | 0 | 0 | 0 | 0 | 0 | 0 | 0 | 0 | 0 | 0 | 0 | 0 | 0 | 0 | 0 | 0 | 0 | 0 | 0 | 0
F2_Commercial_Restaurant_Existing_Food Preparation_Natural Gas_Food Prep Other_E6 | F2 | Commercial | Restaurant | Existing | Food Preparation | Natural Gas | Food Prep Other | E6 | TRC BC Ratio | 0 | 0 | 0 | 0 | 0 | 0 | 0 | 0 | 0 | 0 | 0 | 0 | 0 | 0 | 0 | 0 | 0 | 0 | 0 | 0 | 0 | 0 | 0 | 0 | 0 | 0 | 0 | 0 | 0 | 0 | 0 | 0 | 0
F2_Commercial_Restaurant_Existing_Food Preparation_Natural Gas_Food Prep Other_E7 | F2 | Commercial | Restaurant | Existing | Food Preparation | Natural Gas | Food Prep Other | E7 | TRC BC Ratio | 0 | 0 | 0 | 0 | 0 | 0 | 0 | 0 | 0 | 0 | 0 | 0 | 0 | 0 | 0 | 0 | 0 | 0 | 0 | 0 | 0 | 0 | 0 | 0 | 0 | 0 | 0 | 0 | 0 | 0 | 0 | 0 | 0
F2_Commercial_Restaurant_Existing_Food Preparation_Natural Gas_Food Prep Other_E8 | F2 | Commercial | Restaurant | Existing | Food Preparation | Natural Gas | Food Prep Other | E8 | TRC BC Ratio | 0 | 0 | 0 | 0 | 0 | 0 | 0 | 0 | 0 | 0 | 0 | 0 | 0 | 0 | 0 | 0 | 0 | 0 | 0 | 0 | 0 | 0 | 0 | 0 | 0 | 0 | 0 | 0 | 0 | 0 | 0 | 0 | 0
F2_Commercial_Restaurant_Existing_Food Preparation_Natural Gas_Food Prep Other_E9 | F2 | Commercial | Restaurant | Existing | Food Preparation | Natural Gas | Food Prep Other | E9 | TRC BC Ratio | 0 | 0 | 0 | 0 | 0 | 0 | 0 | 0 | 0 | 0 | 0 | 0 | 0 | 0 | 0 | 0 | 0 | 0 | 0 | 0 | 0 | 0 | 0 | 0 | 0 | 0 | 0 | 0 | 0 | 0 | 0 | 0 | 0
F2_Commercial_Restaurant_Existing_Food Preparation_Natural Gas_Food Prep Other_E10 | F2 | Commercial | Restaurant | Existing | Food Preparation | Natural Gas | Food Prep Other | E10 | TRC BC Ratio | 0 | 0 | 0 | 0 | 0 | 0 | 0 | 0 | 0 | 0 | 0 | 0 | 0 | 0 | 0 | 0 | 0 | 0 | 0 | 0 | 0 | 0 | 0 | 0 | 0 | 0 | 0 | 0 | 0 | 0 | 0 | 0 | 0
F3_Commercial_Restaurant_Existing_Food Preparation_Natural Gas_Food Prep Other_E1 | F3 | Commercial | Restaurant | Existing | Food Preparation | Natural Gas | Food Prep Other | E1 | PACT BC Ratio | bar: 2019 to 2051
F3_Commercial_Restaurant_Existing_Food Preparation_Natural Gas_Food Prep Other_E2 | F3 | Commercial | Restaurant | Existing | Food Preparation | Natural Gas | Food Prep Other | E2 | PACT BC Ratio | 0 | 0 | 0 | 0 | 0 | 0 | 0 | 0 | 0 | 0 | 0 | 0 | 0 | 0 | 0 | 0 | 0 | 0 | 0 | 0 | 0 | 0 | 0 | 0 | 0 | 0 | 0 | 0 | 0 | 0 | 0 | 0 | 0
F3_Commercial_Restaurant_Existing_Food Preparation_Natural Gas_Food Prep Other_E3 | F3 | Commercial | Restaurant | Existing | Food Preparation | Natural Gas | Food Prep Other | E3 | PACT BC Ratio | 0 | 0 | 0 | 0 | 0 | 0 | 0 | 0 | 0 | 0 | 0 | 0 | 0 | 0 | 0 | 0 | 0 | 0 | 0 | 0 | 0 | 0 | 0 | 0 | 0 | 0 | 0 | 0 | 0 | 0 | 0 | 0 | 0
F3_Commercial_Restaurant_Existing_Food Preparation_Natural Gas_Food Prep Other_E4 | F3 | Commercial | Restaurant | Existing | Food Preparation | Natural Gas | Food Prep Other | E4 | PACT BC Ratio | 0 | 0 | 0 | 0 | 0 | 0 | 0 | 0 | 0 | 0 | 0 | 0 | 0 | 0 | 0 | 0 | 0 | 0 | 0 | 0 | 0 | 0 | 0 | 0 | 0 | 0 | 0 | 0 | 0 | 0 | 0 | 0 | 0
F3_Commercial_Restaurant_Existing_Food Preparation_Natural Gas_Food Prep Other_E5 | F3 | Commercial | Restaurant | Existing | Food Preparation | Natural Gas | Food Prep Other | E5 | PACT BC Ratio | 0 | 0 | 0 | 0 | 0 | 0 | 0 | 0 | 0 | 0 | 0 | 0 | 0 | 0 | 0 | 0 | 0 | 0 | 0 | 0 | 0 | 0 | 0 | 0 | 0 | 0 | 0 | 0 | 0 | 0 | 0 | 0 | 0
F3_Commercial_Restaurant_Existing_Food Preparation_Natural Gas_Food Prep Other_E6 | F3 | Commercial | Restaurant | Existing | Food Preparation | Natural Gas | Food Prep Other | E6 | PACT BC Ratio | 0 | 0 | 0 | 0 | 0 | 0 | 0 | 0 | 0 | 0 | 0 | 0 | 0 | 0 | 0 | 0 | 0 | 0 | 0 | 0 | 0 | 0 | 0 | 0 | 0 | 0 | 0 | 0 | 0 | 0 | 0 | 0 | 0
F3_Commercial_Restaurant_Existing_Food Preparation_Natural Gas_Food Prep Other_E7 | F3 | Commercial | Restaurant | Existing | Food Preparation | Natural Gas | Food Prep Other | E7 | PACT BC Ratio | 0 | 0 | 0 | 0 | 0 | 0 | 0 | 0 | 0 | 0 | 0 | 0 | 0 | 0 | 0 | 0 | 0 | 0 | 0 | 0 | 0 | 0 | 0 | 0 | 0 | 0 | 0 | 0 | 0 | 0 | 0 | 0 | 0
F3_Commercial_Restaurant_Existing_Food Preparation_Natural Gas_Food Prep Other_E8 | F3 | Commercial | Restaurant | Existing | Food Preparation | Natural Gas | Food Prep Other | E8 | PACT BC Ratio | 0 | 0 | 0 | 0 | 0 | 0 | 0 | 0 | 0 | 0 | 0 | 0 | 0 | 0 | 0 | 0 | 0 | 0 | 0 | 0 | 0 | 0 | 0 | 0 | 0 | 0 | 0 | 0 | 0 | 0 | 0 | 0 | 0
F3_Commercial_Restaurant_Existing_Food Preparation_Natural Gas_Food Prep Other_E9 | F3 | Commercial | Restaurant | Existing | Food Preparation | Natural Gas | Food Prep Other | E9 | PACT BC Ratio | 0 | 0 | 0 | 0 | 0 | 0 | 0 | 0 | 0 | 0 | 0 | 0 | 0 | 0 | 0 | 0 | 0 | 0 | 0 | 0 | 0 | 0 | 0 | 0 | 0 | 0 | 0 | 0 | 0 | 0 | 0 | 0 | 0
F3_Commercial_Restaurant_Existing_Food Preparation_Natural Gas_Food Prep Other_E10 | F3 | Commercial | Restaurant | Existing | Food Preparation | Natural Gas | Food Prep Other | E10 | PACT BC Ratio | 0 | 0 | 0 | 0 | 0 | 0 | 0 | 0 | 0 | 0 | 0 | 0 | 0 | 0 | 0 | 0 | 0 | 0 | 0 | 0 | 0 | 0 | 0 | 0 | 0 | 0 | 0 | 0 | 0 | 0 | 0 | 0 | 0
F4_Commercial_Restaurant_Existing_Food Preparation_Natural Gas_Food Prep Other_E1 | F4 | Commercial | Restaurant | Existing | Food Preparation | Natural Gas | Food Prep Other | E1 | RVT BC Ratio | bar: 2019 to 2051
F4_Commercial_Restaurant_Existing_Food Preparation_Natural Gas_Food Prep Other_E2 | F4 | Commercial | Restaurant | Existing | Food Preparation | Natural Gas | Food Prep Other | E2 | RVT BC Ratio | 0.7 | 0.7 | 0.7 | 0.7 | 0.7 | 0.7 | 0.7 | 0.7 | 0.7 | 0.7 | 0.7 | 0.7 | 0.7 | 0.7 | 0.7 | 0.7 | 0.7 | 0.7 | 0.7 | 0.7 | 0.7 | 0.7 | 0.7 | 0.7 | 0.7 | 0.7 | 0.7 | 0.7 | 0.7 | 0.7 | 0.7 | 0.7 | 0.7
F4_Commercial_Restaurant_Existing_Food Preparation_Natural Gas_Food Prep Other_E3 | F4 | Commercial | Restaurant | Existing | Food Preparation | Natural Gas | Food Prep Other | E3 | RVT BC Ratio | 0 | 0 | 0 | 0 | 0 | 0 | 0 | 0 | 0 | 0 | 0 | 0 | 0 | 0 | 0 | 0 | 0 | 0 | 0 | 0 | 0 | 0 | 0 | 0 | 0 | 0 | 0 | 0 | 0 | 0 | 0 | 0 | 0
F4_Commercial_Restaurant_Existing_Food Preparation_Natural Gas_Food Prep Other_E4 | F4 | Commercial | Restaurant | Existing | Food Preparation | Natural Gas | Food Prep Other | E4 | RVT BC Ratio | 0 | 0 | 0 | 0 | 0 | 0 | 0 | 0 | 0 | 0 | 0 | 0 | 0 | 0 | 0 | 0 | 0 | 0 | 0 | 0 | 0 | 0 | 0 | 0 | 0 | 0 | 0 | 0 | 0 | 0 | 0 | 0 | 0
F4_Commercial_Restaurant_Existing_Food Preparation_Natural Gas_Food Prep Other_E5 | F4 | Commercial | Restaurant | Existing | Food Preparation | Natural Gas | Food Prep Other | E5 | RVT BC Ratio | 0 | 0 | 0 | 0 | 0 | 0 | 0 | 0 | 0 | 0 | 0 | 0 | 0 | 0 | 0 | 0 | 0 | 0 | 0 | 0 | 0 | 0 | 0 | 0 | 0 | 0 | 0 | 0 | 0 | 0 | 0 | 0 | 0
F4_Commercial_Restaurant_Existing_Food Preparation_Natural Gas_Food Prep Other_E6 | F4 | Commercial | Restaurant | Existing | Food Preparation | Natural Gas | Food Prep Other | E6 | RVT BC Ratio | 0 | 0 | 0 | 0 | 0 | 0 | 0 | 0 | 0 | 0 | 0 | 0 | 0 | 0 | 0 | 0 | 0 | 0 | 0 | 0 | 0 | 0 | 0 | 0 | 0 | 0 | 0 | 0 | 0 | 0 | 0 | 0 | 0
F4_Commercial_Restaurant_Existing_Food Preparation_Natural Gas_Food Prep Other_E7 | F4 | Commercial | Restaurant | Existing | Food Preparation | Natural Gas | Food Prep Other | E7 | RVT BC Ratio | 0 | 0 | 0 | 0 | 0 | 0 | 0 | 0 | 0 | 0 | 0 | 0 | 0 | 0 | 0 | 0 | 0 | 0 | 0 | 0 | 0 | 0 | 0 | 0 | 0 | 0 | 0 | 0 | 0 | 0 | 0 | 0 | 0
F4_Commercial_Restaurant_Existing_Food Preparation_Natural Gas_Food Prep Other_E8 | F4 | Commercial | Restaurant | Existing | Food Preparation | Natural Gas | Food Prep Other | E8 | RVT BC Ratio | 0 | 0 | 0 | 0 | 0 | 0 | 0 | 0 | 0 | 0 | 0 | 0 | 0 | 0 | 0 | 0 | 0 | 0 | 0 | 0 | 0 | 0 | 0 | 0 | 0 | 0 | 0 | 0 | 0 | 0 | 0 | 0 | 0
F4_Commercial_Restaurant_Existing_Food Preparation_Natural Gas_Food Prep Other_E9 | F4 | Commercial | Restaurant | Existing | Food Preparation | Natural Gas | Food Prep Other | E9 | RVT BC Ratio | 0 | 0 | 0 | 0 | 0 | 0 | 0 | 0 | 0 | 0 | 0 | 0 | 0 | 0 | 0 | 0 | 0 | 0 | 0 | 0 | 0 | 0 | 0 | 0 | 0 | 0 | 0 | 0 | 0 | 0 | 0 | 0 | 0
F4_Commercial_Restaurant_Existing_Food Preparation_Natural Gas_Food Prep Other_E10 | F4 | Commercial | Restaurant | Existing | Food Preparation | Natural Gas | Food Prep Other | E10 | RVT BC Ratio | 0 | 0 | 0 | 0 | 0 | 0 | 0 | 0 | 0 | 0 | 0 | 0 | 0 | 0 | 0 | 0 | 0 | 0 | 0 | 0 | 0 | 0 | 0 | 0 | 0 | 0 | 0 | 0 | 0 | 0 | 0 | 0 | 0
F5_Commercial_Restaurant_Existing_Food Preparation_Natural Gas_Food Prep Other_E1 | F5 | Commercial | Restaurant | Existing | Food Preparation | Natural Gas | Food Prep Other | E1 | RIM BC Ratio | bar: 2019 to 2051
F5_Commercial_Restaurant_Existing_Food Preparation_Natural Gas_Food Prep Other_E2 | F5 | Commercial | Restaurant | Existing | Food Preparation | Natural Gas | Food Prep Other | E2 | RIM BC Ratio | 0 | 0 | 0 | 0 | 0 | 0 | 0 | 0 | 0 | 0 | 0 | 0 | 0 | 0 | 0 | 0 | 0 | 0 | 0 | 0 | 0 | 0 | 0 | 0 | 0 | 0 | 0 | 0 | 0 | 0 | 0 | 0 | 0
F5_Commercial_Restaurant_Existing_Food Preparation_Natural Gas_Food Prep Other_E3 | F5 | Commercial | Restaurant | Existing | Food Preparation | Natural Gas | Food Prep Other | E3 | RIM BC Ratio | 0 | 0 | 0 | 0 | 0 | 0 | 0 | 0 | 0 | 0 | 0 | 0 | 0 | 0 | 0 | 0 | 0 | 0 | 0 | 0 | 0 | 0 | 0 | 0 | 0 | 0 | 0 | 0 | 0 | 0 | 0 | 0 | 0
F5_Commercial_Restaurant_Existing_Food Preparation_Natural Gas_Food Prep Other_E4 | F5 | Commercial | Restaurant | Existing | Food Preparation | Natural Gas | Food Prep Other | E4 | RIM BC Ratio | 0 | 0 | 0 | 0 | 0 | 0 | 0 | 0 | 0 | 0 | 0 | 0 | 0 | 0 | 0 | 0 | 0 | 0 | 0 | 0 | 0 | 0 | 0 | 0 | 0 | 0 | 0 | 0 | 0 | 0 | 0 | 0 | 0
F5_Commercial_Restaurant_Existing_Food Preparation_Natural Gas_Food Prep Other_E5 | F5 | Commercial | Restaurant | Existing | Food Preparation | Natural Gas | Food Prep Other | E5 | RIM BC Ratio | 0 | 0 | 0 | 0 | 0 | 0 | 0 | 0 | 0 | 0 | 0 | 0 | 0 | 0 | 0 | 0 | 0 | 0 | 0 | 0 | 0 | 0 | 0 | 0 | 0 | 0 | 0 | 0 | 0 | 0 | 0 | 0 | 0
F5_Commercial_Restaurant_Existing_Food Preparation_Natural Gas_Food Prep Other_E6 | F5 | Commercial | Restaurant | Existing | Food Preparation | Natural Gas | Food Prep Other | E6 | RIM BC Ratio | 0 | 0 | 0 | 0 | 0 | 0 | 0 | 0 | 0 | 0 | 0 | 0 | 0 | 0 | 0 | 0 | 0 | 0 | 0 | 0 | 0 | 0 | 0 | 0 | 0 | 0 | 0 | 0 | 0 | 0 | 0 | 0 | 0
F5_Commercial_Restaurant_Existing_Food Preparation_Natural Gas_Food Prep Other_E7 | F5 | Commercial | Restaurant | Existing | Food Preparation | Natural Gas | Food Prep Other | E7 | RIM BC Ratio | 0 | 0 | 0 | 0 | 0 | 0 | 0 | 0 | 0 | 0 | 0 | 0 | 0 | 0 | 0 | 0 | 0 | 0 | 0 | 0 | 0 | 0 | 0 | 0 | 0 | 0 | 0 | 0 | 0 | 0 | 0 | 0 | 0
F5_Commercial_Restaurant_Existing_Food Preparation_Natural Gas_Food Prep Other_E8 | F5 | Commercial | Restaurant | Existing | Food Preparation | Natural Gas | Food Prep Other | E8 | RIM BC Ratio | 0 | 0 | 0 | 0 | 0 | 0 | 0 | 0 | 0 | 0 | 0 | 0 | 0 | 0 | 0 | 0 | 0 | 0 | 0 | 0 | 0 | 0 | 0 | 0 | 0 | 0 | 0 | 0 | 0 | 0 | 0 | 0 | 0
F5_Commercial_Restaurant_Existing_Food Preparation_Natural Gas_Food Prep Other_E9 | F5 | Commercial | Restaurant | Existing | Food Preparation | Natural Gas | Food Prep Other | E9 | RIM BC Ratio | 0 | 0 | 0 | 0 | 0 | 0 | 0 | 0 | 0 | 0 | 0 | 0 | 0 | 0 | 0 | 0 | 0 | 0 | 0 | 0 | 0 | 0 | 0 | 0 | 0 | 0 | 0 | 0 | 0 | 0 | 0 | 0 | 0
F5_Commercial_Restaurant_Existing_Food Preparation_Natural Gas_Food Prep Other_E10 | F5 | Commercial | Restaurant | Existing | Food Preparation | Natural Gas | Food Prep Other | E10 | RIM BC Ratio | 0 | 0 | 0 | 0 | 0 | 0 | 0 | 0 | 0 | 0 | 0 | 0 | 0 | 0 | 0 | 0 | 0 | 0 | 0 | 0 | 0 | 0 | 0 | 0 | 0 | 0 | 0 | 0 | 0 | 0 | 0 | 0 | 0
F0_Commercial_Restaurant_Existing_Miscellaneous_Natural Gas_Pool Heater_E0 | F0 | Commercial | Restaurant | Existing | Miscellaneous | Natural Gas | Pool Heater | E0 | Economic Unit | Standard (EF .78) | Standard (EF .78) | Standard (EF .78) | Standard (EF .78) | Standard (EF .78) | Standard (EF .78) | Standard (EF .78) | Standard (EF .78) | Standard (EF .78) | Standard (EF .78) | Standard (EF .78) | Standard (EF .78) | Standard (EF .78) | Standard (EF .78) | Standard (EF .78) | Standard (EF .78) | Standard (EF .78) | Standard (EF .78) | Standard (EF .78) | Standard (EF .78) | Standard (EF .78) | Standard (EF .78) | Standard (EF .78) | Standard (EF .78) | Standard (EF .78) | Standard (EF .78) | Standard (EF .78) | Standard (EF .78) | Standard (EF .78) | Standard (EF .78) | Standard (EF .78) | Standard (EF .78) | Standard (EF .78)
F1_Commercial_Restaurant_Existing_Miscellaneous_Natural Gas_Pool Heater_E1 | F1 | Commercial | Restaurant | Existing | Miscellaneous | Natural Gas | Pool Heater | E1 | CCE | 0 | 0 | 0 | 0 | 0 | 0 | 0 | 0 | 0 | 0 | 0 | 0 | 0 | 0 | 0 | 0 | 0 | 0 | 0 | 0 | 0 | 0 | 0 | 0 | 0 | 0 | 0 | 0 | 0 | 0 | 0 | 0 | 0
F1_Commercial_Restaurant_Existing_Miscellaneous_Natural Gas_Pool Heater_E2 | F1 | Commercial | Restaurant | Existing | Miscellaneous | Natural Gas | Pool Heater | E2 | CCE | 1.2838 | 1.2838 | 1.2838 | 1.2838 | 1.2838 | 1.2838 | 1.2838 | 1.2838 | 1.2838 | 1.2838 | 1.2838 | 1.2838 | 1.2838 | 1.2838 | 1.2838 | 1.2838 | 1.2838 | 1.2838 | 1.2838 | 1.2838 | 1.2838 | 1.2838 | 1.2838 | 1.2838 | 1.2838 | 1.2838 | 1.2838 | 1.2838 | 1.2838 | 1.2838 | 1.2838 | 1.2838 | 1.2838
F1_Commercial_Restaurant_Existing_Miscellaneous_Natural Gas_Pool Heater_E3 | F1 | Commercial | Restaurant | Existing | Miscellaneous | Natural Gas | Pool Heater | E3 | CCE | 0 | 0 | 0 | 0 | 0 | 0 | 0 | 0 | 0 | 0 | 0 | 0 | 0 | 0 | 0 | 0 | 0 | 0 | 0 | 0 | 0 | 0 | 0 | 0 | 0 | 0 | 0 | 0 | 0 | 0 | 0 | 0 | 0
F1_Commercial_Restaurant_Existing_Miscellaneous_Natural Gas_Pool Heater_E4 | F1 | Commercial | Restaurant | Existing | Miscellaneous | Natural Gas | Pool Heater | E4 | CCE | 0 | 0 | 0 | 0 | 0 | 0 | 0 | 0 | 0 | 0 | 0 | 0 | 0 | 0 | 0 | 0 | 0 | 0 | 0 | 0 | 0 | 0 | 0 | 0 | 0 | 0 | 0 | 0 | 0 | 0 | 0 | 0 | 0
F1_Commercial_Restaurant_Existing_Miscellaneous_Natural Gas_Pool Heater_E5 | F1 | Commercial | Restaurant | Existing | Miscellaneous | Natural Gas | Pool Heater | E5 | CCE | 0 | 0 | 0 | 0 | 0 | 0 | 0 | 0 | 0 | 0 | 0 | 0 | 0 | 0 | 0 | 0 | 0 | 0 | 0 | 0 | 0 | 0 | 0 | 0 | 0 | 0 | 0 | 0 | 0 | 0 | 0 | 0 | 0
F1_Commercial_Restaurant_Existing_Miscellaneous_Natural Gas_Pool Heater_E6 | F1 | Commercial | Restaurant | Existing | Miscellaneous | Natural Gas | Pool Heater | E6 | CCE | 0 | 0 | 0 | 0 | 0 | 0 | 0 | 0 | 0 | 0 | 0 | 0 | 0 | 0 | 0 | 0 | 0 | 0 | 0 | 0 | 0 | 0 | 0 | 0 | 0 | 0 | 0 | 0 | 0 | 0 | 0 | 0 | 0
F1_Commercial_Restaurant_Existing_Miscellaneous_Natural Gas_Pool Heater_E7 | F1 | Commercial | Restaurant | Existing | Miscellaneous | Natural Gas | Pool Heater | E7 | CCE | 0 | 0 | 0 | 0 | 0 | 0 | 0 | 0 | 0 | 0 | 0 | 0 | 0 | 0 | 0 | 0 | 0 | 0 | 0 | 0 | 0 | 0 | 0 | 0 | 0 | 0 | 0 | 0 | 0 | 0 | 0 | 0 | 0
F1_Commercial_Restaurant_Existing_Miscellaneous_Natural Gas_Pool Heater_E8 | F1 | Commercial | Restaurant | Existing | Miscellaneous | Natural Gas | Pool Heater | E8 | CCE | 0 | 0 | 0 | 0 | 0 | 0 | 0 | 0 | 0 | 0 | 0 | 0 | 0 | 0 | 0 | 0 | 0 | 0 | 0 | 0 | 0 | 0 | 0 | 0 | 0 | 0 | 0 | 0 | 0 | 0 | 0 | 0 | 0
F1_Commercial_Restaurant_Existing_Miscellaneous_Natural Gas_Pool Heater_E9 | F1 | Commercial | Restaurant | Existing | Miscellaneous | Natural Gas | Pool Heater | E9 | CCE | 0 | 0 | 0 | 0 | 0 | 0 | 0 | 0 | 0 | 0 | 0 | 0 | 0 | 0 | 0 | 0 | 0 | 0 | 0 | 0 | 0 | 0 | 0 | 0 | 0 | 0 | 0 | 0 | 0 | 0 | 0 | 0 | 0
F1_Commercial_Restaurant_Existing_Miscellaneous_Natural Gas_Pool Heater_E10 | F1 | Commercial | Restaurant | Existing | Miscellaneous | Natural Gas | Pool Heater | E10 | CCE | 0 | 0 | 0 | 0 | 0 | 0 | 0 | 0 | 0 | 0 | 0 | 0 | 0 | 0 | 0 | 0 | 0 | 0 | 0 | 0 | 0 | 0 | 0 | 0 | 0 | 0 | 0 | 0 | 0 | 0 | 0 | 0 | 0
F2_Commercial_Restaurant_Existing_Miscellaneous_Natural Gas_Pool Heater_E1 | F2 | Commercial | Restaurant | Existing | Miscellaneous | Natural Gas | Pool Heater | E1 | TRC BC Ratio | bar: 2019 to 2051
F2_Commercial_Restaurant_Existing_Miscellaneous_Natural Gas_Pool Heater_E2 | F2 | Commercial | Restaurant | Existing | Miscellaneous | Natural Gas | Pool Heater | E2 | TRC BC Ratio | 0 | 0 | 0 | 0 | 0 | 0 | 0 | 0 | 0 | 0 | 0 | 0 | 0 | 0 | 0 | 0 | 0 | 0 | 0 | 0 | 0 | 0 | 0 | 0 | 0 | 0 | 0 | 0 | 0 | 0 | 0 | 0 | 0
F2_Commercial_Restaurant_Existing_Miscellaneous_Natural Gas_Pool Heater_E3 | F2 | Commercial | Restaurant | Existing | Miscellaneous | Natural Gas | Pool Heater | E3 | TRC BC Ratio | 0 | 0 | 0 | 0 | 0 | 0 | 0 | 0 | 0 | 0 | 0 | 0 | 0 | 0 | 0 | 0 | 0 | 0 | 0 | 0 | 0 | 0 | 0 | 0 | 0 | 0 | 0 | 0 | 0 | 0 | 0 | 0 | 0
F2_Commercial_Restaurant_Existing_Miscellaneous_Natural Gas_Pool Heater_E4 | F2 | Commercial | Restaurant | Existing | Miscellaneous | Natural Gas | Pool Heater | E4 | TRC BC Ratio | 0 | 0 | 0 | 0 | 0 | 0 | 0 | 0 | 0 | 0 | 0 | 0 | 0 | 0 | 0 | 0 | 0 | 0 | 0 | 0 | 0 | 0 | 0 | 0 | 0 | 0 | 0 | 0 | 0 | 0 | 0 | 0 | 0
F2_Commercial_Restaurant_Existing_Miscellaneous_Natural Gas_Pool Heater_E5 | F2 | Commercial | Restaurant | Existing | Miscellaneous | Natural Gas | Pool Heater | E5 | TRC BC Ratio | 0 | 0 | 0 | 0 | 0 | 0 | 0 | 0 | 0 | 0 | 0 | 0 | 0 | 0 | 0 | 0 | 0 | 0 | 0 | 0 | 0 | 0 | 0 | 0 | 0 | 0 | 0 | 0 | 0 | 0 | 0 | 0 | 0
F2_Commercial_Restaurant_Existing_Miscellaneous_Natural Gas_Pool Heater_E6 | F2 | Commercial | Restaurant | Existing | Miscellaneous | Natural Gas | Pool Heater | E6 | TRC BC Ratio | 0 | 0 | 0 | 0 | 0 | 0 | 0 | 0 | 0 | 0 | 0 | 0 | 0 | 0 | 0 | 0 | 0 | 0 | 0 | 0 | 0 | 0 | 0 | 0 | 0 | 0 | 0 | 0 | 0 | 0 | 0 | 0 | 0
F2_Commercial_Restaurant_Existing_Miscellaneous_Natural Gas_Pool Heater_E7 | F2 | Commercial | Restaurant | Existing | Miscellaneous | Natural Gas | Pool Heater | E7 | TRC BC Ratio | 0 | 0 | 0 | 0 | 0 | 0 | 0 | 0 | 0 | 0 | 0 | 0 | 0 | 0 | 0 | 0 | 0 | 0 | 0 | 0 | 0 | 0 | 0 | 0 | 0 | 0 | 0 | 0 | 0 | 0 | 0 | 0 | 0
F2_Commercial_Restaurant_Existing_Miscellaneous_Natural Gas_Pool Heater_E8 | F2 | Commercial | Restaurant | Existing | Miscellaneous | Natural Gas | Pool Heater | E8 | TRC BC Ratio | 0 | 0 | 0 | 0 | 0 | 0 | 0 | 0 | 0 | 0 | 0 | 0 | 0 | 0 | 0 | 0 | 0 | 0 | 0 | 0 | 0 | 0 | 0 | 0 | 0 | 0 | 0 | 0 | 0 | 0 | 0 | 0 | 0
F2_Commercial_Restaurant_Existing_Miscellaneous_Natural Gas_Pool Heater_E9 | F2 | Commercial | Restaurant | Existing | Miscellaneous | Natural Gas | Pool Heater | E9 | TRC BC Ratio | 0 | 0 | 0 | 0 | 0 | 0 | 0 | 0 | 0 | 0 | 0 | 0 | 0 | 0 | 0 | 0 | 0 | 0 | 0 | 0 | 0 | 0 | 0 | 0 | 0 | 0 | 0 | 0 | 0 | 0 | 0 | 0 | 0
F2_Commercial_Restaurant_Existing_Miscellaneous_Natural Gas_Pool Heater_E10 | F2 | Commercial | Restaurant | Existing | Miscellaneous | Natural Gas | Pool Heater | E10 | TRC BC Ratio | 0 | 0 | 0 | 0 | 0 | 0 | 0 | 0 | 0 | 0 | 0 | 0 | 0 | 0 | 0 | 0 | 0 | 0 | 0 | 0 | 0 | 0 | 0 | 0 | 0 | 0 | 0 | 0 | 0 | 0 | 0 | 0 | 0
F3_Commercial_Restaurant_Existing_Miscellaneous_Natural Gas_Pool Heater_E1 | F3 | Commercial | Restaurant | Existing | Miscellaneous | Natural Gas | Pool Heater | E1 | PACT BC Ratio | bar: 2019 to 2051
F3_Commercial_Restaurant_Existing_Miscellaneous_Natural Gas_Pool Heater_E2 | F3 | Commercial | Restaurant | Existing | Miscellaneous | Natural Gas | Pool Heater | E2 | PACT BC Ratio | 0 | 0 | 0 | 0 | 0 | 0 | 0 | 0 | 0 | 0 | 0 | 0 | 0 | 0 | 0 | 0 | 0 | 0 | 0 | 0 | 0 | 0 | 0 | 0 | 0 | 0 | 0 | 0 | 0 | 0 | 0 | 0 | 0
F3_Commercial_Restaurant_Existing_Miscellaneous_Natural Gas_Pool Heater_E3 | F3 | Commercial | Restaurant | Existing | Miscellaneous | Natural Gas | Pool Heater | E3 | PACT BC Ratio | 0 | 0 | 0 | 0 | 0 | 0 | 0 | 0 | 0 | 0 | 0 | 0 | 0 | 0 | 0 | 0 | 0 | 0 | 0 | 0 | 0 | 0 | 0 | 0 | 0 | 0 | 0 | 0 | 0 | 0 | 0 | 0 | 0
F3_Commercial_Restaurant_Existing_Miscellaneous_Natural Gas_Pool Heater_E4 | F3 | Commercial | Restaurant | Existing | Miscellaneous | Natural Gas | Pool Heater | E4 | PACT BC Ratio | 0 | 0 | 0 | 0 | 0 | 0 | 0 | 0 | 0 | 0 | 0 | 0 | 0 | 0 | 0 | 0 | 0 | 0 | 0 | 0 | 0 | 0 | 0 | 0 | 0 | 0 | 0 | 0 | 0 | 0 | 0 | 0 | 0
F3_Commercial_Restaurant_Existing_Miscellaneous_Natural Gas_Pool Heater_E5 | F3 | Commercial | Restaurant | Existing | Miscellaneous | Natural Gas | Pool Heater | E5 | PACT BC Ratio | 0 | 0 | 0 | 0 | 0 | 0 | 0 | 0 | 0 | 0 | 0 | 0 | 0 | 0 | 0 | 0 | 0 | 0 | 0 | 0 | 0 | 0 | 0 | 0 | 0 | 0 | 0 | 0 | 0 | 0 | 0 | 0 | 0
F3_Commercial_Restaurant_Existing_Miscellaneous_Natural Gas_Pool Heater_E6 | F3 | Commercial | Restaurant | Existing | Miscellaneous | Natural Gas | Pool Heater | E6 | PACT BC Ratio | 0 | 0 | 0 | 0 | 0 | 0 | 0 | 0 | 0 | 0 | 0 | 0 | 0 | 0 | 0 | 0 | 0 | 0 | 0 | 0 | 0 | 0 | 0 | 0 | 0 | 0 | 0 | 0 | 0 | 0 | 0 | 0 | 0
F3_Commercial_Restaurant_Existing_Miscellaneous_Natural Gas_Pool Heater_E7 | F3 | Commercial | Restaurant | Existing | Miscellaneous | Natural Gas | Pool Heater | E7 | PACT BC Ratio | 0 | 0 | 0 | 0 | 0 | 0 | 0 | 0 | 0 | 0 | 0 | 0 | 0 | 0 | 0 | 0 | 0 | 0 | 0 | 0 | 0 | 0 | 0 | 0 | 0 | 0 | 0 | 0 | 0 | 0 | 0 | 0 | 0
F3_Commercial_Restaurant_Existing_Miscellaneous_Natural Gas_Pool Heater_E8 | F3 | Commercial | Restaurant | Existing | Miscellaneous | Natural Gas | Pool Heater | E8 | PACT BC Ratio | 0 | 0 | 0 | 0 | 0 | 0 | 0 | 0 | 0 | 0 | 0 | 0 | 0 | 0 | 0 | 0 | 0 | 0 | 0 | 0 | 0 | 0 | 0 | 0 | 0 | 0 | 0 | 0 | 0 | 0 | 0 | 0 | 0
F3_Commercial_Restaurant_Existing_Miscellaneous_Natural Gas_Pool Heater_E9 | F3 | Commercial | Restaurant | Existing | Miscellaneous | Natural Gas | Pool Heater | E9 | PACT BC Ratio | 0 | 0 | 0 | 0 | 0 | 0 | 0 | 0 | 0 | 0 | 0 | 0 | 0 | 0 | 0 | 0 | 0 | 0 | 0 | 0 | 0 | 0 | 0 | 0 | 0 | 0 | 0 | 0 | 0 | 0 | 0 | 0 | 0
F3_Commercial_Restaurant_Existing_Miscellaneous_Natural Gas_Pool Heater_E10 | F3 | Commercial | Restaurant | Existing | Miscellaneous | Natural Gas | Pool Heater | E10 | PACT BC Ratio | 0 | 0 | 0 | 0 | 0 | 0 | 0 | 0 | 0 | 0 | 0 | 0 | 0 | 0 | 0 | 0 | 0 | 0 | 0 | 0 | 0 | 0 | 0 | 0 | 0 | 0 | 0 | 0 | 0 | 0 | 0 | 0 | 0
F4_Commercial_Restaurant_Existing_Miscellaneous_Natural Gas_Pool Heater_E1 | F4 | Commercial | Restaurant | Existing | Miscellaneous | Natural Gas | Pool Heater | E1 | RVT BC Ratio | bar: 2019 to 2051
F4_Commercial_Restaurant_Existing_Miscellaneous_Natural Gas_Pool Heater_E2 | F4 | Commercial | Restaurant | Existing | Miscellaneous | Natural Gas | Pool Heater | E2 | RVT BC Ratio | 0.7 | 0.7 | 0.7 | 0.7 | 0.7 | 0.7 | 0.7 | 0.7 | 0.7 | 0.7 | 0.7 | 0.7 | 0.7 | 0.7 | 0.7 | 0.7 | 0.7 | 0.7 | 0.7 | 0.7 | 0.7 | 0.7 | 0.7 | 0.7 | 0.7 | 0.7 | 0.7 | 0.7 | 0.7 | 0.7 | 0.7 | 0.7 | 0.7
F4_Commercial_Restaurant_Existing_Miscellaneous_Natural Gas_Pool Heater_E3 | F4 | Commercial | Restaurant | Existing | Miscellaneous | Natural Gas | Pool Heater | E3 | RVT BC Ratio | 0 | 0 | 0 | 0 | 0 | 0 | 0 | 0 | 0 | 0 | 0 | 0 | 0 | 0 | 0 | 0 | 0 | 0 | 0 | 0 | 0 | 0 | 0 | 0 | 0 | 0 | 0 | 0 | 0 | 0 | 0 | 0 | 0
F4_Commercial_Restaurant_Existing_Miscellaneous_Natural Gas_Pool Heater_E4 | F4 | Commercial | Restaurant | Existing | Miscellaneous | Natural Gas | Pool Heater | E4 | RVT BC Ratio | 0 | 0 | 0 | 0 | 0 | 0 | 0 | 0 | 0 | 0 | 0 | 0 | 0 | 0 | 0 | 0 | 0 | 0 | 0 | 0 | 0 | 0 | 0 | 0 | 0 | 0 | 0 | 0 | 0 | 0 | 0 | 0 | 0
F4_Commercial_Restaurant_Existing_Miscellaneous_Natural Gas_Pool Heater_E5 | F4 | Commercial | Restaurant | Existing | Miscellaneous | Natural Gas | Pool Heater | E5 | RVT BC Ratio | 0 | 0 | 0 | 0 | 0 | 0 | 0 | 0 | 0 | 0 | 0 | 0 | 0 | 0 | 0 | 0 | 0 | 0 | 0 | 0 | 0 | 0 | 0 | 0 | 0 | 0 | 0 | 0 | 0 | 0 | 0 | 0 | 0
F4_Commercial_Restaurant_Existing_Miscellaneous_Natural Gas_Pool Heater_E6 | F4 | Commercial | Restaurant | Existing | Miscellaneous | Natural Gas | Pool Heater | E6 | RVT BC Ratio | 0 | 0 | 0 | 0 | 0 | 0 | 0 | 0 | 0 | 0 | 0 | 0 | 0 | 0 | 0 | 0 | 0 | 0 | 0 | 0 | 0 | 0 | 0 | 0 | 0 | 0 | 0 | 0 | 0 | 0 | 0 | 0 | 0
F4_Commercial_Restaurant_Existing_Miscellaneous_Natural Gas_Pool Heater_E7 | F4 | Commercial | Restaurant | Existing | Miscellaneous | Natural Gas | Pool Heater | E7 | RVT BC Ratio | 0 | 0 | 0 | 0 | 0 | 0 | 0 | 0 | 0 | 0 | 0 | 0 | 0 | 0 | 0 | 0 | 0 | 0 | 0 | 0 | 0 | 0 | 0 | 0 | 0 | 0 | 0 | 0 | 0 | 0 | 0 | 0 | 0
F4_Commercial_Restaurant_Existing_Miscellaneous_Natural Gas_Pool Heater_E8 | F4 | Commercial | Restaurant | Existing | Miscellaneous | Natural Gas | Pool Heater | E8 | RVT BC Ratio | 0 | 0 | 0 | 0 | 0 | 0 | 0 | 0 | 0 | 0 | 0 | 0 | 0 | 0 | 0 | 0 | 0 | 0 | 0 | 0 | 0 | 0 | 0 | 0 | 0 | 0 | 0 | 0 | 0 | 0 | 0 | 0 | 0
F4_Commercial_Restaurant_Existing_Miscellaneous_Natural Gas_Pool Heater_E9 | F4 | Commercial | Restaurant | Existing | Miscellaneous | Natural Gas | Pool Heater | E9 | RVT BC Ratio | 0 | 0 | 0 | 0 | 0 | 0 | 0 | 0 | 0 | 0 | 0 | 0 | 0 | 0 | 0 | 0 | 0 | 0 | 0 | 0 | 0 | 0 | 0 | 0 | 0 | 0 | 0 | 0 | 0 | 0 | 0 | 0 | 0
F4_Commercial_Restaurant_Existing_Miscellaneous_Natural Gas_Pool Heater_E10 | F4 | Commercial | Restaurant | Existing | Miscellaneous | Natural Gas | Pool Heater | E10 | RVT BC Ratio | 0 | 0 | 0 | 0 | 0 | 0 | 0 | 0 | 0 | 0 | 0 | 0 | 0 | 0 | 0 | 0 | 0 | 0 | 0 | 0 | 0 | 0 | 0 | 0 | 0 | 0 | 0 | 0 | 0 | 0 | 0 | 0 | 0
F5_Commercial_Restaurant_Existing_Miscellaneous_Natural Gas_Pool Heater_E1 | F5 | Commercial | Restaurant | Existing | Miscellaneous | Natural Gas | Pool Heater | E1 | RIM BC Ratio | bar: 2019 to 2051
F5_Commercial_Restaurant_Existing_Miscellaneous_Natural Gas_Pool Heater_E2 | F5 | Commercial | Restaurant | Existing | Miscellaneous | Natural Gas | Pool Heater | E2 | RIM BC Ratio | 0 | 0 | 0 | 0 | 0 | 0 | 0 | 0 | 0 | 0 | 0 | 0 | 0 | 0 | 0 | 0 | 0 | 0 | 0 | 0 | 0 | 0 | 0 | 0 | 0 | 0 | 0 | 0 | 0 | 0 | 0 | 0 | 0
F5_Commercial_Restaurant_Existing_Miscellaneous_Natural Gas_Pool Heater_E3 | F5 | Commercial | Restaurant | Existing | Miscellaneous | Natural Gas | Pool Heater | E3 | RIM BC Ratio | 0 | 0 | 0 | 0 | 0 | 0 | 0 | 0 | 0 | 0 | 0 | 0 | 0 | 0 | 0 | 0 | 0 | 0 | 0 | 0 | 0 | 0 | 0 | 0 | 0 | 0 | 0 | 0 | 0 | 0 | 0 | 0 | 0
F5_Commercial_Restaurant_Existing_Miscellaneous_Natural Gas_Pool Heater_E4 | F5 | Commercial | Restaurant | Existing | Miscellaneous | Natural Gas | Pool Heater | E4 | RIM BC Ratio | 0 | 0 | 0 | 0 | 0 | 0 | 0 | 0 | 0 | 0 | 0 | 0 | 0 | 0 | 0 | 0 | 0 | 0 | 0 | 0 | 0 | 0 | 0 | 0 | 0 | 0 | 0 | 0 | 0 | 0 | 0 | 0 | 0
F5_Commercial_Restaurant_Existing_Miscellaneous_Natural Gas_Pool Heater_E5 | F5 | Commercial | Restaurant | Existing | Miscellaneous | Natural Gas | Pool Heater | E5 | RIM BC Ratio | 0 | 0 | 0 | 0 | 0 | 0 | 0 | 0 | 0 | 0 | 0 | 0 | 0 | 0 | 0 | 0 | 0 | 0 | 0 | 0 | 0 | 0 | 0 | 0 | 0 | 0 | 0 | 0 | 0 | 0 | 0 | 0 | 0
F5_Commercial_Restaurant_Existing_Miscellaneous_Natural Gas_Pool Heater_E6 | F5 | Commercial | Restaurant | Existing | Miscellaneous | Natural Gas | Pool Heater | E6 | RIM BC Ratio | 0 | 0 | 0 | 0 | 0 | 0 | 0 | 0 | 0 | 0 | 0 | 0 | 0 | 0 | 0 | 0 | 0 | 0 | 0 | 0 | 0 | 0 | 0 | 0 | 0 | 0 | 0 | 0 | 0 | 0 | 0 | 0 | 0
F5_Commercial_Restaurant_Existing_Miscellaneous_Natural Gas_Pool Heater_E7 | F5 | Commercial | Restaurant | Existing | Miscellaneous | Natural Gas | Pool Heater | E7 | RIM BC Ratio | 0 | 0 | 0 | 0 | 0 | 0 | 0 | 0 | 0 | 0 | 0 | 0 | 0 | 0 | 0 | 0 | 0 | 0 | 0 | 0 | 0 | 0 | 0 | 0 | 0 | 0 | 0 | 0 | 0 | 0 | 0 | 0 | 0
F5_Commercial_Restaurant_Existing_Miscellaneous_Natural Gas_Pool Heater_E8 | F5 | Commercial | Restaurant | Existing | Miscellaneous | Natural Gas | Pool Heater | E8 | RIM BC Ratio | 0 | 0 | 0 | 0 | 0 | 0 | 0 | 0 | 0 | 0 | 0 | 0 | 0 | 0 | 0 | 0 | 0 | 0 | 0 | 0 | 0 | 0 | 0 | 0 | 0 | 0 | 0 | 0 | 0 | 0 | 0 | 0 | 0
F5_Commercial_Restaurant_Existing_Miscellaneous_Natural Gas_Pool Heater_E9 | F5 | Commercial | Restaurant | Existing | Miscellaneous | Natural Gas | Pool Heater | E9 | RIM BC Ratio | 0 | 0 | 0 | 0 | 0 | 0 | 0 | 0 | 0 | 0 | 0 | 0 | 0 | 0 | 0 | 0 | 0 | 0 | 0 | 0 | 0 | 0 | 0 | 0 | 0 | 0 | 0 | 0 | 0 | 0 | 0 | 0 | 0
F5_Commercial_Restaurant_Existing_Miscellaneous_Natural Gas_Pool Heater_E10 | F5 | Commercial | Restaurant | Existing | Miscellaneous | Natural Gas | Pool Heater | E10 | RIM BC Ratio | 0 | 0 | 0 | 0 | 0 | 0 | 0 | 0 | 0 | 0 | 0 | 0 | 0 | 0 | 0 | 0 | 0 | 0 | 0 | 0 | 0 | 0 | 0 | 0 | 0 | 0 | 0 | 0 | 0 | 0 | 0 | 0 | 0
F0_Commercial_Restaurant_Existing_Miscellaneous_Natural Gas_Miscellaneous_E0 | F0 | Commercial | Restaurant | Existing | Miscellaneous | Natural Gas | Miscellaneous | E0 | Economic Unit | Miscellaneous | Miscellaneous | Miscellaneous | Miscellaneous | Miscellaneous | Miscellaneous | Miscellaneous | Miscellaneous | Miscellaneous | Miscellaneous | Miscellaneous | Miscellaneous | Miscellaneous | Miscellaneous | Miscellaneous | Miscellaneous | Miscellaneous | Miscellaneous | Miscellaneous | Miscellaneous | Miscellaneous | Miscellaneous | Miscellaneous | Miscellaneous | Miscellaneous | Miscellaneous | Miscellaneous | Miscellaneous | Miscellaneous | Miscellaneous | Miscellaneous | Miscellaneous | Miscellaneous
F1_Commercial_Restaurant_Existing_Miscellaneous_Natural Gas_Miscellaneous_E1 | F1 | Commercial | Restaurant | Existing | Miscellaneous | Natural Gas | Miscellaneous | E1 | CCE | 0 | 0 | 0 | 0 | 0 | 0 | 0 | 0 | 0 | 0 | 0 | 0 | 0 | 0 | 0 | 0 | 0 | 0 | 0 | 0 | 0 | 0 | 0 | 0 | 0 | 0 | 0 | 0 | 0 | 0 | 0 | 0 | 0
F1_Commercial_Restaurant_Existing_Miscellaneous_Natural Gas_Miscellaneous_E2 | F1 | Commercial | Restaurant | Existing | Miscellaneous | Natural Gas | Miscellaneous | E2 | CCE | 0 | 0 | 0 | 0 | 0 | 0 | 0 | 0 | 0 | 0 | 0 | 0 | 0 | 0 | 0 | 0 | 0 | 0 | 0 | 0 | 0 | 0 | 0 | 0 | 0 | 0 | 0 | 0 | 0 | 0 | 0 | 0 | 0
F1_Commercial_Restaurant_Existing_Miscellaneous_Natural Gas_Miscellaneous_E3 | F1 | Commercial | Restaurant | Existing | Miscellaneous | Natural Gas | Miscellaneous | E3 | CCE | 0 | 0 | 0 | 0 | 0 | 0 | 0 | 0 | 0 | 0 | 0 | 0 | 0 | 0 | 0 | 0 | 0 | 0 | 0 | 0 | 0 | 0 | 0 | 0 | 0 | 0 | 0 | 0 | 0 | 0 | 0 | 0 | 0
F1_Commercial_Restaurant_Existing_Miscellaneous_Natural Gas_Miscellaneous_E4 | F1 | Commercial | Restaurant | Existing | Miscellaneous | Natural Gas | Miscellaneous | E4 | CCE | 0 | 0 | 0 | 0 | 0 | 0 | 0 | 0 | 0 | 0 | 0 | 0 | 0 | 0 | 0 | 0 | 0 | 0 | 0 | 0 | 0 | 0 | 0 | 0 | 0 | 0 | 0 | 0 | 0 | 0 | 0 | 0 | 0
F1_Commercial_Restaurant_Existing_Miscellaneous_Natural Gas_Miscellaneous_E5 | F1 | Commercial | Restaurant | Existing | Miscellaneous | Natural Gas | Miscellaneous | E5 | CCE | 0 | 0 | 0 | 0 | 0 | 0 | 0 | 0 | 0 | 0 | 0 | 0 | 0 | 0 | 0 | 0 | 0 | 0 | 0 | 0 | 0 | 0 | 0 | 0 | 0 | 0 | 0 | 0 | 0 | 0 | 0 | 0 | 0
F1_Commercial_Restaurant_Existing_Miscellaneous_Natural Gas_Miscellaneous_E6 | F1 | Commercial | Restaurant | Existing | Miscellaneous | Natural Gas | Miscellaneous | E6 | CCE | 0 | 0 | 0 | 0 | 0 | 0 | 0 | 0 | 0 | 0 | 0 | 0 | 0 | 0 | 0 | 0 | 0 | 0 | 0 | 0 | 0 | 0 | 0 | 0 | 0 | 0 | 0 | 0 | 0 | 0 | 0 | 0 | 0
F1_Commercial_Restaurant_Existing_Miscellaneous_Natural Gas_Miscellaneous_E7 | F1 | Commercial | Restaurant | Existing | Miscellaneous | Natural Gas | Miscellaneous | E7 | CCE | 0 | 0 | 0 | 0 | 0 | 0 | 0 | 0 | 0 | 0 | 0 | 0 | 0 | 0 | 0 | 0 | 0 | 0 | 0 | 0 | 0 | 0 | 0 | 0 | 0 | 0 | 0 | 0 | 0 | 0 | 0 | 0 | 0
F1_Commercial_Restaurant_Existing_Miscellaneous_Natural Gas_Miscellaneous_E8 | F1 | Commercial | Restaurant | Existing | Miscellaneous | Natural Gas | Miscellaneous | E8 | CCE | 0 | 0 | 0 | 0 | 0 | 0 | 0 | 0 | 0 | 0 | 0 | 0 | 0 | 0 | 0 | 0 | 0 | 0 | 0 | 0 | 0 | 0 | 0 | 0 | 0 | 0 | 0 | 0 | 0 | 0 | 0 | 0 | 0
F1_Commercial_Restaurant_Existing_Miscellaneous_Natural Gas_Miscellaneous_E9 | F1 | Commercial | Restaurant | Existing | Miscellaneous | Natural Gas | Miscellaneous | E9 | CCE | 0 | 0 | 0 | 0 | 0 | 0 | 0 | 0 | 0 | 0 | 0 | 0 | 0 | 0 | 0 | 0 | 0 | 0 | 0 | 0 | 0 | 0 | 0 | 0 | 0 | 0 | 0 | 0 | 0 | 0 | 0 | 0 | 0
F1_Commercial_Restaurant_Existing_Miscellaneous_Natural Gas_Miscellaneous_E10 | F1 | Commercial | Restaurant | Existing | Miscellaneous | Natural Gas | Miscellaneous | E10 | CCE | 0 | 0 | 0 | 0 | 0 | 0 | 0 | 0 | 0 | 0 | 0 | 0 | 0 | 0 | 0 | 0 | 0 | 0 | 0 | 0 | 0 | 0 | 0 | 0 | 0 | 0 | 0 | 0 | 0 | 0 | 0 | 0 | 0
F2_Commercial_Restaurant_Existing_Miscellaneous_Natural Gas_Miscellaneous_E1 | F2 | Commercial | Restaurant | Existing | Miscellaneous | Natural Gas | Miscellaneous | E1 | TRC BC Ratio | bar: 2019 to 2051
F2_Commercial_Restaurant_Existing_Miscellaneous_Natural Gas_Miscellaneous_E2 | F2 | Commercial | Restaurant | Existing | Miscellaneous | Natural Gas | Miscellaneous | E2 | TRC BC Ratio | 0 | 0 | 0 | 0 | 0 | 0 | 0 | 0 | 0 | 0 | 0 | 0 | 0 | 0 | 0 | 0 | 0 | 0 | 0 | 0 | 0 | 0 | 0 | 0 | 0 | 0 | 0 | 0 | 0 | 0 | 0 | 0 | 0
F2_Commercial_Restaurant_Existing_Miscellaneous_Natural Gas_Miscellaneous_E3 | F2 | Commercial | Restaurant | Existing | Miscellaneous | Natural Gas | Miscellaneous | E3 | TRC BC Ratio | 0 | 0 | 0 | 0 | 0 | 0 | 0 | 0 | 0 | 0 | 0 | 0 | 0 | 0 | 0 | 0 | 0 | 0 | 0 | 0 | 0 | 0 | 0 | 0 | 0 | 0 | 0 | 0 | 0 | 0 | 0 | 0 | 0
F2_Commercial_Restaurant_Existing_Miscellaneous_Natural Gas_Miscellaneous_E4 | F2 | Commercial | Restaurant | Existing | Miscellaneous | Natural Gas | Miscellaneous | E4 | TRC BC Ratio | 0 | 0 | 0 | 0 | 0 | 0 | 0 | 0 | 0 | 0 | 0 | 0 | 0 | 0 | 0 | 0 | 0 | 0 | 0 | 0 | 0 | 0 | 0 | 0 | 0 | 0 | 0 | 0 | 0 | 0 | 0 | 0 | 0
F2_Commercial_Restaurant_Existing_Miscellaneous_Natural Gas_Miscellaneous_E5 | F2 | Commercial | Restaurant | Existing | Miscellaneous | Natural Gas | Miscellaneous | E5 | TRC BC Ratio | 0 | 0 | 0 | 0 | 0 | 0 | 0 | 0 | 0 | 0 | 0 | 0 | 0 | 0 | 0 | 0 | 0 | 0 | 0 | 0 | 0 | 0 | 0 | 0 | 0 | 0 | 0 | 0 | 0 | 0 | 0 | 0 | 0
F2_Commercial_Restaurant_Existing_Miscellaneous_Natural Gas_Miscellaneous_E6 | F2 | Commercial | Restaurant | Existing | Miscellaneous | Natural Gas | Miscellaneous | E6 | TRC BC Ratio | 0 | 0 | 0 | 0 | 0 | 0 | 0 | 0 | 0 | 0 | 0 | 0 | 0 | 0 | 0 | 0 | 0 | 0 | 0 | 0 | 0 | 0 | 0 | 0 | 0 | 0 | 0 | 0 | 0 | 0 | 0 | 0 | 0
F2_Commercial_Restaurant_Existing_Miscellaneous_Natural Gas_Miscellaneous_E7 | F2 | Commercial | Restaurant | Existing | Miscellaneous | Natural Gas | Miscellaneous | E7 | TRC BC Ratio | 0 | 0 | 0 | 0 | 0 | 0 | 0 | 0 | 0 | 0 | 0 | 0 | 0 | 0 | 0 | 0 | 0 | 0 | 0 | 0 | 0 | 0 | 0 | 0 | 0 | 0 | 0 | 0 | 0 | 0 | 0 | 0 | 0
F2_Commercial_Restaurant_Existing_Miscellaneous_Natural Gas_Miscellaneous_E8 | F2 | Commercial | Restaurant | Existing | Miscellaneous | Natural Gas | Miscellaneous | E8 | TRC BC Ratio | 0 | 0 | 0 | 0 | 0 | 0 | 0 | 0 | 0 | 0 | 0 | 0 | 0 | 0 | 0 | 0 | 0 | 0 | 0 | 0 | 0 | 0 | 0 | 0 | 0 | 0 | 0 | 0 | 0 | 0 | 0 | 0 | 0
F2_Commercial_Restaurant_Existing_Miscellaneous_Natural Gas_Miscellaneous_E9 | F2 | Commercial | Restaurant | Existing | Miscellaneous | Natural Gas | Miscellaneous | E9 | TRC BC Ratio | 0 | 0 | 0 | 0 | 0 | 0 | 0 | 0 | 0 | 0 | 0 | 0 | 0 | 0 | 0 | 0 | 0 | 0 | 0 | 0 | 0 | 0 | 0 | 0 | 0 | 0 | 0 | 0 | 0 | 0 | 0 | 0 | 0
F2_Commercial_Restaurant_Existing_Miscellaneous_Natural Gas_Miscellaneous_E10 | F2 | Commercial | Restaurant | Existing | Miscellaneous | Natural Gas | Miscellaneous | E10 | TRC BC Ratio | 0 | 0 | 0 | 0 | 0 | 0 | 0 | 0 | 0 | 0 | 0 | 0 | 0 | 0 | 0 | 0 | 0 | 0 | 0 | 0 | 0 | 0 | 0 | 0 | 0 | 0 | 0 | 0 | 0 | 0 | 0 | 0 | 0
F3_Commercial_Restaurant_Existing_Miscellaneous_Natural Gas_Miscellaneous_E1 | F3 | Commercial | Restaurant | Existing | Miscellaneous | Natural Gas | Miscellaneous | E1 | PACT BC Ratio | bar: 2019 to 2051
F3_Commercial_Restaurant_Existing_Miscellaneous_Natural Gas_Miscellaneous_E2 | F3 | Commercial | Restaurant | Existing | Miscellaneous | Natural Gas | Miscellaneous | E2 | PACT BC Ratio | 0 | 0 | 0 | 0 | 0 | 0 | 0 | 0 | 0 | 0 | 0 | 0 | 0 | 0 | 0 | 0 | 0 | 0 | 0 | 0 | 0 | 0 | 0 | 0 | 0 | 0 | 0 | 0 | 0 | 0 | 0 | 0 | 0
F3_Commercial_Restaurant_Existing_Miscellaneous_Natural Gas_Miscellaneous_E3 | F3 | Commercial | Restaurant | Existing | Miscellaneous | Natural Gas | Miscellaneous | E3 | PACT BC Ratio | 0 | 0 | 0 | 0 | 0 | 0 | 0 | 0 | 0 | 0 | 0 | 0 | 0 | 0 | 0 | 0 | 0 | 0 | 0 | 0 | 0 | 0 | 0 | 0 | 0 | 0 | 0 | 0 | 0 | 0 | 0 | 0 | 0
F3_Commercial_Restaurant_Existing_Miscellaneous_Natural Gas_Miscellaneous_E4 | F3 | Commercial | Restaurant | Existing | Miscellaneous | Natural Gas | Miscellaneous | E4 | PACT BC Ratio | 0 | 0 | 0 | 0 | 0 | 0 | 0 | 0 | 0 | 0 | 0 | 0 | 0 | 0 | 0 | 0 | 0 | 0 | 0 | 0 | 0 | 0 | 0 | 0 | 0 | 0 | 0 | 0 | 0 | 0 | 0 | 0 | 0
F3_Commercial_Restaurant_Existing_Miscellaneous_Natural Gas_Miscellaneous_E5 | F3 | Commercial | Restaurant | Existing | Miscellaneous | Natural Gas | Miscellaneous | E5 | PACT BC Ratio | 0 | 0 | 0 | 0 | 0 | 0 | 0 | 0 | 0 | 0 | 0 | 0 | 0 | 0 | 0 | 0 | 0 | 0 | 0 | 0 | 0 | 0 | 0 | 0 | 0 | 0 | 0 | 0 | 0 | 0 | 0 | 0 | 0
F3_Commercial_Restaurant_Existing_Miscellaneous_Natural Gas_Miscellaneous_E6 | F3 | Commercial | Restaurant | Existing | Miscellaneous | Natural Gas | Miscellaneous | E6 | PACT BC Ratio | 0 | 0 | 0 | 0 | 0 | 0 | 0 | 0 | 0 | 0 | 0 | 0 | 0 | 0 | 0 | 0 | 0 | 0 | 0 | 0 | 0 | 0 | 0 | 0 | 0 | 0 | 0 | 0 | 0 | 0 | 0 | 0 | 0
F3_Commercial_Restaurant_Existing_Miscellaneous_Natural Gas_Miscellaneous_E7 | F3 | Commercial | Restaurant | Existing | Miscellaneous | Natural Gas | Miscellaneous | E7 | PACT BC Ratio | 0 | 0 | 0 | 0 | 0 | 0 | 0 | 0 | 0 | 0 | 0 | 0 | 0 | 0 | 0 | 0 | 0 | 0 | 0 | 0 | 0 | 0 | 0 | 0 | 0 | 0 | 0 | 0 | 0 | 0 | 0 | 0 | 0
F3_Commercial_Restaurant_Existing_Miscellaneous_Natural Gas_Miscellaneous_E8 | F3 | Commercial | Restaurant | Existing | Miscellaneous | Natural Gas | Miscellaneous | E8 | PACT BC Ratio | 0 | 0 | 0 | 0 | 0 | 0 | 0 | 0 | 0 | 0 | 0 | 0 | 0 | 0 | 0 | 0 | 0 | 0 | 0 | 0 | 0 | 0 | 0 | 0 | 0 | 0 | 0 | 0 | 0 | 0 | 0 | 0 | 0
F3_Commercial_Restaurant_Existing_Miscellaneous_Natural Gas_Miscellaneous_E9 | F3 | Commercial | Restaurant | Existing | Miscellaneous | Natural Gas | Miscellaneous | E9 | PACT BC Ratio | 0 | 0 | 0 | 0 | 0 | 0 | 0 | 0 | 0 | 0 | 0 | 0 | 0 | 0 | 0 | 0 | 0 | 0 | 0 | 0 | 0 | 0 | 0 | 0 | 0 | 0 | 0 | 0 | 0 | 0 | 0 | 0 | 0
F3_Commercial_Restaurant_Existing_Miscellaneous_Natural Gas_Miscellaneous_E10 | F3 | Commercial | Restaurant | Existing | Miscellaneous | Natural Gas | Miscellaneous | E10 | PACT BC Ratio | 0 | 0 | 0 | 0 | 0 | 0 | 0 | 0 | 0 | 0 | 0 | 0 | 0 | 0 | 0 | 0 | 0 | 0 | 0 | 0 | 0 | 0 | 0 | 0 | 0 | 0 | 0 | 0 | 0 | 0 | 0 | 0 | 0
F4_Commercial_Restaurant_Existing_Miscellaneous_Natural Gas_Miscellaneous_E1 | F4 | Commercial | Restaurant | Existing | Miscellaneous | Natural Gas | Miscellaneous | E1 | RVT BC Ratio | bar: 2019 to 2051
F4_Commercial_Restaurant_Existing_Miscellaneous_Natural Gas_Miscellaneous_E2 | F4 | Commercial | Restaurant | Existing | Miscellaneous | Natural Gas | Miscellaneous | E2 | RVT BC Ratio | 0 | 0 | 0 | 0 | 0 | 0 | 0 | 0 | 0 | 0 | 0 | 0 | 0 | 0 | 0 | 0 | 0 | 0 | 0 | 0 | 0 | 0 | 0 | 0 | 0 | 0 | 0 | 0 | 0 | 0 | 0 | 0 | 0
F4_Commercial_Restaurant_Existing_Miscellaneous_Natural Gas_Miscellaneous_E3 | F4 | Commercial | Restaurant | Existing | Miscellaneous | Natural Gas | Miscellaneous | E3 | RVT BC Ratio | 0 | 0 | 0 | 0 | 0 | 0 | 0 | 0 | 0 | 0 | 0 | 0 | 0 | 0 | 0 | 0 | 0 | 0 | 0 | 0 | 0 | 0 | 0 | 0 | 0 | 0 | 0 | 0 | 0 | 0 | 0 | 0 | 0
F4_Commercial_Restaurant_Existing_Miscellaneous_Natural Gas_Miscellaneous_E4 | F4 | Commercial | Restaurant | Existing | Miscellaneous | Natural Gas | Miscellaneous | E4 | RVT BC Ratio | 0 | 0 | 0 | 0 | 0 | 0 | 0 | 0 | 0 | 0 | 0 | 0 | 0 | 0 | 0 | 0 | 0 | 0 | 0 | 0 | 0 | 0 | 0 | 0 | 0 | 0 | 0 | 0 | 0 | 0 | 0 | 0 | 0
F4_Commercial_Restaurant_Existing_Miscellaneous_Natural Gas_Miscellaneous_E5 | F4 | Commercial | Restaurant | Existing | Miscellaneous | Natural Gas | Miscellaneous | E5 | RVT BC Ratio | 0 | 0 | 0 | 0 | 0 | 0 | 0 | 0 | 0 | 0 | 0 | 0 | 0 | 0 | 0 | 0 | 0 | 0 | 0 | 0 | 0 | 0 | 0 | 0 | 0 | 0 | 0 | 0 | 0 | 0 | 0 | 0 | 0
F4_Commercial_Restaurant_Existing_Miscellaneous_Natural Gas_Miscellaneous_E6 | F4 | Commercial | Restaurant | Existing | Miscellaneous | Natural Gas | Miscellaneous | E6 | RVT BC Ratio | 0 | 0 | 0 | 0 | 0 | 0 | 0 | 0 | 0 | 0 | 0 | 0 | 0 | 0 | 0 | 0 | 0 | 0 | 0 | 0 | 0 | 0 | 0 | 0 | 0 | 0 | 0 | 0 | 0 | 0 | 0 | 0 | 0
F4_Commercial_Restaurant_Existing_Miscellaneous_Natural Gas_Miscellaneous_E7 | F4 | Commercial | Restaurant | Existing | Miscellaneous | Natural Gas | Miscellaneous | E7 | RVT BC Ratio | 0 | 0 | 0 | 0 | 0 | 0 | 0 | 0 | 0 | 0 | 0 | 0 | 0 | 0 | 0 | 0 | 0 | 0 | 0 | 0 | 0 | 0 | 0 | 0 | 0 | 0 | 0 | 0 | 0 | 0 | 0 | 0 | 0
F4_Commercial_Restaurant_Existing_Miscellaneous_Natural Gas_Miscellaneous_E8 | F4 | Commercial | Restaurant | Existing | Miscellaneous | Natural Gas | Miscellaneous | E8 | RVT BC Ratio | 0 | 0 | 0 | 0 | 0 | 0 | 0 | 0 | 0 | 0 | 0 | 0 | 0 | 0 | 0 | 0 | 0 | 0 | 0 | 0 | 0 | 0 | 0 | 0 | 0 | 0 | 0 | 0 | 0 | 0 | 0 | 0 | 0
F4_Commercial_Restaurant_Existing_Miscellaneous_Natural Gas_Miscellaneous_E9 | F4 | Commercial | Restaurant | Existing | Miscellaneous | Natural Gas | Miscellaneous | E9 | RVT BC Ratio | 0 | 0 | 0 | 0 | 0 | 0 | 0 | 0 | 0 | 0 | 0 | 0 | 0 | 0 | 0 | 0 | 0 | 0 | 0 | 0 | 0 | 0 | 0 | 0 | 0 | 0 | 0 | 0 | 0 | 0 | 0 | 0 | 0
F4_Commercial_Restaurant_Existing_Miscellaneous_Natural Gas_Miscellaneous_E10 | F4 | Commercial | Restaurant | Existing | Miscellaneous | Natural Gas | Miscellaneous | E10 | RVT BC Ratio | 0 | 0 | 0 | 0 | 0 | 0 | 0 | 0 | 0 | 0 | 0 | 0 | 0 | 0 | 0 | 0 | 0 | 0 | 0 | 0 | 0 | 0 | 0 | 0 | 0 | 0 | 0 | 0 | 0 | 0 | 0 | 0 | 0
F5_Commercial_Restaurant_Existing_Miscellaneous_Natural Gas_Miscellaneous_E1 | F5 | Commercial | Restaurant | Existing | Miscellaneous | Natural Gas | Miscellaneous | E1 | RIM BC Ratio | bar: 2019 to 2051
F5_Commercial_Restaurant_Existing_Miscellaneous_Natural Gas_Miscellaneous_E2 | F5 | Commercial | Restaurant | Existing | Miscellaneous | Natural Gas | Miscellaneous | E2 | RIM BC Ratio | 0 | 0 | 0 | 0 | 0 | 0 | 0 | 0 | 0 | 0 | 0 | 0 | 0 | 0 | 0 | 0 | 0 | 0 | 0 | 0 | 0 | 0 | 0 | 0 | 0 | 0 | 0 | 0 | 0 | 0 | 0 | 0 | 0
F5_Commercial_Restaurant_Existing_Miscellaneous_Natural Gas_Miscellaneous_E3 | F5 | Commercial | Restaurant | Existing | Miscellaneous | Natural Gas | Miscellaneous | E3 | RIM BC Ratio | 0 | 0 | 0 | 0 | 0 | 0 | 0 | 0 | 0 | 0 | 0 | 0 | 0 | 0 | 0 | 0 | 0 | 0 | 0 | 0 | 0 | 0 | 0 | 0 | 0 | 0 | 0 | 0 | 0 | 0 | 0 | 0 | 0
F5_Commercial_Restaurant_Existing_Miscellaneous_Natural Gas_Miscellaneous_E4 | F5 | Commercial | Restaurant | Existing | Miscellaneous | Natural Gas | Miscellaneous | E4 | RIM BC Ratio | 0 | 0 | 0 | 0 | 0 | 0 | 0 | 0 | 0 | 0 | 0 | 0 | 0 | 0 | 0 | 0 | 0 | 0 | 0 | 0 | 0 | 0 | 0 | 0 | 0 | 0 | 0 | 0 | 0 | 0 | 0 | 0 | 0
F5_Commercial_Restaurant_Existing_Miscellaneous_Natural Gas_Miscellaneous_E5 | F5 | Commercial | Restaurant | Existing | Miscellaneous | Natural Gas | Miscellaneous | E5 | RIM BC Ratio | 0 | 0 | 0 | 0 | 0 | 0 | 0 | 0 | 0 | 0 | 0 | 0 | 0 | 0 | 0 | 0 | 0 | 0 | 0 | 0 | 0 | 0 | 0 | 0 | 0 | 0 | 0 | 0 | 0 | 0 | 0 | 0 | 0
F5_Commercial_Restaurant_Existing_Miscellaneous_Natural Gas_Miscellaneous_E6 | F5 | Commercial | Restaurant | Existing | Miscellaneous | Natural Gas | Miscellaneous | E6 | RIM BC Ratio | 0 | 0 | 0 | 0 | 0 | 0 | 0 | 0 | 0 | 0 | 0 | 0 | 0 | 0 | 0 | 0 | 0 | 0 | 0 | 0 | 0 | 0 | 0 | 0 | 0 | 0 | 0 | 0 | 0 | 0 | 0 | 0 | 0
F5_Commercial_Restaurant_Existing_Miscellaneous_Natural Gas_Miscellaneous_E7 | F5 | Commercial | Restaurant | Existing | Miscellaneous | Natural Gas | Miscellaneous | E7 | RIM BC Ratio | 0 | 0 | 0 | 0 | 0 | 0 | 0 | 0 | 0 | 0 | 0 | 0 | 0 | 0 | 0 | 0 | 0 | 0 | 0 | 0 | 0 | 0 | 0 | 0 | 0 | 0 | 0 | 0 | 0 | 0 | 0 | 0 | 0
F5_Commercial_Restaurant_Existing_Miscellaneous_Natural Gas_Miscellaneous_E8 | F5 | Commercial | Restaurant | Existing | Miscellaneous | Natural Gas | Miscellaneous | E8 | RIM BC Ratio | 0 | 0 | 0 | 0 | 0 | 0 | 0 | 0 | 0 | 0 | 0 | 0 | 0 | 0 | 0 | 0 | 0 | 0 | 0 | 0 | 0 | 0 | 0 | 0 | 0 | 0 | 0 | 0 | 0 | 0 | 0 | 0 | 0
F5_Commercial_Restaurant_Existing_Miscellaneous_Natural Gas_Miscellaneous_E9 | F5 | Commercial | Restaurant | Existing | Miscellaneous | Natural Gas | Miscellaneous | E9 | RIM BC Ratio | 0 | 0 | 0 | 0 | 0 | 0 | 0 | 0 | 0 | 0 | 0 | 0 | 0 | 0 | 0 | 0 | 0 | 0 | 0 | 0 | 0 | 0 | 0 | 0 | 0 | 0 | 0 | 0 | 0 | 0 | 0 | 0 | 0
F5_Commercial_Restaurant_Existing_Miscellaneous_Natural Gas_Miscellaneous_E10 | F5 | Commercial | Restaurant | Existing | Miscellaneous | Natural Gas | Miscellaneous | E10 | RIM BC Ratio | 0 | 0 | 0 | 0 | 0 | 0 | 0 | 0 | 0 | 0 | 0 | 0 | 0 | 0 | 0 | 0 | 0 | 0 | 0 | 0 | 0 | 0 | 0 | 0 | 0 | 0 | 0 | 0 | 0 | 0 | 0 | 0 | 0
F0_Commercial_Restaurant_New_Space Heating_Natural Gas_Furnace_E0 | F0 | Commercial | Restaurant | New | Space Heating | Natural Gas | Furnace | E0 | Economic Unit | AFUE 96% | AFUE 96% | AFUE 96% | AFUE 96% | AFUE 96% | AFUE 96% | AFUE 96% | AFUE 96% | AFUE 96% | AFUE 96% | AFUE 96% | AFUE 96% | AFUE 96% | AFUE 96% | AFUE 96% | AFUE 96% | AFUE 96% | AFUE 96% | AFUE 96% | AFUE 96% | AFUE 96% | AFUE 96% | AFUE 96% | AFUE 96% | AFUE 96% | AFUE 96% | AFUE 96% | AFUE 96% | AFUE 96% | AFUE 96% | AFUE 96% | AFUE 96% | AFUE 96%
F1_Commercial_Restaurant_New_Space Heating_Natural Gas_Furnace_E1 | F1 | Commercial | Restaurant | New | Space Heating | Natural Gas | Furnace | E1 | CCE | 0 | 0 | 0 | 0 | 0 | 0 | 0 | 0 | 0 | 0 | 0 | 0 | 0 | 0 | 0 | 0 | 0 | 0 | 0 | 0 | 0 | 0 | 0 | 0 | 0 | 0 | 0 | 0 | 0 | 0 | 0 | 0 | 0
F1_Commercial_Restaurant_New_Space Heating_Natural Gas_Furnace_E2 | F1 | Commercial | Restaurant | New | Space Heating | Natural Gas | Furnace | E2 | CCE | 0.22314 | 0.22314 | 0.22433 | 0.22553 | 0.22675 | 0.22797 | 0.22921 | 0.23046 | 0.23173 | 0.23301 | 0.23431 | 0.23562 | 0.23694 | 0.23828 | 0.23963 | 0.241 | 0.24239 | 0.24379 | 0.24521 | 0.24664 | 0.24809 | 0.24956 | 0.25104 | 0.25255 | 0.25407 | 0.2556 | 0.25716 | 0.25874 | 0.26034 | 0.26195 | 0.26359 | 0.26525 | 0.26525
F1_Commercial_Restaurant_New_Space Heating_Natural Gas_Furnace_E3 | F1 | Commercial | Restaurant | New | Space Heating | Natural Gas | Furnace | E3 | CCE | 0.29902 | 0.29902 | 0.30062 | 0.30223 | 0.30385 | 0.30549 | 0.30715 | 0.30883 | 0.31053 | 0.31225 | 0.31398 | 0.31574 | 0.31751 | 0.3193 | 0.32112 | 0.32296 | 0.32481 | 0.32669 | 0.32859 | 0.33051 | 0.33246 | 0.33442 | 0.33641 | 0.33842 | 0.34046 | 0.34252 | 0.34461 | 0.34672 | 0.34886 | 0.35103 | 0.35322 | 0.35544 | 0.35544
F1_Commercial_Restaurant_New_Space Heating_Natural Gas_Furnace_E4 | F1 | Commercial | Restaurant | New | Space Heating | Natural Gas | Furnace | E4 | CCE | 18.8172 | 18.8172 | 18.9175 | 19.0187 | 19.121 | 19.2243 | 19.3289 | 19.4345 | 19.5414 | 19.6493 | 19.7586 | 19.869 | 19.9806 | 20.0934 | 20.2077 | 20.3232 | 20.44 | 20.5581 | 20.6777 | 20.7987 | 20.921 | 21.0445 | 21.1699 | 21.2966 | 21.4249 | 21.5544 | 21.686 | 21.8189 | 21.9536 | 22.0897 | 22.2279 | 22.3676 | 22.3676
F1_Commercial_Restaurant_New_Space Heating_Natural Gas_Furnace_E5 | F1 | Commercial | Restaurant | New | Space Heating | Natural Gas | Furnace | E5 | CCE | 0 | 0 | 0 | 0 | 0 | 0 | 0 | 0 | 0 | 0 | 0 | 0 | 0 | 0 | 0 | 0 | 0 | 0 | 0 | 0 | 0 | 0 | 0 | 0 | 0 | 0 | 0 | 0 | 0 | 0 | 0 | 0 | 0
F1_Commercial_Restaurant_New_Space Heating_Natural Gas_Furnace_E6 | F1 | Commercial | Restaurant | New | Space Heating | Natural Gas | Furnace | E6 | CCE | 0 | 0 | 0 | 0 | 0 | 0 | 0 | 0 | 0 | 0 | 0 | 0 | 0 | 0 | 0 | 0 | 0 | 0 | 0 | 0 | 0 | 0 | 0 | 0 | 0 | 0 | 0 | 0 | 0 | 0 | 0 | 0 | 0
F1_Commercial_Restaurant_New_Space Heating_Natural Gas_Furnace_E7 | F1 | Commercial | Restaurant | New | Space Heating | Natural Gas | Furnace | E7 | CCE | 0 | 0 | 0 | 0 | 0 | 0 | 0 | 0 | 0 | 0 | 0 | 0 | 0 | 0 | 0 | 0 | 0 | 0 | 0 | 0 | 0 | 0 | 0 | 0 | 0 | 0 | 0 | 0 | 0 | 0 | 0 | 0 | 0
F1_Commercial_Restaurant_New_Space Heating_Natural Gas_Furnace_E8 | F1 | Commercial | Restaurant | New | Space Heating | Natural Gas | Furnace | E8 | CCE | 0 | 0 | 0 | 0 | 0 | 0 | 0 | 0 | 0 | 0 | 0 | 0 | 0 | 0 | 0 | 0 | 0 | 0 | 0 | 0 | 0 | 0 | 0 | 0 | 0 | 0 | 0 | 0 | 0 | 0 | 0 | 0 | 0
F1_Commercial_Restaurant_New_Space Heating_Natural Gas_Furnace_E9 | F1 | Commercial | Restaurant | New | Space Heating | Natural Gas | Furnace | E9 | CCE | 0 | 0 | 0 | 0 | 0 | 0 | 0 | 0 | 0 | 0 | 0 | 0 | 0 | 0 | 0 | 0 | 0 | 0 | 0 | 0 | 0 | 0 | 0 | 0 | 0 | 0 | 0 | 0 | 0 | 0 | 0 | 0 | 0
F1_Commercial_Restaurant_New_Space Heating_Natural Gas_Furnace_E10 | F1 | Commercial | Restaurant | New | Space Heating | Natural Gas | Furnace | E10 | CCE | 0 | 0 | 0 | 0 | 0 | 0 | 0 | 0 | 0 | 0 | 0 | 0 | 0 | 0 | 0 | 0 | 0 | 0 | 0 | 0 | 0 | 0 | 0 | 0 | 0 | 0 | 0 | 0 | 0 | 0 | 0 | 0 | 0
F2_Commercial_Restaurant_New_Space Heating_Natural Gas_Furnace_E1 | F2 | Commercial | Restaurant | New | Space Heating | Natural Gas | Furnace | E1 | TRC BC Ratio | bar: 2019 to 2051
F2_Commercial_Restaurant_New_Space Heating_Natural Gas_Furnace_E2 | F2 | Commercial | Restaurant | New | Space Heating | Natural Gas | Furnace | E2 | TRC BC Ratio | 8.0266 | 8.0337 | 8.0415 | 8.0532 | 8.0698 | 8.095 | 8.1127 | 8.1264 | 8.1416 | 8.1556 | 8.1653 | 8.1713 | 8.1766 | 8.1814 | 8.1877 | 8.1903 | 8.1947 | 8.2032 | 8.2121 | 8.2225 | 8.2348 | 8.2451 | 8.2531 | 8.2592 | 8.2633 | 8.2645 | 8.2623 | 8.2579 | 8.2544 | 8.2527 | 8.2539 | 8.2544 | 8.2544
F2_Commercial_Restaurant_New_Space Heating_Natural Gas_Furnace_E3 | F2 | Commercial | Restaurant | New | Space Heating | Natural Gas | Furnace | E3 | TRC BC Ratio | 5.9898 | 5.9951 | 6.0009 | 6.0096 | 6.022 | 6.0408 | 6.054 | 6.0642 | 6.0756 | 6.0861 | 6.0933 | 6.0977 | 6.1017 | 6.1053 | 6.11 | 6.1119 | 6.1152 | 6.1215 | 6.1282 | 6.136 | 6.1451 | 6.1528 | 6.1588 | 6.1634 | 6.1664 | 6.1673 | 6.1657 | 6.1624 | 6.1597 | 6.1585 | 6.1594 | 6.1598 | 6.1598
F2_Commercial_Restaurant_New_Space Heating_Natural Gas_Furnace_E4 | F2 | Commercial | Restaurant | New | Space Heating | Natural Gas | Furnace | E4 | TRC BC Ratio | 0.098608 | 0.098704 | 0.098822 | 0.098945 | 0.09907 | 0.099155 | 0.099304 | 0.099475 | 0.099611 | 0.099723 | 0.099822 | 0.099884 | 0.099897 | 0.099874 | 0.099817 | 0.099766 | 0.099696 | 0.099608 | 0.099537 | 0.099471 | 0.099402 | 0.09934 | 0.099289 | 0.099251 | 0.099226 | 0.099219 | 0.099232 | 0.09926 | 0.099282 | 0.099292 | 0.099285 | 0.099282 | 0.099282
F2_Commercial_Restaurant_New_Space Heating_Natural Gas_Furnace_E5 | F2 | Commercial | Restaurant | New | Space Heating | Natural Gas | Furnace | E5 | TRC BC Ratio | 0 | 0 | 0 | 0 | 0 | 0 | 0 | 0 | 0 | 0 | 0 | 0 | 0 | 0 | 0 | 0 | 0 | 0 | 0 | 0 | 0 | 0 | 0 | 0 | 0 | 0 | 0 | 0 | 0 | 0 | 0 | 0 | 0
F2_Commercial_Restaurant_New_Space Heating_Natural Gas_Furnace_E6 | F2 | Commercial | Restaurant | New | Space Heating | Natural Gas | Furnace | E6 | TRC BC Ratio | 0 | 0 | 0 | 0 | 0 | 0 | 0 | 0 | 0 | 0 | 0 | 0 | 0 | 0 | 0 | 0 | 0 | 0 | 0 | 0 | 0 | 0 | 0 | 0 | 0 | 0 | 0 | 0 | 0 | 0 | 0 | 0 | 0
F2_Commercial_Restaurant_New_Space Heating_Natural Gas_Furnace_E7 | F2 | Commercial | Restaurant | New | Space Heating | Natural Gas | Furnace | E7 | TRC BC Ratio | 0 | 0 | 0 | 0 | 0 | 0 | 0 | 0 | 0 | 0 | 0 | 0 | 0 | 0 | 0 | 0 | 0 | 0 | 0 | 0 | 0 | 0 | 0 | 0 | 0 | 0 | 0 | 0 | 0 | 0 | 0 | 0 | 0
F2_Commercial_Restaurant_New_Space Heating_Natural Gas_Furnace_E8 | F2 | Commercial | Restaurant | New | Space Heating | Natural Gas | Furnace | E8 | TRC BC Ratio | 0 | 0 | 0 | 0 | 0 | 0 | 0 | 0 | 0 | 0 | 0 | 0 | 0 | 0 | 0 | 0 | 0 | 0 | 0 | 0 | 0 | 0 | 0 | 0 | 0 | 0 | 0 | 0 | 0 | 0 | 0 | 0 | 0
F2_Commercial_Restaurant_New_Space Heating_Natural Gas_Furnace_E9 | F2 | Commercial | Restaurant | New | Space Heating | Natural Gas | Furnace | E9 | TRC BC Ratio | 0 | 0 | 0 | 0 | 0 | 0 | 0 | 0 | 0 | 0 | 0 | 0 | 0 | 0 | 0 | 0 | 0 | 0 | 0 | 0 | 0 | 0 | 0 | 0 | 0 | 0 | 0 | 0 | 0 | 0 | 0 | 0 | 0
F2_Commercial_Restaurant_New_Space Heating_Natural Gas_Furnace_E10 | F2 | Commercial | Restaurant | New | Space Heating | Natural Gas | Furnace | E10 | TRC BC Ratio | 0 | 0 | 0 | 0 | 0 | 0 | 0 | 0 | 0 | 0 | 0 | 0 | 0 | 0 | 0 | 0 | 0 | 0 | 0 | 0 | 0 | 0 | 0 | 0 | 0 | 0 | 0 | 0 | 0 | 0 | 0 | 0 | 0
F3_Commercial_Restaurant_New_Space Heating_Natural Gas_Furnace_E1 | F3 | Commercial | Restaurant | New | Space Heating | Natural Gas | Furnace | E1 | PACT BC Ratio | bar: 2019 to 2051
F3_Commercial_Restaurant_New_Space Heating_Natural Gas_Furnace_E2 | F3 | Commercial | Restaurant | New | Space Heating | Natural Gas | Furnace | E2 | PACT BC Ratio | 10.7021 | 10.7116 | 10.722 | 10.7376 | 10.7597 | 10.7934 | 10.8169 | 10.8352 | 10.8554 | 10.8742 | 10.8871 | 10.895 | 10.9021 | 10.9085 | 10.9169 | 10.9203 | 10.9263 | 10.9376 | 10.9495 | 10.9633 | 10.9797 | 10.9935 | 11.0042 | 11.0123 | 11.0177 | 11.0193 | 11.0164 | 11.0105 | 11.0058 | 11.0036 | 11.0052 | 11.0058 | 11.0058
F3_Commercial_Restaurant_New_Space Heating_Natural Gas_Furnace_E3 | F3 | Commercial | Restaurant | New | Space Heating | Natural Gas | Furnace | E3 | PACT BC Ratio | 7.9863 | 7.9934 | 8.0012 | 8.0128 | 8.0293 | 8.0544 | 8.072 | 8.0857 | 8.1008 | 8.1147 | 8.1244 | 8.1303 | 8.1356 | 8.1404 | 8.1467 | 8.1492 | 8.1537 | 8.1621 | 8.1709 | 8.1813 | 8.1935 | 8.2038 | 8.2118 | 8.2178 | 8.2219 | 8.223 | 8.2209 | 8.2165 | 8.213 | 8.2113 | 8.2125 | 8.213 | 8.213
F3_Commercial_Restaurant_New_Space Heating_Natural Gas_Furnace_E4 | F3 | Commercial | Restaurant | New | Space Heating | Natural Gas | Furnace | E4 | PACT BC Ratio | 0.13148 | 0.1316 | 0.13176 | 0.13193 | 0.13209 | 0.13221 | 0.13241 | 0.13263 | 0.13281 | 0.13296 | 0.1331 | 0.13318 | 0.1332 | 0.13317 | 0.13309 | 0.13302 | 0.13293 | 0.13281 | 0.13272 | 0.13263 | 0.13254 | 0.13245 | 0.13239 | 0.13234 | 0.1323 | 0.13229 | 0.13231 | 0.13235 | 0.13238 | 0.13239 | 0.13238 | 0.13238 | 0.13238
F3_Commercial_Restaurant_New_Space Heating_Natural Gas_Furnace_E5 | F3 | Commercial | Restaurant | New | Space Heating | Natural Gas | Furnace | E5 | PACT BC Ratio | 0 | 0 | 0 | 0 | 0 | 0 | 0 | 0 | 0 | 0 | 0 | 0 | 0 | 0 | 0 | 0 | 0 | 0 | 0 | 0 | 0 | 0 | 0 | 0 | 0 | 0 | 0 | 0 | 0 | 0 | 0 | 0 | 0
F3_Commercial_Restaurant_New_Space Heating_Natural Gas_Furnace_E6 | F3 | Commercial | Restaurant | New | Space Heating | Natural Gas | Furnace | E6 | PACT BC Ratio | 0 | 0 | 0 | 0 | 0 | 0 | 0 | 0 | 0 | 0 | 0 | 0 | 0 | 0 | 0 | 0 | 0 | 0 | 0 | 0 | 0 | 0 | 0 | 0 | 0 | 0 | 0 | 0 | 0 | 0 | 0 | 0 | 0
F3_Commercial_Restaurant_New_Space Heating_Natural Gas_Furnace_E7 | F3 | Commercial | Restaurant | New | Space Heating | Natural Gas | Furnace | E7 | PACT BC Ratio | 0 | 0 | 0 | 0 | 0 | 0 | 0 | 0 | 0 | 0 | 0 | 0 | 0 | 0 | 0 | 0 | 0 | 0 | 0 | 0 | 0 | 0 | 0 | 0 | 0 | 0 | 0 | 0 | 0 | 0 | 0 | 0 | 0
F3_Commercial_Restaurant_New_Space Heating_Natural Gas_Furnace_E8 | F3 | Commercial | Restaurant | New | Space Heating | Natural Gas | Furnace | E8 | PACT BC Ratio | 0 | 0 | 0 | 0 | 0 | 0 | 0 | 0 | 0 | 0 | 0 | 0 | 0 | 0 | 0 | 0 | 0 | 0 | 0 | 0 | 0 | 0 | 0 | 0 | 0 | 0 | 0 | 0 | 0 | 0 | 0 | 0 | 0
F3_Commercial_Restaurant_New_Space Heating_Natural Gas_Furnace_E9 | F3 | Commercial | Restaurant | New | Space Heating | Natural Gas | Furnace | E9 | PACT BC Ratio | 0 | 0 | 0 | 0 | 0 | 0 | 0 | 0 | 0 | 0 | 0 | 0 | 0 | 0 | 0 | 0 | 0 | 0 | 0 | 0 | 0 | 0 | 0 | 0 | 0 | 0 | 0 | 0 | 0 | 0 | 0 | 0 | 0
F3_Commercial_Restaurant_New_Space Heating_Natural Gas_Furnace_E10 | F3 | Commercial | Restaurant | New | Space Heating | Natural Gas | Furnace | E10 | PACT BC Ratio | 0 | 0 | 0 | 0 | 0 | 0 | 0 | 0 | 0 | 0 | 0 | 0 | 0 | 0 | 0 | 0 | 0 | 0 | 0 | 0 | 0 | 0 | 0 | 0 | 0 | 0 | 0 | 0 | 0 | 0 | 0 | 0 | 0
F4_Commercial_Restaurant_New_Space Heating_Natural Gas_Furnace_E1 | F4 | Commercial | Restaurant | New | Space Heating | Natural Gas | Furnace | E1 | RVT BC Ratio | bar: 2019 to 2051
F4_Commercial_Restaurant_New_Space Heating_Natural Gas_Furnace_E2 | F4 | Commercial | Restaurant | New | Space Heating | Natural Gas | Furnace | E2 | RVT BC Ratio | 12.2396 | 12.2499 | 12.2611 | 12.2779 | 12.3017 | 12.338 | 12.3634 | 12.3831 | 12.405 | 12.4252 | 12.4391 | 12.4477 | 12.4553 | 12.4622 | 12.4713 | 12.475 | 12.4814 | 12.4935 | 12.5064 | 12.5213 | 12.539 | 12.5538 | 12.5654 | 12.5741 | 12.58 | 12.5816 | 12.5785 | 12.5721 | 12.5671 | 12.5647 | 12.5665 | 12.5671 | 12.5671
F4_Commercial_Restaurant_New_Space Heating_Natural Gas_Furnace_E3 | F4 | Commercial | Restaurant | New | Space Heating | Natural Gas | Furnace | E3 | RVT BC Ratio | 9.3113 | 9.319 | 9.3274 | 9.3399 | 9.3577 | 9.3848 | 9.4037 | 9.4184 | 9.4347 | 9.4498 | 9.4602 | 9.4666 | 9.4723 | 9.4775 | 9.4842 | 9.487 | 9.4917 | 9.5008 | 9.5104 | 9.5215 | 9.5347 | 9.5458 | 9.5544 | 9.561 | 9.5653 | 9.5666 | 9.5642 | 9.5595 | 9.5557 | 9.5539 | 9.5552 | 9.5557 | 9.5557
F4_Commercial_Restaurant_New_Space Heating_Natural Gas_Furnace_E4 | F4 | Commercial | Restaurant | New | Space Heating | Natural Gas | Furnace | E4 | RVT BC Ratio | 0.84177 | 0.8419 | 0.84207 | 0.84225 | 0.84243 | 0.84255 | 0.84277 | 0.84301 | 0.84321 | 0.84337 | 0.84351 | 0.8436 | 0.84362 | 0.84359 | 0.84351 | 0.84343 | 0.84333 | 0.8432 | 0.8431 | 0.84301 | 0.84291 | 0.84282 | 0.84275 | 0.84269 | 0.84265 | 0.84264 | 0.84266 | 0.8427 | 0.84274 | 0.84275 | 0.84274 | 0.84274 | 0.84274
F4_Commercial_Restaurant_New_Space Heating_Natural Gas_Furnace_E5 | F4 | Commercial | Restaurant | New | Space Heating | Natural Gas | Furnace | E5 | RVT BC Ratio | 0 | 0 | 0 | 0 | 0 | 0 | 0 | 0 | 0 | 0 | 0 | 0 | 0 | 0 | 0 | 0 | 0 | 0 | 0 | 0 | 0 | 0 | 0 | 0 | 0 | 0 | 0 | 0 | 0 | 0 | 0 | 0 | 0
F4_Commercial_Restaurant_New_Space Heating_Natural Gas_Furnace_E6 | F4 | Commercial | Restaurant | New | Space Heating | Natural Gas | Furnace | E6 | RVT BC Ratio | 0 | 0 | 0 | 0 | 0 | 0 | 0 | 0 | 0 | 0 | 0 | 0 | 0 | 0 | 0 | 0 | 0 | 0 | 0 | 0 | 0 | 0 | 0 | 0 | 0 | 0 | 0 | 0 | 0 | 0 | 0 | 0 | 0
F4_Commercial_Restaurant_New_Space Heating_Natural Gas_Furnace_E7 | F4 | Commercial | Restaurant | New | Space Heating | Natural Gas | Furnace | E7 | RVT BC Ratio | 0 | 0 | 0 | 0 | 0 | 0 | 0 | 0 | 0 | 0 | 0 | 0 | 0 | 0 | 0 | 0 | 0 | 0 | 0 | 0 | 0 | 0 | 0 | 0 | 0 | 0 | 0 | 0 | 0 | 0 | 0 | 0 | 0
F4_Commercial_Restaurant_New_Space Heating_Natural Gas_Furnace_E8 | F4 | Commercial | Restaurant | New | Space Heating | Natural Gas | Furnace | E8 | RVT BC Ratio | 0 | 0 | 0 | 0 | 0 | 0 | 0 | 0 | 0 | 0 | 0 | 0 | 0 | 0 | 0 | 0 | 0 | 0 | 0 | 0 | 0 | 0 | 0 | 0 | 0 | 0 | 0 | 0 | 0 | 0 | 0 | 0 | 0
F4_Commercial_Restaurant_New_Space Heating_Natural Gas_Furnace_E9 | F4 | Commercial | Restaurant | New | Space Heating | Natural Gas | Furnace | E9 | RVT BC Ratio | 0 | 0 | 0 | 0 | 0 | 0 | 0 | 0 | 0 | 0 | 0 | 0 | 0 | 0 | 0 | 0 | 0 | 0 | 0 | 0 | 0 | 0 | 0 | 0 | 0 | 0 | 0 | 0 | 0 | 0 | 0 | 0 | 0
F4_Commercial_Restaurant_New_Space Heating_Natural Gas_Furnace_E10 | F4 | Commercial | Restaurant | New | Space Heating | Natural Gas | Furnace | E10 | RVT BC Ratio | 0 | 0 | 0 | 0 | 0 | 0 | 0 | 0 | 0 | 0 | 0 | 0 | 0 | 0 | 0 | 0 | 0 | 0 | 0 | 0 | 0 | 0 | 0 | 0 | 0 | 0 | 0 | 0 | 0 | 0 | 0 | 0 | 0
F5_Commercial_Restaurant_New_Space Heating_Natural Gas_Furnace_E1 | F5 | Commercial | Restaurant | New | Space Heating | Natural Gas | Furnace | E1 | RIM BC Ratio | bar: 2019 to 2051
F5_Commercial_Restaurant_New_Space Heating_Natural Gas_Furnace_E2 | F5 | Commercial | Restaurant | New | Space Heating | Natural Gas | Furnace | E2 | RIM BC Ratio | 0.77429 | 0.77434 | 0.77439 | 0.77448 | 0.77459 | 0.77476 | 0.77489 | 0.77498 | 0.77508 | 0.77518 | 0.77524 | 0.77528 | 0.77532 | 0.77535 | 0.77539 | 0.77541 | 0.77544 | 0.7755 | 0.77556 | 0.77563 | 0.77571 | 0.77578 | 0.77583 | 0.77587 | 0.7759 | 0.77591 | 0.77589 | 0.77586 | 0.77584 | 0.77583 | 0.77584 | 0.77584 | 0.77584
F5_Commercial_Restaurant_New_Space Heating_Natural Gas_Furnace_E3 | F5 | Commercial | Restaurant | New | Space Heating | Natural Gas | Furnace | E3 | RIM BC Ratio | 0.7557 | 0.75576 | 0.75583 | 0.75593 | 0.75608 | 0.7563 | 0.75646 | 0.75658 | 0.75671 | 0.75683 | 0.75692 | 0.75697 | 0.75701 | 0.75705 | 0.75711 | 0.75713 | 0.75717 | 0.75724 | 0.75732 | 0.75741 | 0.75751 | 0.7576 | 0.75767 | 0.75772 | 0.75775 | 0.75776 | 0.75774 | 0.75771 | 0.75768 | 0.75766 | 0.75767 | 0.75768 | 0.75768
F5_Commercial_Restaurant_New_Space Heating_Natural Gas_Furnace_E4 | F5 | Commercial | Restaurant | New | Space Heating | Natural Gas | Furnace | E4 | RIM BC Ratio | 0.11359 | 0.11368 | 0.1138 | 0.11392 | 0.11405 | 0.11413 | 0.11428 | 0.11445 | 0.11458 | 0.11469 | 0.11479 | 0.11485 | 0.11487 | 0.11484 | 0.11479 | 0.11474 | 0.11467 | 0.11458 | 0.11451 | 0.11444 | 0.11437 | 0.11431 | 0.11426 | 0.11423 | 0.1142 | 0.11419 | 0.11421 | 0.11423 | 0.11426 | 0.11427 | 0.11426 | 0.11426 | 0.11426
F5_Commercial_Restaurant_New_Space Heating_Natural Gas_Furnace_E5 | F5 | Commercial | Restaurant | New | Space Heating | Natural Gas | Furnace | E5 | RIM BC Ratio | 0 | 0 | 0 | 0 | 0 | 0 | 0 | 0 | 0 | 0 | 0 | 0 | 0 | 0 | 0 | 0 | 0 | 0 | 0 | 0 | 0 | 0 | 0 | 0 | 0 | 0 | 0 | 0 | 0 | 0 | 0 | 0 | 0
F5_Commercial_Restaurant_New_Space Heating_Natural Gas_Furnace_E6 | F5 | Commercial | Restaurant | New | Space Heating | Natural Gas | Furnace | E6 | RIM BC Ratio | 0 | 0 | 0 | 0 | 0 | 0 | 0 | 0 | 0 | 0 | 0 | 0 | 0 | 0 | 0 | 0 | 0 | 0 | 0 | 0 | 0 | 0 | 0 | 0 | 0 | 0 | 0 | 0 | 0 | 0 | 0 | 0 | 0
F5_Commercial_Restaurant_New_Space Heating_Natural Gas_Furnace_E7 | F5 | Commercial | Restaurant | New | Space Heating | Natural Gas | Furnace | E7 | RIM BC Ratio | 0 | 0 | 0 | 0 | 0 | 0 | 0 | 0 | 0 | 0 | 0 | 0 | 0 | 0 | 0 | 0 | 0 | 0 | 0 | 0 | 0 | 0 | 0 | 0 | 0 | 0 | 0 | 0 | 0 | 0 | 0 | 0 | 0
F5_Commercial_Restaurant_New_Space Heating_Natural Gas_Furnace_E8 | F5 | Commercial | Restaurant | New | Space Heating | Natural Gas | Furnace | E8 | RIM BC Ratio | 0 | 0 | 0 | 0 | 0 | 0 | 0 | 0 | 0 | 0 | 0 | 0 | 0 | 0 | 0 | 0 | 0 | 0 | 0 | 0 | 0 | 0 | 0 | 0 | 0 | 0 | 0 | 0 | 0 | 0 | 0 | 0 | 0
F5_Commercial_Restaurant_New_Space Heating_Natural Gas_Furnace_E9 | F5 | Commercial | Restaurant | New | Space Heating | Natural Gas | Furnace | E9 | RIM BC Ratio | 0 | 0 | 0 | 0 | 0 | 0 | 0 | 0 | 0 | 0 | 0 | 0 | 0 | 0 | 0 | 0 | 0 | 0 | 0 | 0 | 0 | 0 | 0 | 0 | 0 | 0 | 0 | 0 | 0 | 0 | 0 | 0 | 0
F5_Commercial_Restaurant_New_Space Heating_Natural Gas_Furnace_E10 | F5 | Commercial | Restaurant | New | Space Heating | Natural Gas | Furnace | E10 | RIM BC Ratio | 0 | 0 | 0 | 0 | 0 | 0 | 0 | 0 | 0 | 0 | 0 | 0 | 0 | 0 | 0 | 0 | 0 | 0 | 0 | 0 | 0 | 0 | 0 | 0 | 0 | 0 | 0 | 0 | 0 | 0 | 0 | 0 | 0
F0_Commercial_Restaurant_New_Space Heating_Natural Gas_Boiler_E0 | F0 | Commercial | Restaurant | New | Space Heating | Natural Gas | Boiler | E0 | Economic Unit | Convert to NG Air Source Heat Pump | Convert to NG Air Source Heat Pump | Convert to NG Air Source Heat Pump | Convert to NG Air Source Heat Pump | Convert to NG Air Source Heat Pump | Convert to NG Air Source Heat Pump | Convert to NG Air Source Heat Pump | Convert to NG Air Source Heat Pump | Convert to NG Air Source Heat Pump | Convert to NG Air Source Heat Pump | Convert to NG Air Source Heat Pump | Convert to NG Air Source Heat Pump | Convert to NG Air Source Heat Pump | Convert to NG Air Source Heat Pump | Convert to NG Air Source Heat Pump | Convert to NG Air Source Heat Pump | Convert to NG Air Source Heat Pump | Convert to NG Air Source Heat Pump | Convert to NG Air Source Heat Pump | Convert to NG Air Source Heat Pump | Convert to NG Air Source Heat Pump | Convert to NG Air Source Heat Pump | Convert to NG Air Source Heat Pump | Convert to NG Air Source Heat Pump | Convert to NG Air Source Heat Pump | Convert to NG Air Source Heat Pump | Convert to NG Air Source Heat Pump | Convert to NG Air Source Heat Pump | Convert to NG Air Source Heat Pump | Convert to NG Air Source Heat Pump | Convert to NG Air Source Heat Pump | Convert to NG Air Source Heat Pump | Convert to NG Air Source Heat Pump
F1_Commercial_Restaurant_New_Space Heating_Natural Gas_Boiler_E1 | F1 | Commercial | Restaurant | New | Space Heating | Natural Gas | Boiler | E1 | CCE | 0 | 0 | 0 | 0 | 0 | 0 | 0 | 0 | 0 | 0 | 0 | 0 | 0 | 0 | 0 | 0 | 0 | 0 | 0 | 0 | 0 | 0 | 0 | 0 | 0 | 0 | 0 | 0 | 0 | 0 | 0 | 0 | 0
F1_Commercial_Restaurant_New_Space Heating_Natural Gas_Boiler_E2 | F1 | Commercial | Restaurant | New | Space Heating | Natural Gas | Boiler | E2 | CCE | 0.30225 | 0.30225 | 0.30386 | 0.30549 | 0.30713 | 0.30879 | 0.31047 | 0.31217 | 0.31389 | 0.31562 | 0.31737 | 0.31915 | 0.32094 | 0.32275 | 0.32459 | 0.32644 | 0.32832 | 0.33022 | 0.33214 | 0.33408 | 0.33605 | 0.33803 | 0.34004 | 0.34208 | 0.34414 | 0.34622 | 0.34833 | 0.35047 | 0.35263 | 0.35482 | 0.35704 | 0.35928 | 0.35928
F1_Commercial_Restaurant_New_Space Heating_Natural Gas_Boiler_E3 | F1 | Commercial | Restaurant | New | Space Heating | Natural Gas | Boiler | E3 | CCE | 0.30519 | 0.30519 | 0.30682 | 0.30846 | 0.31012 | 0.31179 | 0.31349 | 0.31521 | 0.31694 | 0.31869 | 0.32046 | 0.32225 | 0.32406 | 0.32589 | 0.32775 | 0.32962 | 0.33151 | 0.33343 | 0.33537 | 0.33733 | 0.33931 | 0.34132 | 0.34335 | 0.34541 | 0.34749 | 0.34959 | 0.35172 | 0.35388 | 0.35606 | 0.35827 | 0.36051 | 0.36278 | 0.36278
F1_Commercial_Restaurant_New_Space Heating_Natural Gas_Boiler_E4 | F1 | Commercial | Restaurant | New | Space Heating | Natural Gas | Boiler | E4 | CCE | 1.5498 | 1.5498 | 1.5581 | 1.5664 | 1.5748 | 1.5833 | 1.592 | 1.6007 | 1.6095 | 1.6183 | 1.6273 | 1.6364 | 1.6456 | 1.6549 | 1.6643 | 1.6739 | 1.6835 | 1.6932 | 1.703 | 1.713 | 1.7231 | 1.7333 | 1.7436 | 1.754 | 1.7646 | 1.7753 | 1.7861 | 1.797 | 1.8081 | 1.8193 | 1.8307 | 1.8422 | 1.8422
F1_Commercial_Restaurant_New_Space Heating_Natural Gas_Boiler_E5 | F1 | Commercial | Restaurant | New | Space Heating | Natural Gas | Boiler | E5 | CCE | 0 | 0 | 0 | 0 | 0 | 0 | 0 | 0 | 0 | 0 | 0 | 0 | 0 | 0 | 0 | 0 | 0 | 0 | 0 | 0 | 0 | 0 | 0 | 0 | 0 | 0 | 0 | 0 | 0 | 0 | 0 | 0 | 0
F1_Commercial_Restaurant_New_Space Heating_Natural Gas_Boiler_E6 | F1 | Commercial | Restaurant | New | Space Heating | Natural Gas | Boiler | E6 | CCE | 0 | 0 | 0 | 0 | 0 | 0 | 0 | 0 | 0 | 0 | 0 | 0 | 0 | 0 | 0 | 0 | 0 | 0 | 0 | 0 | 0 | 0 | 0 | 0 | 0 | 0 | 0 | 0 | 0 | 0 | 0 | 0 | 0
F1_Commercial_Restaurant_New_Space Heating_Natural Gas_Boiler_E7 | F1 | Commercial | Restaurant | New | Space Heating | Natural Gas | Boiler | E7 | CCE | 0 | 0 | 0 | 0 | 0 | 0 | 0 | 0 | 0 | 0 | 0 | 0 | 0 | 0 | 0 | 0 | 0 | 0 | 0 | 0 | 0 | 0 | 0 | 0 | 0 | 0 | 0 | 0 | 0 | 0 | 0 | 0 | 0
F1_Commercial_Restaurant_New_Space Heating_Natural Gas_Boiler_E8 | F1 | Commercial | Restaurant | New | Space Heating | Natural Gas | Boiler | E8 | CCE | 0 | 0 | 0 | 0 | 0 | 0 | 0 | 0 | 0 | 0 | 0 | 0 | 0 | 0 | 0 | 0 | 0 | 0 | 0 | 0 | 0 | 0 | 0 | 0 | 0 | 0 | 0 | 0 | 0 | 0 | 0 | 0 | 0
F1_Commercial_Restaurant_New_Space Heating_Natural Gas_Boiler_E9 | F1 | Commercial | Restaurant | New | Space Heating | Natural Gas | Boiler | E9 | CCE | 0 | 0 | 0 | 0 | 0 | 0 | 0 | 0 | 0 | 0 | 0 | 0 | 0 | 0 | 0 | 0 | 0 | 0 | 0 | 0 | 0 | 0 | 0 | 0 | 0 | 0 | 0 | 0 | 0 | 0 | 0 | 0 | 0
F1_Commercial_Restaurant_New_Space Heating_Natural Gas_Boiler_E10 | F1 | Commercial | Restaurant | New | Space Heating | Natural Gas | Boiler | E10 | CCE | 0 | 0 | 0 | 0 | 0 | 0 | 0 | 0 | 0 | 0 | 0 | 0 | 0 | 0 | 0 | 0 | 0 | 0 | 0 | 0 | 0 | 0 | 0 | 0 | 0 | 0 | 0 | 0 | 0 | 0 | 0 | 0 | 0
F2_Commercial_Restaurant_New_Space Heating_Natural Gas_Boiler_E1 | F2 | Commercial | Restaurant | New | Space Heating | Natural Gas | Boiler | E1 | TRC BC Ratio | bar: 2019 to 2051
F2_Commercial_Restaurant_New_Space Heating_Natural Gas_Boiler_E2 | F2 | Commercial | Restaurant | New | Space Heating | Natural Gas | Boiler | E2 | TRC BC Ratio | 5.9488 | 5.9545 | 5.9607 | 5.9697 | 5.982 | 6.0002 | 6.013 | 6.0228 | 6.0334 | 6.0431 | 6.0497 | 6.0538 | 6.0575 | 6.061 | 6.0654 | 6.0672 | 6.0704 | 6.0764 | 6.0827 | 6.09 | 6.0987 | 6.1059 | 6.1116 | 6.1159 | 6.1188 | 6.1196 | 6.1181 | 6.115 | 6.1125 | 6.1113 | 6.1122 | 6.1125 | 6.1125
F2_Commercial_Restaurant_New_Space Heating_Natural Gas_Boiler_E3 | F2 | Commercial | Restaurant | New | Space Heating | Natural Gas | Boiler | E3 | TRC BC Ratio | 5.8915 | 5.8971 | 5.9033 | 5.9122 | 5.9243 | 5.9425 | 5.9551 | 5.9648 | 5.9753 | 5.9849 | 5.9914 | 5.9955 | 5.9992 | 6.0026 | 6.007 | 6.0088 | 6.0119 | 6.0178 | 6.0241 | 6.0313 | 6.0399 | 6.0471 | 6.0528 | 6.057 | 6.0599 | 6.0607 | 6.0592 | 6.0561 | 6.0536 | 6.0524 | 6.0533 | 6.0536 | 6.0536
F2_Commercial_Restaurant_New_Space Heating_Natural Gas_Boiler_E4 | F2 | Commercial | Restaurant | New | Space Heating | Natural Gas | Boiler | E4 | TRC BC Ratio | 1.1807 | 1.182 | 1.1835 | 1.1852 | 1.1874 | 1.19 | 1.1922 | 1.194 | 1.1957 | 1.1972 | 1.1982 | 1.1989 | 1.1994 | 1.1997 | 1.2 | 1.2 | 1.2001 | 1.2004 | 1.2009 | 1.2015 | 1.2022 | 1.2028 | 1.2033 | 1.2036 | 1.2038 | 1.2039 | 1.2038 | 1.2035 | 1.2033 | 1.2032 | 1.2033 | 1.2033 | 1.2033
F2_Commercial_Restaurant_New_Space Heating_Natural Gas_Boiler_E5 | F2 | Commercial | Restaurant | New | Space Heating | Natural Gas | Boiler | E5 | TRC BC Ratio | 0 | 0 | 0 | 0 | 0 | 0 | 0 | 0 | 0 | 0 | 0 | 0 | 0 | 0 | 0 | 0 | 0 | 0 | 0 | 0 | 0 | 0 | 0 | 0 | 0 | 0 | 0 | 0 | 0 | 0 | 0 | 0 | 0
F2_Commercial_Restaurant_New_Space Heating_Natural Gas_Boiler_E6 | F2 | Commercial | Restaurant | New | Space Heating | Natural Gas | Boiler | E6 | TRC BC Ratio | 0 | 0 | 0 | 0 | 0 | 0 | 0 | 0 | 0 | 0 | 0 | 0 | 0 | 0 | 0 | 0 | 0 | 0 | 0 | 0 | 0 | 0 | 0 | 0 | 0 | 0 | 0 | 0 | 0 | 0 | 0 | 0 | 0
F2_Commercial_Restaurant_New_Space Heating_Natural Gas_Boiler_E7 | F2 | Commercial | Restaurant | New | Space Heating | Natural Gas | Boiler | E7 | TRC BC Ratio | 0 | 0 | 0 | 0 | 0 | 0 | 0 | 0 | 0 | 0 | 0 | 0 | 0 | 0 | 0 | 0 | 0 | 0 | 0 | 0 | 0 | 0 | 0 | 0 | 0 | 0 | 0 | 0 | 0 | 0 | 0 | 0 | 0
F2_Commercial_Restaurant_New_Space Heating_Natural Gas_Boiler_E8 | F2 | Commercial | Restaurant | New | Space Heating | Natural Gas | Boiler | E8 | TRC BC Ratio | 0 | 0 | 0 | 0 | 0 | 0 | 0 | 0 | 0 | 0 | 0 | 0 | 0 | 0 | 0 | 0 | 0 | 0 | 0 | 0 | 0 | 0 | 0 | 0 | 0 | 0 | 0 | 0 | 0 | 0 | 0 | 0 | 0
F2_Commercial_Restaurant_New_Space Heating_Natural Gas_Boiler_E9 | F2 | Commercial | Restaurant | New | Space Heating | Natural Gas | Boiler | E9 | TRC BC Ratio | 0 | 0 | 0 | 0 | 0 | 0 | 0 | 0 | 0 | 0 | 0 | 0 | 0 | 0 | 0 | 0 | 0 | 0 | 0 | 0 | 0 | 0 | 0 | 0 | 0 | 0 | 0 | 0 | 0 | 0 | 0 | 0 | 0
F2_Commercial_Restaurant_New_Space Heating_Natural Gas_Boiler_E10 | F2 | Commercial | Restaurant | New | Space Heating | Natural Gas | Boiler | E10 | TRC BC Ratio | 0 | 0 | 0 | 0 | 0 | 0 | 0 | 0 | 0 | 0 | 0 | 0 | 0 | 0 | 0 | 0 | 0 | 0 | 0 | 0 | 0 | 0 | 0 | 0 | 0 | 0 | 0 | 0 | 0 | 0 | 0 | 0 | 0
F3_Commercial_Restaurant_New_Space Heating_Natural Gas_Boiler_E1 | F3 | Commercial | Restaurant | New | Space Heating | Natural Gas | Boiler | E1 | PACT BC Ratio | bar: 2019 to 2051
F3_Commercial_Restaurant_New_Space Heating_Natural Gas_Boiler_E2 | F3 | Commercial | Restaurant | New | Space Heating | Natural Gas | Boiler | E2 | PACT BC Ratio | 7.9317 | 7.9393 | 7.9476 | 7.9595 | 7.9759 | 8.0003 | 8.0174 | 8.0304 | 8.0445 | 8.0574 | 8.0663 | 8.0717 | 8.0767 | 8.0813 | 8.0872 | 8.0897 | 8.0939 | 8.1018 | 8.1102 | 8.12 | 8.1316 | 8.1413 | 8.1488 | 8.1546 | 8.1584 | 8.1595 | 8.1574 | 8.1533 | 8.15 | 8.1484 | 8.1495 | 8.15 | 8.15
F3_Commercial_Restaurant_New_Space Heating_Natural Gas_Boiler_E3 | F3 | Commercial | Restaurant | New | Space Heating | Natural Gas | Boiler | E3 | PACT BC Ratio | 7.8553 | 7.8629 | 7.8711 | 7.8829 | 7.8991 | 7.9233 | 7.9401 | 7.9531 | 7.9671 | 7.9798 | 7.9886 | 7.994 | 7.9989 | 8.0035 | 8.0094 | 8.0117 | 8.0159 | 8.0238 | 8.0321 | 8.0418 | 8.0533 | 8.0628 | 8.0703 | 8.076 | 8.0798 | 8.0809 | 8.0789 | 8.0747 | 8.0715 | 8.0699 | 8.0711 | 8.0715 | 8.0715
F3_Commercial_Restaurant_New_Space Heating_Natural Gas_Boiler_E4 | F3 | Commercial | Restaurant | New | Space Heating | Natural Gas | Boiler | E4 | PACT BC Ratio | 1.5743 | 1.576 | 1.5779 | 1.5803 | 1.5832 | 1.5867 | 1.5896 | 1.592 | 1.5943 | 1.5962 | 1.5976 | 1.5985 | 1.5992 | 1.5996 | 1.6 | 1.6 | 1.6001 | 1.6006 | 1.6012 | 1.602 | 1.6029 | 1.6037 | 1.6043 | 1.6048 | 1.6051 | 1.6052 | 1.605 | 1.6047 | 1.6044 | 1.6043 | 1.6044 | 1.6044 | 1.6044
F3_Commercial_Restaurant_New_Space Heating_Natural Gas_Boiler_E5 | F3 | Commercial | Restaurant | New | Space Heating | Natural Gas | Boiler | E5 | PACT BC Ratio | 0 | 0 | 0 | 0 | 0 | 0 | 0 | 0 | 0 | 0 | 0 | 0 | 0 | 0 | 0 | 0 | 0 | 0 | 0 | 0 | 0 | 0 | 0 | 0 | 0 | 0 | 0 | 0 | 0 | 0 | 0 | 0 | 0
F3_Commercial_Restaurant_New_Space Heating_Natural Gas_Boiler_E6 | F3 | Commercial | Restaurant | New | Space Heating | Natural Gas | Boiler | E6 | PACT BC Ratio | 0 | 0 | 0 | 0 | 0 | 0 | 0 | 0 | 0 | 0 | 0 | 0 | 0 | 0 | 0 | 0 | 0 | 0 | 0 | 0 | 0 | 0 | 0 | 0 | 0 | 0 | 0 | 0 | 0 | 0 | 0 | 0 | 0
F3_Commercial_Restaurant_New_Space Heating_Natural Gas_Boiler_E7 | F3 | Commercial | Restaurant | New | Space Heating | Natural Gas | Boiler | E7 | PACT BC Ratio | 0 | 0 | 0 | 0 | 0 | 0 | 0 | 0 | 0 | 0 | 0 | 0 | 0 | 0 | 0 | 0 | 0 | 0 | 0 | 0 | 0 | 0 | 0 | 0 | 0 | 0 | 0 | 0 | 0 | 0 | 0 | 0 | 0
F3_Commercial_Restaurant_New_Space Heating_Natural Gas_Boiler_E8 | F3 | Commercial | Restaurant | New | Space Heating | Natural Gas | Boiler | E8 | PACT BC Ratio | 0 | 0 | 0 | 0 | 0 | 0 | 0 | 0 | 0 | 0 | 0 | 0 | 0 | 0 | 0 | 0 | 0 | 0 | 0 | 0 | 0 | 0 | 0 | 0 | 0 | 0 | 0 | 0 | 0 | 0 | 0 | 0 | 0
F3_Commercial_Restaurant_New_Space Heating_Natural Gas_Boiler_E9 | F3 | Commercial | Restaurant | New | Space Heating | Natural Gas | Boiler | E9 | PACT BC Ratio | 0 | 0 | 0 | 0 | 0 | 0 | 0 | 0 | 0 | 0 | 0 | 0 | 0 | 0 | 0 | 0 | 0 | 0 | 0 | 0 | 0 | 0 | 0 | 0 | 0 | 0 | 0 | 0 | 0 | 0 | 0 | 0 | 0
F3_Commercial_Restaurant_New_Space Heating_Natural Gas_Boiler_E10 | F3 | Commercial | Restaurant | New | Space Heating | Natural Gas | Boiler | E10 | PACT BC Ratio | 0 | 0 | 0 | 0 | 0 | 0 | 0 | 0 | 0 | 0 | 0 | 0 | 0 | 0 | 0 | 0 | 0 | 0 | 0 | 0 | 0 | 0 | 0 | 0 | 0 | 0 | 0 | 0 | 0 | 0 | 0 | 0 | 0
F4_Commercial_Restaurant_New_Space Heating_Natural Gas_Boiler_E1 | F4 | Commercial | Restaurant | New | Space Heating | Natural Gas | Boiler | E1 | RVT BC Ratio | bar: 2019 to 2051
F4_Commercial_Restaurant_New_Space Heating_Natural Gas_Boiler_E2 | F4 | Commercial | Restaurant | New | Space Heating | Natural Gas | Boiler | E2 | RVT BC Ratio | 9.2525 | 9.2606 | 9.2696 | 9.2824 | 9.3001 | 9.3264 | 9.3448 | 9.3588 | 9.3741 | 9.388 | 9.3975 | 9.4034 | 9.4088 | 9.4137 | 9.4201 | 9.4227 | 9.4273 | 9.4358 | 9.4449 | 9.4555 | 9.4679 | 9.4784 | 9.4865 | 9.4927 | 9.4968 | 9.498 | 9.4958 | 9.4913 | 9.4878 | 9.4861 | 9.4873 | 9.4878 | 9.4878
F4_Commercial_Restaurant_New_Space Heating_Natural Gas_Boiler_E3 | F4 | Commercial | Restaurant | New | Space Heating | Natural Gas | Boiler | E3 | RVT BC Ratio | 9.1701 | 9.1782 | 9.1871 | 9.1998 | 9.2173 | 9.2433 | 9.2615 | 9.2754 | 9.2906 | 9.3043 | 9.3137 | 9.3196 | 9.3249 | 9.3298 | 9.3362 | 9.3387 | 9.3432 | 9.3517 | 9.3607 | 9.3711 | 9.3835 | 9.3938 | 9.4019 | 9.408 | 9.4121 | 9.4133 | 9.4111 | 9.4067 | 9.4031 | 9.4014 | 9.4027 | 9.4032 | 9.4032
F4_Commercial_Restaurant_New_Space Heating_Natural Gas_Boiler_E4 | F4 | Commercial | Restaurant | New | Space Heating | Natural Gas | Boiler | E4 | RVT BC Ratio | 2.3975 | 2.3993 | 2.4014 | 2.404 | 2.4071 | 2.4108 | 2.414 | 2.4166 | 2.419 | 2.4211 | 2.4227 | 2.4236 | 2.4243 | 2.4248 | 2.4252 | 2.4252 | 2.4254 | 2.4259 | 2.4265 | 2.4273 | 2.4284 | 2.4292 | 2.4299 | 2.4304 | 2.4307 | 2.4308 | 2.4307 | 2.4303 | 2.43 | 2.4299 | 2.43 | 2.43 | 2.43
F4_Commercial_Restaurant_New_Space Heating_Natural Gas_Boiler_E5 | F4 | Commercial | Restaurant | New | Space Heating | Natural Gas | Boiler | E5 | RVT BC Ratio | 0 | 0 | 0 | 0 | 0 | 0 | 0 | 0 | 0 | 0 | 0 | 0 | 0 | 0 | 0 | 0 | 0 | 0 | 0 | 0 | 0 | 0 | 0 | 0 | 0 | 0 | 0 | 0 | 0 | 0 | 0 | 0 | 0
F4_Commercial_Restaurant_New_Space Heating_Natural Gas_Boiler_E6 | F4 | Commercial | Restaurant | New | Space Heating | Natural Gas | Boiler | E6 | RVT BC Ratio | 0 | 0 | 0 | 0 | 0 | 0 | 0 | 0 | 0 | 0 | 0 | 0 | 0 | 0 | 0 | 0 | 0 | 0 | 0 | 0 | 0 | 0 | 0 | 0 | 0 | 0 | 0 | 0 | 0 | 0 | 0 | 0 | 0
F4_Commercial_Restaurant_New_Space Heating_Natural Gas_Boiler_E7 | F4 | Commercial | Restaurant | New | Space Heating | Natural Gas | Boiler | E7 | RVT BC Ratio | 0 | 0 | 0 | 0 | 0 | 0 | 0 | 0 | 0 | 0 | 0 | 0 | 0 | 0 | 0 | 0 | 0 | 0 | 0 | 0 | 0 | 0 | 0 | 0 | 0 | 0 | 0 | 0 | 0 | 0 | 0 | 0 | 0
F4_Commercial_Restaurant_New_Space Heating_Natural Gas_Boiler_E8 | F4 | Commercial | Restaurant | New | Space Heating | Natural Gas | Boiler | E8 | RVT BC Ratio | 0 | 0 | 0 | 0 | 0 | 0 | 0 | 0 | 0 | 0 | 0 | 0 | 0 | 0 | 0 | 0 | 0 | 0 | 0 | 0 | 0 | 0 | 0 | 0 | 0 | 0 | 0 | 0 | 0 | 0 | 0 | 0 | 0
F4_Commercial_Restaurant_New_Space Heating_Natural Gas_Boiler_E9 | F4 | Commercial | Restaurant | New | Space Heating | Natural Gas | Boiler | E9 | RVT BC Ratio | 0 | 0 | 0 | 0 | 0 | 0 | 0 | 0 | 0 | 0 | 0 | 0 | 0 | 0 | 0 | 0 | 0 | 0 | 0 | 0 | 0 | 0 | 0 | 0 | 0 | 0 | 0 | 0 | 0 | 0 | 0 | 0 | 0
F4_Commercial_Restaurant_New_Space Heating_Natural Gas_Boiler_E10 | F4 | Commercial | Restaurant | New | Space Heating | Natural Gas | Boiler | E10 | RVT BC Ratio | 0 | 0 | 0 | 0 | 0 | 0 | 0 | 0 | 0 | 0 | 0 | 0 | 0 | 0 | 0 | 0 | 0 | 0 | 0 | 0 | 0 | 0 | 0 | 0 | 0 | 0 | 0 | 0 | 0 | 0 | 0 | 0 | 0
F5_Commercial_Restaurant_New_Space Heating_Natural Gas_Boiler_E1 | F5 | Commercial | Restaurant | New | Space Heating | Natural Gas | Boiler | E1 | RIM BC Ratio | bar: 2019 to 2051
F5_Commercial_Restaurant_New_Space Heating_Natural Gas_Boiler_E2 | F5 | Commercial | Restaurant | New | Space Heating | Natural Gas | Boiler | E2 | RIM BC Ratio | 0.75521 | 0.75528 | 0.75535 | 0.75546 | 0.75561 | 0.75582 | 0.75598 | 0.75609 | 0.75622 | 0.75633 | 0.75641 | 0.75646 | 0.7565 | 0.75654 | 0.75659 | 0.75661 | 0.75665 | 0.75672 | 0.75679 | 0.75688 | 0.75698 | 0.75706 | 0.75713 | 0.75718 | 0.75721 | 0.75722 | 0.7572 | 0.75717 | 0.75714 | 0.75712 | 0.75713 | 0.75714 | 0.75714
F5_Commercial_Restaurant_New_Space Heating_Natural Gas_Boiler_E3 | F5 | Commercial | Restaurant | New | Space Heating | Natural Gas | Boiler | E3 | RIM BC Ratio | 0.75451 | 0.75458 | 0.75465 | 0.75476 | 0.75491 | 0.75513 | 0.75528 | 0.7554 | 0.75553 | 0.75564 | 0.75572 | 0.75577 | 0.75581 | 0.75585 | 0.7559 | 0.75593 | 0.75596 | 0.75603 | 0.75611 | 0.75619 | 0.75629 | 0.75638 | 0.75644 | 0.75649 | 0.75653 | 0.75654 | 0.75652 | 0.75648 | 0.75645 | 0.75644 | 0.75645 | 0.75645 | 0.75645
F5_Commercial_Restaurant_New_Space Heating_Natural Gas_Boiler_E4 | F5 | Commercial | Restaurant | New | Space Heating | Natural Gas | Boiler | E4 | RIM BC Ratio | 0.54547 | 0.54568 | 0.54591 | 0.5462 | 0.54653 | 0.54695 | 0.54729 | 0.54758 | 0.54785 | 0.54808 | 0.54825 | 0.54835 | 0.54843 | 0.54848 | 0.54853 | 0.54853 | 0.54854 | 0.5486 | 0.54867 | 0.54876 | 0.54887 | 0.54897 | 0.54904 | 0.54909 | 0.54913 | 0.54914 | 0.54912 | 0.54908 | 0.54905 | 0.54903 | 0.54904 | 0.54905 | 0.54905
F5_Commercial_Restaurant_New_Space Heating_Natural Gas_Boiler_E5 | F5 | Commercial | Restaurant | New | Space Heating | Natural Gas | Boiler | E5 | RIM BC Ratio | 0 | 0 | 0 | 0 | 0 | 0 | 0 | 0 | 0 | 0 | 0 | 0 | 0 | 0 | 0 | 0 | 0 | 0 | 0 | 0 | 0 | 0 | 0 | 0 | 0 | 0 | 0 | 0 | 0 | 0 | 0 | 0 | 0
F5_Commercial_Restaurant_New_Space Heating_Natural Gas_Boiler_E6 | F5 | Commercial | Restaurant | New | Space Heating | Natural Gas | Boiler | E6 | RIM BC Ratio | 0 | 0 | 0 | 0 | 0 | 0 | 0 | 0 | 0 | 0 | 0 | 0 | 0 | 0 | 0 | 0 | 0 | 0 | 0 | 0 | 0 | 0 | 0 | 0 | 0 | 0 | 0 | 0 | 0 | 0 | 0 | 0 | 0
F5_Commercial_Restaurant_New_Space Heating_Natural Gas_Boiler_E7 | F5 | Commercial | Restaurant | New | Space Heating | Natural Gas | Boiler | E7 | RIM BC Ratio | 0 | 0 | 0 | 0 | 0 | 0 | 0 | 0 | 0 | 0 | 0 | 0 | 0 | 0 | 0 | 0 | 0 | 0 | 0 | 0 | 0 | 0 | 0 | 0 | 0 | 0 | 0 | 0 | 0 | 0 | 0 | 0 | 0
F5_Commercial_Restaurant_New_Space Heating_Natural Gas_Boiler_E8 | F5 | Commercial | Restaurant | New | Space Heating | Natural Gas | Boiler | E8 | RIM BC Ratio | 0 | 0 | 0 | 0 | 0 | 0 | 0 | 0 | 0 | 0 | 0 | 0 | 0 | 0 | 0 | 0 | 0 | 0 | 0 | 0 | 0 | 0 | 0 | 0 | 0 | 0 | 0 | 0 | 0 | 0 | 0 | 0 | 0
F5_Commercial_Restaurant_New_Space Heating_Natural Gas_Boiler_E9 | F5 | Commercial | Restaurant | New | Space Heating | Natural Gas | Boiler | E9 | RIM BC Ratio | 0 | 0 | 0 | 0 | 0 | 0 | 0 | 0 | 0 | 0 | 0 | 0 | 0 | 0 | 0 | 0 | 0 | 0 | 0 | 0 | 0 | 0 | 0 | 0 | 0 | 0 | 0 | 0 | 0 | 0 | 0 | 0 | 0
F5_Commercial_Restaurant_New_Space Heating_Natural Gas_Boiler_E10 | F5 | Commercial | Restaurant | New | Space Heating | Natural Gas | Boiler | E10 | RIM BC Ratio | 0 | 0 | 0 | 0 | 0 | 0 | 0 | 0 | 0 | 0 | 0 | 0 | 0 | 0 | 0 | 0 | 0 | 0 | 0 | 0 | 0 | 0 | 0 | 0 | 0 | 0 | 0 | 0 | 0 | 0 | 0 | 0 | 0
F0_Commercial_Restaurant_New_Space Heating_Natural Gas_Unit Heater_E0 | F0 | Commercial | Restaurant | New | Space Heating | Natural Gas | Unit Heater | E0 | Economic Unit | Infrared Radiant | Infrared Radiant | Infrared Radiant | Infrared Radiant | Infrared Radiant | Infrared Radiant | Infrared Radiant | Infrared Radiant | Infrared Radiant | Infrared Radiant | Infrared Radiant | Infrared Radiant | Infrared Radiant | Infrared Radiant | Infrared Radiant | Infrared Radiant | Infrared Radiant | Infrared Radiant | Infrared Radiant | Infrared Radiant | Infrared Radiant | Infrared Radiant | Infrared Radiant | Infrared Radiant | Infrared Radiant | Infrared Radiant | Infrared Radiant | Infrared Radiant | Infrared Radiant | Infrared Radiant | Infrared Radiant | Infrared Radiant | Infrared Radiant
F1_Commercial_Restaurant_New_Space Heating_Natural Gas_Unit Heater_E1 | F1 | Commercial | Restaurant | New | Space Heating | Natural Gas | Unit Heater | E1 | CCE | 0 | 0 | 0 | 0 | 0 | 0 | 0 | 0 | 0 | 0 | 0 | 0 | 0 | 0 | 0 | 0 | 0 | 0 | 0 | 0 | 0 | 0 | 0 | 0 | 0 | 0 | 0 | 0 | 0 | 0 | 0 | 0 | 0
F1_Commercial_Restaurant_New_Space Heating_Natural Gas_Unit Heater_E2 | F1 | Commercial | Restaurant | New | Space Heating | Natural Gas | Unit Heater | E2 | CCE | 1.2484 | 1.2484 | 1.255 | 1.2617 | 1.2685 | 1.2754 | 1.2823 | 1.2893 | 1.2964 | 1.3036 | 1.3108 | 1.3181 | 1.3256 | 1.333 | 1.3406 | 1.3483 | 1.356 | 1.3639 | 1.3718 | 1.3798 | 1.3879 | 1.3961 | 1.4045 | 1.4129 | 1.4214 | 1.43 | 1.4387 | 1.4475 | 1.4564 | 1.4655 | 1.4746 | 1.4839 | 1.4839
F1_Commercial_Restaurant_New_Space Heating_Natural Gas_Unit Heater_E3 | F1 | Commercial | Restaurant | New | Space Heating | Natural Gas | Unit Heater | E3 | CCE | 0.12436 | 0.12436 | 0.12503 | 0.12569 | 0.12637 | 0.12705 | 0.12775 | 0.12844 | 0.12915 | 0.12986 | 0.13058 | 0.13131 | 0.13205 | 0.1328 | 0.13355 | 0.13432 | 0.13509 | 0.13587 | 0.13666 | 0.13746 | 0.13827 | 0.13908 | 0.13991 | 0.14075 | 0.1416 | 0.14245 | 0.14332 | 0.1442 | 0.14509 | 0.14599 | 0.1469 | 0.14783 | 0.14783
F1_Commercial_Restaurant_New_Space Heating_Natural Gas_Unit Heater_E4 | F1 | Commercial | Restaurant | New | Space Heating | Natural Gas | Unit Heater | E4 | CCE | 0 | 0 | 0 | 0 | 0 | 0 | 0 | 0 | 0 | 0 | 0 | 0 | 0 | 0 | 0 | 0 | 0 | 0 | 0 | 0 | 0 | 0 | 0 | 0 | 0 | 0 | 0 | 0 | 0 | 0 | 0 | 0 | 0
F1_Commercial_Restaurant_New_Space Heating_Natural Gas_Unit Heater_E5 | F1 | Commercial | Restaurant | New | Space Heating | Natural Gas | Unit Heater | E5 | CCE | 0 | 0 | 0 | 0 | 0 | 0 | 0 | 0 | 0 | 0 | 0 | 0 | 0 | 0 | 0 | 0 | 0 | 0 | 0 | 0 | 0 | 0 | 0 | 0 | 0 | 0 | 0 | 0 | 0 | 0 | 0 | 0 | 0
F1_Commercial_Restaurant_New_Space Heating_Natural Gas_Unit Heater_E6 | F1 | Commercial | Restaurant | New | Space Heating | Natural Gas | Unit Heater | E6 | CCE | 0 | 0 | 0 | 0 | 0 | 0 | 0 | 0 | 0 | 0 | 0 | 0 | 0 | 0 | 0 | 0 | 0 | 0 | 0 | 0 | 0 | 0 | 0 | 0 | 0 | 0 | 0 | 0 | 0 | 0 | 0 | 0 | 0
F1_Commercial_Restaurant_New_Space Heating_Natural Gas_Unit Heater_E7 | F1 | Commercial | Restaurant | New | Space Heating | Natural Gas | Unit Heater | E7 | CCE | 0 | 0 | 0 | 0 | 0 | 0 | 0 | 0 | 0 | 0 | 0 | 0 | 0 | 0 | 0 | 0 | 0 | 0 | 0 | 0 | 0 | 0 | 0 | 0 | 0 | 0 | 0 | 0 | 0 | 0 | 0 | 0 | 0
F1_Commercial_Restaurant_New_Space Heating_Natural Gas_Unit Heater_E8 | F1 | Commercial | Restaurant | New | Space Heating | Natural Gas | Unit Heater | E8 | CCE | 0 | 0 | 0 | 0 | 0 | 0 | 0 | 0 | 0 | 0 | 0 | 0 | 0 | 0 | 0 | 0 | 0 | 0 | 0 | 0 | 0 | 0 | 0 | 0 | 0 | 0 | 0 | 0 | 0 | 0 | 0 | 0 | 0
F1_Commercial_Restaurant_New_Space Heating_Natural Gas_Unit Heater_E9 | F1 | Commercial | Restaurant | New | Space Heating | Natural Gas | Unit Heater | E9 | CCE | 0 | 0 | 0 | 0 | 0 | 0 | 0 | 0 | 0 | 0 | 0 | 0 | 0 | 0 | 0 | 0 | 0 | 0 | 0 | 0 | 0 | 0 | 0 | 0 | 0 | 0 | 0 | 0 | 0 | 0 | 0 | 0 | 0
F1_Commercial_Restaurant_New_Space Heating_Natural Gas_Unit Heater_E10 | F1 | Commercial | Restaurant | New | Space Heating | Natural Gas | Unit Heater | E10 | CCE | 0 | 0 | 0 | 0 | 0 | 0 | 0 | 0 | 0 | 0 | 0 | 0 | 0 | 0 | 0 | 0 | 0 | 0 | 0 | 0 | 0 | 0 | 0 | 0 | 0 | 0 | 0 | 0 | 0 | 0 | 0 | 0 | 0
F2_Commercial_Restaurant_New_Space Heating_Natural Gas_Unit Heater_E1 | F2 | Commercial | Restaurant | New | Space Heating | Natural Gas | Unit Heater | E1 | TRC BC Ratio | bar: 2019 to 2051
F2_Commercial_Restaurant_New_Space Heating_Natural Gas_Unit Heater_E2 | F2 | Commercial | Restaurant | New | Space Heating | Natural Gas | Unit Heater | E2 | TRC BC Ratio | 1.4316 | 1.4333 | 1.4351 | 1.4377 | 1.4415 | 1.4475 | 1.451 | 1.4531 | 1.4557 | 1.4579 | 1.4592 | 1.4598 | 1.4607 | 1.4619 | 1.4637 | 1.4647 | 1.4663 | 1.4689 | 1.4715 | 1.4743 | 1.4776 | 1.4804 | 1.4826 | 1.4843 | 1.4854 | 1.4857 | 1.4852 | 1.4839 | 1.483 | 1.4825 | 1.4828 | 1.483 | 1.483
F2_Commercial_Restaurant_New_Space Heating_Natural Gas_Unit Heater_E3 | F2 | Commercial | Restaurant | New | Space Heating | Natural Gas | Unit Heater | E3 | TRC BC Ratio | 14.4795 | 14.5162 | 14.5616 | 14.6219 | 14.6976 | 14.8103 | 14.8618 | 14.8723 | 14.8808 | 14.8782 | 14.8554 | 14.8297 | 14.8204 | 14.8293 | 14.8623 | 14.8883 | 14.9269 | 14.9846 | 15.0378 | 15.0922 | 15.1509 | 15.2019 | 15.2426 | 15.2734 | 15.2939 | 15.2998 | 15.2889 | 15.2664 | 15.2487 | 15.2402 | 15.2464 | 15.2488 | 15.2488
F2_Commercial_Restaurant_New_Space Heating_Natural Gas_Unit Heater_E4 | F2 | Commercial | Restaurant | New | Space Heating | Natural Gas | Unit Heater | E4 | TRC BC Ratio | 0 | 0 | 0 | 0 | 0 | 0 | 0 | 0 | 0 | 0 | 0 | 0 | 0 | 0 | 0 | 0 | 0 | 0 | 0 | 0 | 0 | 0 | 0 | 0 | 0 | 0 | 0 | 0 | 0 | 0 | 0 | 0 | 0
F2_Commercial_Restaurant_New_Space Heating_Natural Gas_Unit Heater_E5 | F2 | Commercial | Restaurant | New | Space Heating | Natural Gas | Unit Heater | E5 | TRC BC Ratio | 0 | 0 | 0 | 0 | 0 | 0 | 0 | 0 | 0 | 0 | 0 | 0 | 0 | 0 | 0 | 0 | 0 | 0 | 0 | 0 | 0 | 0 | 0 | 0 | 0 | 0 | 0 | 0 | 0 | 0 | 0 | 0 | 0
F2_Commercial_Restaurant_New_Space Heating_Natural Gas_Unit Heater_E6 | F2 | Commercial | Restaurant | New | Space Heating | Natural Gas | Unit Heater | E6 | TRC BC Ratio | 0 | 0 | 0 | 0 | 0 | 0 | 0 | 0 | 0 | 0 | 0 | 0 | 0 | 0 | 0 | 0 | 0 | 0 | 0 | 0 | 0 | 0 | 0 | 0 | 0 | 0 | 0 | 0 | 0 | 0 | 0 | 0 | 0
F2_Commercial_Restaurant_New_Space Heating_Natural Gas_Unit Heater_E7 | F2 | Commercial | Restaurant | New | Space Heating | Natural Gas | Unit Heater | E7 | TRC BC Ratio | 0 | 0 | 0 | 0 | 0 | 0 | 0 | 0 | 0 | 0 | 0 | 0 | 0 | 0 | 0 | 0 | 0 | 0 | 0 | 0 | 0 | 0 | 0 | 0 | 0 | 0 | 0 | 0 | 0 | 0 | 0 | 0 | 0
F2_Commercial_Restaurant_New_Space Heating_Natural Gas_Unit Heater_E8 | F2 | Commercial | Restaurant | New | Space Heating | Natural Gas | Unit Heater | E8 | TRC BC Ratio | 0 | 0 | 0 | 0 | 0 | 0 | 0 | 0 | 0 | 0 | 0 | 0 | 0 | 0 | 0 | 0 | 0 | 0 | 0 | 0 | 0 | 0 | 0 | 0 | 0 | 0 | 0 | 0 | 0 | 0 | 0 | 0 | 0
F2_Commercial_Restaurant_New_Space Heating_Natural Gas_Unit Heater_E9 | F2 | Commercial | Restaurant | New | Space Heating | Natural Gas | Unit Heater | E9 | TRC BC Ratio | 0 | 0 | 0 | 0 | 0 | 0 | 0 | 0 | 0 | 0 | 0 | 0 | 0 | 0 | 0 | 0 | 0 | 0 | 0 | 0 | 0 | 0 | 0 | 0 | 0 | 0 | 0 | 0 | 0 | 0 | 0 | 0 | 0
F2_Commercial_Restaurant_New_Space Heating_Natural Gas_Unit Heater_E10 | F2 | Commercial | Restaurant | New | Space Heating | Natural Gas | Unit Heater | E10 | TRC BC Ratio | 0 | 0 | 0 | 0 | 0 | 0 | 0 | 0 | 0 | 0 | 0 | 0 | 0 | 0 | 0 | 0 | 0 | 0 | 0 | 0 | 0 | 0 | 0 | 0 | 0 | 0 | 0 | 0 | 0 | 0 | 0 | 0 | 0
F3_Commercial_Restaurant_New_Space Heating_Natural Gas_Unit Heater_E1 | F3 | Commercial | Restaurant | New | Space Heating | Natural Gas | Unit Heater | E1 | PACT BC Ratio | bar: 2019 to 2051
F3_Commercial_Restaurant_New_Space Heating_Natural Gas_Unit Heater_E2 | F3 | Commercial | Restaurant | New | Space Heating | Natural Gas | Unit Heater | E2 | PACT BC Ratio | 1.9089 | 1.911 | 1.9134 | 1.917 | 1.922 | 1.93 | 1.9346 | 1.9375 | 1.9409 | 1.9439 | 1.9456 | 1.9464 | 1.9476 | 1.9492 | 1.9516 | 1.953 | 1.9551 | 1.9585 | 1.9619 | 1.9658 | 1.9702 | 1.9739 | 1.9769 | 1.9791 | 1.9806 | 1.981 | 1.9802 | 1.9786 | 1.9773 | 1.9767 | 1.9771 | 1.9773 | 1.9773
F3_Commercial_Restaurant_New_Space Heating_Natural Gas_Unit Heater_E3 | F3 | Commercial | Restaurant | New | Space Heating | Natural Gas | Unit Heater | E3 | PACT BC Ratio | 19.306 | 19.355 | 19.4154 | 19.4958 | 19.5967 | 19.747 | 19.8157 | 19.8297 | 19.8411 | 19.8377 | 19.8073 | 19.773 | 19.7606 | 19.7724 | 19.8164 | 19.851 | 19.9026 | 19.9794 | 20.0504 | 20.1229 | 20.2012 | 20.2691 | 20.3234 | 20.3645 | 20.3919 | 20.3998 | 20.3852 | 20.3553 | 20.3317 | 20.3202 | 20.3286 | 20.3318 | 20.3318
F3_Commercial_Restaurant_New_Space Heating_Natural Gas_Unit Heater_E4 | F3 | Commercial | Restaurant | New | Space Heating | Natural Gas | Unit Heater | E4 | PACT BC Ratio | 0 | 0 | 0 | 0 | 0 | 0 | 0 | 0 | 0 | 0 | 0 | 0 | 0 | 0 | 0 | 0 | 0 | 0 | 0 | 0 | 0 | 0 | 0 | 0 | 0 | 0 | 0 | 0 | 0 | 0 | 0 | 0 | 0
F3_Commercial_Restaurant_New_Space Heating_Natural Gas_Unit Heater_E5 | F3 | Commercial | Restaurant | New | Space Heating | Natural Gas | Unit Heater | E5 | PACT BC Ratio | 0 | 0 | 0 | 0 | 0 | 0 | 0 | 0 | 0 | 0 | 0 | 0 | 0 | 0 | 0 | 0 | 0 | 0 | 0 | 0 | 0 | 0 | 0 | 0 | 0 | 0 | 0 | 0 | 0 | 0 | 0 | 0 | 0
F3_Commercial_Restaurant_New_Space Heating_Natural Gas_Unit Heater_E6 | F3 | Commercial | Restaurant | New | Space Heating | Natural Gas | Unit Heater | E6 | PACT BC Ratio | 0 | 0 | 0 | 0 | 0 | 0 | 0 | 0 | 0 | 0 | 0 | 0 | 0 | 0 | 0 | 0 | 0 | 0 | 0 | 0 | 0 | 0 | 0 | 0 | 0 | 0 | 0 | 0 | 0 | 0 | 0 | 0 | 0
F3_Commercial_Restaurant_New_Space Heating_Natural Gas_Unit Heater_E7 | F3 | Commercial | Restaurant | New | Space Heating | Natural Gas | Unit Heater | E7 | PACT BC Ratio | 0 | 0 | 0 | 0 | 0 | 0 | 0 | 0 | 0 | 0 | 0 | 0 | 0 | 0 | 0 | 0 | 0 | 0 | 0 | 0 | 0 | 0 | 0 | 0 | 0 | 0 | 0 | 0 | 0 | 0 | 0 | 0 | 0
F3_Commercial_Restaurant_New_Space Heating_Natural Gas_Unit Heater_E8 | F3 | Commercial | Restaurant | New | Space Heating | Natural Gas | Unit Heater | E8 | PACT BC Ratio | 0 | 0 | 0 | 0 | 0 | 0 | 0 | 0 | 0 | 0 | 0 | 0 | 0 | 0 | 0 | 0 | 0 | 0 | 0 | 0 | 0 | 0 | 0 | 0 | 0 | 0 | 0 | 0 | 0 | 0 | 0 | 0 | 0
F3_Commercial_Restaurant_New_Space Heating_Natural Gas_Unit Heater_E9 | F3 | Commercial | Restaurant | New | Space Heating | Natural Gas | Unit Heater | E9 | PACT BC Ratio | 0 | 0 | 0 | 0 | 0 | 0 | 0 | 0 | 0 | 0 | 0 | 0 | 0 | 0 | 0 | 0 | 0 | 0 | 0 | 0 | 0 | 0 | 0 | 0 | 0 | 0 | 0 | 0 | 0 | 0 | 0 | 0 | 0
F3_Commercial_Restaurant_New_Space Heating_Natural Gas_Unit Heater_E10 | F3 | Commercial | Restaurant | New | Space Heating | Natural Gas | Unit Heater | E10 | PACT BC Ratio | 0 | 0 | 0 | 0 | 0 | 0 | 0 | 0 | 0 | 0 | 0 | 0 | 0 | 0 | 0 | 0 | 0 | 0 | 0 | 0 | 0 | 0 | 0 | 0 | 0 | 0 | 0 | 0 | 0 | 0 | 0 | 0 | 0
F4_Commercial_Restaurant_New_Space Heating_Natural Gas_Unit Heater_E1 | F4 | Commercial | Restaurant | New | Space Heating | Natural Gas | Unit Heater | E1 | RVT BC Ratio | bar: 2019 to 2051
F4_Commercial_Restaurant_New_Space Heating_Natural Gas_Unit Heater_E2 | F4 | Commercial | Restaurant | New | Space Heating | Natural Gas | Unit Heater | E2 | RVT BC Ratio | 2.7582 | 2.7606 | 2.7631 | 2.767 | 2.7724 | 2.781 | 2.786 | 2.7891 | 2.7928 | 2.796 | 2.7979 | 2.7988 | 2.8 | 2.8017 | 2.8044 | 2.8058 | 2.8081 | 2.8118 | 2.8155 | 2.8196 | 2.8244 | 2.8284 | 2.8316 | 2.834 | 2.8356 | 2.836 | 2.8352 | 2.8334 | 2.832 | 2.8314 | 2.8319 | 2.832 | 2.832
F4_Commercial_Restaurant_New_Space Heating_Natural Gas_Unit Heater_E3 | F4 | Commercial | Restaurant | New | Space Heating | Natural Gas | Unit Heater | E3 | RVT BC Ratio | 21.5169 | 21.5696 | 21.6348 | 21.7215 | 21.8304 | 21.9924 | 22.0664 | 22.0815 | 22.0938 | 22.0901 | 22.0573 | 22.0204 | 22.007 | 22.0198 | 22.0672 | 22.1045 | 22.1601 | 22.243 | 22.3196 | 22.3977 | 22.4821 | 22.5554 | 22.6139 | 22.6582 | 22.6877 | 22.6962 | 22.6806 | 22.6482 | 22.6228 | 22.6104 | 22.6194 | 22.6229 | 22.6229
F4_Commercial_Restaurant_New_Space Heating_Natural Gas_Unit Heater_E4 | F4 | Commercial | Restaurant | New | Space Heating | Natural Gas | Unit Heater | E4 | RVT BC Ratio | 0 | 0 | 0 | 0 | 0 | 0 | 0 | 0 | 0 | 0 | 0 | 0 | 0 | 0 | 0 | 0 | 0 | 0 | 0 | 0 | 0 | 0 | 0 | 0 | 0 | 0 | 0 | 0 | 0 | 0 | 0 | 0 | 0
F4_Commercial_Restaurant_New_Space Heating_Natural Gas_Unit Heater_E5 | F4 | Commercial | Restaurant | New | Space Heating | Natural Gas | Unit Heater | E5 | RVT BC Ratio | 0 | 0 | 0 | 0 | 0 | 0 | 0 | 0 | 0 | 0 | 0 | 0 | 0 | 0 | 0 | 0 | 0 | 0 | 0 | 0 | 0 | 0 | 0 | 0 | 0 | 0 | 0 | 0 | 0 | 0 | 0 | 0 | 0
F4_Commercial_Restaurant_New_Space Heating_Natural Gas_Unit Heater_E6 | F4 | Commercial | Restaurant | New | Space Heating | Natural Gas | Unit Heater | E6 | RVT BC Ratio | 0 | 0 | 0 | 0 | 0 | 0 | 0 | 0 | 0 | 0 | 0 | 0 | 0 | 0 | 0 | 0 | 0 | 0 | 0 | 0 | 0 | 0 | 0 | 0 | 0 | 0 | 0 | 0 | 0 | 0 | 0 | 0 | 0
F4_Commercial_Restaurant_New_Space Heating_Natural Gas_Unit Heater_E7 | F4 | Commercial | Restaurant | New | Space Heating | Natural Gas | Unit Heater | E7 | RVT BC Ratio | 0 | 0 | 0 | 0 | 0 | 0 | 0 | 0 | 0 | 0 | 0 | 0 | 0 | 0 | 0 | 0 | 0 | 0 | 0 | 0 | 0 | 0 | 0 | 0 | 0 | 0 | 0 | 0 | 0 | 0 | 0 | 0 | 0
F4_Commercial_Restaurant_New_Space Heating_Natural Gas_Unit Heater_E8 | F4 | Commercial | Restaurant | New | Space Heating | Natural Gas | Unit Heater | E8 | RVT BC Ratio | 0 | 0 | 0 | 0 | 0 | 0 | 0 | 0 | 0 | 0 | 0 | 0 | 0 | 0 | 0 | 0 | 0 | 0 | 0 | 0 | 0 | 0 | 0 | 0 | 0 | 0 | 0 | 0 | 0 | 0 | 0 | 0 | 0
F4_Commercial_Restaurant_New_Space Heating_Natural Gas_Unit Heater_E9 | F4 | Commercial | Restaurant | New | Space Heating | Natural Gas | Unit Heater | E9 | RVT BC Ratio | 0 | 0 | 0 | 0 | 0 | 0 | 0 | 0 | 0 | 0 | 0 | 0 | 0 | 0 | 0 | 0 | 0 | 0 | 0 | 0 | 0 | 0 | 0 | 0 | 0 | 0 | 0 | 0 | 0 | 0 | 0 | 0 | 0
F4_Commercial_Restaurant_New_Space Heating_Natural Gas_Unit Heater_E10 | F4 | Commercial | Restaurant | New | Space Heating | Natural Gas | Unit Heater | E10 | RVT BC Ratio | 0 | 0 | 0 | 0 | 0 | 0 | 0 | 0 | 0 | 0 | 0 | 0 | 0 | 0 | 0 | 0 | 0 | 0 | 0 | 0 | 0 | 0 | 0 | 0 | 0 | 0 | 0 | 0 | 0 | 0 | 0 | 0 | 0
F5_Commercial_Restaurant_New_Space Heating_Natural Gas_Unit Heater_E1 | F5 | Commercial | Restaurant | New | Space Heating | Natural Gas | Unit Heater | E1 | RIM BC Ratio | bar: 2019 to 2051
F5_Commercial_Restaurant_New_Space Heating_Natural Gas_Unit Heater_E2 | F5 | Commercial | Restaurant | New | Space Heating | Natural Gas | Unit Heater | E2 | RIM BC Ratio | 0.58074 | 0.58094 | 0.58116 | 0.58149 | 0.58195 | 0.58268 | 0.58311 | 0.58337 | 0.58367 | 0.58394 | 0.5841 | 0.58417 | 0.58428 | 0.58442 | 0.58464 | 0.58476 | 0.58495 | 0.58526 | 0.58556 | 0.5859 | 0.58629 | 0.58662 | 0.58688 | 0.58708 | 0.58721 | 0.58725 | 0.58718 | 0.58703 | 0.58692 | 0.58687 | 0.58691 | 0.58692 | 0.58692
F5_Commercial_Restaurant_New_Space Heating_Natural Gas_Unit Heater_E3 | F5 | Commercial | Restaurant | New | Space Heating | Natural Gas | Unit Heater | E3 | RIM BC Ratio | 0.80009 | 0.80017 | 0.80027 | 0.80041 | 0.80058 | 0.80083 | 0.80094 | 0.80096 | 0.80098 | 0.80098 | 0.80093 | 0.80087 | 0.80085 | 0.80087 | 0.80094 | 0.801 | 0.80108 | 0.80121 | 0.80132 | 0.80144 | 0.80156 | 0.80167 | 0.80175 | 0.80182 | 0.80186 | 0.80187 | 0.80185 | 0.8018 | 0.80176 | 0.80175 | 0.80176 | 0.80176 | 0.80176
F5_Commercial_Restaurant_New_Space Heating_Natural Gas_Unit Heater_E4 | F5 | Commercial | Restaurant | New | Space Heating | Natural Gas | Unit Heater | E4 | RIM BC Ratio | 0 | 0 | 0 | 0 | 0 | 0 | 0 | 0 | 0 | 0 | 0 | 0 | 0 | 0 | 0 | 0 | 0 | 0 | 0 | 0 | 0 | 0 | 0 | 0 | 0 | 0 | 0 | 0 | 0 | 0 | 0 | 0 | 0
F5_Commercial_Restaurant_New_Space Heating_Natural Gas_Unit Heater_E5 | F5 | Commercial | Restaurant | New | Space Heating | Natural Gas | Unit Heater | E5 | RIM BC Ratio | 0 | 0 | 0 | 0 | 0 | 0 | 0 | 0 | 0 | 0 | 0 | 0 | 0 | 0 | 0 | 0 | 0 | 0 | 0 | 0 | 0 | 0 | 0 | 0 | 0 | 0 | 0 | 0 | 0 | 0 | 0 | 0 | 0
F5_Commercial_Restaurant_New_Space Heating_Natural Gas_Unit Heater_E6 | F5 | Commercial | Restaurant | New | Space Heating | Natural Gas | Unit Heater | E6 | RIM BC Ratio | 0 | 0 | 0 | 0 | 0 | 0 | 0 | 0 | 0 | 0 | 0 | 0 | 0 | 0 | 0 | 0 | 0 | 0 | 0 | 0 | 0 | 0 | 0 | 0 | 0 | 0 | 0 | 0 | 0 | 0 | 0 | 0 | 0
F5_Commercial_Restaurant_New_Space Heating_Natural Gas_Unit Heater_E7 | F5 | Commercial | Restaurant | New | Space Heating | Natural Gas | Unit Heater | E7 | RIM BC Ratio | 0 | 0 | 0 | 0 | 0 | 0 | 0 | 0 | 0 | 0 | 0 | 0 | 0 | 0 | 0 | 0 | 0 | 0 | 0 | 0 | 0 | 0 | 0 | 0 | 0 | 0 | 0 | 0 | 0 | 0 | 0 | 0 | 0
F5_Commercial_Restaurant_New_Space Heating_Natural Gas_Unit Heater_E8 | F5 | Commercial | Restaurant | New | Space Heating | Natural Gas | Unit Heater | E8 | RIM BC Ratio | 0 | 0 | 0 | 0 | 0 | 0 | 0 | 0 | 0 | 0 | 0 | 0 | 0 | 0 | 0 | 0 | 0 | 0 | 0 | 0 | 0 | 0 | 0 | 0 | 0 | 0 | 0 | 0 | 0 | 0 | 0 | 0 | 0
F5_Commercial_Restaurant_New_Space Heating_Natural Gas_Unit Heater_E9 | F5 | Commercial | Restaurant | New | Space Heating | Natural Gas | Unit Heater | E9 | RIM BC Ratio | 0 | 0 | 0 | 0 | 0 | 0 | 0 | 0 | 0 | 0 | 0 | 0 | 0 | 0 | 0 | 0 | 0 | 0 | 0 | 0 | 0 | 0 | 0 | 0 | 0 | 0 | 0 | 0 | 0 | 0 | 0 | 0 | 0
F5_Commercial_Restaurant_New_Space Heating_Natural Gas_Unit Heater_E10 | F5 | Commercial | Restaurant | New | Space Heating | Natural Gas | Unit Heater | E10 | RIM BC Ratio | 0 | 0 | 0 | 0 | 0 | 0 | 0 | 0 | 0 | 0 | 0 | 0 | 0 | 0 | 0 | 0 | 0 | 0 | 0 | 0 | 0 | 0 | 0 | 0 | 0 | 0 | 0 | 0 | 0 | 0 | 0 | 0 | 0
F0_Commercial_Restaurant_New_Water Heating_Natural Gas_Water Heater_E0 | F0 | Commercial | Restaurant | New | Water Heating | Natural Gas | Water Heater | E0 | Economic Unit | Gas-Fired Absorption HPWH | Gas-Fired Absorption HPWH | Gas-Fired Absorption HPWH | Gas-Fired Absorption HPWH | Gas-Fired Absorption HPWH | Gas-Fired Absorption HPWH | Gas-Fired Absorption HPWH | Gas-Fired Absorption HPWH | Gas-Fired Absorption HPWH | Gas-Fired Absorption HPWH | Gas-Fired Absorption HPWH | Gas-Fired Absorption HPWH | Gas-Fired Absorption HPWH | Gas-Fired Absorption HPWH | Gas-Fired Absorption HPWH | Gas-Fired Absorption HPWH | Gas-Fired Absorption HPWH | Gas-Fired Absorption HPWH | Gas-Fired Absorption HPWH | Gas-Fired Absorption HPWH | Gas-Fired Absorption HPWH | Gas-Fired Absorption HPWH | Gas-Fired Absorption HPWH | Gas-Fired Absorption HPWH | Gas-Fired Absorption HPWH | Gas-Fired Absorption HPWH | Gas-Fired Absorption HPWH | Gas-Fired Absorption HPWH | Gas-Fired Absorption HPWH | Gas-Fired Absorption HPWH | Gas-Fired Absorption HPWH | Gas-Fired Absorption HPWH | Gas-Fired Absorption HPWH
F1_Commercial_Restaurant_New_Water Heating_Natural Gas_Water Heater_E1 | F1 | Commercial | Restaurant | New | Water Heating | Natural Gas | Water Heater | E1 | CCE | 0 | 0 | 0 | 0 | 0 | 0 | 0 | 0 | 0 | 0 | 0 | 0 | 0 | 0 | 0 | 0 | 0 | 0 | 0 | 0 | 0 | 0 | 0 | 0 | 0 | 0 | 0 | 0 | 0 | 0 | 0 | 0 | 0
F1_Commercial_Restaurant_New_Water Heating_Natural Gas_Water Heater_E2 | F1 | Commercial | Restaurant | New | Water Heating | Natural Gas | Water Heater | E2 | CCE | -0.0028163 | -0.0028163 | -0.0028163 | -0.0028163 | -0.0028163 | -0.0028163 | -0.0028163 | -0.0028163 | -0.0028163 | -0.0028163 | -0.0028163 | -0.0028163 | -0.0028163 | -0.0028163 | -0.0028163 | -0.0028163 | -0.0028163 | -0.0028163 | -0.0028163 | -0.0028163 | -0.0028163 | -0.0028163 | -0.0028163 | -0.0028163 | -0.0028163 | -0.0028163 | -0.0028163 | -0.0028163 | -0.0028163 | -0.0028163 | -0.0028163 | -0.0028163 | -0.0028163
F1_Commercial_Restaurant_New_Water Heating_Natural Gas_Water Heater_E3 | F1 | Commercial | Restaurant | New | Water Heating | Natural Gas | Water Heater | E3 | CCE | 0.024544 | 0.024544 | 0.024544 | 0.024544 | 0.024544 | 0.024544 | 0.024544 | 0.024544 | 0.024544 | 0.024544 | 0.024544 | 0.024544 | 0.024544 | 0.024544 | 0.024544 | 0.024544 | 0.024544 | 0.024544 | 0.024544 | 0.024544 | 0.024544 | 0.024544 | 0.024544 | 0.024544 | 0.024544 | 0.024544 | 0.024544 | 0.024544 | 0.024544 | 0.024544 | 0.024544 | 0.024544 | 0.024544
F1_Commercial_Restaurant_New_Water Heating_Natural Gas_Water Heater_E4 | F1 | Commercial | Restaurant | New | Water Heating | Natural Gas | Water Heater | E4 | CCE | 0.030197 | 0.030197 | 0.030197 | 0.030197 | 0.030197 | 0.030197 | 0.030197 | 0.030197 | 0.030197 | 0.030197 | 0.030197 | 0.030197 | 0.030197 | 0.030197 | 0.030197 | 0.030197 | 0.030197 | 0.030197 | 0.030197 | 0.030197 | 0.030197 | 0.030197 | 0.030197 | 0.030197 | 0.030197 | 0.030197 | 0.030197 | 0.030197 | 0.030197 | 0.030197 | 0.030197 | 0.030197 | 0.030197
F1_Commercial_Restaurant_New_Water Heating_Natural Gas_Water Heater_E5 | F1 | Commercial | Restaurant | New | Water Heating | Natural Gas | Water Heater | E5 | CCE | 0.044988 | 0.044988 | 0.044988 | 0.044988 | 0.044988 | 0.044988 | 0.044988 | 0.044988 | 0.044988 | 0.044988 | 0.044988 | 0.044988 | 0.044988 | 0.044988 | 0.044988 | 0.044988 | 0.044988 | 0.044988 | 0.044988 | 0.044988 | 0.044988 | 0.044988 | 0.044988 | 0.044988 | 0.044988 | 0.044988 | 0.044988 | 0.044988 | 0.044988 | 0.044988 | 0.044988 | 0.044988 | 0.044988
F1_Commercial_Restaurant_New_Water Heating_Natural Gas_Water Heater_E6 | F1 | Commercial | Restaurant | New | Water Heating | Natural Gas | Water Heater | E6 | CCE | -0.080886 | -0.080886 | -0.080886 | -0.080886 | -0.080886 | -0.080886 | -0.080886 | -0.080886 | -0.080886 | -0.080886 | -0.080886 | -0.080886 | -0.080886 | -0.080886 | -0.080886 | -0.080886 | -0.080886 | -0.080886 | -0.080886 | -0.080886 | -0.080886 | -0.080886 | -0.080886 | -0.080886 | -0.080886 | -0.080886 | -0.080886 | -0.080886 | -0.080886 | -0.080886 | -0.080886 | -0.080886 | -0.080886
F1_Commercial_Restaurant_New_Water Heating_Natural Gas_Water Heater_E7 | F1 | Commercial | Restaurant | New | Water Heating | Natural Gas | Water Heater | E7 | CCE | 0.069735 | 0.069735 | 0.069735 | 0.069735 | 0.069735 | 0.069735 | 0.069735 | 0.069735 | 0.069735 | 0.069735 | 0.069735 | 0.069735 | 0.069735 | 0.069735 | 0.069735 | 0.069735 | 0.069735 | 0.069735 | 0.069735 | 0.069735 | 0.069735 | 0.069735 | 0.069735 | 0.069735 | 0.069735 | 0.069735 | 0.069735 | 0.069735 | 0.069735 | 0.069735 | 0.069735 | 0.069735 | 0.069735
F1_Commercial_Restaurant_New_Water Heating_Natural Gas_Water Heater_E8 | F1 | Commercial | Restaurant | New | Water Heating | Natural Gas | Water Heater | E8 | CCE | 0 | 0 | 0 | 0 | 0 | 0 | 0 | 0 | 0 | 0 | 0 | 0 | 0 | 0 | 0 | 0 | 0 | 0 | 0 | 0 | 0 | 0 | 0 | 0 | 0 | 0 | 0 | 0 | 0 | 0 | 0 | 0 | 0
F1_Commercial_Restaurant_New_Water Heating_Natural Gas_Water Heater_E9 | F1 | Commercial | Restaurant | New | Water Heating | Natural Gas | Water Heater | E9 | CCE | 0 | 0 | 0 | 0 | 0 | 0 | 0 | 0 | 0 | 0 | 0 | 0 | 0 | 0 | 0 | 0 | 0 | 0 | 0 | 0 | 0 | 0 | 0 | 0 | 0 | 0 | 0 | 0 | 0 | 0 | 0 | 0 | 0
F1_Commercial_Restaurant_New_Water Heating_Natural Gas_Water Heater_E10 | F1 | Commercial | Restaurant | New | Water Heating | Natural Gas | Water Heater | E10 | CCE | 0 | 0 | 0 | 0 | 0 | 0 | 0 | 0 | 0 | 0 | 0 | 0 | 0 | 0 | 0 | 0 | 0 | 0 | 0 | 0 | 0 | 0 | 0 | 0 | 0 | 0 | 0 | 0 | 0 | 0 | 0 | 0 | 0
F2_Commercial_Restaurant_New_Water Heating_Natural Gas_Water Heater_E1 | F2 | Commercial | Restaurant | New | Water Heating | Natural Gas | Water Heater | E1 | TRC BC Ratio | bar: 2019 to 2051
F2_Commercial_Restaurant_New_Water Heating_Natural Gas_Water Heater_E2 | F2 | Commercial | Restaurant | New | Water Heating | Natural Gas | Water Heater | E2 | TRC BC Ratio | bar: 2019 to 2051
F2_Commercial_Restaurant_New_Water Heating_Natural Gas_Water Heater_E3 | F2 | Commercial | Restaurant | New | Water Heating | Natural Gas | Water Heater | E3 | TRC BC Ratio | 43.7703 | 44.1703 | 44.6462 | 45.1986 | 45.8429 | 46.6057 | 47.2223 | 47.8026 | 48.3757 | 48.9517 | 49.4777 | 49.9397 | 50.4041 | 50.8947 | 51.4607 | 52.0224 | 52.6417 | 53.3248 | 54.0485 | 54.795 | 55.5579 | 56.2739 | 56.93 | 57.528 | 58.0561 | 58.5057 | 58.8216 | 59.0542 | 59.2546 | 59.4252 | 59.5944 | 59.6708 | 59.6708
F2_Commercial_Restaurant_New_Water Heating_Natural Gas_Water Heater_E4 | F2 | Commercial | Restaurant | New | Water Heating | Natural Gas | Water Heater | E4 | TRC BC Ratio | 35.5772 | 35.9023 | 36.2892 | 36.7381 | 37.2619 | 37.8819 | 38.383 | 38.8547 | 39.3206 | 39.7888 | 40.2163 | 40.5918 | 40.9693 | 41.368 | 41.8281 | 42.2847 | 42.788 | 43.3433 | 43.9315 | 44.5382 | 45.1584 | 45.7403 | 46.2737 | 46.7597 | 47.1889 | 47.5543 | 47.8112 | 48.0002 | 48.1631 | 48.3017 | 48.4393 | 48.5014 | 48.5014
F2_Commercial_Restaurant_New_Water Heating_Natural Gas_Water Heater_E5 | F2 | Commercial | Restaurant | New | Water Heating | Natural Gas | Water Heater | E5 | TRC BC Ratio | 23.8798 | 24.098 | 24.3576 | 24.659 | 25.0105 | 25.4267 | 25.7631 | 26.0797 | 26.3923 | 26.7066 | 26.9936 | 27.2456 | 27.499 | 27.7666 | 28.0754 | 28.3819 | 28.7197 | 29.0924 | 29.4872 | 29.8945 | 30.3107 | 30.7013 | 31.0593 | 31.3855 | 31.6736 | 31.9189 | 32.0913 | 32.2182 | 32.3275 | 32.4206 | 32.5129 | 32.5546 | 32.5546
F2_Commercial_Restaurant_New_Water Heating_Natural Gas_Water Heater_E6 | F2 | Commercial | Restaurant | New | Water Heating | Natural Gas | Water Heater | E6 | TRC BC Ratio | bar: 2019 to 2051
F2_Commercial_Restaurant_New_Water Heating_Natural Gas_Water Heater_E7 | F2 | Commercial | Restaurant | New | Water Heating | Natural Gas | Water Heater | E7 | TRC BC Ratio | 14.6606 | 14.7631 | 14.9254 | 15.1487 | 15.431 | 15.7747 | 16.0316 | 16.2596 | 16.461 | 16.6434 | 16.7799 | 16.8668 | 16.9508 | 17.0562 | 17.2212 | 17.4022 | 17.6289 | 17.909 | 18.2279 | 18.5715 | 18.9367 | 19.2852 | 19.6144 | 19.932 | 20.2207 | 20.4665 | 20.6393 | 20.7664 | 20.876 | 20.9693 | 21.0618 | 21.1036 | 21.1036
F2_Commercial_Restaurant_New_Water Heating_Natural Gas_Water Heater_E8 | F2 | Commercial | Restaurant | New | Water Heating | Natural Gas | Water Heater | E8 | TRC BC Ratio | 0 | 0 | 0 | 0 | 0 | 0 | 0 | 0 | 0 | 0 | 0 | 0 | 0 | 0 | 0 | 0 | 0 | 0 | 0 | 0 | 0 | 0 | 0 | 0 | 0 | 0 | 0 | 0 | 0 | 0 | 0 | 0 | 0
F2_Commercial_Restaurant_New_Water Heating_Natural Gas_Water Heater_E9 | F2 | Commercial | Restaurant | New | Water Heating | Natural Gas | Water Heater | E9 | TRC BC Ratio | 0 | 0 | 0 | 0 | 0 | 0 | 0 | 0 | 0 | 0 | 0 | 0 | 0 | 0 | 0 | 0 | 0 | 0 | 0 | 0 | 0 | 0 | 0 | 0 | 0 | 0 | 0 | 0 | 0 | 0 | 0 | 0 | 0
F2_Commercial_Restaurant_New_Water Heating_Natural Gas_Water Heater_E10 | F2 | Commercial | Restaurant | New | Water Heating | Natural Gas | Water Heater | E10 | TRC BC Ratio | 0 | 0 | 0 | 0 | 0 | 0 | 0 | 0 | 0 | 0 | 0 | 0 | 0 | 0 | 0 | 0 | 0 | 0 | 0 | 0 | 0 | 0 | 0 | 0 | 0 | 0 | 0 | 0 | 0 | 0 | 0 | 0 | 0
F3_Commercial_Restaurant_New_Water Heating_Natural Gas_Water Heater_E1 | F3 | Commercial | Restaurant | New | Water Heating | Natural Gas | Water Heater | E1 | PACT BC Ratio | bar: 2019 to 2051
F3_Commercial_Restaurant_New_Water Heating_Natural Gas_Water Heater_E2 | F3 | Commercial | Restaurant | New | Water Heating | Natural Gas | Water Heater | E2 | PACT BC Ratio | bar: 2019 to 2051
F3_Commercial_Restaurant_New_Water Heating_Natural Gas_Water Heater_E3 | F3 | Commercial | Restaurant | New | Water Heating | Natural Gas | Water Heater | E3 | PACT BC Ratio | 58.3604 | 58.8937 | 59.5283 | 60.2647 | 61.1239 | 62.141 | 62.9631 | 63.7368 | 64.501 | 65.269 | 65.9703 | 66.5862 | 67.2055 | 67.8595 | 68.6142 | 69.3633 | 70.189 | 71.0997 | 72.0647 | 73.06 | 74.0772 | 75.0318 | 75.9067 | 76.704 | 77.4081 | 78.0075 | 78.4289 | 78.7389 | 79.0061 | 79.2335 | 79.4593 | 79.5611 | 79.5611
F3_Commercial_Restaurant_New_Water Heating_Natural Gas_Water Heater_E4 | F3 | Commercial | Restaurant | New | Water Heating | Natural Gas | Water Heater | E4 | PACT BC Ratio | 47.4363 | 47.8698 | 48.3855 | 48.9842 | 49.6825 | 50.5092 | 51.1774 | 51.8063 | 52.4274 | 53.0517 | 53.6217 | 54.1224 | 54.6257 | 55.1573 | 55.7707 | 56.3796 | 57.0507 | 57.791 | 58.5753 | 59.3843 | 60.2112 | 60.9871 | 61.6982 | 62.3462 | 62.9185 | 63.4058 | 63.7482 | 64.0003 | 64.2174 | 64.4023 | 64.5858 | 64.6686 | 64.6686
F3_Commercial_Restaurant_New_Water Heating_Natural Gas_Water Heater_E5 | F3 | Commercial | Restaurant | New | Water Heating | Natural Gas | Water Heater | E5 | PACT BC Ratio | 31.8397 | 32.1306 | 32.4768 | 32.8786 | 33.3473 | 33.9022 | 34.3507 | 34.7729 | 35.1898 | 35.6088 | 35.9914 | 36.3274 | 36.6653 | 37.0221 | 37.4338 | 37.8425 | 38.293 | 38.7899 | 39.3163 | 39.8593 | 40.4143 | 40.9351 | 41.4124 | 41.8474 | 42.2315 | 42.5586 | 42.7884 | 42.9576 | 43.1033 | 43.2274 | 43.3506 | 43.4061 | 43.4061
F3_Commercial_Restaurant_New_Water Heating_Natural Gas_Water Heater_E6 | F3 | Commercial | Restaurant | New | Water Heating | Natural Gas | Water Heater | E6 | PACT BC Ratio | bar: 2019 to 2051
F3_Commercial_Restaurant_New_Water Heating_Natural Gas_Water Heater_E7 | F3 | Commercial | Restaurant | New | Water Heating | Natural Gas | Water Heater | E7 | PACT BC Ratio | 19.5475 | 19.6841 | 19.9005 | 20.1983 | 20.5747 | 21.0329 | 21.3755 | 21.6794 | 21.948 | 22.1911 | 22.3732 | 22.489 | 22.6011 | 22.7415 | 22.9616 | 23.203 | 23.5051 | 23.8786 | 24.3038 | 24.762 | 25.2489 | 25.7135 | 26.1525 | 26.5759 | 26.9609 | 27.2887 | 27.519 | 27.6886 | 27.8346 | 27.959 | 28.0824 | 28.1381 | 28.1381
F3_Commercial_Restaurant_New_Water Heating_Natural Gas_Water Heater_E8 | F3 | Commercial | Restaurant | New | Water Heating | Natural Gas | Water Heater | E8 | PACT BC Ratio | 0 | 0 | 0 | 0 | 0 | 0 | 0 | 0 | 0 | 0 | 0 | 0 | 0 | 0 | 0 | 0 | 0 | 0 | 0 | 0 | 0 | 0 | 0 | 0 | 0 | 0 | 0 | 0 | 0 | 0 | 0 | 0 | 0
F3_Commercial_Restaurant_New_Water Heating_Natural Gas_Water Heater_E9 | F3 | Commercial | Restaurant | New | Water Heating | Natural Gas | Water Heater | E9 | PACT BC Ratio | 0 | 0 | 0 | 0 | 0 | 0 | 0 | 0 | 0 | 0 | 0 | 0 | 0 | 0 | 0 | 0 | 0 | 0 | 0 | 0 | 0 | 0 | 0 | 0 | 0 | 0 | 0 | 0 | 0 | 0 | 0 | 0 | 0
F3_Commercial_Restaurant_New_Water Heating_Natural Gas_Water Heater_E10 | F3 | Commercial | Restaurant | New | Water Heating | Natural Gas | Water Heater | E10 | PACT BC Ratio | 0 | 0 | 0 | 0 | 0 | 0 | 0 | 0 | 0 | 0 | 0 | 0 | 0 | 0 | 0 | 0 | 0 | 0 | 0 | 0 | 0 | 0 | 0 | 0 | 0 | 0 | 0 | 0 | 0 | 0 | 0 | 0 | 0
F4_Commercial_Restaurant_New_Water Heating_Natural Gas_Water Heater_E1 | F4 | Commercial | Restaurant | New | Water Heating | Natural Gas | Water Heater | E1 | RVT BC Ratio | bar: 2019 to 2051
F4_Commercial_Restaurant_New_Water Heating_Natural Gas_Water Heater_E2 | F4 | Commercial | Restaurant | New | Water Heating | Natural Gas | Water Heater | E2 | RVT BC Ratio | bar: 2019 to 2051
F4_Commercial_Restaurant_New_Water Heating_Natural Gas_Water Heater_E3 | F4 | Commercial | Restaurant | New | Water Heating | Natural Gas | Water Heater | E3 | RVT BC Ratio | 63.6276 | 64.2027 | 64.8869 | 65.681 | 66.6074 | 67.7041 | 68.5905 | 69.4248 | 70.2487 | 71.0768 | 71.8331 | 72.4972 | 73.1649 | 73.8701 | 74.6839 | 75.4915 | 76.3818 | 77.3639 | 78.4044 | 79.4775 | 80.5744 | 81.6037 | 82.5471 | 83.4067 | 84.1659 | 84.8123 | 85.2666 | 85.6009 | 85.889 | 86.1342 | 86.3776 | 86.4875 | 86.4875
F4_Commercial_Restaurant_New_Water Heating_Natural Gas_Water Heater_E4 | F4 | Commercial | Restaurant | New | Water Heating | Natural Gas | Water Heater | E4 | RVT BC Ratio | 51.8486 | 52.316 | 52.8721 | 53.5176 | 54.2706 | 55.162 | 55.8825 | 56.5606 | 57.2303 | 57.9034 | 58.5181 | 59.0579 | 59.6007 | 60.1739 | 60.8353 | 61.4918 | 62.2154 | 63.0137 | 63.8594 | 64.7316 | 65.6232 | 66.4598 | 67.2266 | 67.9253 | 68.5425 | 69.0678 | 69.4371 | 69.7088 | 69.943 | 70.1423 | 70.3402 | 70.4294 | 70.4294
F4_Commercial_Restaurant_New_Water Heating_Natural Gas_Water Heater_E5 | F4 | Commercial | Restaurant | New | Water Heating | Natural Gas | Water Heater | E5 | RVT BC Ratio | 35.0314 | 35.3451 | 35.7184 | 36.1517 | 36.6571 | 37.2554 | 37.739 | 38.1942 | 38.6437 | 39.0955 | 39.508 | 39.8704 | 40.2347 | 40.6194 | 41.0634 | 41.504 | 41.9897 | 42.5255 | 43.0931 | 43.6786 | 44.2771 | 44.8386 | 45.3533 | 45.8223 | 46.2365 | 46.5891 | 46.837 | 47.0194 | 47.1765 | 47.3103 | 47.4431 | 47.503 | 47.503
F4_Commercial_Restaurant_New_Water Heating_Natural Gas_Water Heater_E6 | F4 | Commercial | Restaurant | New | Water Heating | Natural Gas | Water Heater | E6 | RVT BC Ratio | bar: 2019 to 2051
F4_Commercial_Restaurant_New_Water Heating_Natural Gas_Water Heater_E7 | F4 | Commercial | Restaurant | New | Water Heating | Natural Gas | Water Heater | E7 | RVT BC Ratio | 21.7773 | 21.9245 | 22.1579 | 22.479 | 22.8848 | 23.3789 | 23.7483 | 24.076 | 24.3656 | 24.6278 | 24.8241 | 24.949 | 25.0698 | 25.2213 | 25.4585 | 25.7188 | 26.0446 | 26.4473 | 26.9058 | 27.3999 | 27.9248 | 28.4259 | 28.8991 | 29.3557 | 29.7709 | 30.1243 | 30.3726 | 30.5554 | 30.7129 | 30.847 | 30.9801 | 31.0402 | 31.0402
F4_Commercial_Restaurant_New_Water Heating_Natural Gas_Water Heater_E8 | F4 | Commercial | Restaurant | New | Water Heating | Natural Gas | Water Heater | E8 | RVT BC Ratio | 0 | 0 | 0 | 0 | 0 | 0 | 0 | 0 | 0 | 0 | 0 | 0 | 0 | 0 | 0 | 0 | 0 | 0 | 0 | 0 | 0 | 0 | 0 | 0 | 0 | 0 | 0 | 0 | 0 | 0 | 0 | 0 | 0
F4_Commercial_Restaurant_New_Water Heating_Natural Gas_Water Heater_E9 | F4 | Commercial | Restaurant | New | Water Heating | Natural Gas | Water Heater | E9 | RVT BC Ratio | 0 | 0 | 0 | 0 | 0 | 0 | 0 | 0 | 0 | 0 | 0 | 0 | 0 | 0 | 0 | 0 | 0 | 0 | 0 | 0 | 0 | 0 | 0 | 0 | 0 | 0 | 0 | 0 | 0 | 0 | 0 | 0 | 0
F4_Commercial_Restaurant_New_Water Heating_Natural Gas_Water Heater_E10 | F4 | Commercial | Restaurant | New | Water Heating | Natural Gas | Water Heater | E10 | RVT BC Ratio | 0 | 0 | 0 | 0 | 0 | 0 | 0 | 0 | 0 | 0 | 0 | 0 | 0 | 0 | 0 | 0 | 0 | 0 | 0 | 0 | 0 | 0 | 0 | 0 | 0 | 0 | 0 | 0 | 0 | 0 | 0 | 0 | 0
F5_Commercial_Restaurant_New_Water Heating_Natural Gas_Water Heater_E1 | F5 | Commercial | Restaurant | New | Water Heating | Natural Gas | Water Heater | E1 | RIM BC Ratio | bar: 2019 to 2051
F5_Commercial_Restaurant_New_Water Heating_Natural Gas_Water Heater_E2 | F5 | Commercial | Restaurant | New | Water Heating | Natural Gas | Water Heater | E2 | RIM BC Ratio | bar: 2019 to 2051
F5_Commercial_Restaurant_New_Water Heating_Natural Gas_Water Heater_E3 | F5 | Commercial | Restaurant | New | Water Heating | Natural Gas | Water Heater | E3 | RIM BC Ratio | 0.82291 | 0.82301 | 0.82314 | 0.82328 | 0.82343 | 0.82362 | 0.82376 | 0.82389 | 0.82402 | 0.82414 | 0.82425 | 0.82435 | 0.82444 | 0.82454 | 0.82465 | 0.82475 | 0.82487 | 0.82499 | 0.82512 | 0.82525 | 0.82538 | 0.8255 | 0.8256 | 0.82569 | 0.82577 | 0.82584 | 0.82589 | 0.82592 | 0.82595 | 0.82598 | 0.826 | 0.82601 | 0.82601
F5_Commercial_Restaurant_New_Water Heating_Natural Gas_Water Heater_E4 | F5 | Commercial | Restaurant | New | Water Heating | Natural Gas | Water Heater | E4 | RIM BC Ratio | 0.82025 | 0.82037 | 0.82052 | 0.82069 | 0.82089 | 0.82111 | 0.82128 | 0.82144 | 0.8216 | 0.82175 | 0.82189 | 0.822 | 0.82212 | 0.82224 | 0.82237 | 0.8225 | 0.82264 | 0.8228 | 0.82295 | 0.82311 | 0.82327 | 0.82341 | 0.82354 | 0.82365 | 0.82375 | 0.82383 | 0.82389 | 0.82393 | 0.82397 | 0.824 | 0.82403 | 0.82404 | 0.82404
F5_Commercial_Restaurant_New_Water Heating_Natural Gas_Water Heater_E5 | F5 | Commercial | Restaurant | New | Water Heating | Natural Gas | Water Heater | E5 | RIM BC Ratio | 0.81336 | 0.81355 | 0.81376 | 0.81401 | 0.8143 | 0.81462 | 0.81488 | 0.81511 | 0.81534 | 0.81556 | 0.81576 | 0.81593 | 0.8161 | 0.81628 | 0.81647 | 0.81667 | 0.81687 | 0.8171 | 0.81733 | 0.81756 | 0.81779 | 0.818 | 0.81819 | 0.81836 | 0.8185 | 0.81862 | 0.81871 | 0.81877 | 0.81882 | 0.81887 | 0.81891 | 0.81893 | 0.81893
F5_Commercial_Restaurant_New_Water Heating_Natural Gas_Water Heater_E6 | F5 | Commercial | Restaurant | New | Water Heating | Natural Gas | Water Heater | E6 | RIM BC Ratio | bar: 2019 to 2051
F5_Commercial_Restaurant_New_Water Heating_Natural Gas_Water Heater_E7 | F5 | Commercial | Restaurant | New | Water Heating | Natural Gas | Water Heater | E7 | RIM BC Ratio | 0.8005 | 0.80073 | 0.80108 | 0.80156 | 0.80214 | 0.80282 | 0.80331 | 0.80373 | 0.8041 | 0.80442 | 0.80466 | 0.80481 | 0.80495 | 0.80513 | 0.8054 | 0.8057 | 0.80606 | 0.80649 | 0.80697 | 0.80746 | 0.80797 | 0.80844 | 0.80886 | 0.80926 | 0.80961 | 0.80991 | 0.81011 | 0.81025 | 0.81038 | 0.81048 | 0.81059 | 0.81063 | 0.81063
F5_Commercial_Restaurant_New_Water Heating_Natural Gas_Water Heater_E8 | F5 | Commercial | Restaurant | New | Water Heating | Natural Gas | Water Heater | E8 | RIM BC Ratio | 0 | 0 | 0 | 0 | 0 | 0 | 0 | 0 | 0 | 0 | 0 | 0 | 0 | 0 | 0 | 0 | 0 | 0 | 0 | 0 | 0 | 0 | 0 | 0 | 0 | 0 | 0 | 0 | 0 | 0 | 0 | 0 | 0
F5_Commercial_Restaurant_New_Water Heating_Natural Gas_Water Heater_E9 | F5 | Commercial | Restaurant | New | Water Heating | Natural Gas | Water Heater | E9 | RIM BC Ratio | 0 | 0 | 0 | 0 | 0 | 0 | 0 | 0 | 0 | 0 | 0 | 0 | 0 | 0 | 0 | 0 | 0 | 0 | 0 | 0 | 0 | 0 | 0 | 0 | 0 | 0 | 0 | 0 | 0 | 0 | 0 | 0 | 0
F5_Commercial_Restaurant_New_Water Heating_Natural Gas_Water Heater_E10 | F5 | Commercial | Restaurant | New | Water Heating | Natural Gas | Water Heater | E10 | RIM BC Ratio | 0 | 0 | 0 | 0 | 0 | 0 | 0 | 0 | 0 | 0 | 0 | 0 | 0 | 0 | 0 | 0 | 0 | 0 | 0 | 0 | 0 | 0 | 0 | 0 | 0 | 0 | 0 | 0 | 0 | 0 | 0 | 0 | 0
F0_Commercial_Restaurant_New_Food Preparation_Natural Gas_Oven_E0 | F0 | Commercial | Restaurant | New | Food Preparation | Natural Gas | Oven | E0 | Economic Unit | ENERGY STAR (>44% Baking Efficiency) | ENERGY STAR (>44% Baking Efficiency) | ENERGY STAR (>44% Baking Efficiency) | ENERGY STAR (>44% Baking Efficiency) | ENERGY STAR (>44% Baking Efficiency) | ENERGY STAR (>44% Baking Efficiency) | ENERGY STAR (>44% Baking Efficiency) | ENERGY STAR (>44% Baking Efficiency) | ENERGY STAR (>44% Baking Efficiency) | ENERGY STAR (>44% Baking Efficiency) | ENERGY STAR (>44% Baking Efficiency) | ENERGY STAR (>44% Baking Efficiency) | ENERGY STAR (>44% Baking Efficiency) | ENERGY STAR (>44% Baking Efficiency) | ENERGY STAR (>44% Baking Efficiency) | ENERGY STAR (>44% Baking Efficiency) | ENERGY STAR (>44% Baking Efficiency) | ENERGY STAR (>44% Baking Efficiency) | ENERGY STAR (>44% Baking Efficiency) | ENERGY STAR (>44% Baking Efficiency) | ENERGY STAR (>44% Baking Efficiency) | ENERGY STAR (>44% Baking Efficiency) | ENERGY STAR (>44% Baking Efficiency) | ENERGY STAR (>44% Baking Efficiency) | ENERGY STAR (>44% Baking Efficiency) | ENERGY STAR (>44% Baking Efficiency) | ENERGY STAR (>44% Baking Efficiency) | ENERGY STAR (>44% Baking Efficiency) | ENERGY STAR (>44% Baking Efficiency) | ENERGY STAR (>44% Baking Efficiency) | ENERGY STAR (>44% Baking Efficiency) | ENERGY STAR (>44% Baking Efficiency) | ENERGY STAR (>44% Baking Efficiency)
F1_Commercial_Restaurant_New_Food Preparation_Natural Gas_Oven_E1 | F1 | Commercial | Restaurant | New | Food Preparation | Natural Gas | Oven | E1 | CCE | 0 | 0 | 0 | 0 | 0 | 0 | 0 | 0 | 0 | 0 | 0 | 0 | 0 | 0 | 0 | 0 | 0 | 0 | 0 | 0 | 0 | 0 | 0 | 0 | 0 | 0 | 0 | 0 | 0 | 0 | 0 | 0 | 0
F1_Commercial_Restaurant_New_Food Preparation_Natural Gas_Oven_E2 | F1 | Commercial | Restaurant | New | Food Preparation | Natural Gas | Oven | E2 | CCE | 0.52905 | 0.52905 | 0.52905 | 0.52905 | 0.52905 | 0.52905 | 0.52905 | 0.52905 | 0.52905 | 0.52905 | 0.52905 | 0.52905 | 0.52905 | 0.52905 | 0.52905 | 0.52905 | 0.52905 | 0.52905 | 0.52905 | 0.52905 | 0.52905 | 0.52905 | 0.52905 | 0.52905 | 0.52905 | 0.52905 | 0.52905 | 0.52905 | 0.52905 | 0.52905 | 0.52905 | 0.52905 | 0.52905
F1_Commercial_Restaurant_New_Food Preparation_Natural Gas_Oven_E3 | F1 | Commercial | Restaurant | New | Food Preparation | Natural Gas | Oven | E3 | CCE | 0 | 0 | 0 | 0 | 0 | 0 | 0 | 0 | 0 | 0 | 0 | 0 | 0 | 0 | 0 | 0 | 0 | 0 | 0 | 0 | 0 | 0 | 0 | 0 | 0 | 0 | 0 | 0 | 0 | 0 | 0 | 0 | 0
F1_Commercial_Restaurant_New_Food Preparation_Natural Gas_Oven_E4 | F1 | Commercial | Restaurant | New | Food Preparation | Natural Gas | Oven | E4 | CCE | 0 | 0 | 0 | 0 | 0 | 0 | 0 | 0 | 0 | 0 | 0 | 0 | 0 | 0 | 0 | 0 | 0 | 0 | 0 | 0 | 0 | 0 | 0 | 0 | 0 | 0 | 0 | 0 | 0 | 0 | 0 | 0 | 0
F1_Commercial_Restaurant_New_Food Preparation_Natural Gas_Oven_E5 | F1 | Commercial | Restaurant | New | Food Preparation | Natural Gas | Oven | E5 | CCE | 0 | 0 | 0 | 0 | 0 | 0 | 0 | 0 | 0 | 0 | 0 | 0 | 0 | 0 | 0 | 0 | 0 | 0 | 0 | 0 | 0 | 0 | 0 | 0 | 0 | 0 | 0 | 0 | 0 | 0 | 0 | 0 | 0
F1_Commercial_Restaurant_New_Food Preparation_Natural Gas_Oven_E6 | F1 | Commercial | Restaurant | New | Food Preparation | Natural Gas | Oven | E6 | CCE | 0 | 0 | 0 | 0 | 0 | 0 | 0 | 0 | 0 | 0 | 0 | 0 | 0 | 0 | 0 | 0 | 0 | 0 | 0 | 0 | 0 | 0 | 0 | 0 | 0 | 0 | 0 | 0 | 0 | 0 | 0 | 0 | 0
F1_Commercial_Restaurant_New_Food Preparation_Natural Gas_Oven_E7 | F1 | Commercial | Restaurant | New | Food Preparation | Natural Gas | Oven | E7 | CCE | 0 | 0 | 0 | 0 | 0 | 0 | 0 | 0 | 0 | 0 | 0 | 0 | 0 | 0 | 0 | 0 | 0 | 0 | 0 | 0 | 0 | 0 | 0 | 0 | 0 | 0 | 0 | 0 | 0 | 0 | 0 | 0 | 0
F1_Commercial_Restaurant_New_Food Preparation_Natural Gas_Oven_E8 | F1 | Commercial | Restaurant | New | Food Preparation | Natural Gas | Oven | E8 | CCE | 0 | 0 | 0 | 0 | 0 | 0 | 0 | 0 | 0 | 0 | 0 | 0 | 0 | 0 | 0 | 0 | 0 | 0 | 0 | 0 | 0 | 0 | 0 | 0 | 0 | 0 | 0 | 0 | 0 | 0 | 0 | 0 | 0
F1_Commercial_Restaurant_New_Food Preparation_Natural Gas_Oven_E9 | F1 | Commercial | Restaurant | New | Food Preparation | Natural Gas | Oven | E9 | CCE | 0 | 0 | 0 | 0 | 0 | 0 | 0 | 0 | 0 | 0 | 0 | 0 | 0 | 0 | 0 | 0 | 0 | 0 | 0 | 0 | 0 | 0 | 0 | 0 | 0 | 0 | 0 | 0 | 0 | 0 | 0 | 0 | 0
F1_Commercial_Restaurant_New_Food Preparation_Natural Gas_Oven_E10 | F1 | Commercial | Restaurant | New | Food Preparation | Natural Gas | Oven | E10 | CCE | 0 | 0 | 0 | 0 | 0 | 0 | 0 | 0 | 0 | 0 | 0 | 0 | 0 | 0 | 0 | 0 | 0 | 0 | 0 | 0 | 0 | 0 | 0 | 0 | 0 | 0 | 0 | 0 | 0 | 0 | 0 | 0 | 0
F2_Commercial_Restaurant_New_Food Preparation_Natural Gas_Oven_E1 | F2 | Commercial | Restaurant | New | Food Preparation | Natural Gas | Oven | E1 | TRC BC Ratio | bar: 2019 to 2051
F2_Commercial_Restaurant_New_Food Preparation_Natural Gas_Oven_E2 | F2 | Commercial | Restaurant | New | Food Preparation | Natural Gas | Oven | E2 | TRC BC Ratio | 2.6596 | 2.6798 | 2.7025 | 2.7274 | 2.7558 | 2.7887 | 2.8153 | 2.8409 | 2.8669 | 2.8939 | 2.9197 | 2.9434 | 2.9676 | 2.9931 | 3.0212 | 3.0486 | 3.0777 | 3.1085 | 3.1406 | 3.1733 | 3.2062 | 3.2371 | 3.2649 | 3.2895 | 3.3108 | 3.3291 | 3.3418 | 3.3512 | 3.3594 | 3.3664 | 3.3733 | 3.3764 | 3.3764
F2_Commercial_Restaurant_New_Food Preparation_Natural Gas_Oven_E3 | F2 | Commercial | Restaurant | New | Food Preparation | Natural Gas | Oven | E3 | TRC BC Ratio | 0 | 0 | 0 | 0 | 0 | 0 | 0 | 0 | 0 | 0 | 0 | 0 | 0 | 0 | 0 | 0 | 0 | 0 | 0 | 0 | 0 | 0 | 0 | 0 | 0 | 0 | 0 | 0 | 0 | 0 | 0 | 0 | 0
F2_Commercial_Restaurant_New_Food Preparation_Natural Gas_Oven_E4 | F2 | Commercial | Restaurant | New | Food Preparation | Natural Gas | Oven | E4 | TRC BC Ratio | 0 | 0 | 0 | 0 | 0 | 0 | 0 | 0 | 0 | 0 | 0 | 0 | 0 | 0 | 0 | 0 | 0 | 0 | 0 | 0 | 0 | 0 | 0 | 0 | 0 | 0 | 0 | 0 | 0 | 0 | 0 | 0 | 0
F2_Commercial_Restaurant_New_Food Preparation_Natural Gas_Oven_E5 | F2 | Commercial | Restaurant | New | Food Preparation | Natural Gas | Oven | E5 | TRC BC Ratio | 0 | 0 | 0 | 0 | 0 | 0 | 0 | 0 | 0 | 0 | 0 | 0 | 0 | 0 | 0 | 0 | 0 | 0 | 0 | 0 | 0 | 0 | 0 | 0 | 0 | 0 | 0 | 0 | 0 | 0 | 0 | 0 | 0
F2_Commercial_Restaurant_New_Food Preparation_Natural Gas_Oven_E6 | F2 | Commercial | Restaurant | New | Food Preparation | Natural Gas | Oven | E6 | TRC BC Ratio | 0 | 0 | 0 | 0 | 0 | 0 | 0 | 0 | 0 | 0 | 0 | 0 | 0 | 0 | 0 | 0 | 0 | 0 | 0 | 0 | 0 | 0 | 0 | 0 | 0 | 0 | 0 | 0 | 0 | 0 | 0 | 0 | 0
F2_Commercial_Restaurant_New_Food Preparation_Natural Gas_Oven_E7 | F2 | Commercial | Restaurant | New | Food Preparation | Natural Gas | Oven | E7 | TRC BC Ratio | 0 | 0 | 0 | 0 | 0 | 0 | 0 | 0 | 0 | 0 | 0 | 0 | 0 | 0 | 0 | 0 | 0 | 0 | 0 | 0 | 0 | 0 | 0 | 0 | 0 | 0 | 0 | 0 | 0 | 0 | 0 | 0 | 0
F2_Commercial_Restaurant_New_Food Preparation_Natural Gas_Oven_E8 | F2 | Commercial | Restaurant | New | Food Preparation | Natural Gas | Oven | E8 | TRC BC Ratio | 0 | 0 | 0 | 0 | 0 | 0 | 0 | 0 | 0 | 0 | 0 | 0 | 0 | 0 | 0 | 0 | 0 | 0 | 0 | 0 | 0 | 0 | 0 | 0 | 0 | 0 | 0 | 0 | 0 | 0 | 0 | 0 | 0
F2_Commercial_Restaurant_New_Food Preparation_Natural Gas_Oven_E9 | F2 | Commercial | Restaurant | New | Food Preparation | Natural Gas | Oven | E9 | TRC BC Ratio | 0 | 0 | 0 | 0 | 0 | 0 | 0 | 0 | 0 | 0 | 0 | 0 | 0 | 0 | 0 | 0 | 0 | 0 | 0 | 0 | 0 | 0 | 0 | 0 | 0 | 0 | 0 | 0 | 0 | 0 | 0 | 0 | 0
F2_Commercial_Restaurant_New_Food Preparation_Natural Gas_Oven_E10 | F2 | Commercial | Restaurant | New | Food Preparation | Natural Gas | Oven | E10 | TRC BC Ratio | 0 | 0 | 0 | 0 | 0 | 0 | 0 | 0 | 0 | 0 | 0 | 0 | 0 | 0 | 0 | 0 | 0 | 0 | 0 | 0 | 0 | 0 | 0 | 0 | 0 | 0 | 0 | 0 | 0 | 0 | 0 | 0 | 0
F3_Commercial_Restaurant_New_Food Preparation_Natural Gas_Oven_E1 | F3 | Commercial | Restaurant | New | Food Preparation | Natural Gas | Oven | E1 | PACT BC Ratio | bar: 2019 to 2051
F3_Commercial_Restaurant_New_Food Preparation_Natural Gas_Oven_E2 | F3 | Commercial | Restaurant | New | Food Preparation | Natural Gas | Oven | E2 | PACT BC Ratio | 3.5461 | 3.5731 | 3.6033 | 3.6366 | 3.6744 | 3.7182 | 3.7538 | 3.7879 | 3.8225 | 3.8586 | 3.893 | 3.9245 | 3.9568 | 3.9908 | 4.0282 | 4.0648 | 4.1037 | 4.1447 | 4.1874 | 4.2311 | 4.275 | 4.3161 | 4.3532 | 4.386 | 4.4144 | 4.4388 | 4.4557 | 4.4683 | 4.4792 | 4.4885 | 4.4978 | 4.5018 | 4.5018
F3_Commercial_Restaurant_New_Food Preparation_Natural Gas_Oven_E3 | F3 | Commercial | Restaurant | New | Food Preparation | Natural Gas | Oven | E3 | PACT BC Ratio | 0 | 0 | 0 | 0 | 0 | 0 | 0 | 0 | 0 | 0 | 0 | 0 | 0 | 0 | 0 | 0 | 0 | 0 | 0 | 0 | 0 | 0 | 0 | 0 | 0 | 0 | 0 | 0 | 0 | 0 | 0 | 0 | 0
F3_Commercial_Restaurant_New_Food Preparation_Natural Gas_Oven_E4 | F3 | Commercial | Restaurant | New | Food Preparation | Natural Gas | Oven | E4 | PACT BC Ratio | 0 | 0 | 0 | 0 | 0 | 0 | 0 | 0 | 0 | 0 | 0 | 0 | 0 | 0 | 0 | 0 | 0 | 0 | 0 | 0 | 0 | 0 | 0 | 0 | 0 | 0 | 0 | 0 | 0 | 0 | 0 | 0 | 0
F3_Commercial_Restaurant_New_Food Preparation_Natural Gas_Oven_E5 | F3 | Commercial | Restaurant | New | Food Preparation | Natural Gas | Oven | E5 | PACT BC Ratio | 0 | 0 | 0 | 0 | 0 | 0 | 0 | 0 | 0 | 0 | 0 | 0 | 0 | 0 | 0 | 0 | 0 | 0 | 0 | 0 | 0 | 0 | 0 | 0 | 0 | 0 | 0 | 0 | 0 | 0 | 0 | 0 | 0
F3_Commercial_Restaurant_New_Food Preparation_Natural Gas_Oven_E6 | F3 | Commercial | Restaurant | New | Food Preparation | Natural Gas | Oven | E6 | PACT BC Ratio | 0 | 0 | 0 | 0 | 0 | 0 | 0 | 0 | 0 | 0 | 0 | 0 | 0 | 0 | 0 | 0 | 0 | 0 | 0 | 0 | 0 | 0 | 0 | 0 | 0 | 0 | 0 | 0 | 0 | 0 | 0 | 0 | 0
F3_Commercial_Restaurant_New_Food Preparation_Natural Gas_Oven_E7 | F3 | Commercial | Restaurant | New | Food Preparation | Natural Gas | Oven | E7 | PACT BC Ratio | 0 | 0 | 0 | 0 | 0 | 0 | 0 | 0 | 0 | 0 | 0 | 0 | 0 | 0 | 0 | 0 | 0 | 0 | 0 | 0 | 0 | 0 | 0 | 0 | 0 | 0 | 0 | 0 | 0 | 0 | 0 | 0 | 0
F3_Commercial_Restaurant_New_Food Preparation_Natural Gas_Oven_E8 | F3 | Commercial | Restaurant | New | Food Preparation | Natural Gas | Oven | E8 | PACT BC Ratio | 0 | 0 | 0 | 0 | 0 | 0 | 0 | 0 | 0 | 0 | 0 | 0 | 0 | 0 | 0 | 0 | 0 | 0 | 0 | 0 | 0 | 0 | 0 | 0 | 0 | 0 | 0 | 0 | 0 | 0 | 0 | 0 | 0
F3_Commercial_Restaurant_New_Food Preparation_Natural Gas_Oven_E9 | F3 | Commercial | Restaurant | New | Food Preparation | Natural Gas | Oven | E9 | PACT BC Ratio | 0 | 0 | 0 | 0 | 0 | 0 | 0 | 0 | 0 | 0 | 0 | 0 | 0 | 0 | 0 | 0 | 0 | 0 | 0 | 0 | 0 | 0 | 0 | 0 | 0 | 0 | 0 | 0 | 0 | 0 | 0 | 0 | 0
F3_Commercial_Restaurant_New_Food Preparation_Natural Gas_Oven_E10 | F3 | Commercial | Restaurant | New | Food Preparation | Natural Gas | Oven | E10 | PACT BC Ratio | 0 | 0 | 0 | 0 | 0 | 0 | 0 | 0 | 0 | 0 | 0 | 0 | 0 | 0 | 0 | 0 | 0 | 0 | 0 | 0 | 0 | 0 | 0 | 0 | 0 | 0 | 0 | 0 | 0 | 0 | 0 | 0 | 0
F4_Commercial_Restaurant_New_Food Preparation_Natural Gas_Oven_E1 | F4 | Commercial | Restaurant | New | Food Preparation | Natural Gas | Oven | E1 | RVT BC Ratio | bar: 2019 to 2051
F4_Commercial_Restaurant_New_Food Preparation_Natural Gas_Oven_E2 | F4 | Commercial | Restaurant | New | Food Preparation | Natural Gas | Oven | E2 | RVT BC Ratio | 4.5236 | 4.5528 | 4.5853 | 4.6211 | 4.662 | 4.7092 | 4.7475 | 4.7843 | 4.8216 | 4.8605 | 4.8976 | 4.9317 | 4.9665 | 5.0031 | 5.0435 | 5.0829 | 5.1248 | 5.169 | 5.2151 | 5.2622 | 5.3095 | 5.3539 | 5.3939 | 5.4293 | 5.4599 | 5.4862 | 5.5044 | 5.518 | 5.5298 | 5.5398 | 5.5498 | 5.5542 | 5.5542
F4_Commercial_Restaurant_New_Food Preparation_Natural Gas_Oven_E3 | F4 | Commercial | Restaurant | New | Food Preparation | Natural Gas | Oven | E3 | RVT BC Ratio | 0 | 0 | 0 | 0 | 0 | 0 | 0 | 0 | 0 | 0 | 0 | 0 | 0 | 0 | 0 | 0 | 0 | 0 | 0 | 0 | 0 | 0 | 0 | 0 | 0 | 0 | 0 | 0 | 0 | 0 | 0 | 0 | 0
F4_Commercial_Restaurant_New_Food Preparation_Natural Gas_Oven_E4 | F4 | Commercial | Restaurant | New | Food Preparation | Natural Gas | Oven | E4 | RVT BC Ratio | 0 | 0 | 0 | 0 | 0 | 0 | 0 | 0 | 0 | 0 | 0 | 0 | 0 | 0 | 0 | 0 | 0 | 0 | 0 | 0 | 0 | 0 | 0 | 0 | 0 | 0 | 0 | 0 | 0 | 0 | 0 | 0 | 0
F4_Commercial_Restaurant_New_Food Preparation_Natural Gas_Oven_E5 | F4 | Commercial | Restaurant | New | Food Preparation | Natural Gas | Oven | E5 | RVT BC Ratio | 0 | 0 | 0 | 0 | 0 | 0 | 0 | 0 | 0 | 0 | 0 | 0 | 0 | 0 | 0 | 0 | 0 | 0 | 0 | 0 | 0 | 0 | 0 | 0 | 0 | 0 | 0 | 0 | 0 | 0 | 0 | 0 | 0
F4_Commercial_Restaurant_New_Food Preparation_Natural Gas_Oven_E6 | F4 | Commercial | Restaurant | New | Food Preparation | Natural Gas | Oven | E6 | RVT BC Ratio | 0 | 0 | 0 | 0 | 0 | 0 | 0 | 0 | 0 | 0 | 0 | 0 | 0 | 0 | 0 | 0 | 0 | 0 | 0 | 0 | 0 | 0 | 0 | 0 | 0 | 0 | 0 | 0 | 0 | 0 | 0 | 0 | 0
F4_Commercial_Restaurant_New_Food Preparation_Natural Gas_Oven_E7 | F4 | Commercial | Restaurant | New | Food Preparation | Natural Gas | Oven | E7 | RVT BC Ratio | 0 | 0 | 0 | 0 | 0 | 0 | 0 | 0 | 0 | 0 | 0 | 0 | 0 | 0 | 0 | 0 | 0 | 0 | 0 | 0 | 0 | 0 | 0 | 0 | 0 | 0 | 0 | 0 | 0 | 0 | 0 | 0 | 0
F4_Commercial_Restaurant_New_Food Preparation_Natural Gas_Oven_E8 | F4 | Commercial | Restaurant | New | Food Preparation | Natural Gas | Oven | E8 | RVT BC Ratio | 0 | 0 | 0 | 0 | 0 | 0 | 0 | 0 | 0 | 0 | 0 | 0 | 0 | 0 | 0 | 0 | 0 | 0 | 0 | 0 | 0 | 0 | 0 | 0 | 0 | 0 | 0 | 0 | 0 | 0 | 0 | 0 | 0
F4_Commercial_Restaurant_New_Food Preparation_Natural Gas_Oven_E9 | F4 | Commercial | Restaurant | New | Food Preparation | Natural Gas | Oven | E9 | RVT BC Ratio | 0 | 0 | 0 | 0 | 0 | 0 | 0 | 0 | 0 | 0 | 0 | 0 | 0 | 0 | 0 | 0 | 0 | 0 | 0 | 0 | 0 | 0 | 0 | 0 | 0 | 0 | 0 | 0 | 0 | 0 | 0 | 0 | 0
F4_Commercial_Restaurant_New_Food Preparation_Natural Gas_Oven_E10 | F4 | Commercial | Restaurant | New | Food Preparation | Natural Gas | Oven | E10 | RVT BC Ratio | 0 | 0 | 0 | 0 | 0 | 0 | 0 | 0 | 0 | 0 | 0 | 0 | 0 | 0 | 0 | 0 | 0 | 0 | 0 | 0 | 0 | 0 | 0 | 0 | 0 | 0 | 0 | 0 | 0 | 0 | 0 | 0 | 0
F5_Commercial_Restaurant_New_Food Preparation_Natural Gas_Oven_E1 | F5 | Commercial | Restaurant | New | Food Preparation | Natural Gas | Oven | E1 | RIM BC Ratio | bar: 2019 to 2051
F5_Commercial_Restaurant_New_Food Preparation_Natural Gas_Oven_E2 | F5 | Commercial | Restaurant | New | Food Preparation | Natural Gas | Oven | E2 | RIM BC Ratio | 0.67565 | 0.67662 | 0.6777 | 0.67886 | 0.68017 | 0.68166 | 0.68284 | 0.68396 | 0.68508 | 0.68623 | 0.68731 | 0.68829 | 0.68928 | 0.6903 | 0.69141 | 0.69248 | 0.6936 | 0.69476 | 0.69595 | 0.69715 | 0.69833 | 0.69942 | 0.70039 | 0.70123 | 0.70195 | 0.70257 | 0.70299 | 0.7033 | 0.70357 | 0.7038 | 0.70403 | 0.70413 | 0.70413
F5_Commercial_Restaurant_New_Food Preparation_Natural Gas_Oven_E3 | F5 | Commercial | Restaurant | New | Food Preparation | Natural Gas | Oven | E3 | RIM BC Ratio | 0 | 0 | 0 | 0 | 0 | 0 | 0 | 0 | 0 | 0 | 0 | 0 | 0 | 0 | 0 | 0 | 0 | 0 | 0 | 0 | 0 | 0 | 0 | 0 | 0 | 0 | 0 | 0 | 0 | 0 | 0 | 0 | 0
F5_Commercial_Restaurant_New_Food Preparation_Natural Gas_Oven_E4 | F5 | Commercial | Restaurant | New | Food Preparation | Natural Gas | Oven | E4 | RIM BC Ratio | 0 | 0 | 0 | 0 | 0 | 0 | 0 | 0 | 0 | 0 | 0 | 0 | 0 | 0 | 0 | 0 | 0 | 0 | 0 | 0 | 0 | 0 | 0 | 0 | 0 | 0 | 0 | 0 | 0 | 0 | 0 | 0 | 0
F5_Commercial_Restaurant_New_Food Preparation_Natural Gas_Oven_E5 | F5 | Commercial | Restaurant | New | Food Preparation | Natural Gas | Oven | E5 | RIM BC Ratio | 0 | 0 | 0 | 0 | 0 | 0 | 0 | 0 | 0 | 0 | 0 | 0 | 0 | 0 | 0 | 0 | 0 | 0 | 0 | 0 | 0 | 0 | 0 | 0 | 0 | 0 | 0 | 0 | 0 | 0 | 0 | 0 | 0
F5_Commercial_Restaurant_New_Food Preparation_Natural Gas_Oven_E6 | F5 | Commercial | Restaurant | New | Food Preparation | Natural Gas | Oven | E6 | RIM BC Ratio | 0 | 0 | 0 | 0 | 0 | 0 | 0 | 0 | 0 | 0 | 0 | 0 | 0 | 0 | 0 | 0 | 0 | 0 | 0 | 0 | 0 | 0 | 0 | 0 | 0 | 0 | 0 | 0 | 0 | 0 | 0 | 0 | 0
F5_Commercial_Restaurant_New_Food Preparation_Natural Gas_Oven_E7 | F5 | Commercial | Restaurant | New | Food Preparation | Natural Gas | Oven | E7 | RIM BC Ratio | 0 | 0 | 0 | 0 | 0 | 0 | 0 | 0 | 0 | 0 | 0 | 0 | 0 | 0 | 0 | 0 | 0 | 0 | 0 | 0 | 0 | 0 | 0 | 0 | 0 | 0 | 0 | 0 | 0 | 0 | 0 | 0 | 0
F5_Commercial_Restaurant_New_Food Preparation_Natural Gas_Oven_E8 | F5 | Commercial | Restaurant | New | Food Preparation | Natural Gas | Oven | E8 | RIM BC Ratio | 0 | 0 | 0 | 0 | 0 | 0 | 0 | 0 | 0 | 0 | 0 | 0 | 0 | 0 | 0 | 0 | 0 | 0 | 0 | 0 | 0 | 0 | 0 | 0 | 0 | 0 | 0 | 0 | 0 | 0 | 0 | 0 | 0
F5_Commercial_Restaurant_New_Food Preparation_Natural Gas_Oven_E9 | F5 | Commercial | Restaurant | New | Food Preparation | Natural Gas | Oven | E9 | RIM BC Ratio | 0 | 0 | 0 | 0 | 0 | 0 | 0 | 0 | 0 | 0 | 0 | 0 | 0 | 0 | 0 | 0 | 0 | 0 | 0 | 0 | 0 | 0 | 0 | 0 | 0 | 0 | 0 | 0 | 0 | 0 | 0 | 0 | 0
F5_Commercial_Restaurant_New_Food Preparation_Natural Gas_Oven_E10 | F5 | Commercial | Restaurant | New | Food Preparation | Natural Gas | Oven | E10 | RIM BC Ratio | 0 | 0 | 0 | 0 | 0 | 0 | 0 | 0 | 0 | 0 | 0 | 0 | 0 | 0 | 0 | 0 | 0 | 0 | 0 | 0 | 0 | 0 | 0 | 0 | 0 | 0 | 0 | 0 | 0 | 0 | 0 | 0 | 0
F0_Commercial_Restaurant_New_Food Preparation_Natural Gas_Conveyor Oven_E0 | F0 | Commercial | Restaurant | New | Food Preparation | Natural Gas | Conveyor Oven | E0 | Economic Unit | Efficient (>44% Baking Efficiency) | Efficient (>44% Baking Efficiency) | Efficient (>44% Baking Efficiency) | Efficient (>44% Baking Efficiency) | Efficient (>44% Baking Efficiency) | Efficient (>44% Baking Efficiency) | Efficient (>44% Baking Efficiency) | Efficient (>44% Baking Efficiency) | Efficient (>44% Baking Efficiency) | Efficient (>44% Baking Efficiency) | Efficient (>44% Baking Efficiency) | Efficient (>44% Baking Efficiency) | Efficient (>44% Baking Efficiency) | Efficient (>44% Baking Efficiency) | Efficient (>44% Baking Efficiency) | Efficient (>44% Baking Efficiency) | Efficient (>44% Baking Efficiency) | Efficient (>44% Baking Efficiency) | Efficient (>44% Baking Efficiency) | Efficient (>44% Baking Efficiency) | Efficient (>44% Baking Efficiency) | Efficient (>44% Baking Efficiency) | Efficient (>44% Baking Efficiency) | Efficient (>44% Baking Efficiency) | Efficient (>44% Baking Efficiency) | Efficient (>44% Baking Efficiency) | Efficient (>44% Baking Efficiency) | Efficient (>44% Baking Efficiency) | Efficient (>44% Baking Efficiency) | Efficient (>44% Baking Efficiency) | Efficient (>44% Baking Efficiency) | Efficient (>44% Baking Efficiency) | Efficient (>44% Baking Efficiency)
F1_Commercial_Restaurant_New_Food Preparation_Natural Gas_Conveyor Oven_E1 | F1 | Commercial | Restaurant | New | Food Preparation | Natural Gas | Conveyor Oven | E1 | CCE | 0 | 0 | 0 | 0 | 0 | 0 | 0 | 0 | 0 | 0 | 0 | 0 | 0 | 0 | 0 | 0 | 0 | 0 | 0 | 0 | 0 | 0 | 0 | 0 | 0 | 0 | 0 | 0 | 0 | 0 | 0 | 0 | 0
F1_Commercial_Restaurant_New_Food Preparation_Natural Gas_Conveyor Oven_E2 | F1 | Commercial | Restaurant | New | Food Preparation | Natural Gas | Conveyor Oven | E2 | CCE | 0.35475 | 0.35475 | 0.35475 | 0.35475 | 0.35475 | 0.35475 | 0.35475 | 0.35475 | 0.35475 | 0.35475 | 0.35475 | 0.35475 | 0.35475 | 0.35475 | 0.35475 | 0.35475 | 0.35475 | 0.35475 | 0.35475 | 0.35475 | 0.35475 | 0.35475 | 0.35475 | 0.35475 | 0.35475 | 0.35475 | 0.35475 | 0.35475 | 0.35475 | 0.35475 | 0.35475 | 0.35475 | 0.35475
F1_Commercial_Restaurant_New_Food Preparation_Natural Gas_Conveyor Oven_E3 | F1 | Commercial | Restaurant | New | Food Preparation | Natural Gas | Conveyor Oven | E3 | CCE | 0 | 0 | 0 | 0 | 0 | 0 | 0 | 0 | 0 | 0 | 0 | 0 | 0 | 0 | 0 | 0 | 0 | 0 | 0 | 0 | 0 | 0 | 0 | 0 | 0 | 0 | 0 | 0 | 0 | 0 | 0 | 0 | 0
F1_Commercial_Restaurant_New_Food Preparation_Natural Gas_Conveyor Oven_E4 | F1 | Commercial | Restaurant | New | Food Preparation | Natural Gas | Conveyor Oven | E4 | CCE | 0 | 0 | 0 | 0 | 0 | 0 | 0 | 0 | 0 | 0 | 0 | 0 | 0 | 0 | 0 | 0 | 0 | 0 | 0 | 0 | 0 | 0 | 0 | 0 | 0 | 0 | 0 | 0 | 0 | 0 | 0 | 0 | 0
F1_Commercial_Restaurant_New_Food Preparation_Natural Gas_Conveyor Oven_E5 | F1 | Commercial | Restaurant | New | Food Preparation | Natural Gas | Conveyor Oven | E5 | CCE | 0 | 0 | 0 | 0 | 0 | 0 | 0 | 0 | 0 | 0 | 0 | 0 | 0 | 0 | 0 | 0 | 0 | 0 | 0 | 0 | 0 | 0 | 0 | 0 | 0 | 0 | 0 | 0 | 0 | 0 | 0 | 0 | 0
F1_Commercial_Restaurant_New_Food Preparation_Natural Gas_Conveyor Oven_E6 | F1 | Commercial | Restaurant | New | Food Preparation | Natural Gas | Conveyor Oven | E6 | CCE | 0 | 0 | 0 | 0 | 0 | 0 | 0 | 0 | 0 | 0 | 0 | 0 | 0 | 0 | 0 | 0 | 0 | 0 | 0 | 0 | 0 | 0 | 0 | 0 | 0 | 0 | 0 | 0 | 0 | 0 | 0 | 0 | 0
F1_Commercial_Restaurant_New_Food Preparation_Natural Gas_Conveyor Oven_E7 | F1 | Commercial | Restaurant | New | Food Preparation | Natural Gas | Conveyor Oven | E7 | CCE | 0 | 0 | 0 | 0 | 0 | 0 | 0 | 0 | 0 | 0 | 0 | 0 | 0 | 0 | 0 | 0 | 0 | 0 | 0 | 0 | 0 | 0 | 0 | 0 | 0 | 0 | 0 | 0 | 0 | 0 | 0 | 0 | 0
F1_Commercial_Restaurant_New_Food Preparation_Natural Gas_Conveyor Oven_E8 | F1 | Commercial | Restaurant | New | Food Preparation | Natural Gas | Conveyor Oven | E8 | CCE | 0 | 0 | 0 | 0 | 0 | 0 | 0 | 0 | 0 | 0 | 0 | 0 | 0 | 0 | 0 | 0 | 0 | 0 | 0 | 0 | 0 | 0 | 0 | 0 | 0 | 0 | 0 | 0 | 0 | 0 | 0 | 0 | 0
F1_Commercial_Restaurant_New_Food Preparation_Natural Gas_Conveyor Oven_E9 | F1 | Commercial | Restaurant | New | Food Preparation | Natural Gas | Conveyor Oven | E9 | CCE | 0 | 0 | 0 | 0 | 0 | 0 | 0 | 0 | 0 | 0 | 0 | 0 | 0 | 0 | 0 | 0 | 0 | 0 | 0 | 0 | 0 | 0 | 0 | 0 | 0 | 0 | 0 | 0 | 0 | 0 | 0 | 0 | 0
F1_Commercial_Restaurant_New_Food Preparation_Natural Gas_Conveyor Oven_E10 | F1 | Commercial | Restaurant | New | Food Preparation | Natural Gas | Conveyor Oven | E10 | CCE | 0 | 0 | 0 | 0 | 0 | 0 | 0 | 0 | 0 | 0 | 0 | 0 | 0 | 0 | 0 | 0 | 0 | 0 | 0 | 0 | 0 | 0 | 0 | 0 | 0 | 0 | 0 | 0 | 0 | 0 | 0 | 0 | 0
F2_Commercial_Restaurant_New_Food Preparation_Natural Gas_Conveyor Oven_E1 | F2 | Commercial | Restaurant | New | Food Preparation | Natural Gas | Conveyor Oven | E1 | TRC BC Ratio | bar: 2019 to 2051
F2_Commercial_Restaurant_New_Food Preparation_Natural Gas_Conveyor Oven_E2 | F2 | Commercial | Restaurant | New | Food Preparation | Natural Gas | Conveyor Oven | E2 | TRC BC Ratio | 4.0477 | 4.0772 | 4.1092 | 4.1444 | 4.1846 | 4.2312 | 4.2722 | 4.3136 | 4.3565 | 4.4011 | 4.4439 | 4.4835 | 4.5223 | 4.561 | 4.6015 | 4.64 | 4.6797 | 4.7203 | 4.7612 | 4.8019 | 4.8418 | 4.8782 | 4.9108 | 4.9395 | 4.9644 | 4.9858 | 5.0006 | 5.0116 | 5.0212 | 5.0293 | 5.0374 | 5.041 | 5.041
F2_Commercial_Restaurant_New_Food Preparation_Natural Gas_Conveyor Oven_E3 | F2 | Commercial | Restaurant | New | Food Preparation | Natural Gas | Conveyor Oven | E3 | TRC BC Ratio | 0 | 0 | 0 | 0 | 0 | 0 | 0 | 0 | 0 | 0 | 0 | 0 | 0 | 0 | 0 | 0 | 0 | 0 | 0 | 0 | 0 | 0 | 0 | 0 | 0 | 0 | 0 | 0 | 0 | 0 | 0 | 0 | 0
F2_Commercial_Restaurant_New_Food Preparation_Natural Gas_Conveyor Oven_E4 | F2 | Commercial | Restaurant | New | Food Preparation | Natural Gas | Conveyor Oven | E4 | TRC BC Ratio | 0 | 0 | 0 | 0 | 0 | 0 | 0 | 0 | 0 | 0 | 0 | 0 | 0 | 0 | 0 | 0 | 0 | 0 | 0 | 0 | 0 | 0 | 0 | 0 | 0 | 0 | 0 | 0 | 0 | 0 | 0 | 0 | 0
F2_Commercial_Restaurant_New_Food Preparation_Natural Gas_Conveyor Oven_E5 | F2 | Commercial | Restaurant | New | Food Preparation | Natural Gas | Conveyor Oven | E5 | TRC BC Ratio | 0 | 0 | 0 | 0 | 0 | 0 | 0 | 0 | 0 | 0 | 0 | 0 | 0 | 0 | 0 | 0 | 0 | 0 | 0 | 0 | 0 | 0 | 0 | 0 | 0 | 0 | 0 | 0 | 0 | 0 | 0 | 0 | 0
F2_Commercial_Restaurant_New_Food Preparation_Natural Gas_Conveyor Oven_E6 | F2 | Commercial | Restaurant | New | Food Preparation | Natural Gas | Conveyor Oven | E6 | TRC BC Ratio | 0 | 0 | 0 | 0 | 0 | 0 | 0 | 0 | 0 | 0 | 0 | 0 | 0 | 0 | 0 | 0 | 0 | 0 | 0 | 0 | 0 | 0 | 0 | 0 | 0 | 0 | 0 | 0 | 0 | 0 | 0 | 0 | 0
F2_Commercial_Restaurant_New_Food Preparation_Natural Gas_Conveyor Oven_E7 | F2 | Commercial | Restaurant | New | Food Preparation | Natural Gas | Conveyor Oven | E7 | TRC BC Ratio | 0 | 0 | 0 | 0 | 0 | 0 | 0 | 0 | 0 | 0 | 0 | 0 | 0 | 0 | 0 | 0 | 0 | 0 | 0 | 0 | 0 | 0 | 0 | 0 | 0 | 0 | 0 | 0 | 0 | 0 | 0 | 0 | 0
F2_Commercial_Restaurant_New_Food Preparation_Natural Gas_Conveyor Oven_E8 | F2 | Commercial | Restaurant | New | Food Preparation | Natural Gas | Conveyor Oven | E8 | TRC BC Ratio | 0 | 0 | 0 | 0 | 0 | 0 | 0 | 0 | 0 | 0 | 0 | 0 | 0 | 0 | 0 | 0 | 0 | 0 | 0 | 0 | 0 | 0 | 0 | 0 | 0 | 0 | 0 | 0 | 0 | 0 | 0 | 0 | 0
F2_Commercial_Restaurant_New_Food Preparation_Natural Gas_Conveyor Oven_E9 | F2 | Commercial | Restaurant | New | Food Preparation | Natural Gas | Conveyor Oven | E9 | TRC BC Ratio | 0 | 0 | 0 | 0 | 0 | 0 | 0 | 0 | 0 | 0 | 0 | 0 | 0 | 0 | 0 | 0 | 0 | 0 | 0 | 0 | 0 | 0 | 0 | 0 | 0 | 0 | 0 | 0 | 0 | 0 | 0 | 0 | 0
F2_Commercial_Restaurant_New_Food Preparation_Natural Gas_Conveyor Oven_E10 | F2 | Commercial | Restaurant | New | Food Preparation | Natural Gas | Conveyor Oven | E10 | TRC BC Ratio | 0 | 0 | 0 | 0 | 0 | 0 | 0 | 0 | 0 | 0 | 0 | 0 | 0 | 0 | 0 | 0 | 0 | 0 | 0 | 0 | 0 | 0 | 0 | 0 | 0 | 0 | 0 | 0 | 0 | 0 | 0 | 0 | 0
F3_Commercial_Restaurant_New_Food Preparation_Natural Gas_Conveyor Oven_E1 | F3 | Commercial | Restaurant | New | Food Preparation | Natural Gas | Conveyor Oven | E1 | PACT BC Ratio | bar: 2019 to 2051
F3_Commercial_Restaurant_New_Food Preparation_Natural Gas_Conveyor Oven_E2 | F3 | Commercial | Restaurant | New | Food Preparation | Natural Gas | Conveyor Oven | E2 | PACT BC Ratio | 5.397 | 5.4363 | 5.479 | 5.5258 | 5.5794 | 5.6416 | 5.6963 | 5.7515 | 5.8086 | 5.8681 | 5.9253 | 5.978 | 6.0297 | 6.0814 | 6.1353 | 6.1867 | 6.2396 | 6.2937 | 6.3483 | 6.4025 | 6.4557 | 6.5043 | 6.5477 | 6.586 | 6.6192 | 6.6477 | 6.6674 | 6.6822 | 6.6949 | 6.7058 | 6.7166 | 6.7213 | 6.7213
F3_Commercial_Restaurant_New_Food Preparation_Natural Gas_Conveyor Oven_E3 | F3 | Commercial | Restaurant | New | Food Preparation | Natural Gas | Conveyor Oven | E3 | PACT BC Ratio | 0 | 0 | 0 | 0 | 0 | 0 | 0 | 0 | 0 | 0 | 0 | 0 | 0 | 0 | 0 | 0 | 0 | 0 | 0 | 0 | 0 | 0 | 0 | 0 | 0 | 0 | 0 | 0 | 0 | 0 | 0 | 0 | 0
F3_Commercial_Restaurant_New_Food Preparation_Natural Gas_Conveyor Oven_E4 | F3 | Commercial | Restaurant | New | Food Preparation | Natural Gas | Conveyor Oven | E4 | PACT BC Ratio | 0 | 0 | 0 | 0 | 0 | 0 | 0 | 0 | 0 | 0 | 0 | 0 | 0 | 0 | 0 | 0 | 0 | 0 | 0 | 0 | 0 | 0 | 0 | 0 | 0 | 0 | 0 | 0 | 0 | 0 | 0 | 0 | 0
F3_Commercial_Restaurant_New_Food Preparation_Natural Gas_Conveyor Oven_E5 | F3 | Commercial | Restaurant | New | Food Preparation | Natural Gas | Conveyor Oven | E5 | PACT BC Ratio | 0 | 0 | 0 | 0 | 0 | 0 | 0 | 0 | 0 | 0 | 0 | 0 | 0 | 0 | 0 | 0 | 0 | 0 | 0 | 0 | 0 | 0 | 0 | 0 | 0 | 0 | 0 | 0 | 0 | 0 | 0 | 0 | 0
F3_Commercial_Restaurant_New_Food Preparation_Natural Gas_Conveyor Oven_E6 | F3 | Commercial | Restaurant | New | Food Preparation | Natural Gas | Conveyor Oven | E6 | PACT BC Ratio | 0 | 0 | 0 | 0 | 0 | 0 | 0 | 0 | 0 | 0 | 0 | 0 | 0 | 0 | 0 | 0 | 0 | 0 | 0 | 0 | 0 | 0 | 0 | 0 | 0 | 0 | 0 | 0 | 0 | 0 | 0 | 0 | 0
F3_Commercial_Restaurant_New_Food Preparation_Natural Gas_Conveyor Oven_E7 | F3 | Commercial | Restaurant | New | Food Preparation | Natural Gas | Conveyor Oven | E7 | PACT BC Ratio | 0 | 0 | 0 | 0 | 0 | 0 | 0 | 0 | 0 | 0 | 0 | 0 | 0 | 0 | 0 | 0 | 0 | 0 | 0 | 0 | 0 | 0 | 0 | 0 | 0 | 0 | 0 | 0 | 0 | 0 | 0 | 0 | 0
F3_Commercial_Restaurant_New_Food Preparation_Natural Gas_Conveyor Oven_E8 | F3 | Commercial | Restaurant | New | Food Preparation | Natural Gas | Conveyor Oven | E8 | PACT BC Ratio | 0 | 0 | 0 | 0 | 0 | 0 | 0 | 0 | 0 | 0 | 0 | 0 | 0 | 0 | 0 | 0 | 0 | 0 | 0 | 0 | 0 | 0 | 0 | 0 | 0 | 0 | 0 | 0 | 0 | 0 | 0 | 0 | 0
F3_Commercial_Restaurant_New_Food Preparation_Natural Gas_Conveyor Oven_E9 | F3 | Commercial | Restaurant | New | Food Preparation | Natural Gas | Conveyor Oven | E9 | PACT BC Ratio | 0 | 0 | 0 | 0 | 0 | 0 | 0 | 0 | 0 | 0 | 0 | 0 | 0 | 0 | 0 | 0 | 0 | 0 | 0 | 0 | 0 | 0 | 0 | 0 | 0 | 0 | 0 | 0 | 0 | 0 | 0 | 0 | 0
F3_Commercial_Restaurant_New_Food Preparation_Natural Gas_Conveyor Oven_E10 | F3 | Commercial | Restaurant | New | Food Preparation | Natural Gas | Conveyor Oven | E10 | PACT BC Ratio | 0 | 0 | 0 | 0 | 0 | 0 | 0 | 0 | 0 | 0 | 0 | 0 | 0 | 0 | 0 | 0 | 0 | 0 | 0 | 0 | 0 | 0 | 0 | 0 | 0 | 0 | 0 | 0 | 0 | 0 | 0 | 0 | 0
F4_Commercial_Restaurant_New_Food Preparation_Natural Gas_Conveyor Oven_E1 | F4 | Commercial | Restaurant | New | Food Preparation | Natural Gas | Conveyor Oven | E1 | RVT BC Ratio | bar: 2019 to 2051
F4_Commercial_Restaurant_New_Food Preparation_Natural Gas_Conveyor Oven_E2 | F4 | Commercial | Restaurant | New | Food Preparation | Natural Gas | Conveyor Oven | E2 | RVT BC Ratio | 6.5193 | 6.5617 | 6.6078 | 6.6583 | 6.7161 | 6.7831 | 6.8421 | 6.9016 | 6.9632 | 7.0273 | 7.089 | 7.1459 | 7.2016 | 7.2573 | 7.3154 | 7.3708 | 7.4279 | 7.4863 | 7.5451 | 7.6035 | 7.6609 | 7.7133 | 7.7601 | 7.8014 | 7.8372 | 7.8679 | 7.8892 | 7.9051 | 7.9188 | 7.9306 | 7.9422 | 7.9473 | 7.9473
F4_Commercial_Restaurant_New_Food Preparation_Natural Gas_Conveyor Oven_E3 | F4 | Commercial | Restaurant | New | Food Preparation | Natural Gas | Conveyor Oven | E3 | RVT BC Ratio | 0 | 0 | 0 | 0 | 0 | 0 | 0 | 0 | 0 | 0 | 0 | 0 | 0 | 0 | 0 | 0 | 0 | 0 | 0 | 0 | 0 | 0 | 0 | 0 | 0 | 0 | 0 | 0 | 0 | 0 | 0 | 0 | 0
F4_Commercial_Restaurant_New_Food Preparation_Natural Gas_Conveyor Oven_E4 | F4 | Commercial | Restaurant | New | Food Preparation | Natural Gas | Conveyor Oven | E4 | RVT BC Ratio | 0 | 0 | 0 | 0 | 0 | 0 | 0 | 0 | 0 | 0 | 0 | 0 | 0 | 0 | 0 | 0 | 0 | 0 | 0 | 0 | 0 | 0 | 0 | 0 | 0 | 0 | 0 | 0 | 0 | 0 | 0 | 0 | 0
F4_Commercial_Restaurant_New_Food Preparation_Natural Gas_Conveyor Oven_E5 | F4 | Commercial | Restaurant | New | Food Preparation | Natural Gas | Conveyor Oven | E5 | RVT BC Ratio | 0 | 0 | 0 | 0 | 0 | 0 | 0 | 0 | 0 | 0 | 0 | 0 | 0 | 0 | 0 | 0 | 0 | 0 | 0 | 0 | 0 | 0 | 0 | 0 | 0 | 0 | 0 | 0 | 0 | 0 | 0 | 0 | 0
F4_Commercial_Restaurant_New_Food Preparation_Natural Gas_Conveyor Oven_E6 | F4 | Commercial | Restaurant | New | Food Preparation | Natural Gas | Conveyor Oven | E6 | RVT BC Ratio | 0 | 0 | 0 | 0 | 0 | 0 | 0 | 0 | 0 | 0 | 0 | 0 | 0 | 0 | 0 | 0 | 0 | 0 | 0 | 0 | 0 | 0 | 0 | 0 | 0 | 0 | 0 | 0 | 0 | 0 | 0 | 0 | 0
F4_Commercial_Restaurant_New_Food Preparation_Natural Gas_Conveyor Oven_E7 | F4 | Commercial | Restaurant | New | Food Preparation | Natural Gas | Conveyor Oven | E7 | RVT BC Ratio | 0 | 0 | 0 | 0 | 0 | 0 | 0 | 0 | 0 | 0 | 0 | 0 | 0 | 0 | 0 | 0 | 0 | 0 | 0 | 0 | 0 | 0 | 0 | 0 | 0 | 0 | 0 | 0 | 0 | 0 | 0 | 0 | 0
F4_Commercial_Restaurant_New_Food Preparation_Natural Gas_Conveyor Oven_E8 | F4 | Commercial | Restaurant | New | Food Preparation | Natural Gas | Conveyor Oven | E8 | RVT BC Ratio | 0 | 0 | 0 | 0 | 0 | 0 | 0 | 0 | 0 | 0 | 0 | 0 | 0 | 0 | 0 | 0 | 0 | 0 | 0 | 0 | 0 | 0 | 0 | 0 | 0 | 0 | 0 | 0 | 0 | 0 | 0 | 0 | 0
F4_Commercial_Restaurant_New_Food Preparation_Natural Gas_Conveyor Oven_E9 | F4 | Commercial | Restaurant | New | Food Preparation | Natural Gas | Conveyor Oven | E9 | RVT BC Ratio | 0 | 0 | 0 | 0 | 0 | 0 | 0 | 0 | 0 | 0 | 0 | 0 | 0 | 0 | 0 | 0 | 0 | 0 | 0 | 0 | 0 | 0 | 0 | 0 | 0 | 0 | 0 | 0 | 0 | 0 | 0 | 0 | 0
F4_Commercial_Restaurant_New_Food Preparation_Natural Gas_Conveyor Oven_E10 | F4 | Commercial | Restaurant | New | Food Preparation | Natural Gas | Conveyor Oven | E10 | RVT BC Ratio | 0 | 0 | 0 | 0 | 0 | 0 | 0 | 0 | 0 | 0 | 0 | 0 | 0 | 0 | 0 | 0 | 0 | 0 | 0 | 0 | 0 | 0 | 0 | 0 | 0 | 0 | 0 | 0 | 0 | 0 | 0 | 0 | 0
F5_Commercial_Restaurant_New_Food Preparation_Natural Gas_Conveyor Oven_E1 | F5 | Commercial | Restaurant | New | Food Preparation | Natural Gas | Conveyor Oven | E1 | RIM BC Ratio | bar: 2019 to 2051
F5_Commercial_Restaurant_New_Food Preparation_Natural Gas_Conveyor Oven_E2 | F5 | Commercial | Restaurant | New | Food Preparation | Natural Gas | Conveyor Oven | E2 | RIM BC Ratio | 0.72288 | 0.72358 | 0.72433 | 0.72515 | 0.72606 | 0.7271 | 0.728 | 0.7289 | 0.72981 | 0.73074 | 0.73162 | 0.73242 | 0.73319 | 0.73394 | 0.73472 | 0.73545 | 0.7362 | 0.73694 | 0.73769 | 0.73841 | 0.73912 | 0.73975 | 0.74031 | 0.74079 | 0.74121 | 0.74157 | 0.74181 | 0.742 | 0.74215 | 0.74229 | 0.74242 | 0.74248 | 0.74248
F5_Commercial_Restaurant_New_Food Preparation_Natural Gas_Conveyor Oven_E3 | F5 | Commercial | Restaurant | New | Food Preparation | Natural Gas | Conveyor Oven | E3 | RIM BC Ratio | 0 | 0 | 0 | 0 | 0 | 0 | 0 | 0 | 0 | 0 | 0 | 0 | 0 | 0 | 0 | 0 | 0 | 0 | 0 | 0 | 0 | 0 | 0 | 0 | 0 | 0 | 0 | 0 | 0 | 0 | 0 | 0 | 0
F5_Commercial_Restaurant_New_Food Preparation_Natural Gas_Conveyor Oven_E4 | F5 | Commercial | Restaurant | New | Food Preparation | Natural Gas | Conveyor Oven | E4 | RIM BC Ratio | 0 | 0 | 0 | 0 | 0 | 0 | 0 | 0 | 0 | 0 | 0 | 0 | 0 | 0 | 0 | 0 | 0 | 0 | 0 | 0 | 0 | 0 | 0 | 0 | 0 | 0 | 0 | 0 | 0 | 0 | 0 | 0 | 0
F5_Commercial_Restaurant_New_Food Preparation_Natural Gas_Conveyor Oven_E5 | F5 | Commercial | Restaurant | New | Food Preparation | Natural Gas | Conveyor Oven | E5 | RIM BC Ratio | 0 | 0 | 0 | 0 | 0 | 0 | 0 | 0 | 0 | 0 | 0 | 0 | 0 | 0 | 0 | 0 | 0 | 0 | 0 | 0 | 0 | 0 | 0 | 0 | 0 | 0 | 0 | 0 | 0 | 0 | 0 | 0 | 0
F5_Commercial_Restaurant_New_Food Preparation_Natural Gas_Conveyor Oven_E6 | F5 | Commercial | Restaurant | New | Food Preparation | Natural Gas | Conveyor Oven | E6 | RIM BC Ratio | 0 | 0 | 0 | 0 | 0 | 0 | 0 | 0 | 0 | 0 | 0 | 0 | 0 | 0 | 0 | 0 | 0 | 0 | 0 | 0 | 0 | 0 | 0 | 0 | 0 | 0 | 0 | 0 | 0 | 0 | 0 | 0 | 0
F5_Commercial_Restaurant_New_Food Preparation_Natural Gas_Conveyor Oven_E7 | F5 | Commercial | Restaurant | New | Food Preparation | Natural Gas | Conveyor Oven | E7 | RIM BC Ratio | 0 | 0 | 0 | 0 | 0 | 0 | 0 | 0 | 0 | 0 | 0 | 0 | 0 | 0 | 0 | 0 | 0 | 0 | 0 | 0 | 0 | 0 | 0 | 0 | 0 | 0 | 0 | 0 | 0 | 0 | 0 | 0 | 0
F5_Commercial_Restaurant_New_Food Preparation_Natural Gas_Conveyor Oven_E8 | F5 | Commercial | Restaurant | New | Food Preparation | Natural Gas | Conveyor Oven | E8 | RIM BC Ratio | 0 | 0 | 0 | 0 | 0 | 0 | 0 | 0 | 0 | 0 | 0 | 0 | 0 | 0 | 0 | 0 | 0 | 0 | 0 | 0 | 0 | 0 | 0 | 0 | 0 | 0 | 0 | 0 | 0 | 0 | 0 | 0 | 0
F5_Commercial_Restaurant_New_Food Preparation_Natural Gas_Conveyor Oven_E9 | F5 | Commercial | Restaurant | New | Food Preparation | Natural Gas | Conveyor Oven | E9 | RIM BC Ratio | 0 | 0 | 0 | 0 | 0 | 0 | 0 | 0 | 0 | 0 | 0 | 0 | 0 | 0 | 0 | 0 | 0 | 0 | 0 | 0 | 0 | 0 | 0 | 0 | 0 | 0 | 0 | 0 | 0 | 0 | 0 | 0 | 0
F5_Commercial_Restaurant_New_Food Preparation_Natural Gas_Conveyor Oven_E10 | F5 | Commercial | Restaurant | New | Food Preparation | Natural Gas | Conveyor Oven | E10 | RIM BC Ratio | 0 | 0 | 0 | 0 | 0 | 0 | 0 | 0 | 0 | 0 | 0 | 0 | 0 | 0 | 0 | 0 | 0 | 0 | 0 | 0 | 0 | 0 | 0 | 0 | 0 | 0 | 0 | 0 | 0 | 0 | 0 | 0 | 0
F0_Commercial_Restaurant_New_Food Preparation_Natural Gas_Double Rack Oven_E0 | F0 | Commercial | Restaurant | New | Food Preparation | Natural Gas | Double Rack Oven | E0 | Economic Unit | FTSC Qualified (>50% Cooking Efficiency) | FTSC Qualified (>50% Cooking Efficiency) | FTSC Qualified (>50% Cooking Efficiency) | FTSC Qualified (>50% Cooking Efficiency) | FTSC Qualified (>50% Cooking Efficiency) | FTSC Qualified (>50% Cooking Efficiency) | FTSC Qualified (>50% Cooking Efficiency) | FTSC Qualified (>50% Cooking Efficiency) | FTSC Qualified (>50% Cooking Efficiency) | FTSC Qualified (>50% Cooking Efficiency) | FTSC Qualified (>50% Cooking Efficiency) | FTSC Qualified (>50% Cooking Efficiency) | FTSC Qualified (>50% Cooking Efficiency) | FTSC Qualified (>50% Cooking Efficiency) | FTSC Qualified (>50% Cooking Efficiency) | FTSC Qualified (>50% Cooking Efficiency) | FTSC Qualified (>50% Cooking Efficiency) | FTSC Qualified (>50% Cooking Efficiency) | FTSC Qualified (>50% Cooking Efficiency) | FTSC Qualified (>50% Cooking Efficiency) | FTSC Qualified (>50% Cooking Efficiency) | FTSC Qualified (>50% Cooking Efficiency) | FTSC Qualified (>50% Cooking Efficiency) | FTSC Qualified (>50% Cooking Efficiency) | FTSC Qualified (>50% Cooking Efficiency) | FTSC Qualified (>50% Cooking Efficiency) | FTSC Qualified (>50% Cooking Efficiency) | FTSC Qualified (>50% Cooking Efficiency) | FTSC Qualified (>50% Cooking Efficiency) | FTSC Qualified (>50% Cooking Efficiency) | FTSC Qualified (>50% Cooking Efficiency) | FTSC Qualified (>50% Cooking Efficiency) | FTSC Qualified (>50% Cooking Efficiency)
F1_Commercial_Restaurant_New_Food Preparation_Natural Gas_Double Rack Oven_E1 | F1 | Commercial | Restaurant | New | Food Preparation | Natural Gas | Double Rack Oven | E1 | CCE | 0 | 0 | 0 | 0 | 0 | 0 | 0 | 0 | 0 | 0 | 0 | 0 | 0 | 0 | 0 | 0 | 0 | 0 | 0 | 0 | 0 | 0 | 0 | 0 | 0 | 0 | 0 | 0 | 0 | 0 | 0 | 0 | 0
F1_Commercial_Restaurant_New_Food Preparation_Natural Gas_Double Rack Oven_E2 | F1 | Commercial | Restaurant | New | Food Preparation | Natural Gas | Double Rack Oven | E2 | CCE | 0.29688 | 0.29688 | 0.29688 | 0.29688 | 0.29688 | 0.29688 | 0.29688 | 0.29688 | 0.29688 | 0.29688 | 0.29688 | 0.29688 | 0.29688 | 0.29688 | 0.29688 | 0.29688 | 0.29688 | 0.29688 | 0.29688 | 0.29688 | 0.29688 | 0.29688 | 0.29688 | 0.29688 | 0.29688 | 0.29688 | 0.29688 | 0.29688 | 0.29688 | 0.29688 | 0.29688 | 0.29688 | 0.29688
F1_Commercial_Restaurant_New_Food Preparation_Natural Gas_Double Rack Oven_E3 | F1 | Commercial | Restaurant | New | Food Preparation | Natural Gas | Double Rack Oven | E3 | CCE | 0 | 0 | 0 | 0 | 0 | 0 | 0 | 0 | 0 | 0 | 0 | 0 | 0 | 0 | 0 | 0 | 0 | 0 | 0 | 0 | 0 | 0 | 0 | 0 | 0 | 0 | 0 | 0 | 0 | 0 | 0 | 0 | 0
F1_Commercial_Restaurant_New_Food Preparation_Natural Gas_Double Rack Oven_E4 | F1 | Commercial | Restaurant | New | Food Preparation | Natural Gas | Double Rack Oven | E4 | CCE | 0 | 0 | 0 | 0 | 0 | 0 | 0 | 0 | 0 | 0 | 0 | 0 | 0 | 0 | 0 | 0 | 0 | 0 | 0 | 0 | 0 | 0 | 0 | 0 | 0 | 0 | 0 | 0 | 0 | 0 | 0 | 0 | 0
F1_Commercial_Restaurant_New_Food Preparation_Natural Gas_Double Rack Oven_E5 | F1 | Commercial | Restaurant | New | Food Preparation | Natural Gas | Double Rack Oven | E5 | CCE | 0 | 0 | 0 | 0 | 0 | 0 | 0 | 0 | 0 | 0 | 0 | 0 | 0 | 0 | 0 | 0 | 0 | 0 | 0 | 0 | 0 | 0 | 0 | 0 | 0 | 0 | 0 | 0 | 0 | 0 | 0 | 0 | 0
F1_Commercial_Restaurant_New_Food Preparation_Natural Gas_Double Rack Oven_E6 | F1 | Commercial | Restaurant | New | Food Preparation | Natural Gas | Double Rack Oven | E6 | CCE | 0 | 0 | 0 | 0 | 0 | 0 | 0 | 0 | 0 | 0 | 0 | 0 | 0 | 0 | 0 | 0 | 0 | 0 | 0 | 0 | 0 | 0 | 0 | 0 | 0 | 0 | 0 | 0 | 0 | 0 | 0 | 0 | 0
F1_Commercial_Restaurant_New_Food Preparation_Natural Gas_Double Rack Oven_E7 | F1 | Commercial | Restaurant | New | Food Preparation | Natural Gas | Double Rack Oven | E7 | CCE | 0 | 0 | 0 | 0 | 0 | 0 | 0 | 0 | 0 | 0 | 0 | 0 | 0 | 0 | 0 | 0 | 0 | 0 | 0 | 0 | 0 | 0 | 0 | 0 | 0 | 0 | 0 | 0 | 0 | 0 | 0 | 0 | 0
F1_Commercial_Restaurant_New_Food Preparation_Natural Gas_Double Rack Oven_E8 | F1 | Commercial | Restaurant | New | Food Preparation | Natural Gas | Double Rack Oven | E8 | CCE | 0 | 0 | 0 | 0 | 0 | 0 | 0 | 0 | 0 | 0 | 0 | 0 | 0 | 0 | 0 | 0 | 0 | 0 | 0 | 0 | 0 | 0 | 0 | 0 | 0 | 0 | 0 | 0 | 0 | 0 | 0 | 0 | 0
F1_Commercial_Restaurant_New_Food Preparation_Natural Gas_Double Rack Oven_E9 | F1 | Commercial | Restaurant | New | Food Preparation | Natural Gas | Double Rack Oven | E9 | CCE | 0 | 0 | 0 | 0 | 0 | 0 | 0 | 0 | 0 | 0 | 0 | 0 | 0 | 0 | 0 | 0 | 0 | 0 | 0 | 0 | 0 | 0 | 0 | 0 | 0 | 0 | 0 | 0 | 0 | 0 | 0 | 0 | 0
F1_Commercial_Restaurant_New_Food Preparation_Natural Gas_Double Rack Oven_E10 | F1 | Commercial | Restaurant | New | Food Preparation | Natural Gas | Double Rack Oven | E10 | CCE | 0 | 0 | 0 | 0 | 0 | 0 | 0 | 0 | 0 | 0 | 0 | 0 | 0 | 0 | 0 | 0 | 0 | 0 | 0 | 0 | 0 | 0 | 0 | 0 | 0 | 0 | 0 | 0 | 0 | 0 | 0 | 0 | 0
F2_Commercial_Restaurant_New_Food Preparation_Natural Gas_Double Rack Oven_E1 | F2 | Commercial | Restaurant | New | Food Preparation | Natural Gas | Double Rack Oven | E1 | TRC BC Ratio | bar: 2019 to 2051
F2_Commercial_Restaurant_New_Food Preparation_Natural Gas_Double Rack Oven_E2 | F2 | Commercial | Restaurant | New | Food Preparation | Natural Gas | Double Rack Oven | E2 | TRC BC Ratio | 4.7395 | 4.7756 | 4.816 | 4.8604 | 4.911 | 4.9696 | 5.017 | 5.0626 | 5.1089 | 5.1571 | 5.2031 | 5.2453 | 5.2885 | 5.3338 | 5.3838 | 5.4328 | 5.4847 | 5.5395 | 5.5966 | 5.655 | 5.7136 | 5.7686 | 5.8182 | 5.8621 | 5.9 | 5.9326 | 5.9552 | 5.9721 | 5.9866 | 5.9991 | 6.0114 | 6.0169 | 6.0169
F2_Commercial_Restaurant_New_Food Preparation_Natural Gas_Double Rack Oven_E3 | F2 | Commercial | Restaurant | New | Food Preparation | Natural Gas | Double Rack Oven | E3 | TRC BC Ratio | 0 | 0 | 0 | 0 | 0 | 0 | 0 | 0 | 0 | 0 | 0 | 0 | 0 | 0 | 0 | 0 | 0 | 0 | 0 | 0 | 0 | 0 | 0 | 0 | 0 | 0 | 0 | 0 | 0 | 0 | 0 | 0 | 0
F2_Commercial_Restaurant_New_Food Preparation_Natural Gas_Double Rack Oven_E4 | F2 | Commercial | Restaurant | New | Food Preparation | Natural Gas | Double Rack Oven | E4 | TRC BC Ratio | 0 | 0 | 0 | 0 | 0 | 0 | 0 | 0 | 0 | 0 | 0 | 0 | 0 | 0 | 0 | 0 | 0 | 0 | 0 | 0 | 0 | 0 | 0 | 0 | 0 | 0 | 0 | 0 | 0 | 0 | 0 | 0 | 0
F2_Commercial_Restaurant_New_Food Preparation_Natural Gas_Double Rack Oven_E5 | F2 | Commercial | Restaurant | New | Food Preparation | Natural Gas | Double Rack Oven | E5 | TRC BC Ratio | 0 | 0 | 0 | 0 | 0 | 0 | 0 | 0 | 0 | 0 | 0 | 0 | 0 | 0 | 0 | 0 | 0 | 0 | 0 | 0 | 0 | 0 | 0 | 0 | 0 | 0 | 0 | 0 | 0 | 0 | 0 | 0 | 0
F2_Commercial_Restaurant_New_Food Preparation_Natural Gas_Double Rack Oven_E6 | F2 | Commercial | Restaurant | New | Food Preparation | Natural Gas | Double Rack Oven | E6 | TRC BC Ratio | 0 | 0 | 0 | 0 | 0 | 0 | 0 | 0 | 0 | 0 | 0 | 0 | 0 | 0 | 0 | 0 | 0 | 0 | 0 | 0 | 0 | 0 | 0 | 0 | 0 | 0 | 0 | 0 | 0 | 0 | 0 | 0 | 0
F2_Commercial_Restaurant_New_Food Preparation_Natural Gas_Double Rack Oven_E7 | F2 | Commercial | Restaurant | New | Food Preparation | Natural Gas | Double Rack Oven | E7 | TRC BC Ratio | 0 | 0 | 0 | 0 | 0 | 0 | 0 | 0 | 0 | 0 | 0 | 0 | 0 | 0 | 0 | 0 | 0 | 0 | 0 | 0 | 0 | 0 | 0 | 0 | 0 | 0 | 0 | 0 | 0 | 0 | 0 | 0 | 0
F2_Commercial_Restaurant_New_Food Preparation_Natural Gas_Double Rack Oven_E8 | F2 | Commercial | Restaurant | New | Food Preparation | Natural Gas | Double Rack Oven | E8 | TRC BC Ratio | 0 | 0 | 0 | 0 | 0 | 0 | 0 | 0 | 0 | 0 | 0 | 0 | 0 | 0 | 0 | 0 | 0 | 0 | 0 | 0 | 0 | 0 | 0 | 0 | 0 | 0 | 0 | 0 | 0 | 0 | 0 | 0 | 0
F2_Commercial_Restaurant_New_Food Preparation_Natural Gas_Double Rack Oven_E9 | F2 | Commercial | Restaurant | New | Food Preparation | Natural Gas | Double Rack Oven | E9 | TRC BC Ratio | 0 | 0 | 0 | 0 | 0 | 0 | 0 | 0 | 0 | 0 | 0 | 0 | 0 | 0 | 0 | 0 | 0 | 0 | 0 | 0 | 0 | 0 | 0 | 0 | 0 | 0 | 0 | 0 | 0 | 0 | 0 | 0 | 0
F2_Commercial_Restaurant_New_Food Preparation_Natural Gas_Double Rack Oven_E10 | F2 | Commercial | Restaurant | New | Food Preparation | Natural Gas | Double Rack Oven | E10 | TRC BC Ratio | 0 | 0 | 0 | 0 | 0 | 0 | 0 | 0 | 0 | 0 | 0 | 0 | 0 | 0 | 0 | 0 | 0 | 0 | 0 | 0 | 0 | 0 | 0 | 0 | 0 | 0 | 0 | 0 | 0 | 0 | 0 | 0 | 0
F3_Commercial_Restaurant_New_Food Preparation_Natural Gas_Double Rack Oven_E1 | F3 | Commercial | Restaurant | New | Food Preparation | Natural Gas | Double Rack Oven | E1 | PACT BC Ratio | bar: 2019 to 2051
F3_Commercial_Restaurant_New_Food Preparation_Natural Gas_Double Rack Oven_E2 | F3 | Commercial | Restaurant | New | Food Preparation | Natural Gas | Double Rack Oven | E2 | PACT BC Ratio | 6.3193 | 6.3675 | 6.4213 | 6.4805 | 6.548 | 6.6261 | 6.6894 | 6.7502 | 6.8119 | 6.8761 | 6.9374 | 6.9937 | 7.0513 | 7.1117 | 7.1784 | 7.2437 | 7.3129 | 7.386 | 7.4622 | 7.5399 | 7.6182 | 7.6915 | 7.7576 | 7.8161 | 7.8667 | 7.9101 | 7.9403 | 7.9627 | 7.9822 | 7.9988 | 8.0152 | 8.0225 | 8.0225
F3_Commercial_Restaurant_New_Food Preparation_Natural Gas_Double Rack Oven_E3 | F3 | Commercial | Restaurant | New | Food Preparation | Natural Gas | Double Rack Oven | E3 | PACT BC Ratio | 0 | 0 | 0 | 0 | 0 | 0 | 0 | 0 | 0 | 0 | 0 | 0 | 0 | 0 | 0 | 0 | 0 | 0 | 0 | 0 | 0 | 0 | 0 | 0 | 0 | 0 | 0 | 0 | 0 | 0 | 0 | 0 | 0
F3_Commercial_Restaurant_New_Food Preparation_Natural Gas_Double Rack Oven_E4 | F3 | Commercial | Restaurant | New | Food Preparation | Natural Gas | Double Rack Oven | E4 | PACT BC Ratio | 0 | 0 | 0 | 0 | 0 | 0 | 0 | 0 | 0 | 0 | 0 | 0 | 0 | 0 | 0 | 0 | 0 | 0 | 0 | 0 | 0 | 0 | 0 | 0 | 0 | 0 | 0 | 0 | 0 | 0 | 0 | 0 | 0
F3_Commercial_Restaurant_New_Food Preparation_Natural Gas_Double Rack Oven_E5 | F3 | Commercial | Restaurant | New | Food Preparation | Natural Gas | Double Rack Oven | E5 | PACT BC Ratio | 0 | 0 | 0 | 0 | 0 | 0 | 0 | 0 | 0 | 0 | 0 | 0 | 0 | 0 | 0 | 0 | 0 | 0 | 0 | 0 | 0 | 0 | 0 | 0 | 0 | 0 | 0 | 0 | 0 | 0 | 0 | 0 | 0
F3_Commercial_Restaurant_New_Food Preparation_Natural Gas_Double Rack Oven_E6 | F3 | Commercial | Restaurant | New | Food Preparation | Natural Gas | Double Rack Oven | E6 | PACT BC Ratio | 0 | 0 | 0 | 0 | 0 | 0 | 0 | 0 | 0 | 0 | 0 | 0 | 0 | 0 | 0 | 0 | 0 | 0 | 0 | 0 | 0 | 0 | 0 | 0 | 0 | 0 | 0 | 0 | 0 | 0 | 0 | 0 | 0
F3_Commercial_Restaurant_New_Food Preparation_Natural Gas_Double Rack Oven_E7 | F3 | Commercial | Restaurant | New | Food Preparation | Natural Gas | Double Rack Oven | E7 | PACT BC Ratio | 0 | 0 | 0 | 0 | 0 | 0 | 0 | 0 | 0 | 0 | 0 | 0 | 0 | 0 | 0 | 0 | 0 | 0 | 0 | 0 | 0 | 0 | 0 | 0 | 0 | 0 | 0 | 0 | 0 | 0 | 0 | 0 | 0
F3_Commercial_Restaurant_New_Food Preparation_Natural Gas_Double Rack Oven_E8 | F3 | Commercial | Restaurant | New | Food Preparation | Natural Gas | Double Rack Oven | E8 | PACT BC Ratio | 0 | 0 | 0 | 0 | 0 | 0 | 0 | 0 | 0 | 0 | 0 | 0 | 0 | 0 | 0 | 0 | 0 | 0 | 0 | 0 | 0 | 0 | 0 | 0 | 0 | 0 | 0 | 0 | 0 | 0 | 0 | 0 | 0
F3_Commercial_Restaurant_New_Food Preparation_Natural Gas_Double Rack Oven_E9 | F3 | Commercial | Restaurant | New | Food Preparation | Natural Gas | Double Rack Oven | E9 | PACT BC Ratio | 0 | 0 | 0 | 0 | 0 | 0 | 0 | 0 | 0 | 0 | 0 | 0 | 0 | 0 | 0 | 0 | 0 | 0 | 0 | 0 | 0 | 0 | 0 | 0 | 0 | 0 | 0 | 0 | 0 | 0 | 0 | 0 | 0
F3_Commercial_Restaurant_New_Food Preparation_Natural Gas_Double Rack Oven_E10 | F3 | Commercial | Restaurant | New | Food Preparation | Natural Gas | Double Rack Oven | E10 | PACT BC Ratio | 0 | 0 | 0 | 0 | 0 | 0 | 0 | 0 | 0 | 0 | 0 | 0 | 0 | 0 | 0 | 0 | 0 | 0 | 0 | 0 | 0 | 0 | 0 | 0 | 0 | 0 | 0 | 0 | 0 | 0 | 0 | 0 | 0
F4_Commercial_Restaurant_New_Food Preparation_Natural Gas_Double Rack Oven_E1 | F4 | Commercial | Restaurant | New | Food Preparation | Natural Gas | Double Rack Oven | E1 | RVT BC Ratio | bar: 2019 to 2051
F4_Commercial_Restaurant_New_Food Preparation_Natural Gas_Double Rack Oven_E2 | F4 | Commercial | Restaurant | New | Food Preparation | Natural Gas | Double Rack Oven | E2 | RVT BC Ratio | 7.5139 | 7.5658 | 7.6238 | 7.6877 | 7.7604 | 7.8446 | 7.9129 | 7.9784 | 8.045 | 8.1143 | 8.1804 | 8.241 | 8.3031 | 8.3683 | 8.4402 | 8.5106 | 8.5852 | 8.664 | 8.7461 | 8.83 | 8.9144 | 8.9934 | 9.0647 | 9.1278 | 9.1823 | 9.2292 | 9.2617 | 9.2859 | 9.3069 | 9.3248 | 9.3425 | 9.3503 | 9.3503
F4_Commercial_Restaurant_New_Food Preparation_Natural Gas_Double Rack Oven_E3 | F4 | Commercial | Restaurant | New | Food Preparation | Natural Gas | Double Rack Oven | E3 | RVT BC Ratio | 0 | 0 | 0 | 0 | 0 | 0 | 0 | 0 | 0 | 0 | 0 | 0 | 0 | 0 | 0 | 0 | 0 | 0 | 0 | 0 | 0 | 0 | 0 | 0 | 0 | 0 | 0 | 0 | 0 | 0 | 0 | 0 | 0
F4_Commercial_Restaurant_New_Food Preparation_Natural Gas_Double Rack Oven_E4 | F4 | Commercial | Restaurant | New | Food Preparation | Natural Gas | Double Rack Oven | E4 | RVT BC Ratio | 0 | 0 | 0 | 0 | 0 | 0 | 0 | 0 | 0 | 0 | 0 | 0 | 0 | 0 | 0 | 0 | 0 | 0 | 0 | 0 | 0 | 0 | 0 | 0 | 0 | 0 | 0 | 0 | 0 | 0 | 0 | 0 | 0
F4_Commercial_Restaurant_New_Food Preparation_Natural Gas_Double Rack Oven_E5 | F4 | Commercial | Restaurant | New | Food Preparation | Natural Gas | Double Rack Oven | E5 | RVT BC Ratio | 0 | 0 | 0 | 0 | 0 | 0 | 0 | 0 | 0 | 0 | 0 | 0 | 0 | 0 | 0 | 0 | 0 | 0 | 0 | 0 | 0 | 0 | 0 | 0 | 0 | 0 | 0 | 0 | 0 | 0 | 0 | 0 | 0
F4_Commercial_Restaurant_New_Food Preparation_Natural Gas_Double Rack Oven_E6 | F4 | Commercial | Restaurant | New | Food Preparation | Natural Gas | Double Rack Oven | E6 | RVT BC Ratio | 0 | 0 | 0 | 0 | 0 | 0 | 0 | 0 | 0 | 0 | 0 | 0 | 0 | 0 | 0 | 0 | 0 | 0 | 0 | 0 | 0 | 0 | 0 | 0 | 0 | 0 | 0 | 0 | 0 | 0 | 0 | 0 | 0
F4_Commercial_Restaurant_New_Food Preparation_Natural Gas_Double Rack Oven_E7 | F4 | Commercial | Restaurant | New | Food Preparation | Natural Gas | Double Rack Oven | E7 | RVT BC Ratio | 0 | 0 | 0 | 0 | 0 | 0 | 0 | 0 | 0 | 0 | 0 | 0 | 0 | 0 | 0 | 0 | 0 | 0 | 0 | 0 | 0 | 0 | 0 | 0 | 0 | 0 | 0 | 0 | 0 | 0 | 0 | 0 | 0
F4_Commercial_Restaurant_New_Food Preparation_Natural Gas_Double Rack Oven_E8 | F4 | Commercial | Restaurant | New | Food Preparation | Natural Gas | Double Rack Oven | E8 | RVT BC Ratio | 0 | 0 | 0 | 0 | 0 | 0 | 0 | 0 | 0 | 0 | 0 | 0 | 0 | 0 | 0 | 0 | 0 | 0 | 0 | 0 | 0 | 0 | 0 | 0 | 0 | 0 | 0 | 0 | 0 | 0 | 0 | 0 | 0
F4_Commercial_Restaurant_New_Food Preparation_Natural Gas_Double Rack Oven_E9 | F4 | Commercial | Restaurant | New | Food Preparation | Natural Gas | Double Rack Oven | E9 | RVT BC Ratio | 0 | 0 | 0 | 0 | 0 | 0 | 0 | 0 | 0 | 0 | 0 | 0 | 0 | 0 | 0 | 0 | 0 | 0 | 0 | 0 | 0 | 0 | 0 | 0 | 0 | 0 | 0 | 0 | 0 | 0 | 0 | 0 | 0
F4_Commercial_Restaurant_New_Food Preparation_Natural Gas_Double Rack Oven_E10 | F4 | Commercial | Restaurant | New | Food Preparation | Natural Gas | Double Rack Oven | E10 | RVT BC Ratio | 0 | 0 | 0 | 0 | 0 | 0 | 0 | 0 | 0 | 0 | 0 | 0 | 0 | 0 | 0 | 0 | 0 | 0 | 0 | 0 | 0 | 0 | 0 | 0 | 0 | 0 | 0 | 0 | 0 | 0 | 0 | 0 | 0
F5_Commercial_Restaurant_New_Food Preparation_Natural Gas_Double Rack Oven_E1 | F5 | Commercial | Restaurant | New | Food Preparation | Natural Gas | Double Rack Oven | E1 | RIM BC Ratio | bar: 2019 to 2051
F5_Commercial_Restaurant_New_Food Preparation_Natural Gas_Double Rack Oven_E2 | F5 | Commercial | Restaurant | New | Food Preparation | Natural Gas | Double Rack Oven | E2 | RIM BC Ratio | 0.73729 | 0.73795 | 0.73866 | 0.73944 | 0.74031 | 0.7413 | 0.74208 | 0.74283 | 0.74357 | 0.74433 | 0.74504 | 0.74568 | 0.74633 | 0.74701 | 0.74774 | 0.74844 | 0.74917 | 0.74993 | 0.75071 | 0.75149 | 0.75226 | 0.75297 | 0.7536 | 0.75414 | 0.75461 | 0.75501 | 0.75528 | 0.75549 | 0.75566 | 0.75581 | 0.75596 | 0.75602 | 0.75602
F5_Commercial_Restaurant_New_Food Preparation_Natural Gas_Double Rack Oven_E3 | F5 | Commercial | Restaurant | New | Food Preparation | Natural Gas | Double Rack Oven | E3 | RIM BC Ratio | 0 | 0 | 0 | 0 | 0 | 0 | 0 | 0 | 0 | 0 | 0 | 0 | 0 | 0 | 0 | 0 | 0 | 0 | 0 | 0 | 0 | 0 | 0 | 0 | 0 | 0 | 0 | 0 | 0 | 0 | 0 | 0 | 0
F5_Commercial_Restaurant_New_Food Preparation_Natural Gas_Double Rack Oven_E4 | F5 | Commercial | Restaurant | New | Food Preparation | Natural Gas | Double Rack Oven | E4 | RIM BC Ratio | 0 | 0 | 0 | 0 | 0 | 0 | 0 | 0 | 0 | 0 | 0 | 0 | 0 | 0 | 0 | 0 | 0 | 0 | 0 | 0 | 0 | 0 | 0 | 0 | 0 | 0 | 0 | 0 | 0 | 0 | 0 | 0 | 0
F5_Commercial_Restaurant_New_Food Preparation_Natural Gas_Double Rack Oven_E5 | F5 | Commercial | Restaurant | New | Food Preparation | Natural Gas | Double Rack Oven | E5 | RIM BC Ratio | 0 | 0 | 0 | 0 | 0 | 0 | 0 | 0 | 0 | 0 | 0 | 0 | 0 | 0 | 0 | 0 | 0 | 0 | 0 | 0 | 0 | 0 | 0 | 0 | 0 | 0 | 0 | 0 | 0 | 0 | 0 | 0 | 0
F5_Commercial_Restaurant_New_Food Preparation_Natural Gas_Double Rack Oven_E6 | F5 | Commercial | Restaurant | New | Food Preparation | Natural Gas | Double Rack Oven | E6 | RIM BC Ratio | 0 | 0 | 0 | 0 | 0 | 0 | 0 | 0 | 0 | 0 | 0 | 0 | 0 | 0 | 0 | 0 | 0 | 0 | 0 | 0 | 0 | 0 | 0 | 0 | 0 | 0 | 0 | 0 | 0 | 0 | 0 | 0 | 0
F5_Commercial_Restaurant_New_Food Preparation_Natural Gas_Double Rack Oven_E7 | F5 | Commercial | Restaurant | New | Food Preparation | Natural Gas | Double Rack Oven | E7 | RIM BC Ratio | 0 | 0 | 0 | 0 | 0 | 0 | 0 | 0 | 0 | 0 | 0 | 0 | 0 | 0 | 0 | 0 | 0 | 0 | 0 | 0 | 0 | 0 | 0 | 0 | 0 | 0 | 0 | 0 | 0 | 0 | 0 | 0 | 0
F5_Commercial_Restaurant_New_Food Preparation_Natural Gas_Double Rack Oven_E8 | F5 | Commercial | Restaurant | New | Food Preparation | Natural Gas | Double Rack Oven | E8 | RIM BC Ratio | 0 | 0 | 0 | 0 | 0 | 0 | 0 | 0 | 0 | 0 | 0 | 0 | 0 | 0 | 0 | 0 | 0 | 0 | 0 | 0 | 0 | 0 | 0 | 0 | 0 | 0 | 0 | 0 | 0 | 0 | 0 | 0 | 0
F5_Commercial_Restaurant_New_Food Preparation_Natural Gas_Double Rack Oven_E9 | F5 | Commercial | Restaurant | New | Food Preparation | Natural Gas | Double Rack Oven | E9 | RIM BC Ratio | 0 | 0 | 0 | 0 | 0 | 0 | 0 | 0 | 0 | 0 | 0 | 0 | 0 | 0 | 0 | 0 | 0 | 0 | 0 | 0 | 0 | 0 | 0 | 0 | 0 | 0 | 0 | 0 | 0 | 0 | 0 | 0 | 0
F5_Commercial_Restaurant_New_Food Preparation_Natural Gas_Double Rack Oven_E10 | F5 | Commercial | Restaurant | New | Food Preparation | Natural Gas | Double Rack Oven | E10 | RIM BC Ratio | 0 | 0 | 0 | 0 | 0 | 0 | 0 | 0 | 0 | 0 | 0 | 0 | 0 | 0 | 0 | 0 | 0 | 0 | 0 | 0 | 0 | 0 | 0 | 0 | 0 | 0 | 0 | 0 | 0 | 0 | 0 | 0 | 0
F0_Commercial_Restaurant_New_Food Preparation_Natural Gas_Fryer_E0 | F0 | Commercial | Restaurant | New | Food Preparation | Natural Gas | Fryer | E0 | Economic Unit | ENERGY STAR | ENERGY STAR | ENERGY STAR | ENERGY STAR | ENERGY STAR | ENERGY STAR | ENERGY STAR | ENERGY STAR | ENERGY STAR | ENERGY STAR | ENERGY STAR | ENERGY STAR | ENERGY STAR | ENERGY STAR | ENERGY STAR | ENERGY STAR | ENERGY STAR | ENERGY STAR | ENERGY STAR | ENERGY STAR | ENERGY STAR | ENERGY STAR | ENERGY STAR | ENERGY STAR | ENERGY STAR | ENERGY STAR | ENERGY STAR | ENERGY STAR | ENERGY STAR | ENERGY STAR | ENERGY STAR | ENERGY STAR | ENERGY STAR
F1_Commercial_Restaurant_New_Food Preparation_Natural Gas_Fryer_E1 | F1 | Commercial | Restaurant | New | Food Preparation | Natural Gas | Fryer | E1 | CCE | 0 | 0 | 0 | 0 | 0 | 0 | 0 | 0 | 0 | 0 | 0 | 0 | 0 | 0 | 0 | 0 | 0 | 0 | 0 | 0 | 0 | 0 | 0 | 0 | 0 | 0 | 0 | 0 | 0 | 0 | 0 | 0 | 0
F1_Commercial_Restaurant_New_Food Preparation_Natural Gas_Fryer_E2 | F1 | Commercial | Restaurant | New | Food Preparation | Natural Gas | Fryer | E2 | CCE | 0.52081 | 0.52081 | 0.52081 | 0 | 0 | 0 | 0 | 0 | 0 | 0 | 0 | 0 | 0 | 0 | 0 | 0 | 0 | 0 | 0 | 0 | 0 | 0 | 0 | 0 | 0 | 0 | 0 | 0 | 0 | 0 | 0 | 0 | 0
F1_Commercial_Restaurant_New_Food Preparation_Natural Gas_Fryer_E3 | F1 | Commercial | Restaurant | New | Food Preparation | Natural Gas | Fryer | E3 | CCE | 0 | 0 | 0 | 0 | 0 | 0 | 0 | 0 | 0 | 0 | 0 | 0 | 0 | 0 | 0 | 0 | 0 | 0 | 0 | 0 | 0 | 0 | 0 | 0 | 0 | 0 | 0 | 0 | 0 | 0 | 0 | 0 | 0
F1_Commercial_Restaurant_New_Food Preparation_Natural Gas_Fryer_E4 | F1 | Commercial | Restaurant | New | Food Preparation | Natural Gas | Fryer | E4 | CCE | 0 | 0 | 0 | 0 | 0 | 0 | 0 | 0 | 0 | 0 | 0 | 0 | 0 | 0 | 0 | 0 | 0 | 0 | 0 | 0 | 0 | 0 | 0 | 0 | 0 | 0 | 0 | 0 | 0 | 0 | 0 | 0 | 0
F1_Commercial_Restaurant_New_Food Preparation_Natural Gas_Fryer_E5 | F1 | Commercial | Restaurant | New | Food Preparation | Natural Gas | Fryer | E5 | CCE | 0 | 0 | 0 | 0 | 0 | 0 | 0 | 0 | 0 | 0 | 0 | 0 | 0 | 0 | 0 | 0 | 0 | 0 | 0 | 0 | 0 | 0 | 0 | 0 | 0 | 0 | 0 | 0 | 0 | 0 | 0 | 0 | 0
F1_Commercial_Restaurant_New_Food Preparation_Natural Gas_Fryer_E6 | F1 | Commercial | Restaurant | New | Food Preparation | Natural Gas | Fryer | E6 | CCE | 0 | 0 | 0 | 0 | 0 | 0 | 0 | 0 | 0 | 0 | 0 | 0 | 0 | 0 | 0 | 0 | 0 | 0 | 0 | 0 | 0 | 0 | 0 | 0 | 0 | 0 | 0 | 0 | 0 | 0 | 0 | 0 | 0
F1_Commercial_Restaurant_New_Food Preparation_Natural Gas_Fryer_E7 | F1 | Commercial | Restaurant | New | Food Preparation | Natural Gas | Fryer | E7 | CCE | 0 | 0 | 0 | 0 | 0 | 0 | 0 | 0 | 0 | 0 | 0 | 0 | 0 | 0 | 0 | 0 | 0 | 0 | 0 | 0 | 0 | 0 | 0 | 0 | 0 | 0 | 0 | 0 | 0 | 0 | 0 | 0 | 0
F1_Commercial_Restaurant_New_Food Preparation_Natural Gas_Fryer_E8 | F1 | Commercial | Restaurant | New | Food Preparation | Natural Gas | Fryer | E8 | CCE | 0 | 0 | 0 | 0 | 0 | 0 | 0 | 0 | 0 | 0 | 0 | 0 | 0 | 0 | 0 | 0 | 0 | 0 | 0 | 0 | 0 | 0 | 0 | 0 | 0 | 0 | 0 | 0 | 0 | 0 | 0 | 0 | 0
F1_Commercial_Restaurant_New_Food Preparation_Natural Gas_Fryer_E9 | F1 | Commercial | Restaurant | New | Food Preparation | Natural Gas | Fryer | E9 | CCE | 0 | 0 | 0 | 0 | 0 | 0 | 0 | 0 | 0 | 0 | 0 | 0 | 0 | 0 | 0 | 0 | 0 | 0 | 0 | 0 | 0 | 0 | 0 | 0 | 0 | 0 | 0 | 0 | 0 | 0 | 0 | 0 | 0
F1_Commercial_Restaurant_New_Food Preparation_Natural Gas_Fryer_E10 | F1 | Commercial | Restaurant | New | Food Preparation | Natural Gas | Fryer | E10 | CCE | 0 | 0 | 0 | 0 | 0 | 0 | 0 | 0 | 0 | 0 | 0 | 0 | 0 | 0 | 0 | 0 | 0 | 0 | 0 | 0 | 0 | 0 | 0 | 0 | 0 | 0 | 0 | 0 | 0 | 0 | 0 | 0 | 0
F2_Commercial_Restaurant_New_Food Preparation_Natural Gas_Fryer_E1 | F2 | Commercial | Restaurant | New | Food Preparation | Natural Gas | Fryer | E1 | TRC BC Ratio | 1 | 1 | 1 | 0 | 0 | 0 | 0 | 0 | 0 | 0 | 0 | 0 | 0 | 0 | 0 | 0 | 0 | 0 | 0 | 0 | 0 | 0 | 0 | 0 | 0 | 0 | 0 | 0 | 0 | 0 | 0 | 0 | 0
F2_Commercial_Restaurant_New_Food Preparation_Natural Gas_Fryer_E2 | F2 | Commercial | Restaurant | New | Food Preparation | Natural Gas | Fryer | E2 | TRC BC Ratio | 2.6303 | 2.6385 | 2.6536 | 1 | 1 | 1 | 1 | 1 | 1 | 1 | 1 | 1 | 1 | 1 | 1 | 1 | 1 | 1 | 1 | 1 | 1 | 1 | 1 | 1 | 1 | 1 | 1 | 1 | 1 | 1 | 1 | 1 | 1
F2_Commercial_Restaurant_New_Food Preparation_Natural Gas_Fryer_E3 | F2 | Commercial | Restaurant | New | Food Preparation | Natural Gas | Fryer | E3 | TRC BC Ratio | 0 | 0 | 0 | 0 | 0 | 0 | 0 | 0 | 0 | 0 | 0 | 0 | 0 | 0 | 0 | 0 | 0 | 0 | 0 | 0 | 0 | 0 | 0 | 0 | 0 | 0 | 0 | 0 | 0 | 0 | 0 | 0 | 0
F2_Commercial_Restaurant_New_Food Preparation_Natural Gas_Fryer_E4 | F2 | Commercial | Restaurant | New | Food Preparation | Natural Gas | Fryer | E4 | TRC BC Ratio | 0 | 0 | 0 | 0 | 0 | 0 | 0 | 0 | 0 | 0 | 0 | 0 | 0 | 0 | 0 | 0 | 0 | 0 | 0 | 0 | 0 | 0 | 0 | 0 | 0 | 0 | 0 | 0 | 0 | 0 | 0 | 0 | 0
F2_Commercial_Restaurant_New_Food Preparation_Natural Gas_Fryer_E5 | F2 | Commercial | Restaurant | New | Food Preparation | Natural Gas | Fryer | E5 | TRC BC Ratio | 0 | 0 | 0 | 0 | 0 | 0 | 0 | 0 | 0 | 0 | 0 | 0 | 0 | 0 | 0 | 0 | 0 | 0 | 0 | 0 | 0 | 0 | 0 | 0 | 0 | 0 | 0 | 0 | 0 | 0 | 0 | 0 | 0
F2_Commercial_Restaurant_New_Food Preparation_Natural Gas_Fryer_E6 | F2 | Commercial | Restaurant | New | Food Preparation | Natural Gas | Fryer | E6 | TRC BC Ratio | 0 | 0 | 0 | 0 | 0 | 0 | 0 | 0 | 0 | 0 | 0 | 0 | 0 | 0 | 0 | 0 | 0 | 0 | 0 | 0 | 0 | 0 | 0 | 0 | 0 | 0 | 0 | 0 | 0 | 0 | 0 | 0 | 0
F2_Commercial_Restaurant_New_Food Preparation_Natural Gas_Fryer_E7 | F2 | Commercial | Restaurant | New | Food Preparation | Natural Gas | Fryer | E7 | TRC BC Ratio | 0 | 0 | 0 | 0 | 0 | 0 | 0 | 0 | 0 | 0 | 0 | 0 | 0 | 0 | 0 | 0 | 0 | 0 | 0 | 0 | 0 | 0 | 0 | 0 | 0 | 0 | 0 | 0 | 0 | 0 | 0 | 0 | 0
F2_Commercial_Restaurant_New_Food Preparation_Natural Gas_Fryer_E8 | F2 | Commercial | Restaurant | New | Food Preparation | Natural Gas | Fryer | E8 | TRC BC Ratio | 0 | 0 | 0 | 0 | 0 | 0 | 0 | 0 | 0 | 0 | 0 | 0 | 0 | 0 | 0 | 0 | 0 | 0 | 0 | 0 | 0 | 0 | 0 | 0 | 0 | 0 | 0 | 0 | 0 | 0 | 0 | 0 | 0
F2_Commercial_Restaurant_New_Food Preparation_Natural Gas_Fryer_E9 | F2 | Commercial | Restaurant | New | Food Preparation | Natural Gas | Fryer | E9 | TRC BC Ratio | 0 | 0 | 0 | 0 | 0 | 0 | 0 | 0 | 0 | 0 | 0 | 0 | 0 | 0 | 0 | 0 | 0 | 0 | 0 | 0 | 0 | 0 | 0 | 0 | 0 | 0 | 0 | 0 | 0 | 0 | 0 | 0 | 0
F2_Commercial_Restaurant_New_Food Preparation_Natural Gas_Fryer_E10 | F2 | Commercial | Restaurant | New | Food Preparation | Natural Gas | Fryer | E10 | TRC BC Ratio | 0 | 0 | 0 | 0 | 0 | 0 | 0 | 0 | 0 | 0 | 0 | 0 | 0 | 0 | 0 | 0 | 0 | 0 | 0 | 0 | 0 | 0 | 0 | 0 | 0 | 0 | 0 | 0 | 0 | 0 | 0 | 0 | 0
F3_Commercial_Restaurant_New_Food Preparation_Natural Gas_Fryer_E1 | F3 | Commercial | Restaurant | New | Food Preparation | Natural Gas | Fryer | E1 | PACT BC Ratio | 1 | 1 | 1 | 0 | 0 | 0 | 0 | 0 | 0 | 0 | 0 | 0 | 0 | 0 | 0 | 0 | 0 | 0 | 0 | 0 | 0 | 0 | 0 | 0 | 0 | 0 | 0 | 0 | 0 | 0 | 0 | 0 | 0
F3_Commercial_Restaurant_New_Food Preparation_Natural Gas_Fryer_E2 | F3 | Commercial | Restaurant | New | Food Preparation | Natural Gas | Fryer | E2 | PACT BC Ratio | 3.5071 | 3.518 | 3.5381 | 1 | 1 | 1 | 1 | 1 | 1 | 1 | 1 | 1 | 1 | 1 | 1 | 1 | 1 | 1 | 1 | 1 | 1 | 1 | 1 | 1 | 1 | 1 | 1 | 1 | 1 | 1 | 1 | 1 | 1
F3_Commercial_Restaurant_New_Food Preparation_Natural Gas_Fryer_E3 | F3 | Commercial | Restaurant | New | Food Preparation | Natural Gas | Fryer | E3 | PACT BC Ratio | 0 | 0 | 0 | 0 | 0 | 0 | 0 | 0 | 0 | 0 | 0 | 0 | 0 | 0 | 0 | 0 | 0 | 0 | 0 | 0 | 0 | 0 | 0 | 0 | 0 | 0 | 0 | 0 | 0 | 0 | 0 | 0 | 0
F3_Commercial_Restaurant_New_Food Preparation_Natural Gas_Fryer_E4 | F3 | Commercial | Restaurant | New | Food Preparation | Natural Gas | Fryer | E4 | PACT BC Ratio | 0 | 0 | 0 | 0 | 0 | 0 | 0 | 0 | 0 | 0 | 0 | 0 | 0 | 0 | 0 | 0 | 0 | 0 | 0 | 0 | 0 | 0 | 0 | 0 | 0 | 0 | 0 | 0 | 0 | 0 | 0 | 0 | 0
F3_Commercial_Restaurant_New_Food Preparation_Natural Gas_Fryer_E5 | F3 | Commercial | Restaurant | New | Food Preparation | Natural Gas | Fryer | E5 | PACT BC Ratio | 0 | 0 | 0 | 0 | 0 | 0 | 0 | 0 | 0 | 0 | 0 | 0 | 0 | 0 | 0 | 0 | 0 | 0 | 0 | 0 | 0 | 0 | 0 | 0 | 0 | 0 | 0 | 0 | 0 | 0 | 0 | 0 | 0
F3_Commercial_Restaurant_New_Food Preparation_Natural Gas_Fryer_E6 | F3 | Commercial | Restaurant | New | Food Preparation | Natural Gas | Fryer | E6 | PACT BC Ratio | 0 | 0 | 0 | 0 | 0 | 0 | 0 | 0 | 0 | 0 | 0 | 0 | 0 | 0 | 0 | 0 | 0 | 0 | 0 | 0 | 0 | 0 | 0 | 0 | 0 | 0 | 0 | 0 | 0 | 0 | 0 | 0 | 0
F3_Commercial_Restaurant_New_Food Preparation_Natural Gas_Fryer_E7 | F3 | Commercial | Restaurant | New | Food Preparation | Natural Gas | Fryer | E7 | PACT BC Ratio | 0 | 0 | 0 | 0 | 0 | 0 | 0 | 0 | 0 | 0 | 0 | 0 | 0 | 0 | 0 | 0 | 0 | 0 | 0 | 0 | 0 | 0 | 0 | 0 | 0 | 0 | 0 | 0 | 0 | 0 | 0 | 0 | 0
F3_Commercial_Restaurant_New_Food Preparation_Natural Gas_Fryer_E8 | F3 | Commercial | Restaurant | New | Food Preparation | Natural Gas | Fryer | E8 | PACT BC Ratio | 0 | 0 | 0 | 0 | 0 | 0 | 0 | 0 | 0 | 0 | 0 | 0 | 0 | 0 | 0 | 0 | 0 | 0 | 0 | 0 | 0 | 0 | 0 | 0 | 0 | 0 | 0 | 0 | 0 | 0 | 0 | 0 | 0
F3_Commercial_Restaurant_New_Food Preparation_Natural Gas_Fryer_E9 | F3 | Commercial | Restaurant | New | Food Preparation | Natural Gas | Fryer | E9 | PACT BC Ratio | 0 | 0 | 0 | 0 | 0 | 0 | 0 | 0 | 0 | 0 | 0 | 0 | 0 | 0 | 0 | 0 | 0 | 0 | 0 | 0 | 0 | 0 | 0 | 0 | 0 | 0 | 0 | 0 | 0 | 0 | 0 | 0 | 0
F3_Commercial_Restaurant_New_Food Preparation_Natural Gas_Fryer_E10 | F3 | Commercial | Restaurant | New | Food Preparation | Natural Gas | Fryer | E10 | PACT BC Ratio | 0 | 0 | 0 | 0 | 0 | 0 | 0 | 0 | 0 | 0 | 0 | 0 | 0 | 0 | 0 | 0 | 0 | 0 | 0 | 0 | 0 | 0 | 0 | 0 | 0 | 0 | 0 | 0 | 0 | 0 | 0 | 0 | 0
F4_Commercial_Restaurant_New_Food Preparation_Natural Gas_Fryer_E1 | F4 | Commercial | Restaurant | New | Food Preparation | Natural Gas | Fryer | E1 | RVT BC Ratio | 1 | 1 | 1 | 0 | 0 | 0 | 0 | 0 | 0 | 0 | 0 | 0 | 0 | 0 | 0 | 0 | 0 | 0 | 0 | 0 | 0 | 0 | 0 | 0 | 0 | 0 | 0 | 0 | 0 | 0 | 0 | 0 | 0
F4_Commercial_Restaurant_New_Food Preparation_Natural Gas_Fryer_E2 | F4 | Commercial | Restaurant | New | Food Preparation | Natural Gas | Fryer | E2 | RVT BC Ratio | 4.4816 | 4.4933 | 4.515 | 1 | 1 | 1 | 1 | 1 | 1 | 1 | 1 | 1 | 1 | 1 | 1 | 1 | 1 | 1 | 1 | 1 | 1 | 1 | 1 | 1 | 1 | 1 | 1 | 1 | 1 | 1 | 1 | 1 | 1
F4_Commercial_Restaurant_New_Food Preparation_Natural Gas_Fryer_E3 | F4 | Commercial | Restaurant | New | Food Preparation | Natural Gas | Fryer | E3 | RVT BC Ratio | 0 | 0 | 0 | 0 | 0 | 0 | 0 | 0 | 0 | 0 | 0 | 0 | 0 | 0 | 0 | 0 | 0 | 0 | 0 | 0 | 0 | 0 | 0 | 0 | 0 | 0 | 0 | 0 | 0 | 0 | 0 | 0 | 0
F4_Commercial_Restaurant_New_Food Preparation_Natural Gas_Fryer_E4 | F4 | Commercial | Restaurant | New | Food Preparation | Natural Gas | Fryer | E4 | RVT BC Ratio | 0 | 0 | 0 | 0 | 0 | 0 | 0 | 0 | 0 | 0 | 0 | 0 | 0 | 0 | 0 | 0 | 0 | 0 | 0 | 0 | 0 | 0 | 0 | 0 | 0 | 0 | 0 | 0 | 0 | 0 | 0 | 0 | 0
F4_Commercial_Restaurant_New_Food Preparation_Natural Gas_Fryer_E5 | F4 | Commercial | Restaurant | New | Food Preparation | Natural Gas | Fryer | E5 | RVT BC Ratio | 0 | 0 | 0 | 0 | 0 | 0 | 0 | 0 | 0 | 0 | 0 | 0 | 0 | 0 | 0 | 0 | 0 | 0 | 0 | 0 | 0 | 0 | 0 | 0 | 0 | 0 | 0 | 0 | 0 | 0 | 0 | 0 | 0
F4_Commercial_Restaurant_New_Food Preparation_Natural Gas_Fryer_E6 | F4 | Commercial | Restaurant | New | Food Preparation | Natural Gas | Fryer | E6 | RVT BC Ratio | 0 | 0 | 0 | 0 | 0 | 0 | 0 | 0 | 0 | 0 | 0 | 0 | 0 | 0 | 0 | 0 | 0 | 0 | 0 | 0 | 0 | 0 | 0 | 0 | 0 | 0 | 0 | 0 | 0 | 0 | 0 | 0 | 0
F4_Commercial_Restaurant_New_Food Preparation_Natural Gas_Fryer_E7 | F4 | Commercial | Restaurant | New | Food Preparation | Natural Gas | Fryer | E7 | RVT BC Ratio | 0 | 0 | 0 | 0 | 0 | 0 | 0 | 0 | 0 | 0 | 0 | 0 | 0 | 0 | 0 | 0 | 0 | 0 | 0 | 0 | 0 | 0 | 0 | 0 | 0 | 0 | 0 | 0 | 0 | 0 | 0 | 0 | 0
F4_Commercial_Restaurant_New_Food Preparation_Natural Gas_Fryer_E8 | F4 | Commercial | Restaurant | New | Food Preparation | Natural Gas | Fryer | E8 | RVT BC Ratio | 0 | 0 | 0 | 0 | 0 | 0 | 0 | 0 | 0 | 0 | 0 | 0 | 0 | 0 | 0 | 0 | 0 | 0 | 0 | 0 | 0 | 0 | 0 | 0 | 0 | 0 | 0 | 0 | 0 | 0 | 0 | 0 | 0
F4_Commercial_Restaurant_New_Food Preparation_Natural Gas_Fryer_E9 | F4 | Commercial | Restaurant | New | Food Preparation | Natural Gas | Fryer | E9 | RVT BC Ratio | 0 | 0 | 0 | 0 | 0 | 0 | 0 | 0 | 0 | 0 | 0 | 0 | 0 | 0 | 0 | 0 | 0 | 0 | 0 | 0 | 0 | 0 | 0 | 0 | 0 | 0 | 0 | 0 | 0 | 0 | 0 | 0 | 0
F4_Commercial_Restaurant_New_Food Preparation_Natural Gas_Fryer_E10 | F4 | Commercial | Restaurant | New | Food Preparation | Natural Gas | Fryer | E10 | RVT BC Ratio | 0 | 0 | 0 | 0 | 0 | 0 | 0 | 0 | 0 | 0 | 0 | 0 | 0 | 0 | 0 | 0 | 0 | 0 | 0 | 0 | 0 | 0 | 0 | 0 | 0 | 0 | 0 | 0 | 0 | 0 | 0 | 0 | 0
F5_Commercial_Restaurant_New_Food Preparation_Natural Gas_Fryer_E1 | F5 | Commercial | Restaurant | New | Food Preparation | Natural Gas | Fryer | E1 | RIM BC Ratio | 1 | 1 | 1 | 0 | 0 | 0 | 0 | 0 | 0 | 0 | 0 | 0 | 0 | 0 | 0 | 0 | 0 | 0 | 0 | 0 | 0 | 0 | 0 | 0 | 0 | 0 | 0 | 0 | 0 | 0 | 0 | 0 | 0
F5_Commercial_Restaurant_New_Food Preparation_Natural Gas_Fryer_E2 | F5 | Commercial | Restaurant | New | Food Preparation | Natural Gas | Fryer | E2 | RIM BC Ratio | 0.67422 | 0.67462 | 0.67536 | 1 | 1 | 1 | 1 | 1 | 1 | 1 | 1 | 1 | 1 | 1 | 1 | 1 | 1 | 1 | 1 | 1 | 1 | 1 | 1 | 1 | 1 | 1 | 1 | 1 | 1 | 1 | 1 | 1 | 1
F5_Commercial_Restaurant_New_Food Preparation_Natural Gas_Fryer_E3 | F5 | Commercial | Restaurant | New | Food Preparation | Natural Gas | Fryer | E3 | RIM BC Ratio | 0 | 0 | 0 | 0 | 0 | 0 | 0 | 0 | 0 | 0 | 0 | 0 | 0 | 0 | 0 | 0 | 0 | 0 | 0 | 0 | 0 | 0 | 0 | 0 | 0 | 0 | 0 | 0 | 0 | 0 | 0 | 0 | 0
F5_Commercial_Restaurant_New_Food Preparation_Natural Gas_Fryer_E4 | F5 | Commercial | Restaurant | New | Food Preparation | Natural Gas | Fryer | E4 | RIM BC Ratio | 0 | 0 | 0 | 0 | 0 | 0 | 0 | 0 | 0 | 0 | 0 | 0 | 0 | 0 | 0 | 0 | 0 | 0 | 0 | 0 | 0 | 0 | 0 | 0 | 0 | 0 | 0 | 0 | 0 | 0 | 0 | 0 | 0
F5_Commercial_Restaurant_New_Food Preparation_Natural Gas_Fryer_E5 | F5 | Commercial | Restaurant | New | Food Preparation | Natural Gas | Fryer | E5 | RIM BC Ratio | 0 | 0 | 0 | 0 | 0 | 0 | 0 | 0 | 0 | 0 | 0 | 0 | 0 | 0 | 0 | 0 | 0 | 0 | 0 | 0 | 0 | 0 | 0 | 0 | 0 | 0 | 0 | 0 | 0 | 0 | 0 | 0 | 0
F5_Commercial_Restaurant_New_Food Preparation_Natural Gas_Fryer_E6 | F5 | Commercial | Restaurant | New | Food Preparation | Natural Gas | Fryer | E6 | RIM BC Ratio | 0 | 0 | 0 | 0 | 0 | 0 | 0 | 0 | 0 | 0 | 0 | 0 | 0 | 0 | 0 | 0 | 0 | 0 | 0 | 0 | 0 | 0 | 0 | 0 | 0 | 0 | 0 | 0 | 0 | 0 | 0 | 0 | 0
F5_Commercial_Restaurant_New_Food Preparation_Natural Gas_Fryer_E7 | F5 | Commercial | Restaurant | New | Food Preparation | Natural Gas | Fryer | E7 | RIM BC Ratio | 0 | 0 | 0 | 0 | 0 | 0 | 0 | 0 | 0 | 0 | 0 | 0 | 0 | 0 | 0 | 0 | 0 | 0 | 0 | 0 | 0 | 0 | 0 | 0 | 0 | 0 | 0 | 0 | 0 | 0 | 0 | 0 | 0
F5_Commercial_Restaurant_New_Food Preparation_Natural Gas_Fryer_E8 | F5 | Commercial | Restaurant | New | Food Preparation | Natural Gas | Fryer | E8 | RIM BC Ratio | 0 | 0 | 0 | 0 | 0 | 0 | 0 | 0 | 0 | 0 | 0 | 0 | 0 | 0 | 0 | 0 | 0 | 0 | 0 | 0 | 0 | 0 | 0 | 0 | 0 | 0 | 0 | 0 | 0 | 0 | 0 | 0 | 0
F5_Commercial_Restaurant_New_Food Preparation_Natural Gas_Fryer_E9 | F5 | Commercial | Restaurant | New | Food Preparation | Natural Gas | Fryer | E9 | RIM BC Ratio | 0 | 0 | 0 | 0 | 0 | 0 | 0 | 0 | 0 | 0 | 0 | 0 | 0 | 0 | 0 | 0 | 0 | 0 | 0 | 0 | 0 | 0 | 0 | 0 | 0 | 0 | 0 | 0 | 0 | 0 | 0 | 0 | 0
F5_Commercial_Restaurant_New_Food Preparation_Natural Gas_Fryer_E10 | F5 | Commercial | Restaurant | New | Food Preparation | Natural Gas | Fryer | E10 | RIM BC Ratio | 0 | 0 | 0 | 0 | 0 | 0 | 0 | 0 | 0 | 0 | 0 | 0 | 0 | 0 | 0 | 0 | 0 | 0 | 0 | 0 | 0 | 0 | 0 | 0 | 0 | 0 | 0 | 0 | 0 | 0 | 0 | 0 | 0
F0_Commercial_Restaurant_New_Food Preparation_Natural Gas_Broiler_E0 | F0 | Commercial | Restaurant | New | Food Preparation | Natural Gas | Broiler | E0 | Economic Unit | Infrared Burners | Infrared Burners | Infrared Burners | Infrared Burners | Infrared Burners | Infrared Burners | Infrared Burners | Infrared Burners | Infrared Burners | Infrared Burners | Infrared Burners | Infrared Burners | Infrared Burners | Infrared Burners | Infrared Burners | Infrared Burners | Infrared Burners | Infrared Burners | Infrared Burners | Infrared Burners | Infrared Burners | Infrared Burners | Infrared Burners | Infrared Burners | Infrared Burners | Infrared Burners | Infrared Burners | Infrared Burners | Infrared Burners | Infrared Burners | Infrared Burners | Infrared Burners | Infrared Burners
F1_Commercial_Restaurant_New_Food Preparation_Natural Gas_Broiler_E1 | F1 | Commercial | Restaurant | New | Food Preparation | Natural Gas | Broiler | E1 | CCE | 0 | 0 | 0 | 0 | 0 | 0 | 0 | 0 | 0 | 0 | 0 | 0 | 0 | 0 | 0 | 0 | 0 | 0 | 0 | 0 | 0 | 0 | 0 | 0 | 0 | 0 | 0 | 0 | 0 | 0 | 0 | 0 | 0
F1_Commercial_Restaurant_New_Food Preparation_Natural Gas_Broiler_E2 | F1 | Commercial | Restaurant | New | Food Preparation | Natural Gas | Broiler | E2 | CCE | 0.62853 | 0.62853 | 0.62853 | 0.62853 | 0.62853 | 0.62853 | 0.62853 | 0.62853 | 0.62853 | 0.62853 | 0.62853 | 0.62853 | 0.62853 | 0.62853 | 0.62853 | 0.62853 | 0.62853 | 0.62853 | 0.62853 | 0.62853 | 0.62853 | 0.62853 | 0.62853 | 0.62853 | 0.62853 | 0.62853 | 0.62853 | 0.62853 | 0.62853 | 0.62853 | 0.62853 | 0.62853 | 0.62853
F1_Commercial_Restaurant_New_Food Preparation_Natural Gas_Broiler_E3 | F1 | Commercial | Restaurant | New | Food Preparation | Natural Gas | Broiler | E3 | CCE | 0 | 0 | 0 | 0 | 0 | 0 | 0 | 0 | 0 | 0 | 0 | 0 | 0 | 0 | 0 | 0 | 0 | 0 | 0 | 0 | 0 | 0 | 0 | 0 | 0 | 0 | 0 | 0 | 0 | 0 | 0 | 0 | 0
F1_Commercial_Restaurant_New_Food Preparation_Natural Gas_Broiler_E4 | F1 | Commercial | Restaurant | New | Food Preparation | Natural Gas | Broiler | E4 | CCE | 0 | 0 | 0 | 0 | 0 | 0 | 0 | 0 | 0 | 0 | 0 | 0 | 0 | 0 | 0 | 0 | 0 | 0 | 0 | 0 | 0 | 0 | 0 | 0 | 0 | 0 | 0 | 0 | 0 | 0 | 0 | 0 | 0
F1_Commercial_Restaurant_New_Food Preparation_Natural Gas_Broiler_E5 | F1 | Commercial | Restaurant | New | Food Preparation | Natural Gas | Broiler | E5 | CCE | 0 | 0 | 0 | 0 | 0 | 0 | 0 | 0 | 0 | 0 | 0 | 0 | 0 | 0 | 0 | 0 | 0 | 0 | 0 | 0 | 0 | 0 | 0 | 0 | 0 | 0 | 0 | 0 | 0 | 0 | 0 | 0 | 0
F1_Commercial_Restaurant_New_Food Preparation_Natural Gas_Broiler_E6 | F1 | Commercial | Restaurant | New | Food Preparation | Natural Gas | Broiler | E6 | CCE | 0 | 0 | 0 | 0 | 0 | 0 | 0 | 0 | 0 | 0 | 0 | 0 | 0 | 0 | 0 | 0 | 0 | 0 | 0 | 0 | 0 | 0 | 0 | 0 | 0 | 0 | 0 | 0 | 0 | 0 | 0 | 0 | 0
F1_Commercial_Restaurant_New_Food Preparation_Natural Gas_Broiler_E7 | F1 | Commercial | Restaurant | New | Food Preparation | Natural Gas | Broiler | E7 | CCE | 0 | 0 | 0 | 0 | 0 | 0 | 0 | 0 | 0 | 0 | 0 | 0 | 0 | 0 | 0 | 0 | 0 | 0 | 0 | 0 | 0 | 0 | 0 | 0 | 0 | 0 | 0 | 0 | 0 | 0 | 0 | 0 | 0
F1_Commercial_Restaurant_New_Food Preparation_Natural Gas_Broiler_E8 | F1 | Commercial | Restaurant | New | Food Preparation | Natural Gas | Broiler | E8 | CCE | 0 | 0 | 0 | 0 | 0 | 0 | 0 | 0 | 0 | 0 | 0 | 0 | 0 | 0 | 0 | 0 | 0 | 0 | 0 | 0 | 0 | 0 | 0 | 0 | 0 | 0 | 0 | 0 | 0 | 0 | 0 | 0 | 0
F1_Commercial_Restaurant_New_Food Preparation_Natural Gas_Broiler_E9 | F1 | Commercial | Restaurant | New | Food Preparation | Natural Gas | Broiler | E9 | CCE | 0 | 0 | 0 | 0 | 0 | 0 | 0 | 0 | 0 | 0 | 0 | 0 | 0 | 0 | 0 | 0 | 0 | 0 | 0 | 0 | 0 | 0 | 0 | 0 | 0 | 0 | 0 | 0 | 0 | 0 | 0 | 0 | 0
F1_Commercial_Restaurant_New_Food Preparation_Natural Gas_Broiler_E10 | F1 | Commercial | Restaurant | New | Food Preparation | Natural Gas | Broiler | E10 | CCE | 0 | 0 | 0 | 0 | 0 | 0 | 0 | 0 | 0 | 0 | 0 | 0 | 0 | 0 | 0 | 0 | 0 | 0 | 0 | 0 | 0 | 0 | 0 | 0 | 0 | 0 | 0 | 0 | 0 | 0 | 0 | 0 | 0
F2_Commercial_Restaurant_New_Food Preparation_Natural Gas_Broiler_E1 | F2 | Commercial | Restaurant | New | Food Preparation | Natural Gas | Broiler | E1 | TRC BC Ratio | bar: 2019 to 2051
F2_Commercial_Restaurant_New_Food Preparation_Natural Gas_Broiler_E2 | F2 | Commercial | Restaurant | New | Food Preparation | Natural Gas | Broiler | E2 | TRC BC Ratio | 2.2386 | 2.2557 | 2.2748 | 2.2957 | 2.3196 | 2.3473 | 2.3697 | 2.3913 | 2.4131 | 2.4359 | 2.4576 | 2.4775 | 2.4979 | 2.5193 | 2.543 | 2.5661 | 2.5906 | 2.6165 | 2.6435 | 2.671 | 2.6988 | 2.7247 | 2.7482 | 2.7689 | 2.7868 | 2.8022 | 2.8129 | 2.8208 | 2.8277 | 2.8336 | 2.8394 | 2.842 | 2.842
F2_Commercial_Restaurant_New_Food Preparation_Natural Gas_Broiler_E3 | F2 | Commercial | Restaurant | New | Food Preparation | Natural Gas | Broiler | E3 | TRC BC Ratio | 0 | 0 | 0 | 0 | 0 | 0 | 0 | 0 | 0 | 0 | 0 | 0 | 0 | 0 | 0 | 0 | 0 | 0 | 0 | 0 | 0 | 0 | 0 | 0 | 0 | 0 | 0 | 0 | 0 | 0 | 0 | 0 | 0
F2_Commercial_Restaurant_New_Food Preparation_Natural Gas_Broiler_E4 | F2 | Commercial | Restaurant | New | Food Preparation | Natural Gas | Broiler | E4 | TRC BC Ratio | 0 | 0 | 0 | 0 | 0 | 0 | 0 | 0 | 0 | 0 | 0 | 0 | 0 | 0 | 0 | 0 | 0 | 0 | 0 | 0 | 0 | 0 | 0 | 0 | 0 | 0 | 0 | 0 | 0 | 0 | 0 | 0 | 0
F2_Commercial_Restaurant_New_Food Preparation_Natural Gas_Broiler_E5 | F2 | Commercial | Restaurant | New | Food Preparation | Natural Gas | Broiler | E5 | TRC BC Ratio | 0 | 0 | 0 | 0 | 0 | 0 | 0 | 0 | 0 | 0 | 0 | 0 | 0 | 0 | 0 | 0 | 0 | 0 | 0 | 0 | 0 | 0 | 0 | 0 | 0 | 0 | 0 | 0 | 0 | 0 | 0 | 0 | 0
F2_Commercial_Restaurant_New_Food Preparation_Natural Gas_Broiler_E6 | F2 | Commercial | Restaurant | New | Food Preparation | Natural Gas | Broiler | E6 | TRC BC Ratio | 0 | 0 | 0 | 0 | 0 | 0 | 0 | 0 | 0 | 0 | 0 | 0 | 0 | 0 | 0 | 0 | 0 | 0 | 0 | 0 | 0 | 0 | 0 | 0 | 0 | 0 | 0 | 0 | 0 | 0 | 0 | 0 | 0
F2_Commercial_Restaurant_New_Food Preparation_Natural Gas_Broiler_E7 | F2 | Commercial | Restaurant | New | Food Preparation | Natural Gas | Broiler | E7 | TRC BC Ratio | 0 | 0 | 0 | 0 | 0 | 0 | 0 | 0 | 0 | 0 | 0 | 0 | 0 | 0 | 0 | 0 | 0 | 0 | 0 | 0 | 0 | 0 | 0 | 0 | 0 | 0 | 0 | 0 | 0 | 0 | 0 | 0 | 0
F2_Commercial_Restaurant_New_Food Preparation_Natural Gas_Broiler_E8 | F2 | Commercial | Restaurant | New | Food Preparation | Natural Gas | Broiler | E8 | TRC BC Ratio | 0 | 0 | 0 | 0 | 0 | 0 | 0 | 0 | 0 | 0 | 0 | 0 | 0 | 0 | 0 | 0 | 0 | 0 | 0 | 0 | 0 | 0 | 0 | 0 | 0 | 0 | 0 | 0 | 0 | 0 | 0 | 0 | 0
F2_Commercial_Restaurant_New_Food Preparation_Natural Gas_Broiler_E9 | F2 | Commercial | Restaurant | New | Food Preparation | Natural Gas | Broiler | E9 | TRC BC Ratio | 0 | 0 | 0 | 0 | 0 | 0 | 0 | 0 | 0 | 0 | 0 | 0 | 0 | 0 | 0 | 0 | 0 | 0 | 0 | 0 | 0 | 0 | 0 | 0 | 0 | 0 | 0 | 0 | 0 | 0 | 0 | 0 | 0
F2_Commercial_Restaurant_New_Food Preparation_Natural Gas_Broiler_E10 | F2 | Commercial | Restaurant | New | Food Preparation | Natural Gas | Broiler | E10 | TRC BC Ratio | 0 | 0 | 0 | 0 | 0 | 0 | 0 | 0 | 0 | 0 | 0 | 0 | 0 | 0 | 0 | 0 | 0 | 0 | 0 | 0 | 0 | 0 | 0 | 0 | 0 | 0 | 0 | 0 | 0 | 0 | 0 | 0 | 0
F3_Commercial_Restaurant_New_Food Preparation_Natural Gas_Broiler_E1 | F3 | Commercial | Restaurant | New | Food Preparation | Natural Gas | Broiler | E1 | PACT BC Ratio | bar: 2019 to 2051
F3_Commercial_Restaurant_New_Food Preparation_Natural Gas_Broiler_E2 | F3 | Commercial | Restaurant | New | Food Preparation | Natural Gas | Broiler | E2 | PACT BC Ratio | 2.9849 | 3.0076 | 3.033 | 3.061 | 3.0929 | 3.1297 | 3.1596 | 3.1884 | 3.2175 | 3.2479 | 3.2768 | 3.3034 | 3.3306 | 3.3591 | 3.3906 | 3.4215 | 3.4542 | 3.4887 | 3.5247 | 3.5614 | 3.5983 | 3.633 | 3.6642 | 3.6918 | 3.7157 | 3.7363 | 3.7505 | 3.7611 | 3.7703 | 3.7781 | 3.7859 | 3.7893 | 3.7893
F3_Commercial_Restaurant_New_Food Preparation_Natural Gas_Broiler_E3 | F3 | Commercial | Restaurant | New | Food Preparation | Natural Gas | Broiler | E3 | PACT BC Ratio | 0 | 0 | 0 | 0 | 0 | 0 | 0 | 0 | 0 | 0 | 0 | 0 | 0 | 0 | 0 | 0 | 0 | 0 | 0 | 0 | 0 | 0 | 0 | 0 | 0 | 0 | 0 | 0 | 0 | 0 | 0 | 0 | 0
F3_Commercial_Restaurant_New_Food Preparation_Natural Gas_Broiler_E4 | F3 | Commercial | Restaurant | New | Food Preparation | Natural Gas | Broiler | E4 | PACT BC Ratio | 0 | 0 | 0 | 0 | 0 | 0 | 0 | 0 | 0 | 0 | 0 | 0 | 0 | 0 | 0 | 0 | 0 | 0 | 0 | 0 | 0 | 0 | 0 | 0 | 0 | 0 | 0 | 0 | 0 | 0 | 0 | 0 | 0
F3_Commercial_Restaurant_New_Food Preparation_Natural Gas_Broiler_E5 | F3 | Commercial | Restaurant | New | Food Preparation | Natural Gas | Broiler | E5 | PACT BC Ratio | 0 | 0 | 0 | 0 | 0 | 0 | 0 | 0 | 0 | 0 | 0 | 0 | 0 | 0 | 0 | 0 | 0 | 0 | 0 | 0 | 0 | 0 | 0 | 0 | 0 | 0 | 0 | 0 | 0 | 0 | 0 | 0 | 0
F3_Commercial_Restaurant_New_Food Preparation_Natural Gas_Broiler_E6 | F3 | Commercial | Restaurant | New | Food Preparation | Natural Gas | Broiler | E6 | PACT BC Ratio | 0 | 0 | 0 | 0 | 0 | 0 | 0 | 0 | 0 | 0 | 0 | 0 | 0 | 0 | 0 | 0 | 0 | 0 | 0 | 0 | 0 | 0 | 0 | 0 | 0 | 0 | 0 | 0 | 0 | 0 | 0 | 0 | 0
F3_Commercial_Restaurant_New_Food Preparation_Natural Gas_Broiler_E7 | F3 | Commercial | Restaurant | New | Food Preparation | Natural Gas | Broiler | E7 | PACT BC Ratio | 0 | 0 | 0 | 0 | 0 | 0 | 0 | 0 | 0 | 0 | 0 | 0 | 0 | 0 | 0 | 0 | 0 | 0 | 0 | 0 | 0 | 0 | 0 | 0 | 0 | 0 | 0 | 0 | 0 | 0 | 0 | 0 | 0
F3_Commercial_Restaurant_New_Food Preparation_Natural Gas_Broiler_E8 | F3 | Commercial | Restaurant | New | Food Preparation | Natural Gas | Broiler | E8 | PACT BC Ratio | 0 | 0 | 0 | 0 | 0 | 0 | 0 | 0 | 0 | 0 | 0 | 0 | 0 | 0 | 0 | 0 | 0 | 0 | 0 | 0 | 0 | 0 | 0 | 0 | 0 | 0 | 0 | 0 | 0 | 0 | 0 | 0 | 0
F3_Commercial_Restaurant_New_Food Preparation_Natural Gas_Broiler_E9 | F3 | Commercial | Restaurant | New | Food Preparation | Natural Gas | Broiler | E9 | PACT BC Ratio | 0 | 0 | 0 | 0 | 0 | 0 | 0 | 0 | 0 | 0 | 0 | 0 | 0 | 0 | 0 | 0 | 0 | 0 | 0 | 0 | 0 | 0 | 0 | 0 | 0 | 0 | 0 | 0 | 0 | 0 | 0 | 0 | 0
F3_Commercial_Restaurant_New_Food Preparation_Natural Gas_Broiler_E10 | F3 | Commercial | Restaurant | New | Food Preparation | Natural Gas | Broiler | E10 | PACT BC Ratio | 0 | 0 | 0 | 0 | 0 | 0 | 0 | 0 | 0 | 0 | 0 | 0 | 0 | 0 | 0 | 0 | 0 | 0 | 0 | 0 | 0 | 0 | 0 | 0 | 0 | 0 | 0 | 0 | 0 | 0 | 0 | 0 | 0
F4_Commercial_Restaurant_New_Food Preparation_Natural Gas_Broiler_E1 | F4 | Commercial | Restaurant | New | Food Preparation | Natural Gas | Broiler | E1 | RVT BC Ratio | bar: 2019 to 2051
F4_Commercial_Restaurant_New_Food Preparation_Natural Gas_Broiler_E2 | F4 | Commercial | Restaurant | New | Food Preparation | Natural Gas | Broiler | E2 | RVT BC Ratio | 3.9184 | 3.943 | 3.9704 | 4.0005 | 4.0349 | 4.0747 | 4.1069 | 4.1379 | 4.1693 | 4.202 | 4.2332 | 4.2619 | 4.2912 | 4.322 | 4.356 | 4.3892 | 4.4245 | 4.4617 | 4.5005 | 4.5401 | 4.5799 | 4.6173 | 4.651 | 4.6808 | 4.7065 | 4.7286 | 4.744 | 4.7554 | 4.7653 | 4.7738 | 4.7822 | 4.7859 | 4.7859
F4_Commercial_Restaurant_New_Food Preparation_Natural Gas_Broiler_E3 | F4 | Commercial | Restaurant | New | Food Preparation | Natural Gas | Broiler | E3 | RVT BC Ratio | 0 | 0 | 0 | 0 | 0 | 0 | 0 | 0 | 0 | 0 | 0 | 0 | 0 | 0 | 0 | 0 | 0 | 0 | 0 | 0 | 0 | 0 | 0 | 0 | 0 | 0 | 0 | 0 | 0 | 0 | 0 | 0 | 0
F4_Commercial_Restaurant_New_Food Preparation_Natural Gas_Broiler_E4 | F4 | Commercial | Restaurant | New | Food Preparation | Natural Gas | Broiler | E4 | RVT BC Ratio | 0 | 0 | 0 | 0 | 0 | 0 | 0 | 0 | 0 | 0 | 0 | 0 | 0 | 0 | 0 | 0 | 0 | 0 | 0 | 0 | 0 | 0 | 0 | 0 | 0 | 0 | 0 | 0 | 0 | 0 | 0 | 0 | 0
F4_Commercial_Restaurant_New_Food Preparation_Natural Gas_Broiler_E5 | F4 | Commercial | Restaurant | New | Food Preparation | Natural Gas | Broiler | E5 | RVT BC Ratio | 0 | 0 | 0 | 0 | 0 | 0 | 0 | 0 | 0 | 0 | 0 | 0 | 0 | 0 | 0 | 0 | 0 | 0 | 0 | 0 | 0 | 0 | 0 | 0 | 0 | 0 | 0 | 0 | 0 | 0 | 0 | 0 | 0
F4_Commercial_Restaurant_New_Food Preparation_Natural Gas_Broiler_E6 | F4 | Commercial | Restaurant | New | Food Preparation | Natural Gas | Broiler | E6 | RVT BC Ratio | 0 | 0 | 0 | 0 | 0 | 0 | 0 | 0 | 0 | 0 | 0 | 0 | 0 | 0 | 0 | 0 | 0 | 0 | 0 | 0 | 0 | 0 | 0 | 0 | 0 | 0 | 0 | 0 | 0 | 0 | 0 | 0 | 0
F4_Commercial_Restaurant_New_Food Preparation_Natural Gas_Broiler_E7 | F4 | Commercial | Restaurant | New | Food Preparation | Natural Gas | Broiler | E7 | RVT BC Ratio | 0 | 0 | 0 | 0 | 0 | 0 | 0 | 0 | 0 | 0 | 0 | 0 | 0 | 0 | 0 | 0 | 0 | 0 | 0 | 0 | 0 | 0 | 0 | 0 | 0 | 0 | 0 | 0 | 0 | 0 | 0 | 0 | 0
F4_Commercial_Restaurant_New_Food Preparation_Natural Gas_Broiler_E8 | F4 | Commercial | Restaurant | New | Food Preparation | Natural Gas | Broiler | E8 | RVT BC Ratio | 0 | 0 | 0 | 0 | 0 | 0 | 0 | 0 | 0 | 0 | 0 | 0 | 0 | 0 | 0 | 0 | 0 | 0 | 0 | 0 | 0 | 0 | 0 | 0 | 0 | 0 | 0 | 0 | 0 | 0 | 0 | 0 | 0
F4_Commercial_Restaurant_New_Food Preparation_Natural Gas_Broiler_E9 | F4 | Commercial | Restaurant | New | Food Preparation | Natural Gas | Broiler | E9 | RVT BC Ratio | 0 | 0 | 0 | 0 | 0 | 0 | 0 | 0 | 0 | 0 | 0 | 0 | 0 | 0 | 0 | 0 | 0 | 0 | 0 | 0 | 0 | 0 | 0 | 0 | 0 | 0 | 0 | 0 | 0 | 0 | 0 | 0 | 0
F4_Commercial_Restaurant_New_Food Preparation_Natural Gas_Broiler_E10 | F4 | Commercial | Restaurant | New | Food Preparation | Natural Gas | Broiler | E10 | RVT BC Ratio | 0 | 0 | 0 | 0 | 0 | 0 | 0 | 0 | 0 | 0 | 0 | 0 | 0 | 0 | 0 | 0 | 0 | 0 | 0 | 0 | 0 | 0 | 0 | 0 | 0 | 0 | 0 | 0 | 0 | 0 | 0 | 0 | 0
F5_Commercial_Restaurant_New_Food Preparation_Natural Gas_Broiler_E1 | F5 | Commercial | Restaurant | New | Food Preparation | Natural Gas | Broiler | E1 | RIM BC Ratio | bar: 2019 to 2051
F5_Commercial_Restaurant_New_Food Preparation_Natural Gas_Broiler_E2 | F5 | Commercial | Restaurant | New | Food Preparation | Natural Gas | Broiler | E2 | RIM BC Ratio | 0.65228 | 0.65336 | 0.65455 | 0.65584 | 0.65729 | 0.65894 | 0.66026 | 0.6615 | 0.66275 | 0.66403 | 0.66523 | 0.66632 | 0.66742 | 0.66856 | 0.6698 | 0.67099 | 0.67224 | 0.67353 | 0.67486 | 0.6762 | 0.67752 | 0.67874 | 0.67982 | 0.68077 | 0.68157 | 0.68226 | 0.68274 | 0.68309 | 0.68339 | 0.68365 | 0.6839 | 0.68401 | 0.68401
F5_Commercial_Restaurant_New_Food Preparation_Natural Gas_Broiler_E3 | F5 | Commercial | Restaurant | New | Food Preparation | Natural Gas | Broiler | E3 | RIM BC Ratio | 0 | 0 | 0 | 0 | 0 | 0 | 0 | 0 | 0 | 0 | 0 | 0 | 0 | 0 | 0 | 0 | 0 | 0 | 0 | 0 | 0 | 0 | 0 | 0 | 0 | 0 | 0 | 0 | 0 | 0 | 0 | 0 | 0
F5_Commercial_Restaurant_New_Food Preparation_Natural Gas_Broiler_E4 | F5 | Commercial | Restaurant | New | Food Preparation | Natural Gas | Broiler | E4 | RIM BC Ratio | 0 | 0 | 0 | 0 | 0 | 0 | 0 | 0 | 0 | 0 | 0 | 0 | 0 | 0 | 0 | 0 | 0 | 0 | 0 | 0 | 0 | 0 | 0 | 0 | 0 | 0 | 0 | 0 | 0 | 0 | 0 | 0 | 0
F5_Commercial_Restaurant_New_Food Preparation_Natural Gas_Broiler_E5 | F5 | Commercial | Restaurant | New | Food Preparation | Natural Gas | Broiler | E5 | RIM BC Ratio | 0 | 0 | 0 | 0 | 0 | 0 | 0 | 0 | 0 | 0 | 0 | 0 | 0 | 0 | 0 | 0 | 0 | 0 | 0 | 0 | 0 | 0 | 0 | 0 | 0 | 0 | 0 | 0 | 0 | 0 | 0 | 0 | 0
F5_Commercial_Restaurant_New_Food Preparation_Natural Gas_Broiler_E6 | F5 | Commercial | Restaurant | New | Food Preparation | Natural Gas | Broiler | E6 | RIM BC Ratio | 0 | 0 | 0 | 0 | 0 | 0 | 0 | 0 | 0 | 0 | 0 | 0 | 0 | 0 | 0 | 0 | 0 | 0 | 0 | 0 | 0 | 0 | 0 | 0 | 0 | 0 | 0 | 0 | 0 | 0 | 0 | 0 | 0
F5_Commercial_Restaurant_New_Food Preparation_Natural Gas_Broiler_E7 | F5 | Commercial | Restaurant | New | Food Preparation | Natural Gas | Broiler | E7 | RIM BC Ratio | 0 | 0 | 0 | 0 | 0 | 0 | 0 | 0 | 0 | 0 | 0 | 0 | 0 | 0 | 0 | 0 | 0 | 0 | 0 | 0 | 0 | 0 | 0 | 0 | 0 | 0 | 0 | 0 | 0 | 0 | 0 | 0 | 0
F5_Commercial_Restaurant_New_Food Preparation_Natural Gas_Broiler_E8 | F5 | Commercial | Restaurant | New | Food Preparation | Natural Gas | Broiler | E8 | RIM BC Ratio | 0 | 0 | 0 | 0 | 0 | 0 | 0 | 0 | 0 | 0 | 0 | 0 | 0 | 0 | 0 | 0 | 0 | 0 | 0 | 0 | 0 | 0 | 0 | 0 | 0 | 0 | 0 | 0 | 0 | 0 | 0 | 0 | 0
F5_Commercial_Restaurant_New_Food Preparation_Natural Gas_Broiler_E9 | F5 | Commercial | Restaurant | New | Food Preparation | Natural Gas | Broiler | E9 | RIM BC Ratio | 0 | 0 | 0 | 0 | 0 | 0 | 0 | 0 | 0 | 0 | 0 | 0 | 0 | 0 | 0 | 0 | 0 | 0 | 0 | 0 | 0 | 0 | 0 | 0 | 0 | 0 | 0 | 0 | 0 | 0 | 0 | 0 | 0
F5_Commercial_Restaurant_New_Food Preparation_Natural Gas_Broiler_E10 | F5 | Commercial | Restaurant | New | Food Preparation | Natural Gas | Broiler | E10 | RIM BC Ratio | 0 | 0 | 0 | 0 | 0 | 0 | 0 | 0 | 0 | 0 | 0 | 0 | 0 | 0 | 0 | 0 | 0 | 0 | 0 | 0 | 0 | 0 | 0 | 0 | 0 | 0 | 0 | 0 | 0 | 0 | 0 | 0 | 0
F0_Commercial_Restaurant_New_Food Preparation_Natural Gas_Griddle_E0 | F0 | Commercial | Restaurant | New | Food Preparation | Natural Gas | Griddle | E0 | Economic Unit | Standard | Standard | Standard | Standard | Standard | Standard | Standard | Standard | Standard | Standard | Standard | Standard | Standard | Standard | Standard | Standard | Standard | Standard | Standard | Standard | Standard | Standard | Standard | Standard | Standard | Standard | ENERGY STAR | ENERGY STAR | ENERGY STAR | ENERGY STAR | ENERGY STAR | ENERGY STAR | ENERGY STAR
F1_Commercial_Restaurant_New_Food Preparation_Natural Gas_Griddle_E1 | F1 | Commercial | Restaurant | New | Food Preparation | Natural Gas | Griddle | E1 | CCE | 0 | 0 | 0 | 0 | 0 | 0 | 0 | 0 | 0 | 0 | 0 | 0 | 0 | 0 | 0 | 0 | 0 | 0 | 0 | 0 | 0 | 0 | 0 | 0 | 0 | 0 | 0 | 0 | 0 | 0 | 0 | 0 | 0
F1_Commercial_Restaurant_New_Food Preparation_Natural Gas_Griddle_E2 | F1 | Commercial | Restaurant | New | Food Preparation | Natural Gas | Griddle | E2 | CCE | 1.768 | 1.768 | 1.768 | 1.768 | 1.768 | 1.768 | 1.768 | 1.768 | 1.768 | 1.768 | 1.768 | 1.768 | 1.768 | 1.768 | 1.768 | 1.768 | 1.768 | 1.768 | 1.768 | 1.768 | 1.768 | 1.768 | 1.768 | 1.768 | 1.768 | 1.768 | 1.768 | 1.768 | 1.768 | 1.768 | 1.768 | 1.768 | 1.768
F1_Commercial_Restaurant_New_Food Preparation_Natural Gas_Griddle_E3 | F1 | Commercial | Restaurant | New | Food Preparation | Natural Gas | Griddle | E3 | CCE | 0 | 0 | 0 | 0 | 0 | 0 | 0 | 0 | 0 | 0 | 0 | 0 | 0 | 0 | 0 | 0 | 0 | 0 | 0 | 0 | 0 | 0 | 0 | 0 | 0 | 0 | 0 | 0 | 0 | 0 | 0 | 0 | 0
F1_Commercial_Restaurant_New_Food Preparation_Natural Gas_Griddle_E4 | F1 | Commercial | Restaurant | New | Food Preparation | Natural Gas | Griddle | E4 | CCE | 0 | 0 | 0 | 0 | 0 | 0 | 0 | 0 | 0 | 0 | 0 | 0 | 0 | 0 | 0 | 0 | 0 | 0 | 0 | 0 | 0 | 0 | 0 | 0 | 0 | 0 | 0 | 0 | 0 | 0 | 0 | 0 | 0
F1_Commercial_Restaurant_New_Food Preparation_Natural Gas_Griddle_E5 | F1 | Commercial | Restaurant | New | Food Preparation | Natural Gas | Griddle | E5 | CCE | 0 | 0 | 0 | 0 | 0 | 0 | 0 | 0 | 0 | 0 | 0 | 0 | 0 | 0 | 0 | 0 | 0 | 0 | 0 | 0 | 0 | 0 | 0 | 0 | 0 | 0 | 0 | 0 | 0 | 0 | 0 | 0 | 0
F1_Commercial_Restaurant_New_Food Preparation_Natural Gas_Griddle_E6 | F1 | Commercial | Restaurant | New | Food Preparation | Natural Gas | Griddle | E6 | CCE | 0 | 0 | 0 | 0 | 0 | 0 | 0 | 0 | 0 | 0 | 0 | 0 | 0 | 0 | 0 | 0 | 0 | 0 | 0 | 0 | 0 | 0 | 0 | 0 | 0 | 0 | 0 | 0 | 0 | 0 | 0 | 0 | 0
F1_Commercial_Restaurant_New_Food Preparation_Natural Gas_Griddle_E7 | F1 | Commercial | Restaurant | New | Food Preparation | Natural Gas | Griddle | E7 | CCE | 0 | 0 | 0 | 0 | 0 | 0 | 0 | 0 | 0 | 0 | 0 | 0 | 0 | 0 | 0 | 0 | 0 | 0 | 0 | 0 | 0 | 0 | 0 | 0 | 0 | 0 | 0 | 0 | 0 | 0 | 0 | 0 | 0
F1_Commercial_Restaurant_New_Food Preparation_Natural Gas_Griddle_E8 | F1 | Commercial | Restaurant | New | Food Preparation | Natural Gas | Griddle | E8 | CCE | 0 | 0 | 0 | 0 | 0 | 0 | 0 | 0 | 0 | 0 | 0 | 0 | 0 | 0 | 0 | 0 | 0 | 0 | 0 | 0 | 0 | 0 | 0 | 0 | 0 | 0 | 0 | 0 | 0 | 0 | 0 | 0 | 0
F1_Commercial_Restaurant_New_Food Preparation_Natural Gas_Griddle_E9 | F1 | Commercial | Restaurant | New | Food Preparation | Natural Gas | Griddle | E9 | CCE | 0 | 0 | 0 | 0 | 0 | 0 | 0 | 0 | 0 | 0 | 0 | 0 | 0 | 0 | 0 | 0 | 0 | 0 | 0 | 0 | 0 | 0 | 0 | 0 | 0 | 0 | 0 | 0 | 0 | 0 | 0 | 0 | 0
F1_Commercial_Restaurant_New_Food Preparation_Natural Gas_Griddle_E10 | F1 | Commercial | Restaurant | New | Food Preparation | Natural Gas | Griddle | E10 | CCE | 0 | 0 | 0 | 0 | 0 | 0 | 0 | 0 | 0 | 0 | 0 | 0 | 0 | 0 | 0 | 0 | 0 | 0 | 0 | 0 | 0 | 0 | 0 | 0 | 0 | 0 | 0 | 0 | 0 | 0 | 0 | 0 | 0
F2_Commercial_Restaurant_New_Food Preparation_Natural Gas_Griddle_E1 | F2 | Commercial | Restaurant | New | Food Preparation | Natural Gas | Griddle | E1 | TRC BC Ratio | bar: 2019 to 2051
F2_Commercial_Restaurant_New_Food Preparation_Natural Gas_Griddle_E2 | F2 | Commercial | Restaurant | New | Food Preparation | Natural Gas | Griddle | E2 | TRC BC Ratio | 0.79587 | 0.80193 | 0.80871 | 0.81616 | 0.82466 | 0.8345 | 0.84247 | 0.85013 | 0.8579 | 0.86599 | 0.87371 | 0.8808 | 0.88805 | 0.89566 | 0.90406 | 0.91228 | 0.921 | 0.9302 | 0.9398 | 0.94959 | 0.95944 | 0.96867 | 0.97701 | 0.98437 | 0.99074 | 0.99622 | 1 | 1.0028 | 1.0053 | 1.0074 | 1.0094 | 1.0104 | 1.0104
F2_Commercial_Restaurant_New_Food Preparation_Natural Gas_Griddle_E3 | F2 | Commercial | Restaurant | New | Food Preparation | Natural Gas | Griddle | E3 | TRC BC Ratio | 0 | 0 | 0 | 0 | 0 | 0 | 0 | 0 | 0 | 0 | 0 | 0 | 0 | 0 | 0 | 0 | 0 | 0 | 0 | 0 | 0 | 0 | 0 | 0 | 0 | 0 | 0 | 0 | 0 | 0 | 0 | 0 | 0
F2_Commercial_Restaurant_New_Food Preparation_Natural Gas_Griddle_E4 | F2 | Commercial | Restaurant | New | Food Preparation | Natural Gas | Griddle | E4 | TRC BC Ratio | 0 | 0 | 0 | 0 | 0 | 0 | 0 | 0 | 0 | 0 | 0 | 0 | 0 | 0 | 0 | 0 | 0 | 0 | 0 | 0 | 0 | 0 | 0 | 0 | 0 | 0 | 0 | 0 | 0 | 0 | 0 | 0 | 0
F2_Commercial_Restaurant_New_Food Preparation_Natural Gas_Griddle_E5 | F2 | Commercial | Restaurant | New | Food Preparation | Natural Gas | Griddle | E5 | TRC BC Ratio | 0 | 0 | 0 | 0 | 0 | 0 | 0 | 0 | 0 | 0 | 0 | 0 | 0 | 0 | 0 | 0 | 0 | 0 | 0 | 0 | 0 | 0 | 0 | 0 | 0 | 0 | 0 | 0 | 0 | 0 | 0 | 0 | 0
F2_Commercial_Restaurant_New_Food Preparation_Natural Gas_Griddle_E6 | F2 | Commercial | Restaurant | New | Food Preparation | Natural Gas | Griddle | E6 | TRC BC Ratio | 0 | 0 | 0 | 0 | 0 | 0 | 0 | 0 | 0 | 0 | 0 | 0 | 0 | 0 | 0 | 0 | 0 | 0 | 0 | 0 | 0 | 0 | 0 | 0 | 0 | 0 | 0 | 0 | 0 | 0 | 0 | 0 | 0
F2_Commercial_Restaurant_New_Food Preparation_Natural Gas_Griddle_E7 | F2 | Commercial | Restaurant | New | Food Preparation | Natural Gas | Griddle | E7 | TRC BC Ratio | 0 | 0 | 0 | 0 | 0 | 0 | 0 | 0 | 0 | 0 | 0 | 0 | 0 | 0 | 0 | 0 | 0 | 0 | 0 | 0 | 0 | 0 | 0 | 0 | 0 | 0 | 0 | 0 | 0 | 0 | 0 | 0 | 0
F2_Commercial_Restaurant_New_Food Preparation_Natural Gas_Griddle_E8 | F2 | Commercial | Restaurant | New | Food Preparation | Natural Gas | Griddle | E8 | TRC BC Ratio | 0 | 0 | 0 | 0 | 0 | 0 | 0 | 0 | 0 | 0 | 0 | 0 | 0 | 0 | 0 | 0 | 0 | 0 | 0 | 0 | 0 | 0 | 0 | 0 | 0 | 0 | 0 | 0 | 0 | 0 | 0 | 0 | 0
F2_Commercial_Restaurant_New_Food Preparation_Natural Gas_Griddle_E9 | F2 | Commercial | Restaurant | New | Food Preparation | Natural Gas | Griddle | E9 | TRC BC Ratio | 0 | 0 | 0 | 0 | 0 | 0 | 0 | 0 | 0 | 0 | 0 | 0 | 0 | 0 | 0 | 0 | 0 | 0 | 0 | 0 | 0 | 0 | 0 | 0 | 0 | 0 | 0 | 0 | 0 | 0 | 0 | 0 | 0
F2_Commercial_Restaurant_New_Food Preparation_Natural Gas_Griddle_E10 | F2 | Commercial | Restaurant | New | Food Preparation | Natural Gas | Griddle | E10 | TRC BC Ratio | 0 | 0 | 0 | 0 | 0 | 0 | 0 | 0 | 0 | 0 | 0 | 0 | 0 | 0 | 0 | 0 | 0 | 0 | 0 | 0 | 0 | 0 | 0 | 0 | 0 | 0 | 0 | 0 | 0 | 0 | 0 | 0 | 0
F3_Commercial_Restaurant_New_Food Preparation_Natural Gas_Griddle_E1 | F3 | Commercial | Restaurant | New | Food Preparation | Natural Gas | Griddle | E1 | PACT BC Ratio | bar: 2019 to 2051
F3_Commercial_Restaurant_New_Food Preparation_Natural Gas_Griddle_E2 | F3 | Commercial | Restaurant | New | Food Preparation | Natural Gas | Griddle | E2 | PACT BC Ratio | 1.0612 | 1.0692 | 1.0783 | 1.0882 | 1.0996 | 1.1127 | 1.1233 | 1.1335 | 1.1439 | 1.1547 | 1.1649 | 1.1744 | 1.1841 | 1.1942 | 1.2054 | 1.2164 | 1.228 | 1.2403 | 1.2531 | 1.2661 | 1.2793 | 1.2916 | 1.3027 | 1.3125 | 1.321 | 1.3283 | 1.3333 | 1.3371 | 1.3404 | 1.3432 | 1.3459 | 1.3472 | 1.3472
F3_Commercial_Restaurant_New_Food Preparation_Natural Gas_Griddle_E3 | F3 | Commercial | Restaurant | New | Food Preparation | Natural Gas | Griddle | E3 | PACT BC Ratio | 0 | 0 | 0 | 0 | 0 | 0 | 0 | 0 | 0 | 0 | 0 | 0 | 0 | 0 | 0 | 0 | 0 | 0 | 0 | 0 | 0 | 0 | 0 | 0 | 0 | 0 | 0 | 0 | 0 | 0 | 0 | 0 | 0
F3_Commercial_Restaurant_New_Food Preparation_Natural Gas_Griddle_E4 | F3 | Commercial | Restaurant | New | Food Preparation | Natural Gas | Griddle | E4 | PACT BC Ratio | 0 | 0 | 0 | 0 | 0 | 0 | 0 | 0 | 0 | 0 | 0 | 0 | 0 | 0 | 0 | 0 | 0 | 0 | 0 | 0 | 0 | 0 | 0 | 0 | 0 | 0 | 0 | 0 | 0 | 0 | 0 | 0 | 0
F3_Commercial_Restaurant_New_Food Preparation_Natural Gas_Griddle_E5 | F3 | Commercial | Restaurant | New | Food Preparation | Natural Gas | Griddle | E5 | PACT BC Ratio | 0 | 0 | 0 | 0 | 0 | 0 | 0 | 0 | 0 | 0 | 0 | 0 | 0 | 0 | 0 | 0 | 0 | 0 | 0 | 0 | 0 | 0 | 0 | 0 | 0 | 0 | 0 | 0 | 0 | 0 | 0 | 0 | 0
F3_Commercial_Restaurant_New_Food Preparation_Natural Gas_Griddle_E6 | F3 | Commercial | Restaurant | New | Food Preparation | Natural Gas | Griddle | E6 | PACT BC Ratio | 0 | 0 | 0 | 0 | 0 | 0 | 0 | 0 | 0 | 0 | 0 | 0 | 0 | 0 | 0 | 0 | 0 | 0 | 0 | 0 | 0 | 0 | 0 | 0 | 0 | 0 | 0 | 0 | 0 | 0 | 0 | 0 | 0
F3_Commercial_Restaurant_New_Food Preparation_Natural Gas_Griddle_E7 | F3 | Commercial | Restaurant | New | Food Preparation | Natural Gas | Griddle | E7 | PACT BC Ratio | 0 | 0 | 0 | 0 | 0 | 0 | 0 | 0 | 0 | 0 | 0 | 0 | 0 | 0 | 0 | 0 | 0 | 0 | 0 | 0 | 0 | 0 | 0 | 0 | 0 | 0 | 0 | 0 | 0 | 0 | 0 | 0 | 0
F3_Commercial_Restaurant_New_Food Preparation_Natural Gas_Griddle_E8 | F3 | Commercial | Restaurant | New | Food Preparation | Natural Gas | Griddle | E8 | PACT BC Ratio | 0 | 0 | 0 | 0 | 0 | 0 | 0 | 0 | 0 | 0 | 0 | 0 | 0 | 0 | 0 | 0 | 0 | 0 | 0 | 0 | 0 | 0 | 0 | 0 | 0 | 0 | 0 | 0 | 0 | 0 | 0 | 0 | 0
F3_Commercial_Restaurant_New_Food Preparation_Natural Gas_Griddle_E9 | F3 | Commercial | Restaurant | New | Food Preparation | Natural Gas | Griddle | E9 | PACT BC Ratio | 0 | 0 | 0 | 0 | 0 | 0 | 0 | 0 | 0 | 0 | 0 | 0 | 0 | 0 | 0 | 0 | 0 | 0 | 0 | 0 | 0 | 0 | 0 | 0 | 0 | 0 | 0 | 0 | 0 | 0 | 0 | 0 | 0
F3_Commercial_Restaurant_New_Food Preparation_Natural Gas_Griddle_E10 | F3 | Commercial | Restaurant | New | Food Preparation | Natural Gas | Griddle | E10 | PACT BC Ratio | 0 | 0 | 0 | 0 | 0 | 0 | 0 | 0 | 0 | 0 | 0 | 0 | 0 | 0 | 0 | 0 | 0 | 0 | 0 | 0 | 0 | 0 | 0 | 0 | 0 | 0 | 0 | 0 | 0 | 0 | 0 | 0 | 0
F4_Commercial_Restaurant_New_Food Preparation_Natural Gas_Griddle_E1 | F4 | Commercial | Restaurant | New | Food Preparation | Natural Gas | Griddle | E1 | RVT BC Ratio | bar: 2019 to 2051
F4_Commercial_Restaurant_New_Food Preparation_Natural Gas_Griddle_E2 | F4 | Commercial | Restaurant | New | Food Preparation | Natural Gas | Griddle | E2 | RVT BC Ratio | 1.8442 | 1.8529 | 1.8627 | 1.8734 | 1.8856 | 1.8997 | 1.9112 | 1.9222 | 1.9334 | 1.945 | 1.9561 | 1.9663 | 1.9767 | 1.9877 | 1.9998 | 2.0116 | 2.0241 | 2.0373 | 2.0511 | 2.0652 | 2.0794 | 2.0926 | 2.1046 | 2.1152 | 2.1244 | 2.1322 | 2.1377 | 2.1418 | 2.1453 | 2.1483 | 2.1513 | 2.1526 | 2.1526
F4_Commercial_Restaurant_New_Food Preparation_Natural Gas_Griddle_E3 | F4 | Commercial | Restaurant | New | Food Preparation | Natural Gas | Griddle | E3 | RVT BC Ratio | 0 | 0 | 0 | 0 | 0 | 0 | 0 | 0 | 0 | 0 | 0 | 0 | 0 | 0 | 0 | 0 | 0 | 0 | 0 | 0 | 0 | 0 | 0 | 0 | 0 | 0 | 0 | 0 | 0 | 0 | 0 | 0 | 0
F4_Commercial_Restaurant_New_Food Preparation_Natural Gas_Griddle_E4 | F4 | Commercial | Restaurant | New | Food Preparation | Natural Gas | Griddle | E4 | RVT BC Ratio | 0 | 0 | 0 | 0 | 0 | 0 | 0 | 0 | 0 | 0 | 0 | 0 | 0 | 0 | 0 | 0 | 0 | 0 | 0 | 0 | 0 | 0 | 0 | 0 | 0 | 0 | 0 | 0 | 0 | 0 | 0 | 0 | 0
F4_Commercial_Restaurant_New_Food Preparation_Natural Gas_Griddle_E5 | F4 | Commercial | Restaurant | New | Food Preparation | Natural Gas | Griddle | E5 | RVT BC Ratio | 0 | 0 | 0 | 0 | 0 | 0 | 0 | 0 | 0 | 0 | 0 | 0 | 0 | 0 | 0 | 0 | 0 | 0 | 0 | 0 | 0 | 0 | 0 | 0 | 0 | 0 | 0 | 0 | 0 | 0 | 0 | 0 | 0
F4_Commercial_Restaurant_New_Food Preparation_Natural Gas_Griddle_E6 | F4 | Commercial | Restaurant | New | Food Preparation | Natural Gas | Griddle | E6 | RVT BC Ratio | 0 | 0 | 0 | 0 | 0 | 0 | 0 | 0 | 0 | 0 | 0 | 0 | 0 | 0 | 0 | 0 | 0 | 0 | 0 | 0 | 0 | 0 | 0 | 0 | 0 | 0 | 0 | 0 | 0 | 0 | 0 | 0 | 0
F4_Commercial_Restaurant_New_Food Preparation_Natural Gas_Griddle_E7 | F4 | Commercial | Restaurant | New | Food Preparation | Natural Gas | Griddle | E7 | RVT BC Ratio | 0 | 0 | 0 | 0 | 0 | 0 | 0 | 0 | 0 | 0 | 0 | 0 | 0 | 0 | 0 | 0 | 0 | 0 | 0 | 0 | 0 | 0 | 0 | 0 | 0 | 0 | 0 | 0 | 0 | 0 | 0 | 0 | 0
F4_Commercial_Restaurant_New_Food Preparation_Natural Gas_Griddle_E8 | F4 | Commercial | Restaurant | New | Food Preparation | Natural Gas | Griddle | E8 | RVT BC Ratio | 0 | 0 | 0 | 0 | 0 | 0 | 0 | 0 | 0 | 0 | 0 | 0 | 0 | 0 | 0 | 0 | 0 | 0 | 0 | 0 | 0 | 0 | 0 | 0 | 0 | 0 | 0 | 0 | 0 | 0 | 0 | 0 | 0
F4_Commercial_Restaurant_New_Food Preparation_Natural Gas_Griddle_E9 | F4 | Commercial | Restaurant | New | Food Preparation | Natural Gas | Griddle | E9 | RVT BC Ratio | 0 | 0 | 0 | 0 | 0 | 0 | 0 | 0 | 0 | 0 | 0 | 0 | 0 | 0 | 0 | 0 | 0 | 0 | 0 | 0 | 0 | 0 | 0 | 0 | 0 | 0 | 0 | 0 | 0 | 0 | 0 | 0 | 0
F4_Commercial_Restaurant_New_Food Preparation_Natural Gas_Griddle_E10 | F4 | Commercial | Restaurant | New | Food Preparation | Natural Gas | Griddle | E10 | RVT BC Ratio | 0 | 0 | 0 | 0 | 0 | 0 | 0 | 0 | 0 | 0 | 0 | 0 | 0 | 0 | 0 | 0 | 0 | 0 | 0 | 0 | 0 | 0 | 0 | 0 | 0 | 0 | 0 | 0 | 0 | 0 | 0 | 0 | 0
F5_Commercial_Restaurant_New_Food Preparation_Natural Gas_Griddle_E1 | F5 | Commercial | Restaurant | New | Food Preparation | Natural Gas | Griddle | E1 | RIM BC Ratio | bar: 2019 to 2051
F5_Commercial_Restaurant_New_Food Preparation_Natural Gas_Griddle_E2 | F5 | Commercial | Restaurant | New | Food Preparation | Natural Gas | Griddle | E2 | RIM BC Ratio | 0.46719 | 0.46876 | 0.47048 | 0.47237 | 0.47449 | 0.47691 | 0.47886 | 0.4807 | 0.48256 | 0.48447 | 0.48627 | 0.48791 | 0.48957 | 0.4913 | 0.49318 | 0.49501 | 0.49692 | 0.49892 | 0.50097 | 0.50305 | 0.50511 | 0.50702 | 0.50872 | 0.51021 | 0.51149 | 0.51258 | 0.51333 | 0.51389 | 0.51437 | 0.51478 | 0.51519 | 0.51537 | 0.51537
F5_Commercial_Restaurant_New_Food Preparation_Natural Gas_Griddle_E3 | F5 | Commercial | Restaurant | New | Food Preparation | Natural Gas | Griddle | E3 | RIM BC Ratio | 0 | 0 | 0 | 0 | 0 | 0 | 0 | 0 | 0 | 0 | 0 | 0 | 0 | 0 | 0 | 0 | 0 | 0 | 0 | 0 | 0 | 0 | 0 | 0 | 0 | 0 | 0 | 0 | 0 | 0 | 0 | 0 | 0
F5_Commercial_Restaurant_New_Food Preparation_Natural Gas_Griddle_E4 | F5 | Commercial | Restaurant | New | Food Preparation | Natural Gas | Griddle | E4 | RIM BC Ratio | 0 | 0 | 0 | 0 | 0 | 0 | 0 | 0 | 0 | 0 | 0 | 0 | 0 | 0 | 0 | 0 | 0 | 0 | 0 | 0 | 0 | 0 | 0 | 0 | 0 | 0 | 0 | 0 | 0 | 0 | 0 | 0 | 0
F5_Commercial_Restaurant_New_Food Preparation_Natural Gas_Griddle_E5 | F5 | Commercial | Restaurant | New | Food Preparation | Natural Gas | Griddle | E5 | RIM BC Ratio | 0 | 0 | 0 | 0 | 0 | 0 | 0 | 0 | 0 | 0 | 0 | 0 | 0 | 0 | 0 | 0 | 0 | 0 | 0 | 0 | 0 | 0 | 0 | 0 | 0 | 0 | 0 | 0 | 0 | 0 | 0 | 0 | 0
F5_Commercial_Restaurant_New_Food Preparation_Natural Gas_Griddle_E6 | F5 | Commercial | Restaurant | New | Food Preparation | Natural Gas | Griddle | E6 | RIM BC Ratio | 0 | 0 | 0 | 0 | 0 | 0 | 0 | 0 | 0 | 0 | 0 | 0 | 0 | 0 | 0 | 0 | 0 | 0 | 0 | 0 | 0 | 0 | 0 | 0 | 0 | 0 | 0 | 0 | 0 | 0 | 0 | 0 | 0
F5_Commercial_Restaurant_New_Food Preparation_Natural Gas_Griddle_E7 | F5 | Commercial | Restaurant | New | Food Preparation | Natural Gas | Griddle | E7 | RIM BC Ratio | 0 | 0 | 0 | 0 | 0 | 0 | 0 | 0 | 0 | 0 | 0 | 0 | 0 | 0 | 0 | 0 | 0 | 0 | 0 | 0 | 0 | 0 | 0 | 0 | 0 | 0 | 0 | 0 | 0 | 0 | 0 | 0 | 0
F5_Commercial_Restaurant_New_Food Preparation_Natural Gas_Griddle_E8 | F5 | Commercial | Restaurant | New | Food Preparation | Natural Gas | Griddle | E8 | RIM BC Ratio | 0 | 0 | 0 | 0 | 0 | 0 | 0 | 0 | 0 | 0 | 0 | 0 | 0 | 0 | 0 | 0 | 0 | 0 | 0 | 0 | 0 | 0 | 0 | 0 | 0 | 0 | 0 | 0 | 0 | 0 | 0 | 0 | 0
F5_Commercial_Restaurant_New_Food Preparation_Natural Gas_Griddle_E9 | F5 | Commercial | Restaurant | New | Food Preparation | Natural Gas | Griddle | E9 | RIM BC Ratio | 0 | 0 | 0 | 0 | 0 | 0 | 0 | 0 | 0 | 0 | 0 | 0 | 0 | 0 | 0 | 0 | 0 | 0 | 0 | 0 | 0 | 0 | 0 | 0 | 0 | 0 | 0 | 0 | 0 | 0 | 0 | 0 | 0
F5_Commercial_Restaurant_New_Food Preparation_Natural Gas_Griddle_E10 | F5 | Commercial | Restaurant | New | Food Preparation | Natural Gas | Griddle | E10 | RIM BC Ratio | 0 | 0 | 0 | 0 | 0 | 0 | 0 | 0 | 0 | 0 | 0 | 0 | 0 | 0 | 0 | 0 | 0 | 0 | 0 | 0 | 0 | 0 | 0 | 0 | 0 | 0 | 0 | 0 | 0 | 0 | 0 | 0 | 0
F0_Commercial_Restaurant_New_Food Preparation_Natural Gas_Range_E0 | F0 | Commercial | Restaurant | New | Food Preparation | Natural Gas | Range | E0 | Economic Unit | High Efficiency | High Efficiency | High Efficiency | High Efficiency | High Efficiency | High Efficiency | High Efficiency | High Efficiency | High Efficiency | High Efficiency | High Efficiency | High Efficiency | High Efficiency | High Efficiency | High Efficiency | High Efficiency | High Efficiency | High Efficiency | High Efficiency | High Efficiency | High Efficiency | High Efficiency | High Efficiency | High Efficiency | High Efficiency | High Efficiency | High Efficiency | High Efficiency | High Efficiency | High Efficiency | High Efficiency | High Efficiency | High Efficiency
F1_Commercial_Restaurant_New_Food Preparation_Natural Gas_Range_E1 | F1 | Commercial | Restaurant | New | Food Preparation | Natural Gas | Range | E1 | CCE | 0 | 0 | 0 | 0 | 0 | 0 | 0 | 0 | 0 | 0 | 0 | 0 | 0 | 0 | 0 | 0 | 0 | 0 | 0 | 0 | 0 | 0 | 0 | 0 | 0 | 0 | 0 | 0 | 0 | 0 | 0 | 0 | 0
F1_Commercial_Restaurant_New_Food Preparation_Natural Gas_Range_E2 | F1 | Commercial | Restaurant | New | Food Preparation | Natural Gas | Range | E2 | CCE | 0.00052644 | 0.00052644 | 0.00052644 | 0.00052644 | 0.00052644 | 0.00052644 | 0.00052644 | 0.00052644 | 0.00052644 | 0.00052644 | 0.00052644 | 0.00052644 | 0.00052644 | 0.00052644 | 0.00052644 | 0.00052644 | 0.00052644 | 0.00052644 | 0.00052644 | 0.00052644 | 0.00052644 | 0.00052644 | 0.00052644 | 0.00052644 | 0.00052644 | 0.00052644 | 0.00052644 | 0.00052644 | 0.00052644 | 0.00052644 | 0.00052644 | 0.00052644 | 0.00052644
F1_Commercial_Restaurant_New_Food Preparation_Natural Gas_Range_E3 | F1 | Commercial | Restaurant | New | Food Preparation | Natural Gas | Range | E3 | CCE | 0 | 0 | 0 | 0 | 0 | 0 | 0 | 0 | 0 | 0 | 0 | 0 | 0 | 0 | 0 | 0 | 0 | 0 | 0 | 0 | 0 | 0 | 0 | 0 | 0 | 0 | 0 | 0 | 0 | 0 | 0 | 0 | 0
F1_Commercial_Restaurant_New_Food Preparation_Natural Gas_Range_E4 | F1 | Commercial | Restaurant | New | Food Preparation | Natural Gas | Range | E4 | CCE | 0 | 0 | 0 | 0 | 0 | 0 | 0 | 0 | 0 | 0 | 0 | 0 | 0 | 0 | 0 | 0 | 0 | 0 | 0 | 0 | 0 | 0 | 0 | 0 | 0 | 0 | 0 | 0 | 0 | 0 | 0 | 0 | 0
F1_Commercial_Restaurant_New_Food Preparation_Natural Gas_Range_E5 | F1 | Commercial | Restaurant | New | Food Preparation | Natural Gas | Range | E5 | CCE | 0 | 0 | 0 | 0 | 0 | 0 | 0 | 0 | 0 | 0 | 0 | 0 | 0 | 0 | 0 | 0 | 0 | 0 | 0 | 0 | 0 | 0 | 0 | 0 | 0 | 0 | 0 | 0 | 0 | 0 | 0 | 0 | 0
F1_Commercial_Restaurant_New_Food Preparation_Natural Gas_Range_E6 | F1 | Commercial | Restaurant | New | Food Preparation | Natural Gas | Range | E6 | CCE | 0 | 0 | 0 | 0 | 0 | 0 | 0 | 0 | 0 | 0 | 0 | 0 | 0 | 0 | 0 | 0 | 0 | 0 | 0 | 0 | 0 | 0 | 0 | 0 | 0 | 0 | 0 | 0 | 0 | 0 | 0 | 0 | 0
F1_Commercial_Restaurant_New_Food Preparation_Natural Gas_Range_E7 | F1 | Commercial | Restaurant | New | Food Preparation | Natural Gas | Range | E7 | CCE | 0 | 0 | 0 | 0 | 0 | 0 | 0 | 0 | 0 | 0 | 0 | 0 | 0 | 0 | 0 | 0 | 0 | 0 | 0 | 0 | 0 | 0 | 0 | 0 | 0 | 0 | 0 | 0 | 0 | 0 | 0 | 0 | 0
F1_Commercial_Restaurant_New_Food Preparation_Natural Gas_Range_E8 | F1 | Commercial | Restaurant | New | Food Preparation | Natural Gas | Range | E8 | CCE | 0 | 0 | 0 | 0 | 0 | 0 | 0 | 0 | 0 | 0 | 0 | 0 | 0 | 0 | 0 | 0 | 0 | 0 | 0 | 0 | 0 | 0 | 0 | 0 | 0 | 0 | 0 | 0 | 0 | 0 | 0 | 0 | 0
F1_Commercial_Restaurant_New_Food Preparation_Natural Gas_Range_E9 | F1 | Commercial | Restaurant | New | Food Preparation | Natural Gas | Range | E9 | CCE | 0 | 0 | 0 | 0 | 0 | 0 | 0 | 0 | 0 | 0 | 0 | 0 | 0 | 0 | 0 | 0 | 0 | 0 | 0 | 0 | 0 | 0 | 0 | 0 | 0 | 0 | 0 | 0 | 0 | 0 | 0 | 0 | 0
F1_Commercial_Restaurant_New_Food Preparation_Natural Gas_Range_E10 | F1 | Commercial | Restaurant | New | Food Preparation | Natural Gas | Range | E10 | CCE | 0 | 0 | 0 | 0 | 0 | 0 | 0 | 0 | 0 | 0 | 0 | 0 | 0 | 0 | 0 | 0 | 0 | 0 | 0 | 0 | 0 | 0 | 0 | 0 | 0 | 0 | 0 | 0 | 0 | 0 | 0 | 0 | 0
F2_Commercial_Restaurant_New_Food Preparation_Natural Gas_Range_E1 | F2 | Commercial | Restaurant | New | Food Preparation | Natural Gas | Range | E1 | TRC BC Ratio | bar: 2019 to 2051
F2_Commercial_Restaurant_New_Food Preparation_Natural Gas_Range_E2 | F2 | Commercial | Restaurant | New | Food Preparation | Natural Gas | Range | E2 | TRC BC Ratio | 2647.7231 | 2666.33 | 2688.4832 | 2714.1962 | 2744.4245 | 2779.83 | 2808.1783 | 2835.1894 | 2861.7342 | 2888.6003 | 2913.2148 | 2934.7489 | 2956.3968 | 2979.3351 | 3005.7993 | 3032.2609 | 3061.4725 | 3093.4023 | 3127.3907 | 3162.4699 | 3198.1505 | 3231.6304 | 3262.246 | 3290.1881 | 3314.7734 | 3335.911 | 3350.568 | 3361.4829 | 3370.9376 | 3379.0123 | 3387.0032 | 3390.5371 | 3390.5371
F2_Commercial_Restaurant_New_Food Preparation_Natural Gas_Range_E3 | F2 | Commercial | Restaurant | New | Food Preparation | Natural Gas | Range | E3 | TRC BC Ratio | 0 | 0 | 0 | 0 | 0 | 0 | 0 | 0 | 0 | 0 | 0 | 0 | 0 | 0 | 0 | 0 | 0 | 0 | 0 | 0 | 0 | 0 | 0 | 0 | 0 | 0 | 0 | 0 | 0 | 0 | 0 | 0 | 0
F2_Commercial_Restaurant_New_Food Preparation_Natural Gas_Range_E4 | F2 | Commercial | Restaurant | New | Food Preparation | Natural Gas | Range | E4 | TRC BC Ratio | 0 | 0 | 0 | 0 | 0 | 0 | 0 | 0 | 0 | 0 | 0 | 0 | 0 | 0 | 0 | 0 | 0 | 0 | 0 | 0 | 0 | 0 | 0 | 0 | 0 | 0 | 0 | 0 | 0 | 0 | 0 | 0 | 0
F2_Commercial_Restaurant_New_Food Preparation_Natural Gas_Range_E5 | F2 | Commercial | Restaurant | New | Food Preparation | Natural Gas | Range | E5 | TRC BC Ratio | 0 | 0 | 0 | 0 | 0 | 0 | 0 | 0 | 0 | 0 | 0 | 0 | 0 | 0 | 0 | 0 | 0 | 0 | 0 | 0 | 0 | 0 | 0 | 0 | 0 | 0 | 0 | 0 | 0 | 0 | 0 | 0 | 0
F2_Commercial_Restaurant_New_Food Preparation_Natural Gas_Range_E6 | F2 | Commercial | Restaurant | New | Food Preparation | Natural Gas | Range | E6 | TRC BC Ratio | 0 | 0 | 0 | 0 | 0 | 0 | 0 | 0 | 0 | 0 | 0 | 0 | 0 | 0 | 0 | 0 | 0 | 0 | 0 | 0 | 0 | 0 | 0 | 0 | 0 | 0 | 0 | 0 | 0 | 0 | 0 | 0 | 0
F2_Commercial_Restaurant_New_Food Preparation_Natural Gas_Range_E7 | F2 | Commercial | Restaurant | New | Food Preparation | Natural Gas | Range | E7 | TRC BC Ratio | 0 | 0 | 0 | 0 | 0 | 0 | 0 | 0 | 0 | 0 | 0 | 0 | 0 | 0 | 0 | 0 | 0 | 0 | 0 | 0 | 0 | 0 | 0 | 0 | 0 | 0 | 0 | 0 | 0 | 0 | 0 | 0 | 0
F2_Commercial_Restaurant_New_Food Preparation_Natural Gas_Range_E8 | F2 | Commercial | Restaurant | New | Food Preparation | Natural Gas | Range | E8 | TRC BC Ratio | 0 | 0 | 0 | 0 | 0 | 0 | 0 | 0 | 0 | 0 | 0 | 0 | 0 | 0 | 0 | 0 | 0 | 0 | 0 | 0 | 0 | 0 | 0 | 0 | 0 | 0 | 0 | 0 | 0 | 0 | 0 | 0 | 0
F2_Commercial_Restaurant_New_Food Preparation_Natural Gas_Range_E9 | F2 | Commercial | Restaurant | New | Food Preparation | Natural Gas | Range | E9 | TRC BC Ratio | 0 | 0 | 0 | 0 | 0 | 0 | 0 | 0 | 0 | 0 | 0 | 0 | 0 | 0 | 0 | 0 | 0 | 0 | 0 | 0 | 0 | 0 | 0 | 0 | 0 | 0 | 0 | 0 | 0 | 0 | 0 | 0 | 0
F2_Commercial_Restaurant_New_Food Preparation_Natural Gas_Range_E10 | F2 | Commercial | Restaurant | New | Food Preparation | Natural Gas | Range | E10 | TRC BC Ratio | 0 | 0 | 0 | 0 | 0 | 0 | 0 | 0 | 0 | 0 | 0 | 0 | 0 | 0 | 0 | 0 | 0 | 0 | 0 | 0 | 0 | 0 | 0 | 0 | 0 | 0 | 0 | 0 | 0 | 0 | 0 | 0 | 0
F3_Commercial_Restaurant_New_Food Preparation_Natural Gas_Range_E1 | F3 | Commercial | Restaurant | New | Food Preparation | Natural Gas | Range | E1 | PACT BC Ratio | bar: 2019 to 2051
F3_Commercial_Restaurant_New_Food Preparation_Natural Gas_Range_E2 | F3 | Commercial | Restaurant | New | Food Preparation | Natural Gas | Range | E2 | PACT BC Ratio | 3530.2974 | 3555.1067 | 3584.6443 | 3618.9282 | 3659.2327 | 3706.44 | 3744.2377 | 3780.2525 | 3815.6456 | 3851.4671 | 3884.2865 | 3912.9985 | 3941.8625 | 3972.4468 | 4007.7324 | 4043.0145 | 4081.9633 | 4124.5364 | 4169.8543 | 4216.6265 | 4264.2006 | 4308.8405 | 4349.6613 | 4386.9175 | 4419.6979 | 4447.8813 | 4467.424 | 4481.9772 | 4494.5834 | 4505.3498 | 4516.0042 | 4520.7161 | 4520.7161
F3_Commercial_Restaurant_New_Food Preparation_Natural Gas_Range_E3 | F3 | Commercial | Restaurant | New | Food Preparation | Natural Gas | Range | E3 | PACT BC Ratio | 0 | 0 | 0 | 0 | 0 | 0 | 0 | 0 | 0 | 0 | 0 | 0 | 0 | 0 | 0 | 0 | 0 | 0 | 0 | 0 | 0 | 0 | 0 | 0 | 0 | 0 | 0 | 0 | 0 | 0 | 0 | 0 | 0
F3_Commercial_Restaurant_New_Food Preparation_Natural Gas_Range_E4 | F3 | Commercial | Restaurant | New | Food Preparation | Natural Gas | Range | E4 | PACT BC Ratio | 0 | 0 | 0 | 0 | 0 | 0 | 0 | 0 | 0 | 0 | 0 | 0 | 0 | 0 | 0 | 0 | 0 | 0 | 0 | 0 | 0 | 0 | 0 | 0 | 0 | 0 | 0 | 0 | 0 | 0 | 0 | 0 | 0
F3_Commercial_Restaurant_New_Food Preparation_Natural Gas_Range_E5 | F3 | Commercial | Restaurant | New | Food Preparation | Natural Gas | Range | E5 | PACT BC Ratio | 0 | 0 | 0 | 0 | 0 | 0 | 0 | 0 | 0 | 0 | 0 | 0 | 0 | 0 | 0 | 0 | 0 | 0 | 0 | 0 | 0 | 0 | 0 | 0 | 0 | 0 | 0 | 0 | 0 | 0 | 0 | 0 | 0
F3_Commercial_Restaurant_New_Food Preparation_Natural Gas_Range_E6 | F3 | Commercial | Restaurant | New | Food Preparation | Natural Gas | Range | E6 | PACT BC Ratio | 0 | 0 | 0 | 0 | 0 | 0 | 0 | 0 | 0 | 0 | 0 | 0 | 0 | 0 | 0 | 0 | 0 | 0 | 0 | 0 | 0 | 0 | 0 | 0 | 0 | 0 | 0 | 0 | 0 | 0 | 0 | 0 | 0
F3_Commercial_Restaurant_New_Food Preparation_Natural Gas_Range_E7 | F3 | Commercial | Restaurant | New | Food Preparation | Natural Gas | Range | E7 | PACT BC Ratio | 0 | 0 | 0 | 0 | 0 | 0 | 0 | 0 | 0 | 0 | 0 | 0 | 0 | 0 | 0 | 0 | 0 | 0 | 0 | 0 | 0 | 0 | 0 | 0 | 0 | 0 | 0 | 0 | 0 | 0 | 0 | 0 | 0
F3_Commercial_Restaurant_New_Food Preparation_Natural Gas_Range_E8 | F3 | Commercial | Restaurant | New | Food Preparation | Natural Gas | Range | E8 | PACT BC Ratio | 0 | 0 | 0 | 0 | 0 | 0 | 0 | 0 | 0 | 0 | 0 | 0 | 0 | 0 | 0 | 0 | 0 | 0 | 0 | 0 | 0 | 0 | 0 | 0 | 0 | 0 | 0 | 0 | 0 | 0 | 0 | 0 | 0
F3_Commercial_Restaurant_New_Food Preparation_Natural Gas_Range_E9 | F3 | Commercial | Restaurant | New | Food Preparation | Natural Gas | Range | E9 | PACT BC Ratio | 0 | 0 | 0 | 0 | 0 | 0 | 0 | 0 | 0 | 0 | 0 | 0 | 0 | 0 | 0 | 0 | 0 | 0 | 0 | 0 | 0 | 0 | 0 | 0 | 0 | 0 | 0 | 0 | 0 | 0 | 0 | 0 | 0
F3_Commercial_Restaurant_New_Food Preparation_Natural Gas_Range_E10 | F3 | Commercial | Restaurant | New | Food Preparation | Natural Gas | Range | E10 | PACT BC Ratio | 0 | 0 | 0 | 0 | 0 | 0 | 0 | 0 | 0 | 0 | 0 | 0 | 0 | 0 | 0 | 0 | 0 | 0 | 0 | 0 | 0 | 0 | 0 | 0 | 0 | 0 | 0 | 0 | 0 | 0 | 0 | 0 | 0
F4_Commercial_Restaurant_New_Food Preparation_Natural Gas_Range_E1 | F4 | Commercial | Restaurant | New | Food Preparation | Natural Gas | Range | E1 | RVT BC Ratio | bar: 2019 to 2051
F4_Commercial_Restaurant_New_Food Preparation_Natural Gas_Range_E2 | F4 | Commercial | Restaurant | New | Food Preparation | Natural Gas | Range | E2 | RVT BC Ratio | 3807.2736 | 3834.0244 | 3865.8736 | 3902.8406 | 3946.2991 | 3997.2009 | 4037.9565 | 4076.7898 | 4114.9527 | 4153.5775 | 4188.9653 | 4219.9244 | 4251.0471 | 4284.025 | 4322.072 | 4360.1152 | 4402.1121 | 4448.0169 | 4496.8813 | 4547.3138 | 4598.611 | 4646.7444 | 4690.7598 | 4730.9316 | 4766.2773 | 4796.6664 | 4817.7384 | 4833.4305 | 4847.0233 | 4858.6322 | 4870.1205 | 4875.2011 | 4875.2011
F4_Commercial_Restaurant_New_Food Preparation_Natural Gas_Range_E3 | F4 | Commercial | Restaurant | New | Food Preparation | Natural Gas | Range | E3 | RVT BC Ratio | 0 | 0 | 0 | 0 | 0 | 0 | 0 | 0 | 0 | 0 | 0 | 0 | 0 | 0 | 0 | 0 | 0 | 0 | 0 | 0 | 0 | 0 | 0 | 0 | 0 | 0 | 0 | 0 | 0 | 0 | 0 | 0 | 0
F4_Commercial_Restaurant_New_Food Preparation_Natural Gas_Range_E4 | F4 | Commercial | Restaurant | New | Food Preparation | Natural Gas | Range | E4 | RVT BC Ratio | 0 | 0 | 0 | 0 | 0 | 0 | 0 | 0 | 0 | 0 | 0 | 0 | 0 | 0 | 0 | 0 | 0 | 0 | 0 | 0 | 0 | 0 | 0 | 0 | 0 | 0 | 0 | 0 | 0 | 0 | 0 | 0 | 0
F4_Commercial_Restaurant_New_Food Preparation_Natural Gas_Range_E5 | F4 | Commercial | Restaurant | New | Food Preparation | Natural Gas | Range | E5 | RVT BC Ratio | 0 | 0 | 0 | 0 | 0 | 0 | 0 | 0 | 0 | 0 | 0 | 0 | 0 | 0 | 0 | 0 | 0 | 0 | 0 | 0 | 0 | 0 | 0 | 0 | 0 | 0 | 0 | 0 | 0 | 0 | 0 | 0 | 0
F4_Commercial_Restaurant_New_Food Preparation_Natural Gas_Range_E6 | F4 | Commercial | Restaurant | New | Food Preparation | Natural Gas | Range | E6 | RVT BC Ratio | 0 | 0 | 0 | 0 | 0 | 0 | 0 | 0 | 0 | 0 | 0 | 0 | 0 | 0 | 0 | 0 | 0 | 0 | 0 | 0 | 0 | 0 | 0 | 0 | 0 | 0 | 0 | 0 | 0 | 0 | 0 | 0 | 0
F4_Commercial_Restaurant_New_Food Preparation_Natural Gas_Range_E7 | F4 | Commercial | Restaurant | New | Food Preparation | Natural Gas | Range | E7 | RVT BC Ratio | 0 | 0 | 0 | 0 | 0 | 0 | 0 | 0 | 0 | 0 | 0 | 0 | 0 | 0 | 0 | 0 | 0 | 0 | 0 | 0 | 0 | 0 | 0 | 0 | 0 | 0 | 0 | 0 | 0 | 0 | 0 | 0 | 0
F4_Commercial_Restaurant_New_Food Preparation_Natural Gas_Range_E8 | F4 | Commercial | Restaurant | New | Food Preparation | Natural Gas | Range | E8 | RVT BC Ratio | 0 | 0 | 0 | 0 | 0 | 0 | 0 | 0 | 0 | 0 | 0 | 0 | 0 | 0 | 0 | 0 | 0 | 0 | 0 | 0 | 0 | 0 | 0 | 0 | 0 | 0 | 0 | 0 | 0 | 0 | 0 | 0 | 0
F4_Commercial_Restaurant_New_Food Preparation_Natural Gas_Range_E9 | F4 | Commercial | Restaurant | New | Food Preparation | Natural Gas | Range | E9 | RVT BC Ratio | 0 | 0 | 0 | 0 | 0 | 0 | 0 | 0 | 0 | 0 | 0 | 0 | 0 | 0 | 0 | 0 | 0 | 0 | 0 | 0 | 0 | 0 | 0 | 0 | 0 | 0 | 0 | 0 | 0 | 0 | 0 | 0 | 0
F4_Commercial_Restaurant_New_Food Preparation_Natural Gas_Range_E10 | F4 | Commercial | Restaurant | New | Food Preparation | Natural Gas | Range | E10 | RVT BC Ratio | 0 | 0 | 0 | 0 | 0 | 0 | 0 | 0 | 0 | 0 | 0 | 0 | 0 | 0 | 0 | 0 | 0 | 0 | 0 | 0 | 0 | 0 | 0 | 0 | 0 | 0 | 0 | 0 | 0 | 0 | 0 | 0 | 0
F5_Commercial_Restaurant_New_Food Preparation_Natural Gas_Range_E1 | F5 | Commercial | Restaurant | New | Food Preparation | Natural Gas | Range | E1 | RIM BC Ratio | bar: 2019 to 2051
F5_Commercial_Restaurant_New_Food Preparation_Natural Gas_Range_E2 | F5 | Commercial | Restaurant | New | Food Preparation | Natural Gas | Range | E2 | RIM BC Ratio | 0.83448 | 0.83448 | 0.83448 | 0.83449 | 0.83449 | 0.83449 | 0.83449 | 0.83449 | 0.8345 | 0.8345 | 0.8345 | 0.8345 | 0.8345 | 0.8345 | 0.83451 | 0.83451 | 0.83451 | 0.83451 | 0.83451 | 0.83451 | 0.83452 | 0.83452 | 0.83452 | 0.83452 | 0.83452 | 0.83452 | 0.83452 | 0.83452 | 0.83452 | 0.83452 | 0.83452 | 0.83453 | 0.83453
F5_Commercial_Restaurant_New_Food Preparation_Natural Gas_Range_E3 | F5 | Commercial | Restaurant | New | Food Preparation | Natural Gas | Range | E3 | RIM BC Ratio | 0 | 0 | 0 | 0 | 0 | 0 | 0 | 0 | 0 | 0 | 0 | 0 | 0 | 0 | 0 | 0 | 0 | 0 | 0 | 0 | 0 | 0 | 0 | 0 | 0 | 0 | 0 | 0 | 0 | 0 | 0 | 0 | 0
F5_Commercial_Restaurant_New_Food Preparation_Natural Gas_Range_E4 | F5 | Commercial | Restaurant | New | Food Preparation | Natural Gas | Range | E4 | RIM BC Ratio | 0 | 0 | 0 | 0 | 0 | 0 | 0 | 0 | 0 | 0 | 0 | 0 | 0 | 0 | 0 | 0 | 0 | 0 | 0 | 0 | 0 | 0 | 0 | 0 | 0 | 0 | 0 | 0 | 0 | 0 | 0 | 0 | 0
F5_Commercial_Restaurant_New_Food Preparation_Natural Gas_Range_E5 | F5 | Commercial | Restaurant | New | Food Preparation | Natural Gas | Range | E5 | RIM BC Ratio | 0 | 0 | 0 | 0 | 0 | 0 | 0 | 0 | 0 | 0 | 0 | 0 | 0 | 0 | 0 | 0 | 0 | 0 | 0 | 0 | 0 | 0 | 0 | 0 | 0 | 0 | 0 | 0 | 0 | 0 | 0 | 0 | 0
F5_Commercial_Restaurant_New_Food Preparation_Natural Gas_Range_E6 | F5 | Commercial | Restaurant | New | Food Preparation | Natural Gas | Range | E6 | RIM BC Ratio | 0 | 0 | 0 | 0 | 0 | 0 | 0 | 0 | 0 | 0 | 0 | 0 | 0 | 0 | 0 | 0 | 0 | 0 | 0 | 0 | 0 | 0 | 0 | 0 | 0 | 0 | 0 | 0 | 0 | 0 | 0 | 0 | 0
F5_Commercial_Restaurant_New_Food Preparation_Natural Gas_Range_E7 | F5 | Commercial | Restaurant | New | Food Preparation | Natural Gas | Range | E7 | RIM BC Ratio | 0 | 0 | 0 | 0 | 0 | 0 | 0 | 0 | 0 | 0 | 0 | 0 | 0 | 0 | 0 | 0 | 0 | 0 | 0 | 0 | 0 | 0 | 0 | 0 | 0 | 0 | 0 | 0 | 0 | 0 | 0 | 0 | 0
F5_Commercial_Restaurant_New_Food Preparation_Natural Gas_Range_E8 | F5 | Commercial | Restaurant | New | Food Preparation | Natural Gas | Range | E8 | RIM BC Ratio | 0 | 0 | 0 | 0 | 0 | 0 | 0 | 0 | 0 | 0 | 0 | 0 | 0 | 0 | 0 | 0 | 0 | 0 | 0 | 0 | 0 | 0 | 0 | 0 | 0 | 0 | 0 | 0 | 0 | 0 | 0 | 0 | 0
F5_Commercial_Restaurant_New_Food Preparation_Natural Gas_Range_E9 | F5 | Commercial | Restaurant | New | Food Preparation | Natural Gas | Range | E9 | RIM BC Ratio | 0 | 0 | 0 | 0 | 0 | 0 | 0 | 0 | 0 | 0 | 0 | 0 | 0 | 0 | 0 | 0 | 0 | 0 | 0 | 0 | 0 | 0 | 0 | 0 | 0 | 0 | 0 | 0 | 0 | 0 | 0 | 0 | 0
F5_Commercial_Restaurant_New_Food Preparation_Natural Gas_Range_E10 | F5 | Commercial | Restaurant | New | Food Preparation | Natural Gas | Range | E10 | RIM BC Ratio | 0 | 0 | 0 | 0 | 0 | 0 | 0 | 0 | 0 | 0 | 0 | 0 | 0 | 0 | 0 | 0 | 0 | 0 | 0 | 0 | 0 | 0 | 0 | 0 | 0 | 0 | 0 | 0 | 0 | 0 | 0 | 0 | 0
F0_Commercial_Restaurant_New_Food Preparation_Natural Gas_Steamer_E0 | F0 | Commercial | Restaurant | New | Food Preparation | Natural Gas | Steamer | E0 | Economic Unit | ENERGY STAR | ENERGY STAR | ENERGY STAR | ENERGY STAR | ENERGY STAR | ENERGY STAR | ENERGY STAR | ENERGY STAR | ENERGY STAR | ENERGY STAR | ENERGY STAR | ENERGY STAR | ENERGY STAR | ENERGY STAR | ENERGY STAR | ENERGY STAR | ENERGY STAR | ENERGY STAR | ENERGY STAR | ENERGY STAR | ENERGY STAR | ENERGY STAR | ENERGY STAR | ENERGY STAR | ENERGY STAR | ENERGY STAR | ENERGY STAR | ENERGY STAR | ENERGY STAR | ENERGY STAR | ENERGY STAR | ENERGY STAR | ENERGY STAR
F1_Commercial_Restaurant_New_Food Preparation_Natural Gas_Steamer_E1 | F1 | Commercial | Restaurant | New | Food Preparation | Natural Gas | Steamer | E1 | CCE | 0 | 0 | 0 | 0 | 0 | 0 | 0 | 0 | 0 | 0 | 0 | 0 | 0 | 0 | 0 | 0 | 0 | 0 | 0 | 0 | 0 | 0 | 0 | 0 | 0 | 0 | 0 | 0 | 0 | 0 | 0 | 0 | 0
F1_Commercial_Restaurant_New_Food Preparation_Natural Gas_Steamer_E2 | F1 | Commercial | Restaurant | New | Food Preparation | Natural Gas | Steamer | E2 | CCE | 0.38542 | 0.38542 | 0.38542 | 0 | 0 | 0 | 0 | 0 | 0 | 0 | 0 | 0 | 0 | 0 | 0 | 0 | 0 | 0 | 0 | 0 | 0 | 0 | 0 | 0 | 0 | 0 | 0 | 0 | 0 | 0 | 0 | 0 | 0
F1_Commercial_Restaurant_New_Food Preparation_Natural Gas_Steamer_E3 | F1 | Commercial | Restaurant | New | Food Preparation | Natural Gas | Steamer | E3 | CCE | 0 | 0 | 0 | 0 | 0 | 0 | 0 | 0 | 0 | 0 | 0 | 0 | 0 | 0 | 0 | 0 | 0 | 0 | 0 | 0 | 0 | 0 | 0 | 0 | 0 | 0 | 0 | 0 | 0 | 0 | 0 | 0 | 0
F1_Commercial_Restaurant_New_Food Preparation_Natural Gas_Steamer_E4 | F1 | Commercial | Restaurant | New | Food Preparation | Natural Gas | Steamer | E4 | CCE | 0 | 0 | 0 | 0 | 0 | 0 | 0 | 0 | 0 | 0 | 0 | 0 | 0 | 0 | 0 | 0 | 0 | 0 | 0 | 0 | 0 | 0 | 0 | 0 | 0 | 0 | 0 | 0 | 0 | 0 | 0 | 0 | 0
F1_Commercial_Restaurant_New_Food Preparation_Natural Gas_Steamer_E5 | F1 | Commercial | Restaurant | New | Food Preparation | Natural Gas | Steamer | E5 | CCE | 0 | 0 | 0 | 0 | 0 | 0 | 0 | 0 | 0 | 0 | 0 | 0 | 0 | 0 | 0 | 0 | 0 | 0 | 0 | 0 | 0 | 0 | 0 | 0 | 0 | 0 | 0 | 0 | 0 | 0 | 0 | 0 | 0
F1_Commercial_Restaurant_New_Food Preparation_Natural Gas_Steamer_E6 | F1 | Commercial | Restaurant | New | Food Preparation | Natural Gas | Steamer | E6 | CCE | 0 | 0 | 0 | 0 | 0 | 0 | 0 | 0 | 0 | 0 | 0 | 0 | 0 | 0 | 0 | 0 | 0 | 0 | 0 | 0 | 0 | 0 | 0 | 0 | 0 | 0 | 0 | 0 | 0 | 0 | 0 | 0 | 0
F1_Commercial_Restaurant_New_Food Preparation_Natural Gas_Steamer_E7 | F1 | Commercial | Restaurant | New | Food Preparation | Natural Gas | Steamer | E7 | CCE | 0 | 0 | 0 | 0 | 0 | 0 | 0 | 0 | 0 | 0 | 0 | 0 | 0 | 0 | 0 | 0 | 0 | 0 | 0 | 0 | 0 | 0 | 0 | 0 | 0 | 0 | 0 | 0 | 0 | 0 | 0 | 0 | 0
F1_Commercial_Restaurant_New_Food Preparation_Natural Gas_Steamer_E8 | F1 | Commercial | Restaurant | New | Food Preparation | Natural Gas | Steamer | E8 | CCE | 0 | 0 | 0 | 0 | 0 | 0 | 0 | 0 | 0 | 0 | 0 | 0 | 0 | 0 | 0 | 0 | 0 | 0 | 0 | 0 | 0 | 0 | 0 | 0 | 0 | 0 | 0 | 0 | 0 | 0 | 0 | 0 | 0
F1_Commercial_Restaurant_New_Food Preparation_Natural Gas_Steamer_E9 | F1 | Commercial | Restaurant | New | Food Preparation | Natural Gas | Steamer | E9 | CCE | 0 | 0 | 0 | 0 | 0 | 0 | 0 | 0 | 0 | 0 | 0 | 0 | 0 | 0 | 0 | 0 | 0 | 0 | 0 | 0 | 0 | 0 | 0 | 0 | 0 | 0 | 0 | 0 | 0 | 0 | 0 | 0 | 0
F1_Commercial_Restaurant_New_Food Preparation_Natural Gas_Steamer_E10 | F1 | Commercial | Restaurant | New | Food Preparation | Natural Gas | Steamer | E10 | CCE | 0 | 0 | 0 | 0 | 0 | 0 | 0 | 0 | 0 | 0 | 0 | 0 | 0 | 0 | 0 | 0 | 0 | 0 | 0 | 0 | 0 | 0 | 0 | 0 | 0 | 0 | 0 | 0 | 0 | 0 | 0 | 0 | 0
F2_Commercial_Restaurant_New_Food Preparation_Natural Gas_Steamer_E1 | F2 | Commercial | Restaurant | New | Food Preparation | Natural Gas | Steamer | E1 | TRC BC Ratio | 1 | 1 | 1 | 0 | 0 | 0 | 0 | 0 | 0 | 0 | 0 | 0 | 0 | 0 | 0 | 0 | 0 | 0 | 0 | 0 | 0 | 0 | 0 | 0 | 0 | 0 | 0 | 0 | 0 | 0 | 0 | 0 | 0
F2_Commercial_Restaurant_New_Food Preparation_Natural Gas_Steamer_E2 | F2 | Commercial | Restaurant | New | Food Preparation | Natural Gas | Steamer | E2 | TRC BC Ratio | 3.6298 | 3.6563 | 3.6864 | 1 | 1 | 1 | 1 | 1 | 1 | 1 | 1 | 1 | 1 | 1 | 1 | 1 | 1 | 1 | 1 | 1 | 1 | 1 | 1 | 1 | 1 | 1 | 1 | 1 | 1 | 1 | 1 | 1 | 1
F2_Commercial_Restaurant_New_Food Preparation_Natural Gas_Steamer_E3 | F2 | Commercial | Restaurant | New | Food Preparation | Natural Gas | Steamer | E3 | TRC BC Ratio | 0 | 0 | 0 | 0 | 0 | 0 | 0 | 0 | 0 | 0 | 0 | 0 | 0 | 0 | 0 | 0 | 0 | 0 | 0 | 0 | 0 | 0 | 0 | 0 | 0 | 0 | 0 | 0 | 0 | 0 | 0 | 0 | 0
F2_Commercial_Restaurant_New_Food Preparation_Natural Gas_Steamer_E4 | F2 | Commercial | Restaurant | New | Food Preparation | Natural Gas | Steamer | E4 | TRC BC Ratio | 0 | 0 | 0 | 0 | 0 | 0 | 0 | 0 | 0 | 0 | 0 | 0 | 0 | 0 | 0 | 0 | 0 | 0 | 0 | 0 | 0 | 0 | 0 | 0 | 0 | 0 | 0 | 0 | 0 | 0 | 0 | 0 | 0
F2_Commercial_Restaurant_New_Food Preparation_Natural Gas_Steamer_E5 | F2 | Commercial | Restaurant | New | Food Preparation | Natural Gas | Steamer | E5 | TRC BC Ratio | 0 | 0 | 0 | 0 | 0 | 0 | 0 | 0 | 0 | 0 | 0 | 0 | 0 | 0 | 0 | 0 | 0 | 0 | 0 | 0 | 0 | 0 | 0 | 0 | 0 | 0 | 0 | 0 | 0 | 0 | 0 | 0 | 0
F2_Commercial_Restaurant_New_Food Preparation_Natural Gas_Steamer_E6 | F2 | Commercial | Restaurant | New | Food Preparation | Natural Gas | Steamer | E6 | TRC BC Ratio | 0 | 0 | 0 | 0 | 0 | 0 | 0 | 0 | 0 | 0 | 0 | 0 | 0 | 0 | 0 | 0 | 0 | 0 | 0 | 0 | 0 | 0 | 0 | 0 | 0 | 0 | 0 | 0 | 0 | 0 | 0 | 0 | 0
F2_Commercial_Restaurant_New_Food Preparation_Natural Gas_Steamer_E7 | F2 | Commercial | Restaurant | New | Food Preparation | Natural Gas | Steamer | E7 | TRC BC Ratio | 0 | 0 | 0 | 0 | 0 | 0 | 0 | 0 | 0 | 0 | 0 | 0 | 0 | 0 | 0 | 0 | 0 | 0 | 0 | 0 | 0 | 0 | 0 | 0 | 0 | 0 | 0 | 0 | 0 | 0 | 0 | 0 | 0
F2_Commercial_Restaurant_New_Food Preparation_Natural Gas_Steamer_E8 | F2 | Commercial | Restaurant | New | Food Preparation | Natural Gas | Steamer | E8 | TRC BC Ratio | 0 | 0 | 0 | 0 | 0 | 0 | 0 | 0 | 0 | 0 | 0 | 0 | 0 | 0 | 0 | 0 | 0 | 0 | 0 | 0 | 0 | 0 | 0 | 0 | 0 | 0 | 0 | 0 | 0 | 0 | 0 | 0 | 0
F2_Commercial_Restaurant_New_Food Preparation_Natural Gas_Steamer_E9 | F2 | Commercial | Restaurant | New | Food Preparation | Natural Gas | Steamer | E9 | TRC BC Ratio | 0 | 0 | 0 | 0 | 0 | 0 | 0 | 0 | 0 | 0 | 0 | 0 | 0 | 0 | 0 | 0 | 0 | 0 | 0 | 0 | 0 | 0 | 0 | 0 | 0 | 0 | 0 | 0 | 0 | 0 | 0 | 0 | 0
F2_Commercial_Restaurant_New_Food Preparation_Natural Gas_Steamer_E10 | F2 | Commercial | Restaurant | New | Food Preparation | Natural Gas | Steamer | E10 | TRC BC Ratio | 0 | 0 | 0 | 0 | 0 | 0 | 0 | 0 | 0 | 0 | 0 | 0 | 0 | 0 | 0 | 0 | 0 | 0 | 0 | 0 | 0 | 0 | 0 | 0 | 0 | 0 | 0 | 0 | 0 | 0 | 0 | 0 | 0
F3_Commercial_Restaurant_New_Food Preparation_Natural Gas_Steamer_E1 | F3 | Commercial | Restaurant | New | Food Preparation | Natural Gas | Steamer | E1 | PACT BC Ratio | 1 | 1 | 1 | 0 | 0 | 0 | 0 | 0 | 0 | 0 | 0 | 0 | 0 | 0 | 0 | 0 | 0 | 0 | 0 | 0 | 0 | 0 | 0 | 0 | 0 | 0 | 0 | 0 | 0 | 0 | 0 | 0 | 0
F3_Commercial_Restaurant_New_Food Preparation_Natural Gas_Steamer_E2 | F3 | Commercial | Restaurant | New | Food Preparation | Natural Gas | Steamer | E2 | PACT BC Ratio | 4.8398 | 4.875 | 4.9151 | 1 | 1 | 1 | 1 | 1 | 1 | 1 | 1 | 1 | 1 | 1 | 1 | 1 | 1 | 1 | 1 | 1 | 1 | 1 | 1 | 1 | 1 | 1 | 1 | 1 | 1 | 1 | 1 | 1 | 1
F3_Commercial_Restaurant_New_Food Preparation_Natural Gas_Steamer_E3 | F3 | Commercial | Restaurant | New | Food Preparation | Natural Gas | Steamer | E3 | PACT BC Ratio | 0 | 0 | 0 | 0 | 0 | 0 | 0 | 0 | 0 | 0 | 0 | 0 | 0 | 0 | 0 | 0 | 0 | 0 | 0 | 0 | 0 | 0 | 0 | 0 | 0 | 0 | 0 | 0 | 0 | 0 | 0 | 0 | 0
F3_Commercial_Restaurant_New_Food Preparation_Natural Gas_Steamer_E4 | F3 | Commercial | Restaurant | New | Food Preparation | Natural Gas | Steamer | E4 | PACT BC Ratio | 0 | 0 | 0 | 0 | 0 | 0 | 0 | 0 | 0 | 0 | 0 | 0 | 0 | 0 | 0 | 0 | 0 | 0 | 0 | 0 | 0 | 0 | 0 | 0 | 0 | 0 | 0 | 0 | 0 | 0 | 0 | 0 | 0
F3_Commercial_Restaurant_New_Food Preparation_Natural Gas_Steamer_E5 | F3 | Commercial | Restaurant | New | Food Preparation | Natural Gas | Steamer | E5 | PACT BC Ratio | 0 | 0 | 0 | 0 | 0 | 0 | 0 | 0 | 0 | 0 | 0 | 0 | 0 | 0 | 0 | 0 | 0 | 0 | 0 | 0 | 0 | 0 | 0 | 0 | 0 | 0 | 0 | 0 | 0 | 0 | 0 | 0 | 0
F3_Commercial_Restaurant_New_Food Preparation_Natural Gas_Steamer_E6 | F3 | Commercial | Restaurant | New | Food Preparation | Natural Gas | Steamer | E6 | PACT BC Ratio | 0 | 0 | 0 | 0 | 0 | 0 | 0 | 0 | 0 | 0 | 0 | 0 | 0 | 0 | 0 | 0 | 0 | 0 | 0 | 0 | 0 | 0 | 0 | 0 | 0 | 0 | 0 | 0 | 0 | 0 | 0 | 0 | 0
F3_Commercial_Restaurant_New_Food Preparation_Natural Gas_Steamer_E7 | F3 | Commercial | Restaurant | New | Food Preparation | Natural Gas | Steamer | E7 | PACT BC Ratio | 0 | 0 | 0 | 0 | 0 | 0 | 0 | 0 | 0 | 0 | 0 | 0 | 0 | 0 | 0 | 0 | 0 | 0 | 0 | 0 | 0 | 0 | 0 | 0 | 0 | 0 | 0 | 0 | 0 | 0 | 0 | 0 | 0
F3_Commercial_Restaurant_New_Food Preparation_Natural Gas_Steamer_E8 | F3 | Commercial | Restaurant | New | Food Preparation | Natural Gas | Steamer | E8 | PACT BC Ratio | 0 | 0 | 0 | 0 | 0 | 0 | 0 | 0 | 0 | 0 | 0 | 0 | 0 | 0 | 0 | 0 | 0 | 0 | 0 | 0 | 0 | 0 | 0 | 0 | 0 | 0 | 0 | 0 | 0 | 0 | 0 | 0 | 0
F3_Commercial_Restaurant_New_Food Preparation_Natural Gas_Steamer_E9 | F3 | Commercial | Restaurant | New | Food Preparation | Natural Gas | Steamer | E9 | PACT BC Ratio | 0 | 0 | 0 | 0 | 0 | 0 | 0 | 0 | 0 | 0 | 0 | 0 | 0 | 0 | 0 | 0 | 0 | 0 | 0 | 0 | 0 | 0 | 0 | 0 | 0 | 0 | 0 | 0 | 0 | 0 | 0 | 0 | 0
F3_Commercial_Restaurant_New_Food Preparation_Natural Gas_Steamer_E10 | F3 | Commercial | Restaurant | New | Food Preparation | Natural Gas | Steamer | E10 | PACT BC Ratio | 0 | 0 | 0 | 0 | 0 | 0 | 0 | 0 | 0 | 0 | 0 | 0 | 0 | 0 | 0 | 0 | 0 | 0 | 0 | 0 | 0 | 0 | 0 | 0 | 0 | 0 | 0 | 0 | 0 | 0 | 0 | 0 | 0
F4_Commercial_Restaurant_New_Food Preparation_Natural Gas_Steamer_E1 | F4 | Commercial | Restaurant | New | Food Preparation | Natural Gas | Steamer | E1 | RVT BC Ratio | 1 | 1 | 1 | 0 | 0 | 0 | 0 | 0 | 0 | 0 | 0 | 0 | 0 | 0 | 0 | 0 | 0 | 0 | 0 | 0 | 0 | 0 | 0 | 0 | 0 | 0 | 0 | 0 | 0 | 0 | 0 | 0 | 0
F4_Commercial_Restaurant_New_Food Preparation_Natural Gas_Steamer_E2 | F4 | Commercial | Restaurant | New | Food Preparation | Natural Gas | Steamer | E2 | RVT BC Ratio | 5.9186 | 5.9566 | 5.9998 | 1 | 1 | 1 | 1 | 1 | 1 | 1 | 1 | 1 | 1 | 1 | 1 | 1 | 1 | 1 | 1 | 1 | 1 | 1 | 1 | 1 | 1 | 1 | 1 | 1 | 1 | 1 | 1 | 1 | 1
F4_Commercial_Restaurant_New_Food Preparation_Natural Gas_Steamer_E3 | F4 | Commercial | Restaurant | New | Food Preparation | Natural Gas | Steamer | E3 | RVT BC Ratio | 0 | 0 | 0 | 0 | 0 | 0 | 0 | 0 | 0 | 0 | 0 | 0 | 0 | 0 | 0 | 0 | 0 | 0 | 0 | 0 | 0 | 0 | 0 | 0 | 0 | 0 | 0 | 0 | 0 | 0 | 0 | 0 | 0
F4_Commercial_Restaurant_New_Food Preparation_Natural Gas_Steamer_E4 | F4 | Commercial | Restaurant | New | Food Preparation | Natural Gas | Steamer | E4 | RVT BC Ratio | 0 | 0 | 0 | 0 | 0 | 0 | 0 | 0 | 0 | 0 | 0 | 0 | 0 | 0 | 0 | 0 | 0 | 0 | 0 | 0 | 0 | 0 | 0 | 0 | 0 | 0 | 0 | 0 | 0 | 0 | 0 | 0 | 0
F4_Commercial_Restaurant_New_Food Preparation_Natural Gas_Steamer_E5 | F4 | Commercial | Restaurant | New | Food Preparation | Natural Gas | Steamer | E5 | RVT BC Ratio | 0 | 0 | 0 | 0 | 0 | 0 | 0 | 0 | 0 | 0 | 0 | 0 | 0 | 0 | 0 | 0 | 0 | 0 | 0 | 0 | 0 | 0 | 0 | 0 | 0 | 0 | 0 | 0 | 0 | 0 | 0 | 0 | 0
F4_Commercial_Restaurant_New_Food Preparation_Natural Gas_Steamer_E6 | F4 | Commercial | Restaurant | New | Food Preparation | Natural Gas | Steamer | E6 | RVT BC Ratio | 0 | 0 | 0 | 0 | 0 | 0 | 0 | 0 | 0 | 0 | 0 | 0 | 0 | 0 | 0 | 0 | 0 | 0 | 0 | 0 | 0 | 0 | 0 | 0 | 0 | 0 | 0 | 0 | 0 | 0 | 0 | 0 | 0
F4_Commercial_Restaurant_New_Food Preparation_Natural Gas_Steamer_E7 | F4 | Commercial | Restaurant | New | Food Preparation | Natural Gas | Steamer | E7 | RVT BC Ratio | 0 | 0 | 0 | 0 | 0 | 0 | 0 | 0 | 0 | 0 | 0 | 0 | 0 | 0 | 0 | 0 | 0 | 0 | 0 | 0 | 0 | 0 | 0 | 0 | 0 | 0 | 0 | 0 | 0 | 0 | 0 | 0 | 0
F4_Commercial_Restaurant_New_Food Preparation_Natural Gas_Steamer_E8 | F4 | Commercial | Restaurant | New | Food Preparation | Natural Gas | Steamer | E8 | RVT BC Ratio | 0 | 0 | 0 | 0 | 0 | 0 | 0 | 0 | 0 | 0 | 0 | 0 | 0 | 0 | 0 | 0 | 0 | 0 | 0 | 0 | 0 | 0 | 0 | 0 | 0 | 0 | 0 | 0 | 0 | 0 | 0 | 0 | 0
F4_Commercial_Restaurant_New_Food Preparation_Natural Gas_Steamer_E9 | F4 | Commercial | Restaurant | New | Food Preparation | Natural Gas | Steamer | E9 | RVT BC Ratio | 0 | 0 | 0 | 0 | 0 | 0 | 0 | 0 | 0 | 0 | 0 | 0 | 0 | 0 | 0 | 0 | 0 | 0 | 0 | 0 | 0 | 0 | 0 | 0 | 0 | 0 | 0 | 0 | 0 | 0 | 0 | 0 | 0
F4_Commercial_Restaurant_New_Food Preparation_Natural Gas_Steamer_E10 | F4 | Commercial | Restaurant | New | Food Preparation | Natural Gas | Steamer | E10 | RVT BC Ratio | 0 | 0 | 0 | 0 | 0 | 0 | 0 | 0 | 0 | 0 | 0 | 0 | 0 | 0 | 0 | 0 | 0 | 0 | 0 | 0 | 0 | 0 | 0 | 0 | 0 | 0 | 0 | 0 | 0 | 0 | 0 | 0 | 0
F5_Commercial_Restaurant_New_Food Preparation_Natural Gas_Steamer_E1 | F5 | Commercial | Restaurant | New | Food Preparation | Natural Gas | Steamer | E1 | RIM BC Ratio | 1 | 1 | 1 | 0 | 0 | 0 | 0 | 0 | 0 | 0 | 0 | 0 | 0 | 0 | 0 | 0 | 0 | 0 | 0 | 0 | 0 | 0 | 0 | 0 | 0 | 0 | 0 | 0 | 0 | 0 | 0 | 0 | 0
F5_Commercial_Restaurant_New_Food Preparation_Natural Gas_Steamer_E2 | F5 | Commercial | Restaurant | New | Food Preparation | Natural Gas | Steamer | E2 | RIM BC Ratio | 0.7119 | 0.71266 | 0.71351 | 1 | 1 | 1 | 1 | 1 | 1 | 1 | 1 | 1 | 1 | 1 | 1 | 1 | 1 | 1 | 1 | 1 | 1 | 1 | 1 | 1 | 1 | 1 | 1 | 1 | 1 | 1 | 1 | 1 | 1
F5_Commercial_Restaurant_New_Food Preparation_Natural Gas_Steamer_E3 | F5 | Commercial | Restaurant | New | Food Preparation | Natural Gas | Steamer | E3 | RIM BC Ratio | 0 | 0 | 0 | 0 | 0 | 0 | 0 | 0 | 0 | 0 | 0 | 0 | 0 | 0 | 0 | 0 | 0 | 0 | 0 | 0 | 0 | 0 | 0 | 0 | 0 | 0 | 0 | 0 | 0 | 0 | 0 | 0 | 0
F5_Commercial_Restaurant_New_Food Preparation_Natural Gas_Steamer_E4 | F5 | Commercial | Restaurant | New | Food Preparation | Natural Gas | Steamer | E4 | RIM BC Ratio | 0 | 0 | 0 | 0 | 0 | 0 | 0 | 0 | 0 | 0 | 0 | 0 | 0 | 0 | 0 | 0 | 0 | 0 | 0 | 0 | 0 | 0 | 0 | 0 | 0 | 0 | 0 | 0 | 0 | 0 | 0 | 0 | 0
F5_Commercial_Restaurant_New_Food Preparation_Natural Gas_Steamer_E5 | F5 | Commercial | Restaurant | New | Food Preparation | Natural Gas | Steamer | E5 | RIM BC Ratio | 0 | 0 | 0 | 0 | 0 | 0 | 0 | 0 | 0 | 0 | 0 | 0 | 0 | 0 | 0 | 0 | 0 | 0 | 0 | 0 | 0 | 0 | 0 | 0 | 0 | 0 | 0 | 0 | 0 | 0 | 0 | 0 | 0
F5_Commercial_Restaurant_New_Food Preparation_Natural Gas_Steamer_E6 | F5 | Commercial | Restaurant | New | Food Preparation | Natural Gas | Steamer | E6 | RIM BC Ratio | 0 | 0 | 0 | 0 | 0 | 0 | 0 | 0 | 0 | 0 | 0 | 0 | 0 | 0 | 0 | 0 | 0 | 0 | 0 | 0 | 0 | 0 | 0 | 0 | 0 | 0 | 0 | 0 | 0 | 0 | 0 | 0 | 0
F5_Commercial_Restaurant_New_Food Preparation_Natural Gas_Steamer_E7 | F5 | Commercial | Restaurant | New | Food Preparation | Natural Gas | Steamer | E7 | RIM BC Ratio | 0 | 0 | 0 | 0 | 0 | 0 | 0 | 0 | 0 | 0 | 0 | 0 | 0 | 0 | 0 | 0 | 0 | 0 | 0 | 0 | 0 | 0 | 0 | 0 | 0 | 0 | 0 | 0 | 0 | 0 | 0 | 0 | 0
F5_Commercial_Restaurant_New_Food Preparation_Natural Gas_Steamer_E8 | F5 | Commercial | Restaurant | New | Food Preparation | Natural Gas | Steamer | E8 | RIM BC Ratio | 0 | 0 | 0 | 0 | 0 | 0 | 0 | 0 | 0 | 0 | 0 | 0 | 0 | 0 | 0 | 0 | 0 | 0 | 0 | 0 | 0 | 0 | 0 | 0 | 0 | 0 | 0 | 0 | 0 | 0 | 0 | 0 | 0
F5_Commercial_Restaurant_New_Food Preparation_Natural Gas_Steamer_E9 | F5 | Commercial | Restaurant | New | Food Preparation | Natural Gas | Steamer | E9 | RIM BC Ratio | 0 | 0 | 0 | 0 | 0 | 0 | 0 | 0 | 0 | 0 | 0 | 0 | 0 | 0 | 0 | 0 | 0 | 0 | 0 | 0 | 0 | 0 | 0 | 0 | 0 | 0 | 0 | 0 | 0 | 0 | 0 | 0 | 0
F5_Commercial_Restaurant_New_Food Preparation_Natural Gas_Steamer_E10 | F5 | Commercial | Restaurant | New | Food Preparation | Natural Gas | Steamer | E10 | RIM BC Ratio | 0 | 0 | 0 | 0 | 0 | 0 | 0 | 0 | 0 | 0 | 0 | 0 | 0 | 0 | 0 | 0 | 0 | 0 | 0 | 0 | 0 | 0 | 0 | 0 | 0 | 0 | 0 | 0 | 0 | 0 | 0 | 0 | 0
F0_Commercial_Restaurant_New_Food Preparation_Natural Gas_Food Prep Other_E0 | F0 | Commercial | Restaurant | New | Food Preparation | Natural Gas | Food Prep Other | E0 | Economic Unit | Standard | Standard | Standard | Standard | Standard | Standard | Standard | Standard | Standard | Standard | Standard | Standard | Standard | Standard | Standard | Standard | Standard | Standard | Standard | Standard | Standard | Standard | Standard | Standard | Standard | Standard | Standard | Standard | Standard | Standard | Standard | Standard | Standard
F1_Commercial_Restaurant_New_Food Preparation_Natural Gas_Food Prep Other_E1 | F1 | Commercial | Restaurant | New | Food Preparation | Natural Gas | Food Prep Other | E1 | CCE | 0 | 0 | 0 | 0 | 0 | 0 | 0 | 0 | 0 | 0 | 0 | 0 | 0 | 0 | 0 | 0 | 0 | 0 | 0 | 0 | 0 | 0 | 0 | 0 | 0 | 0 | 0 | 0 | 0 | 0 | 0 | 0 | 0
F1_Commercial_Restaurant_New_Food Preparation_Natural Gas_Food Prep Other_E2 | F1 | Commercial | Restaurant | New | Food Preparation | Natural Gas | Food Prep Other | E2 | CCE | #DIV/0! | #DIV/0! | #DIV/0! | #DIV/0! | #DIV/0! | #DIV/0! | #DIV/0! | #DIV/0! | #DIV/0! | #DIV/0! | #DIV/0! | #DIV/0! | #DIV/0! | #DIV/0! | #DIV/0! | #DIV/0! | #DIV/0! | #DIV/0! | #DIV/0! | #DIV/0! | #DIV/0! | #DIV/0! | #DIV/0! | #DIV/0! | #DIV/0! | #DIV/0! | #DIV/0! | #DIV/0! | #DIV/0! | #DIV/0! | #DIV/0! | #DIV/0! | #DIV/0!
F1_Commercial_Restaurant_New_Food Preparation_Natural Gas_Food Prep Other_E3 | F1 | Commercial | Restaurant | New | Food Preparation | Natural Gas | Food Prep Other | E3 | CCE | 0 | 0 | 0 | 0 | 0 | 0 | 0 | 0 | 0 | 0 | 0 | 0 | 0 | 0 | 0 | 0 | 0 | 0 | 0 | 0 | 0 | 0 | 0 | 0 | 0 | 0 | 0 | 0 | 0 | 0 | 0 | 0 | 0
F1_Commercial_Restaurant_New_Food Preparation_Natural Gas_Food Prep Other_E4 | F1 | Commercial | Restaurant | New | Food Preparation | Natural Gas | Food Prep Other | E4 | CCE | 0 | 0 | 0 | 0 | 0 | 0 | 0 | 0 | 0 | 0 | 0 | 0 | 0 | 0 | 0 | 0 | 0 | 0 | 0 | 0 | 0 | 0 | 0 | 0 | 0 | 0 | 0 | 0 | 0 | 0 | 0 | 0 | 0
F1_Commercial_Restaurant_New_Food Preparation_Natural Gas_Food Prep Other_E5 | F1 | Commercial | Restaurant | New | Food Preparation | Natural Gas | Food Prep Other | E5 | CCE | 0 | 0 | 0 | 0 | 0 | 0 | 0 | 0 | 0 | 0 | 0 | 0 | 0 | 0 | 0 | 0 | 0 | 0 | 0 | 0 | 0 | 0 | 0 | 0 | 0 | 0 | 0 | 0 | 0 | 0 | 0 | 0 | 0
F1_Commercial_Restaurant_New_Food Preparation_Natural Gas_Food Prep Other_E6 | F1 | Commercial | Restaurant | New | Food Preparation | Natural Gas | Food Prep Other | E6 | CCE | 0 | 0 | 0 | 0 | 0 | 0 | 0 | 0 | 0 | 0 | 0 | 0 | 0 | 0 | 0 | 0 | 0 | 0 | 0 | 0 | 0 | 0 | 0 | 0 | 0 | 0 | 0 | 0 | 0 | 0 | 0 | 0 | 0
F1_Commercial_Restaurant_New_Food Preparation_Natural Gas_Food Prep Other_E7 | F1 | Commercial | Restaurant | New | Food Preparation | Natural Gas | Food Prep Other | E7 | CCE | 0 | 0 | 0 | 0 | 0 | 0 | 0 | 0 | 0 | 0 | 0 | 0 | 0 | 0 | 0 | 0 | 0 | 0 | 0 | 0 | 0 | 0 | 0 | 0 | 0 | 0 | 0 | 0 | 0 | 0 | 0 | 0 | 0
F1_Commercial_Restaurant_New_Food Preparation_Natural Gas_Food Prep Other_E8 | F1 | Commercial | Restaurant | New | Food Preparation | Natural Gas | Food Prep Other | E8 | CCE | 0 | 0 | 0 | 0 | 0 | 0 | 0 | 0 | 0 | 0 | 0 | 0 | 0 | 0 | 0 | 0 | 0 | 0 | 0 | 0 | 0 | 0 | 0 | 0 | 0 | 0 | 0 | 0 | 0 | 0 | 0 | 0 | 0
F1_Commercial_Restaurant_New_Food Preparation_Natural Gas_Food Prep Other_E9 | F1 | Commercial | Restaurant | New | Food Preparation | Natural Gas | Food Prep Other | E9 | CCE | 0 | 0 | 0 | 0 | 0 | 0 | 0 | 0 | 0 | 0 | 0 | 0 | 0 | 0 | 0 | 0 | 0 | 0 | 0 | 0 | 0 | 0 | 0 | 0 | 0 | 0 | 0 | 0 | 0 | 0 | 0 | 0 | 0
F1_Commercial_Restaurant_New_Food Preparation_Natural Gas_Food Prep Other_E10 | F1 | Commercial | Restaurant | New | Food Preparation | Natural Gas | Food Prep Other | E10 | CCE | 0 | 0 | 0 | 0 | 0 | 0 | 0 | 0 | 0 | 0 | 0 | 0 | 0 | 0 | 0 | 0 | 0 | 0 | 0 | 0 | 0 | 0 | 0 | 0 | 0 | 0 | 0 | 0 | 0 | 0 | 0 | 0 | 0
F2_Commercial_Restaurant_New_Food Preparation_Natural Gas_Food Prep Other_E1 | F2 | Commercial | Restaurant | New | Food Preparation | Natural Gas | Food Prep Other | E1 | TRC BC Ratio | bar: 2019 to 2051
F2_Commercial_Restaurant_New_Food Preparation_Natural Gas_Food Prep Other_E2 | F2 | Commercial | Restaurant | New | Food Preparation | Natural Gas | Food Prep Other | E2 | TRC BC Ratio | 0 | 0 | 0 | 0 | 0 | 0 | 0 | 0 | 0 | 0 | 0 | 0 | 0 | 0 | 0 | 0 | 0 | 0 | 0 | 0 | 0 | 0 | 0 | 0 | 0 | 0 | 0 | 0 | 0 | 0 | 0 | 0 | 0
F2_Commercial_Restaurant_New_Food Preparation_Natural Gas_Food Prep Other_E3 | F2 | Commercial | Restaurant | New | Food Preparation | Natural Gas | Food Prep Other | E3 | TRC BC Ratio | 0 | 0 | 0 | 0 | 0 | 0 | 0 | 0 | 0 | 0 | 0 | 0 | 0 | 0 | 0 | 0 | 0 | 0 | 0 | 0 | 0 | 0 | 0 | 0 | 0 | 0 | 0 | 0 | 0 | 0 | 0 | 0 | 0
F2_Commercial_Restaurant_New_Food Preparation_Natural Gas_Food Prep Other_E4 | F2 | Commercial | Restaurant | New | Food Preparation | Natural Gas | Food Prep Other | E4 | TRC BC Ratio | 0 | 0 | 0 | 0 | 0 | 0 | 0 | 0 | 0 | 0 | 0 | 0 | 0 | 0 | 0 | 0 | 0 | 0 | 0 | 0 | 0 | 0 | 0 | 0 | 0 | 0 | 0 | 0 | 0 | 0 | 0 | 0 | 0
F2_Commercial_Restaurant_New_Food Preparation_Natural Gas_Food Prep Other_E5 | F2 | Commercial | Restaurant | New | Food Preparation | Natural Gas | Food Prep Other | E5 | TRC BC Ratio | 0 | 0 | 0 | 0 | 0 | 0 | 0 | 0 | 0 | 0 | 0 | 0 | 0 | 0 | 0 | 0 | 0 | 0 | 0 | 0 | 0 | 0 | 0 | 0 | 0 | 0 | 0 | 0 | 0 | 0 | 0 | 0 | 0
F2_Commercial_Restaurant_New_Food Preparation_Natural Gas_Food Prep Other_E6 | F2 | Commercial | Restaurant | New | Food Preparation | Natural Gas | Food Prep Other | E6 | TRC BC Ratio | 0 | 0 | 0 | 0 | 0 | 0 | 0 | 0 | 0 | 0 | 0 | 0 | 0 | 0 | 0 | 0 | 0 | 0 | 0 | 0 | 0 | 0 | 0 | 0 | 0 | 0 | 0 | 0 | 0 | 0 | 0 | 0 | 0
F2_Commercial_Restaurant_New_Food Preparation_Natural Gas_Food Prep Other_E7 | F2 | Commercial | Restaurant | New | Food Preparation | Natural Gas | Food Prep Other | E7 | TRC BC Ratio | 0 | 0 | 0 | 0 | 0 | 0 | 0 | 0 | 0 | 0 | 0 | 0 | 0 | 0 | 0 | 0 | 0 | 0 | 0 | 0 | 0 | 0 | 0 | 0 | 0 | 0 | 0 | 0 | 0 | 0 | 0 | 0 | 0
F2_Commercial_Restaurant_New_Food Preparation_Natural Gas_Food Prep Other_E8 | F2 | Commercial | Restaurant | New | Food Preparation | Natural Gas | Food Prep Other | E8 | TRC BC Ratio | 0 | 0 | 0 | 0 | 0 | 0 | 0 | 0 | 0 | 0 | 0 | 0 | 0 | 0 | 0 | 0 | 0 | 0 | 0 | 0 | 0 | 0 | 0 | 0 | 0 | 0 | 0 | 0 | 0 | 0 | 0 | 0 | 0
F2_Commercial_Restaurant_New_Food Preparation_Natural Gas_Food Prep Other_E9 | F2 | Commercial | Restaurant | New | Food Preparation | Natural Gas | Food Prep Other | E9 | TRC BC Ratio | 0 | 0 | 0 | 0 | 0 | 0 | 0 | 0 | 0 | 0 | 0 | 0 | 0 | 0 | 0 | 0 | 0 | 0 | 0 | 0 | 0 | 0 | 0 | 0 | 0 | 0 | 0 | 0 | 0 | 0 | 0 | 0 | 0
F2_Commercial_Restaurant_New_Food Preparation_Natural Gas_Food Prep Other_E10 | F2 | Commercial | Restaurant | New | Food Preparation | Natural Gas | Food Prep Other | E10 | TRC BC Ratio | 0 | 0 | 0 | 0 | 0 | 0 | 0 | 0 | 0 | 0 | 0 | 0 | 0 | 0 | 0 | 0 | 0 | 0 | 0 | 0 | 0 | 0 | 0 | 0 | 0 | 0 | 0 | 0 | 0 | 0 | 0 | 0 | 0
F3_Commercial_Restaurant_New_Food Preparation_Natural Gas_Food Prep Other_E1 | F3 | Commercial | Restaurant | New | Food Preparation | Natural Gas | Food Prep Other | E1 | PACT BC Ratio | bar: 2019 to 2051
F3_Commercial_Restaurant_New_Food Preparation_Natural Gas_Food Prep Other_E2 | F3 | Commercial | Restaurant | New | Food Preparation | Natural Gas | Food Prep Other | E2 | PACT BC Ratio | 0 | 0 | 0 | 0 | 0 | 0 | 0 | 0 | 0 | 0 | 0 | 0 | 0 | 0 | 0 | 0 | 0 | 0 | 0 | 0 | 0 | 0 | 0 | 0 | 0 | 0 | 0 | 0 | 0 | 0 | 0 | 0 | 0
F3_Commercial_Restaurant_New_Food Preparation_Natural Gas_Food Prep Other_E3 | F3 | Commercial | Restaurant | New | Food Preparation | Natural Gas | Food Prep Other | E3 | PACT BC Ratio | 0 | 0 | 0 | 0 | 0 | 0 | 0 | 0 | 0 | 0 | 0 | 0 | 0 | 0 | 0 | 0 | 0 | 0 | 0 | 0 | 0 | 0 | 0 | 0 | 0 | 0 | 0 | 0 | 0 | 0 | 0 | 0 | 0
F3_Commercial_Restaurant_New_Food Preparation_Natural Gas_Food Prep Other_E4 | F3 | Commercial | Restaurant | New | Food Preparation | Natural Gas | Food Prep Other | E4 | PACT BC Ratio | 0 | 0 | 0 | 0 | 0 | 0 | 0 | 0 | 0 | 0 | 0 | 0 | 0 | 0 | 0 | 0 | 0 | 0 | 0 | 0 | 0 | 0 | 0 | 0 | 0 | 0 | 0 | 0 | 0 | 0 | 0 | 0 | 0
F3_Commercial_Restaurant_New_Food Preparation_Natural Gas_Food Prep Other_E5 | F3 | Commercial | Restaurant | New | Food Preparation | Natural Gas | Food Prep Other | E5 | PACT BC Ratio | 0 | 0 | 0 | 0 | 0 | 0 | 0 | 0 | 0 | 0 | 0 | 0 | 0 | 0 | 0 | 0 | 0 | 0 | 0 | 0 | 0 | 0 | 0 | 0 | 0 | 0 | 0 | 0 | 0 | 0 | 0 | 0 | 0
F3_Commercial_Restaurant_New_Food Preparation_Natural Gas_Food Prep Other_E6 | F3 | Commercial | Restaurant | New | Food Preparation | Natural Gas | Food Prep Other | E6 | PACT BC Ratio | 0 | 0 | 0 | 0 | 0 | 0 | 0 | 0 | 0 | 0 | 0 | 0 | 0 | 0 | 0 | 0 | 0 | 0 | 0 | 0 | 0 | 0 | 0 | 0 | 0 | 0 | 0 | 0 | 0 | 0 | 0 | 0 | 0
F3_Commercial_Restaurant_New_Food Preparation_Natural Gas_Food Prep Other_E7 | F3 | Commercial | Restaurant | New | Food Preparation | Natural Gas | Food Prep Other | E7 | PACT BC Ratio | 0 | 0 | 0 | 0 | 0 | 0 | 0 | 0 | 0 | 0 | 0 | 0 | 0 | 0 | 0 | 0 | 0 | 0 | 0 | 0 | 0 | 0 | 0 | 0 | 0 | 0 | 0 | 0 | 0 | 0 | 0 | 0 | 0
F3_Commercial_Restaurant_New_Food Preparation_Natural Gas_Food Prep Other_E8 | F3 | Commercial | Restaurant | New | Food Preparation | Natural Gas | Food Prep Other | E8 | PACT BC Ratio | 0 | 0 | 0 | 0 | 0 | 0 | 0 | 0 | 0 | 0 | 0 | 0 | 0 | 0 | 0 | 0 | 0 | 0 | 0 | 0 | 0 | 0 | 0 | 0 | 0 | 0 | 0 | 0 | 0 | 0 | 0 | 0 | 0
F3_Commercial_Restaurant_New_Food Preparation_Natural Gas_Food Prep Other_E9 | F3 | Commercial | Restaurant | New | Food Preparation | Natural Gas | Food Prep Other | E9 | PACT BC Ratio | 0 | 0 | 0 | 0 | 0 | 0 | 0 | 0 | 0 | 0 | 0 | 0 | 0 | 0 | 0 | 0 | 0 | 0 | 0 | 0 | 0 | 0 | 0 | 0 | 0 | 0 | 0 | 0 | 0 | 0 | 0 | 0 | 0
F3_Commercial_Restaurant_New_Food Preparation_Natural Gas_Food Prep Other_E10 | F3 | Commercial | Restaurant | New | Food Preparation | Natural Gas | Food Prep Other | E10 | PACT BC Ratio | 0 | 0 | 0 | 0 | 0 | 0 | 0 | 0 | 0 | 0 | 0 | 0 | 0 | 0 | 0 | 0 | 0 | 0 | 0 | 0 | 0 | 0 | 0 | 0 | 0 | 0 | 0 | 0 | 0 | 0 | 0 | 0 | 0
F4_Commercial_Restaurant_New_Food Preparation_Natural Gas_Food Prep Other_E1 | F4 | Commercial | Restaurant | New | Food Preparation | Natural Gas | Food Prep Other | E1 | RVT BC Ratio | bar: 2019 to 2051
F4_Commercial_Restaurant_New_Food Preparation_Natural Gas_Food Prep Other_E2 | F4 | Commercial | Restaurant | New | Food Preparation | Natural Gas | Food Prep Other | E2 | RVT BC Ratio | 0.7 | 0.7 | 0.7 | 0.7 | 0.7 | 0.7 | 0.7 | 0.7 | 0.7 | 0.7 | 0.7 | 0.7 | 0.7 | 0.7 | 0.7 | 0.7 | 0.7 | 0.7 | 0.7 | 0.7 | 0.7 | 0.7 | 0.7 | 0.7 | 0.7 | 0.7 | 0.7 | 0.7 | 0.7 | 0.7 | 0.7 | 0.7 | 0.7
F4_Commercial_Restaurant_New_Food Preparation_Natural Gas_Food Prep Other_E3 | F4 | Commercial | Restaurant | New | Food Preparation | Natural Gas | Food Prep Other | E3 | RVT BC Ratio | 0 | 0 | 0 | 0 | 0 | 0 | 0 | 0 | 0 | 0 | 0 | 0 | 0 | 0 | 0 | 0 | 0 | 0 | 0 | 0 | 0 | 0 | 0 | 0 | 0 | 0 | 0 | 0 | 0 | 0 | 0 | 0 | 0
F4_Commercial_Restaurant_New_Food Preparation_Natural Gas_Food Prep Other_E4 | F4 | Commercial | Restaurant | New | Food Preparation | Natural Gas | Food Prep Other | E4 | RVT BC Ratio | 0 | 0 | 0 | 0 | 0 | 0 | 0 | 0 | 0 | 0 | 0 | 0 | 0 | 0 | 0 | 0 | 0 | 0 | 0 | 0 | 0 | 0 | 0 | 0 | 0 | 0 | 0 | 0 | 0 | 0 | 0 | 0 | 0
F4_Commercial_Restaurant_New_Food Preparation_Natural Gas_Food Prep Other_E5 | F4 | Commercial | Restaurant | New | Food Preparation | Natural Gas | Food Prep Other | E5 | RVT BC Ratio | 0 | 0 | 0 | 0 | 0 | 0 | 0 | 0 | 0 | 0 | 0 | 0 | 0 | 0 | 0 | 0 | 0 | 0 | 0 | 0 | 0 | 0 | 0 | 0 | 0 | 0 | 0 | 0 | 0 | 0 | 0 | 0 | 0
F4_Commercial_Restaurant_New_Food Preparation_Natural Gas_Food Prep Other_E6 | F4 | Commercial | Restaurant | New | Food Preparation | Natural Gas | Food Prep Other | E6 | RVT BC Ratio | 0 | 0 | 0 | 0 | 0 | 0 | 0 | 0 | 0 | 0 | 0 | 0 | 0 | 0 | 0 | 0 | 0 | 0 | 0 | 0 | 0 | 0 | 0 | 0 | 0 | 0 | 0 | 0 | 0 | 0 | 0 | 0 | 0
F4_Commercial_Restaurant_New_Food Preparation_Natural Gas_Food Prep Other_E7 | F4 | Commercial | Restaurant | New | Food Preparation | Natural Gas | Food Prep Other | E7 | RVT BC Ratio | 0 | 0 | 0 | 0 | 0 | 0 | 0 | 0 | 0 | 0 | 0 | 0 | 0 | 0 | 0 | 0 | 0 | 0 | 0 | 0 | 0 | 0 | 0 | 0 | 0 | 0 | 0 | 0 | 0 | 0 | 0 | 0 | 0
F4_Commercial_Restaurant_New_Food Preparation_Natural Gas_Food Prep Other_E8 | F4 | Commercial | Restaurant | New | Food Preparation | Natural Gas | Food Prep Other | E8 | RVT BC Ratio | 0 | 0 | 0 | 0 | 0 | 0 | 0 | 0 | 0 | 0 | 0 | 0 | 0 | 0 | 0 | 0 | 0 | 0 | 0 | 0 | 0 | 0 | 0 | 0 | 0 | 0 | 0 | 0 | 0 | 0 | 0 | 0 | 0
F4_Commercial_Restaurant_New_Food Preparation_Natural Gas_Food Prep Other_E9 | F4 | Commercial | Restaurant | New | Food Preparation | Natural Gas | Food Prep Other | E9 | RVT BC Ratio | 0 | 0 | 0 | 0 | 0 | 0 | 0 | 0 | 0 | 0 | 0 | 0 | 0 | 0 | 0 | 0 | 0 | 0 | 0 | 0 | 0 | 0 | 0 | 0 | 0 | 0 | 0 | 0 | 0 | 0 | 0 | 0 | 0
F4_Commercial_Restaurant_New_Food Preparation_Natural Gas_Food Prep Other_E10 | F4 | Commercial | Restaurant | New | Food Preparation | Natural Gas | Food Prep Other | E10 | RVT BC Ratio | 0 | 0 | 0 | 0 | 0 | 0 | 0 | 0 | 0 | 0 | 0 | 0 | 0 | 0 | 0 | 0 | 0 | 0 | 0 | 0 | 0 | 0 | 0 | 0 | 0 | 0 | 0 | 0 | 0 | 0 | 0 | 0 | 0
F5_Commercial_Restaurant_New_Food Preparation_Natural Gas_Food Prep Other_E1 | F5 | Commercial | Restaurant | New | Food Preparation | Natural Gas | Food Prep Other | E1 | RIM BC Ratio | bar: 2019 to 2051
F5_Commercial_Restaurant_New_Food Preparation_Natural Gas_Food Prep Other_E2 | F5 | Commercial | Restaurant | New | Food Preparation | Natural Gas | Food Prep Other | E2 | RIM BC Ratio | 0 | 0 | 0 | 0 | 0 | 0 | 0 | 0 | 0 | 0 | 0 | 0 | 0 | 0 | 0 | 0 | 0 | 0 | 0 | 0 | 0 | 0 | 0 | 0 | 0 | 0 | 0 | 0 | 0 | 0 | 0 | 0 | 0
F5_Commercial_Restaurant_New_Food Preparation_Natural Gas_Food Prep Other_E3 | F5 | Commercial | Restaurant | New | Food Preparation | Natural Gas | Food Prep Other | E3 | RIM BC Ratio | 0 | 0 | 0 | 0 | 0 | 0 | 0 | 0 | 0 | 0 | 0 | 0 | 0 | 0 | 0 | 0 | 0 | 0 | 0 | 0 | 0 | 0 | 0 | 0 | 0 | 0 | 0 | 0 | 0 | 0 | 0 | 0 | 0
F5_Commercial_Restaurant_New_Food Preparation_Natural Gas_Food Prep Other_E4 | F5 | Commercial | Restaurant | New | Food Preparation | Natural Gas | Food Prep Other | E4 | RIM BC Ratio | 0 | 0 | 0 | 0 | 0 | 0 | 0 | 0 | 0 | 0 | 0 | 0 | 0 | 0 | 0 | 0 | 0 | 0 | 0 | 0 | 0 | 0 | 0 | 0 | 0 | 0 | 0 | 0 | 0 | 0 | 0 | 0 | 0
F5_Commercial_Restaurant_New_Food Preparation_Natural Gas_Food Prep Other_E5 | F5 | Commercial | Restaurant | New | Food Preparation | Natural Gas | Food Prep Other | E5 | RIM BC Ratio | 0 | 0 | 0 | 0 | 0 | 0 | 0 | 0 | 0 | 0 | 0 | 0 | 0 | 0 | 0 | 0 | 0 | 0 | 0 | 0 | 0 | 0 | 0 | 0 | 0 | 0 | 0 | 0 | 0 | 0 | 0 | 0 | 0
F5_Commercial_Restaurant_New_Food Preparation_Natural Gas_Food Prep Other_E6 | F5 | Commercial | Restaurant | New | Food Preparation | Natural Gas | Food Prep Other | E6 | RIM BC Ratio | 0 | 0 | 0 | 0 | 0 | 0 | 0 | 0 | 0 | 0 | 0 | 0 | 0 | 0 | 0 | 0 | 0 | 0 | 0 | 0 | 0 | 0 | 0 | 0 | 0 | 0 | 0 | 0 | 0 | 0 | 0 | 0 | 0
F5_Commercial_Restaurant_New_Food Preparation_Natural Gas_Food Prep Other_E7 | F5 | Commercial | Restaurant | New | Food Preparation | Natural Gas | Food Prep Other | E7 | RIM BC Ratio | 0 | 0 | 0 | 0 | 0 | 0 | 0 | 0 | 0 | 0 | 0 | 0 | 0 | 0 | 0 | 0 | 0 | 0 | 0 | 0 | 0 | 0 | 0 | 0 | 0 | 0 | 0 | 0 | 0 | 0 | 0 | 0 | 0
F5_Commercial_Restaurant_New_Food Preparation_Natural Gas_Food Prep Other_E8 | F5 | Commercial | Restaurant | New | Food Preparation | Natural Gas | Food Prep Other | E8 | RIM BC Ratio | 0 | 0 | 0 | 0 | 0 | 0 | 0 | 0 | 0 | 0 | 0 | 0 | 0 | 0 | 0 | 0 | 0 | 0 | 0 | 0 | 0 | 0 | 0 | 0 | 0 | 0 | 0 | 0 | 0 | 0 | 0 | 0 | 0
F5_Commercial_Restaurant_New_Food Preparation_Natural Gas_Food Prep Other_E9 | F5 | Commercial | Restaurant | New | Food Preparation | Natural Gas | Food Prep Other | E9 | RIM BC Ratio | 0 | 0 | 0 | 0 | 0 | 0 | 0 | 0 | 0 | 0 | 0 | 0 | 0 | 0 | 0 | 0 | 0 | 0 | 0 | 0 | 0 | 0 | 0 | 0 | 0 | 0 | 0 | 0 | 0 | 0 | 0 | 0 | 0
F5_Commercial_Restaurant_New_Food Preparation_Natural Gas_Food Prep Other_E10 | F5 | Commercial | Restaurant | New | Food Preparation | Natural Gas | Food Prep Other | E10 | RIM BC Ratio | 0 | 0 | 0 | 0 | 0 | 0 | 0 | 0 | 0 | 0 | 0 | 0 | 0 | 0 | 0 | 0 | 0 | 0 | 0 | 0 | 0 | 0 | 0 | 0 | 0 | 0 | 0 | 0 | 0 | 0 | 0 | 0 | 0
F0_Commercial_Restaurant_New_Miscellaneous_Natural Gas_Pool Heater_E0 | F0 | Commercial | Restaurant | New | Miscellaneous | Natural Gas | Pool Heater | E0 | Economic Unit | Standard (EF .78) | Standard (EF .78) | Standard (EF .78) | Standard (EF .78) | Standard (EF .78) | Standard (EF .78) | Standard (EF .78) | Standard (EF .78) | Standard (EF .78) | Standard (EF .78) | Standard (EF .78) | Standard (EF .78) | Standard (EF .78) | Standard (EF .78) | Standard (EF .78) | Standard (EF .78) | Standard (EF .78) | Standard (EF .78) | Standard (EF .78) | Standard (EF .78) | Standard (EF .78) | Standard (EF .78) | Standard (EF .78) | Standard (EF .78) | Standard (EF .78) | Standard (EF .78) | Standard (EF .78) | Standard (EF .78) | Standard (EF .78) | Standard (EF .78) | Standard (EF .78) | Standard (EF .78) | Standard (EF .78)
F1_Commercial_Restaurant_New_Miscellaneous_Natural Gas_Pool Heater_E1 | F1 | Commercial | Restaurant | New | Miscellaneous | Natural Gas | Pool Heater | E1 | CCE | 0 | 0 | 0 | 0 | 0 | 0 | 0 | 0 | 0 | 0 | 0 | 0 | 0 | 0 | 0 | 0 | 0 | 0 | 0 | 0 | 0 | 0 | 0 | 0 | 0 | 0 | 0 | 0 | 0 | 0 | 0 | 0 | 0
F1_Commercial_Restaurant_New_Miscellaneous_Natural Gas_Pool Heater_E2 | F1 | Commercial | Restaurant | New | Miscellaneous | Natural Gas | Pool Heater | E2 | CCE | 1.2838 | 1.2838 | 1.2838 | 1.2838 | 1.2838 | 1.2838 | 1.2838 | 1.2838 | 1.2838 | 1.2838 | 1.2838 | 1.2838 | 1.2838 | 1.2838 | 1.2838 | 1.2838 | 1.2838 | 1.2838 | 1.2838 | 1.2838 | 1.2838 | 1.2838 | 1.2838 | 1.2838 | 1.2838 | 1.2838 | 1.2838 | 1.2838 | 1.2838 | 1.2838 | 1.2838 | 1.2838 | 1.2838
F1_Commercial_Restaurant_New_Miscellaneous_Natural Gas_Pool Heater_E3 | F1 | Commercial | Restaurant | New | Miscellaneous | Natural Gas | Pool Heater | E3 | CCE | 0 | 0 | 0 | 0 | 0 | 0 | 0 | 0 | 0 | 0 | 0 | 0 | 0 | 0 | 0 | 0 | 0 | 0 | 0 | 0 | 0 | 0 | 0 | 0 | 0 | 0 | 0 | 0 | 0 | 0 | 0 | 0 | 0
F1_Commercial_Restaurant_New_Miscellaneous_Natural Gas_Pool Heater_E4 | F1 | Commercial | Restaurant | New | Miscellaneous | Natural Gas | Pool Heater | E4 | CCE | 0 | 0 | 0 | 0 | 0 | 0 | 0 | 0 | 0 | 0 | 0 | 0 | 0 | 0 | 0 | 0 | 0 | 0 | 0 | 0 | 0 | 0 | 0 | 0 | 0 | 0 | 0 | 0 | 0 | 0 | 0 | 0 | 0
F1_Commercial_Restaurant_New_Miscellaneous_Natural Gas_Pool Heater_E5 | F1 | Commercial | Restaurant | New | Miscellaneous | Natural Gas | Pool Heater | E5 | CCE | 0 | 0 | 0 | 0 | 0 | 0 | 0 | 0 | 0 | 0 | 0 | 0 | 0 | 0 | 0 | 0 | 0 | 0 | 0 | 0 | 0 | 0 | 0 | 0 | 0 | 0 | 0 | 0 | 0 | 0 | 0 | 0 | 0
F1_Commercial_Restaurant_New_Miscellaneous_Natural Gas_Pool Heater_E6 | F1 | Commercial | Restaurant | New | Miscellaneous | Natural Gas | Pool Heater | E6 | CCE | 0 | 0 | 0 | 0 | 0 | 0 | 0 | 0 | 0 | 0 | 0 | 0 | 0 | 0 | 0 | 0 | 0 | 0 | 0 | 0 | 0 | 0 | 0 | 0 | 0 | 0 | 0 | 0 | 0 | 0 | 0 | 0 | 0
F1_Commercial_Restaurant_New_Miscellaneous_Natural Gas_Pool Heater_E7 | F1 | Commercial | Restaurant | New | Miscellaneous | Natural Gas | Pool Heater | E7 | CCE | 0 | 0 | 0 | 0 | 0 | 0 | 0 | 0 | 0 | 0 | 0 | 0 | 0 | 0 | 0 | 0 | 0 | 0 | 0 | 0 | 0 | 0 | 0 | 0 | 0 | 0 | 0 | 0 | 0 | 0 | 0 | 0 | 0
F1_Commercial_Restaurant_New_Miscellaneous_Natural Gas_Pool Heater_E8 | F1 | Commercial | Restaurant | New | Miscellaneous | Natural Gas | Pool Heater | E8 | CCE | 0 | 0 | 0 | 0 | 0 | 0 | 0 | 0 | 0 | 0 | 0 | 0 | 0 | 0 | 0 | 0 | 0 | 0 | 0 | 0 | 0 | 0 | 0 | 0 | 0 | 0 | 0 | 0 | 0 | 0 | 0 | 0 | 0
F1_Commercial_Restaurant_New_Miscellaneous_Natural Gas_Pool Heater_E9 | F1 | Commercial | Restaurant | New | Miscellaneous | Natural Gas | Pool Heater | E9 | CCE | 0 | 0 | 0 | 0 | 0 | 0 | 0 | 0 | 0 | 0 | 0 | 0 | 0 | 0 | 0 | 0 | 0 | 0 | 0 | 0 | 0 | 0 | 0 | 0 | 0 | 0 | 0 | 0 | 0 | 0 | 0 | 0 | 0
F1_Commercial_Restaurant_New_Miscellaneous_Natural Gas_Pool Heater_E10 | F1 | Commercial | Restaurant | New | Miscellaneous | Natural Gas | Pool Heater | E10 | CCE | 0 | 0 | 0 | 0 | 0 | 0 | 0 | 0 | 0 | 0 | 0 | 0 | 0 | 0 | 0 | 0 | 0 | 0 | 0 | 0 | 0 | 0 | 0 | 0 | 0 | 0 | 0 | 0 | 0 | 0 | 0 | 0 | 0
F2_Commercial_Restaurant_New_Miscellaneous_Natural Gas_Pool Heater_E1 | F2 | Commercial | Restaurant | New | Miscellaneous | Natural Gas | Pool Heater | E1 | TRC BC Ratio | bar: 2019 to 2051
F2_Commercial_Restaurant_New_Miscellaneous_Natural Gas_Pool Heater_E2 | F2 | Commercial | Restaurant | New | Miscellaneous | Natural Gas | Pool Heater | E2 | TRC BC Ratio | 0 | 0 | 0 | 0 | 0 | 0 | 0 | 0 | 0 | 0 | 0 | 0 | 0 | 0 | 0 | 0 | 0 | 0 | 0 | 0 | 0 | 0 | 0 | 0 | 0 | 0 | 0 | 0 | 0 | 0 | 0 | 0 | 0
F2_Commercial_Restaurant_New_Miscellaneous_Natural Gas_Pool Heater_E3 | F2 | Commercial | Restaurant | New | Miscellaneous | Natural Gas | Pool Heater | E3 | TRC BC Ratio | 0 | 0 | 0 | 0 | 0 | 0 | 0 | 0 | 0 | 0 | 0 | 0 | 0 | 0 | 0 | 0 | 0 | 0 | 0 | 0 | 0 | 0 | 0 | 0 | 0 | 0 | 0 | 0 | 0 | 0 | 0 | 0 | 0
F2_Commercial_Restaurant_New_Miscellaneous_Natural Gas_Pool Heater_E4 | F2 | Commercial | Restaurant | New | Miscellaneous | Natural Gas | Pool Heater | E4 | TRC BC Ratio | 0 | 0 | 0 | 0 | 0 | 0 | 0 | 0 | 0 | 0 | 0 | 0 | 0 | 0 | 0 | 0 | 0 | 0 | 0 | 0 | 0 | 0 | 0 | 0 | 0 | 0 | 0 | 0 | 0 | 0 | 0 | 0 | 0
F2_Commercial_Restaurant_New_Miscellaneous_Natural Gas_Pool Heater_E5 | F2 | Commercial | Restaurant | New | Miscellaneous | Natural Gas | Pool Heater | E5 | TRC BC Ratio | 0 | 0 | 0 | 0 | 0 | 0 | 0 | 0 | 0 | 0 | 0 | 0 | 0 | 0 | 0 | 0 | 0 | 0 | 0 | 0 | 0 | 0 | 0 | 0 | 0 | 0 | 0 | 0 | 0 | 0 | 0 | 0 | 0
F2_Commercial_Restaurant_New_Miscellaneous_Natural Gas_Pool Heater_E6 | F2 | Commercial | Restaurant | New | Miscellaneous | Natural Gas | Pool Heater | E6 | TRC BC Ratio | 0 | 0 | 0 | 0 | 0 | 0 | 0 | 0 | 0 | 0 | 0 | 0 | 0 | 0 | 0 | 0 | 0 | 0 | 0 | 0 | 0 | 0 | 0 | 0 | 0 | 0 | 0 | 0 | 0 | 0 | 0 | 0 | 0
F2_Commercial_Restaurant_New_Miscellaneous_Natural Gas_Pool Heater_E7 | F2 | Commercial | Restaurant | New | Miscellaneous | Natural Gas | Pool Heater | E7 | TRC BC Ratio | 0 | 0 | 0 | 0 | 0 | 0 | 0 | 0 | 0 | 0 | 0 | 0 | 0 | 0 | 0 | 0 | 0 | 0 | 0 | 0 | 0 | 0 | 0 | 0 | 0 | 0 | 0 | 0 | 0 | 0 | 0 | 0 | 0
F2_Commercial_Restaurant_New_Miscellaneous_Natural Gas_Pool Heater_E8 | F2 | Commercial | Restaurant | New | Miscellaneous | Natural Gas | Pool Heater | E8 | TRC BC Ratio | 0 | 0 | 0 | 0 | 0 | 0 | 0 | 0 | 0 | 0 | 0 | 0 | 0 | 0 | 0 | 0 | 0 | 0 | 0 | 0 | 0 | 0 | 0 | 0 | 0 | 0 | 0 | 0 | 0 | 0 | 0 | 0 | 0
F2_Commercial_Restaurant_New_Miscellaneous_Natural Gas_Pool Heater_E9 | F2 | Commercial | Restaurant | New | Miscellaneous | Natural Gas | Pool Heater | E9 | TRC BC Ratio | 0 | 0 | 0 | 0 | 0 | 0 | 0 | 0 | 0 | 0 | 0 | 0 | 0 | 0 | 0 | 0 | 0 | 0 | 0 | 0 | 0 | 0 | 0 | 0 | 0 | 0 | 0 | 0 | 0 | 0 | 0 | 0 | 0
F2_Commercial_Restaurant_New_Miscellaneous_Natural Gas_Pool Heater_E10 | F2 | Commercial | Restaurant | New | Miscellaneous | Natural Gas | Pool Heater | E10 | TRC BC Ratio | 0 | 0 | 0 | 0 | 0 | 0 | 0 | 0 | 0 | 0 | 0 | 0 | 0 | 0 | 0 | 0 | 0 | 0 | 0 | 0 | 0 | 0 | 0 | 0 | 0 | 0 | 0 | 0 | 0 | 0 | 0 | 0 | 0
F3_Commercial_Restaurant_New_Miscellaneous_Natural Gas_Pool Heater_E1 | F3 | Commercial | Restaurant | New | Miscellaneous | Natural Gas | Pool Heater | E1 | PACT BC Ratio | bar: 2019 to 2051
F3_Commercial_Restaurant_New_Miscellaneous_Natural Gas_Pool Heater_E2 | F3 | Commercial | Restaurant | New | Miscellaneous | Natural Gas | Pool Heater | E2 | PACT BC Ratio | 0 | 0 | 0 | 0 | 0 | 0 | 0 | 0 | 0 | 0 | 0 | 0 | 0 | 0 | 0 | 0 | 0 | 0 | 0 | 0 | 0 | 0 | 0 | 0 | 0 | 0 | 0 | 0 | 0 | 0 | 0 | 0 | 0
F3_Commercial_Restaurant_New_Miscellaneous_Natural Gas_Pool Heater_E3 | F3 | Commercial | Restaurant | New | Miscellaneous | Natural Gas | Pool Heater | E3 | PACT BC Ratio | 0 | 0 | 0 | 0 | 0 | 0 | 0 | 0 | 0 | 0 | 0 | 0 | 0 | 0 | 0 | 0 | 0 | 0 | 0 | 0 | 0 | 0 | 0 | 0 | 0 | 0 | 0 | 0 | 0 | 0 | 0 | 0 | 0
F3_Commercial_Restaurant_New_Miscellaneous_Natural Gas_Pool Heater_E4 | F3 | Commercial | Restaurant | New | Miscellaneous | Natural Gas | Pool Heater | E4 | PACT BC Ratio | 0 | 0 | 0 | 0 | 0 | 0 | 0 | 0 | 0 | 0 | 0 | 0 | 0 | 0 | 0 | 0 | 0 | 0 | 0 | 0 | 0 | 0 | 0 | 0 | 0 | 0 | 0 | 0 | 0 | 0 | 0 | 0 | 0
F3_Commercial_Restaurant_New_Miscellaneous_Natural Gas_Pool Heater_E5 | F3 | Commercial | Restaurant | New | Miscellaneous | Natural Gas | Pool Heater | E5 | PACT BC Ratio | 0 | 0 | 0 | 0 | 0 | 0 | 0 | 0 | 0 | 0 | 0 | 0 | 0 | 0 | 0 | 0 | 0 | 0 | 0 | 0 | 0 | 0 | 0 | 0 | 0 | 0 | 0 | 0 | 0 | 0 | 0 | 0 | 0
F3_Commercial_Restaurant_New_Miscellaneous_Natural Gas_Pool Heater_E6 | F3 | Commercial | Restaurant | New | Miscellaneous | Natural Gas | Pool Heater | E6 | PACT BC Ratio | 0 | 0 | 0 | 0 | 0 | 0 | 0 | 0 | 0 | 0 | 0 | 0 | 0 | 0 | 0 | 0 | 0 | 0 | 0 | 0 | 0 | 0 | 0 | 0 | 0 | 0 | 0 | 0 | 0 | 0 | 0 | 0 | 0
F3_Commercial_Restaurant_New_Miscellaneous_Natural Gas_Pool Heater_E7 | F3 | Commercial | Restaurant | New | Miscellaneous | Natural Gas | Pool Heater | E7 | PACT BC Ratio | 0 | 0 | 0 | 0 | 0 | 0 | 0 | 0 | 0 | 0 | 0 | 0 | 0 | 0 | 0 | 0 | 0 | 0 | 0 | 0 | 0 | 0 | 0 | 0 | 0 | 0 | 0 | 0 | 0 | 0 | 0 | 0 | 0
F3_Commercial_Restaurant_New_Miscellaneous_Natural Gas_Pool Heater_E8 | F3 | Commercial | Restaurant | New | Miscellaneous | Natural Gas | Pool Heater | E8 | PACT BC Ratio | 0 | 0 | 0 | 0 | 0 | 0 | 0 | 0 | 0 | 0 | 0 | 0 | 0 | 0 | 0 | 0 | 0 | 0 | 0 | 0 | 0 | 0 | 0 | 0 | 0 | 0 | 0 | 0 | 0 | 0 | 0 | 0 | 0
F3_Commercial_Restaurant_New_Miscellaneous_Natural Gas_Pool Heater_E9 | F3 | Commercial | Restaurant | New | Miscellaneous | Natural Gas | Pool Heater | E9 | PACT BC Ratio | 0 | 0 | 0 | 0 | 0 | 0 | 0 | 0 | 0 | 0 | 0 | 0 | 0 | 0 | 0 | 0 | 0 | 0 | 0 | 0 | 0 | 0 | 0 | 0 | 0 | 0 | 0 | 0 | 0 | 0 | 0 | 0 | 0
F3_Commercial_Restaurant_New_Miscellaneous_Natural Gas_Pool Heater_E10 | F3 | Commercial | Restaurant | New | Miscellaneous | Natural Gas | Pool Heater | E10 | PACT BC Ratio | 0 | 0 | 0 | 0 | 0 | 0 | 0 | 0 | 0 | 0 | 0 | 0 | 0 | 0 | 0 | 0 | 0 | 0 | 0 | 0 | 0 | 0 | 0 | 0 | 0 | 0 | 0 | 0 | 0 | 0 | 0 | 0 | 0
F4_Commercial_Restaurant_New_Miscellaneous_Natural Gas_Pool Heater_E1 | F4 | Commercial | Restaurant | New | Miscellaneous | Natural Gas | Pool Heater | E1 | RVT BC Ratio | bar: 2019 to 2051
F4_Commercial_Restaurant_New_Miscellaneous_Natural Gas_Pool Heater_E2 | F4 | Commercial | Restaurant | New | Miscellaneous | Natural Gas | Pool Heater | E2 | RVT BC Ratio | 0.7 | 0.7 | 0.7 | 0.7 | 0.7 | 0.7 | 0.7 | 0.7 | 0.7 | 0.7 | 0.7 | 0.7 | 0.7 | 0.7 | 0.7 | 0.7 | 0.7 | 0.7 | 0.7 | 0.7 | 0.7 | 0.7 | 0.7 | 0.7 | 0.7 | 0.7 | 0.7 | 0.7 | 0.7 | 0.7 | 0.7 | 0.7 | 0.7
F4_Commercial_Restaurant_New_Miscellaneous_Natural Gas_Pool Heater_E3 | F4 | Commercial | Restaurant | New | Miscellaneous | Natural Gas | Pool Heater | E3 | RVT BC Ratio | 0 | 0 | 0 | 0 | 0 | 0 | 0 | 0 | 0 | 0 | 0 | 0 | 0 | 0 | 0 | 0 | 0 | 0 | 0 | 0 | 0 | 0 | 0 | 0 | 0 | 0 | 0 | 0 | 0 | 0 | 0 | 0 | 0
F4_Commercial_Restaurant_New_Miscellaneous_Natural Gas_Pool Heater_E4 | F4 | Commercial | Restaurant | New | Miscellaneous | Natural Gas | Pool Heater | E4 | RVT BC Ratio | 0 | 0 | 0 | 0 | 0 | 0 | 0 | 0 | 0 | 0 | 0 | 0 | 0 | 0 | 0 | 0 | 0 | 0 | 0 | 0 | 0 | 0 | 0 | 0 | 0 | 0 | 0 | 0 | 0 | 0 | 0 | 0 | 0
F4_Commercial_Restaurant_New_Miscellaneous_Natural Gas_Pool Heater_E5 | F4 | Commercial | Restaurant | New | Miscellaneous | Natural Gas | Pool Heater | E5 | RVT BC Ratio | 0 | 0 | 0 | 0 | 0 | 0 | 0 | 0 | 0 | 0 | 0 | 0 | 0 | 0 | 0 | 0 | 0 | 0 | 0 | 0 | 0 | 0 | 0 | 0 | 0 | 0 | 0 | 0 | 0 | 0 | 0 | 0 | 0
F4_Commercial_Restaurant_New_Miscellaneous_Natural Gas_Pool Heater_E6 | F4 | Commercial | Restaurant | New | Miscellaneous | Natural Gas | Pool Heater | E6 | RVT BC Ratio | 0 | 0 | 0 | 0 | 0 | 0 | 0 | 0 | 0 | 0 | 0 | 0 | 0 | 0 | 0 | 0 | 0 | 0 | 0 | 0 | 0 | 0 | 0 | 0 | 0 | 0 | 0 | 0 | 0 | 0 | 0 | 0 | 0
F4_Commercial_Restaurant_New_Miscellaneous_Natural Gas_Pool Heater_E7 | F4 | Commercial | Restaurant | New | Miscellaneous | Natural Gas | Pool Heater | E7 | RVT BC Ratio | 0 | 0 | 0 | 0 | 0 | 0 | 0 | 0 | 0 | 0 | 0 | 0 | 0 | 0 | 0 | 0 | 0 | 0 | 0 | 0 | 0 | 0 | 0 | 0 | 0 | 0 | 0 | 0 | 0 | 0 | 0 | 0 | 0
F4_Commercial_Restaurant_New_Miscellaneous_Natural Gas_Pool Heater_E8 | F4 | Commercial | Restaurant | New | Miscellaneous | Natural Gas | Pool Heater | E8 | RVT BC Ratio | 0 | 0 | 0 | 0 | 0 | 0 | 0 | 0 | 0 | 0 | 0 | 0 | 0 | 0 | 0 | 0 | 0 | 0 | 0 | 0 | 0 | 0 | 0 | 0 | 0 | 0 | 0 | 0 | 0 | 0 | 0 | 0 | 0
F4_Commercial_Restaurant_New_Miscellaneous_Natural Gas_Pool Heater_E9 | F4 | Commercial | Restaurant | New | Miscellaneous | Natural Gas | Pool Heater | E9 | RVT BC Ratio | 0 | 0 | 0 | 0 | 0 | 0 | 0 | 0 | 0 | 0 | 0 | 0 | 0 | 0 | 0 | 0 | 0 | 0 | 0 | 0 | 0 | 0 | 0 | 0 | 0 | 0 | 0 | 0 | 0 | 0 | 0 | 0 | 0
F4_Commercial_Restaurant_New_Miscellaneous_Natural Gas_Pool Heater_E10 | F4 | Commercial | Restaurant | New | Miscellaneous | Natural Gas | Pool Heater | E10 | RVT BC Ratio | 0 | 0 | 0 | 0 | 0 | 0 | 0 | 0 | 0 | 0 | 0 | 0 | 0 | 0 | 0 | 0 | 0 | 0 | 0 | 0 | 0 | 0 | 0 | 0 | 0 | 0 | 0 | 0 | 0 | 0 | 0 | 0 | 0
F5_Commercial_Restaurant_New_Miscellaneous_Natural Gas_Pool Heater_E1 | F5 | Commercial | Restaurant | New | Miscellaneous | Natural Gas | Pool Heater | E1 | RIM BC Ratio | bar: 2019 to 2051
F5_Commercial_Restaurant_New_Miscellaneous_Natural Gas_Pool Heater_E2 | F5 | Commercial | Restaurant | New | Miscellaneous | Natural Gas | Pool Heater | E2 | RIM BC Ratio | 0 | 0 | 0 | 0 | 0 | 0 | 0 | 0 | 0 | 0 | 0 | 0 | 0 | 0 | 0 | 0 | 0 | 0 | 0 | 0 | 0 | 0 | 0 | 0 | 0 | 0 | 0 | 0 | 0 | 0 | 0 | 0 | 0
F5_Commercial_Restaurant_New_Miscellaneous_Natural Gas_Pool Heater_E3 | F5 | Commercial | Restaurant | New | Miscellaneous | Natural Gas | Pool Heater | E3 | RIM BC Ratio | 0 | 0 | 0 | 0 | 0 | 0 | 0 | 0 | 0 | 0 | 0 | 0 | 0 | 0 | 0 | 0 | 0 | 0 | 0 | 0 | 0 | 0 | 0 | 0 | 0 | 0 | 0 | 0 | 0 | 0 | 0 | 0 | 0
F5_Commercial_Restaurant_New_Miscellaneous_Natural Gas_Pool Heater_E4 | F5 | Commercial | Restaurant | New | Miscellaneous | Natural Gas | Pool Heater | E4 | RIM BC Ratio | 0 | 0 | 0 | 0 | 0 | 0 | 0 | 0 | 0 | 0 | 0 | 0 | 0 | 0 | 0 | 0 | 0 | 0 | 0 | 0 | 0 | 0 | 0 | 0 | 0 | 0 | 0 | 0 | 0 | 0 | 0 | 0 | 0
F5_Commercial_Restaurant_New_Miscellaneous_Natural Gas_Pool Heater_E5 | F5 | Commercial | Restaurant | New | Miscellaneous | Natural Gas | Pool Heater | E5 | RIM BC Ratio | 0 | 0 | 0 | 0 | 0 | 0 | 0 | 0 | 0 | 0 | 0 | 0 | 0 | 0 | 0 | 0 | 0 | 0 | 0 | 0 | 0 | 0 | 0 | 0 | 0 | 0 | 0 | 0 | 0 | 0 | 0 | 0 | 0
F5_Commercial_Restaurant_New_Miscellaneous_Natural Gas_Pool Heater_E6 | F5 | Commercial | Restaurant | New | Miscellaneous | Natural Gas | Pool Heater | E6 | RIM BC Ratio | 0 | 0 | 0 | 0 | 0 | 0 | 0 | 0 | 0 | 0 | 0 | 0 | 0 | 0 | 0 | 0 | 0 | 0 | 0 | 0 | 0 | 0 | 0 | 0 | 0 | 0 | 0 | 0 | 0 | 0 | 0 | 0 | 0
F5_Commercial_Restaurant_New_Miscellaneous_Natural Gas_Pool Heater_E7 | F5 | Commercial | Restaurant | New | Miscellaneous | Natural Gas | Pool Heater | E7 | RIM BC Ratio | 0 | 0 | 0 | 0 | 0 | 0 | 0 | 0 | 0 | 0 | 0 | 0 | 0 | 0 | 0 | 0 | 0 | 0 | 0 | 0 | 0 | 0 | 0 | 0 | 0 | 0 | 0 | 0 | 0 | 0 | 0 | 0 | 0
F5_Commercial_Restaurant_New_Miscellaneous_Natural Gas_Pool Heater_E8 | F5 | Commercial | Restaurant | New | Miscellaneous | Natural Gas | Pool Heater | E8 | RIM BC Ratio | 0 | 0 | 0 | 0 | 0 | 0 | 0 | 0 | 0 | 0 | 0 | 0 | 0 | 0 | 0 | 0 | 0 | 0 | 0 | 0 | 0 | 0 | 0 | 0 | 0 | 0 | 0 | 0 | 0 | 0 | 0 | 0 | 0
F5_Commercial_Restaurant_New_Miscellaneous_Natural Gas_Pool Heater_E9 | F5 | Commercial | Restaurant | New | Miscellaneous | Natural Gas | Pool Heater | E9 | RIM BC Ratio | 0 | 0 | 0 | 0 | 0 | 0 | 0 | 0 | 0 | 0 | 0 | 0 | 0 | 0 | 0 | 0 | 0 | 0 | 0 | 0 | 0 | 0 | 0 | 0 | 0 | 0 | 0 | 0 | 0 | 0 | 0 | 0 | 0
F5_Commercial_Restaurant_New_Miscellaneous_Natural Gas_Pool Heater_E10 | F5 | Commercial | Restaurant | New | Miscellaneous | Natural Gas | Pool Heater | E10 | RIM BC Ratio | 0 | 0 | 0 | 0 | 0 | 0 | 0 | 0 | 0 | 0 | 0 | 0 | 0 | 0 | 0 | 0 | 0 | 0 | 0 | 0 | 0 | 0 | 0 | 0 | 0 | 0 | 0 | 0 | 0 | 0 | 0 | 0 | 0
F0_Commercial_Restaurant_New_Miscellaneous_Natural Gas_Miscellaneous_E0 | F0 | Commercial | Restaurant | New | Miscellaneous | Natural Gas | Miscellaneous | E0 | Economic Unit | Miscellaneous | Miscellaneous | Miscellaneous | Miscellaneous | Miscellaneous | Miscellaneous | Miscellaneous | Miscellaneous | Miscellaneous | Miscellaneous | Miscellaneous | Miscellaneous | Miscellaneous | Miscellaneous | Miscellaneous | Miscellaneous | Miscellaneous | Miscellaneous | Miscellaneous | Miscellaneous | Miscellaneous | Miscellaneous | Miscellaneous | Miscellaneous | Miscellaneous | Miscellaneous | Miscellaneous | Miscellaneous | Miscellaneous | Miscellaneous | Miscellaneous | Miscellaneous | Miscellaneous
F1_Commercial_Restaurant_New_Miscellaneous_Natural Gas_Miscellaneous_E1 | F1 | Commercial | Restaurant | New | Miscellaneous | Natural Gas | Miscellaneous | E1 | CCE | 0 | 0 | 0 | 0 | 0 | 0 | 0 | 0 | 0 | 0 | 0 | 0 | 0 | 0 | 0 | 0 | 0 | 0 | 0 | 0 | 0 | 0 | 0 | 0 | 0 | 0 | 0 | 0 | 0 | 0 | 0 | 0 | 0
F1_Commercial_Restaurant_New_Miscellaneous_Natural Gas_Miscellaneous_E2 | F1 | Commercial | Restaurant | New | Miscellaneous | Natural Gas | Miscellaneous | E2 | CCE | 0 | 0 | 0 | 0 | 0 | 0 | 0 | 0 | 0 | 0 | 0 | 0 | 0 | 0 | 0 | 0 | 0 | 0 | 0 | 0 | 0 | 0 | 0 | 0 | 0 | 0 | 0 | 0 | 0 | 0 | 0 | 0 | 0
F1_Commercial_Restaurant_New_Miscellaneous_Natural Gas_Miscellaneous_E3 | F1 | Commercial | Restaurant | New | Miscellaneous | Natural Gas | Miscellaneous | E3 | CCE | 0 | 0 | 0 | 0 | 0 | 0 | 0 | 0 | 0 | 0 | 0 | 0 | 0 | 0 | 0 | 0 | 0 | 0 | 0 | 0 | 0 | 0 | 0 | 0 | 0 | 0 | 0 | 0 | 0 | 0 | 0 | 0 | 0
F1_Commercial_Restaurant_New_Miscellaneous_Natural Gas_Miscellaneous_E4 | F1 | Commercial | Restaurant | New | Miscellaneous | Natural Gas | Miscellaneous | E4 | CCE | 0 | 0 | 0 | 0 | 0 | 0 | 0 | 0 | 0 | 0 | 0 | 0 | 0 | 0 | 0 | 0 | 0 | 0 | 0 | 0 | 0 | 0 | 0 | 0 | 0 | 0 | 0 | 0 | 0 | 0 | 0 | 0 | 0
F1_Commercial_Restaurant_New_Miscellaneous_Natural Gas_Miscellaneous_E5 | F1 | Commercial | Restaurant | New | Miscellaneous | Natural Gas | Miscellaneous | E5 | CCE | 0 | 0 | 0 | 0 | 0 | 0 | 0 | 0 | 0 | 0 | 0 | 0 | 0 | 0 | 0 | 0 | 0 | 0 | 0 | 0 | 0 | 0 | 0 | 0 | 0 | 0 | 0 | 0 | 0 | 0 | 0 | 0 | 0
F1_Commercial_Restaurant_New_Miscellaneous_Natural Gas_Miscellaneous_E6 | F1 | Commercial | Restaurant | New | Miscellaneous | Natural Gas | Miscellaneous | E6 | CCE | 0 | 0 | 0 | 0 | 0 | 0 | 0 | 0 | 0 | 0 | 0 | 0 | 0 | 0 | 0 | 0 | 0 | 0 | 0 | 0 | 0 | 0 | 0 | 0 | 0 | 0 | 0 | 0 | 0 | 0 | 0 | 0 | 0
F1_Commercial_Restaurant_New_Miscellaneous_Natural Gas_Miscellaneous_E7 | F1 | Commercial | Restaurant | New | Miscellaneous | Natural Gas | Miscellaneous | E7 | CCE | 0 | 0 | 0 | 0 | 0 | 0 | 0 | 0 | 0 | 0 | 0 | 0 | 0 | 0 | 0 | 0 | 0 | 0 | 0 | 0 | 0 | 0 | 0 | 0 | 0 | 0 | 0 | 0 | 0 | 0 | 0 | 0 | 0
F1_Commercial_Restaurant_New_Miscellaneous_Natural Gas_Miscellaneous_E8 | F1 | Commercial | Restaurant | New | Miscellaneous | Natural Gas | Miscellaneous | E8 | CCE | 0 | 0 | 0 | 0 | 0 | 0 | 0 | 0 | 0 | 0 | 0 | 0 | 0 | 0 | 0 | 0 | 0 | 0 | 0 | 0 | 0 | 0 | 0 | 0 | 0 | 0 | 0 | 0 | 0 | 0 | 0 | 0 | 0
F1_Commercial_Restaurant_New_Miscellaneous_Natural Gas_Miscellaneous_E9 | F1 | Commercial | Restaurant | New | Miscellaneous | Natural Gas | Miscellaneous | E9 | CCE | 0 | 0 | 0 | 0 | 0 | 0 | 0 | 0 | 0 | 0 | 0 | 0 | 0 | 0 | 0 | 0 | 0 | 0 | 0 | 0 | 0 | 0 | 0 | 0 | 0 | 0 | 0 | 0 | 0 | 0 | 0 | 0 | 0
F1_Commercial_Restaurant_New_Miscellaneous_Natural Gas_Miscellaneous_E10 | F1 | Commercial | Restaurant | New | Miscellaneous | Natural Gas | Miscellaneous | E10 | CCE | 0 | 0 | 0 | 0 | 0 | 0 | 0 | 0 | 0 | 0 | 0 | 0 | 0 | 0 | 0 | 0 | 0 | 0 | 0 | 0 | 0 | 0 | 0 | 0 | 0 | 0 | 0 | 0 | 0 | 0 | 0 | 0 | 0
F2_Commercial_Restaurant_New_Miscellaneous_Natural Gas_Miscellaneous_E1 | F2 | Commercial | Restaurant | New | Miscellaneous | Natural Gas | Miscellaneous | E1 | TRC BC Ratio | bar: 2019 to 2051
F2_Commercial_Restaurant_New_Miscellaneous_Natural Gas_Miscellaneous_E2 | F2 | Commercial | Restaurant | New | Miscellaneous | Natural Gas | Miscellaneous | E2 | TRC BC Ratio | 0 | 0 | 0 | 0 | 0 | 0 | 0 | 0 | 0 | 0 | 0 | 0 | 0 | 0 | 0 | 0 | 0 | 0 | 0 | 0 | 0 | 0 | 0 | 0 | 0 | 0 | 0 | 0 | 0 | 0 | 0 | 0 | 0
F2_Commercial_Restaurant_New_Miscellaneous_Natural Gas_Miscellaneous_E3 | F2 | Commercial | Restaurant | New | Miscellaneous | Natural Gas | Miscellaneous | E3 | TRC BC Ratio | 0 | 0 | 0 | 0 | 0 | 0 | 0 | 0 | 0 | 0 | 0 | 0 | 0 | 0 | 0 | 0 | 0 | 0 | 0 | 0 | 0 | 0 | 0 | 0 | 0 | 0 | 0 | 0 | 0 | 0 | 0 | 0 | 0
F2_Commercial_Restaurant_New_Miscellaneous_Natural Gas_Miscellaneous_E4 | F2 | Commercial | Restaurant | New | Miscellaneous | Natural Gas | Miscellaneous | E4 | TRC BC Ratio | 0 | 0 | 0 | 0 | 0 | 0 | 0 | 0 | 0 | 0 | 0 | 0 | 0 | 0 | 0 | 0 | 0 | 0 | 0 | 0 | 0 | 0 | 0 | 0 | 0 | 0 | 0 | 0 | 0 | 0 | 0 | 0 | 0
F2_Commercial_Restaurant_New_Miscellaneous_Natural Gas_Miscellaneous_E5 | F2 | Commercial | Restaurant | New | Miscellaneous | Natural Gas | Miscellaneous | E5 | TRC BC Ratio | 0 | 0 | 0 | 0 | 0 | 0 | 0 | 0 | 0 | 0 | 0 | 0 | 0 | 0 | 0 | 0 | 0 | 0 | 0 | 0 | 0 | 0 | 0 | 0 | 0 | 0 | 0 | 0 | 0 | 0 | 0 | 0 | 0
F2_Commercial_Restaurant_New_Miscellaneous_Natural Gas_Miscellaneous_E6 | F2 | Commercial | Restaurant | New | Miscellaneous | Natural Gas | Miscellaneous | E6 | TRC BC Ratio | 0 | 0 | 0 | 0 | 0 | 0 | 0 | 0 | 0 | 0 | 0 | 0 | 0 | 0 | 0 | 0 | 0 | 0 | 0 | 0 | 0 | 0 | 0 | 0 | 0 | 0 | 0 | 0 | 0 | 0 | 0 | 0 | 0
F2_Commercial_Restaurant_New_Miscellaneous_Natural Gas_Miscellaneous_E7 | F2 | Commercial | Restaurant | New | Miscellaneous | Natural Gas | Miscellaneous | E7 | TRC BC Ratio | 0 | 0 | 0 | 0 | 0 | 0 | 0 | 0 | 0 | 0 | 0 | 0 | 0 | 0 | 0 | 0 | 0 | 0 | 0 | 0 | 0 | 0 | 0 | 0 | 0 | 0 | 0 | 0 | 0 | 0 | 0 | 0 | 0
F2_Commercial_Restaurant_New_Miscellaneous_Natural Gas_Miscellaneous_E8 | F2 | Commercial | Restaurant | New | Miscellaneous | Natural Gas | Miscellaneous | E8 | TRC BC Ratio | 0 | 0 | 0 | 0 | 0 | 0 | 0 | 0 | 0 | 0 | 0 | 0 | 0 | 0 | 0 | 0 | 0 | 0 | 0 | 0 | 0 | 0 | 0 | 0 | 0 | 0 | 0 | 0 | 0 | 0 | 0 | 0 | 0
F2_Commercial_Restaurant_New_Miscellaneous_Natural Gas_Miscellaneous_E9 | F2 | Commercial | Restaurant | New | Miscellaneous | Natural Gas | Miscellaneous | E9 | TRC BC Ratio | 0 | 0 | 0 | 0 | 0 | 0 | 0 | 0 | 0 | 0 | 0 | 0 | 0 | 0 | 0 | 0 | 0 | 0 | 0 | 0 | 0 | 0 | 0 | 0 | 0 | 0 | 0 | 0 | 0 | 0 | 0 | 0 | 0
F2_Commercial_Restaurant_New_Miscellaneous_Natural Gas_Miscellaneous_E10 | F2 | Commercial | Restaurant | New | Miscellaneous | Natural Gas | Miscellaneous | E10 | TRC BC Ratio | 0 | 0 | 0 | 0 | 0 | 0 | 0 | 0 | 0 | 0 | 0 | 0 | 0 | 0 | 0 | 0 | 0 | 0 | 0 | 0 | 0 | 0 | 0 | 0 | 0 | 0 | 0 | 0 | 0 | 0 | 0 | 0 | 0
F3_Commercial_Restaurant_New_Miscellaneous_Natural Gas_Miscellaneous_E1 | F3 | Commercial | Restaurant | New | Miscellaneous | Natural Gas | Miscellaneous | E1 | PACT BC Ratio | bar: 2019 to 2051
F3_Commercial_Restaurant_New_Miscellaneous_Natural Gas_Miscellaneous_E2 | F3 | Commercial | Restaurant | New | Miscellaneous | Natural Gas | Miscellaneous | E2 | PACT BC Ratio | 0 | 0 | 0 | 0 | 0 | 0 | 0 | 0 | 0 | 0 | 0 | 0 | 0 | 0 | 0 | 0 | 0 | 0 | 0 | 0 | 0 | 0 | 0 | 0 | 0 | 0 | 0 | 0 | 0 | 0 | 0 | 0 | 0
F3_Commercial_Restaurant_New_Miscellaneous_Natural Gas_Miscellaneous_E3 | F3 | Commercial | Restaurant | New | Miscellaneous | Natural Gas | Miscellaneous | E3 | PACT BC Ratio | 0 | 0 | 0 | 0 | 0 | 0 | 0 | 0 | 0 | 0 | 0 | 0 | 0 | 0 | 0 | 0 | 0 | 0 | 0 | 0 | 0 | 0 | 0 | 0 | 0 | 0 | 0 | 0 | 0 | 0 | 0 | 0 | 0
F3_Commercial_Restaurant_New_Miscellaneous_Natural Gas_Miscellaneous_E4 | F3 | Commercial | Restaurant | New | Miscellaneous | Natural Gas | Miscellaneous | E4 | PACT BC Ratio | 0 | 0 | 0 | 0 | 0 | 0 | 0 | 0 | 0 | 0 | 0 | 0 | 0 | 0 | 0 | 0 | 0 | 0 | 0 | 0 | 0 | 0 | 0 | 0 | 0 | 0 | 0 | 0 | 0 | 0 | 0 | 0 | 0
F3_Commercial_Restaurant_New_Miscellaneous_Natural Gas_Miscellaneous_E5 | F3 | Commercial | Restaurant | New | Miscellaneous | Natural Gas | Miscellaneous | E5 | PACT BC Ratio | 0 | 0 | 0 | 0 | 0 | 0 | 0 | 0 | 0 | 0 | 0 | 0 | 0 | 0 | 0 | 0 | 0 | 0 | 0 | 0 | 0 | 0 | 0 | 0 | 0 | 0 | 0 | 0 | 0 | 0 | 0 | 0 | 0
F3_Commercial_Restaurant_New_Miscellaneous_Natural Gas_Miscellaneous_E6 | F3 | Commercial | Restaurant | New | Miscellaneous | Natural Gas | Miscellaneous | E6 | PACT BC Ratio | 0 | 0 | 0 | 0 | 0 | 0 | 0 | 0 | 0 | 0 | 0 | 0 | 0 | 0 | 0 | 0 | 0 | 0 | 0 | 0 | 0 | 0 | 0 | 0 | 0 | 0 | 0 | 0 | 0 | 0 | 0 | 0 | 0
F3_Commercial_Restaurant_New_Miscellaneous_Natural Gas_Miscellaneous_E7 | F3 | Commercial | Restaurant | New | Miscellaneous | Natural Gas | Miscellaneous | E7 | PACT BC Ratio | 0 | 0 | 0 | 0 | 0 | 0 | 0 | 0 | 0 | 0 | 0 | 0 | 0 | 0 | 0 | 0 | 0 | 0 | 0 | 0 | 0 | 0 | 0 | 0 | 0 | 0 | 0 | 0 | 0 | 0 | 0 | 0 | 0
F3_Commercial_Restaurant_New_Miscellaneous_Natural Gas_Miscellaneous_E8 | F3 | Commercial | Restaurant | New | Miscellaneous | Natural Gas | Miscellaneous | E8 | PACT BC Ratio | 0 | 0 | 0 | 0 | 0 | 0 | 0 | 0 | 0 | 0 | 0 | 0 | 0 | 0 | 0 | 0 | 0 | 0 | 0 | 0 | 0 | 0 | 0 | 0 | 0 | 0 | 0 | 0 | 0 | 0 | 0 | 0 | 0
F3_Commercial_Restaurant_New_Miscellaneous_Natural Gas_Miscellaneous_E9 | F3 | Commercial | Restaurant | New | Miscellaneous | Natural Gas | Miscellaneous | E9 | PACT BC Ratio | 0 | 0 | 0 | 0 | 0 | 0 | 0 | 0 | 0 | 0 | 0 | 0 | 0 | 0 | 0 | 0 | 0 | 0 | 0 | 0 | 0 | 0 | 0 | 0 | 0 | 0 | 0 | 0 | 0 | 0 | 0 | 0 | 0
F3_Commercial_Restaurant_New_Miscellaneous_Natural Gas_Miscellaneous_E10 | F3 | Commercial | Restaurant | New | Miscellaneous | Natural Gas | Miscellaneous | E10 | PACT BC Ratio | 0 | 0 | 0 | 0 | 0 | 0 | 0 | 0 | 0 | 0 | 0 | 0 | 0 | 0 | 0 | 0 | 0 | 0 | 0 | 0 | 0 | 0 | 0 | 0 | 0 | 0 | 0 | 0 | 0 | 0 | 0 | 0 | 0
F4_Commercial_Restaurant_New_Miscellaneous_Natural Gas_Miscellaneous_E1 | F4 | Commercial | Restaurant | New | Miscellaneous | Natural Gas | Miscellaneous | E1 | RVT BC Ratio | bar: 2019 to 2051
F4_Commercial_Restaurant_New_Miscellaneous_Natural Gas_Miscellaneous_E2 | F4 | Commercial | Restaurant | New | Miscellaneous | Natural Gas | Miscellaneous | E2 | RVT BC Ratio | 0 | 0 | 0 | 0 | 0 | 0 | 0 | 0 | 0 | 0 | 0 | 0 | 0 | 0 | 0 | 0 | 0 | 0 | 0 | 0 | 0 | 0 | 0 | 0 | 0 | 0 | 0 | 0 | 0 | 0 | 0 | 0 | 0
F4_Commercial_Restaurant_New_Miscellaneous_Natural Gas_Miscellaneous_E3 | F4 | Commercial | Restaurant | New | Miscellaneous | Natural Gas | Miscellaneous | E3 | RVT BC Ratio | 0 | 0 | 0 | 0 | 0 | 0 | 0 | 0 | 0 | 0 | 0 | 0 | 0 | 0 | 0 | 0 | 0 | 0 | 0 | 0 | 0 | 0 | 0 | 0 | 0 | 0 | 0 | 0 | 0 | 0 | 0 | 0 | 0
F4_Commercial_Restaurant_New_Miscellaneous_Natural Gas_Miscellaneous_E4 | F4 | Commercial | Restaurant | New | Miscellaneous | Natural Gas | Miscellaneous | E4 | RVT BC Ratio | 0 | 0 | 0 | 0 | 0 | 0 | 0 | 0 | 0 | 0 | 0 | 0 | 0 | 0 | 0 | 0 | 0 | 0 | 0 | 0 | 0 | 0 | 0 | 0 | 0 | 0 | 0 | 0 | 0 | 0 | 0 | 0 | 0
F4_Commercial_Restaurant_New_Miscellaneous_Natural Gas_Miscellaneous_E5 | F4 | Commercial | Restaurant | New | Miscellaneous | Natural Gas | Miscellaneous | E5 | RVT BC Ratio | 0 | 0 | 0 | 0 | 0 | 0 | 0 | 0 | 0 | 0 | 0 | 0 | 0 | 0 | 0 | 0 | 0 | 0 | 0 | 0 | 0 | 0 | 0 | 0 | 0 | 0 | 0 | 0 | 0 | 0 | 0 | 0 | 0
F4_Commercial_Restaurant_New_Miscellaneous_Natural Gas_Miscellaneous_E6 | F4 | Commercial | Restaurant | New | Miscellaneous | Natural Gas | Miscellaneous | E6 | RVT BC Ratio | 0 | 0 | 0 | 0 | 0 | 0 | 0 | 0 | 0 | 0 | 0 | 0 | 0 | 0 | 0 | 0 | 0 | 0 | 0 | 0 | 0 | 0 | 0 | 0 | 0 | 0 | 0 | 0 | 0 | 0 | 0 | 0 | 0
F4_Commercial_Restaurant_New_Miscellaneous_Natural Gas_Miscellaneous_E7 | F4 | Commercial | Restaurant | New | Miscellaneous | Natural Gas | Miscellaneous | E7 | RVT BC Ratio | 0 | 0 | 0 | 0 | 0 | 0 | 0 | 0 | 0 | 0 | 0 | 0 | 0 | 0 | 0 | 0 | 0 | 0 | 0 | 0 | 0 | 0 | 0 | 0 | 0 | 0 | 0 | 0 | 0 | 0 | 0 | 0 | 0
F4_Commercial_Restaurant_New_Miscellaneous_Natural Gas_Miscellaneous_E8 | F4 | Commercial | Restaurant | New | Miscellaneous | Natural Gas | Miscellaneous | E8 | RVT BC Ratio | 0 | 0 | 0 | 0 | 0 | 0 | 0 | 0 | 0 | 0 | 0 | 0 | 0 | 0 | 0 | 0 | 0 | 0 | 0 | 0 | 0 | 0 | 0 | 0 | 0 | 0 | 0 | 0 | 0 | 0 | 0 | 0 | 0
F4_Commercial_Restaurant_New_Miscellaneous_Natural Gas_Miscellaneous_E9 | F4 | Commercial | Restaurant | New | Miscellaneous | Natural Gas | Miscellaneous | E9 | RVT BC Ratio | 0 | 0 | 0 | 0 | 0 | 0 | 0 | 0 | 0 | 0 | 0 | 0 | 0 | 0 | 0 | 0 | 0 | 0 | 0 | 0 | 0 | 0 | 0 | 0 | 0 | 0 | 0 | 0 | 0 | 0 | 0 | 0 | 0
F4_Commercial_Restaurant_New_Miscellaneous_Natural Gas_Miscellaneous_E10 | F4 | Commercial | Restaurant | New | Miscellaneous | Natural Gas | Miscellaneous | E10 | RVT BC Ratio | 0 | 0 | 0 | 0 | 0 | 0 | 0 | 0 | 0 | 0 | 0 | 0 | 0 | 0 | 0 | 0 | 0 | 0 | 0 | 0 | 0 | 0 | 0 | 0 | 0 | 0 | 0 | 0 | 0 | 0 | 0 | 0 | 0
F5_Commercial_Restaurant_New_Miscellaneous_Natural Gas_Miscellaneous_E1 | F5 | Commercial | Restaurant | New | Miscellaneous | Natural Gas | Miscellaneous | E1 | RIM BC Ratio | bar: 2019 to 2051
F5_Commercial_Restaurant_New_Miscellaneous_Natural Gas_Miscellaneous_E2 | F5 | Commercial | Restaurant | New | Miscellaneous | Natural Gas | Miscellaneous | E2 | RIM BC Ratio | 0 | 0 | 0 | 0 | 0 | 0 | 0 | 0 | 0 | 0 | 0 | 0 | 0 | 0 | 0 | 0 | 0 | 0 | 0 | 0 | 0 | 0 | 0 | 0 | 0 | 0 | 0 | 0 | 0 | 0 | 0 | 0 | 0
F5_Commercial_Restaurant_New_Miscellaneous_Natural Gas_Miscellaneous_E3 | F5 | Commercial | Restaurant | New | Miscellaneous | Natural Gas | Miscellaneous | E3 | RIM BC Ratio | 0 | 0 | 0 | 0 | 0 | 0 | 0 | 0 | 0 | 0 | 0 | 0 | 0 | 0 | 0 | 0 | 0 | 0 | 0 | 0 | 0 | 0 | 0 | 0 | 0 | 0 | 0 | 0 | 0 | 0 | 0 | 0 | 0
F5_Commercial_Restaurant_New_Miscellaneous_Natural Gas_Miscellaneous_E4 | F5 | Commercial | Restaurant | New | Miscellaneous | Natural Gas | Miscellaneous | E4 | RIM BC Ratio | 0 | 0 | 0 | 0 | 0 | 0 | 0 | 0 | 0 | 0 | 0 | 0 | 0 | 0 | 0 | 0 | 0 | 0 | 0 | 0 | 0 | 0 | 0 | 0 | 0 | 0 | 0 | 0 | 0 | 0 | 0 | 0 | 0
F5_Commercial_Restaurant_New_Miscellaneous_Natural Gas_Miscellaneous_E5 | F5 | Commercial | Restaurant | New | Miscellaneous | Natural Gas | Miscellaneous | E5 | RIM BC Ratio | 0 | 0 | 0 | 0 | 0 | 0 | 0 | 0 | 0 | 0 | 0 | 0 | 0 | 0 | 0 | 0 | 0 | 0 | 0 | 0 | 0 | 0 | 0 | 0 | 0 | 0 | 0 | 0 | 0 | 0 | 0 | 0 | 0
F5_Commercial_Restaurant_New_Miscellaneous_Natural Gas_Miscellaneous_E6 | F5 | Commercial | Restaurant | New | Miscellaneous | Natural Gas | Miscellaneous | E6 | RIM BC Ratio | 0 | 0 | 0 | 0 | 0 | 0 | 0 | 0 | 0 | 0 | 0 | 0 | 0 | 0 | 0 | 0 | 0 | 0 | 0 | 0 | 0 | 0 | 0 | 0 | 0 | 0 | 0 | 0 | 0 | 0 | 0 | 0 | 0
F5_Commercial_Restaurant_New_Miscellaneous_Natural Gas_Miscellaneous_E7 | F5 | Commercial | Restaurant | New | Miscellaneous | Natural Gas | Miscellaneous | E7 | RIM BC Ratio | 0 | 0 | 0 | 0 | 0 | 0 | 0 | 0 | 0 | 0 | 0 | 0 | 0 | 0 | 0 | 0 | 0 | 0 | 0 | 0 | 0 | 0 | 0 | 0 | 0 | 0 | 0 | 0 | 0 | 0 | 0 | 0 | 0
F5_Commercial_Restaurant_New_Miscellaneous_Natural Gas_Miscellaneous_E8 | F5 | Commercial | Restaurant | New | Miscellaneous | Natural Gas | Miscellaneous | E8 | RIM BC Ratio | 0 | 0 | 0 | 0 | 0 | 0 | 0 | 0 | 0 | 0 | 0 | 0 | 0 | 0 | 0 | 0 | 0 | 0 | 0 | 0 | 0 | 0 | 0 | 0 | 0 | 0 | 0 | 0 | 0 | 0 | 0 | 0 | 0
F5_Commercial_Restaurant_New_Miscellaneous_Natural Gas_Miscellaneous_E9 | F5 | Commercial | Restaurant | New | Miscellaneous | Natural Gas | Miscellaneous | E9 | RIM BC Ratio | 0 | 0 | 0 | 0 | 0 | 0 | 0 | 0 | 0 | 0 | 0 | 0 | 0 | 0 | 0 | 0 | 0 | 0 | 0 | 0 | 0 | 0 | 0 | 0 | 0 | 0 | 0 | 0 | 0 | 0 | 0 | 0 | 0
F5_Commercial_Restaurant_New_Miscellaneous_Natural Gas_Miscellaneous_E10 | F5 | Commercial | Restaurant | New | Miscellaneous | Natural Gas | Miscellaneous | E10 | RIM BC Ratio | 0 | 0 | 0 | 0 | 0 | 0 | 0 | 0 | 0 | 0 | 0 | 0 | 0 | 0 | 0 | 0 | 0 | 0 | 0 | 0 | 0 | 0 | 0 | 0 | 0 | 0 | 0 | 0 | 0 | 0 | 0 | 0 | 0
F0_Commercial_Retail_Existing_Space Heating_Natural Gas_Furnace_E0 | F0 | Commercial | Retail | Existing | Space Heating | Natural Gas | Furnace | E0 | Economic Unit | AFUE 96% | AFUE 96% | AFUE 96% | AFUE 96% | AFUE 96% | AFUE 96% | AFUE 96% | AFUE 96% | AFUE 96% | AFUE 96% | AFUE 96% | AFUE 96% | AFUE 96% | AFUE 96% | AFUE 96% | AFUE 96% | AFUE 96% | AFUE 96% | AFUE 96% | AFUE 96% | AFUE 96% | AFUE 96% | AFUE 96% | AFUE 96% | AFUE 96% | AFUE 96% | AFUE 96% | AFUE 96% | AFUE 96% | AFUE 96% | AFUE 96% | AFUE 96% | AFUE 96%
F1_Commercial_Retail_Existing_Space Heating_Natural Gas_Furnace_E1 | F1 | Commercial | Retail | Existing | Space Heating | Natural Gas | Furnace | E1 | CCE | 0 | 0 | 0 | 0 | 0 | 0 | 0 | 0 | 0 | 0 | 0 | 0 | 0 | 0 | 0 | 0 | 0 | 0 | 0 | 0 | 0 | 0 | 0 | 0 | 0 | 0 | 0 | 0 | 0 | 0 | 0 | 0 | 0
F1_Commercial_Retail_Existing_Space Heating_Natural Gas_Furnace_E2 | F1 | Commercial | Retail | Existing | Space Heating | Natural Gas | Furnace | E2 | CCE | 0.70127 | 0.70127 | 0.70501 | 0.70878 | 0.71259 | 0.71644 | 0.72034 | 0.72428 | 0.72826 | 0.73228 | 0.73636 | 0.74047 | 0.74463 | 0.74884 | 0.7531 | 0.7574 | 0.76175 | 0.76615 | 0.77061 | 0.77512 | 0.77968 | 0.78428 | 0.78895 | 0.79368 | 0.79846 | 0.80328 | 0.80819 | 0.81314 | 0.81816 | 0.82323 | 0.82838 | 0.83359 | 0.83359
F1_Commercial_Retail_Existing_Space Heating_Natural Gas_Furnace_E3 | F1 | Commercial | Retail | Existing | Space Heating | Natural Gas | Furnace | E3 | CCE | 0.93185 | 0.93185 | 0.93681 | 0.94182 | 0.94689 | 0.952 | 0.95718 | 0.96242 | 0.96771 | 0.97305 | 0.97846 | 0.98393 | 0.98946 | 0.99505 | 1.0007 | 1.0064 | 1.0122 | 1.0181 | 1.024 | 1.03 | 1.036 | 1.0421 | 1.0484 | 1.0546 | 1.061 | 1.0674 | 1.0739 | 1.0805 | 1.0872 | 1.0939 | 1.1007 | 1.1077 | 1.1077
F1_Commercial_Retail_Existing_Space Heating_Natural Gas_Furnace_E4 | F1 | Commercial | Retail | Existing | Space Heating | Natural Gas | Furnace | E4 | CCE | 25.4747 | 25.4747 | 25.6104 | 25.7474 | 25.8859 | 26.0257 | 26.1673 | 26.3104 | 26.455 | 26.6011 | 26.749 | 26.8985 | 27.0497 | 27.2024 | 27.3571 | 27.5135 | 27.6716 | 27.8314 | 27.9934 | 28.1571 | 28.3228 | 28.4899 | 28.6597 | 28.8313 | 29.0049 | 29.1802 | 29.3584 | 29.5384 | 29.7206 | 29.9049 | 30.092 | 30.2812 | 30.2812
F1_Commercial_Retail_Existing_Space Heating_Natural Gas_Furnace_E5 | F1 | Commercial | Retail | Existing | Space Heating | Natural Gas | Furnace | E5 | CCE | 0 | 0 | 0 | 0 | 0 | 0 | 0 | 0 | 0 | 0 | 0 | 0 | 0 | 0 | 0 | 0 | 0 | 0 | 0 | 0 | 0 | 0 | 0 | 0 | 0 | 0 | 0 | 0 | 0 | 0 | 0 | 0 | 0
F1_Commercial_Retail_Existing_Space Heating_Natural Gas_Furnace_E6 | F1 | Commercial | Retail | Existing | Space Heating | Natural Gas | Furnace | E6 | CCE | 0 | 0 | 0 | 0 | 0 | 0 | 0 | 0 | 0 | 0 | 0 | 0 | 0 | 0 | 0 | 0 | 0 | 0 | 0 | 0 | 0 | 0 | 0 | 0 | 0 | 0 | 0 | 0 | 0 | 0 | 0 | 0 | 0
F1_Commercial_Retail_Existing_Space Heating_Natural Gas_Furnace_E7 | F1 | Commercial | Retail | Existing | Space Heating | Natural Gas | Furnace | E7 | CCE | 0 | 0 | 0 | 0 | 0 | 0 | 0 | 0 | 0 | 0 | 0 | 0 | 0 | 0 | 0 | 0 | 0 | 0 | 0 | 0 | 0 | 0 | 0 | 0 | 0 | 0 | 0 | 0 | 0 | 0 | 0 | 0 | 0
F1_Commercial_Retail_Existing_Space Heating_Natural Gas_Furnace_E8 | F1 | Commercial | Retail | Existing | Space Heating | Natural Gas | Furnace | E8 | CCE | 0 | 0 | 0 | 0 | 0 | 0 | 0 | 0 | 0 | 0 | 0 | 0 | 0 | 0 | 0 | 0 | 0 | 0 | 0 | 0 | 0 | 0 | 0 | 0 | 0 | 0 | 0 | 0 | 0 | 0 | 0 | 0 | 0
F1_Commercial_Retail_Existing_Space Heating_Natural Gas_Furnace_E9 | F1 | Commercial | Retail | Existing | Space Heating | Natural Gas | Furnace | E9 | CCE | 0 | 0 | 0 | 0 | 0 | 0 | 0 | 0 | 0 | 0 | 0 | 0 | 0 | 0 | 0 | 0 | 0 | 0 | 0 | 0 | 0 | 0 | 0 | 0 | 0 | 0 | 0 | 0 | 0 | 0 | 0 | 0 | 0
F1_Commercial_Retail_Existing_Space Heating_Natural Gas_Furnace_E10 | F1 | Commercial | Retail | Existing | Space Heating | Natural Gas | Furnace | E10 | CCE | 0 | 0 | 0 | 0 | 0 | 0 | 0 | 0 | 0 | 0 | 0 | 0 | 0 | 0 | 0 | 0 | 0 | 0 | 0 | 0 | 0 | 0 | 0 | 0 | 0 | 0 | 0 | 0 | 0 | 0 | 0 | 0 | 0
F2_Commercial_Retail_Existing_Space Heating_Natural Gas_Furnace_E1 | F2 | Commercial | Retail | Existing | Space Heating | Natural Gas | Furnace | E1 | TRC BC Ratio | bar: 2019 to 2051
F2_Commercial_Retail_Existing_Space Heating_Natural Gas_Furnace_E2 | F2 | Commercial | Retail | Existing | Space Heating | Natural Gas | Furnace | E2 | TRC BC Ratio | 2.554 | 2.5563 | 2.5588 | 2.5625 | 2.5678 | 2.5758 | 2.5814 | 2.5858 | 2.5906 | 2.5951 | 2.5982 | 2.6001 | 2.6018 | 2.6033 | 2.6053 | 2.6061 | 2.6075 | 2.6102 | 2.6131 | 2.6164 | 2.6203 | 2.6236 | 2.6261 | 2.6281 | 2.6294 | 2.6297 | 2.629 | 2.6276 | 2.6265 | 2.626 | 2.6264 | 2.6265 | 2.6265
F2_Commercial_Retail_Existing_Space Heating_Natural Gas_Furnace_E3 | F2 | Commercial | Retail | Existing | Space Heating | Natural Gas | Furnace | E3 | TRC BC Ratio | 1.9221 | 1.9238 | 1.9257 | 1.9284 | 1.9324 | 1.9385 | 1.9427 | 1.946 | 1.9496 | 1.953 | 1.9553 | 1.9567 | 1.958 | 1.9592 | 1.9607 | 1.9613 | 1.9623 | 1.9644 | 1.9665 | 1.969 | 1.9719 | 1.9744 | 1.9763 | 1.9778 | 1.9788 | 1.979 | 1.9785 | 1.9775 | 1.9766 | 1.9762 | 1.9765 | 1.9766 | 1.9766
F2_Commercial_Retail_Existing_Space Heating_Natural Gas_Furnace_E4 | F2 | Commercial | Retail | Existing | Space Heating | Natural Gas | Furnace | E4 | TRC BC Ratio | 0.07112 | 0.071186 | 0.07126 | 0.071358 | 0.071487 | 0.071657 | 0.071798 | 0.07192 | 0.072042 | 0.072152 | 0.072233 | 0.072284 | 0.072318 | 0.072341 | 0.072366 | 0.072369 | 0.072378 | 0.072408 | 0.072444 | 0.07249 | 0.072547 | 0.072594 | 0.07263 | 0.072657 | 0.072675 | 0.07268 | 0.07267 | 0.072651 | 0.072635 | 0.072627 | 0.072633 | 0.072635 | 0.072635
F2_Commercial_Retail_Existing_Space Heating_Natural Gas_Furnace_E5 | F2 | Commercial | Retail | Existing | Space Heating | Natural Gas | Furnace | E5 | TRC BC Ratio | 0 | 0 | 0 | 0 | 0 | 0 | 0 | 0 | 0 | 0 | 0 | 0 | 0 | 0 | 0 | 0 | 0 | 0 | 0 | 0 | 0 | 0 | 0 | 0 | 0 | 0 | 0 | 0 | 0 | 0 | 0 | 0 | 0
F2_Commercial_Retail_Existing_Space Heating_Natural Gas_Furnace_E6 | F2 | Commercial | Retail | Existing | Space Heating | Natural Gas | Furnace | E6 | TRC BC Ratio | 0 | 0 | 0 | 0 | 0 | 0 | 0 | 0 | 0 | 0 | 0 | 0 | 0 | 0 | 0 | 0 | 0 | 0 | 0 | 0 | 0 | 0 | 0 | 0 | 0 | 0 | 0 | 0 | 0 | 0 | 0 | 0 | 0
F2_Commercial_Retail_Existing_Space Heating_Natural Gas_Furnace_E7 | F2 | Commercial | Retail | Existing | Space Heating | Natural Gas | Furnace | E7 | TRC BC Ratio | 0 | 0 | 0 | 0 | 0 | 0 | 0 | 0 | 0 | 0 | 0 | 0 | 0 | 0 | 0 | 0 | 0 | 0 | 0 | 0 | 0 | 0 | 0 | 0 | 0 | 0 | 0 | 0 | 0 | 0 | 0 | 0 | 0
F2_Commercial_Retail_Existing_Space Heating_Natural Gas_Furnace_E8 | F2 | Commercial | Retail | Existing | Space Heating | Natural Gas | Furnace | E8 | TRC BC Ratio | 0 | 0 | 0 | 0 | 0 | 0 | 0 | 0 | 0 | 0 | 0 | 0 | 0 | 0 | 0 | 0 | 0 | 0 | 0 | 0 | 0 | 0 | 0 | 0 | 0 | 0 | 0 | 0 | 0 | 0 | 0 | 0 | 0
F2_Commercial_Retail_Existing_Space Heating_Natural Gas_Furnace_E9 | F2 | Commercial | Retail | Existing | Space Heating | Natural Gas | Furnace | E9 | TRC BC Ratio | 0 | 0 | 0 | 0 | 0 | 0 | 0 | 0 | 0 | 0 | 0 | 0 | 0 | 0 | 0 | 0 | 0 | 0 | 0 | 0 | 0 | 0 | 0 | 0 | 0 | 0 | 0 | 0 | 0 | 0 | 0 | 0 | 0
F2_Commercial_Retail_Existing_Space Heating_Natural Gas_Furnace_E10 | F2 | Commercial | Retail | Existing | Space Heating | Natural Gas | Furnace | E10 | TRC BC Ratio | 0 | 0 | 0 | 0 | 0 | 0 | 0 | 0 | 0 | 0 | 0 | 0 | 0 | 0 | 0 | 0 | 0 | 0 | 0 | 0 | 0 | 0 | 0 | 0 | 0 | 0 | 0 | 0 | 0 | 0 | 0 | 0 | 0
F3_Commercial_Retail_Existing_Space Heating_Natural Gas_Furnace_E1 | F3 | Commercial | Retail | Existing | Space Heating | Natural Gas | Furnace | E1 | PACT BC Ratio | bar: 2019 to 2051
F3_Commercial_Retail_Existing_Space Heating_Natural Gas_Furnace_E2 | F3 | Commercial | Retail | Existing | Space Heating | Natural Gas | Furnace | E2 | PACT BC Ratio | 3.4054 | 3.4084 | 3.4117 | 3.4167 | 3.4237 | 3.4344 | 3.4419 | 3.4477 | 3.4542 | 3.4601 | 3.4642 | 3.4668 | 3.469 | 3.4711 | 3.4737 | 3.4748 | 3.4767 | 3.4803 | 3.4841 | 3.4885 | 3.4937 | 3.4981 | 3.5015 | 3.5041 | 3.5058 | 3.5063 | 3.5054 | 3.5035 | 3.502 | 3.5013 | 3.5018 | 3.502 | 3.502
F3_Commercial_Retail_Existing_Space Heating_Natural Gas_Furnace_E3 | F3 | Commercial | Retail | Existing | Space Heating | Natural Gas | Furnace | E3 | PACT BC Ratio | 2.5628 | 2.5651 | 2.5675 | 2.5713 | 2.5766 | 2.5846 | 2.5903 | 2.5946 | 2.5995 | 2.604 | 2.6071 | 2.609 | 2.6107 | 2.6122 | 2.6142 | 2.615 | 2.6165 | 2.6192 | 2.622 | 2.6253 | 2.6293 | 2.6325 | 2.6351 | 2.6371 | 2.6384 | 2.6387 | 2.638 | 2.6366 | 2.6355 | 2.635 | 2.6354 | 2.6355 | 2.6355
F3_Commercial_Retail_Existing_Space Heating_Natural Gas_Furnace_E4 | F3 | Commercial | Retail | Existing | Space Heating | Natural Gas | Furnace | E4 | PACT BC Ratio | 0.094827 | 0.094914 | 0.095013 | 0.095145 | 0.095316 | 0.095543 | 0.09573 | 0.095893 | 0.096056 | 0.096203 | 0.096311 | 0.096378 | 0.096424 | 0.096455 | 0.096487 | 0.096491 | 0.096505 | 0.096544 | 0.096592 | 0.096654 | 0.09673 | 0.096791 | 0.096839 | 0.096876 | 0.0969 | 0.096907 | 0.096894 | 0.096867 | 0.096847 | 0.096837 | 0.096844 | 0.096847 | 0.096847
F3_Commercial_Retail_Existing_Space Heating_Natural Gas_Furnace_E5 | F3 | Commercial | Retail | Existing | Space Heating | Natural Gas | Furnace | E5 | PACT BC Ratio | 0 | 0 | 0 | 0 | 0 | 0 | 0 | 0 | 0 | 0 | 0 | 0 | 0 | 0 | 0 | 0 | 0 | 0 | 0 | 0 | 0 | 0 | 0 | 0 | 0 | 0 | 0 | 0 | 0 | 0 | 0 | 0 | 0
F3_Commercial_Retail_Existing_Space Heating_Natural Gas_Furnace_E6 | F3 | Commercial | Retail | Existing | Space Heating | Natural Gas | Furnace | E6 | PACT BC Ratio | 0 | 0 | 0 | 0 | 0 | 0 | 0 | 0 | 0 | 0 | 0 | 0 | 0 | 0 | 0 | 0 | 0 | 0 | 0 | 0 | 0 | 0 | 0 | 0 | 0 | 0 | 0 | 0 | 0 | 0 | 0 | 0 | 0
F3_Commercial_Retail_Existing_Space Heating_Natural Gas_Furnace_E7 | F3 | Commercial | Retail | Existing | Space Heating | Natural Gas | Furnace | E7 | PACT BC Ratio | 0 | 0 | 0 | 0 | 0 | 0 | 0 | 0 | 0 | 0 | 0 | 0 | 0 | 0 | 0 | 0 | 0 | 0 | 0 | 0 | 0 | 0 | 0 | 0 | 0 | 0 | 0 | 0 | 0 | 0 | 0 | 0 | 0
F3_Commercial_Retail_Existing_Space Heating_Natural Gas_Furnace_E8 | F3 | Commercial | Retail | Existing | Space Heating | Natural Gas | Furnace | E8 | PACT BC Ratio | 0 | 0 | 0 | 0 | 0 | 0 | 0 | 0 | 0 | 0 | 0 | 0 | 0 | 0 | 0 | 0 | 0 | 0 | 0 | 0 | 0 | 0 | 0 | 0 | 0 | 0 | 0 | 0 | 0 | 0 | 0 | 0 | 0
F3_Commercial_Retail_Existing_Space Heating_Natural Gas_Furnace_E9 | F3 | Commercial | Retail | Existing | Space Heating | Natural Gas | Furnace | E9 | PACT BC Ratio | 0 | 0 | 0 | 0 | 0 | 0 | 0 | 0 | 0 | 0 | 0 | 0 | 0 | 0 | 0 | 0 | 0 | 0 | 0 | 0 | 0 | 0 | 0 | 0 | 0 | 0 | 0 | 0 | 0 | 0 | 0 | 0 | 0
F3_Commercial_Retail_Existing_Space Heating_Natural Gas_Furnace_E10 | F3 | Commercial | Retail | Existing | Space Heating | Natural Gas | Furnace | E10 | PACT BC Ratio | 0 | 0 | 0 | 0 | 0 | 0 | 0 | 0 | 0 | 0 | 0 | 0 | 0 | 0 | 0 | 0 | 0 | 0 | 0 | 0 | 0 | 0 | 0 | 0 | 0 | 0 | 0 | 0 | 0 | 0 | 0 | 0 | 0
F4_Commercial_Retail_Existing_Space Heating_Natural Gas_Furnace_E1 | F4 | Commercial | Retail | Existing | Space Heating | Natural Gas | Furnace | E1 | RVT BC Ratio | bar: 2019 to 2051
F4_Commercial_Retail_Existing_Space Heating_Natural Gas_Furnace_E2 | F4 | Commercial | Retail | Existing | Space Heating | Natural Gas | Furnace | E2 | RVT BC Ratio | 4.3719 | 4.3752 | 4.3787 | 4.3841 | 4.3916 | 4.4032 | 4.4113 | 4.4175 | 4.4245 | 4.4309 | 4.4354 | 4.4381 | 4.4405 | 4.4427 | 4.4456 | 4.4468 | 4.4488 | 4.4527 | 4.4568 | 4.4615 | 4.4671 | 4.4719 | 4.4755 | 4.4783 | 4.4802 | 4.4807 | 4.4797 | 4.4777 | 4.4761 | 4.4753 | 4.4759 | 4.4761 | 4.4761
F4_Commercial_Retail_Existing_Space Heating_Natural Gas_Furnace_E3 | F4 | Commercial | Retail | Existing | Space Heating | Natural Gas | Furnace | E3 | RVT BC Ratio | 3.4633 | 3.4658 | 3.4685 | 3.4725 | 3.4782 | 3.4869 | 3.493 | 3.4977 | 3.5029 | 3.5078 | 3.5111 | 3.5131 | 3.515 | 3.5166 | 3.5188 | 3.5197 | 3.5212 | 3.5241 | 3.5272 | 3.5308 | 3.535 | 3.5386 | 3.5413 | 3.5434 | 3.5448 | 3.5452 | 3.5445 | 3.543 | 3.5418 | 3.5412 | 3.5416 | 3.5418 | 3.5418
F4_Commercial_Retail_Existing_Space Heating_Natural Gas_Furnace_E4 | F4 | Commercial | Retail | Existing | Space Heating | Natural Gas | Furnace | E4 | RVT BC Ratio | 0.80225 | 0.80234 | 0.80245 | 0.80259 | 0.80278 | 0.80302 | 0.80322 | 0.8034 | 0.80357 | 0.80373 | 0.80385 | 0.80392 | 0.80397 | 0.804 | 0.80404 | 0.80404 | 0.80406 | 0.8041 | 0.80415 | 0.80422 | 0.8043 | 0.80437 | 0.80442 | 0.80446 | 0.80448 | 0.80449 | 0.80448 | 0.80445 | 0.80443 | 0.80441 | 0.80442 | 0.80443 | 0.80443
F4_Commercial_Retail_Existing_Space Heating_Natural Gas_Furnace_E5 | F4 | Commercial | Retail | Existing | Space Heating | Natural Gas | Furnace | E5 | RVT BC Ratio | 0 | 0 | 0 | 0 | 0 | 0 | 0 | 0 | 0 | 0 | 0 | 0 | 0 | 0 | 0 | 0 | 0 | 0 | 0 | 0 | 0 | 0 | 0 | 0 | 0 | 0 | 0 | 0 | 0 | 0 | 0 | 0 | 0
F4_Commercial_Retail_Existing_Space Heating_Natural Gas_Furnace_E6 | F4 | Commercial | Retail | Existing | Space Heating | Natural Gas | Furnace | E6 | RVT BC Ratio | 0 | 0 | 0 | 0 | 0 | 0 | 0 | 0 | 0 | 0 | 0 | 0 | 0 | 0 | 0 | 0 | 0 | 0 | 0 | 0 | 0 | 0 | 0 | 0 | 0 | 0 | 0 | 0 | 0 | 0 | 0 | 0 | 0
F4_Commercial_Retail_Existing_Space Heating_Natural Gas_Furnace_E7 | F4 | Commercial | Retail | Existing | Space Heating | Natural Gas | Furnace | E7 | RVT BC Ratio | 0 | 0 | 0 | 0 | 0 | 0 | 0 | 0 | 0 | 0 | 0 | 0 | 0 | 0 | 0 | 0 | 0 | 0 | 0 | 0 | 0 | 0 | 0 | 0 | 0 | 0 | 0 | 0 | 0 | 0 | 0 | 0 | 0
F4_Commercial_Retail_Existing_Space Heating_Natural Gas_Furnace_E8 | F4 | Commercial | Retail | Existing | Space Heating | Natural Gas | Furnace | E8 | RVT BC Ratio | 0 | 0 | 0 | 0 | 0 | 0 | 0 | 0 | 0 | 0 | 0 | 0 | 0 | 0 | 0 | 0 | 0 | 0 | 0 | 0 | 0 | 0 | 0 | 0 | 0 | 0 | 0 | 0 | 0 | 0 | 0 | 0 | 0
F4_Commercial_Retail_Existing_Space Heating_Natural Gas_Furnace_E9 | F4 | Commercial | Retail | Existing | Space Heating | Natural Gas | Furnace | E9 | RVT BC Ratio | 0 | 0 | 0 | 0 | 0 | 0 | 0 | 0 | 0 | 0 | 0 | 0 | 0 | 0 | 0 | 0 | 0 | 0 | 0 | 0 | 0 | 0 | 0 | 0 | 0 | 0 | 0 | 0 | 0 | 0 | 0 | 0 | 0
F4_Commercial_Retail_Existing_Space Heating_Natural Gas_Furnace_E10 | F4 | Commercial | Retail | Existing | Space Heating | Natural Gas | Furnace | E10 | RVT BC Ratio | 0 | 0 | 0 | 0 | 0 | 0 | 0 | 0 | 0 | 0 | 0 | 0 | 0 | 0 | 0 | 0 | 0 | 0 | 0 | 0 | 0 | 0 | 0 | 0 | 0 | 0 | 0 | 0 | 0 | 0 | 0 | 0 | 0
F5_Commercial_Retail_Existing_Space Heating_Natural Gas_Furnace_E1 | F5 | Commercial | Retail | Existing | Space Heating | Natural Gas | Furnace | E1 | RIM BC Ratio | bar: 2019 to 2051
F5_Commercial_Retail_Existing_Space Heating_Natural Gas_Furnace_E2 | F5 | Commercial | Retail | Existing | Space Heating | Natural Gas | Furnace | E2 | RIM BC Ratio | 0.67037 | 0.67049 | 0.67061 | 0.6708 | 0.67108 | 0.67149 | 0.67177 | 0.67199 | 0.67224 | 0.67246 | 0.67262 | 0.67271 | 0.6728 | 0.67287 | 0.67298 | 0.67302 | 0.67309 | 0.67322 | 0.67336 | 0.67353 | 0.67372 | 0.67388 | 0.67401 | 0.67411 | 0.67417 | 0.67419 | 0.67415 | 0.67408 | 0.67403 | 0.674 | 0.67402 | 0.67403 | 0.67403
F5_Commercial_Retail_Existing_Space Heating_Natural Gas_Furnace_E3 | F5 | Commercial | Retail | Existing | Space Heating | Natural Gas | Furnace | E3 | RIM BC Ratio | 0.62962 | 0.62975 | 0.6299 | 0.63013 | 0.63045 | 0.63093 | 0.63126 | 0.63152 | 0.63181 | 0.63207 | 0.63226 | 0.63237 | 0.63247 | 0.63256 | 0.63268 | 0.63272 | 0.63281 | 0.63296 | 0.63313 | 0.63332 | 0.63355 | 0.63374 | 0.63389 | 0.634 | 0.63408 | 0.6341 | 0.63406 | 0.63398 | 0.63391 | 0.63388 | 0.63391 | 0.63391 | 0.63391
F5_Commercial_Retail_Existing_Space Heating_Natural Gas_Furnace_E4 | F5 | Commercial | Retail | Existing | Space Heating | Natural Gas | Furnace | E4 | RIM BC Ratio | 0.085153 | 0.085223 | 0.085303 | 0.085409 | 0.085547 | 0.08573 | 0.08588 | 0.086011 | 0.086143 | 0.086261 | 0.086348 | 0.086401 | 0.086439 | 0.086464 | 0.086489 | 0.086493 | 0.086503 | 0.086535 | 0.086574 | 0.086623 | 0.086684 | 0.086734 | 0.086772 | 0.086801 | 0.086821 | 0.086826 | 0.086816 | 0.086795 | 0.086778 | 0.08677 | 0.086776 | 0.086778 | 0.086778
F5_Commercial_Retail_Existing_Space Heating_Natural Gas_Furnace_E5 | F5 | Commercial | Retail | Existing | Space Heating | Natural Gas | Furnace | E5 | RIM BC Ratio | 0 | 0 | 0 | 0 | 0 | 0 | 0 | 0 | 0 | 0 | 0 | 0 | 0 | 0 | 0 | 0 | 0 | 0 | 0 | 0 | 0 | 0 | 0 | 0 | 0 | 0 | 0 | 0 | 0 | 0 | 0 | 0 | 0
F5_Commercial_Retail_Existing_Space Heating_Natural Gas_Furnace_E6 | F5 | Commercial | Retail | Existing | Space Heating | Natural Gas | Furnace | E6 | RIM BC Ratio | 0 | 0 | 0 | 0 | 0 | 0 | 0 | 0 | 0 | 0 | 0 | 0 | 0 | 0 | 0 | 0 | 0 | 0 | 0 | 0 | 0 | 0 | 0 | 0 | 0 | 0 | 0 | 0 | 0 | 0 | 0 | 0 | 0
F5_Commercial_Retail_Existing_Space Heating_Natural Gas_Furnace_E7 | F5 | Commercial | Retail | Existing | Space Heating | Natural Gas | Furnace | E7 | RIM BC Ratio | 0 | 0 | 0 | 0 | 0 | 0 | 0 | 0 | 0 | 0 | 0 | 0 | 0 | 0 | 0 | 0 | 0 | 0 | 0 | 0 | 0 | 0 | 0 | 0 | 0 | 0 | 0 | 0 | 0 | 0 | 0 | 0 | 0
F5_Commercial_Retail_Existing_Space Heating_Natural Gas_Furnace_E8 | F5 | Commercial | Retail | Existing | Space Heating | Natural Gas | Furnace | E8 | RIM BC Ratio | 0 | 0 | 0 | 0 | 0 | 0 | 0 | 0 | 0 | 0 | 0 | 0 | 0 | 0 | 0 | 0 | 0 | 0 | 0 | 0 | 0 | 0 | 0 | 0 | 0 | 0 | 0 | 0 | 0 | 0 | 0 | 0 | 0
F5_Commercial_Retail_Existing_Space Heating_Natural Gas_Furnace_E9 | F5 | Commercial | Retail | Existing | Space Heating | Natural Gas | Furnace | E9 | RIM BC Ratio | 0 | 0 | 0 | 0 | 0 | 0 | 0 | 0 | 0 | 0 | 0 | 0 | 0 | 0 | 0 | 0 | 0 | 0 | 0 | 0 | 0 | 0 | 0 | 0 | 0 | 0 | 0 | 0 | 0 | 0 | 0 | 0 | 0
F5_Commercial_Retail_Existing_Space Heating_Natural Gas_Furnace_E10 | F5 | Commercial | Retail | Existing | Space Heating | Natural Gas | Furnace | E10 | RIM BC Ratio | 0 | 0 | 0 | 0 | 0 | 0 | 0 | 0 | 0 | 0 | 0 | 0 | 0 | 0 | 0 | 0 | 0 | 0 | 0 | 0 | 0 | 0 | 0 | 0 | 0 | 0 | 0 | 0 | 0 | 0 | 0 | 0 | 0
F0_Commercial_Retail_Existing_Space Heating_Natural Gas_Boiler_E0 | F0 | Commercial | Retail | Existing | Space Heating | Natural Gas | Boiler | E0 | Economic Unit | AFUE 97% | AFUE 97% | AFUE 97% | AFUE 97% | AFUE 97% | AFUE 97% | AFUE 97% | AFUE 97% | AFUE 97% | AFUE 97% | AFUE 97% | AFUE 97% | AFUE 97% | AFUE 97% | AFUE 97% | AFUE 97% | AFUE 97% | AFUE 97% | AFUE 97% | AFUE 97% | AFUE 97% | AFUE 97% | AFUE 97% | AFUE 97% | AFUE 97% | AFUE 97% | AFUE 97% | AFUE 97% | AFUE 97% | AFUE 97% | AFUE 97% | AFUE 97% | AFUE 97%
F1_Commercial_Retail_Existing_Space Heating_Natural Gas_Boiler_E1 | F1 | Commercial | Retail | Existing | Space Heating | Natural Gas | Boiler | E1 | CCE | 0 | 0 | 0 | 0 | 0 | 0 | 0 | 0 | 0 | 0 | 0 | 0 | 0 | 0 | 0 | 0 | 0 | 0 | 0 | 0 | 0 | 0 | 0 | 0 | 0 | 0 | 0 | 0 | 0 | 0 | 0 | 0 | 0
F1_Commercial_Retail_Existing_Space Heating_Natural Gas_Boiler_E2 | F1 | Commercial | Retail | Existing | Space Heating | Natural Gas | Boiler | E2 | CCE | 1.0292 | 1.0292 | 1.0347 | 1.0402 | 1.0458 | 1.0515 | 1.0572 | 1.063 | 1.0688 | 1.0747 | 1.0807 | 1.0868 | 1.0929 | 1.099 | 1.1053 | 1.1116 | 1.118 | 1.1244 | 1.131 | 1.1376 | 1.1443 | 1.151 | 1.1579 | 1.1648 | 1.1719 | 1.1789 | 1.1861 | 1.1934 | 1.2008 | 1.2082 | 1.2158 | 1.2234 | 1.2234
F1_Commercial_Retail_Existing_Space Heating_Natural Gas_Boiler_E3 | F1 | Commercial | Retail | Existing | Space Heating | Natural Gas | Boiler | E3 | CCE | 1.0392 | 1.0392 | 1.0448 | 1.0504 | 1.056 | 1.0617 | 1.0675 | 1.0733 | 1.0792 | 1.0852 | 1.0912 | 1.0973 | 1.1035 | 1.1097 | 1.116 | 1.1224 | 1.1289 | 1.1354 | 1.142 | 1.1487 | 1.1554 | 1.1622 | 1.1692 | 1.1762 | 1.1833 | 1.1904 | 1.1977 | 1.205 | 1.2124 | 1.22 | 1.2276 | 1.2353 | 1.2353
F1_Commercial_Retail_Existing_Space Heating_Natural Gas_Boiler_E4 | F1 | Commercial | Retail | Existing | Space Heating | Natural Gas | Boiler | E4 | CCE | 5.2774 | 5.2774 | 5.3055 | 5.3339 | 5.3626 | 5.3915 | 5.4209 | 5.4505 | 5.4805 | 5.5107 | 5.5414 | 5.5723 | 5.6037 | 5.6353 | 5.6674 | 5.6997 | 5.7325 | 5.7656 | 5.7992 | 5.8331 | 5.8674 | 5.902 | 5.9372 | 5.9727 | 6.0087 | 6.045 | 6.0819 | 6.1192 | 6.157 | 6.1952 | 6.2339 | 6.2731 | 6.2731
F1_Commercial_Retail_Existing_Space Heating_Natural Gas_Boiler_E5 | F1 | Commercial | Retail | Existing | Space Heating | Natural Gas | Boiler | E5 | CCE | 0 | 0 | 0 | 0 | 0 | 0 | 0 | 0 | 0 | 0 | 0 | 0 | 0 | 0 | 0 | 0 | 0 | 0 | 0 | 0 | 0 | 0 | 0 | 0 | 0 | 0 | 0 | 0 | 0 | 0 | 0 | 0 | 0
F1_Commercial_Retail_Existing_Space Heating_Natural Gas_Boiler_E6 | F1 | Commercial | Retail | Existing | Space Heating | Natural Gas | Boiler | E6 | CCE | 0 | 0 | 0 | 0 | 0 | 0 | 0 | 0 | 0 | 0 | 0 | 0 | 0 | 0 | 0 | 0 | 0 | 0 | 0 | 0 | 0 | 0 | 0 | 0 | 0 | 0 | 0 | 0 | 0 | 0 | 0 | 0 | 0
F1_Commercial_Retail_Existing_Space Heating_Natural Gas_Boiler_E7 | F1 | Commercial | Retail | Existing | Space Heating | Natural Gas | Boiler | E7 | CCE | 0 | 0 | 0 | 0 | 0 | 0 | 0 | 0 | 0 | 0 | 0 | 0 | 0 | 0 | 0 | 0 | 0 | 0 | 0 | 0 | 0 | 0 | 0 | 0 | 0 | 0 | 0 | 0 | 0 | 0 | 0 | 0 | 0
F1_Commercial_Retail_Existing_Space Heating_Natural Gas_Boiler_E8 | F1 | Commercial | Retail | Existing | Space Heating | Natural Gas | Boiler | E8 | CCE | 0 | 0 | 0 | 0 | 0 | 0 | 0 | 0 | 0 | 0 | 0 | 0 | 0 | 0 | 0 | 0 | 0 | 0 | 0 | 0 | 0 | 0 | 0 | 0 | 0 | 0 | 0 | 0 | 0 | 0 | 0 | 0 | 0
F1_Commercial_Retail_Existing_Space Heating_Natural Gas_Boiler_E9 | F1 | Commercial | Retail | Existing | Space Heating | Natural Gas | Boiler | E9 | CCE | 0 | 0 | 0 | 0 | 0 | 0 | 0 | 0 | 0 | 0 | 0 | 0 | 0 | 0 | 0 | 0 | 0 | 0 | 0 | 0 | 0 | 0 | 0 | 0 | 0 | 0 | 0 | 0 | 0 | 0 | 0 | 0 | 0
F1_Commercial_Retail_Existing_Space Heating_Natural Gas_Boiler_E10 | F1 | Commercial | Retail | Existing | Space Heating | Natural Gas | Boiler | E10 | CCE | 0 | 0 | 0 | 0 | 0 | 0 | 0 | 0 | 0 | 0 | 0 | 0 | 0 | 0 | 0 | 0 | 0 | 0 | 0 | 0 | 0 | 0 | 0 | 0 | 0 | 0 | 0 | 0 | 0 | 0 | 0 | 0 | 0
F2_Commercial_Retail_Existing_Space Heating_Natural Gas_Boiler_E1 | F2 | Commercial | Retail | Existing | Space Heating | Natural Gas | Boiler | E1 | TRC BC Ratio | bar: 2019 to 2051
F2_Commercial_Retail_Existing_Space Heating_Natural Gas_Boiler_E2 | F2 | Commercial | Retail | Existing | Space Heating | Natural Gas | Boiler | E2 | TRC BC Ratio | 1.747 | 1.7487 | 1.7505 | 1.7531 | 1.7567 | 1.7621 | 1.7659 | 1.7687 | 1.7718 | 1.7747 | 1.7766 | 1.7778 | 1.7789 | 1.7799 | 1.7812 | 1.7818 | 1.7827 | 1.7845 | 1.7863 | 1.7885 | 1.791 | 1.7931 | 1.7948 | 1.7961 | 1.7969 | 1.7972 | 1.7967 | 1.7958 | 1.7951 | 1.7947 | 1.795 | 1.7951 | 1.7951
F2_Commercial_Retail_Existing_Space Heating_Natural Gas_Boiler_E3 | F2 | Commercial | Retail | Existing | Space Heating | Natural Gas | Boiler | E3 | TRC BC Ratio | 1.7302 | 1.7318 | 1.7336 | 1.7362 | 1.7398 | 1.7451 | 1.7488 | 1.7517 | 1.7548 | 1.7576 | 1.7595 | 1.7607 | 1.7618 | 1.7628 | 1.7641 | 1.7646 | 1.7655 | 1.7673 | 1.7691 | 1.7712 | 1.7738 | 1.7759 | 1.7775 | 1.7788 | 1.7796 | 1.7798 | 1.7794 | 1.7785 | 1.7778 | 1.7774 | 1.7777 | 1.7778 | 1.7778
F2_Commercial_Retail_Existing_Space Heating_Natural Gas_Boiler_E4 | F2 | Commercial | Retail | Existing | Space Heating | Natural Gas | Boiler | E4 | TRC BC Ratio | 0.34674 | 0.34712 | 0.34755 | 0.34807 | 0.3487 | 0.34947 | 0.35011 | 0.35064 | 0.35115 | 0.35158 | 0.35188 | 0.35208 | 0.35222 | 0.35232 | 0.35241 | 0.35241 | 0.35244 | 0.35254 | 0.35267 | 0.35284 | 0.35306 | 0.35323 | 0.35336 | 0.35347 | 0.35353 | 0.35355 | 0.35352 | 0.35344 | 0.35338 | 0.35336 | 0.35338 | 0.35338 | 0.35338
F2_Commercial_Retail_Existing_Space Heating_Natural Gas_Boiler_E5 | F2 | Commercial | Retail | Existing | Space Heating | Natural Gas | Boiler | E5 | TRC BC Ratio | 0 | 0 | 0 | 0 | 0 | 0 | 0 | 0 | 0 | 0 | 0 | 0 | 0 | 0 | 0 | 0 | 0 | 0 | 0 | 0 | 0 | 0 | 0 | 0 | 0 | 0 | 0 | 0 | 0 | 0 | 0 | 0 | 0
F2_Commercial_Retail_Existing_Space Heating_Natural Gas_Boiler_E6 | F2 | Commercial | Retail | Existing | Space Heating | Natural Gas | Boiler | E6 | TRC BC Ratio | 0 | 0 | 0 | 0 | 0 | 0 | 0 | 0 | 0 | 0 | 0 | 0 | 0 | 0 | 0 | 0 | 0 | 0 | 0 | 0 | 0 | 0 | 0 | 0 | 0 | 0 | 0 | 0 | 0 | 0 | 0 | 0 | 0
F2_Commercial_Retail_Existing_Space Heating_Natural Gas_Boiler_E7 | F2 | Commercial | Retail | Existing | Space Heating | Natural Gas | Boiler | E7 | TRC BC Ratio | 0 | 0 | 0 | 0 | 0 | 0 | 0 | 0 | 0 | 0 | 0 | 0 | 0 | 0 | 0 | 0 | 0 | 0 | 0 | 0 | 0 | 0 | 0 | 0 | 0 | 0 | 0 | 0 | 0 | 0 | 0 | 0 | 0
F2_Commercial_Retail_Existing_Space Heating_Natural Gas_Boiler_E8 | F2 | Commercial | Retail | Existing | Space Heating | Natural Gas | Boiler | E8 | TRC BC Ratio | 0 | 0 | 0 | 0 | 0 | 0 | 0 | 0 | 0 | 0 | 0 | 0 | 0 | 0 | 0 | 0 | 0 | 0 | 0 | 0 | 0 | 0 | 0 | 0 | 0 | 0 | 0 | 0 | 0 | 0 | 0 | 0 | 0
F2_Commercial_Retail_Existing_Space Heating_Natural Gas_Boiler_E9 | F2 | Commercial | Retail | Existing | Space Heating | Natural Gas | Boiler | E9 | TRC BC Ratio | 0 | 0 | 0 | 0 | 0 | 0 | 0 | 0 | 0 | 0 | 0 | 0 | 0 | 0 | 0 | 0 | 0 | 0 | 0 | 0 | 0 | 0 | 0 | 0 | 0 | 0 | 0 | 0 | 0 | 0 | 0 | 0 | 0
F2_Commercial_Retail_Existing_Space Heating_Natural Gas_Boiler_E10 | F2 | Commercial | Retail | Existing | Space Heating | Natural Gas | Boiler | E10 | TRC BC Ratio | 0 | 0 | 0 | 0 | 0 | 0 | 0 | 0 | 0 | 0 | 0 | 0 | 0 | 0 | 0 | 0 | 0 | 0 | 0 | 0 | 0 | 0 | 0 | 0 | 0 | 0 | 0 | 0 | 0 | 0 | 0 | 0 | 0
F3_Commercial_Retail_Existing_Space Heating_Natural Gas_Boiler_E1 | F3 | Commercial | Retail | Existing | Space Heating | Natural Gas | Boiler | E1 | PACT BC Ratio | bar: 2019 to 2051
F3_Commercial_Retail_Existing_Space Heating_Natural Gas_Boiler_E2 | F3 | Commercial | Retail | Existing | Space Heating | Natural Gas | Boiler | E2 | PACT BC Ratio | 2.3293 | 2.3316 | 2.334 | 2.3375 | 2.3423 | 2.3495 | 2.3545 | 2.3583 | 2.3625 | 2.3662 | 2.3688 | 2.3704 | 2.3719 | 2.3733 | 2.375 | 2.3757 | 2.3769 | 2.3793 | 2.3817 | 2.3846 | 2.388 | 2.3909 | 2.3931 | 2.3948 | 2.3959 | 2.3962 | 2.3956 | 2.3944 | 2.3934 | 2.3929 | 2.3933 | 2.3934 | 2.3934
F3_Commercial_Retail_Existing_Space Heating_Natural Gas_Boiler_E3 | F3 | Commercial | Retail | Existing | Space Heating | Natural Gas | Boiler | E3 | PACT BC Ratio | 2.3069 | 2.3091 | 2.3115 | 2.315 | 2.3197 | 2.3268 | 2.3318 | 2.3356 | 2.3397 | 2.3435 | 2.346 | 2.3476 | 2.3491 | 2.3504 | 2.3521 | 2.3528 | 2.354 | 2.3564 | 2.3588 | 2.3616 | 2.365 | 2.3678 | 2.37 | 2.3717 | 2.3728 | 2.3731 | 2.3725 | 2.3713 | 2.3704 | 2.3699 | 2.3702 | 2.3704 | 2.3704
F3_Commercial_Retail_Existing_Space Heating_Natural Gas_Boiler_E4 | F3 | Commercial | Retail | Existing | Space Heating | Natural Gas | Boiler | E4 | PACT BC Ratio | 0.46232 | 0.46282 | 0.4634 | 0.4641 | 0.46493 | 0.46596 | 0.46681 | 0.46753 | 0.4682 | 0.46877 | 0.46918 | 0.46944 | 0.46963 | 0.46976 | 0.46988 | 0.46988 | 0.46991 | 0.47005 | 0.47022 | 0.47045 | 0.47074 | 0.47097 | 0.47115 | 0.47129 | 0.47138 | 0.4714 | 0.47136 | 0.47126 | 0.47118 | 0.47114 | 0.47117 | 0.47118 | 0.47118
F3_Commercial_Retail_Existing_Space Heating_Natural Gas_Boiler_E5 | F3 | Commercial | Retail | Existing | Space Heating | Natural Gas | Boiler | E5 | PACT BC Ratio | 0 | 0 | 0 | 0 | 0 | 0 | 0 | 0 | 0 | 0 | 0 | 0 | 0 | 0 | 0 | 0 | 0 | 0 | 0 | 0 | 0 | 0 | 0 | 0 | 0 | 0 | 0 | 0 | 0 | 0 | 0 | 0 | 0
F3_Commercial_Retail_Existing_Space Heating_Natural Gas_Boiler_E6 | F3 | Commercial | Retail | Existing | Space Heating | Natural Gas | Boiler | E6 | PACT BC Ratio | 0 | 0 | 0 | 0 | 0 | 0 | 0 | 0 | 0 | 0 | 0 | 0 | 0 | 0 | 0 | 0 | 0 | 0 | 0 | 0 | 0 | 0 | 0 | 0 | 0 | 0 | 0 | 0 | 0 | 0 | 0 | 0 | 0
F3_Commercial_Retail_Existing_Space Heating_Natural Gas_Boiler_E7 | F3 | Commercial | Retail | Existing | Space Heating | Natural Gas | Boiler | E7 | PACT BC Ratio | 0 | 0 | 0 | 0 | 0 | 0 | 0 | 0 | 0 | 0 | 0 | 0 | 0 | 0 | 0 | 0 | 0 | 0 | 0 | 0 | 0 | 0 | 0 | 0 | 0 | 0 | 0 | 0 | 0 | 0 | 0 | 0 | 0
F3_Commercial_Retail_Existing_Space Heating_Natural Gas_Boiler_E8 | F3 | Commercial | Retail | Existing | Space Heating | Natural Gas | Boiler | E8 | PACT BC Ratio | 0 | 0 | 0 | 0 | 0 | 0 | 0 | 0 | 0 | 0 | 0 | 0 | 0 | 0 | 0 | 0 | 0 | 0 | 0 | 0 | 0 | 0 | 0 | 0 | 0 | 0 | 0 | 0 | 0 | 0 | 0 | 0 | 0
F3_Commercial_Retail_Existing_Space Heating_Natural Gas_Boiler_E9 | F3 | Commercial | Retail | Existing | Space Heating | Natural Gas | Boiler | E9 | PACT BC Ratio | 0 | 0 | 0 | 0 | 0 | 0 | 0 | 0 | 0 | 0 | 0 | 0 | 0 | 0 | 0 | 0 | 0 | 0 | 0 | 0 | 0 | 0 | 0 | 0 | 0 | 0 | 0 | 0 | 0 | 0 | 0 | 0 | 0
F3_Commercial_Retail_Existing_Space Heating_Natural Gas_Boiler_E10 | F3 | Commercial | Retail | Existing | Space Heating | Natural Gas | Boiler | E10 | PACT BC Ratio | 0 | 0 | 0 | 0 | 0 | 0 | 0 | 0 | 0 | 0 | 0 | 0 | 0 | 0 | 0 | 0 | 0 | 0 | 0 | 0 | 0 | 0 | 0 | 0 | 0 | 0 | 0 | 0 | 0 | 0 | 0 | 0 | 0
F4_Commercial_Retail_Existing_Space Heating_Natural Gas_Boiler_E1 | F4 | Commercial | Retail | Existing | Space Heating | Natural Gas | Boiler | E1 | RVT BC Ratio | bar: 2019 to 2051
F4_Commercial_Retail_Existing_Space Heating_Natural Gas_Boiler_E2 | F4 | Commercial | Retail | Existing | Space Heating | Natural Gas | Boiler | E2 | RVT BC Ratio | 3.2116 | 3.214 | 3.2166 | 3.2204 | 3.2256 | 3.2333 | 3.2387 | 3.2429 | 3.2473 | 3.2514 | 3.2542 | 3.2559 | 3.2575 | 3.259 | 3.2609 | 3.2616 | 3.263 | 3.2655 | 3.2681 | 3.2712 | 3.2749 | 3.278 | 3.2804 | 3.2822 | 3.2834 | 3.2837 | 3.2831 | 3.2818 | 3.2807 | 3.2802 | 3.2806 | 3.2807 | 3.2807
F4_Commercial_Retail_Existing_Space Heating_Natural Gas_Boiler_E3 | F4 | Commercial | Retail | Existing | Space Heating | Natural Gas | Boiler | E3 | RVT BC Ratio | 3.1874 | 3.1898 | 3.1924 | 3.1961 | 3.2013 | 3.2089 | 3.2143 | 3.2184 | 3.2228 | 3.2269 | 3.2296 | 3.2313 | 3.2329 | 3.2343 | 3.2362 | 3.237 | 3.2383 | 3.2408 | 3.2434 | 3.2465 | 3.2501 | 3.2531 | 3.2555 | 3.2573 | 3.2585 | 3.2588 | 3.2582 | 3.2569 | 3.2559 | 3.2554 | 3.2557 | 3.2559 | 3.2559
F4_Commercial_Retail_Existing_Space Heating_Natural Gas_Boiler_E4 | F4 | Commercial | Retail | Existing | Space Heating | Natural Gas | Boiler | E4 | RVT BC Ratio | 1.1985 | 1.199 | 1.1997 | 1.2004 | 1.2013 | 1.2024 | 1.2033 | 1.2041 | 1.2048 | 1.2055 | 1.2059 | 1.2062 | 1.2064 | 1.2065 | 1.2066 | 1.2067 | 1.2067 | 1.2068 | 1.207 | 1.2073 | 1.2076 | 1.2078 | 1.208 | 1.2082 | 1.2083 | 1.2083 | 1.2082 | 1.2081 | 1.2081 | 1.208 | 1.208 | 1.2081 | 1.2081
F4_Commercial_Retail_Existing_Space Heating_Natural Gas_Boiler_E5 | F4 | Commercial | Retail | Existing | Space Heating | Natural Gas | Boiler | E5 | RVT BC Ratio | 0 | 0 | 0 | 0 | 0 | 0 | 0 | 0 | 0 | 0 | 0 | 0 | 0 | 0 | 0 | 0 | 0 | 0 | 0 | 0 | 0 | 0 | 0 | 0 | 0 | 0 | 0 | 0 | 0 | 0 | 0 | 0 | 0
F4_Commercial_Retail_Existing_Space Heating_Natural Gas_Boiler_E6 | F4 | Commercial | Retail | Existing | Space Heating | Natural Gas | Boiler | E6 | RVT BC Ratio | 0 | 0 | 0 | 0 | 0 | 0 | 0 | 0 | 0 | 0 | 0 | 0 | 0 | 0 | 0 | 0 | 0 | 0 | 0 | 0 | 0 | 0 | 0 | 0 | 0 | 0 | 0 | 0 | 0 | 0 | 0 | 0 | 0
F4_Commercial_Retail_Existing_Space Heating_Natural Gas_Boiler_E7 | F4 | Commercial | Retail | Existing | Space Heating | Natural Gas | Boiler | E7 | RVT BC Ratio | 0 | 0 | 0 | 0 | 0 | 0 | 0 | 0 | 0 | 0 | 0 | 0 | 0 | 0 | 0 | 0 | 0 | 0 | 0 | 0 | 0 | 0 | 0 | 0 | 0 | 0 | 0 | 0 | 0 | 0 | 0 | 0 | 0
F4_Commercial_Retail_Existing_Space Heating_Natural Gas_Boiler_E8 | F4 | Commercial | Retail | Existing | Space Heating | Natural Gas | Boiler | E8 | RVT BC Ratio | 0 | 0 | 0 | 0 | 0 | 0 | 0 | 0 | 0 | 0 | 0 | 0 | 0 | 0 | 0 | 0 | 0 | 0 | 0 | 0 | 0 | 0 | 0 | 0 | 0 | 0 | 0 | 0 | 0 | 0 | 0 | 0 | 0
F4_Commercial_Retail_Existing_Space Heating_Natural Gas_Boiler_E9 | F4 | Commercial | Retail | Existing | Space Heating | Natural Gas | Boiler | E9 | RVT BC Ratio | 0 | 0 | 0 | 0 | 0 | 0 | 0 | 0 | 0 | 0 | 0 | 0 | 0 | 0 | 0 | 0 | 0 | 0 | 0 | 0 | 0 | 0 | 0 | 0 | 0 | 0 | 0 | 0 | 0 | 0 | 0 | 0 | 0
F4_Commercial_Retail_Existing_Space Heating_Natural Gas_Boiler_E10 | F4 | Commercial | Retail | Existing | Space Heating | Natural Gas | Boiler | E10 | RVT BC Ratio | 0 | 0 | 0 | 0 | 0 | 0 | 0 | 0 | 0 | 0 | 0 | 0 | 0 | 0 | 0 | 0 | 0 | 0 | 0 | 0 | 0 | 0 | 0 | 0 | 0 | 0 | 0 | 0 | 0 | 0 | 0 | 0 | 0
F5_Commercial_Retail_Existing_Space Heating_Natural Gas_Boiler_E1 | F5 | Commercial | Retail | Existing | Space Heating | Natural Gas | Boiler | E1 | RIM BC Ratio | bar: 2019 to 2051
F5_Commercial_Retail_Existing_Space Heating_Natural Gas_Boiler_E2 | F5 | Commercial | Retail | Existing | Space Heating | Natural Gas | Boiler | E2 | RIM BC Ratio | 0.61449 | 0.61464 | 0.61481 | 0.61505 | 0.61539 | 0.61588 | 0.61622 | 0.61648 | 0.61677 | 0.61703 | 0.6172 | 0.61731 | 0.61741 | 0.6175 | 0.61762 | 0.61767 | 0.61775 | 0.61791 | 0.61808 | 0.61827 | 0.6185 | 0.61869 | 0.61884 | 0.61895 | 0.61902 | 0.61905 | 0.61901 | 0.61892 | 0.61886 | 0.61883 | 0.61885 | 0.61886 | 0.61886
F5_Commercial_Retail_Existing_Space Heating_Natural Gas_Boiler_E3 | F5 | Commercial | Retail | Existing | Space Heating | Natural Gas | Boiler | E3 | RIM BC Ratio | 0.61291 | 0.61307 | 0.61324 | 0.61348 | 0.61382 | 0.61431 | 0.61466 | 0.61492 | 0.61521 | 0.61547 | 0.61564 | 0.61575 | 0.61585 | 0.61594 | 0.61606 | 0.61611 | 0.61619 | 0.61635 | 0.61652 | 0.61671 | 0.61694 | 0.61713 | 0.61728 | 0.6174 | 0.61747 | 0.61749 | 0.61745 | 0.61737 | 0.61731 | 0.61728 | 0.6173 | 0.61731 | 0.61731
F5_Commercial_Retail_Existing_Space Heating_Natural Gas_Boiler_E4 | F5 | Commercial | Retail | Existing | Space Heating | Natural Gas | Boiler | E4 | RIM BC Ratio | 0.29752 | 0.29773 | 0.29797 | 0.29826 | 0.2986 | 0.29903 | 0.29938 | 0.29967 | 0.29995 | 0.30018 | 0.30035 | 0.30046 | 0.30054 | 0.30059 | 0.30064 | 0.30064 | 0.30065 | 0.30071 | 0.30078 | 0.30087 | 0.30099 | 0.30108 | 0.30116 | 0.30121 | 0.30125 | 0.30126 | 0.30124 | 0.3012 | 0.30117 | 0.30115 | 0.30116 | 0.30117 | 0.30117
F5_Commercial_Retail_Existing_Space Heating_Natural Gas_Boiler_E5 | F5 | Commercial | Retail | Existing | Space Heating | Natural Gas | Boiler | E5 | RIM BC Ratio | 0 | 0 | 0 | 0 | 0 | 0 | 0 | 0 | 0 | 0 | 0 | 0 | 0 | 0 | 0 | 0 | 0 | 0 | 0 | 0 | 0 | 0 | 0 | 0 | 0 | 0 | 0 | 0 | 0 | 0 | 0 | 0 | 0
F5_Commercial_Retail_Existing_Space Heating_Natural Gas_Boiler_E6 | F5 | Commercial | Retail | Existing | Space Heating | Natural Gas | Boiler | E6 | RIM BC Ratio | 0 | 0 | 0 | 0 | 0 | 0 | 0 | 0 | 0 | 0 | 0 | 0 | 0 | 0 | 0 | 0 | 0 | 0 | 0 | 0 | 0 | 0 | 0 | 0 | 0 | 0 | 0 | 0 | 0 | 0 | 0 | 0 | 0
F5_Commercial_Retail_Existing_Space Heating_Natural Gas_Boiler_E7 | F5 | Commercial | Retail | Existing | Space Heating | Natural Gas | Boiler | E7 | RIM BC Ratio | 0 | 0 | 0 | 0 | 0 | 0 | 0 | 0 | 0 | 0 | 0 | 0 | 0 | 0 | 0 | 0 | 0 | 0 | 0 | 0 | 0 | 0 | 0 | 0 | 0 | 0 | 0 | 0 | 0 | 0 | 0 | 0 | 0
F5_Commercial_Retail_Existing_Space Heating_Natural Gas_Boiler_E8 | F5 | Commercial | Retail | Existing | Space Heating | Natural Gas | Boiler | E8 | RIM BC Ratio | 0 | 0 | 0 | 0 | 0 | 0 | 0 | 0 | 0 | 0 | 0 | 0 | 0 | 0 | 0 | 0 | 0 | 0 | 0 | 0 | 0 | 0 | 0 | 0 | 0 | 0 | 0 | 0 | 0 | 0 | 0 | 0 | 0
F5_Commercial_Retail_Existing_Space Heating_Natural Gas_Boiler_E9 | F5 | Commercial | Retail | Existing | Space Heating | Natural Gas | Boiler | E9 | RIM BC Ratio | 0 | 0 | 0 | 0 | 0 | 0 | 0 | 0 | 0 | 0 | 0 | 0 | 0 | 0 | 0 | 0 | 0 | 0 | 0 | 0 | 0 | 0 | 0 | 0 | 0 | 0 | 0 | 0 | 0 | 0 | 0 | 0 | 0
F5_Commercial_Retail_Existing_Space Heating_Natural Gas_Boiler_E10 | F5 | Commercial | Retail | Existing | Space Heating | Natural Gas | Boiler | E10 | RIM BC Ratio | 0 | 0 | 0 | 0 | 0 | 0 | 0 | 0 | 0 | 0 | 0 | 0 | 0 | 0 | 0 | 0 | 0 | 0 | 0 | 0 | 0 | 0 | 0 | 0 | 0 | 0 | 0 | 0 | 0 | 0 | 0 | 0 | 0
F0_Commercial_Retail_Existing_Space Heating_Natural Gas_Unit Heater_E0 | F0 | Commercial | Retail | Existing | Space Heating | Natural Gas | Unit Heater | E0 | Economic Unit | Infrared Radiant | Infrared Radiant | Infrared Radiant | Infrared Radiant | Infrared Radiant | Infrared Radiant | Infrared Radiant | Infrared Radiant | Infrared Radiant | Infrared Radiant | Infrared Radiant | Infrared Radiant | Infrared Radiant | Infrared Radiant | Infrared Radiant | Infrared Radiant | Infrared Radiant | Infrared Radiant | Infrared Radiant | Infrared Radiant | Infrared Radiant | Infrared Radiant | Infrared Radiant | Infrared Radiant | Infrared Radiant | Infrared Radiant | Infrared Radiant | Infrared Radiant | Infrared Radiant | Infrared Radiant | Infrared Radiant | Infrared Radiant | Infrared Radiant
F1_Commercial_Retail_Existing_Space Heating_Natural Gas_Unit Heater_E1 | F1 | Commercial | Retail | Existing | Space Heating | Natural Gas | Unit Heater | E1 | CCE | 0 | 0 | 0 | 0 | 0 | 0 | 0 | 0 | 0 | 0 | 0 | 0 | 0 | 0 | 0 | 0 | 0 | 0 | 0 | 0 | 0 | 0 | 0 | 0 | 0 | 0 | 0 | 0 | 0 | 0 | 0 | 0 | 0
F1_Commercial_Retail_Existing_Space Heating_Natural Gas_Unit Heater_E2 | F1 | Commercial | Retail | Existing | Space Heating | Natural Gas | Unit Heater | E2 | CCE | 1.2484 | 1.2484 | 1.255 | 1.2617 | 1.2685 | 1.2754 | 1.2823 | 1.2893 | 1.2964 | 1.3036 | 1.3108 | 1.3181 | 1.3256 | 1.333 | 1.3406 | 1.3483 | 1.356 | 1.3639 | 1.3718 | 1.3798 | 1.3879 | 1.3961 | 1.4045 | 1.4129 | 1.4214 | 1.43 | 1.4387 | 1.4475 | 1.4564 | 1.4655 | 1.4746 | 1.4839 | 1.4839
F1_Commercial_Retail_Existing_Space Heating_Natural Gas_Unit Heater_E3 | F1 | Commercial | Retail | Existing | Space Heating | Natural Gas | Unit Heater | E3 | CCE | 0.12436 | 0.12436 | 0.12503 | 0.12569 | 0.12637 | 0.12705 | 0.12775 | 0.12844 | 0.12915 | 0.12986 | 0.13058 | 0.13131 | 0.13205 | 0.1328 | 0.13355 | 0.13432 | 0.13509 | 0.13587 | 0.13666 | 0.13746 | 0.13827 | 0.13908 | 0.13991 | 0.14075 | 0.1416 | 0.14245 | 0.14332 | 0.1442 | 0.14509 | 0.14599 | 0.1469 | 0.14783 | 0.14783
F1_Commercial_Retail_Existing_Space Heating_Natural Gas_Unit Heater_E4 | F1 | Commercial | Retail | Existing | Space Heating | Natural Gas | Unit Heater | E4 | CCE | 0 | 0 | 0 | 0 | 0 | 0 | 0 | 0 | 0 | 0 | 0 | 0 | 0 | 0 | 0 | 0 | 0 | 0 | 0 | 0 | 0 | 0 | 0 | 0 | 0 | 0 | 0 | 0 | 0 | 0 | 0 | 0 | 0
F1_Commercial_Retail_Existing_Space Heating_Natural Gas_Unit Heater_E5 | F1 | Commercial | Retail | Existing | Space Heating | Natural Gas | Unit Heater | E5 | CCE | 0 | 0 | 0 | 0 | 0 | 0 | 0 | 0 | 0 | 0 | 0 | 0 | 0 | 0 | 0 | 0 | 0 | 0 | 0 | 0 | 0 | 0 | 0 | 0 | 0 | 0 | 0 | 0 | 0 | 0 | 0 | 0 | 0
F1_Commercial_Retail_Existing_Space Heating_Natural Gas_Unit Heater_E6 | F1 | Commercial | Retail | Existing | Space Heating | Natural Gas | Unit Heater | E6 | CCE | 0 | 0 | 0 | 0 | 0 | 0 | 0 | 0 | 0 | 0 | 0 | 0 | 0 | 0 | 0 | 0 | 0 | 0 | 0 | 0 | 0 | 0 | 0 | 0 | 0 | 0 | 0 | 0 | 0 | 0 | 0 | 0 | 0
F1_Commercial_Retail_Existing_Space Heating_Natural Gas_Unit Heater_E7 | F1 | Commercial | Retail | Existing | Space Heating | Natural Gas | Unit Heater | E7 | CCE | 0 | 0 | 0 | 0 | 0 | 0 | 0 | 0 | 0 | 0 | 0 | 0 | 0 | 0 | 0 | 0 | 0 | 0 | 0 | 0 | 0 | 0 | 0 | 0 | 0 | 0 | 0 | 0 | 0 | 0 | 0 | 0 | 0
F1_Commercial_Retail_Existing_Space Heating_Natural Gas_Unit Heater_E8 | F1 | Commercial | Retail | Existing | Space Heating | Natural Gas | Unit Heater | E8 | CCE | 0 | 0 | 0 | 0 | 0 | 0 | 0 | 0 | 0 | 0 | 0 | 0 | 0 | 0 | 0 | 0 | 0 | 0 | 0 | 0 | 0 | 0 | 0 | 0 | 0 | 0 | 0 | 0 | 0 | 0 | 0 | 0 | 0
F1_Commercial_Retail_Existing_Space Heating_Natural Gas_Unit Heater_E9 | F1 | Commercial | Retail | Existing | Space Heating | Natural Gas | Unit Heater | E9 | CCE | 0 | 0 | 0 | 0 | 0 | 0 | 0 | 0 | 0 | 0 | 0 | 0 | 0 | 0 | 0 | 0 | 0 | 0 | 0 | 0 | 0 | 0 | 0 | 0 | 0 | 0 | 0 | 0 | 0 | 0 | 0 | 0 | 0
F1_Commercial_Retail_Existing_Space Heating_Natural Gas_Unit Heater_E10 | F1 | Commercial | Retail | Existing | Space Heating | Natural Gas | Unit Heater | E10 | CCE | 0 | 0 | 0 | 0 | 0 | 0 | 0 | 0 | 0 | 0 | 0 | 0 | 0 | 0 | 0 | 0 | 0 | 0 | 0 | 0 | 0 | 0 | 0 | 0 | 0 | 0 | 0 | 0 | 0 | 0 | 0 | 0 | 0
F2_Commercial_Retail_Existing_Space Heating_Natural Gas_Unit Heater_E1 | F2 | Commercial | Retail | Existing | Space Heating | Natural Gas | Unit Heater | E1 | TRC BC Ratio | bar: 2019 to 2051
F2_Commercial_Retail_Existing_Space Heating_Natural Gas_Unit Heater_E2 | F2 | Commercial | Retail | Existing | Space Heating | Natural Gas | Unit Heater | E2 | TRC BC Ratio | 1.4316 | 1.4333 | 1.4351 | 1.4377 | 1.4415 | 1.4475 | 1.451 | 1.4531 | 1.4557 | 1.4579 | 1.4592 | 1.4598 | 1.4607 | 1.4619 | 1.4637 | 1.4647 | 1.4663 | 1.4689 | 1.4715 | 1.4743 | 1.4776 | 1.4804 | 1.4826 | 1.4843 | 1.4854 | 1.4857 | 1.4852 | 1.4839 | 1.483 | 1.4825 | 1.4828 | 1.483 | 1.483
F2_Commercial_Retail_Existing_Space Heating_Natural Gas_Unit Heater_E3 | F2 | Commercial | Retail | Existing | Space Heating | Natural Gas | Unit Heater | E3 | TRC BC Ratio | 14.4795 | 14.5162 | 14.5616 | 14.6219 | 14.6976 | 14.8103 | 14.8618 | 14.8723 | 14.8808 | 14.8782 | 14.8554 | 14.8297 | 14.8204 | 14.8293 | 14.8623 | 14.8883 | 14.9269 | 14.9846 | 15.0378 | 15.0922 | 15.1509 | 15.2019 | 15.2426 | 15.2734 | 15.2939 | 15.2998 | 15.2889 | 15.2664 | 15.2487 | 15.2402 | 15.2464 | 15.2488 | 15.2488
F2_Commercial_Retail_Existing_Space Heating_Natural Gas_Unit Heater_E4 | F2 | Commercial | Retail | Existing | Space Heating | Natural Gas | Unit Heater | E4 | TRC BC Ratio | 0 | 0 | 0 | 0 | 0 | 0 | 0 | 0 | 0 | 0 | 0 | 0 | 0 | 0 | 0 | 0 | 0 | 0 | 0 | 0 | 0 | 0 | 0 | 0 | 0 | 0 | 0 | 0 | 0 | 0 | 0 | 0 | 0
F2_Commercial_Retail_Existing_Space Heating_Natural Gas_Unit Heater_E5 | F2 | Commercial | Retail | Existing | Space Heating | Natural Gas | Unit Heater | E5 | TRC BC Ratio | 0 | 0 | 0 | 0 | 0 | 0 | 0 | 0 | 0 | 0 | 0 | 0 | 0 | 0 | 0 | 0 | 0 | 0 | 0 | 0 | 0 | 0 | 0 | 0 | 0 | 0 | 0 | 0 | 0 | 0 | 0 | 0 | 0
F2_Commercial_Retail_Existing_Space Heating_Natural Gas_Unit Heater_E6 | F2 | Commercial | Retail | Existing | Space Heating | Natural Gas | Unit Heater | E6 | TRC BC Ratio | 0 | 0 | 0 | 0 | 0 | 0 | 0 | 0 | 0 | 0 | 0 | 0 | 0 | 0 | 0 | 0 | 0 | 0 | 0 | 0 | 0 | 0 | 0 | 0 | 0 | 0 | 0 | 0 | 0 | 0 | 0 | 0 | 0
F2_Commercial_Retail_Existing_Space Heating_Natural Gas_Unit Heater_E7 | F2 | Commercial | Retail | Existing | Space Heating | Natural Gas | Unit Heater | E7 | TRC BC Ratio | 0 | 0 | 0 | 0 | 0 | 0 | 0 | 0 | 0 | 0 | 0 | 0 | 0 | 0 | 0 | 0 | 0 | 0 | 0 | 0 | 0 | 0 | 0 | 0 | 0 | 0 | 0 | 0 | 0 | 0 | 0 | 0 | 0
F2_Commercial_Retail_Existing_Space Heating_Natural Gas_Unit Heater_E8 | F2 | Commercial | Retail | Existing | Space Heating | Natural Gas | Unit Heater | E8 | TRC BC Ratio | 0 | 0 | 0 | 0 | 0 | 0 | 0 | 0 | 0 | 0 | 0 | 0 | 0 | 0 | 0 | 0 | 0 | 0 | 0 | 0 | 0 | 0 | 0 | 0 | 0 | 0 | 0 | 0 | 0 | 0 | 0 | 0 | 0
F2_Commercial_Retail_Existing_Space Heating_Natural Gas_Unit Heater_E9 | F2 | Commercial | Retail | Existing | Space Heating | Natural Gas | Unit Heater | E9 | TRC BC Ratio | 0 | 0 | 0 | 0 | 0 | 0 | 0 | 0 | 0 | 0 | 0 | 0 | 0 | 0 | 0 | 0 | 0 | 0 | 0 | 0 | 0 | 0 | 0 | 0 | 0 | 0 | 0 | 0 | 0 | 0 | 0 | 0 | 0
F2_Commercial_Retail_Existing_Space Heating_Natural Gas_Unit Heater_E10 | F2 | Commercial | Retail | Existing | Space Heating | Natural Gas | Unit Heater | E10 | TRC BC Ratio | 0 | 0 | 0 | 0 | 0 | 0 | 0 | 0 | 0 | 0 | 0 | 0 | 0 | 0 | 0 | 0 | 0 | 0 | 0 | 0 | 0 | 0 | 0 | 0 | 0 | 0 | 0 | 0 | 0 | 0 | 0 | 0 | 0
F3_Commercial_Retail_Existing_Space Heating_Natural Gas_Unit Heater_E1 | F3 | Commercial | Retail | Existing | Space Heating | Natural Gas | Unit Heater | E1 | PACT BC Ratio | bar: 2019 to 2051
F3_Commercial_Retail_Existing_Space Heating_Natural Gas_Unit Heater_E2 | F3 | Commercial | Retail | Existing | Space Heating | Natural Gas | Unit Heater | E2 | PACT BC Ratio | 1.9089 | 1.911 | 1.9134 | 1.917 | 1.922 | 1.93 | 1.9346 | 1.9375 | 1.9409 | 1.9439 | 1.9456 | 1.9464 | 1.9476 | 1.9492 | 1.9516 | 1.953 | 1.9551 | 1.9585 | 1.9619 | 1.9658 | 1.9702 | 1.9739 | 1.9769 | 1.9791 | 1.9806 | 1.981 | 1.9802 | 1.9786 | 1.9773 | 1.9767 | 1.9771 | 1.9773 | 1.9773
F3_Commercial_Retail_Existing_Space Heating_Natural Gas_Unit Heater_E3 | F3 | Commercial | Retail | Existing | Space Heating | Natural Gas | Unit Heater | E3 | PACT BC Ratio | 19.306 | 19.355 | 19.4154 | 19.4958 | 19.5967 | 19.747 | 19.8157 | 19.8297 | 19.8411 | 19.8377 | 19.8073 | 19.773 | 19.7606 | 19.7724 | 19.8164 | 19.851 | 19.9026 | 19.9794 | 20.0504 | 20.1229 | 20.2012 | 20.2691 | 20.3234 | 20.3645 | 20.3919 | 20.3998 | 20.3852 | 20.3553 | 20.3317 | 20.3202 | 20.3286 | 20.3318 | 20.3318
F3_Commercial_Retail_Existing_Space Heating_Natural Gas_Unit Heater_E4 | F3 | Commercial | Retail | Existing | Space Heating | Natural Gas | Unit Heater | E4 | PACT BC Ratio | 0 | 0 | 0 | 0 | 0 | 0 | 0 | 0 | 0 | 0 | 0 | 0 | 0 | 0 | 0 | 0 | 0 | 0 | 0 | 0 | 0 | 0 | 0 | 0 | 0 | 0 | 0 | 0 | 0 | 0 | 0 | 0 | 0
F3_Commercial_Retail_Existing_Space Heating_Natural Gas_Unit Heater_E5 | F3 | Commercial | Retail | Existing | Space Heating | Natural Gas | Unit Heater | E5 | PACT BC Ratio | 0 | 0 | 0 | 0 | 0 | 0 | 0 | 0 | 0 | 0 | 0 | 0 | 0 | 0 | 0 | 0 | 0 | 0 | 0 | 0 | 0 | 0 | 0 | 0 | 0 | 0 | 0 | 0 | 0 | 0 | 0 | 0 | 0
F3_Commercial_Retail_Existing_Space Heating_Natural Gas_Unit Heater_E6 | F3 | Commercial | Retail | Existing | Space Heating | Natural Gas | Unit Heater | E6 | PACT BC Ratio | 0 | 0 | 0 | 0 | 0 | 0 | 0 | 0 | 0 | 0 | 0 | 0 | 0 | 0 | 0 | 0 | 0 | 0 | 0 | 0 | 0 | 0 | 0 | 0 | 0 | 0 | 0 | 0 | 0 | 0 | 0 | 0 | 0
F3_Commercial_Retail_Existing_Space Heating_Natural Gas_Unit Heater_E7 | F3 | Commercial | Retail | Existing | Space Heating | Natural Gas | Unit Heater | E7 | PACT BC Ratio | 0 | 0 | 0 | 0 | 0 | 0 | 0 | 0 | 0 | 0 | 0 | 0 | 0 | 0 | 0 | 0 | 0 | 0 | 0 | 0 | 0 | 0 | 0 | 0 | 0 | 0 | 0 | 0 | 0 | 0 | 0 | 0 | 0
F3_Commercial_Retail_Existing_Space Heating_Natural Gas_Unit Heater_E8 | F3 | Commercial | Retail | Existing | Space Heating | Natural Gas | Unit Heater | E8 | PACT BC Ratio | 0 | 0 | 0 | 0 | 0 | 0 | 0 | 0 | 0 | 0 | 0 | 0 | 0 | 0 | 0 | 0 | 0 | 0 | 0 | 0 | 0 | 0 | 0 | 0 | 0 | 0 | 0 | 0 | 0 | 0 | 0 | 0 | 0
F3_Commercial_Retail_Existing_Space Heating_Natural Gas_Unit Heater_E9 | F3 | Commercial | Retail | Existing | Space Heating | Natural Gas | Unit Heater | E9 | PACT BC Ratio | 0 | 0 | 0 | 0 | 0 | 0 | 0 | 0 | 0 | 0 | 0 | 0 | 0 | 0 | 0 | 0 | 0 | 0 | 0 | 0 | 0 | 0 | 0 | 0 | 0 | 0 | 0 | 0 | 0 | 0 | 0 | 0 | 0
F3_Commercial_Retail_Existing_Space Heating_Natural Gas_Unit Heater_E10 | F3 | Commercial | Retail | Existing | Space Heating | Natural Gas | Unit Heater | E10 | PACT BC Ratio | 0 | 0 | 0 | 0 | 0 | 0 | 0 | 0 | 0 | 0 | 0 | 0 | 0 | 0 | 0 | 0 | 0 | 0 | 0 | 0 | 0 | 0 | 0 | 0 | 0 | 0 | 0 | 0 | 0 | 0 | 0 | 0 | 0
F4_Commercial_Retail_Existing_Space Heating_Natural Gas_Unit Heater_E1 | F4 | Commercial | Retail | Existing | Space Heating | Natural Gas | Unit Heater | E1 | RVT BC Ratio | bar: 2019 to 2051
F4_Commercial_Retail_Existing_Space Heating_Natural Gas_Unit Heater_E2 | F4 | Commercial | Retail | Existing | Space Heating | Natural Gas | Unit Heater | E2 | RVT BC Ratio | 2.7582 | 2.7606 | 2.7631 | 2.767 | 2.7724 | 2.781 | 2.786 | 2.7891 | 2.7928 | 2.796 | 2.7979 | 2.7988 | 2.8 | 2.8017 | 2.8044 | 2.8058 | 2.8081 | 2.8118 | 2.8155 | 2.8196 | 2.8244 | 2.8284 | 2.8316 | 2.834 | 2.8356 | 2.836 | 2.8352 | 2.8334 | 2.832 | 2.8314 | 2.8319 | 2.832 | 2.832
F4_Commercial_Retail_Existing_Space Heating_Natural Gas_Unit Heater_E3 | F4 | Commercial | Retail | Existing | Space Heating | Natural Gas | Unit Heater | E3 | RVT BC Ratio | 21.5169 | 21.5696 | 21.6348 | 21.7215 | 21.8304 | 21.9924 | 22.0664 | 22.0815 | 22.0938 | 22.0901 | 22.0573 | 22.0204 | 22.007 | 22.0198 | 22.0672 | 22.1045 | 22.1601 | 22.243 | 22.3196 | 22.3977 | 22.4821 | 22.5554 | 22.6139 | 22.6582 | 22.6877 | 22.6962 | 22.6806 | 22.6482 | 22.6228 | 22.6104 | 22.6194 | 22.6229 | 22.6229
F4_Commercial_Retail_Existing_Space Heating_Natural Gas_Unit Heater_E4 | F4 | Commercial | Retail | Existing | Space Heating | Natural Gas | Unit Heater | E4 | RVT BC Ratio | 0 | 0 | 0 | 0 | 0 | 0 | 0 | 0 | 0 | 0 | 0 | 0 | 0 | 0 | 0 | 0 | 0 | 0 | 0 | 0 | 0 | 0 | 0 | 0 | 0 | 0 | 0 | 0 | 0 | 0 | 0 | 0 | 0
F4_Commercial_Retail_Existing_Space Heating_Natural Gas_Unit Heater_E5 | F4 | Commercial | Retail | Existing | Space Heating | Natural Gas | Unit Heater | E5 | RVT BC Ratio | 0 | 0 | 0 | 0 | 0 | 0 | 0 | 0 | 0 | 0 | 0 | 0 | 0 | 0 | 0 | 0 | 0 | 0 | 0 | 0 | 0 | 0 | 0 | 0 | 0 | 0 | 0 | 0 | 0 | 0 | 0 | 0 | 0
F4_Commercial_Retail_Existing_Space Heating_Natural Gas_Unit Heater_E6 | F4 | Commercial | Retail | Existing | Space Heating | Natural Gas | Unit Heater | E6 | RVT BC Ratio | 0 | 0 | 0 | 0 | 0 | 0 | 0 | 0 | 0 | 0 | 0 | 0 | 0 | 0 | 0 | 0 | 0 | 0 | 0 | 0 | 0 | 0 | 0 | 0 | 0 | 0 | 0 | 0 | 0 | 0 | 0 | 0 | 0
F4_Commercial_Retail_Existing_Space Heating_Natural Gas_Unit Heater_E7 | F4 | Commercial | Retail | Existing | Space Heating | Natural Gas | Unit Heater | E7 | RVT BC Ratio | 0 | 0 | 0 | 0 | 0 | 0 | 0 | 0 | 0 | 0 | 0 | 0 | 0 | 0 | 0 | 0 | 0 | 0 | 0 | 0 | 0 | 0 | 0 | 0 | 0 | 0 | 0 | 0 | 0 | 0 | 0 | 0 | 0
F4_Commercial_Retail_Existing_Space Heating_Natural Gas_Unit Heater_E8 | F4 | Commercial | Retail | Existing | Space Heating | Natural Gas | Unit Heater | E8 | RVT BC Ratio | 0 | 0 | 0 | 0 | 0 | 0 | 0 | 0 | 0 | 0 | 0 | 0 | 0 | 0 | 0 | 0 | 0 | 0 | 0 | 0 | 0 | 0 | 0 | 0 | 0 | 0 | 0 | 0 | 0 | 0 | 0 | 0 | 0
F4_Commercial_Retail_Existing_Space Heating_Natural Gas_Unit Heater_E9 | F4 | Commercial | Retail | Existing | Space Heating | Natural Gas | Unit Heater | E9 | RVT BC Ratio | 0 | 0 | 0 | 0 | 0 | 0 | 0 | 0 | 0 | 0 | 0 | 0 | 0 | 0 | 0 | 0 | 0 | 0 | 0 | 0 | 0 | 0 | 0 | 0 | 0 | 0 | 0 | 0 | 0 | 0 | 0 | 0 | 0
F4_Commercial_Retail_Existing_Space Heating_Natural Gas_Unit Heater_E10 | F4 | Commercial | Retail | Existing | Space Heating | Natural Gas | Unit Heater | E10 | RVT BC Ratio | 0 | 0 | 0 | 0 | 0 | 0 | 0 | 0 | 0 | 0 | 0 | 0 | 0 | 0 | 0 | 0 | 0 | 0 | 0 | 0 | 0 | 0 | 0 | 0 | 0 | 0 | 0 | 0 | 0 | 0 | 0 | 0 | 0
F5_Commercial_Retail_Existing_Space Heating_Natural Gas_Unit Heater_E1 | F5 | Commercial | Retail | Existing | Space Heating | Natural Gas | Unit Heater | E1 | RIM BC Ratio | bar: 2019 to 2051
F5_Commercial_Retail_Existing_Space Heating_Natural Gas_Unit Heater_E2 | F5 | Commercial | Retail | Existing | Space Heating | Natural Gas | Unit Heater | E2 | RIM BC Ratio | 0.58074 | 0.58094 | 0.58116 | 0.58149 | 0.58195 | 0.58268 | 0.58311 | 0.58337 | 0.58367 | 0.58394 | 0.5841 | 0.58417 | 0.58428 | 0.58442 | 0.58464 | 0.58476 | 0.58495 | 0.58526 | 0.58556 | 0.5859 | 0.58629 | 0.58662 | 0.58688 | 0.58708 | 0.58721 | 0.58725 | 0.58718 | 0.58703 | 0.58692 | 0.58687 | 0.58691 | 0.58692 | 0.58692
F5_Commercial_Retail_Existing_Space Heating_Natural Gas_Unit Heater_E3 | F5 | Commercial | Retail | Existing | Space Heating | Natural Gas | Unit Heater | E3 | RIM BC Ratio | 0.80009 | 0.80017 | 0.80027 | 0.80041 | 0.80058 | 0.80083 | 0.80094 | 0.80096 | 0.80098 | 0.80098 | 0.80093 | 0.80087 | 0.80085 | 0.80087 | 0.80094 | 0.801 | 0.80108 | 0.80121 | 0.80132 | 0.80144 | 0.80156 | 0.80167 | 0.80175 | 0.80182 | 0.80186 | 0.80187 | 0.80185 | 0.8018 | 0.80176 | 0.80175 | 0.80176 | 0.80176 | 0.80176
F5_Commercial_Retail_Existing_Space Heating_Natural Gas_Unit Heater_E4 | F5 | Commercial | Retail | Existing | Space Heating | Natural Gas | Unit Heater | E4 | RIM BC Ratio | 0 | 0 | 0 | 0 | 0 | 0 | 0 | 0 | 0 | 0 | 0 | 0 | 0 | 0 | 0 | 0 | 0 | 0 | 0 | 0 | 0 | 0 | 0 | 0 | 0 | 0 | 0 | 0 | 0 | 0 | 0 | 0 | 0
F5_Commercial_Retail_Existing_Space Heating_Natural Gas_Unit Heater_E5 | F5 | Commercial | Retail | Existing | Space Heating | Natural Gas | Unit Heater | E5 | RIM BC Ratio | 0 | 0 | 0 | 0 | 0 | 0 | 0 | 0 | 0 | 0 | 0 | 0 | 0 | 0 | 0 | 0 | 0 | 0 | 0 | 0 | 0 | 0 | 0 | 0 | 0 | 0 | 0 | 0 | 0 | 0 | 0 | 0 | 0
F5_Commercial_Retail_Existing_Space Heating_Natural Gas_Unit Heater_E6 | F5 | Commercial | Retail | Existing | Space Heating | Natural Gas | Unit Heater | E6 | RIM BC Ratio | 0 | 0 | 0 | 0 | 0 | 0 | 0 | 0 | 0 | 0 | 0 | 0 | 0 | 0 | 0 | 0 | 0 | 0 | 0 | 0 | 0 | 0 | 0 | 0 | 0 | 0 | 0 | 0 | 0 | 0 | 0 | 0 | 0
F5_Commercial_Retail_Existing_Space Heating_Natural Gas_Unit Heater_E7 | F5 | Commercial | Retail | Existing | Space Heating | Natural Gas | Unit Heater | E7 | RIM BC Ratio | 0 | 0 | 0 | 0 | 0 | 0 | 0 | 0 | 0 | 0 | 0 | 0 | 0 | 0 | 0 | 0 | 0 | 0 | 0 | 0 | 0 | 0 | 0 | 0 | 0 | 0 | 0 | 0 | 0 | 0 | 0 | 0 | 0
F5_Commercial_Retail_Existing_Space Heating_Natural Gas_Unit Heater_E8 | F5 | Commercial | Retail | Existing | Space Heating | Natural Gas | Unit Heater | E8 | RIM BC Ratio | 0 | 0 | 0 | 0 | 0 | 0 | 0 | 0 | 0 | 0 | 0 | 0 | 0 | 0 | 0 | 0 | 0 | 0 | 0 | 0 | 0 | 0 | 0 | 0 | 0 | 0 | 0 | 0 | 0 | 0 | 0 | 0 | 0
F5_Commercial_Retail_Existing_Space Heating_Natural Gas_Unit Heater_E9 | F5 | Commercial | Retail | Existing | Space Heating | Natural Gas | Unit Heater | E9 | RIM BC Ratio | 0 | 0 | 0 | 0 | 0 | 0 | 0 | 0 | 0 | 0 | 0 | 0 | 0 | 0 | 0 | 0 | 0 | 0 | 0 | 0 | 0 | 0 | 0 | 0 | 0 | 0 | 0 | 0 | 0 | 0 | 0 | 0 | 0
F5_Commercial_Retail_Existing_Space Heating_Natural Gas_Unit Heater_E10 | F5 | Commercial | Retail | Existing | Space Heating | Natural Gas | Unit Heater | E10 | RIM BC Ratio | 0 | 0 | 0 | 0 | 0 | 0 | 0 | 0 | 0 | 0 | 0 | 0 | 0 | 0 | 0 | 0 | 0 | 0 | 0 | 0 | 0 | 0 | 0 | 0 | 0 | 0 | 0 | 0 | 0 | 0 | 0 | 0 | 0
F0_Commercial_Retail_Existing_Water Heating_Natural Gas_Water Heater_E0 | F0 | Commercial | Retail | Existing | Water Heating | Natural Gas | Water Heater | E0 | Economic Unit | Gas-Fired Absorption HPWH | Gas-Fired Absorption HPWH | Gas-Fired Absorption HPWH | Gas-Fired Absorption HPWH | Gas-Fired Absorption HPWH | Gas-Fired Absorption HPWH | Gas-Fired Absorption HPWH | Gas-Fired Absorption HPWH | Gas-Fired Absorption HPWH | Gas-Fired Absorption HPWH | Gas-Fired Absorption HPWH | Gas-Fired Absorption HPWH | Gas-Fired Absorption HPWH | Gas-Fired Absorption HPWH | Gas-Fired Absorption HPWH | Gas-Fired Absorption HPWH | Gas-Fired Absorption HPWH | Gas-Fired Absorption HPWH | Gas-Fired Absorption HPWH | Gas-Fired Absorption HPWH | Gas-Fired Absorption HPWH | Gas-Fired Absorption HPWH | Gas-Fired Absorption HPWH | Gas-Fired Absorption HPWH | Gas-Fired Absorption HPWH | Gas-Fired Absorption HPWH | Gas-Fired Absorption HPWH | Gas-Fired Absorption HPWH | Gas-Fired Absorption HPWH | Gas-Fired Absorption HPWH | Gas-Fired Absorption HPWH | Gas-Fired Absorption HPWH | Gas-Fired Absorption HPWH
F1_Commercial_Retail_Existing_Water Heating_Natural Gas_Water Heater_E1 | F1 | Commercial | Retail | Existing | Water Heating | Natural Gas | Water Heater | E1 | CCE | 0 | 0 | 0 | 0 | 0 | 0 | 0 | 0 | 0 | 0 | 0 | 0 | 0 | 0 | 0 | 0 | 0 | 0 | 0 | 0 | 0 | 0 | 0 | 0 | 0 | 0 | 0 | 0 | 0 | 0 | 0 | 0 | 0
F1_Commercial_Retail_Existing_Water Heating_Natural Gas_Water Heater_E2 | F1 | Commercial | Retail | Existing | Water Heating | Natural Gas | Water Heater | E2 | CCE | -0.0031219 | -0.0031219 | -0.0031219 | -0.0031219 | -0.0031219 | -0.0031219 | -0.0031219 | -0.0031219 | -0.0031219 | -0.0031219 | -0.0031219 | -0.0031219 | -0.0031219 | -0.0031219 | -0.0031219 | -0.0031219 | -0.0031219 | -0.0031219 | -0.0031219 | -0.0031219 | -0.0031219 | -0.0031219 | -0.0031219 | -0.0031219 | -0.0031219 | -0.0031219 | -0.0031219 | -0.0031219 | -0.0031219 | -0.0031219 | -0.0031219 | -0.0031219 | -0.0031219
F1_Commercial_Retail_Existing_Water Heating_Natural Gas_Water Heater_E3 | F1 | Commercial | Retail | Existing | Water Heating | Natural Gas | Water Heater | E3 | CCE | 0.027208 | 0.027208 | 0.027208 | 0.027208 | 0.027208 | 0.027208 | 0.027208 | 0.027208 | 0.027208 | 0.027208 | 0.027208 | 0.027208 | 0.027208 | 0.027208 | 0.027208 | 0.027208 | 0.027208 | 0.027208 | 0.027208 | 0.027208 | 0.027208 | 0.027208 | 0.027208 | 0.027208 | 0.027208 | 0.027208 | 0.027208 | 0.027208 | 0.027208 | 0.027208 | 0.027208 | 0.027208 | 0.027208
F1_Commercial_Retail_Existing_Water Heating_Natural Gas_Water Heater_E4 | F1 | Commercial | Retail | Existing | Water Heating | Natural Gas | Water Heater | E4 | CCE | 0.033473 | 0.033473 | 0.033473 | 0.033473 | 0.033473 | 0.033473 | 0.033473 | 0.033473 | 0.033473 | 0.033473 | 0.033473 | 0.033473 | 0.033473 | 0.033473 | 0.033473 | 0.033473 | 0.033473 | 0.033473 | 0.033473 | 0.033473 | 0.033473 | 0.033473 | 0.033473 | 0.033473 | 0.033473 | 0.033473 | 0.033473 | 0.033473 | 0.033473 | 0.033473 | 0.033473 | 0.033473 | 0.033473
F1_Commercial_Retail_Existing_Water Heating_Natural Gas_Water Heater_E5 | F1 | Commercial | Retail | Existing | Water Heating | Natural Gas | Water Heater | E5 | CCE | 0.04987 | 0.04987 | 0.04987 | 0.04987 | 0.04987 | 0.04987 | 0.04987 | 0.04987 | 0.04987 | 0.04987 | 0.04987 | 0.04987 | 0.04987 | 0.04987 | 0.04987 | 0.04987 | 0.04987 | 0.04987 | 0.04987 | 0.04987 | 0.04987 | 0.04987 | 0.04987 | 0.04987 | 0.04987 | 0.04987 | 0.04987 | 0.04987 | 0.04987 | 0.04987 | 0.04987 | 0.04987 | 0.04987
F1_Commercial_Retail_Existing_Water Heating_Natural Gas_Water Heater_E6 | F1 | Commercial | Retail | Existing | Water Heating | Natural Gas | Water Heater | E6 | CCE | -0.089662 | -0.089662 | -0.089662 | -0.089662 | -0.089662 | -0.089662 | -0.089662 | -0.089662 | -0.089662 | -0.089662 | -0.089662 | -0.089662 | -0.089662 | -0.089662 | -0.089662 | -0.089662 | -0.089662 | -0.089662 | -0.089662 | -0.089662 | -0.089662 | -0.089662 | -0.089662 | -0.089662 | -0.089662 | -0.089662 | -0.089662 | -0.089662 | -0.089662 | -0.089662 | -0.089662 | -0.089662 | -0.089662
F1_Commercial_Retail_Existing_Water Heating_Natural Gas_Water Heater_E7 | F1 | Commercial | Retail | Existing | Water Heating | Natural Gas | Water Heater | E7 | CCE | 0.077302 | 0.077302 | 0.077302 | 0.077302 | 0.077302 | 0.077302 | 0.077302 | 0.077302 | 0.077302 | 0.077302 | 0.077302 | 0.077302 | 0.077302 | 0.077302 | 0.077302 | 0.077302 | 0.077302 | 0.077302 | 0.077302 | 0.077302 | 0.077302 | 0.077302 | 0.077302 | 0.077302 | 0.077302 | 0.077302 | 0.077302 | 0.077302 | 0.077302 | 0.077302 | 0.077302 | 0.077302 | 0.077302
F1_Commercial_Retail_Existing_Water Heating_Natural Gas_Water Heater_E8 | F1 | Commercial | Retail | Existing | Water Heating | Natural Gas | Water Heater | E8 | CCE | 0 | 0 | 0 | 0 | 0 | 0 | 0 | 0 | 0 | 0 | 0 | 0 | 0 | 0 | 0 | 0 | 0 | 0 | 0 | 0 | 0 | 0 | 0 | 0 | 0 | 0 | 0 | 0 | 0 | 0 | 0 | 0 | 0
F1_Commercial_Retail_Existing_Water Heating_Natural Gas_Water Heater_E9 | F1 | Commercial | Retail | Existing | Water Heating | Natural Gas | Water Heater | E9 | CCE | 0 | 0 | 0 | 0 | 0 | 0 | 0 | 0 | 0 | 0 | 0 | 0 | 0 | 0 | 0 | 0 | 0 | 0 | 0 | 0 | 0 | 0 | 0 | 0 | 0 | 0 | 0 | 0 | 0 | 0 | 0 | 0 | 0
F1_Commercial_Retail_Existing_Water Heating_Natural Gas_Water Heater_E10 | F1 | Commercial | Retail | Existing | Water Heating | Natural Gas | Water Heater | E10 | CCE | 0 | 0 | 0 | 0 | 0 | 0 | 0 | 0 | 0 | 0 | 0 | 0 | 0 | 0 | 0 | 0 | 0 | 0 | 0 | 0 | 0 | 0 | 0 | 0 | 0 | 0 | 0 | 0 | 0 | 0 | 0 | 0 | 0
F2_Commercial_Retail_Existing_Water Heating_Natural Gas_Water Heater_E1 | F2 | Commercial | Retail | Existing | Water Heating | Natural Gas | Water Heater | E1 | TRC BC Ratio | bar: 2019 to 2051
F2_Commercial_Retail_Existing_Water Heating_Natural Gas_Water Heater_E2 | F2 | Commercial | Retail | Existing | Water Heating | Natural Gas | Water Heater | E2 | TRC BC Ratio | bar: 2019 to 2051
F2_Commercial_Retail_Existing_Water Heating_Natural Gas_Water Heater_E3 | F2 | Commercial | Retail | Existing | Water Heating | Natural Gas | Water Heater | E3 | TRC BC Ratio | 39.4859 | 39.8467 | 40.276 | 40.7743 | 41.3556 | 42.0437 | 42.5999 | 43.1235 | 43.6405 | 44.1601 | 44.6346 | 45.0513 | 45.4703 | 45.9128 | 46.4234 | 46.9302 | 47.4889 | 48.1051 | 48.758 | 49.4314 | 50.1197 | 50.7655 | 51.3575 | 51.8969 | 52.3733 | 52.7788 | 53.0639 | 53.2737 | 53.4544 | 53.6083 | 53.7611 | 53.83 | 53.83
F2_Commercial_Retail_Existing_Water Heating_Natural Gas_Water Heater_E4 | F2 | Commercial | Retail | Existing | Water Heating | Natural Gas | Water Heater | E4 | TRC BC Ratio | 32.0947 | 32.388 | 32.737 | 33.142 | 33.6145 | 34.1738 | 34.6259 | 35.0514 | 35.4717 | 35.894 | 36.2797 | 36.6185 | 36.959 | 37.3187 | 37.7337 | 38.1456 | 38.5997 | 39.1006 | 39.6313 | 40.1786 | 40.7381 | 41.263 | 41.7442 | 42.1826 | 42.5698 | 42.8995 | 43.1312 | 43.3017 | 43.4486 | 43.5737 | 43.6979 | 43.7539 | 43.7539
F2_Commercial_Retail_Existing_Water Heating_Natural Gas_Water Heater_E5 | F2 | Commercial | Retail | Existing | Water Heating | Natural Gas | Water Heater | E5 | TRC BC Ratio | 21.5423 | 21.7392 | 21.9734 | 22.2452 | 22.5624 | 22.9378 | 23.2412 | 23.5269 | 23.8089 | 24.0924 | 24.3513 | 24.5786 | 24.8072 | 25.0487 | 25.3272 | 25.6037 | 25.9085 | 26.2447 | 26.6009 | 26.9683 | 27.3438 | 27.6961 | 28.0191 | 28.3134 | 28.5733 | 28.7945 | 28.9501 | 29.0645 | 29.1631 | 29.2471 | 29.3304 | 29.368 | 29.368
F2_Commercial_Retail_Existing_Water Heating_Natural Gas_Water Heater_E6 | F2 | Commercial | Retail | Existing | Water Heating | Natural Gas | Water Heater | E6 | TRC BC Ratio | bar: 2019 to 2051
F2_Commercial_Retail_Existing_Water Heating_Natural Gas_Water Heater_E7 | F2 | Commercial | Retail | Existing | Water Heating | Natural Gas | Water Heater | E7 | TRC BC Ratio | 13.2256 | 13.318 | 13.4644 | 13.6659 | 13.9206 | 14.2306 | 14.4624 | 14.668 | 14.8497 | 15.0142 | 15.1374 | 15.2158 | 15.2916 | 15.3866 | 15.5355 | 15.6988 | 15.9033 | 16.156 | 16.4436 | 16.7537 | 17.0831 | 17.3974 | 17.6944 | 17.9809 | 18.2414 | 18.4632 | 18.619 | 18.7337 | 18.8325 | 18.9167 | 19.0002 | 19.0379 | 19.0379
F2_Commercial_Retail_Existing_Water Heating_Natural Gas_Water Heater_E8 | F2 | Commercial | Retail | Existing | Water Heating | Natural Gas | Water Heater | E8 | TRC BC Ratio | 0 | 0 | 0 | 0 | 0 | 0 | 0 | 0 | 0 | 0 | 0 | 0 | 0 | 0 | 0 | 0 | 0 | 0 | 0 | 0 | 0 | 0 | 0 | 0 | 0 | 0 | 0 | 0 | 0 | 0 | 0 | 0 | 0
F2_Commercial_Retail_Existing_Water Heating_Natural Gas_Water Heater_E9 | F2 | Commercial | Retail | Existing | Water Heating | Natural Gas | Water Heater | E9 | TRC BC Ratio | 0 | 0 | 0 | 0 | 0 | 0 | 0 | 0 | 0 | 0 | 0 | 0 | 0 | 0 | 0 | 0 | 0 | 0 | 0 | 0 | 0 | 0 | 0 | 0 | 0 | 0 | 0 | 0 | 0 | 0 | 0 | 0 | 0
F2_Commercial_Retail_Existing_Water Heating_Natural Gas_Water Heater_E10 | F2 | Commercial | Retail | Existing | Water Heating | Natural Gas | Water Heater | E10 | TRC BC Ratio | 0 | 0 | 0 | 0 | 0 | 0 | 0 | 0 | 0 | 0 | 0 | 0 | 0 | 0 | 0 | 0 | 0 | 0 | 0 | 0 | 0 | 0 | 0 | 0 | 0 | 0 | 0 | 0 | 0 | 0 | 0 | 0 | 0
F3_Commercial_Retail_Existing_Water Heating_Natural Gas_Water Heater_E1 | F3 | Commercial | Retail | Existing | Water Heating | Natural Gas | Water Heater | E1 | PACT BC Ratio | bar: 2019 to 2051
F3_Commercial_Retail_Existing_Water Heating_Natural Gas_Water Heater_E2 | F3 | Commercial | Retail | Existing | Water Heating | Natural Gas | Water Heater | E2 | PACT BC Ratio | bar: 2019 to 2051
F3_Commercial_Retail_Existing_Water Heating_Natural Gas_Water Heater_E3 | F3 | Commercial | Retail | Existing | Water Heating | Natural Gas | Water Heater | E3 | PACT BC Ratio | 52.6478 | 53.1289 | 53.7014 | 54.3657 | 55.1408 | 56.0583 | 56.7999 | 57.498 | 58.1873 | 58.8801 | 59.5128 | 60.0684 | 60.6271 | 61.2171 | 61.8979 | 62.5736 | 63.3185 | 64.1401 | 65.0106 | 65.9085 | 66.8262 | 67.6873 | 68.4766 | 69.1958 | 69.831 | 70.3718 | 70.7519 | 71.0316 | 71.2726 | 71.4778 | 71.6814 | 71.7733 | 71.7733
F3_Commercial_Retail_Existing_Water Heating_Natural Gas_Water Heater_E4 | F3 | Commercial | Retail | Existing | Water Heating | Natural Gas | Water Heater | E4 | PACT BC Ratio | 42.793 | 43.1841 | 43.6493 | 44.1894 | 44.8193 | 45.5651 | 46.1679 | 46.7353 | 47.2956 | 47.8587 | 48.373 | 48.8246 | 49.2787 | 49.7583 | 50.3116 | 50.8609 | 51.4663 | 52.1341 | 52.8417 | 53.5715 | 54.3174 | 55.0174 | 55.6589 | 56.2435 | 56.7598 | 57.1993 | 57.5083 | 57.7356 | 57.9315 | 58.0983 | 58.2638 | 58.3385 | 58.3385
F3_Commercial_Retail_Existing_Water Heating_Natural Gas_Water Heater_E5 | F3 | Commercial | Retail | Existing | Water Heating | Natural Gas | Water Heater | E5 | PACT BC Ratio | 28.7231 | 28.9855 | 29.2978 | 29.6603 | 30.0831 | 30.5837 | 30.9883 | 31.3691 | 31.7452 | 32.1232 | 32.4684 | 32.7715 | 33.0763 | 33.3982 | 33.7696 | 34.1383 | 34.5447 | 34.9929 | 35.4678 | 35.9577 | 36.4584 | 36.9282 | 37.3588 | 37.7511 | 38.0977 | 38.3927 | 38.6001 | 38.7527 | 38.8842 | 38.9961 | 39.1072 | 39.1573 | 39.1573
F3_Commercial_Retail_Existing_Water Heating_Natural Gas_Water Heater_E6 | F3 | Commercial | Retail | Existing | Water Heating | Natural Gas | Water Heater | E6 | PACT BC Ratio | bar: 2019 to 2051
F3_Commercial_Retail_Existing_Water Heating_Natural Gas_Water Heater_E7 | F3 | Commercial | Retail | Existing | Water Heating | Natural Gas | Water Heater | E7 | PACT BC Ratio | 17.6341 | 17.7573 | 17.9526 | 18.2212 | 18.5607 | 18.9741 | 19.2832 | 19.5573 | 19.7996 | 20.019 | 20.1832 | 20.2877 | 20.3888 | 20.5155 | 20.714 | 20.9318 | 21.2043 | 21.5413 | 21.9248 | 22.3382 | 22.7774 | 23.1966 | 23.5926 | 23.9746 | 24.3219 | 24.6175 | 24.8253 | 24.9783 | 25.11 | 25.2222 | 25.3336 | 25.3838 | 25.3838
F3_Commercial_Retail_Existing_Water Heating_Natural Gas_Water Heater_E8 | F3 | Commercial | Retail | Existing | Water Heating | Natural Gas | Water Heater | E8 | PACT BC Ratio | 0 | 0 | 0 | 0 | 0 | 0 | 0 | 0 | 0 | 0 | 0 | 0 | 0 | 0 | 0 | 0 | 0 | 0 | 0 | 0 | 0 | 0 | 0 | 0 | 0 | 0 | 0 | 0 | 0 | 0 | 0 | 0 | 0
F3_Commercial_Retail_Existing_Water Heating_Natural Gas_Water Heater_E9 | F3 | Commercial | Retail | Existing | Water Heating | Natural Gas | Water Heater | E9 | PACT BC Ratio | 0 | 0 | 0 | 0 | 0 | 0 | 0 | 0 | 0 | 0 | 0 | 0 | 0 | 0 | 0 | 0 | 0 | 0 | 0 | 0 | 0 | 0 | 0 | 0 | 0 | 0 | 0 | 0 | 0 | 0 | 0 | 0 | 0
F3_Commercial_Retail_Existing_Water Heating_Natural Gas_Water Heater_E10 | F3 | Commercial | Retail | Existing | Water Heating | Natural Gas | Water Heater | E10 | PACT BC Ratio | 0 | 0 | 0 | 0 | 0 | 0 | 0 | 0 | 0 | 0 | 0 | 0 | 0 | 0 | 0 | 0 | 0 | 0 | 0 | 0 | 0 | 0 | 0 | 0 | 0 | 0 | 0 | 0 | 0 | 0 | 0 | 0 | 0
F4_Commercial_Retail_Existing_Water Heating_Natural Gas_Water Heater_E1 | F4 | Commercial | Retail | Existing | Water Heating | Natural Gas | Water Heater | E1 | RVT BC Ratio | bar: 2019 to 2051
F4_Commercial_Retail_Existing_Water Heating_Natural Gas_Water Heater_E2 | F4 | Commercial | Retail | Existing | Water Heating | Natural Gas | Water Heater | E2 | RVT BC Ratio | bar: 2019 to 2051
F4_Commercial_Retail_Existing_Water Heating_Natural Gas_Water Heater_E3 | F4 | Commercial | Retail | Existing | Water Heating | Natural Gas | Water Heater | E3 | RVT BC Ratio | 57.468 | 57.9867 | 58.6039 | 59.3203 | 60.156 | 61.1454 | 61.945 | 62.6977 | 63.441 | 64.188 | 64.8702 | 65.4693 | 66.0717 | 66.7079 | 67.442 | 68.1706 | 68.9737 | 69.8597 | 70.7983 | 71.7664 | 72.7559 | 73.6845 | 74.5355 | 75.311 | 75.9959 | 76.579 | 76.9888 | 77.2904 | 77.5503 | 77.7715 | 77.9911 | 78.0902 | 78.0902
F4_Commercial_Retail_Existing_Water Heating_Natural Gas_Water Heater_E4 | F4 | Commercial | Retail | Existing | Water Heating | Natural Gas | Water Heater | E4 | RVT BC Ratio | 46.8419 | 47.2636 | 47.7653 | 48.3475 | 49.0268 | 49.831 | 50.4809 | 51.0927 | 51.6969 | 52.3041 | 52.8586 | 53.3455 | 53.8352 | 54.3523 | 54.9489 | 55.5412 | 56.194 | 56.9141 | 57.677 | 58.4639 | 59.2682 | 60.0229 | 60.7147 | 61.345 | 61.9017 | 62.3757 | 62.7088 | 62.9539 | 63.1651 | 63.345 | 63.5234 | 63.604 | 63.604
F4_Commercial_Retail_Existing_Water Heating_Natural Gas_Water Heater_E5 | F4 | Commercial | Retail | Existing | Water Heating | Natural Gas | Water Heater | E5 | RVT BC Ratio | 31.6709 | 31.9539 | 32.2906 | 32.6815 | 33.1374 | 33.6772 | 34.1134 | 34.524 | 34.9296 | 35.3371 | 35.7093 | 36.0362 | 36.3648 | 36.7119 | 37.1124 | 37.5099 | 37.9481 | 38.4314 | 38.9435 | 39.4717 | 40.0115 | 40.5181 | 40.9824 | 41.4055 | 41.7792 | 42.0973 | 42.3209 | 42.4854 | 42.6272 | 42.7479 | 42.8677 | 42.9217 | 42.9217
F4_Commercial_Retail_Existing_Water Heating_Natural Gas_Water Heater_E6 | F4 | Commercial | Retail | Existing | Water Heating | Natural Gas | Water Heater | E6 | RVT BC Ratio | bar: 2019 to 2051
F4_Commercial_Retail_Existing_Water Heating_Natural Gas_Water Heater_E7 | F4 | Commercial | Retail | Existing | Water Heating | Natural Gas | Water Heater | E7 | RVT BC Ratio | 19.7141 | 19.847 | 20.0575 | 20.3471 | 20.7133 | 21.159 | 21.4922 | 21.7879 | 22.0491 | 22.2856 | 22.4628 | 22.5754 | 22.6844 | 22.821 | 23.035 | 23.2699 | 23.5638 | 23.9271 | 24.3407 | 24.7864 | 25.2599 | 25.7119 | 26.1389 | 26.5508 | 26.9253 | 27.2441 | 27.4681 | 27.633 | 27.7751 | 27.8961 | 28.0161 | 28.0703 | 28.0703
F4_Commercial_Retail_Existing_Water Heating_Natural Gas_Water Heater_E8 | F4 | Commercial | Retail | Existing | Water Heating | Natural Gas | Water Heater | E8 | RVT BC Ratio | 0 | 0 | 0 | 0 | 0 | 0 | 0 | 0 | 0 | 0 | 0 | 0 | 0 | 0 | 0 | 0 | 0 | 0 | 0 | 0 | 0 | 0 | 0 | 0 | 0 | 0 | 0 | 0 | 0 | 0 | 0 | 0 | 0
F4_Commercial_Retail_Existing_Water Heating_Natural Gas_Water Heater_E9 | F4 | Commercial | Retail | Existing | Water Heating | Natural Gas | Water Heater | E9 | RVT BC Ratio | 0 | 0 | 0 | 0 | 0 | 0 | 0 | 0 | 0 | 0 | 0 | 0 | 0 | 0 | 0 | 0 | 0 | 0 | 0 | 0 | 0 | 0 | 0 | 0 | 0 | 0 | 0 | 0 | 0 | 0 | 0 | 0 | 0
F4_Commercial_Retail_Existing_Water Heating_Natural Gas_Water Heater_E10 | F4 | Commercial | Retail | Existing | Water Heating | Natural Gas | Water Heater | E10 | RVT BC Ratio | 0 | 0 | 0 | 0 | 0 | 0 | 0 | 0 | 0 | 0 | 0 | 0 | 0 | 0 | 0 | 0 | 0 | 0 | 0 | 0 | 0 | 0 | 0 | 0 | 0 | 0 | 0 | 0 | 0 | 0 | 0 | 0 | 0
F5_Commercial_Retail_Existing_Water Heating_Natural Gas_Water Heater_E1 | F5 | Commercial | Retail | Existing | Water Heating | Natural Gas | Water Heater | E1 | RIM BC Ratio | bar: 2019 to 2051
F5_Commercial_Retail_Existing_Water Heating_Natural Gas_Water Heater_E2 | F5 | Commercial | Retail | Existing | Water Heating | Natural Gas | Water Heater | E2 | RIM BC Ratio | bar: 2019 to 2051
F5_Commercial_Retail_Existing_Water Heating_Natural Gas_Water Heater_E3 | F5 | Commercial | Retail | Existing | Water Heating | Natural Gas | Water Heater | E3 | RIM BC Ratio | 0.82165 | 0.82177 | 0.8219 | 0.82206 | 0.82223 | 0.82243 | 0.82259 | 0.82274 | 0.82288 | 0.82301 | 0.82313 | 0.82324 | 0.82334 | 0.82345 | 0.82357 | 0.82369 | 0.82382 | 0.82396 | 0.8241 | 0.82424 | 0.82438 | 0.82451 | 0.82463 | 0.82473 | 0.82482 | 0.8249 | 0.82495 | 0.82498 | 0.82502 | 0.82504 | 0.82507 | 0.82508 | 0.82508
F5_Commercial_Retail_Existing_Water Heating_Natural Gas_Water Heater_E4 | F5 | Commercial | Retail | Existing | Water Heating | Natural Gas | Water Heater | E4 | RIM BC Ratio | 0.81871 | 0.81885 | 0.81902 | 0.81921 | 0.81942 | 0.81966 | 0.81986 | 0.82003 | 0.8202 | 0.82037 | 0.82052 | 0.82065 | 0.82078 | 0.82091 | 0.82106 | 0.8212 | 0.82136 | 0.82153 | 0.8217 | 0.82187 | 0.82205 | 0.82221 | 0.82235 | 0.82247 | 0.82258 | 0.82267 | 0.82274 | 0.82278 | 0.82282 | 0.82286 | 0.82289 | 0.82291 | 0.82291
F5_Commercial_Retail_Existing_Water Heating_Natural Gas_Water Heater_E5 | F5 | Commercial | Retail | Existing | Water Heating | Natural Gas | Water Heater | E5 | RIM BC Ratio | 0.81111 | 0.81132 | 0.81156 | 0.81183 | 0.81215 | 0.8125 | 0.81279 | 0.81305 | 0.8133 | 0.81354 | 0.81376 | 0.81395 | 0.81413 | 0.81433 | 0.81455 | 0.81476 | 0.81499 | 0.81523 | 0.81549 | 0.81574 | 0.816 | 0.81623 | 0.81644 | 0.81662 | 0.81678 | 0.81692 | 0.81701 | 0.81708 | 0.81714 | 0.81719 | 0.81724 | 0.81726 | 0.81726
F5_Commercial_Retail_Existing_Water Heating_Natural Gas_Water Heater_E6 | F5 | Commercial | Retail | Existing | Water Heating | Natural Gas | Water Heater | E6 | RIM BC Ratio | bar: 2019 to 2051
F5_Commercial_Retail_Existing_Water Heating_Natural Gas_Water Heater_E7 | F5 | Commercial | Retail | Existing | Water Heating | Natural Gas | Water Heater | E7 | RIM BC Ratio | 0.79696 | 0.79721 | 0.7976 | 0.79812 | 0.79876 | 0.79951 | 0.80005 | 0.80051 | 0.80092 | 0.80127 | 0.80153 | 0.8017 | 0.80185 | 0.80205 | 0.80235 | 0.80267 | 0.80307 | 0.80354 | 0.80407 | 0.80461 | 0.80517 | 0.80569 | 0.80616 | 0.8066 | 0.80699 | 0.80731 | 0.80753 | 0.80769 | 0.80783 | 0.80794 | 0.80806 | 0.80811 | 0.80811
F5_Commercial_Retail_Existing_Water Heating_Natural Gas_Water Heater_E8 | F5 | Commercial | Retail | Existing | Water Heating | Natural Gas | Water Heater | E8 | RIM BC Ratio | 0 | 0 | 0 | 0 | 0 | 0 | 0 | 0 | 0 | 0 | 0 | 0 | 0 | 0 | 0 | 0 | 0 | 0 | 0 | 0 | 0 | 0 | 0 | 0 | 0 | 0 | 0 | 0 | 0 | 0 | 0 | 0 | 0
F5_Commercial_Retail_Existing_Water Heating_Natural Gas_Water Heater_E9 | F5 | Commercial | Retail | Existing | Water Heating | Natural Gas | Water Heater | E9 | RIM BC Ratio | 0 | 0 | 0 | 0 | 0 | 0 | 0 | 0 | 0 | 0 | 0 | 0 | 0 | 0 | 0 | 0 | 0 | 0 | 0 | 0 | 0 | 0 | 0 | 0 | 0 | 0 | 0 | 0 | 0 | 0 | 0 | 0 | 0
F5_Commercial_Retail_Existing_Water Heating_Natural Gas_Water Heater_E10 | F5 | Commercial | Retail | Existing | Water Heating | Natural Gas | Water Heater | E10 | RIM BC Ratio | 0 | 0 | 0 | 0 | 0 | 0 | 0 | 0 | 0 | 0 | 0 | 0 | 0 | 0 | 0 | 0 | 0 | 0 | 0 | 0 | 0 | 0 | 0 | 0 | 0 | 0 | 0 | 0 | 0 | 0 | 0 | 0 | 0
F0_Commercial_Retail_Existing_Food Preparation_Natural Gas_Oven_E0 | F0 | Commercial | Retail | Existing | Food Preparation | Natural Gas | Oven | E0 | Economic Unit | ENERGY STAR (>44% Baking Efficiency) | ENERGY STAR (>44% Baking Efficiency) | ENERGY STAR (>44% Baking Efficiency) | ENERGY STAR (>44% Baking Efficiency) | ENERGY STAR (>44% Baking Efficiency) | ENERGY STAR (>44% Baking Efficiency) | ENERGY STAR (>44% Baking Efficiency) | ENERGY STAR (>44% Baking Efficiency) | ENERGY STAR (>44% Baking Efficiency) | ENERGY STAR (>44% Baking Efficiency) | ENERGY STAR (>44% Baking Efficiency) | ENERGY STAR (>44% Baking Efficiency) | ENERGY STAR (>44% Baking Efficiency) | ENERGY STAR (>44% Baking Efficiency) | ENERGY STAR (>44% Baking Efficiency) | ENERGY STAR (>44% Baking Efficiency) | ENERGY STAR (>44% Baking Efficiency) | ENERGY STAR (>44% Baking Efficiency) | ENERGY STAR (>44% Baking Efficiency) | ENERGY STAR (>44% Baking Efficiency) | ENERGY STAR (>44% Baking Efficiency) | ENERGY STAR (>44% Baking Efficiency) | ENERGY STAR (>44% Baking Efficiency) | ENERGY STAR (>44% Baking Efficiency) | ENERGY STAR (>44% Baking Efficiency) | ENERGY STAR (>44% Baking Efficiency) | ENERGY STAR (>44% Baking Efficiency) | ENERGY STAR (>44% Baking Efficiency) | ENERGY STAR (>44% Baking Efficiency) | ENERGY STAR (>44% Baking Efficiency) | ENERGY STAR (>44% Baking Efficiency) | ENERGY STAR (>44% Baking Efficiency) | ENERGY STAR (>44% Baking Efficiency)
F1_Commercial_Retail_Existing_Food Preparation_Natural Gas_Oven_E1 | F1 | Commercial | Retail | Existing | Food Preparation | Natural Gas | Oven | E1 | CCE | 0 | 0 | 0 | 0 | 0 | 0 | 0 | 0 | 0 | 0 | 0 | 0 | 0 | 0 | 0 | 0 | 0 | 0 | 0 | 0 | 0 | 0 | 0 | 0 | 0 | 0 | 0 | 0 | 0 | 0 | 0 | 0 | 0
F1_Commercial_Retail_Existing_Food Preparation_Natural Gas_Oven_E2 | F1 | Commercial | Retail | Existing | Food Preparation | Natural Gas | Oven | E2 | CCE | 0.52905 | 0.52905 | 0.52905 | 0.52905 | 0.52905 | 0.52905 | 0.52905 | 0.52905 | 0.52905 | 0.52905 | 0.52905 | 0.52905 | 0.52905 | 0.52905 | 0.52905 | 0.52905 | 0.52905 | 0.52905 | 0.52905 | 0.52905 | 0.52905 | 0.52905 | 0.52905 | 0.52905 | 0.52905 | 0.52905 | 0.52905 | 0.52905 | 0.52905 | 0.52905 | 0.52905 | 0.52905 | 0.52905
F1_Commercial_Retail_Existing_Food Preparation_Natural Gas_Oven_E3 | F1 | Commercial | Retail | Existing | Food Preparation | Natural Gas | Oven | E3 | CCE | 0 | 0 | 0 | 0 | 0 | 0 | 0 | 0 | 0 | 0 | 0 | 0 | 0 | 0 | 0 | 0 | 0 | 0 | 0 | 0 | 0 | 0 | 0 | 0 | 0 | 0 | 0 | 0 | 0 | 0 | 0 | 0 | 0
F1_Commercial_Retail_Existing_Food Preparation_Natural Gas_Oven_E4 | F1 | Commercial | Retail | Existing | Food Preparation | Natural Gas | Oven | E4 | CCE | 0 | 0 | 0 | 0 | 0 | 0 | 0 | 0 | 0 | 0 | 0 | 0 | 0 | 0 | 0 | 0 | 0 | 0 | 0 | 0 | 0 | 0 | 0 | 0 | 0 | 0 | 0 | 0 | 0 | 0 | 0 | 0 | 0
F1_Commercial_Retail_Existing_Food Preparation_Natural Gas_Oven_E5 | F1 | Commercial | Retail | Existing | Food Preparation | Natural Gas | Oven | E5 | CCE | 0 | 0 | 0 | 0 | 0 | 0 | 0 | 0 | 0 | 0 | 0 | 0 | 0 | 0 | 0 | 0 | 0 | 0 | 0 | 0 | 0 | 0 | 0 | 0 | 0 | 0 | 0 | 0 | 0 | 0 | 0 | 0 | 0
F1_Commercial_Retail_Existing_Food Preparation_Natural Gas_Oven_E6 | F1 | Commercial | Retail | Existing | Food Preparation | Natural Gas | Oven | E6 | CCE | 0 | 0 | 0 | 0 | 0 | 0 | 0 | 0 | 0 | 0 | 0 | 0 | 0 | 0 | 0 | 0 | 0 | 0 | 0 | 0 | 0 | 0 | 0 | 0 | 0 | 0 | 0 | 0 | 0 | 0 | 0 | 0 | 0
F1_Commercial_Retail_Existing_Food Preparation_Natural Gas_Oven_E7 | F1 | Commercial | Retail | Existing | Food Preparation | Natural Gas | Oven | E7 | CCE | 0 | 0 | 0 | 0 | 0 | 0 | 0 | 0 | 0 | 0 | 0 | 0 | 0 | 0 | 0 | 0 | 0 | 0 | 0 | 0 | 0 | 0 | 0 | 0 | 0 | 0 | 0 | 0 | 0 | 0 | 0 | 0 | 0
F1_Commercial_Retail_Existing_Food Preparation_Natural Gas_Oven_E8 | F1 | Commercial | Retail | Existing | Food Preparation | Natural Gas | Oven | E8 | CCE | 0 | 0 | 0 | 0 | 0 | 0 | 0 | 0 | 0 | 0 | 0 | 0 | 0 | 0 | 0 | 0 | 0 | 0 | 0 | 0 | 0 | 0 | 0 | 0 | 0 | 0 | 0 | 0 | 0 | 0 | 0 | 0 | 0
F1_Commercial_Retail_Existing_Food Preparation_Natural Gas_Oven_E9 | F1 | Commercial | Retail | Existing | Food Preparation | Natural Gas | Oven | E9 | CCE | 0 | 0 | 0 | 0 | 0 | 0 | 0 | 0 | 0 | 0 | 0 | 0 | 0 | 0 | 0 | 0 | 0 | 0 | 0 | 0 | 0 | 0 | 0 | 0 | 0 | 0 | 0 | 0 | 0 | 0 | 0 | 0 | 0
F1_Commercial_Retail_Existing_Food Preparation_Natural Gas_Oven_E10 | F1 | Commercial | Retail | Existing | Food Preparation | Natural Gas | Oven | E10 | CCE | 0 | 0 | 0 | 0 | 0 | 0 | 0 | 0 | 0 | 0 | 0 | 0 | 0 | 0 | 0 | 0 | 0 | 0 | 0 | 0 | 0 | 0 | 0 | 0 | 0 | 0 | 0 | 0 | 0 | 0 | 0 | 0 | 0
F2_Commercial_Retail_Existing_Food Preparation_Natural Gas_Oven_E1 | F2 | Commercial | Retail | Existing | Food Preparation | Natural Gas | Oven | E1 | TRC BC Ratio | bar: 2019 to 2051
F2_Commercial_Retail_Existing_Food Preparation_Natural Gas_Oven_E2 | F2 | Commercial | Retail | Existing | Food Preparation | Natural Gas | Oven | E2 | TRC BC Ratio | 2.6596 | 2.6798 | 2.7025 | 2.7274 | 2.7558 | 2.7887 | 2.8153 | 2.8409 | 2.8669 | 2.8939 | 2.9197 | 2.9434 | 2.9676 | 2.9931 | 3.0212 | 3.0486 | 3.0777 | 3.1085 | 3.1406 | 3.1733 | 3.2062 | 3.2371 | 3.2649 | 3.2895 | 3.3108 | 3.3291 | 3.3418 | 3.3512 | 3.3594 | 3.3664 | 3.3733 | 3.3764 | 3.3764
F2_Commercial_Retail_Existing_Food Preparation_Natural Gas_Oven_E3 | F2 | Commercial | Retail | Existing | Food Preparation | Natural Gas | Oven | E3 | TRC BC Ratio | 0 | 0 | 0 | 0 | 0 | 0 | 0 | 0 | 0 | 0 | 0 | 0 | 0 | 0 | 0 | 0 | 0 | 0 | 0 | 0 | 0 | 0 | 0 | 0 | 0 | 0 | 0 | 0 | 0 | 0 | 0 | 0 | 0
F2_Commercial_Retail_Existing_Food Preparation_Natural Gas_Oven_E4 | F2 | Commercial | Retail | Existing | Food Preparation | Natural Gas | Oven | E4 | TRC BC Ratio | 0 | 0 | 0 | 0 | 0 | 0 | 0 | 0 | 0 | 0 | 0 | 0 | 0 | 0 | 0 | 0 | 0 | 0 | 0 | 0 | 0 | 0 | 0 | 0 | 0 | 0 | 0 | 0 | 0 | 0 | 0 | 0 | 0
F2_Commercial_Retail_Existing_Food Preparation_Natural Gas_Oven_E5 | F2 | Commercial | Retail | Existing | Food Preparation | Natural Gas | Oven | E5 | TRC BC Ratio | 0 | 0 | 0 | 0 | 0 | 0 | 0 | 0 | 0 | 0 | 0 | 0 | 0 | 0 | 0 | 0 | 0 | 0 | 0 | 0 | 0 | 0 | 0 | 0 | 0 | 0 | 0 | 0 | 0 | 0 | 0 | 0 | 0
F2_Commercial_Retail_Existing_Food Preparation_Natural Gas_Oven_E6 | F2 | Commercial | Retail | Existing | Food Preparation | Natural Gas | Oven | E6 | TRC BC Ratio | 0 | 0 | 0 | 0 | 0 | 0 | 0 | 0 | 0 | 0 | 0 | 0 | 0 | 0 | 0 | 0 | 0 | 0 | 0 | 0 | 0 | 0 | 0 | 0 | 0 | 0 | 0 | 0 | 0 | 0 | 0 | 0 | 0
F2_Commercial_Retail_Existing_Food Preparation_Natural Gas_Oven_E7 | F2 | Commercial | Retail | Existing | Food Preparation | Natural Gas | Oven | E7 | TRC BC Ratio | 0 | 0 | 0 | 0 | 0 | 0 | 0 | 0 | 0 | 0 | 0 | 0 | 0 | 0 | 0 | 0 | 0 | 0 | 0 | 0 | 0 | 0 | 0 | 0 | 0 | 0 | 0 | 0 | 0 | 0 | 0 | 0 | 0
F2_Commercial_Retail_Existing_Food Preparation_Natural Gas_Oven_E8 | F2 | Commercial | Retail | Existing | Food Preparation | Natural Gas | Oven | E8 | TRC BC Ratio | 0 | 0 | 0 | 0 | 0 | 0 | 0 | 0 | 0 | 0 | 0 | 0 | 0 | 0 | 0 | 0 | 0 | 0 | 0 | 0 | 0 | 0 | 0 | 0 | 0 | 0 | 0 | 0 | 0 | 0 | 0 | 0 | 0
F2_Commercial_Retail_Existing_Food Preparation_Natural Gas_Oven_E9 | F2 | Commercial | Retail | Existing | Food Preparation | Natural Gas | Oven | E9 | TRC BC Ratio | 0 | 0 | 0 | 0 | 0 | 0 | 0 | 0 | 0 | 0 | 0 | 0 | 0 | 0 | 0 | 0 | 0 | 0 | 0 | 0 | 0 | 0 | 0 | 0 | 0 | 0 | 0 | 0 | 0 | 0 | 0 | 0 | 0
F2_Commercial_Retail_Existing_Food Preparation_Natural Gas_Oven_E10 | F2 | Commercial | Retail | Existing | Food Preparation | Natural Gas | Oven | E10 | TRC BC Ratio | 0 | 0 | 0 | 0 | 0 | 0 | 0 | 0 | 0 | 0 | 0 | 0 | 0 | 0 | 0 | 0 | 0 | 0 | 0 | 0 | 0 | 0 | 0 | 0 | 0 | 0 | 0 | 0 | 0 | 0 | 0 | 0 | 0
F3_Commercial_Retail_Existing_Food Preparation_Natural Gas_Oven_E1 | F3 | Commercial | Retail | Existing | Food Preparation | Natural Gas | Oven | E1 | PACT BC Ratio | bar: 2019 to 2051
F3_Commercial_Retail_Existing_Food Preparation_Natural Gas_Oven_E2 | F3 | Commercial | Retail | Existing | Food Preparation | Natural Gas | Oven | E2 | PACT BC Ratio | 3.5461 | 3.5731 | 3.6033 | 3.6366 | 3.6744 | 3.7182 | 3.7538 | 3.7879 | 3.8225 | 3.8586 | 3.893 | 3.9245 | 3.9568 | 3.9908 | 4.0282 | 4.0648 | 4.1037 | 4.1447 | 4.1874 | 4.2311 | 4.275 | 4.3161 | 4.3532 | 4.386 | 4.4144 | 4.4388 | 4.4557 | 4.4683 | 4.4792 | 4.4885 | 4.4978 | 4.5018 | 4.5018
F3_Commercial_Retail_Existing_Food Preparation_Natural Gas_Oven_E3 | F3 | Commercial | Retail | Existing | Food Preparation | Natural Gas | Oven | E3 | PACT BC Ratio | 0 | 0 | 0 | 0 | 0 | 0 | 0 | 0 | 0 | 0 | 0 | 0 | 0 | 0 | 0 | 0 | 0 | 0 | 0 | 0 | 0 | 0 | 0 | 0 | 0 | 0 | 0 | 0 | 0 | 0 | 0 | 0 | 0
F3_Commercial_Retail_Existing_Food Preparation_Natural Gas_Oven_E4 | F3 | Commercial | Retail | Existing | Food Preparation | Natural Gas | Oven | E4 | PACT BC Ratio | 0 | 0 | 0 | 0 | 0 | 0 | 0 | 0 | 0 | 0 | 0 | 0 | 0 | 0 | 0 | 0 | 0 | 0 | 0 | 0 | 0 | 0 | 0 | 0 | 0 | 0 | 0 | 0 | 0 | 0 | 0 | 0 | 0
F3_Commercial_Retail_Existing_Food Preparation_Natural Gas_Oven_E5 | F3 | Commercial | Retail | Existing | Food Preparation | Natural Gas | Oven | E5 | PACT BC Ratio | 0 | 0 | 0 | 0 | 0 | 0 | 0 | 0 | 0 | 0 | 0 | 0 | 0 | 0 | 0 | 0 | 0 | 0 | 0 | 0 | 0 | 0 | 0 | 0 | 0 | 0 | 0 | 0 | 0 | 0 | 0 | 0 | 0
F3_Commercial_Retail_Existing_Food Preparation_Natural Gas_Oven_E6 | F3 | Commercial | Retail | Existing | Food Preparation | Natural Gas | Oven | E6 | PACT BC Ratio | 0 | 0 | 0 | 0 | 0 | 0 | 0 | 0 | 0 | 0 | 0 | 0 | 0 | 0 | 0 | 0 | 0 | 0 | 0 | 0 | 0 | 0 | 0 | 0 | 0 | 0 | 0 | 0 | 0 | 0 | 0 | 0 | 0
F3_Commercial_Retail_Existing_Food Preparation_Natural Gas_Oven_E7 | F3 | Commercial | Retail | Existing | Food Preparation | Natural Gas | Oven | E7 | PACT BC Ratio | 0 | 0 | 0 | 0 | 0 | 0 | 0 | 0 | 0 | 0 | 0 | 0 | 0 | 0 | 0 | 0 | 0 | 0 | 0 | 0 | 0 | 0 | 0 | 0 | 0 | 0 | 0 | 0 | 0 | 0 | 0 | 0 | 0
F3_Commercial_Retail_Existing_Food Preparation_Natural Gas_Oven_E8 | F3 | Commercial | Retail | Existing | Food Preparation | Natural Gas | Oven | E8 | PACT BC Ratio | 0 | 0 | 0 | 0 | 0 | 0 | 0 | 0 | 0 | 0 | 0 | 0 | 0 | 0 | 0 | 0 | 0 | 0 | 0 | 0 | 0 | 0 | 0 | 0 | 0 | 0 | 0 | 0 | 0 | 0 | 0 | 0 | 0
F3_Commercial_Retail_Existing_Food Preparation_Natural Gas_Oven_E9 | F3 | Commercial | Retail | Existing | Food Preparation | Natural Gas | Oven | E9 | PACT BC Ratio | 0 | 0 | 0 | 0 | 0 | 0 | 0 | 0 | 0 | 0 | 0 | 0 | 0 | 0 | 0 | 0 | 0 | 0 | 0 | 0 | 0 | 0 | 0 | 0 | 0 | 0 | 0 | 0 | 0 | 0 | 0 | 0 | 0
F3_Commercial_Retail_Existing_Food Preparation_Natural Gas_Oven_E10 | F3 | Commercial | Retail | Existing | Food Preparation | Natural Gas | Oven | E10 | PACT BC Ratio | 0 | 0 | 0 | 0 | 0 | 0 | 0 | 0 | 0 | 0 | 0 | 0 | 0 | 0 | 0 | 0 | 0 | 0 | 0 | 0 | 0 | 0 | 0 | 0 | 0 | 0 | 0 | 0 | 0 | 0 | 0 | 0 | 0
F4_Commercial_Retail_Existing_Food Preparation_Natural Gas_Oven_E1 | F4 | Commercial | Retail | Existing | Food Preparation | Natural Gas | Oven | E1 | RVT BC Ratio | bar: 2019 to 2051
F4_Commercial_Retail_Existing_Food Preparation_Natural Gas_Oven_E2 | F4 | Commercial | Retail | Existing | Food Preparation | Natural Gas | Oven | E2 | RVT BC Ratio | 4.5236 | 4.5528 | 4.5853 | 4.6211 | 4.662 | 4.7092 | 4.7475 | 4.7843 | 4.8216 | 4.8605 | 4.8976 | 4.9317 | 4.9665 | 5.0031 | 5.0435 | 5.0829 | 5.1248 | 5.169 | 5.2151 | 5.2622 | 5.3095 | 5.3539 | 5.3939 | 5.4293 | 5.4599 | 5.4862 | 5.5044 | 5.518 | 5.5298 | 5.5398 | 5.5498 | 5.5542 | 5.5542
F4_Commercial_Retail_Existing_Food Preparation_Natural Gas_Oven_E3 | F4 | Commercial | Retail | Existing | Food Preparation | Natural Gas | Oven | E3 | RVT BC Ratio | 0 | 0 | 0 | 0 | 0 | 0 | 0 | 0 | 0 | 0 | 0 | 0 | 0 | 0 | 0 | 0 | 0 | 0 | 0 | 0 | 0 | 0 | 0 | 0 | 0 | 0 | 0 | 0 | 0 | 0 | 0 | 0 | 0
F4_Commercial_Retail_Existing_Food Preparation_Natural Gas_Oven_E4 | F4 | Commercial | Retail | Existing | Food Preparation | Natural Gas | Oven | E4 | RVT BC Ratio | 0 | 0 | 0 | 0 | 0 | 0 | 0 | 0 | 0 | 0 | 0 | 0 | 0 | 0 | 0 | 0 | 0 | 0 | 0 | 0 | 0 | 0 | 0 | 0 | 0 | 0 | 0 | 0 | 0 | 0 | 0 | 0 | 0
F4_Commercial_Retail_Existing_Food Preparation_Natural Gas_Oven_E5 | F4 | Commercial | Retail | Existing | Food Preparation | Natural Gas | Oven | E5 | RVT BC Ratio | 0 | 0 | 0 | 0 | 0 | 0 | 0 | 0 | 0 | 0 | 0 | 0 | 0 | 0 | 0 | 0 | 0 | 0 | 0 | 0 | 0 | 0 | 0 | 0 | 0 | 0 | 0 | 0 | 0 | 0 | 0 | 0 | 0
F4_Commercial_Retail_Existing_Food Preparation_Natural Gas_Oven_E6 | F4 | Commercial | Retail | Existing | Food Preparation | Natural Gas | Oven | E6 | RVT BC Ratio | 0 | 0 | 0 | 0 | 0 | 0 | 0 | 0 | 0 | 0 | 0 | 0 | 0 | 0 | 0 | 0 | 0 | 0 | 0 | 0 | 0 | 0 | 0 | 0 | 0 | 0 | 0 | 0 | 0 | 0 | 0 | 0 | 0
F4_Commercial_Retail_Existing_Food Preparation_Natural Gas_Oven_E7 | F4 | Commercial | Retail | Existing | Food Preparation | Natural Gas | Oven | E7 | RVT BC Ratio | 0 | 0 | 0 | 0 | 0 | 0 | 0 | 0 | 0 | 0 | 0 | 0 | 0 | 0 | 0 | 0 | 0 | 0 | 0 | 0 | 0 | 0 | 0 | 0 | 0 | 0 | 0 | 0 | 0 | 0 | 0 | 0 | 0
F4_Commercial_Retail_Existing_Food Preparation_Natural Gas_Oven_E8 | F4 | Commercial | Retail | Existing | Food Preparation | Natural Gas | Oven | E8 | RVT BC Ratio | 0 | 0 | 0 | 0 | 0 | 0 | 0 | 0 | 0 | 0 | 0 | 0 | 0 | 0 | 0 | 0 | 0 | 0 | 0 | 0 | 0 | 0 | 0 | 0 | 0 | 0 | 0 | 0 | 0 | 0 | 0 | 0 | 0
F4_Commercial_Retail_Existing_Food Preparation_Natural Gas_Oven_E9 | F4 | Commercial | Retail | Existing | Food Preparation | Natural Gas | Oven | E9 | RVT BC Ratio | 0 | 0 | 0 | 0 | 0 | 0 | 0 | 0 | 0 | 0 | 0 | 0 | 0 | 0 | 0 | 0 | 0 | 0 | 0 | 0 | 0 | 0 | 0 | 0 | 0 | 0 | 0 | 0 | 0 | 0 | 0 | 0 | 0
F4_Commercial_Retail_Existing_Food Preparation_Natural Gas_Oven_E10 | F4 | Commercial | Retail | Existing | Food Preparation | Natural Gas | Oven | E10 | RVT BC Ratio | 0 | 0 | 0 | 0 | 0 | 0 | 0 | 0 | 0 | 0 | 0 | 0 | 0 | 0 | 0 | 0 | 0 | 0 | 0 | 0 | 0 | 0 | 0 | 0 | 0 | 0 | 0 | 0 | 0 | 0 | 0 | 0 | 0
F5_Commercial_Retail_Existing_Food Preparation_Natural Gas_Oven_E1 | F5 | Commercial | Retail | Existing | Food Preparation | Natural Gas | Oven | E1 | RIM BC Ratio | bar: 2019 to 2051
F5_Commercial_Retail_Existing_Food Preparation_Natural Gas_Oven_E2 | F5 | Commercial | Retail | Existing | Food Preparation | Natural Gas | Oven | E2 | RIM BC Ratio | 0.67565 | 0.67662 | 0.6777 | 0.67886 | 0.68017 | 0.68166 | 0.68284 | 0.68396 | 0.68508 | 0.68623 | 0.68731 | 0.68829 | 0.68928 | 0.6903 | 0.69141 | 0.69248 | 0.6936 | 0.69476 | 0.69595 | 0.69715 | 0.69833 | 0.69942 | 0.70039 | 0.70123 | 0.70195 | 0.70257 | 0.70299 | 0.7033 | 0.70357 | 0.7038 | 0.70403 | 0.70413 | 0.70413
F5_Commercial_Retail_Existing_Food Preparation_Natural Gas_Oven_E3 | F5 | Commercial | Retail | Existing | Food Preparation | Natural Gas | Oven | E3 | RIM BC Ratio | 0 | 0 | 0 | 0 | 0 | 0 | 0 | 0 | 0 | 0 | 0 | 0 | 0 | 0 | 0 | 0 | 0 | 0 | 0 | 0 | 0 | 0 | 0 | 0 | 0 | 0 | 0 | 0 | 0 | 0 | 0 | 0 | 0
F5_Commercial_Retail_Existing_Food Preparation_Natural Gas_Oven_E4 | F5 | Commercial | Retail | Existing | Food Preparation | Natural Gas | Oven | E4 | RIM BC Ratio | 0 | 0 | 0 | 0 | 0 | 0 | 0 | 0 | 0 | 0 | 0 | 0 | 0 | 0 | 0 | 0 | 0 | 0 | 0 | 0 | 0 | 0 | 0 | 0 | 0 | 0 | 0 | 0 | 0 | 0 | 0 | 0 | 0
F5_Commercial_Retail_Existing_Food Preparation_Natural Gas_Oven_E5 | F5 | Commercial | Retail | Existing | Food Preparation | Natural Gas | Oven | E5 | RIM BC Ratio | 0 | 0 | 0 | 0 | 0 | 0 | 0 | 0 | 0 | 0 | 0 | 0 | 0 | 0 | 0 | 0 | 0 | 0 | 0 | 0 | 0 | 0 | 0 | 0 | 0 | 0 | 0 | 0 | 0 | 0 | 0 | 0 | 0
F5_Commercial_Retail_Existing_Food Preparation_Natural Gas_Oven_E6 | F5 | Commercial | Retail | Existing | Food Preparation | Natural Gas | Oven | E6 | RIM BC Ratio | 0 | 0 | 0 | 0 | 0 | 0 | 0 | 0 | 0 | 0 | 0 | 0 | 0 | 0 | 0 | 0 | 0 | 0 | 0 | 0 | 0 | 0 | 0 | 0 | 0 | 0 | 0 | 0 | 0 | 0 | 0 | 0 | 0
F5_Commercial_Retail_Existing_Food Preparation_Natural Gas_Oven_E7 | F5 | Commercial | Retail | Existing | Food Preparation | Natural Gas | Oven | E7 | RIM BC Ratio | 0 | 0 | 0 | 0 | 0 | 0 | 0 | 0 | 0 | 0 | 0 | 0 | 0 | 0 | 0 | 0 | 0 | 0 | 0 | 0 | 0 | 0 | 0 | 0 | 0 | 0 | 0 | 0 | 0 | 0 | 0 | 0 | 0
F5_Commercial_Retail_Existing_Food Preparation_Natural Gas_Oven_E8 | F5 | Commercial | Retail | Existing | Food Preparation | Natural Gas | Oven | E8 | RIM BC Ratio | 0 | 0 | 0 | 0 | 0 | 0 | 0 | 0 | 0 | 0 | 0 | 0 | 0 | 0 | 0 | 0 | 0 | 0 | 0 | 0 | 0 | 0 | 0 | 0 | 0 | 0 | 0 | 0 | 0 | 0 | 0 | 0 | 0
F5_Commercial_Retail_Existing_Food Preparation_Natural Gas_Oven_E9 | F5 | Commercial | Retail | Existing | Food Preparation | Natural Gas | Oven | E9 | RIM BC Ratio | 0 | 0 | 0 | 0 | 0 | 0 | 0 | 0 | 0 | 0 | 0 | 0 | 0 | 0 | 0 | 0 | 0 | 0 | 0 | 0 | 0 | 0 | 0 | 0 | 0 | 0 | 0 | 0 | 0 | 0 | 0 | 0 | 0
F5_Commercial_Retail_Existing_Food Preparation_Natural Gas_Oven_E10 | F5 | Commercial | Retail | Existing | Food Preparation | Natural Gas | Oven | E10 | RIM BC Ratio | 0 | 0 | 0 | 0 | 0 | 0 | 0 | 0 | 0 | 0 | 0 | 0 | 0 | 0 | 0 | 0 | 0 | 0 | 0 | 0 | 0 | 0 | 0 | 0 | 0 | 0 | 0 | 0 | 0 | 0 | 0 | 0 | 0
F0_Commercial_Retail_Existing_Food Preparation_Natural Gas_Conveyor Oven_E0 | F0 | Commercial | Retail | Existing | Food Preparation | Natural Gas | Conveyor Oven | E0 | Economic Unit | Efficient (>44% Baking Efficiency) | Efficient (>44% Baking Efficiency) | Efficient (>44% Baking Efficiency) | Efficient (>44% Baking Efficiency) | Efficient (>44% Baking Efficiency) | Efficient (>44% Baking Efficiency) | Efficient (>44% Baking Efficiency) | Efficient (>44% Baking Efficiency) | Efficient (>44% Baking Efficiency) | Efficient (>44% Baking Efficiency) | Efficient (>44% Baking Efficiency) | Efficient (>44% Baking Efficiency) | Efficient (>44% Baking Efficiency) | Efficient (>44% Baking Efficiency) | Efficient (>44% Baking Efficiency) | Efficient (>44% Baking Efficiency) | Efficient (>44% Baking Efficiency) | Efficient (>44% Baking Efficiency) | Efficient (>44% Baking Efficiency) | Efficient (>44% Baking Efficiency) | Efficient (>44% Baking Efficiency) | Efficient (>44% Baking Efficiency) | Efficient (>44% Baking Efficiency) | Efficient (>44% Baking Efficiency) | Efficient (>44% Baking Efficiency) | Efficient (>44% Baking Efficiency) | Efficient (>44% Baking Efficiency) | Efficient (>44% Baking Efficiency) | Efficient (>44% Baking Efficiency) | Efficient (>44% Baking Efficiency) | Efficient (>44% Baking Efficiency) | Efficient (>44% Baking Efficiency) | Efficient (>44% Baking Efficiency)
F1_Commercial_Retail_Existing_Food Preparation_Natural Gas_Conveyor Oven_E1 | F1 | Commercial | Retail | Existing | Food Preparation | Natural Gas | Conveyor Oven | E1 | CCE | 0 | 0 | 0 | 0 | 0 | 0 | 0 | 0 | 0 | 0 | 0 | 0 | 0 | 0 | 0 | 0 | 0 | 0 | 0 | 0 | 0 | 0 | 0 | 0 | 0 | 0 | 0 | 0 | 0 | 0 | 0 | 0 | 0
F1_Commercial_Retail_Existing_Food Preparation_Natural Gas_Conveyor Oven_E2 | F1 | Commercial | Retail | Existing | Food Preparation | Natural Gas | Conveyor Oven | E2 | CCE | 0.35475 | 0.35475 | 0.35475 | 0.35475 | 0.35475 | 0.35475 | 0.35475 | 0.35475 | 0.35475 | 0.35475 | 0.35475 | 0.35475 | 0.35475 | 0.35475 | 0.35475 | 0.35475 | 0.35475 | 0.35475 | 0.35475 | 0.35475 | 0.35475 | 0.35475 | 0.35475 | 0.35475 | 0.35475 | 0.35475 | 0.35475 | 0.35475 | 0.35475 | 0.35475 | 0.35475 | 0.35475 | 0.35475
F1_Commercial_Retail_Existing_Food Preparation_Natural Gas_Conveyor Oven_E3 | F1 | Commercial | Retail | Existing | Food Preparation | Natural Gas | Conveyor Oven | E3 | CCE | 0 | 0 | 0 | 0 | 0 | 0 | 0 | 0 | 0 | 0 | 0 | 0 | 0 | 0 | 0 | 0 | 0 | 0 | 0 | 0 | 0 | 0 | 0 | 0 | 0 | 0 | 0 | 0 | 0 | 0 | 0 | 0 | 0
F1_Commercial_Retail_Existing_Food Preparation_Natural Gas_Conveyor Oven_E4 | F1 | Commercial | Retail | Existing | Food Preparation | Natural Gas | Conveyor Oven | E4 | CCE | 0 | 0 | 0 | 0 | 0 | 0 | 0 | 0 | 0 | 0 | 0 | 0 | 0 | 0 | 0 | 0 | 0 | 0 | 0 | 0 | 0 | 0 | 0 | 0 | 0 | 0 | 0 | 0 | 0 | 0 | 0 | 0 | 0
F1_Commercial_Retail_Existing_Food Preparation_Natural Gas_Conveyor Oven_E5 | F1 | Commercial | Retail | Existing | Food Preparation | Natural Gas | Conveyor Oven | E5 | CCE | 0 | 0 | 0 | 0 | 0 | 0 | 0 | 0 | 0 | 0 | 0 | 0 | 0 | 0 | 0 | 0 | 0 | 0 | 0 | 0 | 0 | 0 | 0 | 0 | 0 | 0 | 0 | 0 | 0 | 0 | 0 | 0 | 0
F1_Commercial_Retail_Existing_Food Preparation_Natural Gas_Conveyor Oven_E6 | F1 | Commercial | Retail | Existing | Food Preparation | Natural Gas | Conveyor Oven | E6 | CCE | 0 | 0 | 0 | 0 | 0 | 0 | 0 | 0 | 0 | 0 | 0 | 0 | 0 | 0 | 0 | 0 | 0 | 0 | 0 | 0 | 0 | 0 | 0 | 0 | 0 | 0 | 0 | 0 | 0 | 0 | 0 | 0 | 0
F1_Commercial_Retail_Existing_Food Preparation_Natural Gas_Conveyor Oven_E7 | F1 | Commercial | Retail | Existing | Food Preparation | Natural Gas | Conveyor Oven | E7 | CCE | 0 | 0 | 0 | 0 | 0 | 0 | 0 | 0 | 0 | 0 | 0 | 0 | 0 | 0 | 0 | 0 | 0 | 0 | 0 | 0 | 0 | 0 | 0 | 0 | 0 | 0 | 0 | 0 | 0 | 0 | 0 | 0 | 0
F1_Commercial_Retail_Existing_Food Preparation_Natural Gas_Conveyor Oven_E8 | F1 | Commercial | Retail | Existing | Food Preparation | Natural Gas | Conveyor Oven | E8 | CCE | 0 | 0 | 0 | 0 | 0 | 0 | 0 | 0 | 0 | 0 | 0 | 0 | 0 | 0 | 0 | 0 | 0 | 0 | 0 | 0 | 0 | 0 | 0 | 0 | 0 | 0 | 0 | 0 | 0 | 0 | 0 | 0 | 0
F1_Commercial_Retail_Existing_Food Preparation_Natural Gas_Conveyor Oven_E9 | F1 | Commercial | Retail | Existing | Food Preparation | Natural Gas | Conveyor Oven | E9 | CCE | 0 | 0 | 0 | 0 | 0 | 0 | 0 | 0 | 0 | 0 | 0 | 0 | 0 | 0 | 0 | 0 | 0 | 0 | 0 | 0 | 0 | 0 | 0 | 0 | 0 | 0 | 0 | 0 | 0 | 0 | 0 | 0 | 0
F1_Commercial_Retail_Existing_Food Preparation_Natural Gas_Conveyor Oven_E10 | F1 | Commercial | Retail | Existing | Food Preparation | Natural Gas | Conveyor Oven | E10 | CCE | 0 | 0 | 0 | 0 | 0 | 0 | 0 | 0 | 0 | 0 | 0 | 0 | 0 | 0 | 0 | 0 | 0 | 0 | 0 | 0 | 0 | 0 | 0 | 0 | 0 | 0 | 0 | 0 | 0 | 0 | 0 | 0 | 0
F2_Commercial_Retail_Existing_Food Preparation_Natural Gas_Conveyor Oven_E1 | F2 | Commercial | Retail | Existing | Food Preparation | Natural Gas | Conveyor Oven | E1 | TRC BC Ratio | bar: 2019 to 2051
F2_Commercial_Retail_Existing_Food Preparation_Natural Gas_Conveyor Oven_E2 | F2 | Commercial | Retail | Existing | Food Preparation | Natural Gas | Conveyor Oven | E2 | TRC BC Ratio | 4.0477 | 4.0772 | 4.1092 | 4.1444 | 4.1846 | 4.2312 | 4.2722 | 4.3136 | 4.3565 | 4.4011 | 4.4439 | 4.4835 | 4.5223 | 4.561 | 4.6015 | 4.64 | 4.6797 | 4.7203 | 4.7612 | 4.8019 | 4.8418 | 4.8782 | 4.9108 | 4.9395 | 4.9644 | 4.9858 | 5.0006 | 5.0116 | 5.0212 | 5.0293 | 5.0374 | 5.041 | 5.041
F2_Commercial_Retail_Existing_Food Preparation_Natural Gas_Conveyor Oven_E3 | F2 | Commercial | Retail | Existing | Food Preparation | Natural Gas | Conveyor Oven | E3 | TRC BC Ratio | 0 | 0 | 0 | 0 | 0 | 0 | 0 | 0 | 0 | 0 | 0 | 0 | 0 | 0 | 0 | 0 | 0 | 0 | 0 | 0 | 0 | 0 | 0 | 0 | 0 | 0 | 0 | 0 | 0 | 0 | 0 | 0 | 0
F2_Commercial_Retail_Existing_Food Preparation_Natural Gas_Conveyor Oven_E4 | F2 | Commercial | Retail | Existing | Food Preparation | Natural Gas | Conveyor Oven | E4 | TRC BC Ratio | 0 | 0 | 0 | 0 | 0 | 0 | 0 | 0 | 0 | 0 | 0 | 0 | 0 | 0 | 0 | 0 | 0 | 0 | 0 | 0 | 0 | 0 | 0 | 0 | 0 | 0 | 0 | 0 | 0 | 0 | 0 | 0 | 0
F2_Commercial_Retail_Existing_Food Preparation_Natural Gas_Conveyor Oven_E5 | F2 | Commercial | Retail | Existing | Food Preparation | Natural Gas | Conveyor Oven | E5 | TRC BC Ratio | 0 | 0 | 0 | 0 | 0 | 0 | 0 | 0 | 0 | 0 | 0 | 0 | 0 | 0 | 0 | 0 | 0 | 0 | 0 | 0 | 0 | 0 | 0 | 0 | 0 | 0 | 0 | 0 | 0 | 0 | 0 | 0 | 0
F2_Commercial_Retail_Existing_Food Preparation_Natural Gas_Conveyor Oven_E6 | F2 | Commercial | Retail | Existing | Food Preparation | Natural Gas | Conveyor Oven | E6 | TRC BC Ratio | 0 | 0 | 0 | 0 | 0 | 0 | 0 | 0 | 0 | 0 | 0 | 0 | 0 | 0 | 0 | 0 | 0 | 0 | 0 | 0 | 0 | 0 | 0 | 0 | 0 | 0 | 0 | 0 | 0 | 0 | 0 | 0 | 0
F2_Commercial_Retail_Existing_Food Preparation_Natural Gas_Conveyor Oven_E7 | F2 | Commercial | Retail | Existing | Food Preparation | Natural Gas | Conveyor Oven | E7 | TRC BC Ratio | 0 | 0 | 0 | 0 | 0 | 0 | 0 | 0 | 0 | 0 | 0 | 0 | 0 | 0 | 0 | 0 | 0 | 0 | 0 | 0 | 0 | 0 | 0 | 0 | 0 | 0 | 0 | 0 | 0 | 0 | 0 | 0 | 0
F2_Commercial_Retail_Existing_Food Preparation_Natural Gas_Conveyor Oven_E8 | F2 | Commercial | Retail | Existing | Food Preparation | Natural Gas | Conveyor Oven | E8 | TRC BC Ratio | 0 | 0 | 0 | 0 | 0 | 0 | 0 | 0 | 0 | 0 | 0 | 0 | 0 | 0 | 0 | 0 | 0 | 0 | 0 | 0 | 0 | 0 | 0 | 0 | 0 | 0 | 0 | 0 | 0 | 0 | 0 | 0 | 0
F2_Commercial_Retail_Existing_Food Preparation_Natural Gas_Conveyor Oven_E9 | F2 | Commercial | Retail | Existing | Food Preparation | Natural Gas | Conveyor Oven | E9 | TRC BC Ratio | 0 | 0 | 0 | 0 | 0 | 0 | 0 | 0 | 0 | 0 | 0 | 0 | 0 | 0 | 0 | 0 | 0 | 0 | 0 | 0 | 0 | 0 | 0 | 0 | 0 | 0 | 0 | 0 | 0 | 0 | 0 | 0 | 0
F2_Commercial_Retail_Existing_Food Preparation_Natural Gas_Conveyor Oven_E10 | F2 | Commercial | Retail | Existing | Food Preparation | Natural Gas | Conveyor Oven | E10 | TRC BC Ratio | 0 | 0 | 0 | 0 | 0 | 0 | 0 | 0 | 0 | 0 | 0 | 0 | 0 | 0 | 0 | 0 | 0 | 0 | 0 | 0 | 0 | 0 | 0 | 0 | 0 | 0 | 0 | 0 | 0 | 0 | 0 | 0 | 0
F3_Commercial_Retail_Existing_Food Preparation_Natural Gas_Conveyor Oven_E1 | F3 | Commercial | Retail | Existing | Food Preparation | Natural Gas | Conveyor Oven | E1 | PACT BC Ratio | bar: 2019 to 2051
F3_Commercial_Retail_Existing_Food Preparation_Natural Gas_Conveyor Oven_E2 | F3 | Commercial | Retail | Existing | Food Preparation | Natural Gas | Conveyor Oven | E2 | PACT BC Ratio | 5.397 | 5.4363 | 5.479 | 5.5258 | 5.5794 | 5.6416 | 5.6963 | 5.7515 | 5.8086 | 5.8681 | 5.9253 | 5.978 | 6.0297 | 6.0814 | 6.1353 | 6.1867 | 6.2396 | 6.2937 | 6.3483 | 6.4025 | 6.4557 | 6.5043 | 6.5477 | 6.586 | 6.6192 | 6.6477 | 6.6674 | 6.6822 | 6.6949 | 6.7058 | 6.7166 | 6.7213 | 6.7213
F3_Commercial_Retail_Existing_Food Preparation_Natural Gas_Conveyor Oven_E3 | F3 | Commercial | Retail | Existing | Food Preparation | Natural Gas | Conveyor Oven | E3 | PACT BC Ratio | 0 | 0 | 0 | 0 | 0 | 0 | 0 | 0 | 0 | 0 | 0 | 0 | 0 | 0 | 0 | 0 | 0 | 0 | 0 | 0 | 0 | 0 | 0 | 0 | 0 | 0 | 0 | 0 | 0 | 0 | 0 | 0 | 0
F3_Commercial_Retail_Existing_Food Preparation_Natural Gas_Conveyor Oven_E4 | F3 | Commercial | Retail | Existing | Food Preparation | Natural Gas | Conveyor Oven | E4 | PACT BC Ratio | 0 | 0 | 0 | 0 | 0 | 0 | 0 | 0 | 0 | 0 | 0 | 0 | 0 | 0 | 0 | 0 | 0 | 0 | 0 | 0 | 0 | 0 | 0 | 0 | 0 | 0 | 0 | 0 | 0 | 0 | 0 | 0 | 0
F3_Commercial_Retail_Existing_Food Preparation_Natural Gas_Conveyor Oven_E5 | F3 | Commercial | Retail | Existing | Food Preparation | Natural Gas | Conveyor Oven | E5 | PACT BC Ratio | 0 | 0 | 0 | 0 | 0 | 0 | 0 | 0 | 0 | 0 | 0 | 0 | 0 | 0 | 0 | 0 | 0 | 0 | 0 | 0 | 0 | 0 | 0 | 0 | 0 | 0 | 0 | 0 | 0 | 0 | 0 | 0 | 0
F3_Commercial_Retail_Existing_Food Preparation_Natural Gas_Conveyor Oven_E6 | F3 | Commercial | Retail | Existing | Food Preparation | Natural Gas | Conveyor Oven | E6 | PACT BC Ratio | 0 | 0 | 0 | 0 | 0 | 0 | 0 | 0 | 0 | 0 | 0 | 0 | 0 | 0 | 0 | 0 | 0 | 0 | 0 | 0 | 0 | 0 | 0 | 0 | 0 | 0 | 0 | 0 | 0 | 0 | 0 | 0 | 0
F3_Commercial_Retail_Existing_Food Preparation_Natural Gas_Conveyor Oven_E7 | F3 | Commercial | Retail | Existing | Food Preparation | Natural Gas | Conveyor Oven | E7 | PACT BC Ratio | 0 | 0 | 0 | 0 | 0 | 0 | 0 | 0 | 0 | 0 | 0 | 0 | 0 | 0 | 0 | 0 | 0 | 0 | 0 | 0 | 0 | 0 | 0 | 0 | 0 | 0 | 0 | 0 | 0 | 0 | 0 | 0 | 0
F3_Commercial_Retail_Existing_Food Preparation_Natural Gas_Conveyor Oven_E8 | F3 | Commercial | Retail | Existing | Food Preparation | Natural Gas | Conveyor Oven | E8 | PACT BC Ratio | 0 | 0 | 0 | 0 | 0 | 0 | 0 | 0 | 0 | 0 | 0 | 0 | 0 | 0 | 0 | 0 | 0 | 0 | 0 | 0 | 0 | 0 | 0 | 0 | 0 | 0 | 0 | 0 | 0 | 0 | 0 | 0 | 0
F3_Commercial_Retail_Existing_Food Preparation_Natural Gas_Conveyor Oven_E9 | F3 | Commercial | Retail | Existing | Food Preparation | Natural Gas | Conveyor Oven | E9 | PACT BC Ratio | 0 | 0 | 0 | 0 | 0 | 0 | 0 | 0 | 0 | 0 | 0 | 0 | 0 | 0 | 0 | 0 | 0 | 0 | 0 | 0 | 0 | 0 | 0 | 0 | 0 | 0 | 0 | 0 | 0 | 0 | 0 | 0 | 0
F3_Commercial_Retail_Existing_Food Preparation_Natural Gas_Conveyor Oven_E10 | F3 | Commercial | Retail | Existing | Food Preparation | Natural Gas | Conveyor Oven | E10 | PACT BC Ratio | 0 | 0 | 0 | 0 | 0 | 0 | 0 | 0 | 0 | 0 | 0 | 0 | 0 | 0 | 0 | 0 | 0 | 0 | 0 | 0 | 0 | 0 | 0 | 0 | 0 | 0 | 0 | 0 | 0 | 0 | 0 | 0 | 0
F4_Commercial_Retail_Existing_Food Preparation_Natural Gas_Conveyor Oven_E1 | F4 | Commercial | Retail | Existing | Food Preparation | Natural Gas | Conveyor Oven | E1 | RVT BC Ratio | bar: 2019 to 2051
F4_Commercial_Retail_Existing_Food Preparation_Natural Gas_Conveyor Oven_E2 | F4 | Commercial | Retail | Existing | Food Preparation | Natural Gas | Conveyor Oven | E2 | RVT BC Ratio | 6.5193 | 6.5617 | 6.6078 | 6.6583 | 6.7161 | 6.7831 | 6.8421 | 6.9016 | 6.9632 | 7.0273 | 7.089 | 7.1459 | 7.2016 | 7.2573 | 7.3154 | 7.3708 | 7.4279 | 7.4863 | 7.5451 | 7.6035 | 7.6609 | 7.7133 | 7.7601 | 7.8014 | 7.8372 | 7.8679 | 7.8892 | 7.9051 | 7.9188 | 7.9306 | 7.9422 | 7.9473 | 7.9473
F4_Commercial_Retail_Existing_Food Preparation_Natural Gas_Conveyor Oven_E3 | F4 | Commercial | Retail | Existing | Food Preparation | Natural Gas | Conveyor Oven | E3 | RVT BC Ratio | 0 | 0 | 0 | 0 | 0 | 0 | 0 | 0 | 0 | 0 | 0 | 0 | 0 | 0 | 0 | 0 | 0 | 0 | 0 | 0 | 0 | 0 | 0 | 0 | 0 | 0 | 0 | 0 | 0 | 0 | 0 | 0 | 0
F4_Commercial_Retail_Existing_Food Preparation_Natural Gas_Conveyor Oven_E4 | F4 | Commercial | Retail | Existing | Food Preparation | Natural Gas | Conveyor Oven | E4 | RVT BC Ratio | 0 | 0 | 0 | 0 | 0 | 0 | 0 | 0 | 0 | 0 | 0 | 0 | 0 | 0 | 0 | 0 | 0 | 0 | 0 | 0 | 0 | 0 | 0 | 0 | 0 | 0 | 0 | 0 | 0 | 0 | 0 | 0 | 0
F4_Commercial_Retail_Existing_Food Preparation_Natural Gas_Conveyor Oven_E5 | F4 | Commercial | Retail | Existing | Food Preparation | Natural Gas | Conveyor Oven | E5 | RVT BC Ratio | 0 | 0 | 0 | 0 | 0 | 0 | 0 | 0 | 0 | 0 | 0 | 0 | 0 | 0 | 0 | 0 | 0 | 0 | 0 | 0 | 0 | 0 | 0 | 0 | 0 | 0 | 0 | 0 | 0 | 0 | 0 | 0 | 0
F4_Commercial_Retail_Existing_Food Preparation_Natural Gas_Conveyor Oven_E6 | F4 | Commercial | Retail | Existing | Food Preparation | Natural Gas | Conveyor Oven | E6 | RVT BC Ratio | 0 | 0 | 0 | 0 | 0 | 0 | 0 | 0 | 0 | 0 | 0 | 0 | 0 | 0 | 0 | 0 | 0 | 0 | 0 | 0 | 0 | 0 | 0 | 0 | 0 | 0 | 0 | 0 | 0 | 0 | 0 | 0 | 0
F4_Commercial_Retail_Existing_Food Preparation_Natural Gas_Conveyor Oven_E7 | F4 | Commercial | Retail | Existing | Food Preparation | Natural Gas | Conveyor Oven | E7 | RVT BC Ratio | 0 | 0 | 0 | 0 | 0 | 0 | 0 | 0 | 0 | 0 | 0 | 0 | 0 | 0 | 0 | 0 | 0 | 0 | 0 | 0 | 0 | 0 | 0 | 0 | 0 | 0 | 0 | 0 | 0 | 0 | 0 | 0 | 0
F4_Commercial_Retail_Existing_Food Preparation_Natural Gas_Conveyor Oven_E8 | F4 | Commercial | Retail | Existing | Food Preparation | Natural Gas | Conveyor Oven | E8 | RVT BC Ratio | 0 | 0 | 0 | 0 | 0 | 0 | 0 | 0 | 0 | 0 | 0 | 0 | 0 | 0 | 0 | 0 | 0 | 0 | 0 | 0 | 0 | 0 | 0 | 0 | 0 | 0 | 0 | 0 | 0 | 0 | 0 | 0 | 0
F4_Commercial_Retail_Existing_Food Preparation_Natural Gas_Conveyor Oven_E9 | F4 | Commercial | Retail | Existing | Food Preparation | Natural Gas | Conveyor Oven | E9 | RVT BC Ratio | 0 | 0 | 0 | 0 | 0 | 0 | 0 | 0 | 0 | 0 | 0 | 0 | 0 | 0 | 0 | 0 | 0 | 0 | 0 | 0 | 0 | 0 | 0 | 0 | 0 | 0 | 0 | 0 | 0 | 0 | 0 | 0 | 0
F4_Commercial_Retail_Existing_Food Preparation_Natural Gas_Conveyor Oven_E10 | F4 | Commercial | Retail | Existing | Food Preparation | Natural Gas | Conveyor Oven | E10 | RVT BC Ratio | 0 | 0 | 0 | 0 | 0 | 0 | 0 | 0 | 0 | 0 | 0 | 0 | 0 | 0 | 0 | 0 | 0 | 0 | 0 | 0 | 0 | 0 | 0 | 0 | 0 | 0 | 0 | 0 | 0 | 0 | 0 | 0 | 0
F5_Commercial_Retail_Existing_Food Preparation_Natural Gas_Conveyor Oven_E1 | F5 | Commercial | Retail | Existing | Food Preparation | Natural Gas | Conveyor Oven | E1 | RIM BC Ratio | bar: 2019 to 2051
F5_Commercial_Retail_Existing_Food Preparation_Natural Gas_Conveyor Oven_E2 | F5 | Commercial | Retail | Existing | Food Preparation | Natural Gas | Conveyor Oven | E2 | RIM BC Ratio | 0.72288 | 0.72358 | 0.72433 | 0.72515 | 0.72606 | 0.7271 | 0.728 | 0.7289 | 0.72981 | 0.73074 | 0.73162 | 0.73242 | 0.73319 | 0.73394 | 0.73472 | 0.73545 | 0.7362 | 0.73694 | 0.73769 | 0.73841 | 0.73912 | 0.73975 | 0.74031 | 0.74079 | 0.74121 | 0.74157 | 0.74181 | 0.742 | 0.74215 | 0.74229 | 0.74242 | 0.74248 | 0.74248
F5_Commercial_Retail_Existing_Food Preparation_Natural Gas_Conveyor Oven_E3 | F5 | Commercial | Retail | Existing | Food Preparation | Natural Gas | Conveyor Oven | E3 | RIM BC Ratio | 0 | 0 | 0 | 0 | 0 | 0 | 0 | 0 | 0 | 0 | 0 | 0 | 0 | 0 | 0 | 0 | 0 | 0 | 0 | 0 | 0 | 0 | 0 | 0 | 0 | 0 | 0 | 0 | 0 | 0 | 0 | 0 | 0
F5_Commercial_Retail_Existing_Food Preparation_Natural Gas_Conveyor Oven_E4 | F5 | Commercial | Retail | Existing | Food Preparation | Natural Gas | Conveyor Oven | E4 | RIM BC Ratio | 0 | 0 | 0 | 0 | 0 | 0 | 0 | 0 | 0 | 0 | 0 | 0 | 0 | 0 | 0 | 0 | 0 | 0 | 0 | 0 | 0 | 0 | 0 | 0 | 0 | 0 | 0 | 0 | 0 | 0 | 0 | 0 | 0
F5_Commercial_Retail_Existing_Food Preparation_Natural Gas_Conveyor Oven_E5 | F5 | Commercial | Retail | Existing | Food Preparation | Natural Gas | Conveyor Oven | E5 | RIM BC Ratio | 0 | 0 | 0 | 0 | 0 | 0 | 0 | 0 | 0 | 0 | 0 | 0 | 0 | 0 | 0 | 0 | 0 | 0 | 0 | 0 | 0 | 0 | 0 | 0 | 0 | 0 | 0 | 0 | 0 | 0 | 0 | 0 | 0
F5_Commercial_Retail_Existing_Food Preparation_Natural Gas_Conveyor Oven_E6 | F5 | Commercial | Retail | Existing | Food Preparation | Natural Gas | Conveyor Oven | E6 | RIM BC Ratio | 0 | 0 | 0 | 0 | 0 | 0 | 0 | 0 | 0 | 0 | 0 | 0 | 0 | 0 | 0 | 0 | 0 | 0 | 0 | 0 | 0 | 0 | 0 | 0 | 0 | 0 | 0 | 0 | 0 | 0 | 0 | 0 | 0
F5_Commercial_Retail_Existing_Food Preparation_Natural Gas_Conveyor Oven_E7 | F5 | Commercial | Retail | Existing | Food Preparation | Natural Gas | Conveyor Oven | E7 | RIM BC Ratio | 0 | 0 | 0 | 0 | 0 | 0 | 0 | 0 | 0 | 0 | 0 | 0 | 0 | 0 | 0 | 0 | 0 | 0 | 0 | 0 | 0 | 0 | 0 | 0 | 0 | 0 | 0 | 0 | 0 | 0 | 0 | 0 | 0
F5_Commercial_Retail_Existing_Food Preparation_Natural Gas_Conveyor Oven_E8 | F5 | Commercial | Retail | Existing | Food Preparation | Natural Gas | Conveyor Oven | E8 | RIM BC Ratio | 0 | 0 | 0 | 0 | 0 | 0 | 0 | 0 | 0 | 0 | 0 | 0 | 0 | 0 | 0 | 0 | 0 | 0 | 0 | 0 | 0 | 0 | 0 | 0 | 0 | 0 | 0 | 0 | 0 | 0 | 0 | 0 | 0
F5_Commercial_Retail_Existing_Food Preparation_Natural Gas_Conveyor Oven_E9 | F5 | Commercial | Retail | Existing | Food Preparation | Natural Gas | Conveyor Oven | E9 | RIM BC Ratio | 0 | 0 | 0 | 0 | 0 | 0 | 0 | 0 | 0 | 0 | 0 | 0 | 0 | 0 | 0 | 0 | 0 | 0 | 0 | 0 | 0 | 0 | 0 | 0 | 0 | 0 | 0 | 0 | 0 | 0 | 0 | 0 | 0
F5_Commercial_Retail_Existing_Food Preparation_Natural Gas_Conveyor Oven_E10 | F5 | Commercial | Retail | Existing | Food Preparation | Natural Gas | Conveyor Oven | E10 | RIM BC Ratio | 0 | 0 | 0 | 0 | 0 | 0 | 0 | 0 | 0 | 0 | 0 | 0 | 0 | 0 | 0 | 0 | 0 | 0 | 0 | 0 | 0 | 0 | 0 | 0 | 0 | 0 | 0 | 0 | 0 | 0 | 0 | 0 | 0
F0_Commercial_Retail_Existing_Food Preparation_Natural Gas_Double Rack Oven_E0 | F0 | Commercial | Retail | Existing | Food Preparation | Natural Gas | Double Rack Oven | E0 | Economic Unit | FTSC Qualified (>50% Cooking Efficiency) | FTSC Qualified (>50% Cooking Efficiency) | FTSC Qualified (>50% Cooking Efficiency) | FTSC Qualified (>50% Cooking Efficiency) | FTSC Qualified (>50% Cooking Efficiency) | FTSC Qualified (>50% Cooking Efficiency) | FTSC Qualified (>50% Cooking Efficiency) | FTSC Qualified (>50% Cooking Efficiency) | FTSC Qualified (>50% Cooking Efficiency) | FTSC Qualified (>50% Cooking Efficiency) | FTSC Qualified (>50% Cooking Efficiency) | FTSC Qualified (>50% Cooking Efficiency) | FTSC Qualified (>50% Cooking Efficiency) | FTSC Qualified (>50% Cooking Efficiency) | FTSC Qualified (>50% Cooking Efficiency) | FTSC Qualified (>50% Cooking Efficiency) | FTSC Qualified (>50% Cooking Efficiency) | FTSC Qualified (>50% Cooking Efficiency) | FTSC Qualified (>50% Cooking Efficiency) | FTSC Qualified (>50% Cooking Efficiency) | FTSC Qualified (>50% Cooking Efficiency) | FTSC Qualified (>50% Cooking Efficiency) | FTSC Qualified (>50% Cooking Efficiency) | FTSC Qualified (>50% Cooking Efficiency) | FTSC Qualified (>50% Cooking Efficiency) | FTSC Qualified (>50% Cooking Efficiency) | FTSC Qualified (>50% Cooking Efficiency) | FTSC Qualified (>50% Cooking Efficiency) | FTSC Qualified (>50% Cooking Efficiency) | FTSC Qualified (>50% Cooking Efficiency) | FTSC Qualified (>50% Cooking Efficiency) | FTSC Qualified (>50% Cooking Efficiency) | FTSC Qualified (>50% Cooking Efficiency)
F1_Commercial_Retail_Existing_Food Preparation_Natural Gas_Double Rack Oven_E1 | F1 | Commercial | Retail | Existing | Food Preparation | Natural Gas | Double Rack Oven | E1 | CCE | 0 | 0 | 0 | 0 | 0 | 0 | 0 | 0 | 0 | 0 | 0 | 0 | 0 | 0 | 0 | 0 | 0 | 0 | 0 | 0 | 0 | 0 | 0 | 0 | 0 | 0 | 0 | 0 | 0 | 0 | 0 | 0 | 0
F1_Commercial_Retail_Existing_Food Preparation_Natural Gas_Double Rack Oven_E2 | F1 | Commercial | Retail | Existing | Food Preparation | Natural Gas | Double Rack Oven | E2 | CCE | 0.29688 | 0.29688 | 0.29688 | 0.29688 | 0.29688 | 0.29688 | 0.29688 | 0.29688 | 0.29688 | 0.29688 | 0.29688 | 0.29688 | 0.29688 | 0.29688 | 0.29688 | 0.29688 | 0.29688 | 0.29688 | 0.29688 | 0.29688 | 0.29688 | 0.29688 | 0.29688 | 0.29688 | 0.29688 | 0.29688 | 0.29688 | 0.29688 | 0.29688 | 0.29688 | 0.29688 | 0.29688 | 0.29688
F1_Commercial_Retail_Existing_Food Preparation_Natural Gas_Double Rack Oven_E3 | F1 | Commercial | Retail | Existing | Food Preparation | Natural Gas | Double Rack Oven | E3 | CCE | 0 | 0 | 0 | 0 | 0 | 0 | 0 | 0 | 0 | 0 | 0 | 0 | 0 | 0 | 0 | 0 | 0 | 0 | 0 | 0 | 0 | 0 | 0 | 0 | 0 | 0 | 0 | 0 | 0 | 0 | 0 | 0 | 0
F1_Commercial_Retail_Existing_Food Preparation_Natural Gas_Double Rack Oven_E4 | F1 | Commercial | Retail | Existing | Food Preparation | Natural Gas | Double Rack Oven | E4 | CCE | 0 | 0 | 0 | 0 | 0 | 0 | 0 | 0 | 0 | 0 | 0 | 0 | 0 | 0 | 0 | 0 | 0 | 0 | 0 | 0 | 0 | 0 | 0 | 0 | 0 | 0 | 0 | 0 | 0 | 0 | 0 | 0 | 0
F1_Commercial_Retail_Existing_Food Preparation_Natural Gas_Double Rack Oven_E5 | F1 | Commercial | Retail | Existing | Food Preparation | Natural Gas | Double Rack Oven | E5 | CCE | 0 | 0 | 0 | 0 | 0 | 0 | 0 | 0 | 0 | 0 | 0 | 0 | 0 | 0 | 0 | 0 | 0 | 0 | 0 | 0 | 0 | 0 | 0 | 0 | 0 | 0 | 0 | 0 | 0 | 0 | 0 | 0 | 0
F1_Commercial_Retail_Existing_Food Preparation_Natural Gas_Double Rack Oven_E6 | F1 | Commercial | Retail | Existing | Food Preparation | Natural Gas | Double Rack Oven | E6 | CCE | 0 | 0 | 0 | 0 | 0 | 0 | 0 | 0 | 0 | 0 | 0 | 0 | 0 | 0 | 0 | 0 | 0 | 0 | 0 | 0 | 0 | 0 | 0 | 0 | 0 | 0 | 0 | 0 | 0 | 0 | 0 | 0 | 0
F1_Commercial_Retail_Existing_Food Preparation_Natural Gas_Double Rack Oven_E7 | F1 | Commercial | Retail | Existing | Food Preparation | Natural Gas | Double Rack Oven | E7 | CCE | 0 | 0 | 0 | 0 | 0 | 0 | 0 | 0 | 0 | 0 | 0 | 0 | 0 | 0 | 0 | 0 | 0 | 0 | 0 | 0 | 0 | 0 | 0 | 0 | 0 | 0 | 0 | 0 | 0 | 0 | 0 | 0 | 0
F1_Commercial_Retail_Existing_Food Preparation_Natural Gas_Double Rack Oven_E8 | F1 | Commercial | Retail | Existing | Food Preparation | Natural Gas | Double Rack Oven | E8 | CCE | 0 | 0 | 0 | 0 | 0 | 0 | 0 | 0 | 0 | 0 | 0 | 0 | 0 | 0 | 0 | 0 | 0 | 0 | 0 | 0 | 0 | 0 | 0 | 0 | 0 | 0 | 0 | 0 | 0 | 0 | 0 | 0 | 0
F1_Commercial_Retail_Existing_Food Preparation_Natural Gas_Double Rack Oven_E9 | F1 | Commercial | Retail | Existing | Food Preparation | Natural Gas | Double Rack Oven | E9 | CCE | 0 | 0 | 0 | 0 | 0 | 0 | 0 | 0 | 0 | 0 | 0 | 0 | 0 | 0 | 0 | 0 | 0 | 0 | 0 | 0 | 0 | 0 | 0 | 0 | 0 | 0 | 0 | 0 | 0 | 0 | 0 | 0 | 0
F1_Commercial_Retail_Existing_Food Preparation_Natural Gas_Double Rack Oven_E10 | F1 | Commercial | Retail | Existing | Food Preparation | Natural Gas | Double Rack Oven | E10 | CCE | 0 | 0 | 0 | 0 | 0 | 0 | 0 | 0 | 0 | 0 | 0 | 0 | 0 | 0 | 0 | 0 | 0 | 0 | 0 | 0 | 0 | 0 | 0 | 0 | 0 | 0 | 0 | 0 | 0 | 0 | 0 | 0 | 0
F2_Commercial_Retail_Existing_Food Preparation_Natural Gas_Double Rack Oven_E1 | F2 | Commercial | Retail | Existing | Food Preparation | Natural Gas | Double Rack Oven | E1 | TRC BC Ratio | bar: 2019 to 2051
F2_Commercial_Retail_Existing_Food Preparation_Natural Gas_Double Rack Oven_E2 | F2 | Commercial | Retail | Existing | Food Preparation | Natural Gas | Double Rack Oven | E2 | TRC BC Ratio | 4.7395 | 4.7756 | 4.816 | 4.8604 | 4.911 | 4.9696 | 5.017 | 5.0626 | 5.1089 | 5.1571 | 5.2031 | 5.2453 | 5.2885 | 5.3338 | 5.3838 | 5.4328 | 5.4847 | 5.5395 | 5.5966 | 5.655 | 5.7136 | 5.7686 | 5.8182 | 5.8621 | 5.9 | 5.9326 | 5.9552 | 5.9721 | 5.9866 | 5.9991 | 6.0114 | 6.0169 | 6.0169
F2_Commercial_Retail_Existing_Food Preparation_Natural Gas_Double Rack Oven_E3 | F2 | Commercial | Retail | Existing | Food Preparation | Natural Gas | Double Rack Oven | E3 | TRC BC Ratio | 0 | 0 | 0 | 0 | 0 | 0 | 0 | 0 | 0 | 0 | 0 | 0 | 0 | 0 | 0 | 0 | 0 | 0 | 0 | 0 | 0 | 0 | 0 | 0 | 0 | 0 | 0 | 0 | 0 | 0 | 0 | 0 | 0
F2_Commercial_Retail_Existing_Food Preparation_Natural Gas_Double Rack Oven_E4 | F2 | Commercial | Retail | Existing | Food Preparation | Natural Gas | Double Rack Oven | E4 | TRC BC Ratio | 0 | 0 | 0 | 0 | 0 | 0 | 0 | 0 | 0 | 0 | 0 | 0 | 0 | 0 | 0 | 0 | 0 | 0 | 0 | 0 | 0 | 0 | 0 | 0 | 0 | 0 | 0 | 0 | 0 | 0 | 0 | 0 | 0
F2_Commercial_Retail_Existing_Food Preparation_Natural Gas_Double Rack Oven_E5 | F2 | Commercial | Retail | Existing | Food Preparation | Natural Gas | Double Rack Oven | E5 | TRC BC Ratio | 0 | 0 | 0 | 0 | 0 | 0 | 0 | 0 | 0 | 0 | 0 | 0 | 0 | 0 | 0 | 0 | 0 | 0 | 0 | 0 | 0 | 0 | 0 | 0 | 0 | 0 | 0 | 0 | 0 | 0 | 0 | 0 | 0
F2_Commercial_Retail_Existing_Food Preparation_Natural Gas_Double Rack Oven_E6 | F2 | Commercial | Retail | Existing | Food Preparation | Natural Gas | Double Rack Oven | E6 | TRC BC Ratio | 0 | 0 | 0 | 0 | 0 | 0 | 0 | 0 | 0 | 0 | 0 | 0 | 0 | 0 | 0 | 0 | 0 | 0 | 0 | 0 | 0 | 0 | 0 | 0 | 0 | 0 | 0 | 0 | 0 | 0 | 0 | 0 | 0
F2_Commercial_Retail_Existing_Food Preparation_Natural Gas_Double Rack Oven_E7 | F2 | Commercial | Retail | Existing | Food Preparation | Natural Gas | Double Rack Oven | E7 | TRC BC Ratio | 0 | 0 | 0 | 0 | 0 | 0 | 0 | 0 | 0 | 0 | 0 | 0 | 0 | 0 | 0 | 0 | 0 | 0 | 0 | 0 | 0 | 0 | 0 | 0 | 0 | 0 | 0 | 0 | 0 | 0 | 0 | 0 | 0
F2_Commercial_Retail_Existing_Food Preparation_Natural Gas_Double Rack Oven_E8 | F2 | Commercial | Retail | Existing | Food Preparation | Natural Gas | Double Rack Oven | E8 | TRC BC Ratio | 0 | 0 | 0 | 0 | 0 | 0 | 0 | 0 | 0 | 0 | 0 | 0 | 0 | 0 | 0 | 0 | 0 | 0 | 0 | 0 | 0 | 0 | 0 | 0 | 0 | 0 | 0 | 0 | 0 | 0 | 0 | 0 | 0
F2_Commercial_Retail_Existing_Food Preparation_Natural Gas_Double Rack Oven_E9 | F2 | Commercial | Retail | Existing | Food Preparation | Natural Gas | Double Rack Oven | E9 | TRC BC Ratio | 0 | 0 | 0 | 0 | 0 | 0 | 0 | 0 | 0 | 0 | 0 | 0 | 0 | 0 | 0 | 0 | 0 | 0 | 0 | 0 | 0 | 0 | 0 | 0 | 0 | 0 | 0 | 0 | 0 | 0 | 0 | 0 | 0
F2_Commercial_Retail_Existing_Food Preparation_Natural Gas_Double Rack Oven_E10 | F2 | Commercial | Retail | Existing | Food Preparation | Natural Gas | Double Rack Oven | E10 | TRC BC Ratio | 0 | 0 | 0 | 0 | 0 | 0 | 0 | 0 | 0 | 0 | 0 | 0 | 0 | 0 | 0 | 0 | 0 | 0 | 0 | 0 | 0 | 0 | 0 | 0 | 0 | 0 | 0 | 0 | 0 | 0 | 0 | 0 | 0
F3_Commercial_Retail_Existing_Food Preparation_Natural Gas_Double Rack Oven_E1 | F3 | Commercial | Retail | Existing | Food Preparation | Natural Gas | Double Rack Oven | E1 | PACT BC Ratio | bar: 2019 to 2051
F3_Commercial_Retail_Existing_Food Preparation_Natural Gas_Double Rack Oven_E2 | F3 | Commercial | Retail | Existing | Food Preparation | Natural Gas | Double Rack Oven | E2 | PACT BC Ratio | 6.3193 | 6.3675 | 6.4213 | 6.4805 | 6.548 | 6.6261 | 6.6894 | 6.7502 | 6.8119 | 6.8761 | 6.9374 | 6.9937 | 7.0513 | 7.1117 | 7.1784 | 7.2437 | 7.3129 | 7.386 | 7.4622 | 7.5399 | 7.6182 | 7.6915 | 7.7576 | 7.8161 | 7.8667 | 7.9101 | 7.9403 | 7.9627 | 7.9822 | 7.9988 | 8.0152 | 8.0225 | 8.0225
F3_Commercial_Retail_Existing_Food Preparation_Natural Gas_Double Rack Oven_E3 | F3 | Commercial | Retail | Existing | Food Preparation | Natural Gas | Double Rack Oven | E3 | PACT BC Ratio | 0 | 0 | 0 | 0 | 0 | 0 | 0 | 0 | 0 | 0 | 0 | 0 | 0 | 0 | 0 | 0 | 0 | 0 | 0 | 0 | 0 | 0 | 0 | 0 | 0 | 0 | 0 | 0 | 0 | 0 | 0 | 0 | 0
F3_Commercial_Retail_Existing_Food Preparation_Natural Gas_Double Rack Oven_E4 | F3 | Commercial | Retail | Existing | Food Preparation | Natural Gas | Double Rack Oven | E4 | PACT BC Ratio | 0 | 0 | 0 | 0 | 0 | 0 | 0 | 0 | 0 | 0 | 0 | 0 | 0 | 0 | 0 | 0 | 0 | 0 | 0 | 0 | 0 | 0 | 0 | 0 | 0 | 0 | 0 | 0 | 0 | 0 | 0 | 0 | 0
F3_Commercial_Retail_Existing_Food Preparation_Natural Gas_Double Rack Oven_E5 | F3 | Commercial | Retail | Existing | Food Preparation | Natural Gas | Double Rack Oven | E5 | PACT BC Ratio | 0 | 0 | 0 | 0 | 0 | 0 | 0 | 0 | 0 | 0 | 0 | 0 | 0 | 0 | 0 | 0 | 0 | 0 | 0 | 0 | 0 | 0 | 0 | 0 | 0 | 0 | 0 | 0 | 0 | 0 | 0 | 0 | 0
F3_Commercial_Retail_Existing_Food Preparation_Natural Gas_Double Rack Oven_E6 | F3 | Commercial | Retail | Existing | Food Preparation | Natural Gas | Double Rack Oven | E6 | PACT BC Ratio | 0 | 0 | 0 | 0 | 0 | 0 | 0 | 0 | 0 | 0 | 0 | 0 | 0 | 0 | 0 | 0 | 0 | 0 | 0 | 0 | 0 | 0 | 0 | 0 | 0 | 0 | 0 | 0 | 0 | 0 | 0 | 0 | 0
F3_Commercial_Retail_Existing_Food Preparation_Natural Gas_Double Rack Oven_E7 | F3 | Commercial | Retail | Existing | Food Preparation | Natural Gas | Double Rack Oven | E7 | PACT BC Ratio | 0 | 0 | 0 | 0 | 0 | 0 | 0 | 0 | 0 | 0 | 0 | 0 | 0 | 0 | 0 | 0 | 0 | 0 | 0 | 0 | 0 | 0 | 0 | 0 | 0 | 0 | 0 | 0 | 0 | 0 | 0 | 0 | 0
F3_Commercial_Retail_Existing_Food Preparation_Natural Gas_Double Rack Oven_E8 | F3 | Commercial | Retail | Existing | Food Preparation | Natural Gas | Double Rack Oven | E8 | PACT BC Ratio | 0 | 0 | 0 | 0 | 0 | 0 | 0 | 0 | 0 | 0 | 0 | 0 | 0 | 0 | 0 | 0 | 0 | 0 | 0 | 0 | 0 | 0 | 0 | 0 | 0 | 0 | 0 | 0 | 0 | 0 | 0 | 0 | 0
F3_Commercial_Retail_Existing_Food Preparation_Natural Gas_Double Rack Oven_E9 | F3 | Commercial | Retail | Existing | Food Preparation | Natural Gas | Double Rack Oven | E9 | PACT BC Ratio | 0 | 0 | 0 | 0 | 0 | 0 | 0 | 0 | 0 | 0 | 0 | 0 | 0 | 0 | 0 | 0 | 0 | 0 | 0 | 0 | 0 | 0 | 0 | 0 | 0 | 0 | 0 | 0 | 0 | 0 | 0 | 0 | 0
F3_Commercial_Retail_Existing_Food Preparation_Natural Gas_Double Rack Oven_E10 | F3 | Commercial | Retail | Existing | Food Preparation | Natural Gas | Double Rack Oven | E10 | PACT BC Ratio | 0 | 0 | 0 | 0 | 0 | 0 | 0 | 0 | 0 | 0 | 0 | 0 | 0 | 0 | 0 | 0 | 0 | 0 | 0 | 0 | 0 | 0 | 0 | 0 | 0 | 0 | 0 | 0 | 0 | 0 | 0 | 0 | 0
F4_Commercial_Retail_Existing_Food Preparation_Natural Gas_Double Rack Oven_E1 | F4 | Commercial | Retail | Existing | Food Preparation | Natural Gas | Double Rack Oven | E1 | RVT BC Ratio | bar: 2019 to 2051
F4_Commercial_Retail_Existing_Food Preparation_Natural Gas_Double Rack Oven_E2 | F4 | Commercial | Retail | Existing | Food Preparation | Natural Gas | Double Rack Oven | E2 | RVT BC Ratio | 7.5139 | 7.5658 | 7.6238 | 7.6877 | 7.7604 | 7.8446 | 7.9129 | 7.9784 | 8.045 | 8.1143 | 8.1804 | 8.241 | 8.3031 | 8.3683 | 8.4402 | 8.5106 | 8.5852 | 8.664 | 8.7461 | 8.83 | 8.9144 | 8.9934 | 9.0647 | 9.1278 | 9.1823 | 9.2292 | 9.2617 | 9.2859 | 9.3069 | 9.3248 | 9.3425 | 9.3503 | 9.3503
F4_Commercial_Retail_Existing_Food Preparation_Natural Gas_Double Rack Oven_E3 | F4 | Commercial | Retail | Existing | Food Preparation | Natural Gas | Double Rack Oven | E3 | RVT BC Ratio | 0 | 0 | 0 | 0 | 0 | 0 | 0 | 0 | 0 | 0 | 0 | 0 | 0 | 0 | 0 | 0 | 0 | 0 | 0 | 0 | 0 | 0 | 0 | 0 | 0 | 0 | 0 | 0 | 0 | 0 | 0 | 0 | 0
F4_Commercial_Retail_Existing_Food Preparation_Natural Gas_Double Rack Oven_E4 | F4 | Commercial | Retail | Existing | Food Preparation | Natural Gas | Double Rack Oven | E4 | RVT BC Ratio | 0 | 0 | 0 | 0 | 0 | 0 | 0 | 0 | 0 | 0 | 0 | 0 | 0 | 0 | 0 | 0 | 0 | 0 | 0 | 0 | 0 | 0 | 0 | 0 | 0 | 0 | 0 | 0 | 0 | 0 | 0 | 0 | 0
F4_Commercial_Retail_Existing_Food Preparation_Natural Gas_Double Rack Oven_E5 | F4 | Commercial | Retail | Existing | Food Preparation | Natural Gas | Double Rack Oven | E5 | RVT BC Ratio | 0 | 0 | 0 | 0 | 0 | 0 | 0 | 0 | 0 | 0 | 0 | 0 | 0 | 0 | 0 | 0 | 0 | 0 | 0 | 0 | 0 | 0 | 0 | 0 | 0 | 0 | 0 | 0 | 0 | 0 | 0 | 0 | 0
F4_Commercial_Retail_Existing_Food Preparation_Natural Gas_Double Rack Oven_E6 | F4 | Commercial | Retail | Existing | Food Preparation | Natural Gas | Double Rack Oven | E6 | RVT BC Ratio | 0 | 0 | 0 | 0 | 0 | 0 | 0 | 0 | 0 | 0 | 0 | 0 | 0 | 0 | 0 | 0 | 0 | 0 | 0 | 0 | 0 | 0 | 0 | 0 | 0 | 0 | 0 | 0 | 0 | 0 | 0 | 0 | 0
F4_Commercial_Retail_Existing_Food Preparation_Natural Gas_Double Rack Oven_E7 | F4 | Commercial | Retail | Existing | Food Preparation | Natural Gas | Double Rack Oven | E7 | RVT BC Ratio | 0 | 0 | 0 | 0 | 0 | 0 | 0 | 0 | 0 | 0 | 0 | 0 | 0 | 0 | 0 | 0 | 0 | 0 | 0 | 0 | 0 | 0 | 0 | 0 | 0 | 0 | 0 | 0 | 0 | 0 | 0 | 0 | 0
F4_Commercial_Retail_Existing_Food Preparation_Natural Gas_Double Rack Oven_E8 | F4 | Commercial | Retail | Existing | Food Preparation | Natural Gas | Double Rack Oven | E8 | RVT BC Ratio | 0 | 0 | 0 | 0 | 0 | 0 | 0 | 0 | 0 | 0 | 0 | 0 | 0 | 0 | 0 | 0 | 0 | 0 | 0 | 0 | 0 | 0 | 0 | 0 | 0 | 0 | 0 | 0 | 0 | 0 | 0 | 0 | 0
F4_Commercial_Retail_Existing_Food Preparation_Natural Gas_Double Rack Oven_E9 | F4 | Commercial | Retail | Existing | Food Preparation | Natural Gas | Double Rack Oven | E9 | RVT BC Ratio | 0 | 0 | 0 | 0 | 0 | 0 | 0 | 0 | 0 | 0 | 0 | 0 | 0 | 0 | 0 | 0 | 0 | 0 | 0 | 0 | 0 | 0 | 0 | 0 | 0 | 0 | 0 | 0 | 0 | 0 | 0 | 0 | 0
F4_Commercial_Retail_Existing_Food Preparation_Natural Gas_Double Rack Oven_E10 | F4 | Commercial | Retail | Existing | Food Preparation | Natural Gas | Double Rack Oven | E10 | RVT BC Ratio | 0 | 0 | 0 | 0 | 0 | 0 | 0 | 0 | 0 | 0 | 0 | 0 | 0 | 0 | 0 | 0 | 0 | 0 | 0 | 0 | 0 | 0 | 0 | 0 | 0 | 0 | 0 | 0 | 0 | 0 | 0 | 0 | 0
F5_Commercial_Retail_Existing_Food Preparation_Natural Gas_Double Rack Oven_E1 | F5 | Commercial | Retail | Existing | Food Preparation | Natural Gas | Double Rack Oven | E1 | RIM BC Ratio | bar: 2019 to 2051
F5_Commercial_Retail_Existing_Food Preparation_Natural Gas_Double Rack Oven_E2 | F5 | Commercial | Retail | Existing | Food Preparation | Natural Gas | Double Rack Oven | E2 | RIM BC Ratio | 0.73729 | 0.73795 | 0.73866 | 0.73944 | 0.74031 | 0.7413 | 0.74208 | 0.74283 | 0.74357 | 0.74433 | 0.74504 | 0.74568 | 0.74633 | 0.74701 | 0.74774 | 0.74844 | 0.74917 | 0.74993 | 0.75071 | 0.75149 | 0.75226 | 0.75297 | 0.7536 | 0.75414 | 0.75461 | 0.75501 | 0.75528 | 0.75549 | 0.75566 | 0.75581 | 0.75596 | 0.75602 | 0.75602
F5_Commercial_Retail_Existing_Food Preparation_Natural Gas_Double Rack Oven_E3 | F5 | Commercial | Retail | Existing | Food Preparation | Natural Gas | Double Rack Oven | E3 | RIM BC Ratio | 0 | 0 | 0 | 0 | 0 | 0 | 0 | 0 | 0 | 0 | 0 | 0 | 0 | 0 | 0 | 0 | 0 | 0 | 0 | 0 | 0 | 0 | 0 | 0 | 0 | 0 | 0 | 0 | 0 | 0 | 0 | 0 | 0
F5_Commercial_Retail_Existing_Food Preparation_Natural Gas_Double Rack Oven_E4 | F5 | Commercial | Retail | Existing | Food Preparation | Natural Gas | Double Rack Oven | E4 | RIM BC Ratio | 0 | 0 | 0 | 0 | 0 | 0 | 0 | 0 | 0 | 0 | 0 | 0 | 0 | 0 | 0 | 0 | 0 | 0 | 0 | 0 | 0 | 0 | 0 | 0 | 0 | 0 | 0 | 0 | 0 | 0 | 0 | 0 | 0
F5_Commercial_Retail_Existing_Food Preparation_Natural Gas_Double Rack Oven_E5 | F5 | Commercial | Retail | Existing | Food Preparation | Natural Gas | Double Rack Oven | E5 | RIM BC Ratio | 0 | 0 | 0 | 0 | 0 | 0 | 0 | 0 | 0 | 0 | 0 | 0 | 0 | 0 | 0 | 0 | 0 | 0 | 0 | 0 | 0 | 0 | 0 | 0 | 0 | 0 | 0 | 0 | 0 | 0 | 0 | 0 | 0
F5_Commercial_Retail_Existing_Food Preparation_Natural Gas_Double Rack Oven_E6 | F5 | Commercial | Retail | Existing | Food Preparation | Natural Gas | Double Rack Oven | E6 | RIM BC Ratio | 0 | 0 | 0 | 0 | 0 | 0 | 0 | 0 | 0 | 0 | 0 | 0 | 0 | 0 | 0 | 0 | 0 | 0 | 0 | 0 | 0 | 0 | 0 | 0 | 0 | 0 | 0 | 0 | 0 | 0 | 0 | 0 | 0
F5_Commercial_Retail_Existing_Food Preparation_Natural Gas_Double Rack Oven_E7 | F5 | Commercial | Retail | Existing | Food Preparation | Natural Gas | Double Rack Oven | E7 | RIM BC Ratio | 0 | 0 | 0 | 0 | 0 | 0 | 0 | 0 | 0 | 0 | 0 | 0 | 0 | 0 | 0 | 0 | 0 | 0 | 0 | 0 | 0 | 0 | 0 | 0 | 0 | 0 | 0 | 0 | 0 | 0 | 0 | 0 | 0
F5_Commercial_Retail_Existing_Food Preparation_Natural Gas_Double Rack Oven_E8 | F5 | Commercial | Retail | Existing | Food Preparation | Natural Gas | Double Rack Oven | E8 | RIM BC Ratio | 0 | 0 | 0 | 0 | 0 | 0 | 0 | 0 | 0 | 0 | 0 | 0 | 0 | 0 | 0 | 0 | 0 | 0 | 0 | 0 | 0 | 0 | 0 | 0 | 0 | 0 | 0 | 0 | 0 | 0 | 0 | 0 | 0
F5_Commercial_Retail_Existing_Food Preparation_Natural Gas_Double Rack Oven_E9 | F5 | Commercial | Retail | Existing | Food Preparation | Natural Gas | Double Rack Oven | E9 | RIM BC Ratio | 0 | 0 | 0 | 0 | 0 | 0 | 0 | 0 | 0 | 0 | 0 | 0 | 0 | 0 | 0 | 0 | 0 | 0 | 0 | 0 | 0 | 0 | 0 | 0 | 0 | 0 | 0 | 0 | 0 | 0 | 0 | 0 | 0
F5_Commercial_Retail_Existing_Food Preparation_Natural Gas_Double Rack Oven_E10 | F5 | Commercial | Retail | Existing | Food Preparation | Natural Gas | Double Rack Oven | E10 | RIM BC Ratio | 0 | 0 | 0 | 0 | 0 | 0 | 0 | 0 | 0 | 0 | 0 | 0 | 0 | 0 | 0 | 0 | 0 | 0 | 0 | 0 | 0 | 0 | 0 | 0 | 0 | 0 | 0 | 0 | 0 | 0 | 0 | 0 | 0
F0_Commercial_Retail_Existing_Food Preparation_Natural Gas_Fryer_E0 | F0 | Commercial | Retail | Existing | Food Preparation | Natural Gas | Fryer | E0 | Economic Unit | ENERGY STAR | ENERGY STAR | ENERGY STAR | ENERGY STAR | ENERGY STAR | ENERGY STAR | ENERGY STAR | ENERGY STAR | ENERGY STAR | ENERGY STAR | ENERGY STAR | ENERGY STAR | ENERGY STAR | ENERGY STAR | ENERGY STAR | ENERGY STAR | ENERGY STAR | ENERGY STAR | ENERGY STAR | ENERGY STAR | ENERGY STAR | ENERGY STAR | ENERGY STAR | ENERGY STAR | ENERGY STAR | ENERGY STAR | ENERGY STAR | ENERGY STAR | ENERGY STAR | ENERGY STAR | ENERGY STAR | ENERGY STAR | ENERGY STAR
F1_Commercial_Retail_Existing_Food Preparation_Natural Gas_Fryer_E1 | F1 | Commercial | Retail | Existing | Food Preparation | Natural Gas | Fryer | E1 | CCE | 0 | 0 | 0 | 0 | 0 | 0 | 0 | 0 | 0 | 0 | 0 | 0 | 0 | 0 | 0 | 0 | 0 | 0 | 0 | 0 | 0 | 0 | 0 | 0 | 0 | 0 | 0 | 0 | 0 | 0 | 0 | 0 | 0
F1_Commercial_Retail_Existing_Food Preparation_Natural Gas_Fryer_E2 | F1 | Commercial | Retail | Existing | Food Preparation | Natural Gas | Fryer | E2 | CCE | 0.52081 | 0.52081 | 0.52081 | 0 | 0 | 0 | 0 | 0 | 0 | 0 | 0 | 0 | 0 | 0 | 0 | 0 | 0 | 0 | 0 | 0 | 0 | 0 | 0 | 0 | 0 | 0 | 0 | 0 | 0 | 0 | 0 | 0 | 0
F1_Commercial_Retail_Existing_Food Preparation_Natural Gas_Fryer_E3 | F1 | Commercial | Retail | Existing | Food Preparation | Natural Gas | Fryer | E3 | CCE | 0 | 0 | 0 | 0 | 0 | 0 | 0 | 0 | 0 | 0 | 0 | 0 | 0 | 0 | 0 | 0 | 0 | 0 | 0 | 0 | 0 | 0 | 0 | 0 | 0 | 0 | 0 | 0 | 0 | 0 | 0 | 0 | 0
F1_Commercial_Retail_Existing_Food Preparation_Natural Gas_Fryer_E4 | F1 | Commercial | Retail | Existing | Food Preparation | Natural Gas | Fryer | E4 | CCE | 0 | 0 | 0 | 0 | 0 | 0 | 0 | 0 | 0 | 0 | 0 | 0 | 0 | 0 | 0 | 0 | 0 | 0 | 0 | 0 | 0 | 0 | 0 | 0 | 0 | 0 | 0 | 0 | 0 | 0 | 0 | 0 | 0
F1_Commercial_Retail_Existing_Food Preparation_Natural Gas_Fryer_E5 | F1 | Commercial | Retail | Existing | Food Preparation | Natural Gas | Fryer | E5 | CCE | 0 | 0 | 0 | 0 | 0 | 0 | 0 | 0 | 0 | 0 | 0 | 0 | 0 | 0 | 0 | 0 | 0 | 0 | 0 | 0 | 0 | 0 | 0 | 0 | 0 | 0 | 0 | 0 | 0 | 0 | 0 | 0 | 0
F1_Commercial_Retail_Existing_Food Preparation_Natural Gas_Fryer_E6 | F1 | Commercial | Retail | Existing | Food Preparation | Natural Gas | Fryer | E6 | CCE | 0 | 0 | 0 | 0 | 0 | 0 | 0 | 0 | 0 | 0 | 0 | 0 | 0 | 0 | 0 | 0 | 0 | 0 | 0 | 0 | 0 | 0 | 0 | 0 | 0 | 0 | 0 | 0 | 0 | 0 | 0 | 0 | 0
F1_Commercial_Retail_Existing_Food Preparation_Natural Gas_Fryer_E7 | F1 | Commercial | Retail | Existing | Food Preparation | Natural Gas | Fryer | E7 | CCE | 0 | 0 | 0 | 0 | 0 | 0 | 0 | 0 | 0 | 0 | 0 | 0 | 0 | 0 | 0 | 0 | 0 | 0 | 0 | 0 | 0 | 0 | 0 | 0 | 0 | 0 | 0 | 0 | 0 | 0 | 0 | 0 | 0
F1_Commercial_Retail_Existing_Food Preparation_Natural Gas_Fryer_E8 | F1 | Commercial | Retail | Existing | Food Preparation | Natural Gas | Fryer | E8 | CCE | 0 | 0 | 0 | 0 | 0 | 0 | 0 | 0 | 0 | 0 | 0 | 0 | 0 | 0 | 0 | 0 | 0 | 0 | 0 | 0 | 0 | 0 | 0 | 0 | 0 | 0 | 0 | 0 | 0 | 0 | 0 | 0 | 0
F1_Commercial_Retail_Existing_Food Preparation_Natural Gas_Fryer_E9 | F1 | Commercial | Retail | Existing | Food Preparation | Natural Gas | Fryer | E9 | CCE | 0 | 0 | 0 | 0 | 0 | 0 | 0 | 0 | 0 | 0 | 0 | 0 | 0 | 0 | 0 | 0 | 0 | 0 | 0 | 0 | 0 | 0 | 0 | 0 | 0 | 0 | 0 | 0 | 0 | 0 | 0 | 0 | 0
F1_Commercial_Retail_Existing_Food Preparation_Natural Gas_Fryer_E10 | F1 | Commercial | Retail | Existing | Food Preparation | Natural Gas | Fryer | E10 | CCE | 0 | 0 | 0 | 0 | 0 | 0 | 0 | 0 | 0 | 0 | 0 | 0 | 0 | 0 | 0 | 0 | 0 | 0 | 0 | 0 | 0 | 0 | 0 | 0 | 0 | 0 | 0 | 0 | 0 | 0 | 0 | 0 | 0
F2_Commercial_Retail_Existing_Food Preparation_Natural Gas_Fryer_E1 | F2 | Commercial | Retail | Existing | Food Preparation | Natural Gas | Fryer | E1 | TRC BC Ratio | 1 | 1 | 1 | 0 | 0 | 0 | 0 | 0 | 0 | 0 | 0 | 0 | 0 | 0 | 0 | 0 | 0 | 0 | 0 | 0 | 0 | 0 | 0 | 0 | 0 | 0 | 0 | 0 | 0 | 0 | 0 | 0 | 0
F2_Commercial_Retail_Existing_Food Preparation_Natural Gas_Fryer_E2 | F2 | Commercial | Retail | Existing | Food Preparation | Natural Gas | Fryer | E2 | TRC BC Ratio | 2.6303 | 2.6385 | 2.6536 | 1 | 1 | 1 | 1 | 1 | 1 | 1 | 1 | 1 | 1 | 1 | 1 | 1 | 1 | 1 | 1 | 1 | 1 | 1 | 1 | 1 | 1 | 1 | 1 | 1 | 1 | 1 | 1 | 1 | 1
F2_Commercial_Retail_Existing_Food Preparation_Natural Gas_Fryer_E3 | F2 | Commercial | Retail | Existing | Food Preparation | Natural Gas | Fryer | E3 | TRC BC Ratio | 0 | 0 | 0 | 0 | 0 | 0 | 0 | 0 | 0 | 0 | 0 | 0 | 0 | 0 | 0 | 0 | 0 | 0 | 0 | 0 | 0 | 0 | 0 | 0 | 0 | 0 | 0 | 0 | 0 | 0 | 0 | 0 | 0
F2_Commercial_Retail_Existing_Food Preparation_Natural Gas_Fryer_E4 | F2 | Commercial | Retail | Existing | Food Preparation | Natural Gas | Fryer | E4 | TRC BC Ratio | 0 | 0 | 0 | 0 | 0 | 0 | 0 | 0 | 0 | 0 | 0 | 0 | 0 | 0 | 0 | 0 | 0 | 0 | 0 | 0 | 0 | 0 | 0 | 0 | 0 | 0 | 0 | 0 | 0 | 0 | 0 | 0 | 0
F2_Commercial_Retail_Existing_Food Preparation_Natural Gas_Fryer_E5 | F2 | Commercial | Retail | Existing | Food Preparation | Natural Gas | Fryer | E5 | TRC BC Ratio | 0 | 0 | 0 | 0 | 0 | 0 | 0 | 0 | 0 | 0 | 0 | 0 | 0 | 0 | 0 | 0 | 0 | 0 | 0 | 0 | 0 | 0 | 0 | 0 | 0 | 0 | 0 | 0 | 0 | 0 | 0 | 0 | 0
F2_Commercial_Retail_Existing_Food Preparation_Natural Gas_Fryer_E6 | F2 | Commercial | Retail | Existing | Food Preparation | Natural Gas | Fryer | E6 | TRC BC Ratio | 0 | 0 | 0 | 0 | 0 | 0 | 0 | 0 | 0 | 0 | 0 | 0 | 0 | 0 | 0 | 0 | 0 | 0 | 0 | 0 | 0 | 0 | 0 | 0 | 0 | 0 | 0 | 0 | 0 | 0 | 0 | 0 | 0
F2_Commercial_Retail_Existing_Food Preparation_Natural Gas_Fryer_E7 | F2 | Commercial | Retail | Existing | Food Preparation | Natural Gas | Fryer | E7 | TRC BC Ratio | 0 | 0 | 0 | 0 | 0 | 0 | 0 | 0 | 0 | 0 | 0 | 0 | 0 | 0 | 0 | 0 | 0 | 0 | 0 | 0 | 0 | 0 | 0 | 0 | 0 | 0 | 0 | 0 | 0 | 0 | 0 | 0 | 0
F2_Commercial_Retail_Existing_Food Preparation_Natural Gas_Fryer_E8 | F2 | Commercial | Retail | Existing | Food Preparation | Natural Gas | Fryer | E8 | TRC BC Ratio | 0 | 0 | 0 | 0 | 0 | 0 | 0 | 0 | 0 | 0 | 0 | 0 | 0 | 0 | 0 | 0 | 0 | 0 | 0 | 0 | 0 | 0 | 0 | 0 | 0 | 0 | 0 | 0 | 0 | 0 | 0 | 0 | 0
F2_Commercial_Retail_Existing_Food Preparation_Natural Gas_Fryer_E9 | F2 | Commercial | Retail | Existing | Food Preparation | Natural Gas | Fryer | E9 | TRC BC Ratio | 0 | 0 | 0 | 0 | 0 | 0 | 0 | 0 | 0 | 0 | 0 | 0 | 0 | 0 | 0 | 0 | 0 | 0 | 0 | 0 | 0 | 0 | 0 | 0 | 0 | 0 | 0 | 0 | 0 | 0 | 0 | 0 | 0
F2_Commercial_Retail_Existing_Food Preparation_Natural Gas_Fryer_E10 | F2 | Commercial | Retail | Existing | Food Preparation | Natural Gas | Fryer | E10 | TRC BC Ratio | 0 | 0 | 0 | 0 | 0 | 0 | 0 | 0 | 0 | 0 | 0 | 0 | 0 | 0 | 0 | 0 | 0 | 0 | 0 | 0 | 0 | 0 | 0 | 0 | 0 | 0 | 0 | 0 | 0 | 0 | 0 | 0 | 0
F3_Commercial_Retail_Existing_Food Preparation_Natural Gas_Fryer_E1 | F3 | Commercial | Retail | Existing | Food Preparation | Natural Gas | Fryer | E1 | PACT BC Ratio | 1 | 1 | 1 | 0 | 0 | 0 | 0 | 0 | 0 | 0 | 0 | 0 | 0 | 0 | 0 | 0 | 0 | 0 | 0 | 0 | 0 | 0 | 0 | 0 | 0 | 0 | 0 | 0 | 0 | 0 | 0 | 0 | 0
F3_Commercial_Retail_Existing_Food Preparation_Natural Gas_Fryer_E2 | F3 | Commercial | Retail | Existing | Food Preparation | Natural Gas | Fryer | E2 | PACT BC Ratio | 3.5071 | 3.518 | 3.5381 | 1 | 1 | 1 | 1 | 1 | 1 | 1 | 1 | 1 | 1 | 1 | 1 | 1 | 1 | 1 | 1 | 1 | 1 | 1 | 1 | 1 | 1 | 1 | 1 | 1 | 1 | 1 | 1 | 1 | 1
F3_Commercial_Retail_Existing_Food Preparation_Natural Gas_Fryer_E3 | F3 | Commercial | Retail | Existing | Food Preparation | Natural Gas | Fryer | E3 | PACT BC Ratio | 0 | 0 | 0 | 0 | 0 | 0 | 0 | 0 | 0 | 0 | 0 | 0 | 0 | 0 | 0 | 0 | 0 | 0 | 0 | 0 | 0 | 0 | 0 | 0 | 0 | 0 | 0 | 0 | 0 | 0 | 0 | 0 | 0
F3_Commercial_Retail_Existing_Food Preparation_Natural Gas_Fryer_E4 | F3 | Commercial | Retail | Existing | Food Preparation | Natural Gas | Fryer | E4 | PACT BC Ratio | 0 | 0 | 0 | 0 | 0 | 0 | 0 | 0 | 0 | 0 | 0 | 0 | 0 | 0 | 0 | 0 | 0 | 0 | 0 | 0 | 0 | 0 | 0 | 0 | 0 | 0 | 0 | 0 | 0 | 0 | 0 | 0 | 0
F3_Commercial_Retail_Existing_Food Preparation_Natural Gas_Fryer_E5 | F3 | Commercial | Retail | Existing | Food Preparation | Natural Gas | Fryer | E5 | PACT BC Ratio | 0 | 0 | 0 | 0 | 0 | 0 | 0 | 0 | 0 | 0 | 0 | 0 | 0 | 0 | 0 | 0 | 0 | 0 | 0 | 0 | 0 | 0 | 0 | 0 | 0 | 0 | 0 | 0 | 0 | 0 | 0 | 0 | 0
F3_Commercial_Retail_Existing_Food Preparation_Natural Gas_Fryer_E6 | F3 | Commercial | Retail | Existing | Food Preparation | Natural Gas | Fryer | E6 | PACT BC Ratio | 0 | 0 | 0 | 0 | 0 | 0 | 0 | 0 | 0 | 0 | 0 | 0 | 0 | 0 | 0 | 0 | 0 | 0 | 0 | 0 | 0 | 0 | 0 | 0 | 0 | 0 | 0 | 0 | 0 | 0 | 0 | 0 | 0
F3_Commercial_Retail_Existing_Food Preparation_Natural Gas_Fryer_E7 | F3 | Commercial | Retail | Existing | Food Preparation | Natural Gas | Fryer | E7 | PACT BC Ratio | 0 | 0 | 0 | 0 | 0 | 0 | 0 | 0 | 0 | 0 | 0 | 0 | 0 | 0 | 0 | 0 | 0 | 0 | 0 | 0 | 0 | 0 | 0 | 0 | 0 | 0 | 0 | 0 | 0 | 0 | 0 | 0 | 0
F3_Commercial_Retail_Existing_Food Preparation_Natural Gas_Fryer_E8 | F3 | Commercial | Retail | Existing | Food Preparation | Natural Gas | Fryer | E8 | PACT BC Ratio | 0 | 0 | 0 | 0 | 0 | 0 | 0 | 0 | 0 | 0 | 0 | 0 | 0 | 0 | 0 | 0 | 0 | 0 | 0 | 0 | 0 | 0 | 0 | 0 | 0 | 0 | 0 | 0 | 0 | 0 | 0 | 0 | 0
F3_Commercial_Retail_Existing_Food Preparation_Natural Gas_Fryer_E9 | F3 | Commercial | Retail | Existing | Food Preparation | Natural Gas | Fryer | E9 | PACT BC Ratio | 0 | 0 | 0 | 0 | 0 | 0 | 0 | 0 | 0 | 0 | 0 | 0 | 0 | 0 | 0 | 0 | 0 | 0 | 0 | 0 | 0 | 0 | 0 | 0 | 0 | 0 | 0 | 0 | 0 | 0 | 0 | 0 | 0
F3_Commercial_Retail_Existing_Food Preparation_Natural Gas_Fryer_E10 | F3 | Commercial | Retail | Existing | Food Preparation | Natural Gas | Fryer | E10 | PACT BC Ratio | 0 | 0 | 0 | 0 | 0 | 0 | 0 | 0 | 0 | 0 | 0 | 0 | 0 | 0 | 0 | 0 | 0 | 0 | 0 | 0 | 0 | 0 | 0 | 0 | 0 | 0 | 0 | 0 | 0 | 0 | 0 | 0 | 0
F4_Commercial_Retail_Existing_Food Preparation_Natural Gas_Fryer_E1 | F4 | Commercial | Retail | Existing | Food Preparation | Natural Gas | Fryer | E1 | RVT BC Ratio | 1 | 1 | 1 | 0 | 0 | 0 | 0 | 0 | 0 | 0 | 0 | 0 | 0 | 0 | 0 | 0 | 0 | 0 | 0 | 0 | 0 | 0 | 0 | 0 | 0 | 0 | 0 | 0 | 0 | 0 | 0 | 0 | 0
F4_Commercial_Retail_Existing_Food Preparation_Natural Gas_Fryer_E2 | F4 | Commercial | Retail | Existing | Food Preparation | Natural Gas | Fryer | E2 | RVT BC Ratio | 4.4816 | 4.4933 | 4.515 | 1 | 1 | 1 | 1 | 1 | 1 | 1 | 1 | 1 | 1 | 1 | 1 | 1 | 1 | 1 | 1 | 1 | 1 | 1 | 1 | 1 | 1 | 1 | 1 | 1 | 1 | 1 | 1 | 1 | 1
F4_Commercial_Retail_Existing_Food Preparation_Natural Gas_Fryer_E3 | F4 | Commercial | Retail | Existing | Food Preparation | Natural Gas | Fryer | E3 | RVT BC Ratio | 0 | 0 | 0 | 0 | 0 | 0 | 0 | 0 | 0 | 0 | 0 | 0 | 0 | 0 | 0 | 0 | 0 | 0 | 0 | 0 | 0 | 0 | 0 | 0 | 0 | 0 | 0 | 0 | 0 | 0 | 0 | 0 | 0
F4_Commercial_Retail_Existing_Food Preparation_Natural Gas_Fryer_E4 | F4 | Commercial | Retail | Existing | Food Preparation | Natural Gas | Fryer | E4 | RVT BC Ratio | 0 | 0 | 0 | 0 | 0 | 0 | 0 | 0 | 0 | 0 | 0 | 0 | 0 | 0 | 0 | 0 | 0 | 0 | 0 | 0 | 0 | 0 | 0 | 0 | 0 | 0 | 0 | 0 | 0 | 0 | 0 | 0 | 0
F4_Commercial_Retail_Existing_Food Preparation_Natural Gas_Fryer_E5 | F4 | Commercial | Retail | Existing | Food Preparation | Natural Gas | Fryer | E5 | RVT BC Ratio | 0 | 0 | 0 | 0 | 0 | 0 | 0 | 0 | 0 | 0 | 0 | 0 | 0 | 0 | 0 | 0 | 0 | 0 | 0 | 0 | 0 | 0 | 0 | 0 | 0 | 0 | 0 | 0 | 0 | 0 | 0 | 0 | 0
F4_Commercial_Retail_Existing_Food Preparation_Natural Gas_Fryer_E6 | F4 | Commercial | Retail | Existing | Food Preparation | Natural Gas | Fryer | E6 | RVT BC Ratio | 0 | 0 | 0 | 0 | 0 | 0 | 0 | 0 | 0 | 0 | 0 | 0 | 0 | 0 | 0 | 0 | 0 | 0 | 0 | 0 | 0 | 0 | 0 | 0 | 0 | 0 | 0 | 0 | 0 | 0 | 0 | 0 | 0
F4_Commercial_Retail_Existing_Food Preparation_Natural Gas_Fryer_E7 | F4 | Commercial | Retail | Existing | Food Preparation | Natural Gas | Fryer | E7 | RVT BC Ratio | 0 | 0 | 0 | 0 | 0 | 0 | 0 | 0 | 0 | 0 | 0 | 0 | 0 | 0 | 0 | 0 | 0 | 0 | 0 | 0 | 0 | 0 | 0 | 0 | 0 | 0 | 0 | 0 | 0 | 0 | 0 | 0 | 0
F4_Commercial_Retail_Existing_Food Preparation_Natural Gas_Fryer_E8 | F4 | Commercial | Retail | Existing | Food Preparation | Natural Gas | Fryer | E8 | RVT BC Ratio | 0 | 0 | 0 | 0 | 0 | 0 | 0 | 0 | 0 | 0 | 0 | 0 | 0 | 0 | 0 | 0 | 0 | 0 | 0 | 0 | 0 | 0 | 0 | 0 | 0 | 0 | 0 | 0 | 0 | 0 | 0 | 0 | 0
F4_Commercial_Retail_Existing_Food Preparation_Natural Gas_Fryer_E9 | F4 | Commercial | Retail | Existing | Food Preparation | Natural Gas | Fryer | E9 | RVT BC Ratio | 0 | 0 | 0 | 0 | 0 | 0 | 0 | 0 | 0 | 0 | 0 | 0 | 0 | 0 | 0 | 0 | 0 | 0 | 0 | 0 | 0 | 0 | 0 | 0 | 0 | 0 | 0 | 0 | 0 | 0 | 0 | 0 | 0
F4_Commercial_Retail_Existing_Food Preparation_Natural Gas_Fryer_E10 | F4 | Commercial | Retail | Existing | Food Preparation | Natural Gas | Fryer | E10 | RVT BC Ratio | 0 | 0 | 0 | 0 | 0 | 0 | 0 | 0 | 0 | 0 | 0 | 0 | 0 | 0 | 0 | 0 | 0 | 0 | 0 | 0 | 0 | 0 | 0 | 0 | 0 | 0 | 0 | 0 | 0 | 0 | 0 | 0 | 0
F5_Commercial_Retail_Existing_Food Preparation_Natural Gas_Fryer_E1 | F5 | Commercial | Retail | Existing | Food Preparation | Natural Gas | Fryer | E1 | RIM BC Ratio | 1 | 1 | 1 | 0 | 0 | 0 | 0 | 0 | 0 | 0 | 0 | 0 | 0 | 0 | 0 | 0 | 0 | 0 | 0 | 0 | 0 | 0 | 0 | 0 | 0 | 0 | 0 | 0 | 0 | 0 | 0 | 0 | 0
F5_Commercial_Retail_Existing_Food Preparation_Natural Gas_Fryer_E2 | F5 | Commercial | Retail | Existing | Food Preparation | Natural Gas | Fryer | E2 | RIM BC Ratio | 0.67422 | 0.67462 | 0.67536 | 1 | 1 | 1 | 1 | 1 | 1 | 1 | 1 | 1 | 1 | 1 | 1 | 1 | 1 | 1 | 1 | 1 | 1 | 1 | 1 | 1 | 1 | 1 | 1 | 1 | 1 | 1 | 1 | 1 | 1
F5_Commercial_Retail_Existing_Food Preparation_Natural Gas_Fryer_E3 | F5 | Commercial | Retail | Existing | Food Preparation | Natural Gas | Fryer | E3 | RIM BC Ratio | 0 | 0 | 0 | 0 | 0 | 0 | 0 | 0 | 0 | 0 | 0 | 0 | 0 | 0 | 0 | 0 | 0 | 0 | 0 | 0 | 0 | 0 | 0 | 0 | 0 | 0 | 0 | 0 | 0 | 0 | 0 | 0 | 0
F5_Commercial_Retail_Existing_Food Preparation_Natural Gas_Fryer_E4 | F5 | Commercial | Retail | Existing | Food Preparation | Natural Gas | Fryer | E4 | RIM BC Ratio | 0 | 0 | 0 | 0 | 0 | 0 | 0 | 0 | 0 | 0 | 0 | 0 | 0 | 0 | 0 | 0 | 0 | 0 | 0 | 0 | 0 | 0 | 0 | 0 | 0 | 0 | 0 | 0 | 0 | 0 | 0 | 0 | 0
F5_Commercial_Retail_Existing_Food Preparation_Natural Gas_Fryer_E5 | F5 | Commercial | Retail | Existing | Food Preparation | Natural Gas | Fryer | E5 | RIM BC Ratio | 0 | 0 | 0 | 0 | 0 | 0 | 0 | 0 | 0 | 0 | 0 | 0 | 0 | 0 | 0 | 0 | 0 | 0 | 0 | 0 | 0 | 0 | 0 | 0 | 0 | 0 | 0 | 0 | 0 | 0 | 0 | 0 | 0
F5_Commercial_Retail_Existing_Food Preparation_Natural Gas_Fryer_E6 | F5 | Commercial | Retail | Existing | Food Preparation | Natural Gas | Fryer | E6 | RIM BC Ratio | 0 | 0 | 0 | 0 | 0 | 0 | 0 | 0 | 0 | 0 | 0 | 0 | 0 | 0 | 0 | 0 | 0 | 0 | 0 | 0 | 0 | 0 | 0 | 0 | 0 | 0 | 0 | 0 | 0 | 0 | 0 | 0 | 0
F5_Commercial_Retail_Existing_Food Preparation_Natural Gas_Fryer_E7 | F5 | Commercial | Retail | Existing | Food Preparation | Natural Gas | Fryer | E7 | RIM BC Ratio | 0 | 0 | 0 | 0 | 0 | 0 | 0 | 0 | 0 | 0 | 0 | 0 | 0 | 0 | 0 | 0 | 0 | 0 | 0 | 0 | 0 | 0 | 0 | 0 | 0 | 0 | 0 | 0 | 0 | 0 | 0 | 0 | 0
F5_Commercial_Retail_Existing_Food Preparation_Natural Gas_Fryer_E8 | F5 | Commercial | Retail | Existing | Food Preparation | Natural Gas | Fryer | E8 | RIM BC Ratio | 0 | 0 | 0 | 0 | 0 | 0 | 0 | 0 | 0 | 0 | 0 | 0 | 0 | 0 | 0 | 0 | 0 | 0 | 0 | 0 | 0 | 0 | 0 | 0 | 0 | 0 | 0 | 0 | 0 | 0 | 0 | 0 | 0
F5_Commercial_Retail_Existing_Food Preparation_Natural Gas_Fryer_E9 | F5 | Commercial | Retail | Existing | Food Preparation | Natural Gas | Fryer | E9 | RIM BC Ratio | 0 | 0 | 0 | 0 | 0 | 0 | 0 | 0 | 0 | 0 | 0 | 0 | 0 | 0 | 0 | 0 | 0 | 0 | 0 | 0 | 0 | 0 | 0 | 0 | 0 | 0 | 0 | 0 | 0 | 0 | 0 | 0 | 0
F5_Commercial_Retail_Existing_Food Preparation_Natural Gas_Fryer_E10 | F5 | Commercial | Retail | Existing | Food Preparation | Natural Gas | Fryer | E10 | RIM BC Ratio | 0 | 0 | 0 | 0 | 0 | 0 | 0 | 0 | 0 | 0 | 0 | 0 | 0 | 0 | 0 | 0 | 0 | 0 | 0 | 0 | 0 | 0 | 0 | 0 | 0 | 0 | 0 | 0 | 0 | 0 | 0 | 0 | 0
F0_Commercial_Retail_Existing_Food Preparation_Natural Gas_Broiler_E0 | F0 | Commercial | Retail | Existing | Food Preparation | Natural Gas | Broiler | E0 | Economic Unit | Infrared Burners | Infrared Burners | Infrared Burners | Infrared Burners | Infrared Burners | Infrared Burners | Infrared Burners | Infrared Burners | Infrared Burners | Infrared Burners | Infrared Burners | Infrared Burners | Infrared Burners | Infrared Burners | Infrared Burners | Infrared Burners | Infrared Burners | Infrared Burners | Infrared Burners | Infrared Burners | Infrared Burners | Infrared Burners | Infrared Burners | Infrared Burners | Infrared Burners | Infrared Burners | Infrared Burners | Infrared Burners | Infrared Burners | Infrared Burners | Infrared Burners | Infrared Burners | Infrared Burners
F1_Commercial_Retail_Existing_Food Preparation_Natural Gas_Broiler_E1 | F1 | Commercial | Retail | Existing | Food Preparation | Natural Gas | Broiler | E1 | CCE | 0 | 0 | 0 | 0 | 0 | 0 | 0 | 0 | 0 | 0 | 0 | 0 | 0 | 0 | 0 | 0 | 0 | 0 | 0 | 0 | 0 | 0 | 0 | 0 | 0 | 0 | 0 | 0 | 0 | 0 | 0 | 0 | 0
F1_Commercial_Retail_Existing_Food Preparation_Natural Gas_Broiler_E2 | F1 | Commercial | Retail | Existing | Food Preparation | Natural Gas | Broiler | E2 | CCE | 0.62853 | 0.62853 | 0.62853 | 0.62853 | 0.62853 | 0.62853 | 0.62853 | 0.62853 | 0.62853 | 0.62853 | 0.62853 | 0.62853 | 0.62853 | 0.62853 | 0.62853 | 0.62853 | 0.62853 | 0.62853 | 0.62853 | 0.62853 | 0.62853 | 0.62853 | 0.62853 | 0.62853 | 0.62853 | 0.62853 | 0.62853 | 0.62853 | 0.62853 | 0.62853 | 0.62853 | 0.62853 | 0.62853
F1_Commercial_Retail_Existing_Food Preparation_Natural Gas_Broiler_E3 | F1 | Commercial | Retail | Existing | Food Preparation | Natural Gas | Broiler | E3 | CCE | 0 | 0 | 0 | 0 | 0 | 0 | 0 | 0 | 0 | 0 | 0 | 0 | 0 | 0 | 0 | 0 | 0 | 0 | 0 | 0 | 0 | 0 | 0 | 0 | 0 | 0 | 0 | 0 | 0 | 0 | 0 | 0 | 0
F1_Commercial_Retail_Existing_Food Preparation_Natural Gas_Broiler_E4 | F1 | Commercial | Retail | Existing | Food Preparation | Natural Gas | Broiler | E4 | CCE | 0 | 0 | 0 | 0 | 0 | 0 | 0 | 0 | 0 | 0 | 0 | 0 | 0 | 0 | 0 | 0 | 0 | 0 | 0 | 0 | 0 | 0 | 0 | 0 | 0 | 0 | 0 | 0 | 0 | 0 | 0 | 0 | 0
F1_Commercial_Retail_Existing_Food Preparation_Natural Gas_Broiler_E5 | F1 | Commercial | Retail | Existing | Food Preparation | Natural Gas | Broiler | E5 | CCE | 0 | 0 | 0 | 0 | 0 | 0 | 0 | 0 | 0 | 0 | 0 | 0 | 0 | 0 | 0 | 0 | 0 | 0 | 0 | 0 | 0 | 0 | 0 | 0 | 0 | 0 | 0 | 0 | 0 | 0 | 0 | 0 | 0
F1_Commercial_Retail_Existing_Food Preparation_Natural Gas_Broiler_E6 | F1 | Commercial | Retail | Existing | Food Preparation | Natural Gas | Broiler | E6 | CCE | 0 | 0 | 0 | 0 | 0 | 0 | 0 | 0 | 0 | 0 | 0 | 0 | 0 | 0 | 0 | 0 | 0 | 0 | 0 | 0 | 0 | 0 | 0 | 0 | 0 | 0 | 0 | 0 | 0 | 0 | 0 | 0 | 0
F1_Commercial_Retail_Existing_Food Preparation_Natural Gas_Broiler_E7 | F1 | Commercial | Retail | Existing | Food Preparation | Natural Gas | Broiler | E7 | CCE | 0 | 0 | 0 | 0 | 0 | 0 | 0 | 0 | 0 | 0 | 0 | 0 | 0 | 0 | 0 | 0 | 0 | 0 | 0 | 0 | 0 | 0 | 0 | 0 | 0 | 0 | 0 | 0 | 0 | 0 | 0 | 0 | 0
F1_Commercial_Retail_Existing_Food Preparation_Natural Gas_Broiler_E8 | F1 | Commercial | Retail | Existing | Food Preparation | Natural Gas | Broiler | E8 | CCE | 0 | 0 | 0 | 0 | 0 | 0 | 0 | 0 | 0 | 0 | 0 | 0 | 0 | 0 | 0 | 0 | 0 | 0 | 0 | 0 | 0 | 0 | 0 | 0 | 0 | 0 | 0 | 0 | 0 | 0 | 0 | 0 | 0
F1_Commercial_Retail_Existing_Food Preparation_Natural Gas_Broiler_E9 | F1 | Commercial | Retail | Existing | Food Preparation | Natural Gas | Broiler | E9 | CCE | 0 | 0 | 0 | 0 | 0 | 0 | 0 | 0 | 0 | 0 | 0 | 0 | 0 | 0 | 0 | 0 | 0 | 0 | 0 | 0 | 0 | 0 | 0 | 0 | 0 | 0 | 0 | 0 | 0 | 0 | 0 | 0 | 0
F1_Commercial_Retail_Existing_Food Preparation_Natural Gas_Broiler_E10 | F1 | Commercial | Retail | Existing | Food Preparation | Natural Gas | Broiler | E10 | CCE | 0 | 0 | 0 | 0 | 0 | 0 | 0 | 0 | 0 | 0 | 0 | 0 | 0 | 0 | 0 | 0 | 0 | 0 | 0 | 0 | 0 | 0 | 0 | 0 | 0 | 0 | 0 | 0 | 0 | 0 | 0 | 0 | 0
F2_Commercial_Retail_Existing_Food Preparation_Natural Gas_Broiler_E1 | F2 | Commercial | Retail | Existing | Food Preparation | Natural Gas | Broiler | E1 | TRC BC Ratio | bar: 2019 to 2051
F2_Commercial_Retail_Existing_Food Preparation_Natural Gas_Broiler_E2 | F2 | Commercial | Retail | Existing | Food Preparation | Natural Gas | Broiler | E2 | TRC BC Ratio | 2.2386 | 2.2557 | 2.2748 | 2.2957 | 2.3196 | 2.3473 | 2.3697 | 2.3913 | 2.4131 | 2.4359 | 2.4576 | 2.4775 | 2.4979 | 2.5193 | 2.543 | 2.5661 | 2.5906 | 2.6165 | 2.6435 | 2.671 | 2.6988 | 2.7247 | 2.7482 | 2.7689 | 2.7868 | 2.8022 | 2.8129 | 2.8208 | 2.8277 | 2.8336 | 2.8394 | 2.842 | 2.842
F2_Commercial_Retail_Existing_Food Preparation_Natural Gas_Broiler_E3 | F2 | Commercial | Retail | Existing | Food Preparation | Natural Gas | Broiler | E3 | TRC BC Ratio | 0 | 0 | 0 | 0 | 0 | 0 | 0 | 0 | 0 | 0 | 0 | 0 | 0 | 0 | 0 | 0 | 0 | 0 | 0 | 0 | 0 | 0 | 0 | 0 | 0 | 0 | 0 | 0 | 0 | 0 | 0 | 0 | 0
F2_Commercial_Retail_Existing_Food Preparation_Natural Gas_Broiler_E4 | F2 | Commercial | Retail | Existing | Food Preparation | Natural Gas | Broiler | E4 | TRC BC Ratio | 0 | 0 | 0 | 0 | 0 | 0 | 0 | 0 | 0 | 0 | 0 | 0 | 0 | 0 | 0 | 0 | 0 | 0 | 0 | 0 | 0 | 0 | 0 | 0 | 0 | 0 | 0 | 0 | 0 | 0 | 0 | 0 | 0
F2_Commercial_Retail_Existing_Food Preparation_Natural Gas_Broiler_E5 | F2 | Commercial | Retail | Existing | Food Preparation | Natural Gas | Broiler | E5 | TRC BC Ratio | 0 | 0 | 0 | 0 | 0 | 0 | 0 | 0 | 0 | 0 | 0 | 0 | 0 | 0 | 0 | 0 | 0 | 0 | 0 | 0 | 0 | 0 | 0 | 0 | 0 | 0 | 0 | 0 | 0 | 0 | 0 | 0 | 0
F2_Commercial_Retail_Existing_Food Preparation_Natural Gas_Broiler_E6 | F2 | Commercial | Retail | Existing | Food Preparation | Natural Gas | Broiler | E6 | TRC BC Ratio | 0 | 0 | 0 | 0 | 0 | 0 | 0 | 0 | 0 | 0 | 0 | 0 | 0 | 0 | 0 | 0 | 0 | 0 | 0 | 0 | 0 | 0 | 0 | 0 | 0 | 0 | 0 | 0 | 0 | 0 | 0 | 0 | 0
F2_Commercial_Retail_Existing_Food Preparation_Natural Gas_Broiler_E7 | F2 | Commercial | Retail | Existing | Food Preparation | Natural Gas | Broiler | E7 | TRC BC Ratio | 0 | 0 | 0 | 0 | 0 | 0 | 0 | 0 | 0 | 0 | 0 | 0 | 0 | 0 | 0 | 0 | 0 | 0 | 0 | 0 | 0 | 0 | 0 | 0 | 0 | 0 | 0 | 0 | 0 | 0 | 0 | 0 | 0
F2_Commercial_Retail_Existing_Food Preparation_Natural Gas_Broiler_E8 | F2 | Commercial | Retail | Existing | Food Preparation | Natural Gas | Broiler | E8 | TRC BC Ratio | 0 | 0 | 0 | 0 | 0 | 0 | 0 | 0 | 0 | 0 | 0 | 0 | 0 | 0 | 0 | 0 | 0 | 0 | 0 | 0 | 0 | 0 | 0 | 0 | 0 | 0 | 0 | 0 | 0 | 0 | 0 | 0 | 0
F2_Commercial_Retail_Existing_Food Preparation_Natural Gas_Broiler_E9 | F2 | Commercial | Retail | Existing | Food Preparation | Natural Gas | Broiler | E9 | TRC BC Ratio | 0 | 0 | 0 | 0 | 0 | 0 | 0 | 0 | 0 | 0 | 0 | 0 | 0 | 0 | 0 | 0 | 0 | 0 | 0 | 0 | 0 | 0 | 0 | 0 | 0 | 0 | 0 | 0 | 0 | 0 | 0 | 0 | 0
F2_Commercial_Retail_Existing_Food Preparation_Natural Gas_Broiler_E10 | F2 | Commercial | Retail | Existing | Food Preparation | Natural Gas | Broiler | E10 | TRC BC Ratio | 0 | 0 | 0 | 0 | 0 | 0 | 0 | 0 | 0 | 0 | 0 | 0 | 0 | 0 | 0 | 0 | 0 | 0 | 0 | 0 | 0 | 0 | 0 | 0 | 0 | 0 | 0 | 0 | 0 | 0 | 0 | 0 | 0
F3_Commercial_Retail_Existing_Food Preparation_Natural Gas_Broiler_E1 | F3 | Commercial | Retail | Existing | Food Preparation | Natural Gas | Broiler | E1 | PACT BC Ratio | bar: 2019 to 2051
F3_Commercial_Retail_Existing_Food Preparation_Natural Gas_Broiler_E2 | F3 | Commercial | Retail | Existing | Food Preparation | Natural Gas | Broiler | E2 | PACT BC Ratio | 2.9849 | 3.0076 | 3.033 | 3.061 | 3.0929 | 3.1297 | 3.1596 | 3.1884 | 3.2175 | 3.2479 | 3.2768 | 3.3034 | 3.3306 | 3.3591 | 3.3906 | 3.4215 | 3.4542 | 3.4887 | 3.5247 | 3.5614 | 3.5983 | 3.633 | 3.6642 | 3.6918 | 3.7157 | 3.7363 | 3.7505 | 3.7611 | 3.7703 | 3.7781 | 3.7859 | 3.7893 | 3.7893
F3_Commercial_Retail_Existing_Food Preparation_Natural Gas_Broiler_E3 | F3 | Commercial | Retail | Existing | Food Preparation | Natural Gas | Broiler | E3 | PACT BC Ratio | 0 | 0 | 0 | 0 | 0 | 0 | 0 | 0 | 0 | 0 | 0 | 0 | 0 | 0 | 0 | 0 | 0 | 0 | 0 | 0 | 0 | 0 | 0 | 0 | 0 | 0 | 0 | 0 | 0 | 0 | 0 | 0 | 0
F3_Commercial_Retail_Existing_Food Preparation_Natural Gas_Broiler_E4 | F3 | Commercial | Retail | Existing | Food Preparation | Natural Gas | Broiler | E4 | PACT BC Ratio | 0 | 0 | 0 | 0 | 0 | 0 | 0 | 0 | 0 | 0 | 0 | 0 | 0 | 0 | 0 | 0 | 0 | 0 | 0 | 0 | 0 | 0 | 0 | 0 | 0 | 0 | 0 | 0 | 0 | 0 | 0 | 0 | 0
F3_Commercial_Retail_Existing_Food Preparation_Natural Gas_Broiler_E5 | F3 | Commercial | Retail | Existing | Food Preparation | Natural Gas | Broiler | E5 | PACT BC Ratio | 0 | 0 | 0 | 0 | 0 | 0 | 0 | 0 | 0 | 0 | 0 | 0 | 0 | 0 | 0 | 0 | 0 | 0 | 0 | 0 | 0 | 0 | 0 | 0 | 0 | 0 | 0 | 0 | 0 | 0 | 0 | 0 | 0
F3_Commercial_Retail_Existing_Food Preparation_Natural Gas_Broiler_E6 | F3 | Commercial | Retail | Existing | Food Preparation | Natural Gas | Broiler | E6 | PACT BC Ratio | 0 | 0 | 0 | 0 | 0 | 0 | 0 | 0 | 0 | 0 | 0 | 0 | 0 | 0 | 0 | 0 | 0 | 0 | 0 | 0 | 0 | 0 | 0 | 0 | 0 | 0 | 0 | 0 | 0 | 0 | 0 | 0 | 0
F3_Commercial_Retail_Existing_Food Preparation_Natural Gas_Broiler_E7 | F3 | Commercial | Retail | Existing | Food Preparation | Natural Gas | Broiler | E7 | PACT BC Ratio | 0 | 0 | 0 | 0 | 0 | 0 | 0 | 0 | 0 | 0 | 0 | 0 | 0 | 0 | 0 | 0 | 0 | 0 | 0 | 0 | 0 | 0 | 0 | 0 | 0 | 0 | 0 | 0 | 0 | 0 | 0 | 0 | 0
F3_Commercial_Retail_Existing_Food Preparation_Natural Gas_Broiler_E8 | F3 | Commercial | Retail | Existing | Food Preparation | Natural Gas | Broiler | E8 | PACT BC Ratio | 0 | 0 | 0 | 0 | 0 | 0 | 0 | 0 | 0 | 0 | 0 | 0 | 0 | 0 | 0 | 0 | 0 | 0 | 0 | 0 | 0 | 0 | 0 | 0 | 0 | 0 | 0 | 0 | 0 | 0 | 0 | 0 | 0
F3_Commercial_Retail_Existing_Food Preparation_Natural Gas_Broiler_E9 | F3 | Commercial | Retail | Existing | Food Preparation | Natural Gas | Broiler | E9 | PACT BC Ratio | 0 | 0 | 0 | 0 | 0 | 0 | 0 | 0 | 0 | 0 | 0 | 0 | 0 | 0 | 0 | 0 | 0 | 0 | 0 | 0 | 0 | 0 | 0 | 0 | 0 | 0 | 0 | 0 | 0 | 0 | 0 | 0 | 0
F3_Commercial_Retail_Existing_Food Preparation_Natural Gas_Broiler_E10 | F3 | Commercial | Retail | Existing | Food Preparation | Natural Gas | Broiler | E10 | PACT BC Ratio | 0 | 0 | 0 | 0 | 0 | 0 | 0 | 0 | 0 | 0 | 0 | 0 | 0 | 0 | 0 | 0 | 0 | 0 | 0 | 0 | 0 | 0 | 0 | 0 | 0 | 0 | 0 | 0 | 0 | 0 | 0 | 0 | 0
F4_Commercial_Retail_Existing_Food Preparation_Natural Gas_Broiler_E1 | F4 | Commercial | Retail | Existing | Food Preparation | Natural Gas | Broiler | E1 | RVT BC Ratio | bar: 2019 to 2051
F4_Commercial_Retail_Existing_Food Preparation_Natural Gas_Broiler_E2 | F4 | Commercial | Retail | Existing | Food Preparation | Natural Gas | Broiler | E2 | RVT BC Ratio | 3.9184 | 3.943 | 3.9704 | 4.0005 | 4.0349 | 4.0747 | 4.1069 | 4.1379 | 4.1693 | 4.202 | 4.2332 | 4.2619 | 4.2912 | 4.322 | 4.356 | 4.3892 | 4.4245 | 4.4617 | 4.5005 | 4.5401 | 4.5799 | 4.6173 | 4.651 | 4.6808 | 4.7065 | 4.7286 | 4.744 | 4.7554 | 4.7653 | 4.7738 | 4.7822 | 4.7859 | 4.7859
F4_Commercial_Retail_Existing_Food Preparation_Natural Gas_Broiler_E3 | F4 | Commercial | Retail | Existing | Food Preparation | Natural Gas | Broiler | E3 | RVT BC Ratio | 0 | 0 | 0 | 0 | 0 | 0 | 0 | 0 | 0 | 0 | 0 | 0 | 0 | 0 | 0 | 0 | 0 | 0 | 0 | 0 | 0 | 0 | 0 | 0 | 0 | 0 | 0 | 0 | 0 | 0 | 0 | 0 | 0
F4_Commercial_Retail_Existing_Food Preparation_Natural Gas_Broiler_E4 | F4 | Commercial | Retail | Existing | Food Preparation | Natural Gas | Broiler | E4 | RVT BC Ratio | 0 | 0 | 0 | 0 | 0 | 0 | 0 | 0 | 0 | 0 | 0 | 0 | 0 | 0 | 0 | 0 | 0 | 0 | 0 | 0 | 0 | 0 | 0 | 0 | 0 | 0 | 0 | 0 | 0 | 0 | 0 | 0 | 0
F4_Commercial_Retail_Existing_Food Preparation_Natural Gas_Broiler_E5 | F4 | Commercial | Retail | Existing | Food Preparation | Natural Gas | Broiler | E5 | RVT BC Ratio | 0 | 0 | 0 | 0 | 0 | 0 | 0 | 0 | 0 | 0 | 0 | 0 | 0 | 0 | 0 | 0 | 0 | 0 | 0 | 0 | 0 | 0 | 0 | 0 | 0 | 0 | 0 | 0 | 0 | 0 | 0 | 0 | 0
F4_Commercial_Retail_Existing_Food Preparation_Natural Gas_Broiler_E6 | F4 | Commercial | Retail | Existing | Food Preparation | Natural Gas | Broiler | E6 | RVT BC Ratio | 0 | 0 | 0 | 0 | 0 | 0 | 0 | 0 | 0 | 0 | 0 | 0 | 0 | 0 | 0 | 0 | 0 | 0 | 0 | 0 | 0 | 0 | 0 | 0 | 0 | 0 | 0 | 0 | 0 | 0 | 0 | 0 | 0
F4_Commercial_Retail_Existing_Food Preparation_Natural Gas_Broiler_E7 | F4 | Commercial | Retail | Existing | Food Preparation | Natural Gas | Broiler | E7 | RVT BC Ratio | 0 | 0 | 0 | 0 | 0 | 0 | 0 | 0 | 0 | 0 | 0 | 0 | 0 | 0 | 0 | 0 | 0 | 0 | 0 | 0 | 0 | 0 | 0 | 0 | 0 | 0 | 0 | 0 | 0 | 0 | 0 | 0 | 0
F4_Commercial_Retail_Existing_Food Preparation_Natural Gas_Broiler_E8 | F4 | Commercial | Retail | Existing | Food Preparation | Natural Gas | Broiler | E8 | RVT BC Ratio | 0 | 0 | 0 | 0 | 0 | 0 | 0 | 0 | 0 | 0 | 0 | 0 | 0 | 0 | 0 | 0 | 0 | 0 | 0 | 0 | 0 | 0 | 0 | 0 | 0 | 0 | 0 | 0 | 0 | 0 | 0 | 0 | 0
F4_Commercial_Retail_Existing_Food Preparation_Natural Gas_Broiler_E9 | F4 | Commercial | Retail | Existing | Food Preparation | Natural Gas | Broiler | E9 | RVT BC Ratio | 0 | 0 | 0 | 0 | 0 | 0 | 0 | 0 | 0 | 0 | 0 | 0 | 0 | 0 | 0 | 0 | 0 | 0 | 0 | 0 | 0 | 0 | 0 | 0 | 0 | 0 | 0 | 0 | 0 | 0 | 0 | 0 | 0
F4_Commercial_Retail_Existing_Food Preparation_Natural Gas_Broiler_E10 | F4 | Commercial | Retail | Existing | Food Preparation | Natural Gas | Broiler | E10 | RVT BC Ratio | 0 | 0 | 0 | 0 | 0 | 0 | 0 | 0 | 0 | 0 | 0 | 0 | 0 | 0 | 0 | 0 | 0 | 0 | 0 | 0 | 0 | 0 | 0 | 0 | 0 | 0 | 0 | 0 | 0 | 0 | 0 | 0 | 0
F5_Commercial_Retail_Existing_Food Preparation_Natural Gas_Broiler_E1 | F5 | Commercial | Retail | Existing | Food Preparation | Natural Gas | Broiler | E1 | RIM BC Ratio | bar: 2019 to 2051
F5_Commercial_Retail_Existing_Food Preparation_Natural Gas_Broiler_E2 | F5 | Commercial | Retail | Existing | Food Preparation | Natural Gas | Broiler | E2 | RIM BC Ratio | 0.65228 | 0.65336 | 0.65455 | 0.65584 | 0.65729 | 0.65894 | 0.66026 | 0.6615 | 0.66275 | 0.66403 | 0.66523 | 0.66632 | 0.66742 | 0.66856 | 0.6698 | 0.67099 | 0.67224 | 0.67353 | 0.67486 | 0.6762 | 0.67752 | 0.67874 | 0.67982 | 0.68077 | 0.68157 | 0.68226 | 0.68274 | 0.68309 | 0.68339 | 0.68365 | 0.6839 | 0.68401 | 0.68401
F5_Commercial_Retail_Existing_Food Preparation_Natural Gas_Broiler_E3 | F5 | Commercial | Retail | Existing | Food Preparation | Natural Gas | Broiler | E3 | RIM BC Ratio | 0 | 0 | 0 | 0 | 0 | 0 | 0 | 0 | 0 | 0 | 0 | 0 | 0 | 0 | 0 | 0 | 0 | 0 | 0 | 0 | 0 | 0 | 0 | 0 | 0 | 0 | 0 | 0 | 0 | 0 | 0 | 0 | 0
F5_Commercial_Retail_Existing_Food Preparation_Natural Gas_Broiler_E4 | F5 | Commercial | Retail | Existing | Food Preparation | Natural Gas | Broiler | E4 | RIM BC Ratio | 0 | 0 | 0 | 0 | 0 | 0 | 0 | 0 | 0 | 0 | 0 | 0 | 0 | 0 | 0 | 0 | 0 | 0 | 0 | 0 | 0 | 0 | 0 | 0 | 0 | 0 | 0 | 0 | 0 | 0 | 0 | 0 | 0
F5_Commercial_Retail_Existing_Food Preparation_Natural Gas_Broiler_E5 | F5 | Commercial | Retail | Existing | Food Preparation | Natural Gas | Broiler | E5 | RIM BC Ratio | 0 | 0 | 0 | 0 | 0 | 0 | 0 | 0 | 0 | 0 | 0 | 0 | 0 | 0 | 0 | 0 | 0 | 0 | 0 | 0 | 0 | 0 | 0 | 0 | 0 | 0 | 0 | 0 | 0 | 0 | 0 | 0 | 0
F5_Commercial_Retail_Existing_Food Preparation_Natural Gas_Broiler_E6 | F5 | Commercial | Retail | Existing | Food Preparation | Natural Gas | Broiler | E6 | RIM BC Ratio | 0 | 0 | 0 | 0 | 0 | 0 | 0 | 0 | 0 | 0 | 0 | 0 | 0 | 0 | 0 | 0 | 0 | 0 | 0 | 0 | 0 | 0 | 0 | 0 | 0 | 0 | 0 | 0 | 0 | 0 | 0 | 0 | 0
F5_Commercial_Retail_Existing_Food Preparation_Natural Gas_Broiler_E7 | F5 | Commercial | Retail | Existing | Food Preparation | Natural Gas | Broiler | E7 | RIM BC Ratio | 0 | 0 | 0 | 0 | 0 | 0 | 0 | 0 | 0 | 0 | 0 | 0 | 0 | 0 | 0 | 0 | 0 | 0 | 0 | 0 | 0 | 0 | 0 | 0 | 0 | 0 | 0 | 0 | 0 | 0 | 0 | 0 | 0
F5_Commercial_Retail_Existing_Food Preparation_Natural Gas_Broiler_E8 | F5 | Commercial | Retail | Existing | Food Preparation | Natural Gas | Broiler | E8 | RIM BC Ratio | 0 | 0 | 0 | 0 | 0 | 0 | 0 | 0 | 0 | 0 | 0 | 0 | 0 | 0 | 0 | 0 | 0 | 0 | 0 | 0 | 0 | 0 | 0 | 0 | 0 | 0 | 0 | 0 | 0 | 0 | 0 | 0 | 0
F5_Commercial_Retail_Existing_Food Preparation_Natural Gas_Broiler_E9 | F5 | Commercial | Retail | Existing | Food Preparation | Natural Gas | Broiler | E9 | RIM BC Ratio | 0 | 0 | 0 | 0 | 0 | 0 | 0 | 0 | 0 | 0 | 0 | 0 | 0 | 0 | 0 | 0 | 0 | 0 | 0 | 0 | 0 | 0 | 0 | 0 | 0 | 0 | 0 | 0 | 0 | 0 | 0 | 0 | 0
F5_Commercial_Retail_Existing_Food Preparation_Natural Gas_Broiler_E10 | F5 | Commercial | Retail | Existing | Food Preparation | Natural Gas | Broiler | E10 | RIM BC Ratio | 0 | 0 | 0 | 0 | 0 | 0 | 0 | 0 | 0 | 0 | 0 | 0 | 0 | 0 | 0 | 0 | 0 | 0 | 0 | 0 | 0 | 0 | 0 | 0 | 0 | 0 | 0 | 0 | 0 | 0 | 0 | 0 | 0
F0_Commercial_Retail_Existing_Food Preparation_Natural Gas_Griddle_E0 | F0 | Commercial | Retail | Existing | Food Preparation | Natural Gas | Griddle | E0 | Economic Unit | Standard | Standard | Standard | Standard | Standard | Standard | Standard | Standard | Standard | Standard | Standard | Standard | Standard | Standard | Standard | Standard | Standard | Standard | Standard | Standard | Standard | Standard | Standard | Standard | Standard | Standard | ENERGY STAR | ENERGY STAR | ENERGY STAR | ENERGY STAR | ENERGY STAR | ENERGY STAR | ENERGY STAR
F1_Commercial_Retail_Existing_Food Preparation_Natural Gas_Griddle_E1 | F1 | Commercial | Retail | Existing | Food Preparation | Natural Gas | Griddle | E1 | CCE | 0 | 0 | 0 | 0 | 0 | 0 | 0 | 0 | 0 | 0 | 0 | 0 | 0 | 0 | 0 | 0 | 0 | 0 | 0 | 0 | 0 | 0 | 0 | 0 | 0 | 0 | 0 | 0 | 0 | 0 | 0 | 0 | 0
F1_Commercial_Retail_Existing_Food Preparation_Natural Gas_Griddle_E2 | F1 | Commercial | Retail | Existing | Food Preparation | Natural Gas | Griddle | E2 | CCE | 1.768 | 1.768 | 1.768 | 1.768 | 1.768 | 1.768 | 1.768 | 1.768 | 1.768 | 1.768 | 1.768 | 1.768 | 1.768 | 1.768 | 1.768 | 1.768 | 1.768 | 1.768 | 1.768 | 1.768 | 1.768 | 1.768 | 1.768 | 1.768 | 1.768 | 1.768 | 1.768 | 1.768 | 1.768 | 1.768 | 1.768 | 1.768 | 1.768
F1_Commercial_Retail_Existing_Food Preparation_Natural Gas_Griddle_E3 | F1 | Commercial | Retail | Existing | Food Preparation | Natural Gas | Griddle | E3 | CCE | 0 | 0 | 0 | 0 | 0 | 0 | 0 | 0 | 0 | 0 | 0 | 0 | 0 | 0 | 0 | 0 | 0 | 0 | 0 | 0 | 0 | 0 | 0 | 0 | 0 | 0 | 0 | 0 | 0 | 0 | 0 | 0 | 0
F1_Commercial_Retail_Existing_Food Preparation_Natural Gas_Griddle_E4 | F1 | Commercial | Retail | Existing | Food Preparation | Natural Gas | Griddle | E4 | CCE | 0 | 0 | 0 | 0 | 0 | 0 | 0 | 0 | 0 | 0 | 0 | 0 | 0 | 0 | 0 | 0 | 0 | 0 | 0 | 0 | 0 | 0 | 0 | 0 | 0 | 0 | 0 | 0 | 0 | 0 | 0 | 0 | 0
F1_Commercial_Retail_Existing_Food Preparation_Natural Gas_Griddle_E5 | F1 | Commercial | Retail | Existing | Food Preparation | Natural Gas | Griddle | E5 | CCE | 0 | 0 | 0 | 0 | 0 | 0 | 0 | 0 | 0 | 0 | 0 | 0 | 0 | 0 | 0 | 0 | 0 | 0 | 0 | 0 | 0 | 0 | 0 | 0 | 0 | 0 | 0 | 0 | 0 | 0 | 0 | 0 | 0
F1_Commercial_Retail_Existing_Food Preparation_Natural Gas_Griddle_E6 | F1 | Commercial | Retail | Existing | Food Preparation | Natural Gas | Griddle | E6 | CCE | 0 | 0 | 0 | 0 | 0 | 0 | 0 | 0 | 0 | 0 | 0 | 0 | 0 | 0 | 0 | 0 | 0 | 0 | 0 | 0 | 0 | 0 | 0 | 0 | 0 | 0 | 0 | 0 | 0 | 0 | 0 | 0 | 0
F1_Commercial_Retail_Existing_Food Preparation_Natural Gas_Griddle_E7 | F1 | Commercial | Retail | Existing | Food Preparation | Natural Gas | Griddle | E7 | CCE | 0 | 0 | 0 | 0 | 0 | 0 | 0 | 0 | 0 | 0 | 0 | 0 | 0 | 0 | 0 | 0 | 0 | 0 | 0 | 0 | 0 | 0 | 0 | 0 | 0 | 0 | 0 | 0 | 0 | 0 | 0 | 0 | 0
F1_Commercial_Retail_Existing_Food Preparation_Natural Gas_Griddle_E8 | F1 | Commercial | Retail | Existing | Food Preparation | Natural Gas | Griddle | E8 | CCE | 0 | 0 | 0 | 0 | 0 | 0 | 0 | 0 | 0 | 0 | 0 | 0 | 0 | 0 | 0 | 0 | 0 | 0 | 0 | 0 | 0 | 0 | 0 | 0 | 0 | 0 | 0 | 0 | 0 | 0 | 0 | 0 | 0
F1_Commercial_Retail_Existing_Food Preparation_Natural Gas_Griddle_E9 | F1 | Commercial | Retail | Existing | Food Preparation | Natural Gas | Griddle | E9 | CCE | 0 | 0 | 0 | 0 | 0 | 0 | 0 | 0 | 0 | 0 | 0 | 0 | 0 | 0 | 0 | 0 | 0 | 0 | 0 | 0 | 0 | 0 | 0 | 0 | 0 | 0 | 0 | 0 | 0 | 0 | 0 | 0 | 0
F1_Commercial_Retail_Existing_Food Preparation_Natural Gas_Griddle_E10 | F1 | Commercial | Retail | Existing | Food Preparation | Natural Gas | Griddle | E10 | CCE | 0 | 0 | 0 | 0 | 0 | 0 | 0 | 0 | 0 | 0 | 0 | 0 | 0 | 0 | 0 | 0 | 0 | 0 | 0 | 0 | 0 | 0 | 0 | 0 | 0 | 0 | 0 | 0 | 0 | 0 | 0 | 0 | 0
F2_Commercial_Retail_Existing_Food Preparation_Natural Gas_Griddle_E1 | F2 | Commercial | Retail | Existing | Food Preparation | Natural Gas | Griddle | E1 | TRC BC Ratio | bar: 2019 to 2051
F2_Commercial_Retail_Existing_Food Preparation_Natural Gas_Griddle_E2 | F2 | Commercial | Retail | Existing | Food Preparation | Natural Gas | Griddle | E2 | TRC BC Ratio | 0.79587 | 0.80193 | 0.80871 | 0.81616 | 0.82466 | 0.8345 | 0.84247 | 0.85013 | 0.8579 | 0.86599 | 0.87371 | 0.8808 | 0.88805 | 0.89566 | 0.90406 | 0.91228 | 0.921 | 0.9302 | 0.9398 | 0.94959 | 0.95944 | 0.96867 | 0.97701 | 0.98437 | 0.99074 | 0.99622 | 1 | 1.0028 | 1.0053 | 1.0074 | 1.0094 | 1.0104 | 1.0104
F2_Commercial_Retail_Existing_Food Preparation_Natural Gas_Griddle_E3 | F2 | Commercial | Retail | Existing | Food Preparation | Natural Gas | Griddle | E3 | TRC BC Ratio | 0 | 0 | 0 | 0 | 0 | 0 | 0 | 0 | 0 | 0 | 0 | 0 | 0 | 0 | 0 | 0 | 0 | 0 | 0 | 0 | 0 | 0 | 0 | 0 | 0 | 0 | 0 | 0 | 0 | 0 | 0 | 0 | 0
F2_Commercial_Retail_Existing_Food Preparation_Natural Gas_Griddle_E4 | F2 | Commercial | Retail | Existing | Food Preparation | Natural Gas | Griddle | E4 | TRC BC Ratio | 0 | 0 | 0 | 0 | 0 | 0 | 0 | 0 | 0 | 0 | 0 | 0 | 0 | 0 | 0 | 0 | 0 | 0 | 0 | 0 | 0 | 0 | 0 | 0 | 0 | 0 | 0 | 0 | 0 | 0 | 0 | 0 | 0
F2_Commercial_Retail_Existing_Food Preparation_Natural Gas_Griddle_E5 | F2 | Commercial | Retail | Existing | Food Preparation | Natural Gas | Griddle | E5 | TRC BC Ratio | 0 | 0 | 0 | 0 | 0 | 0 | 0 | 0 | 0 | 0 | 0 | 0 | 0 | 0 | 0 | 0 | 0 | 0 | 0 | 0 | 0 | 0 | 0 | 0 | 0 | 0 | 0 | 0 | 0 | 0 | 0 | 0 | 0
F2_Commercial_Retail_Existing_Food Preparation_Natural Gas_Griddle_E6 | F2 | Commercial | Retail | Existing | Food Preparation | Natural Gas | Griddle | E6 | TRC BC Ratio | 0 | 0 | 0 | 0 | 0 | 0 | 0 | 0 | 0 | 0 | 0 | 0 | 0 | 0 | 0 | 0 | 0 | 0 | 0 | 0 | 0 | 0 | 0 | 0 | 0 | 0 | 0 | 0 | 0 | 0 | 0 | 0 | 0
F2_Commercial_Retail_Existing_Food Preparation_Natural Gas_Griddle_E7 | F2 | Commercial | Retail | Existing | Food Preparation | Natural Gas | Griddle | E7 | TRC BC Ratio | 0 | 0 | 0 | 0 | 0 | 0 | 0 | 0 | 0 | 0 | 0 | 0 | 0 | 0 | 0 | 0 | 0 | 0 | 0 | 0 | 0 | 0 | 0 | 0 | 0 | 0 | 0 | 0 | 0 | 0 | 0 | 0 | 0
F2_Commercial_Retail_Existing_Food Preparation_Natural Gas_Griddle_E8 | F2 | Commercial | Retail | Existing | Food Preparation | Natural Gas | Griddle | E8 | TRC BC Ratio | 0 | 0 | 0 | 0 | 0 | 0 | 0 | 0 | 0 | 0 | 0 | 0 | 0 | 0 | 0 | 0 | 0 | 0 | 0 | 0 | 0 | 0 | 0 | 0 | 0 | 0 | 0 | 0 | 0 | 0 | 0 | 0 | 0
F2_Commercial_Retail_Existing_Food Preparation_Natural Gas_Griddle_E9 | F2 | Commercial | Retail | Existing | Food Preparation | Natural Gas | Griddle | E9 | TRC BC Ratio | 0 | 0 | 0 | 0 | 0 | 0 | 0 | 0 | 0 | 0 | 0 | 0 | 0 | 0 | 0 | 0 | 0 | 0 | 0 | 0 | 0 | 0 | 0 | 0 | 0 | 0 | 0 | 0 | 0 | 0 | 0 | 0 | 0
F2_Commercial_Retail_Existing_Food Preparation_Natural Gas_Griddle_E10 | F2 | Commercial | Retail | Existing | Food Preparation | Natural Gas | Griddle | E10 | TRC BC Ratio | 0 | 0 | 0 | 0 | 0 | 0 | 0 | 0 | 0 | 0 | 0 | 0 | 0 | 0 | 0 | 0 | 0 | 0 | 0 | 0 | 0 | 0 | 0 | 0 | 0 | 0 | 0 | 0 | 0 | 0 | 0 | 0 | 0
F3_Commercial_Retail_Existing_Food Preparation_Natural Gas_Griddle_E1 | F3 | Commercial | Retail | Existing | Food Preparation | Natural Gas | Griddle | E1 | PACT BC Ratio | bar: 2019 to 2051
F3_Commercial_Retail_Existing_Food Preparation_Natural Gas_Griddle_E2 | F3 | Commercial | Retail | Existing | Food Preparation | Natural Gas | Griddle | E2 | PACT BC Ratio | 1.0612 | 1.0692 | 1.0783 | 1.0882 | 1.0996 | 1.1127 | 1.1233 | 1.1335 | 1.1439 | 1.1547 | 1.1649 | 1.1744 | 1.1841 | 1.1942 | 1.2054 | 1.2164 | 1.228 | 1.2403 | 1.2531 | 1.2661 | 1.2793 | 1.2916 | 1.3027 | 1.3125 | 1.321 | 1.3283 | 1.3333 | 1.3371 | 1.3404 | 1.3432 | 1.3459 | 1.3472 | 1.3472
F3_Commercial_Retail_Existing_Food Preparation_Natural Gas_Griddle_E3 | F3 | Commercial | Retail | Existing | Food Preparation | Natural Gas | Griddle | E3 | PACT BC Ratio | 0 | 0 | 0 | 0 | 0 | 0 | 0 | 0 | 0 | 0 | 0 | 0 | 0 | 0 | 0 | 0 | 0 | 0 | 0 | 0 | 0 | 0 | 0 | 0 | 0 | 0 | 0 | 0 | 0 | 0 | 0 | 0 | 0
F3_Commercial_Retail_Existing_Food Preparation_Natural Gas_Griddle_E4 | F3 | Commercial | Retail | Existing | Food Preparation | Natural Gas | Griddle | E4 | PACT BC Ratio | 0 | 0 | 0 | 0 | 0 | 0 | 0 | 0 | 0 | 0 | 0 | 0 | 0 | 0 | 0 | 0 | 0 | 0 | 0 | 0 | 0 | 0 | 0 | 0 | 0 | 0 | 0 | 0 | 0 | 0 | 0 | 0 | 0
F3_Commercial_Retail_Existing_Food Preparation_Natural Gas_Griddle_E5 | F3 | Commercial | Retail | Existing | Food Preparation | Natural Gas | Griddle | E5 | PACT BC Ratio | 0 | 0 | 0 | 0 | 0 | 0 | 0 | 0 | 0 | 0 | 0 | 0 | 0 | 0 | 0 | 0 | 0 | 0 | 0 | 0 | 0 | 0 | 0 | 0 | 0 | 0 | 0 | 0 | 0 | 0 | 0 | 0 | 0
F3_Commercial_Retail_Existing_Food Preparation_Natural Gas_Griddle_E6 | F3 | Commercial | Retail | Existing | Food Preparation | Natural Gas | Griddle | E6 | PACT BC Ratio | 0 | 0 | 0 | 0 | 0 | 0 | 0 | 0 | 0 | 0 | 0 | 0 | 0 | 0 | 0 | 0 | 0 | 0 | 0 | 0 | 0 | 0 | 0 | 0 | 0 | 0 | 0 | 0 | 0 | 0 | 0 | 0 | 0
F3_Commercial_Retail_Existing_Food Preparation_Natural Gas_Griddle_E7 | F3 | Commercial | Retail | Existing | Food Preparation | Natural Gas | Griddle | E7 | PACT BC Ratio | 0 | 0 | 0 | 0 | 0 | 0 | 0 | 0 | 0 | 0 | 0 | 0 | 0 | 0 | 0 | 0 | 0 | 0 | 0 | 0 | 0 | 0 | 0 | 0 | 0 | 0 | 0 | 0 | 0 | 0 | 0 | 0 | 0
F3_Commercial_Retail_Existing_Food Preparation_Natural Gas_Griddle_E8 | F3 | Commercial | Retail | Existing | Food Preparation | Natural Gas | Griddle | E8 | PACT BC Ratio | 0 | 0 | 0 | 0 | 0 | 0 | 0 | 0 | 0 | 0 | 0 | 0 | 0 | 0 | 0 | 0 | 0 | 0 | 0 | 0 | 0 | 0 | 0 | 0 | 0 | 0 | 0 | 0 | 0 | 0 | 0 | 0 | 0
F3_Commercial_Retail_Existing_Food Preparation_Natural Gas_Griddle_E9 | F3 | Commercial | Retail | Existing | Food Preparation | Natural Gas | Griddle | E9 | PACT BC Ratio | 0 | 0 | 0 | 0 | 0 | 0 | 0 | 0 | 0 | 0 | 0 | 0 | 0 | 0 | 0 | 0 | 0 | 0 | 0 | 0 | 0 | 0 | 0 | 0 | 0 | 0 | 0 | 0 | 0 | 0 | 0 | 0 | 0
F3_Commercial_Retail_Existing_Food Preparation_Natural Gas_Griddle_E10 | F3 | Commercial | Retail | Existing | Food Preparation | Natural Gas | Griddle | E10 | PACT BC Ratio | 0 | 0 | 0 | 0 | 0 | 0 | 0 | 0 | 0 | 0 | 0 | 0 | 0 | 0 | 0 | 0 | 0 | 0 | 0 | 0 | 0 | 0 | 0 | 0 | 0 | 0 | 0 | 0 | 0 | 0 | 0 | 0 | 0
F4_Commercial_Retail_Existing_Food Preparation_Natural Gas_Griddle_E1 | F4 | Commercial | Retail | Existing | Food Preparation | Natural Gas | Griddle | E1 | RVT BC Ratio | bar: 2019 to 2051
F4_Commercial_Retail_Existing_Food Preparation_Natural Gas_Griddle_E2 | F4 | Commercial | Retail | Existing | Food Preparation | Natural Gas | Griddle | E2 | RVT BC Ratio | 1.8442 | 1.8529 | 1.8627 | 1.8734 | 1.8856 | 1.8997 | 1.9112 | 1.9222 | 1.9334 | 1.945 | 1.9561 | 1.9663 | 1.9767 | 1.9877 | 1.9998 | 2.0116 | 2.0241 | 2.0373 | 2.0511 | 2.0652 | 2.0794 | 2.0926 | 2.1046 | 2.1152 | 2.1244 | 2.1322 | 2.1377 | 2.1418 | 2.1453 | 2.1483 | 2.1513 | 2.1526 | 2.1526
F4_Commercial_Retail_Existing_Food Preparation_Natural Gas_Griddle_E3 | F4 | Commercial | Retail | Existing | Food Preparation | Natural Gas | Griddle | E3 | RVT BC Ratio | 0 | 0 | 0 | 0 | 0 | 0 | 0 | 0 | 0 | 0 | 0 | 0 | 0 | 0 | 0 | 0 | 0 | 0 | 0 | 0 | 0 | 0 | 0 | 0 | 0 | 0 | 0 | 0 | 0 | 0 | 0 | 0 | 0
F4_Commercial_Retail_Existing_Food Preparation_Natural Gas_Griddle_E4 | F4 | Commercial | Retail | Existing | Food Preparation | Natural Gas | Griddle | E4 | RVT BC Ratio | 0 | 0 | 0 | 0 | 0 | 0 | 0 | 0 | 0 | 0 | 0 | 0 | 0 | 0 | 0 | 0 | 0 | 0 | 0 | 0 | 0 | 0 | 0 | 0 | 0 | 0 | 0 | 0 | 0 | 0 | 0 | 0 | 0
F4_Commercial_Retail_Existing_Food Preparation_Natural Gas_Griddle_E5 | F4 | Commercial | Retail | Existing | Food Preparation | Natural Gas | Griddle | E5 | RVT BC Ratio | 0 | 0 | 0 | 0 | 0 | 0 | 0 | 0 | 0 | 0 | 0 | 0 | 0 | 0 | 0 | 0 | 0 | 0 | 0 | 0 | 0 | 0 | 0 | 0 | 0 | 0 | 0 | 0 | 0 | 0 | 0 | 0 | 0
F4_Commercial_Retail_Existing_Food Preparation_Natural Gas_Griddle_E6 | F4 | Commercial | Retail | Existing | Food Preparation | Natural Gas | Griddle | E6 | RVT BC Ratio | 0 | 0 | 0 | 0 | 0 | 0 | 0 | 0 | 0 | 0 | 0 | 0 | 0 | 0 | 0 | 0 | 0 | 0 | 0 | 0 | 0 | 0 | 0 | 0 | 0 | 0 | 0 | 0 | 0 | 0 | 0 | 0 | 0
F4_Commercial_Retail_Existing_Food Preparation_Natural Gas_Griddle_E7 | F4 | Commercial | Retail | Existing | Food Preparation | Natural Gas | Griddle | E7 | RVT BC Ratio | 0 | 0 | 0 | 0 | 0 | 0 | 0 | 0 | 0 | 0 | 0 | 0 | 0 | 0 | 0 | 0 | 0 | 0 | 0 | 0 | 0 | 0 | 0 | 0 | 0 | 0 | 0 | 0 | 0 | 0 | 0 | 0 | 0
F4_Commercial_Retail_Existing_Food Preparation_Natural Gas_Griddle_E8 | F4 | Commercial | Retail | Existing | Food Preparation | Natural Gas | Griddle | E8 | RVT BC Ratio | 0 | 0 | 0 | 0 | 0 | 0 | 0 | 0 | 0 | 0 | 0 | 0 | 0 | 0 | 0 | 0 | 0 | 0 | 0 | 0 | 0 | 0 | 0 | 0 | 0 | 0 | 0 | 0 | 0 | 0 | 0 | 0 | 0
F4_Commercial_Retail_Existing_Food Preparation_Natural Gas_Griddle_E9 | F4 | Commercial | Retail | Existing | Food Preparation | Natural Gas | Griddle | E9 | RVT BC Ratio | 0 | 0 | 0 | 0 | 0 | 0 | 0 | 0 | 0 | 0 | 0 | 0 | 0 | 0 | 0 | 0 | 0 | 0 | 0 | 0 | 0 | 0 | 0 | 0 | 0 | 0 | 0 | 0 | 0 | 0 | 0 | 0 | 0
F4_Commercial_Retail_Existing_Food Preparation_Natural Gas_Griddle_E10 | F4 | Commercial | Retail | Existing | Food Preparation | Natural Gas | Griddle | E10 | RVT BC Ratio | 0 | 0 | 0 | 0 | 0 | 0 | 0 | 0 | 0 | 0 | 0 | 0 | 0 | 0 | 0 | 0 | 0 | 0 | 0 | 0 | 0 | 0 | 0 | 0 | 0 | 0 | 0 | 0 | 0 | 0 | 0 | 0 | 0
F5_Commercial_Retail_Existing_Food Preparation_Natural Gas_Griddle_E1 | F5 | Commercial | Retail | Existing | Food Preparation | Natural Gas | Griddle | E1 | RIM BC Ratio | bar: 2019 to 2051
F5_Commercial_Retail_Existing_Food Preparation_Natural Gas_Griddle_E2 | F5 | Commercial | Retail | Existing | Food Preparation | Natural Gas | Griddle | E2 | RIM BC Ratio | 0.46719 | 0.46876 | 0.47048 | 0.47237 | 0.47449 | 0.47691 | 0.47886 | 0.4807 | 0.48256 | 0.48447 | 0.48627 | 0.48791 | 0.48957 | 0.4913 | 0.49318 | 0.49501 | 0.49692 | 0.49892 | 0.50097 | 0.50305 | 0.50511 | 0.50702 | 0.50872 | 0.51021 | 0.51149 | 0.51258 | 0.51333 | 0.51389 | 0.51437 | 0.51478 | 0.51519 | 0.51537 | 0.51537
F5_Commercial_Retail_Existing_Food Preparation_Natural Gas_Griddle_E3 | F5 | Commercial | Retail | Existing | Food Preparation | Natural Gas | Griddle | E3 | RIM BC Ratio | 0 | 0 | 0 | 0 | 0 | 0 | 0 | 0 | 0 | 0 | 0 | 0 | 0 | 0 | 0 | 0 | 0 | 0 | 0 | 0 | 0 | 0 | 0 | 0 | 0 | 0 | 0 | 0 | 0 | 0 | 0 | 0 | 0
F5_Commercial_Retail_Existing_Food Preparation_Natural Gas_Griddle_E4 | F5 | Commercial | Retail | Existing | Food Preparation | Natural Gas | Griddle | E4 | RIM BC Ratio | 0 | 0 | 0 | 0 | 0 | 0 | 0 | 0 | 0 | 0 | 0 | 0 | 0 | 0 | 0 | 0 | 0 | 0 | 0 | 0 | 0 | 0 | 0 | 0 | 0 | 0 | 0 | 0 | 0 | 0 | 0 | 0 | 0
F5_Commercial_Retail_Existing_Food Preparation_Natural Gas_Griddle_E5 | F5 | Commercial | Retail | Existing | Food Preparation | Natural Gas | Griddle | E5 | RIM BC Ratio | 0 | 0 | 0 | 0 | 0 | 0 | 0 | 0 | 0 | 0 | 0 | 0 | 0 | 0 | 0 | 0 | 0 | 0 | 0 | 0 | 0 | 0 | 0 | 0 | 0 | 0 | 0 | 0 | 0 | 0 | 0 | 0 | 0
F5_Commercial_Retail_Existing_Food Preparation_Natural Gas_Griddle_E6 | F5 | Commercial | Retail | Existing | Food Preparation | Natural Gas | Griddle | E6 | RIM BC Ratio | 0 | 0 | 0 | 0 | 0 | 0 | 0 | 0 | 0 | 0 | 0 | 0 | 0 | 0 | 0 | 0 | 0 | 0 | 0 | 0 | 0 | 0 | 0 | 0 | 0 | 0 | 0 | 0 | 0 | 0 | 0 | 0 | 0
F5_Commercial_Retail_Existing_Food Preparation_Natural Gas_Griddle_E7 | F5 | Commercial | Retail | Existing | Food Preparation | Natural Gas | Griddle | E7 | RIM BC Ratio | 0 | 0 | 0 | 0 | 0 | 0 | 0 | 0 | 0 | 0 | 0 | 0 | 0 | 0 | 0 | 0 | 0 | 0 | 0 | 0 | 0 | 0 | 0 | 0 | 0 | 0 | 0 | 0 | 0 | 0 | 0 | 0 | 0
F5_Commercial_Retail_Existing_Food Preparation_Natural Gas_Griddle_E8 | F5 | Commercial | Retail | Existing | Food Preparation | Natural Gas | Griddle | E8 | RIM BC Ratio | 0 | 0 | 0 | 0 | 0 | 0 | 0 | 0 | 0 | 0 | 0 | 0 | 0 | 0 | 0 | 0 | 0 | 0 | 0 | 0 | 0 | 0 | 0 | 0 | 0 | 0 | 0 | 0 | 0 | 0 | 0 | 0 | 0
F5_Commercial_Retail_Existing_Food Preparation_Natural Gas_Griddle_E9 | F5 | Commercial | Retail | Existing | Food Preparation | Natural Gas | Griddle | E9 | RIM BC Ratio | 0 | 0 | 0 | 0 | 0 | 0 | 0 | 0 | 0 | 0 | 0 | 0 | 0 | 0 | 0 | 0 | 0 | 0 | 0 | 0 | 0 | 0 | 0 | 0 | 0 | 0 | 0 | 0 | 0 | 0 | 0 | 0 | 0
F5_Commercial_Retail_Existing_Food Preparation_Natural Gas_Griddle_E10 | F5 | Commercial | Retail | Existing | Food Preparation | Natural Gas | Griddle | E10 | RIM BC Ratio | 0 | 0 | 0 | 0 | 0 | 0 | 0 | 0 | 0 | 0 | 0 | 0 | 0 | 0 | 0 | 0 | 0 | 0 | 0 | 0 | 0 | 0 | 0 | 0 | 0 | 0 | 0 | 0 | 0 | 0 | 0 | 0 | 0
F0_Commercial_Retail_Existing_Food Preparation_Natural Gas_Range_E0 | F0 | Commercial | Retail | Existing | Food Preparation | Natural Gas | Range | E0 | Economic Unit | High Efficiency | High Efficiency | High Efficiency | High Efficiency | High Efficiency | High Efficiency | High Efficiency | High Efficiency | High Efficiency | High Efficiency | High Efficiency | High Efficiency | High Efficiency | High Efficiency | High Efficiency | High Efficiency | High Efficiency | High Efficiency | High Efficiency | High Efficiency | High Efficiency | High Efficiency | High Efficiency | High Efficiency | High Efficiency | High Efficiency | High Efficiency | High Efficiency | High Efficiency | High Efficiency | High Efficiency | High Efficiency | High Efficiency
F1_Commercial_Retail_Existing_Food Preparation_Natural Gas_Range_E1 | F1 | Commercial | Retail | Existing | Food Preparation | Natural Gas | Range | E1 | CCE | 0 | 0 | 0 | 0 | 0 | 0 | 0 | 0 | 0 | 0 | 0 | 0 | 0 | 0 | 0 | 0 | 0 | 0 | 0 | 0 | 0 | 0 | 0 | 0 | 0 | 0 | 0 | 0 | 0 | 0 | 0 | 0 | 0
F1_Commercial_Retail_Existing_Food Preparation_Natural Gas_Range_E2 | F1 | Commercial | Retail | Existing | Food Preparation | Natural Gas | Range | E2 | CCE | 0.00052644 | 0.00052644 | 0.00052644 | 0.00052644 | 0.00052644 | 0.00052644 | 0.00052644 | 0.00052644 | 0.00052644 | 0.00052644 | 0.00052644 | 0.00052644 | 0.00052644 | 0.00052644 | 0.00052644 | 0.00052644 | 0.00052644 | 0.00052644 | 0.00052644 | 0.00052644 | 0.00052644 | 0.00052644 | 0.00052644 | 0.00052644 | 0.00052644 | 0.00052644 | 0.00052644 | 0.00052644 | 0.00052644 | 0.00052644 | 0.00052644 | 0.00052644 | 0.00052644
F1_Commercial_Retail_Existing_Food Preparation_Natural Gas_Range_E3 | F1 | Commercial | Retail | Existing | Food Preparation | Natural Gas | Range | E3 | CCE | 0 | 0 | 0 | 0 | 0 | 0 | 0 | 0 | 0 | 0 | 0 | 0 | 0 | 0 | 0 | 0 | 0 | 0 | 0 | 0 | 0 | 0 | 0 | 0 | 0 | 0 | 0 | 0 | 0 | 0 | 0 | 0 | 0
F1_Commercial_Retail_Existing_Food Preparation_Natural Gas_Range_E4 | F1 | Commercial | Retail | Existing | Food Preparation | Natural Gas | Range | E4 | CCE | 0 | 0 | 0 | 0 | 0 | 0 | 0 | 0 | 0 | 0 | 0 | 0 | 0 | 0 | 0 | 0 | 0 | 0 | 0 | 0 | 0 | 0 | 0 | 0 | 0 | 0 | 0 | 0 | 0 | 0 | 0 | 0 | 0
F1_Commercial_Retail_Existing_Food Preparation_Natural Gas_Range_E5 | F1 | Commercial | Retail | Existing | Food Preparation | Natural Gas | Range | E5 | CCE | 0 | 0 | 0 | 0 | 0 | 0 | 0 | 0 | 0 | 0 | 0 | 0 | 0 | 0 | 0 | 0 | 0 | 0 | 0 | 0 | 0 | 0 | 0 | 0 | 0 | 0 | 0 | 0 | 0 | 0 | 0 | 0 | 0
F1_Commercial_Retail_Existing_Food Preparation_Natural Gas_Range_E6 | F1 | Commercial | Retail | Existing | Food Preparation | Natural Gas | Range | E6 | CCE | 0 | 0 | 0 | 0 | 0 | 0 | 0 | 0 | 0 | 0 | 0 | 0 | 0 | 0 | 0 | 0 | 0 | 0 | 0 | 0 | 0 | 0 | 0 | 0 | 0 | 0 | 0 | 0 | 0 | 0 | 0 | 0 | 0
F1_Commercial_Retail_Existing_Food Preparation_Natural Gas_Range_E7 | F1 | Commercial | Retail | Existing | Food Preparation | Natural Gas | Range | E7 | CCE | 0 | 0 | 0 | 0 | 0 | 0 | 0 | 0 | 0 | 0 | 0 | 0 | 0 | 0 | 0 | 0 | 0 | 0 | 0 | 0 | 0 | 0 | 0 | 0 | 0 | 0 | 0 | 0 | 0 | 0 | 0 | 0 | 0
F1_Commercial_Retail_Existing_Food Preparation_Natural Gas_Range_E8 | F1 | Commercial | Retail | Existing | Food Preparation | Natural Gas | Range | E8 | CCE | 0 | 0 | 0 | 0 | 0 | 0 | 0 | 0 | 0 | 0 | 0 | 0 | 0 | 0 | 0 | 0 | 0 | 0 | 0 | 0 | 0 | 0 | 0 | 0 | 0 | 0 | 0 | 0 | 0 | 0 | 0 | 0 | 0
F1_Commercial_Retail_Existing_Food Preparation_Natural Gas_Range_E9 | F1 | Commercial | Retail | Existing | Food Preparation | Natural Gas | Range | E9 | CCE | 0 | 0 | 0 | 0 | 0 | 0 | 0 | 0 | 0 | 0 | 0 | 0 | 0 | 0 | 0 | 0 | 0 | 0 | 0 | 0 | 0 | 0 | 0 | 0 | 0 | 0 | 0 | 0 | 0 | 0 | 0 | 0 | 0
F1_Commercial_Retail_Existing_Food Preparation_Natural Gas_Range_E10 | F1 | Commercial | Retail | Existing | Food Preparation | Natural Gas | Range | E10 | CCE | 0 | 0 | 0 | 0 | 0 | 0 | 0 | 0 | 0 | 0 | 0 | 0 | 0 | 0 | 0 | 0 | 0 | 0 | 0 | 0 | 0 | 0 | 0 | 0 | 0 | 0 | 0 | 0 | 0 | 0 | 0 | 0 | 0
F2_Commercial_Retail_Existing_Food Preparation_Natural Gas_Range_E1 | F2 | Commercial | Retail | Existing | Food Preparation | Natural Gas | Range | E1 | TRC BC Ratio | bar: 2019 to 2051
F2_Commercial_Retail_Existing_Food Preparation_Natural Gas_Range_E2 | F2 | Commercial | Retail | Existing | Food Preparation | Natural Gas | Range | E2 | TRC BC Ratio | 2647.7231 | 2666.33 | 2688.4832 | 2714.1962 | 2744.4245 | 2779.83 | 2808.1783 | 2835.1894 | 2861.7342 | 2888.6003 | 2913.2148 | 2934.7489 | 2956.3968 | 2979.3351 | 3005.7993 | 3032.2609 | 3061.4725 | 3093.4023 | 3127.3907 | 3162.4699 | 3198.1505 | 3231.6304 | 3262.246 | 3290.1881 | 3314.7734 | 3335.911 | 3350.568 | 3361.4829 | 3370.9376 | 3379.0123 | 3387.0032 | 3390.5371 | 3390.5371
F2_Commercial_Retail_Existing_Food Preparation_Natural Gas_Range_E3 | F2 | Commercial | Retail | Existing | Food Preparation | Natural Gas | Range | E3 | TRC BC Ratio | 0 | 0 | 0 | 0 | 0 | 0 | 0 | 0 | 0 | 0 | 0 | 0 | 0 | 0 | 0 | 0 | 0 | 0 | 0 | 0 | 0 | 0 | 0 | 0 | 0 | 0 | 0 | 0 | 0 | 0 | 0 | 0 | 0
F2_Commercial_Retail_Existing_Food Preparation_Natural Gas_Range_E4 | F2 | Commercial | Retail | Existing | Food Preparation | Natural Gas | Range | E4 | TRC BC Ratio | 0 | 0 | 0 | 0 | 0 | 0 | 0 | 0 | 0 | 0 | 0 | 0 | 0 | 0 | 0 | 0 | 0 | 0 | 0 | 0 | 0 | 0 | 0 | 0 | 0 | 0 | 0 | 0 | 0 | 0 | 0 | 0 | 0
F2_Commercial_Retail_Existing_Food Preparation_Natural Gas_Range_E5 | F2 | Commercial | Retail | Existing | Food Preparation | Natural Gas | Range | E5 | TRC BC Ratio | 0 | 0 | 0 | 0 | 0 | 0 | 0 | 0 | 0 | 0 | 0 | 0 | 0 | 0 | 0 | 0 | 0 | 0 | 0 | 0 | 0 | 0 | 0 | 0 | 0 | 0 | 0 | 0 | 0 | 0 | 0 | 0 | 0
F2_Commercial_Retail_Existing_Food Preparation_Natural Gas_Range_E6 | F2 | Commercial | Retail | Existing | Food Preparation | Natural Gas | Range | E6 | TRC BC Ratio | 0 | 0 | 0 | 0 | 0 | 0 | 0 | 0 | 0 | 0 | 0 | 0 | 0 | 0 | 0 | 0 | 0 | 0 | 0 | 0 | 0 | 0 | 0 | 0 | 0 | 0 | 0 | 0 | 0 | 0 | 0 | 0 | 0
F2_Commercial_Retail_Existing_Food Preparation_Natural Gas_Range_E7 | F2 | Commercial | Retail | Existing | Food Preparation | Natural Gas | Range | E7 | TRC BC Ratio | 0 | 0 | 0 | 0 | 0 | 0 | 0 | 0 | 0 | 0 | 0 | 0 | 0 | 0 | 0 | 0 | 0 | 0 | 0 | 0 | 0 | 0 | 0 | 0 | 0 | 0 | 0 | 0 | 0 | 0 | 0 | 0 | 0
F2_Commercial_Retail_Existing_Food Preparation_Natural Gas_Range_E8 | F2 | Commercial | Retail | Existing | Food Preparation | Natural Gas | Range | E8 | TRC BC Ratio | 0 | 0 | 0 | 0 | 0 | 0 | 0 | 0 | 0 | 0 | 0 | 0 | 0 | 0 | 0 | 0 | 0 | 0 | 0 | 0 | 0 | 0 | 0 | 0 | 0 | 0 | 0 | 0 | 0 | 0 | 0 | 0 | 0
F2_Commercial_Retail_Existing_Food Preparation_Natural Gas_Range_E9 | F2 | Commercial | Retail | Existing | Food Preparation | Natural Gas | Range | E9 | TRC BC Ratio | 0 | 0 | 0 | 0 | 0 | 0 | 0 | 0 | 0 | 0 | 0 | 0 | 0 | 0 | 0 | 0 | 0 | 0 | 0 | 0 | 0 | 0 | 0 | 0 | 0 | 0 | 0 | 0 | 0 | 0 | 0 | 0 | 0
F2_Commercial_Retail_Existing_Food Preparation_Natural Gas_Range_E10 | F2 | Commercial | Retail | Existing | Food Preparation | Natural Gas | Range | E10 | TRC BC Ratio | 0 | 0 | 0 | 0 | 0 | 0 | 0 | 0 | 0 | 0 | 0 | 0 | 0 | 0 | 0 | 0 | 0 | 0 | 0 | 0 | 0 | 0 | 0 | 0 | 0 | 0 | 0 | 0 | 0 | 0 | 0 | 0 | 0
F3_Commercial_Retail_Existing_Food Preparation_Natural Gas_Range_E1 | F3 | Commercial | Retail | Existing | Food Preparation | Natural Gas | Range | E1 | PACT BC Ratio | bar: 2019 to 2051
F3_Commercial_Retail_Existing_Food Preparation_Natural Gas_Range_E2 | F3 | Commercial | Retail | Existing | Food Preparation | Natural Gas | Range | E2 | PACT BC Ratio | 3530.2974 | 3555.1067 | 3584.6443 | 3618.9282 | 3659.2327 | 3706.44 | 3744.2377 | 3780.2525 | 3815.6456 | 3851.4671 | 3884.2865 | 3912.9985 | 3941.8625 | 3972.4468 | 4007.7324 | 4043.0145 | 4081.9633 | 4124.5364 | 4169.8543 | 4216.6265 | 4264.2006 | 4308.8405 | 4349.6613 | 4386.9175 | 4419.6979 | 4447.8813 | 4467.424 | 4481.9772 | 4494.5834 | 4505.3498 | 4516.0042 | 4520.7161 | 4520.7161
F3_Commercial_Retail_Existing_Food Preparation_Natural Gas_Range_E3 | F3 | Commercial | Retail | Existing | Food Preparation | Natural Gas | Range | E3 | PACT BC Ratio | 0 | 0 | 0 | 0 | 0 | 0 | 0 | 0 | 0 | 0 | 0 | 0 | 0 | 0 | 0 | 0 | 0 | 0 | 0 | 0 | 0 | 0 | 0 | 0 | 0 | 0 | 0 | 0 | 0 | 0 | 0 | 0 | 0
F3_Commercial_Retail_Existing_Food Preparation_Natural Gas_Range_E4 | F3 | Commercial | Retail | Existing | Food Preparation | Natural Gas | Range | E4 | PACT BC Ratio | 0 | 0 | 0 | 0 | 0 | 0 | 0 | 0 | 0 | 0 | 0 | 0 | 0 | 0 | 0 | 0 | 0 | 0 | 0 | 0 | 0 | 0 | 0 | 0 | 0 | 0 | 0 | 0 | 0 | 0 | 0 | 0 | 0
F3_Commercial_Retail_Existing_Food Preparation_Natural Gas_Range_E5 | F3 | Commercial | Retail | Existing | Food Preparation | Natural Gas | Range | E5 | PACT BC Ratio | 0 | 0 | 0 | 0 | 0 | 0 | 0 | 0 | 0 | 0 | 0 | 0 | 0 | 0 | 0 | 0 | 0 | 0 | 0 | 0 | 0 | 0 | 0 | 0 | 0 | 0 | 0 | 0 | 0 | 0 | 0 | 0 | 0
F3_Commercial_Retail_Existing_Food Preparation_Natural Gas_Range_E6 | F3 | Commercial | Retail | Existing | Food Preparation | Natural Gas | Range | E6 | PACT BC Ratio | 0 | 0 | 0 | 0 | 0 | 0 | 0 | 0 | 0 | 0 | 0 | 0 | 0 | 0 | 0 | 0 | 0 | 0 | 0 | 0 | 0 | 0 | 0 | 0 | 0 | 0 | 0 | 0 | 0 | 0 | 0 | 0 | 0
F3_Commercial_Retail_Existing_Food Preparation_Natural Gas_Range_E7 | F3 | Commercial | Retail | Existing | Food Preparation | Natural Gas | Range | E7 | PACT BC Ratio | 0 | 0 | 0 | 0 | 0 | 0 | 0 | 0 | 0 | 0 | 0 | 0 | 0 | 0 | 0 | 0 | 0 | 0 | 0 | 0 | 0 | 0 | 0 | 0 | 0 | 0 | 0 | 0 | 0 | 0 | 0 | 0 | 0
F3_Commercial_Retail_Existing_Food Preparation_Natural Gas_Range_E8 | F3 | Commercial | Retail | Existing | Food Preparation | Natural Gas | Range | E8 | PACT BC Ratio | 0 | 0 | 0 | 0 | 0 | 0 | 0 | 0 | 0 | 0 | 0 | 0 | 0 | 0 | 0 | 0 | 0 | 0 | 0 | 0 | 0 | 0 | 0 | 0 | 0 | 0 | 0 | 0 | 0 | 0 | 0 | 0 | 0
F3_Commercial_Retail_Existing_Food Preparation_Natural Gas_Range_E9 | F3 | Commercial | Retail | Existing | Food Preparation | Natural Gas | Range | E9 | PACT BC Ratio | 0 | 0 | 0 | 0 | 0 | 0 | 0 | 0 | 0 | 0 | 0 | 0 | 0 | 0 | 0 | 0 | 0 | 0 | 0 | 0 | 0 | 0 | 0 | 0 | 0 | 0 | 0 | 0 | 0 | 0 | 0 | 0 | 0
F3_Commercial_Retail_Existing_Food Preparation_Natural Gas_Range_E10 | F3 | Commercial | Retail | Existing | Food Preparation | Natural Gas | Range | E10 | PACT BC Ratio | 0 | 0 | 0 | 0 | 0 | 0 | 0 | 0 | 0 | 0 | 0 | 0 | 0 | 0 | 0 | 0 | 0 | 0 | 0 | 0 | 0 | 0 | 0 | 0 | 0 | 0 | 0 | 0 | 0 | 0 | 0 | 0 | 0
F4_Commercial_Retail_Existing_Food Preparation_Natural Gas_Range_E1 | F4 | Commercial | Retail | Existing | Food Preparation | Natural Gas | Range | E1 | RVT BC Ratio | bar: 2019 to 2051
F4_Commercial_Retail_Existing_Food Preparation_Natural Gas_Range_E2 | F4 | Commercial | Retail | Existing | Food Preparation | Natural Gas | Range | E2 | RVT BC Ratio | 3807.2736 | 3834.0244 | 3865.8736 | 3902.8406 | 3946.2991 | 3997.2009 | 4037.9565 | 4076.7898 | 4114.9527 | 4153.5775 | 4188.9653 | 4219.9244 | 4251.0471 | 4284.025 | 4322.072 | 4360.1152 | 4402.1121 | 4448.0169 | 4496.8813 | 4547.3138 | 4598.611 | 4646.7444 | 4690.7598 | 4730.9316 | 4766.2773 | 4796.6664 | 4817.7384 | 4833.4305 | 4847.0233 | 4858.6322 | 4870.1205 | 4875.2011 | 4875.2011
F4_Commercial_Retail_Existing_Food Preparation_Natural Gas_Range_E3 | F4 | Commercial | Retail | Existing | Food Preparation | Natural Gas | Range | E3 | RVT BC Ratio | 0 | 0 | 0 | 0 | 0 | 0 | 0 | 0 | 0 | 0 | 0 | 0 | 0 | 0 | 0 | 0 | 0 | 0 | 0 | 0 | 0 | 0 | 0 | 0 | 0 | 0 | 0 | 0 | 0 | 0 | 0 | 0 | 0
F4_Commercial_Retail_Existing_Food Preparation_Natural Gas_Range_E4 | F4 | Commercial | Retail | Existing | Food Preparation | Natural Gas | Range | E4 | RVT BC Ratio | 0 | 0 | 0 | 0 | 0 | 0 | 0 | 0 | 0 | 0 | 0 | 0 | 0 | 0 | 0 | 0 | 0 | 0 | 0 | 0 | 0 | 0 | 0 | 0 | 0 | 0 | 0 | 0 | 0 | 0 | 0 | 0 | 0
F4_Commercial_Retail_Existing_Food Preparation_Natural Gas_Range_E5 | F4 | Commercial | Retail | Existing | Food Preparation | Natural Gas | Range | E5 | RVT BC Ratio | 0 | 0 | 0 | 0 | 0 | 0 | 0 | 0 | 0 | 0 | 0 | 0 | 0 | 0 | 0 | 0 | 0 | 0 | 0 | 0 | 0 | 0 | 0 | 0 | 0 | 0 | 0 | 0 | 0 | 0 | 0 | 0 | 0
F4_Commercial_Retail_Existing_Food Preparation_Natural Gas_Range_E6 | F4 | Commercial | Retail | Existing | Food Preparation | Natural Gas | Range | E6 | RVT BC Ratio | 0 | 0 | 0 | 0 | 0 | 0 | 0 | 0 | 0 | 0 | 0 | 0 | 0 | 0 | 0 | 0 | 0 | 0 | 0 | 0 | 0 | 0 | 0 | 0 | 0 | 0 | 0 | 0 | 0 | 0 | 0 | 0 | 0
F4_Commercial_Retail_Existing_Food Preparation_Natural Gas_Range_E7 | F4 | Commercial | Retail | Existing | Food Preparation | Natural Gas | Range | E7 | RVT BC Ratio | 0 | 0 | 0 | 0 | 0 | 0 | 0 | 0 | 0 | 0 | 0 | 0 | 0 | 0 | 0 | 0 | 0 | 0 | 0 | 0 | 0 | 0 | 0 | 0 | 0 | 0 | 0 | 0 | 0 | 0 | 0 | 0 | 0
F4_Commercial_Retail_Existing_Food Preparation_Natural Gas_Range_E8 | F4 | Commercial | Retail | Existing | Food Preparation | Natural Gas | Range | E8 | RVT BC Ratio | 0 | 0 | 0 | 0 | 0 | 0 | 0 | 0 | 0 | 0 | 0 | 0 | 0 | 0 | 0 | 0 | 0 | 0 | 0 | 0 | 0 | 0 | 0 | 0 | 0 | 0 | 0 | 0 | 0 | 0 | 0 | 0 | 0
F4_Commercial_Retail_Existing_Food Preparation_Natural Gas_Range_E9 | F4 | Commercial | Retail | Existing | Food Preparation | Natural Gas | Range | E9 | RVT BC Ratio | 0 | 0 | 0 | 0 | 0 | 0 | 0 | 0 | 0 | 0 | 0 | 0 | 0 | 0 | 0 | 0 | 0 | 0 | 0 | 0 | 0 | 0 | 0 | 0 | 0 | 0 | 0 | 0 | 0 | 0 | 0 | 0 | 0
F4_Commercial_Retail_Existing_Food Preparation_Natural Gas_Range_E10 | F4 | Commercial | Retail | Existing | Food Preparation | Natural Gas | Range | E10 | RVT BC Ratio | 0 | 0 | 0 | 0 | 0 | 0 | 0 | 0 | 0 | 0 | 0 | 0 | 0 | 0 | 0 | 0 | 0 | 0 | 0 | 0 | 0 | 0 | 0 | 0 | 0 | 0 | 0 | 0 | 0 | 0 | 0 | 0 | 0
F5_Commercial_Retail_Existing_Food Preparation_Natural Gas_Range_E1 | F5 | Commercial | Retail | Existing | Food Preparation | Natural Gas | Range | E1 | RIM BC Ratio | bar: 2019 to 2051
F5_Commercial_Retail_Existing_Food Preparation_Natural Gas_Range_E2 | F5 | Commercial | Retail | Existing | Food Preparation | Natural Gas | Range | E2 | RIM BC Ratio | 0.83448 | 0.83448 | 0.83448 | 0.83449 | 0.83449 | 0.83449 | 0.83449 | 0.83449 | 0.8345 | 0.8345 | 0.8345 | 0.8345 | 0.8345 | 0.8345 | 0.83451 | 0.83451 | 0.83451 | 0.83451 | 0.83451 | 0.83451 | 0.83452 | 0.83452 | 0.83452 | 0.83452 | 0.83452 | 0.83452 | 0.83452 | 0.83452 | 0.83452 | 0.83452 | 0.83452 | 0.83453 | 0.83453
F5_Commercial_Retail_Existing_Food Preparation_Natural Gas_Range_E3 | F5 | Commercial | Retail | Existing | Food Preparation | Natural Gas | Range | E3 | RIM BC Ratio | 0 | 0 | 0 | 0 | 0 | 0 | 0 | 0 | 0 | 0 | 0 | 0 | 0 | 0 | 0 | 0 | 0 | 0 | 0 | 0 | 0 | 0 | 0 | 0 | 0 | 0 | 0 | 0 | 0 | 0 | 0 | 0 | 0
F5_Commercial_Retail_Existing_Food Preparation_Natural Gas_Range_E4 | F5 | Commercial | Retail | Existing | Food Preparation | Natural Gas | Range | E4 | RIM BC Ratio | 0 | 0 | 0 | 0 | 0 | 0 | 0 | 0 | 0 | 0 | 0 | 0 | 0 | 0 | 0 | 0 | 0 | 0 | 0 | 0 | 0 | 0 | 0 | 0 | 0 | 0 | 0 | 0 | 0 | 0 | 0 | 0 | 0
F5_Commercial_Retail_Existing_Food Preparation_Natural Gas_Range_E5 | F5 | Commercial | Retail | Existing | Food Preparation | Natural Gas | Range | E5 | RIM BC Ratio | 0 | 0 | 0 | 0 | 0 | 0 | 0 | 0 | 0 | 0 | 0 | 0 | 0 | 0 | 0 | 0 | 0 | 0 | 0 | 0 | 0 | 0 | 0 | 0 | 0 | 0 | 0 | 0 | 0 | 0 | 0 | 0 | 0
F5_Commercial_Retail_Existing_Food Preparation_Natural Gas_Range_E6 | F5 | Commercial | Retail | Existing | Food Preparation | Natural Gas | Range | E6 | RIM BC Ratio | 0 | 0 | 0 | 0 | 0 | 0 | 0 | 0 | 0 | 0 | 0 | 0 | 0 | 0 | 0 | 0 | 0 | 0 | 0 | 0 | 0 | 0 | 0 | 0 | 0 | 0 | 0 | 0 | 0 | 0 | 0 | 0 | 0
F5_Commercial_Retail_Existing_Food Preparation_Natural Gas_Range_E7 | F5 | Commercial | Retail | Existing | Food Preparation | Natural Gas | Range | E7 | RIM BC Ratio | 0 | 0 | 0 | 0 | 0 | 0 | 0 | 0 | 0 | 0 | 0 | 0 | 0 | 0 | 0 | 0 | 0 | 0 | 0 | 0 | 0 | 0 | 0 | 0 | 0 | 0 | 0 | 0 | 0 | 0 | 0 | 0 | 0
F5_Commercial_Retail_Existing_Food Preparation_Natural Gas_Range_E8 | F5 | Commercial | Retail | Existing | Food Preparation | Natural Gas | Range | E8 | RIM BC Ratio | 0 | 0 | 0 | 0 | 0 | 0 | 0 | 0 | 0 | 0 | 0 | 0 | 0 | 0 | 0 | 0 | 0 | 0 | 0 | 0 | 0 | 0 | 0 | 0 | 0 | 0 | 0 | 0 | 0 | 0 | 0 | 0 | 0
F5_Commercial_Retail_Existing_Food Preparation_Natural Gas_Range_E9 | F5 | Commercial | Retail | Existing | Food Preparation | Natural Gas | Range | E9 | RIM BC Ratio | 0 | 0 | 0 | 0 | 0 | 0 | 0 | 0 | 0 | 0 | 0 | 0 | 0 | 0 | 0 | 0 | 0 | 0 | 0 | 0 | 0 | 0 | 0 | 0 | 0 | 0 | 0 | 0 | 0 | 0 | 0 | 0 | 0
F5_Commercial_Retail_Existing_Food Preparation_Natural Gas_Range_E10 | F5 | Commercial | Retail | Existing | Food Preparation | Natural Gas | Range | E10 | RIM BC Ratio | 0 | 0 | 0 | 0 | 0 | 0 | 0 | 0 | 0 | 0 | 0 | 0 | 0 | 0 | 0 | 0 | 0 | 0 | 0 | 0 | 0 | 0 | 0 | 0 | 0 | 0 | 0 | 0 | 0 | 0 | 0 | 0 | 0
F0_Commercial_Retail_Existing_Food Preparation_Natural Gas_Steamer_E0 | F0 | Commercial | Retail | Existing | Food Preparation | Natural Gas | Steamer | E0 | Economic Unit | ENERGY STAR | ENERGY STAR | ENERGY STAR | ENERGY STAR | ENERGY STAR | ENERGY STAR | ENERGY STAR | ENERGY STAR | ENERGY STAR | ENERGY STAR | ENERGY STAR | ENERGY STAR | ENERGY STAR | ENERGY STAR | ENERGY STAR | ENERGY STAR | ENERGY STAR | ENERGY STAR | ENERGY STAR | ENERGY STAR | ENERGY STAR | ENERGY STAR | ENERGY STAR | ENERGY STAR | ENERGY STAR | ENERGY STAR | ENERGY STAR | ENERGY STAR | ENERGY STAR | ENERGY STAR | ENERGY STAR | ENERGY STAR | ENERGY STAR
F1_Commercial_Retail_Existing_Food Preparation_Natural Gas_Steamer_E1 | F1 | Commercial | Retail | Existing | Food Preparation | Natural Gas | Steamer | E1 | CCE | 0 | 0 | 0 | 0 | 0 | 0 | 0 | 0 | 0 | 0 | 0 | 0 | 0 | 0 | 0 | 0 | 0 | 0 | 0 | 0 | 0 | 0 | 0 | 0 | 0 | 0 | 0 | 0 | 0 | 0 | 0 | 0 | 0
F1_Commercial_Retail_Existing_Food Preparation_Natural Gas_Steamer_E2 | F1 | Commercial | Retail | Existing | Food Preparation | Natural Gas | Steamer | E2 | CCE | 0.38542 | 0.38542 | 0.38542 | 0 | 0 | 0 | 0 | 0 | 0 | 0 | 0 | 0 | 0 | 0 | 0 | 0 | 0 | 0 | 0 | 0 | 0 | 0 | 0 | 0 | 0 | 0 | 0 | 0 | 0 | 0 | 0 | 0 | 0
F1_Commercial_Retail_Existing_Food Preparation_Natural Gas_Steamer_E3 | F1 | Commercial | Retail | Existing | Food Preparation | Natural Gas | Steamer | E3 | CCE | 0 | 0 | 0 | 0 | 0 | 0 | 0 | 0 | 0 | 0 | 0 | 0 | 0 | 0 | 0 | 0 | 0 | 0 | 0 | 0 | 0 | 0 | 0 | 0 | 0 | 0 | 0 | 0 | 0 | 0 | 0 | 0 | 0
F1_Commercial_Retail_Existing_Food Preparation_Natural Gas_Steamer_E4 | F1 | Commercial | Retail | Existing | Food Preparation | Natural Gas | Steamer | E4 | CCE | 0 | 0 | 0 | 0 | 0 | 0 | 0 | 0 | 0 | 0 | 0 | 0 | 0 | 0 | 0 | 0 | 0 | 0 | 0 | 0 | 0 | 0 | 0 | 0 | 0 | 0 | 0 | 0 | 0 | 0 | 0 | 0 | 0
F1_Commercial_Retail_Existing_Food Preparation_Natural Gas_Steamer_E5 | F1 | Commercial | Retail | Existing | Food Preparation | Natural Gas | Steamer | E5 | CCE | 0 | 0 | 0 | 0 | 0 | 0 | 0 | 0 | 0 | 0 | 0 | 0 | 0 | 0 | 0 | 0 | 0 | 0 | 0 | 0 | 0 | 0 | 0 | 0 | 0 | 0 | 0 | 0 | 0 | 0 | 0 | 0 | 0
F1_Commercial_Retail_Existing_Food Preparation_Natural Gas_Steamer_E6 | F1 | Commercial | Retail | Existing | Food Preparation | Natural Gas | Steamer | E6 | CCE | 0 | 0 | 0 | 0 | 0 | 0 | 0 | 0 | 0 | 0 | 0 | 0 | 0 | 0 | 0 | 0 | 0 | 0 | 0 | 0 | 0 | 0 | 0 | 0 | 0 | 0 | 0 | 0 | 0 | 0 | 0 | 0 | 0
F1_Commercial_Retail_Existing_Food Preparation_Natural Gas_Steamer_E7 | F1 | Commercial | Retail | Existing | Food Preparation | Natural Gas | Steamer | E7 | CCE | 0 | 0 | 0 | 0 | 0 | 0 | 0 | 0 | 0 | 0 | 0 | 0 | 0 | 0 | 0 | 0 | 0 | 0 | 0 | 0 | 0 | 0 | 0 | 0 | 0 | 0 | 0 | 0 | 0 | 0 | 0 | 0 | 0
F1_Commercial_Retail_Existing_Food Preparation_Natural Gas_Steamer_E8 | F1 | Commercial | Retail | Existing | Food Preparation | Natural Gas | Steamer | E8 | CCE | 0 | 0 | 0 | 0 | 0 | 0 | 0 | 0 | 0 | 0 | 0 | 0 | 0 | 0 | 0 | 0 | 0 | 0 | 0 | 0 | 0 | 0 | 0 | 0 | 0 | 0 | 0 | 0 | 0 | 0 | 0 | 0 | 0
F1_Commercial_Retail_Existing_Food Preparation_Natural Gas_Steamer_E9 | F1 | Commercial | Retail | Existing | Food Preparation | Natural Gas | Steamer | E9 | CCE | 0 | 0 | 0 | 0 | 0 | 0 | 0 | 0 | 0 | 0 | 0 | 0 | 0 | 0 | 0 | 0 | 0 | 0 | 0 | 0 | 0 | 0 | 0 | 0 | 0 | 0 | 0 | 0 | 0 | 0 | 0 | 0 | 0
F1_Commercial_Retail_Existing_Food Preparation_Natural Gas_Steamer_E10 | F1 | Commercial | Retail | Existing | Food Preparation | Natural Gas | Steamer | E10 | CCE | 0 | 0 | 0 | 0 | 0 | 0 | 0 | 0 | 0 | 0 | 0 | 0 | 0 | 0 | 0 | 0 | 0 | 0 | 0 | 0 | 0 | 0 | 0 | 0 | 0 | 0 | 0 | 0 | 0 | 0 | 0 | 0 | 0
F2_Commercial_Retail_Existing_Food Preparation_Natural Gas_Steamer_E1 | F2 | Commercial | Retail | Existing | Food Preparation | Natural Gas | Steamer | E1 | TRC BC Ratio | 1 | 1 | 1 | 0 | 0 | 0 | 0 | 0 | 0 | 0 | 0 | 0 | 0 | 0 | 0 | 0 | 0 | 0 | 0 | 0 | 0 | 0 | 0 | 0 | 0 | 0 | 0 | 0 | 0 | 0 | 0 | 0 | 0
F2_Commercial_Retail_Existing_Food Preparation_Natural Gas_Steamer_E2 | F2 | Commercial | Retail | Existing | Food Preparation | Natural Gas | Steamer | E2 | TRC BC Ratio | 3.6298 | 3.6563 | 3.6864 | 1 | 1 | 1 | 1 | 1 | 1 | 1 | 1 | 1 | 1 | 1 | 1 | 1 | 1 | 1 | 1 | 1 | 1 | 1 | 1 | 1 | 1 | 1 | 1 | 1 | 1 | 1 | 1 | 1 | 1
F2_Commercial_Retail_Existing_Food Preparation_Natural Gas_Steamer_E3 | F2 | Commercial | Retail | Existing | Food Preparation | Natural Gas | Steamer | E3 | TRC BC Ratio | 0 | 0 | 0 | 0 | 0 | 0 | 0 | 0 | 0 | 0 | 0 | 0 | 0 | 0 | 0 | 0 | 0 | 0 | 0 | 0 | 0 | 0 | 0 | 0 | 0 | 0 | 0 | 0 | 0 | 0 | 0 | 0 | 0
F2_Commercial_Retail_Existing_Food Preparation_Natural Gas_Steamer_E4 | F2 | Commercial | Retail | Existing | Food Preparation | Natural Gas | Steamer | E4 | TRC BC Ratio | 0 | 0 | 0 | 0 | 0 | 0 | 0 | 0 | 0 | 0 | 0 | 0 | 0 | 0 | 0 | 0 | 0 | 0 | 0 | 0 | 0 | 0 | 0 | 0 | 0 | 0 | 0 | 0 | 0 | 0 | 0 | 0 | 0
F2_Commercial_Retail_Existing_Food Preparation_Natural Gas_Steamer_E5 | F2 | Commercial | Retail | Existing | Food Preparation | Natural Gas | Steamer | E5 | TRC BC Ratio | 0 | 0 | 0 | 0 | 0 | 0 | 0 | 0 | 0 | 0 | 0 | 0 | 0 | 0 | 0 | 0 | 0 | 0 | 0 | 0 | 0 | 0 | 0 | 0 | 0 | 0 | 0 | 0 | 0 | 0 | 0 | 0 | 0
F2_Commercial_Retail_Existing_Food Preparation_Natural Gas_Steamer_E6 | F2 | Commercial | Retail | Existing | Food Preparation | Natural Gas | Steamer | E6 | TRC BC Ratio | 0 | 0 | 0 | 0 | 0 | 0 | 0 | 0 | 0 | 0 | 0 | 0 | 0 | 0 | 0 | 0 | 0 | 0 | 0 | 0 | 0 | 0 | 0 | 0 | 0 | 0 | 0 | 0 | 0 | 0 | 0 | 0 | 0
F2_Commercial_Retail_Existing_Food Preparation_Natural Gas_Steamer_E7 | F2 | Commercial | Retail | Existing | Food Preparation | Natural Gas | Steamer | E7 | TRC BC Ratio | 0 | 0 | 0 | 0 | 0 | 0 | 0 | 0 | 0 | 0 | 0 | 0 | 0 | 0 | 0 | 0 | 0 | 0 | 0 | 0 | 0 | 0 | 0 | 0 | 0 | 0 | 0 | 0 | 0 | 0 | 0 | 0 | 0
F2_Commercial_Retail_Existing_Food Preparation_Natural Gas_Steamer_E8 | F2 | Commercial | Retail | Existing | Food Preparation | Natural Gas | Steamer | E8 | TRC BC Ratio | 0 | 0 | 0 | 0 | 0 | 0 | 0 | 0 | 0 | 0 | 0 | 0 | 0 | 0 | 0 | 0 | 0 | 0 | 0 | 0 | 0 | 0 | 0 | 0 | 0 | 0 | 0 | 0 | 0 | 0 | 0 | 0 | 0
F2_Commercial_Retail_Existing_Food Preparation_Natural Gas_Steamer_E9 | F2 | Commercial | Retail | Existing | Food Preparation | Natural Gas | Steamer | E9 | TRC BC Ratio | 0 | 0 | 0 | 0 | 0 | 0 | 0 | 0 | 0 | 0 | 0 | 0 | 0 | 0 | 0 | 0 | 0 | 0 | 0 | 0 | 0 | 0 | 0 | 0 | 0 | 0 | 0 | 0 | 0 | 0 | 0 | 0 | 0
F2_Commercial_Retail_Existing_Food Preparation_Natural Gas_Steamer_E10 | F2 | Commercial | Retail | Existing | Food Preparation | Natural Gas | Steamer | E10 | TRC BC Ratio | 0 | 0 | 0 | 0 | 0 | 0 | 0 | 0 | 0 | 0 | 0 | 0 | 0 | 0 | 0 | 0 | 0 | 0 | 0 | 0 | 0 | 0 | 0 | 0 | 0 | 0 | 0 | 0 | 0 | 0 | 0 | 0 | 0
F3_Commercial_Retail_Existing_Food Preparation_Natural Gas_Steamer_E1 | F3 | Commercial | Retail | Existing | Food Preparation | Natural Gas | Steamer | E1 | PACT BC Ratio | 1 | 1 | 1 | 0 | 0 | 0 | 0 | 0 | 0 | 0 | 0 | 0 | 0 | 0 | 0 | 0 | 0 | 0 | 0 | 0 | 0 | 0 | 0 | 0 | 0 | 0 | 0 | 0 | 0 | 0 | 0 | 0 | 0
F3_Commercial_Retail_Existing_Food Preparation_Natural Gas_Steamer_E2 | F3 | Commercial | Retail | Existing | Food Preparation | Natural Gas | Steamer | E2 | PACT BC Ratio | 4.8398 | 4.875 | 4.9151 | 1 | 1 | 1 | 1 | 1 | 1 | 1 | 1 | 1 | 1 | 1 | 1 | 1 | 1 | 1 | 1 | 1 | 1 | 1 | 1 | 1 | 1 | 1 | 1 | 1 | 1 | 1 | 1 | 1 | 1
F3_Commercial_Retail_Existing_Food Preparation_Natural Gas_Steamer_E3 | F3 | Commercial | Retail | Existing | Food Preparation | Natural Gas | Steamer | E3 | PACT BC Ratio | 0 | 0 | 0 | 0 | 0 | 0 | 0 | 0 | 0 | 0 | 0 | 0 | 0 | 0 | 0 | 0 | 0 | 0 | 0 | 0 | 0 | 0 | 0 | 0 | 0 | 0 | 0 | 0 | 0 | 0 | 0 | 0 | 0
F3_Commercial_Retail_Existing_Food Preparation_Natural Gas_Steamer_E4 | F3 | Commercial | Retail | Existing | Food Preparation | Natural Gas | Steamer | E4 | PACT BC Ratio | 0 | 0 | 0 | 0 | 0 | 0 | 0 | 0 | 0 | 0 | 0 | 0 | 0 | 0 | 0 | 0 | 0 | 0 | 0 | 0 | 0 | 0 | 0 | 0 | 0 | 0 | 0 | 0 | 0 | 0 | 0 | 0 | 0
F3_Commercial_Retail_Existing_Food Preparation_Natural Gas_Steamer_E5 | F3 | Commercial | Retail | Existing | Food Preparation | Natural Gas | Steamer | E5 | PACT BC Ratio | 0 | 0 | 0 | 0 | 0 | 0 | 0 | 0 | 0 | 0 | 0 | 0 | 0 | 0 | 0 | 0 | 0 | 0 | 0 | 0 | 0 | 0 | 0 | 0 | 0 | 0 | 0 | 0 | 0 | 0 | 0 | 0 | 0
F3_Commercial_Retail_Existing_Food Preparation_Natural Gas_Steamer_E6 | F3 | Commercial | Retail | Existing | Food Preparation | Natural Gas | Steamer | E6 | PACT BC Ratio | 0 | 0 | 0 | 0 | 0 | 0 | 0 | 0 | 0 | 0 | 0 | 0 | 0 | 0 | 0 | 0 | 0 | 0 | 0 | 0 | 0 | 0 | 0 | 0 | 0 | 0 | 0 | 0 | 0 | 0 | 0 | 0 | 0
F3_Commercial_Retail_Existing_Food Preparation_Natural Gas_Steamer_E7 | F3 | Commercial | Retail | Existing | Food Preparation | Natural Gas | Steamer | E7 | PACT BC Ratio | 0 | 0 | 0 | 0 | 0 | 0 | 0 | 0 | 0 | 0 | 0 | 0 | 0 | 0 | 0 | 0 | 0 | 0 | 0 | 0 | 0 | 0 | 0 | 0 | 0 | 0 | 0 | 0 | 0 | 0 | 0 | 0 | 0
F3_Commercial_Retail_Existing_Food Preparation_Natural Gas_Steamer_E8 | F3 | Commercial | Retail | Existing | Food Preparation | Natural Gas | Steamer | E8 | PACT BC Ratio | 0 | 0 | 0 | 0 | 0 | 0 | 0 | 0 | 0 | 0 | 0 | 0 | 0 | 0 | 0 | 0 | 0 | 0 | 0 | 0 | 0 | 0 | 0 | 0 | 0 | 0 | 0 | 0 | 0 | 0 | 0 | 0 | 0
F3_Commercial_Retail_Existing_Food Preparation_Natural Gas_Steamer_E9 | F3 | Commercial | Retail | Existing | Food Preparation | Natural Gas | Steamer | E9 | PACT BC Ratio | 0 | 0 | 0 | 0 | 0 | 0 | 0 | 0 | 0 | 0 | 0 | 0 | 0 | 0 | 0 | 0 | 0 | 0 | 0 | 0 | 0 | 0 | 0 | 0 | 0 | 0 | 0 | 0 | 0 | 0 | 0 | 0 | 0
F3_Commercial_Retail_Existing_Food Preparation_Natural Gas_Steamer_E10 | F3 | Commercial | Retail | Existing | Food Preparation | Natural Gas | Steamer | E10 | PACT BC Ratio | 0 | 0 | 0 | 0 | 0 | 0 | 0 | 0 | 0 | 0 | 0 | 0 | 0 | 0 | 0 | 0 | 0 | 0 | 0 | 0 | 0 | 0 | 0 | 0 | 0 | 0 | 0 | 0 | 0 | 0 | 0 | 0 | 0
F4_Commercial_Retail_Existing_Food Preparation_Natural Gas_Steamer_E1 | F4 | Commercial | Retail | Existing | Food Preparation | Natural Gas | Steamer | E1 | RVT BC Ratio | 1 | 1 | 1 | 0 | 0 | 0 | 0 | 0 | 0 | 0 | 0 | 0 | 0 | 0 | 0 | 0 | 0 | 0 | 0 | 0 | 0 | 0 | 0 | 0 | 0 | 0 | 0 | 0 | 0 | 0 | 0 | 0 | 0
F4_Commercial_Retail_Existing_Food Preparation_Natural Gas_Steamer_E2 | F4 | Commercial | Retail | Existing | Food Preparation | Natural Gas | Steamer | E2 | RVT BC Ratio | 5.9186 | 5.9566 | 5.9998 | 1 | 1 | 1 | 1 | 1 | 1 | 1 | 1 | 1 | 1 | 1 | 1 | 1 | 1 | 1 | 1 | 1 | 1 | 1 | 1 | 1 | 1 | 1 | 1 | 1 | 1 | 1 | 1 | 1 | 1
F4_Commercial_Retail_Existing_Food Preparation_Natural Gas_Steamer_E3 | F4 | Commercial | Retail | Existing | Food Preparation | Natural Gas | Steamer | E3 | RVT BC Ratio | 0 | 0 | 0 | 0 | 0 | 0 | 0 | 0 | 0 | 0 | 0 | 0 | 0 | 0 | 0 | 0 | 0 | 0 | 0 | 0 | 0 | 0 | 0 | 0 | 0 | 0 | 0 | 0 | 0 | 0 | 0 | 0 | 0
F4_Commercial_Retail_Existing_Food Preparation_Natural Gas_Steamer_E4 | F4 | Commercial | Retail | Existing | Food Preparation | Natural Gas | Steamer | E4 | RVT BC Ratio | 0 | 0 | 0 | 0 | 0 | 0 | 0 | 0 | 0 | 0 | 0 | 0 | 0 | 0 | 0 | 0 | 0 | 0 | 0 | 0 | 0 | 0 | 0 | 0 | 0 | 0 | 0 | 0 | 0 | 0 | 0 | 0 | 0
F4_Commercial_Retail_Existing_Food Preparation_Natural Gas_Steamer_E5 | F4 | Commercial | Retail | Existing | Food Preparation | Natural Gas | Steamer | E5 | RVT BC Ratio | 0 | 0 | 0 | 0 | 0 | 0 | 0 | 0 | 0 | 0 | 0 | 0 | 0 | 0 | 0 | 0 | 0 | 0 | 0 | 0 | 0 | 0 | 0 | 0 | 0 | 0 | 0 | 0 | 0 | 0 | 0 | 0 | 0
F4_Commercial_Retail_Existing_Food Preparation_Natural Gas_Steamer_E6 | F4 | Commercial | Retail | Existing | Food Preparation | Natural Gas | Steamer | E6 | RVT BC Ratio | 0 | 0 | 0 | 0 | 0 | 0 | 0 | 0 | 0 | 0 | 0 | 0 | 0 | 0 | 0 | 0 | 0 | 0 | 0 | 0 | 0 | 0 | 0 | 0 | 0 | 0 | 0 | 0 | 0 | 0 | 0 | 0 | 0
F4_Commercial_Retail_Existing_Food Preparation_Natural Gas_Steamer_E7 | F4 | Commercial | Retail | Existing | Food Preparation | Natural Gas | Steamer | E7 | RVT BC Ratio | 0 | 0 | 0 | 0 | 0 | 0 | 0 | 0 | 0 | 0 | 0 | 0 | 0 | 0 | 0 | 0 | 0 | 0 | 0 | 0 | 0 | 0 | 0 | 0 | 0 | 0 | 0 | 0 | 0 | 0 | 0 | 0 | 0
F4_Commercial_Retail_Existing_Food Preparation_Natural Gas_Steamer_E8 | F4 | Commercial | Retail | Existing | Food Preparation | Natural Gas | Steamer | E8 | RVT BC Ratio | 0 | 0 | 0 | 0 | 0 | 0 | 0 | 0 | 0 | 0 | 0 | 0 | 0 | 0 | 0 | 0 | 0 | 0 | 0 | 0 | 0 | 0 | 0 | 0 | 0 | 0 | 0 | 0 | 0 | 0 | 0 | 0 | 0
F4_Commercial_Retail_Existing_Food Preparation_Natural Gas_Steamer_E9 | F4 | Commercial | Retail | Existing | Food Preparation | Natural Gas | Steamer | E9 | RVT BC Ratio | 0 | 0 | 0 | 0 | 0 | 0 | 0 | 0 | 0 | 0 | 0 | 0 | 0 | 0 | 0 | 0 | 0 | 0 | 0 | 0 | 0 | 0 | 0 | 0 | 0 | 0 | 0 | 0 | 0 | 0 | 0 | 0 | 0
F4_Commercial_Retail_Existing_Food Preparation_Natural Gas_Steamer_E10 | F4 | Commercial | Retail | Existing | Food Preparation | Natural Gas | Steamer | E10 | RVT BC Ratio | 0 | 0 | 0 | 0 | 0 | 0 | 0 | 0 | 0 | 0 | 0 | 0 | 0 | 0 | 0 | 0 | 0 | 0 | 0 | 0 | 0 | 0 | 0 | 0 | 0 | 0 | 0 | 0 | 0 | 0 | 0 | 0 | 0
F5_Commercial_Retail_Existing_Food Preparation_Natural Gas_Steamer_E1 | F5 | Commercial | Retail | Existing | Food Preparation | Natural Gas | Steamer | E1 | RIM BC Ratio | 1 | 1 | 1 | 0 | 0 | 0 | 0 | 0 | 0 | 0 | 0 | 0 | 0 | 0 | 0 | 0 | 0 | 0 | 0 | 0 | 0 | 0 | 0 | 0 | 0 | 0 | 0 | 0 | 0 | 0 | 0 | 0 | 0
F5_Commercial_Retail_Existing_Food Preparation_Natural Gas_Steamer_E2 | F5 | Commercial | Retail | Existing | Food Preparation | Natural Gas | Steamer | E2 | RIM BC Ratio | 0.7119 | 0.71266 | 0.71351 | 1 | 1 | 1 | 1 | 1 | 1 | 1 | 1 | 1 | 1 | 1 | 1 | 1 | 1 | 1 | 1 | 1 | 1 | 1 | 1 | 1 | 1 | 1 | 1 | 1 | 1 | 1 | 1 | 1 | 1
F5_Commercial_Retail_Existing_Food Preparation_Natural Gas_Steamer_E3 | F5 | Commercial | Retail | Existing | Food Preparation | Natural Gas | Steamer | E3 | RIM BC Ratio | 0 | 0 | 0 | 0 | 0 | 0 | 0 | 0 | 0 | 0 | 0 | 0 | 0 | 0 | 0 | 0 | 0 | 0 | 0 | 0 | 0 | 0 | 0 | 0 | 0 | 0 | 0 | 0 | 0 | 0 | 0 | 0 | 0
F5_Commercial_Retail_Existing_Food Preparation_Natural Gas_Steamer_E4 | F5 | Commercial | Retail | Existing | Food Preparation | Natural Gas | Steamer | E4 | RIM BC Ratio | 0 | 0 | 0 | 0 | 0 | 0 | 0 | 0 | 0 | 0 | 0 | 0 | 0 | 0 | 0 | 0 | 0 | 0 | 0 | 0 | 0 | 0 | 0 | 0 | 0 | 0 | 0 | 0 | 0 | 0 | 0 | 0 | 0
F5_Commercial_Retail_Existing_Food Preparation_Natural Gas_Steamer_E5 | F5 | Commercial | Retail | Existing | Food Preparation | Natural Gas | Steamer | E5 | RIM BC Ratio | 0 | 0 | 0 | 0 | 0 | 0 | 0 | 0 | 0 | 0 | 0 | 0 | 0 | 0 | 0 | 0 | 0 | 0 | 0 | 0 | 0 | 0 | 0 | 0 | 0 | 0 | 0 | 0 | 0 | 0 | 0 | 0 | 0
F5_Commercial_Retail_Existing_Food Preparation_Natural Gas_Steamer_E6 | F5 | Commercial | Retail | Existing | Food Preparation | Natural Gas | Steamer | E6 | RIM BC Ratio | 0 | 0 | 0 | 0 | 0 | 0 | 0 | 0 | 0 | 0 | 0 | 0 | 0 | 0 | 0 | 0 | 0 | 0 | 0 | 0 | 0 | 0 | 0 | 0 | 0 | 0 | 0 | 0 | 0 | 0 | 0 | 0 | 0
F5_Commercial_Retail_Existing_Food Preparation_Natural Gas_Steamer_E7 | F5 | Commercial | Retail | Existing | Food Preparation | Natural Gas | Steamer | E7 | RIM BC Ratio | 0 | 0 | 0 | 0 | 0 | 0 | 0 | 0 | 0 | 0 | 0 | 0 | 0 | 0 | 0 | 0 | 0 | 0 | 0 | 0 | 0 | 0 | 0 | 0 | 0 | 0 | 0 | 0 | 0 | 0 | 0 | 0 | 0
F5_Commercial_Retail_Existing_Food Preparation_Natural Gas_Steamer_E8 | F5 | Commercial | Retail | Existing | Food Preparation | Natural Gas | Steamer | E8 | RIM BC Ratio | 0 | 0 | 0 | 0 | 0 | 0 | 0 | 0 | 0 | 0 | 0 | 0 | 0 | 0 | 0 | 0 | 0 | 0 | 0 | 0 | 0 | 0 | 0 | 0 | 0 | 0 | 0 | 0 | 0 | 0 | 0 | 0 | 0
F5_Commercial_Retail_Existing_Food Preparation_Natural Gas_Steamer_E9 | F5 | Commercial | Retail | Existing | Food Preparation | Natural Gas | Steamer | E9 | RIM BC Ratio | 0 | 0 | 0 | 0 | 0 | 0 | 0 | 0 | 0 | 0 | 0 | 0 | 0 | 0 | 0 | 0 | 0 | 0 | 0 | 0 | 0 | 0 | 0 | 0 | 0 | 0 | 0 | 0 | 0 | 0 | 0 | 0 | 0
F5_Commercial_Retail_Existing_Food Preparation_Natural Gas_Steamer_E10 | F5 | Commercial | Retail | Existing | Food Preparation | Natural Gas | Steamer | E10 | RIM BC Ratio | 0 | 0 | 0 | 0 | 0 | 0 | 0 | 0 | 0 | 0 | 0 | 0 | 0 | 0 | 0 | 0 | 0 | 0 | 0 | 0 | 0 | 0 | 0 | 0 | 0 | 0 | 0 | 0 | 0 | 0 | 0 | 0 | 0
F0_Commercial_Retail_Existing_Food Preparation_Natural Gas_Food Prep Other_E0 | F0 | Commercial | Retail | Existing | Food Preparation | Natural Gas | Food Prep Other | E0 | Economic Unit | Standard | Standard | Standard | Standard | Standard | Standard | Standard | Standard | Standard | Standard | Standard | Standard | Standard | Standard | Standard | Standard | Standard | Standard | Standard | Standard | Standard | Standard | Standard | Standard | Standard | Standard | Standard | Standard | Standard | Standard | Standard | Standard | Standard
F1_Commercial_Retail_Existing_Food Preparation_Natural Gas_Food Prep Other_E1 | F1 | Commercial | Retail | Existing | Food Preparation | Natural Gas | Food Prep Other | E1 | CCE | 0 | 0 | 0 | 0 | 0 | 0 | 0 | 0 | 0 | 0 | 0 | 0 | 0 | 0 | 0 | 0 | 0 | 0 | 0 | 0 | 0 | 0 | 0 | 0 | 0 | 0 | 0 | 0 | 0 | 0 | 0 | 0 | 0
F1_Commercial_Retail_Existing_Food Preparation_Natural Gas_Food Prep Other_E2 | F1 | Commercial | Retail | Existing | Food Preparation | Natural Gas | Food Prep Other | E2 | CCE | #DIV/0! | #DIV/0! | #DIV/0! | #DIV/0! | #DIV/0! | #DIV/0! | #DIV/0! | #DIV/0! | #DIV/0! | #DIV/0! | #DIV/0! | #DIV/0! | #DIV/0! | #DIV/0! | #DIV/0! | #DIV/0! | #DIV/0! | #DIV/0! | #DIV/0! | #DIV/0! | #DIV/0! | #DIV/0! | #DIV/0! | #DIV/0! | #DIV/0! | #DIV/0! | #DIV/0! | #DIV/0! | #DIV/0! | #DIV/0! | #DIV/0! | #DIV/0! | #DIV/0!
F1_Commercial_Retail_Existing_Food Preparation_Natural Gas_Food Prep Other_E3 | F1 | Commercial | Retail | Existing | Food Preparation | Natural Gas | Food Prep Other | E3 | CCE | 0 | 0 | 0 | 0 | 0 | 0 | 0 | 0 | 0 | 0 | 0 | 0 | 0 | 0 | 0 | 0 | 0 | 0 | 0 | 0 | 0 | 0 | 0 | 0 | 0 | 0 | 0 | 0 | 0 | 0 | 0 | 0 | 0
F1_Commercial_Retail_Existing_Food Preparation_Natural Gas_Food Prep Other_E4 | F1 | Commercial | Retail | Existing | Food Preparation | Natural Gas | Food Prep Other | E4 | CCE | 0 | 0 | 0 | 0 | 0 | 0 | 0 | 0 | 0 | 0 | 0 | 0 | 0 | 0 | 0 | 0 | 0 | 0 | 0 | 0 | 0 | 0 | 0 | 0 | 0 | 0 | 0 | 0 | 0 | 0 | 0 | 0 | 0
F1_Commercial_Retail_Existing_Food Preparation_Natural Gas_Food Prep Other_E5 | F1 | Commercial | Retail | Existing | Food Preparation | Natural Gas | Food Prep Other | E5 | CCE | 0 | 0 | 0 | 0 | 0 | 0 | 0 | 0 | 0 | 0 | 0 | 0 | 0 | 0 | 0 | 0 | 0 | 0 | 0 | 0 | 0 | 0 | 0 | 0 | 0 | 0 | 0 | 0 | 0 | 0 | 0 | 0 | 0
F1_Commercial_Retail_Existing_Food Preparation_Natural Gas_Food Prep Other_E6 | F1 | Commercial | Retail | Existing | Food Preparation | Natural Gas | Food Prep Other | E6 | CCE | 0 | 0 | 0 | 0 | 0 | 0 | 0 | 0 | 0 | 0 | 0 | 0 | 0 | 0 | 0 | 0 | 0 | 0 | 0 | 0 | 0 | 0 | 0 | 0 | 0 | 0 | 0 | 0 | 0 | 0 | 0 | 0 | 0
F1_Commercial_Retail_Existing_Food Preparation_Natural Gas_Food Prep Other_E7 | F1 | Commercial | Retail | Existing | Food Preparation | Natural Gas | Food Prep Other | E7 | CCE | 0 | 0 | 0 | 0 | 0 | 0 | 0 | 0 | 0 | 0 | 0 | 0 | 0 | 0 | 0 | 0 | 0 | 0 | 0 | 0 | 0 | 0 | 0 | 0 | 0 | 0 | 0 | 0 | 0 | 0 | 0 | 0 | 0
F1_Commercial_Retail_Existing_Food Preparation_Natural Gas_Food Prep Other_E8 | F1 | Commercial | Retail | Existing | Food Preparation | Natural Gas | Food Prep Other | E8 | CCE | 0 | 0 | 0 | 0 | 0 | 0 | 0 | 0 | 0 | 0 | 0 | 0 | 0 | 0 | 0 | 0 | 0 | 0 | 0 | 0 | 0 | 0 | 0 | 0 | 0 | 0 | 0 | 0 | 0 | 0 | 0 | 0 | 0
F1_Commercial_Retail_Existing_Food Preparation_Natural Gas_Food Prep Other_E9 | F1 | Commercial | Retail | Existing | Food Preparation | Natural Gas | Food Prep Other | E9 | CCE | 0 | 0 | 0 | 0 | 0 | 0 | 0 | 0 | 0 | 0 | 0 | 0 | 0 | 0 | 0 | 0 | 0 | 0 | 0 | 0 | 0 | 0 | 0 | 0 | 0 | 0 | 0 | 0 | 0 | 0 | 0 | 0 | 0
F1_Commercial_Retail_Existing_Food Preparation_Natural Gas_Food Prep Other_E10 | F1 | Commercial | Retail | Existing | Food Preparation | Natural Gas | Food Prep Other | E10 | CCE | 0 | 0 | 0 | 0 | 0 | 0 | 0 | 0 | 0 | 0 | 0 | 0 | 0 | 0 | 0 | 0 | 0 | 0 | 0 | 0 | 0 | 0 | 0 | 0 | 0 | 0 | 0 | 0 | 0 | 0 | 0 | 0 | 0
F2_Commercial_Retail_Existing_Food Preparation_Natural Gas_Food Prep Other_E1 | F2 | Commercial | Retail | Existing | Food Preparation | Natural Gas | Food Prep Other | E1 | TRC BC Ratio | bar: 2019 to 2051
F2_Commercial_Retail_Existing_Food Preparation_Natural Gas_Food Prep Other_E2 | F2 | Commercial | Retail | Existing | Food Preparation | Natural Gas | Food Prep Other | E2 | TRC BC Ratio | 0 | 0 | 0 | 0 | 0 | 0 | 0 | 0 | 0 | 0 | 0 | 0 | 0 | 0 | 0 | 0 | 0 | 0 | 0 | 0 | 0 | 0 | 0 | 0 | 0 | 0 | 0 | 0 | 0 | 0 | 0 | 0 | 0
F2_Commercial_Retail_Existing_Food Preparation_Natural Gas_Food Prep Other_E3 | F2 | Commercial | Retail | Existing | Food Preparation | Natural Gas | Food Prep Other | E3 | TRC BC Ratio | 0 | 0 | 0 | 0 | 0 | 0 | 0 | 0 | 0 | 0 | 0 | 0 | 0 | 0 | 0 | 0 | 0 | 0 | 0 | 0 | 0 | 0 | 0 | 0 | 0 | 0 | 0 | 0 | 0 | 0 | 0 | 0 | 0
F2_Commercial_Retail_Existing_Food Preparation_Natural Gas_Food Prep Other_E4 | F2 | Commercial | Retail | Existing | Food Preparation | Natural Gas | Food Prep Other | E4 | TRC BC Ratio | 0 | 0 | 0 | 0 | 0 | 0 | 0 | 0 | 0 | 0 | 0 | 0 | 0 | 0 | 0 | 0 | 0 | 0 | 0 | 0 | 0 | 0 | 0 | 0 | 0 | 0 | 0 | 0 | 0 | 0 | 0 | 0 | 0
F2_Commercial_Retail_Existing_Food Preparation_Natural Gas_Food Prep Other_E5 | F2 | Commercial | Retail | Existing | Food Preparation | Natural Gas | Food Prep Other | E5 | TRC BC Ratio | 0 | 0 | 0 | 0 | 0 | 0 | 0 | 0 | 0 | 0 | 0 | 0 | 0 | 0 | 0 | 0 | 0 | 0 | 0 | 0 | 0 | 0 | 0 | 0 | 0 | 0 | 0 | 0 | 0 | 0 | 0 | 0 | 0
F2_Commercial_Retail_Existing_Food Preparation_Natural Gas_Food Prep Other_E6 | F2 | Commercial | Retail | Existing | Food Preparation | Natural Gas | Food Prep Other | E6 | TRC BC Ratio | 0 | 0 | 0 | 0 | 0 | 0 | 0 | 0 | 0 | 0 | 0 | 0 | 0 | 0 | 0 | 0 | 0 | 0 | 0 | 0 | 0 | 0 | 0 | 0 | 0 | 0 | 0 | 0 | 0 | 0 | 0 | 0 | 0
F2_Commercial_Retail_Existing_Food Preparation_Natural Gas_Food Prep Other_E7 | F2 | Commercial | Retail | Existing | Food Preparation | Natural Gas | Food Prep Other | E7 | TRC BC Ratio | 0 | 0 | 0 | 0 | 0 | 0 | 0 | 0 | 0 | 0 | 0 | 0 | 0 | 0 | 0 | 0 | 0 | 0 | 0 | 0 | 0 | 0 | 0 | 0 | 0 | 0 | 0 | 0 | 0 | 0 | 0 | 0 | 0
F2_Commercial_Retail_Existing_Food Preparation_Natural Gas_Food Prep Other_E8 | F2 | Commercial | Retail | Existing | Food Preparation | Natural Gas | Food Prep Other | E8 | TRC BC Ratio | 0 | 0 | 0 | 0 | 0 | 0 | 0 | 0 | 0 | 0 | 0 | 0 | 0 | 0 | 0 | 0 | 0 | 0 | 0 | 0 | 0 | 0 | 0 | 0 | 0 | 0 | 0 | 0 | 0 | 0 | 0 | 0 | 0
F2_Commercial_Retail_Existing_Food Preparation_Natural Gas_Food Prep Other_E9 | F2 | Commercial | Retail | Existing | Food Preparation | Natural Gas | Food Prep Other | E9 | TRC BC Ratio | 0 | 0 | 0 | 0 | 0 | 0 | 0 | 0 | 0 | 0 | 0 | 0 | 0 | 0 | 0 | 0 | 0 | 0 | 0 | 0 | 0 | 0 | 0 | 0 | 0 | 0 | 0 | 0 | 0 | 0 | 0 | 0 | 0
F2_Commercial_Retail_Existing_Food Preparation_Natural Gas_Food Prep Other_E10 | F2 | Commercial | Retail | Existing | Food Preparation | Natural Gas | Food Prep Other | E10 | TRC BC Ratio | 0 | 0 | 0 | 0 | 0 | 0 | 0 | 0 | 0 | 0 | 0 | 0 | 0 | 0 | 0 | 0 | 0 | 0 | 0 | 0 | 0 | 0 | 0 | 0 | 0 | 0 | 0 | 0 | 0 | 0 | 0 | 0 | 0
F3_Commercial_Retail_Existing_Food Preparation_Natural Gas_Food Prep Other_E1 | F3 | Commercial | Retail | Existing | Food Preparation | Natural Gas | Food Prep Other | E1 | PACT BC Ratio | bar: 2019 to 2051
F3_Commercial_Retail_Existing_Food Preparation_Natural Gas_Food Prep Other_E2 | F3 | Commercial | Retail | Existing | Food Preparation | Natural Gas | Food Prep Other | E2 | PACT BC Ratio | 0 | 0 | 0 | 0 | 0 | 0 | 0 | 0 | 0 | 0 | 0 | 0 | 0 | 0 | 0 | 0 | 0 | 0 | 0 | 0 | 0 | 0 | 0 | 0 | 0 | 0 | 0 | 0 | 0 | 0 | 0 | 0 | 0
F3_Commercial_Retail_Existing_Food Preparation_Natural Gas_Food Prep Other_E3 | F3 | Commercial | Retail | Existing | Food Preparation | Natural Gas | Food Prep Other | E3 | PACT BC Ratio | 0 | 0 | 0 | 0 | 0 | 0 | 0 | 0 | 0 | 0 | 0 | 0 | 0 | 0 | 0 | 0 | 0 | 0 | 0 | 0 | 0 | 0 | 0 | 0 | 0 | 0 | 0 | 0 | 0 | 0 | 0 | 0 | 0
F3_Commercial_Retail_Existing_Food Preparation_Natural Gas_Food Prep Other_E4 | F3 | Commercial | Retail | Existing | Food Preparation | Natural Gas | Food Prep Other | E4 | PACT BC Ratio | 0 | 0 | 0 | 0 | 0 | 0 | 0 | 0 | 0 | 0 | 0 | 0 | 0 | 0 | 0 | 0 | 0 | 0 | 0 | 0 | 0 | 0 | 0 | 0 | 0 | 0 | 0 | 0 | 0 | 0 | 0 | 0 | 0
F3_Commercial_Retail_Existing_Food Preparation_Natural Gas_Food Prep Other_E5 | F3 | Commercial | Retail | Existing | Food Preparation | Natural Gas | Food Prep Other | E5 | PACT BC Ratio | 0 | 0 | 0 | 0 | 0 | 0 | 0 | 0 | 0 | 0 | 0 | 0 | 0 | 0 | 0 | 0 | 0 | 0 | 0 | 0 | 0 | 0 | 0 | 0 | 0 | 0 | 0 | 0 | 0 | 0 | 0 | 0 | 0
F3_Commercial_Retail_Existing_Food Preparation_Natural Gas_Food Prep Other_E6 | F3 | Commercial | Retail | Existing | Food Preparation | Natural Gas | Food Prep Other | E6 | PACT BC Ratio | 0 | 0 | 0 | 0 | 0 | 0 | 0 | 0 | 0 | 0 | 0 | 0 | 0 | 0 | 0 | 0 | 0 | 0 | 0 | 0 | 0 | 0 | 0 | 0 | 0 | 0 | 0 | 0 | 0 | 0 | 0 | 0 | 0
F3_Commercial_Retail_Existing_Food Preparation_Natural Gas_Food Prep Other_E7 | F3 | Commercial | Retail | Existing | Food Preparation | Natural Gas | Food Prep Other | E7 | PACT BC Ratio | 0 | 0 | 0 | 0 | 0 | 0 | 0 | 0 | 0 | 0 | 0 | 0 | 0 | 0 | 0 | 0 | 0 | 0 | 0 | 0 | 0 | 0 | 0 | 0 | 0 | 0 | 0 | 0 | 0 | 0 | 0 | 0 | 0
F3_Commercial_Retail_Existing_Food Preparation_Natural Gas_Food Prep Other_E8 | F3 | Commercial | Retail | Existing | Food Preparation | Natural Gas | Food Prep Other | E8 | PACT BC Ratio | 0 | 0 | 0 | 0 | 0 | 0 | 0 | 0 | 0 | 0 | 0 | 0 | 0 | 0 | 0 | 0 | 0 | 0 | 0 | 0 | 0 | 0 | 0 | 0 | 0 | 0 | 0 | 0 | 0 | 0 | 0 | 0 | 0
F3_Commercial_Retail_Existing_Food Preparation_Natural Gas_Food Prep Other_E9 | F3 | Commercial | Retail | Existing | Food Preparation | Natural Gas | Food Prep Other | E9 | PACT BC Ratio | 0 | 0 | 0 | 0 | 0 | 0 | 0 | 0 | 0 | 0 | 0 | 0 | 0 | 0 | 0 | 0 | 0 | 0 | 0 | 0 | 0 | 0 | 0 | 0 | 0 | 0 | 0 | 0 | 0 | 0 | 0 | 0 | 0
F3_Commercial_Retail_Existing_Food Preparation_Natural Gas_Food Prep Other_E10 | F3 | Commercial | Retail | Existing | Food Preparation | Natural Gas | Food Prep Other | E10 | PACT BC Ratio | 0 | 0 | 0 | 0 | 0 | 0 | 0 | 0 | 0 | 0 | 0 | 0 | 0 | 0 | 0 | 0 | 0 | 0 | 0 | 0 | 0 | 0 | 0 | 0 | 0 | 0 | 0 | 0 | 0 | 0 | 0 | 0 | 0
F4_Commercial_Retail_Existing_Food Preparation_Natural Gas_Food Prep Other_E1 | F4 | Commercial | Retail | Existing | Food Preparation | Natural Gas | Food Prep Other | E1 | RVT BC Ratio | bar: 2019 to 2051
F4_Commercial_Retail_Existing_Food Preparation_Natural Gas_Food Prep Other_E2 | F4 | Commercial | Retail | Existing | Food Preparation | Natural Gas | Food Prep Other | E2 | RVT BC Ratio | 0.7 | 0.7 | 0.7 | 0.7 | 0.7 | 0.7 | 0.7 | 0.7 | 0.7 | 0.7 | 0.7 | 0.7 | 0.7 | 0.7 | 0.7 | 0.7 | 0.7 | 0.7 | 0.7 | 0.7 | 0.7 | 0.7 | 0.7 | 0.7 | 0.7 | 0.7 | 0.7 | 0.7 | 0.7 | 0.7 | 0.7 | 0.7 | 0.7
F4_Commercial_Retail_Existing_Food Preparation_Natural Gas_Food Prep Other_E3 | F4 | Commercial | Retail | Existing | Food Preparation | Natural Gas | Food Prep Other | E3 | RVT BC Ratio | 0 | 0 | 0 | 0 | 0 | 0 | 0 | 0 | 0 | 0 | 0 | 0 | 0 | 0 | 0 | 0 | 0 | 0 | 0 | 0 | 0 | 0 | 0 | 0 | 0 | 0 | 0 | 0 | 0 | 0 | 0 | 0 | 0
F4_Commercial_Retail_Existing_Food Preparation_Natural Gas_Food Prep Other_E4 | F4 | Commercial | Retail | Existing | Food Preparation | Natural Gas | Food Prep Other | E4 | RVT BC Ratio | 0 | 0 | 0 | 0 | 0 | 0 | 0 | 0 | 0 | 0 | 0 | 0 | 0 | 0 | 0 | 0 | 0 | 0 | 0 | 0 | 0 | 0 | 0 | 0 | 0 | 0 | 0 | 0 | 0 | 0 | 0 | 0 | 0
F4_Commercial_Retail_Existing_Food Preparation_Natural Gas_Food Prep Other_E5 | F4 | Commercial | Retail | Existing | Food Preparation | Natural Gas | Food Prep Other | E5 | RVT BC Ratio | 0 | 0 | 0 | 0 | 0 | 0 | 0 | 0 | 0 | 0 | 0 | 0 | 0 | 0 | 0 | 0 | 0 | 0 | 0 | 0 | 0 | 0 | 0 | 0 | 0 | 0 | 0 | 0 | 0 | 0 | 0 | 0 | 0
F4_Commercial_Retail_Existing_Food Preparation_Natural Gas_Food Prep Other_E6 | F4 | Commercial | Retail | Existing | Food Preparation | Natural Gas | Food Prep Other | E6 | RVT BC Ratio | 0 | 0 | 0 | 0 | 0 | 0 | 0 | 0 | 0 | 0 | 0 | 0 | 0 | 0 | 0 | 0 | 0 | 0 | 0 | 0 | 0 | 0 | 0 | 0 | 0 | 0 | 0 | 0 | 0 | 0 | 0 | 0 | 0
F4_Commercial_Retail_Existing_Food Preparation_Natural Gas_Food Prep Other_E7 | F4 | Commercial | Retail | Existing | Food Preparation | Natural Gas | Food Prep Other | E7 | RVT BC Ratio | 0 | 0 | 0 | 0 | 0 | 0 | 0 | 0 | 0 | 0 | 0 | 0 | 0 | 0 | 0 | 0 | 0 | 0 | 0 | 0 | 0 | 0 | 0 | 0 | 0 | 0 | 0 | 0 | 0 | 0 | 0 | 0 | 0
F4_Commercial_Retail_Existing_Food Preparation_Natural Gas_Food Prep Other_E8 | F4 | Commercial | Retail | Existing | Food Preparation | Natural Gas | Food Prep Other | E8 | RVT BC Ratio | 0 | 0 | 0 | 0 | 0 | 0 | 0 | 0 | 0 | 0 | 0 | 0 | 0 | 0 | 0 | 0 | 0 | 0 | 0 | 0 | 0 | 0 | 0 | 0 | 0 | 0 | 0 | 0 | 0 | 0 | 0 | 0 | 0
F4_Commercial_Retail_Existing_Food Preparation_Natural Gas_Food Prep Other_E9 | F4 | Commercial | Retail | Existing | Food Preparation | Natural Gas | Food Prep Other | E9 | RVT BC Ratio | 0 | 0 | 0 | 0 | 0 | 0 | 0 | 0 | 0 | 0 | 0 | 0 | 0 | 0 | 0 | 0 | 0 | 0 | 0 | 0 | 0 | 0 | 0 | 0 | 0 | 0 | 0 | 0 | 0 | 0 | 0 | 0 | 0
F4_Commercial_Retail_Existing_Food Preparation_Natural Gas_Food Prep Other_E10 | F4 | Commercial | Retail | Existing | Food Preparation | Natural Gas | Food Prep Other | E10 | RVT BC Ratio | 0 | 0 | 0 | 0 | 0 | 0 | 0 | 0 | 0 | 0 | 0 | 0 | 0 | 0 | 0 | 0 | 0 | 0 | 0 | 0 | 0 | 0 | 0 | 0 | 0 | 0 | 0 | 0 | 0 | 0 | 0 | 0 | 0
F5_Commercial_Retail_Existing_Food Preparation_Natural Gas_Food Prep Other_E1 | F5 | Commercial | Retail | Existing | Food Preparation | Natural Gas | Food Prep Other | E1 | RIM BC Ratio | bar: 2019 to 2051
F5_Commercial_Retail_Existing_Food Preparation_Natural Gas_Food Prep Other_E2 | F5 | Commercial | Retail | Existing | Food Preparation | Natural Gas | Food Prep Other | E2 | RIM BC Ratio | 0 | 0 | 0 | 0 | 0 | 0 | 0 | 0 | 0 | 0 | 0 | 0 | 0 | 0 | 0 | 0 | 0 | 0 | 0 | 0 | 0 | 0 | 0 | 0 | 0 | 0 | 0 | 0 | 0 | 0 | 0 | 0 | 0
F5_Commercial_Retail_Existing_Food Preparation_Natural Gas_Food Prep Other_E3 | F5 | Commercial | Retail | Existing | Food Preparation | Natural Gas | Food Prep Other | E3 | RIM BC Ratio | 0 | 0 | 0 | 0 | 0 | 0 | 0 | 0 | 0 | 0 | 0 | 0 | 0 | 0 | 0 | 0 | 0 | 0 | 0 | 0 | 0 | 0 | 0 | 0 | 0 | 0 | 0 | 0 | 0 | 0 | 0 | 0 | 0
F5_Commercial_Retail_Existing_Food Preparation_Natural Gas_Food Prep Other_E4 | F5 | Commercial | Retail | Existing | Food Preparation | Natural Gas | Food Prep Other | E4 | RIM BC Ratio | 0 | 0 | 0 | 0 | 0 | 0 | 0 | 0 | 0 | 0 | 0 | 0 | 0 | 0 | 0 | 0 | 0 | 0 | 0 | 0 | 0 | 0 | 0 | 0 | 0 | 0 | 0 | 0 | 0 | 0 | 0 | 0 | 0
F5_Commercial_Retail_Existing_Food Preparation_Natural Gas_Food Prep Other_E5 | F5 | Commercial | Retail | Existing | Food Preparation | Natural Gas | Food Prep Other | E5 | RIM BC Ratio | 0 | 0 | 0 | 0 | 0 | 0 | 0 | 0 | 0 | 0 | 0 | 0 | 0 | 0 | 0 | 0 | 0 | 0 | 0 | 0 | 0 | 0 | 0 | 0 | 0 | 0 | 0 | 0 | 0 | 0 | 0 | 0 | 0
F5_Commercial_Retail_Existing_Food Preparation_Natural Gas_Food Prep Other_E6 | F5 | Commercial | Retail | Existing | Food Preparation | Natural Gas | Food Prep Other | E6 | RIM BC Ratio | 0 | 0 | 0 | 0 | 0 | 0 | 0 | 0 | 0 | 0 | 0 | 0 | 0 | 0 | 0 | 0 | 0 | 0 | 0 | 0 | 0 | 0 | 0 | 0 | 0 | 0 | 0 | 0 | 0 | 0 | 0 | 0 | 0
F5_Commercial_Retail_Existing_Food Preparation_Natural Gas_Food Prep Other_E7 | F5 | Commercial | Retail | Existing | Food Preparation | Natural Gas | Food Prep Other | E7 | RIM BC Ratio | 0 | 0 | 0 | 0 | 0 | 0 | 0 | 0 | 0 | 0 | 0 | 0 | 0 | 0 | 0 | 0 | 0 | 0 | 0 | 0 | 0 | 0 | 0 | 0 | 0 | 0 | 0 | 0 | 0 | 0 | 0 | 0 | 0
F5_Commercial_Retail_Existing_Food Preparation_Natural Gas_Food Prep Other_E8 | F5 | Commercial | Retail | Existing | Food Preparation | Natural Gas | Food Prep Other | E8 | RIM BC Ratio | 0 | 0 | 0 | 0 | 0 | 0 | 0 | 0 | 0 | 0 | 0 | 0 | 0 | 0 | 0 | 0 | 0 | 0 | 0 | 0 | 0 | 0 | 0 | 0 | 0 | 0 | 0 | 0 | 0 | 0 | 0 | 0 | 0
F5_Commercial_Retail_Existing_Food Preparation_Natural Gas_Food Prep Other_E9 | F5 | Commercial | Retail | Existing | Food Preparation | Natural Gas | Food Prep Other | E9 | RIM BC Ratio | 0 | 0 | 0 | 0 | 0 | 0 | 0 | 0 | 0 | 0 | 0 | 0 | 0 | 0 | 0 | 0 | 0 | 0 | 0 | 0 | 0 | 0 | 0 | 0 | 0 | 0 | 0 | 0 | 0 | 0 | 0 | 0 | 0
F5_Commercial_Retail_Existing_Food Preparation_Natural Gas_Food Prep Other_E10 | F5 | Commercial | Retail | Existing | Food Preparation | Natural Gas | Food Prep Other | E10 | RIM BC Ratio | 0 | 0 | 0 | 0 | 0 | 0 | 0 | 0 | 0 | 0 | 0 | 0 | 0 | 0 | 0 | 0 | 0 | 0 | 0 | 0 | 0 | 0 | 0 | 0 | 0 | 0 | 0 | 0 | 0 | 0 | 0 | 0 | 0
F0_Commercial_Retail_Existing_Miscellaneous_Natural Gas_Pool Heater_E0 | F0 | Commercial | Retail | Existing | Miscellaneous | Natural Gas | Pool Heater | E0 | Economic Unit | Standard (EF .78) | Standard (EF .78) | Standard (EF .78) | Standard (EF .78) | Standard (EF .78) | Standard (EF .78) | Standard (EF .78) | Standard (EF .78) | Standard (EF .78) | Standard (EF .78) | Standard (EF .78) | Standard (EF .78) | Standard (EF .78) | Standard (EF .78) | Standard (EF .78) | Standard (EF .78) | Standard (EF .78) | Standard (EF .78) | Standard (EF .78) | Standard (EF .78) | Standard (EF .78) | Standard (EF .78) | Standard (EF .78) | Standard (EF .78) | Standard (EF .78) | Standard (EF .78) | Standard (EF .78) | Standard (EF .78) | Standard (EF .78) | Standard (EF .78) | Standard (EF .78) | Standard (EF .78) | Standard (EF .78)
F1_Commercial_Retail_Existing_Miscellaneous_Natural Gas_Pool Heater_E1 | F1 | Commercial | Retail | Existing | Miscellaneous | Natural Gas | Pool Heater | E1 | CCE | 0 | 0 | 0 | 0 | 0 | 0 | 0 | 0 | 0 | 0 | 0 | 0 | 0 | 0 | 0 | 0 | 0 | 0 | 0 | 0 | 0 | 0 | 0 | 0 | 0 | 0 | 0 | 0 | 0 | 0 | 0 | 0 | 0
F1_Commercial_Retail_Existing_Miscellaneous_Natural Gas_Pool Heater_E2 | F1 | Commercial | Retail | Existing | Miscellaneous | Natural Gas | Pool Heater | E2 | CCE | 1.2838 | 1.2838 | 1.2838 | 1.2838 | 1.2838 | 1.2838 | 1.2838 | 1.2838 | 1.2838 | 1.2838 | 1.2838 | 1.2838 | 1.2838 | 1.2838 | 1.2838 | 1.2838 | 1.2838 | 1.2838 | 1.2838 | 1.2838 | 1.2838 | 1.2838 | 1.2838 | 1.2838 | 1.2838 | 1.2838 | 1.2838 | 1.2838 | 1.2838 | 1.2838 | 1.2838 | 1.2838 | 1.2838
F1_Commercial_Retail_Existing_Miscellaneous_Natural Gas_Pool Heater_E3 | F1 | Commercial | Retail | Existing | Miscellaneous | Natural Gas | Pool Heater | E3 | CCE | 0 | 0 | 0 | 0 | 0 | 0 | 0 | 0 | 0 | 0 | 0 | 0 | 0 | 0 | 0 | 0 | 0 | 0 | 0 | 0 | 0 | 0 | 0 | 0 | 0 | 0 | 0 | 0 | 0 | 0 | 0 | 0 | 0
F1_Commercial_Retail_Existing_Miscellaneous_Natural Gas_Pool Heater_E4 | F1 | Commercial | Retail | Existing | Miscellaneous | Natural Gas | Pool Heater | E4 | CCE | 0 | 0 | 0 | 0 | 0 | 0 | 0 | 0 | 0 | 0 | 0 | 0 | 0 | 0 | 0 | 0 | 0 | 0 | 0 | 0 | 0 | 0 | 0 | 0 | 0 | 0 | 0 | 0 | 0 | 0 | 0 | 0 | 0
F1_Commercial_Retail_Existing_Miscellaneous_Natural Gas_Pool Heater_E5 | F1 | Commercial | Retail | Existing | Miscellaneous | Natural Gas | Pool Heater | E5 | CCE | 0 | 0 | 0 | 0 | 0 | 0 | 0 | 0 | 0 | 0 | 0 | 0 | 0 | 0 | 0 | 0 | 0 | 0 | 0 | 0 | 0 | 0 | 0 | 0 | 0 | 0 | 0 | 0 | 0 | 0 | 0 | 0 | 0
F1_Commercial_Retail_Existing_Miscellaneous_Natural Gas_Pool Heater_E6 | F1 | Commercial | Retail | Existing | Miscellaneous | Natural Gas | Pool Heater | E6 | CCE | 0 | 0 | 0 | 0 | 0 | 0 | 0 | 0 | 0 | 0 | 0 | 0 | 0 | 0 | 0 | 0 | 0 | 0 | 0 | 0 | 0 | 0 | 0 | 0 | 0 | 0 | 0 | 0 | 0 | 0 | 0 | 0 | 0
F1_Commercial_Retail_Existing_Miscellaneous_Natural Gas_Pool Heater_E7 | F1 | Commercial | Retail | Existing | Miscellaneous | Natural Gas | Pool Heater | E7 | CCE | 0 | 0 | 0 | 0 | 0 | 0 | 0 | 0 | 0 | 0 | 0 | 0 | 0 | 0 | 0 | 0 | 0 | 0 | 0 | 0 | 0 | 0 | 0 | 0 | 0 | 0 | 0 | 0 | 0 | 0 | 0 | 0 | 0
F1_Commercial_Retail_Existing_Miscellaneous_Natural Gas_Pool Heater_E8 | F1 | Commercial | Retail | Existing | Miscellaneous | Natural Gas | Pool Heater | E8 | CCE | 0 | 0 | 0 | 0 | 0 | 0 | 0 | 0 | 0 | 0 | 0 | 0 | 0 | 0 | 0 | 0 | 0 | 0 | 0 | 0 | 0 | 0 | 0 | 0 | 0 | 0 | 0 | 0 | 0 | 0 | 0 | 0 | 0
F1_Commercial_Retail_Existing_Miscellaneous_Natural Gas_Pool Heater_E9 | F1 | Commercial | Retail | Existing | Miscellaneous | Natural Gas | Pool Heater | E9 | CCE | 0 | 0 | 0 | 0 | 0 | 0 | 0 | 0 | 0 | 0 | 0 | 0 | 0 | 0 | 0 | 0 | 0 | 0 | 0 | 0 | 0 | 0 | 0 | 0 | 0 | 0 | 0 | 0 | 0 | 0 | 0 | 0 | 0
F1_Commercial_Retail_Existing_Miscellaneous_Natural Gas_Pool Heater_E10 | F1 | Commercial | Retail | Existing | Miscellaneous | Natural Gas | Pool Heater | E10 | CCE | 0 | 0 | 0 | 0 | 0 | 0 | 0 | 0 | 0 | 0 | 0 | 0 | 0 | 0 | 0 | 0 | 0 | 0 | 0 | 0 | 0 | 0 | 0 | 0 | 0 | 0 | 0 | 0 | 0 | 0 | 0 | 0 | 0
F2_Commercial_Retail_Existing_Miscellaneous_Natural Gas_Pool Heater_E1 | F2 | Commercial | Retail | Existing | Miscellaneous | Natural Gas | Pool Heater | E1 | TRC BC Ratio | bar: 2019 to 2051
F2_Commercial_Retail_Existing_Miscellaneous_Natural Gas_Pool Heater_E2 | F2 | Commercial | Retail | Existing | Miscellaneous | Natural Gas | Pool Heater | E2 | TRC BC Ratio | 0 | 0 | 0 | 0 | 0 | 0 | 0 | 0 | 0 | 0 | 0 | 0 | 0 | 0 | 0 | 0 | 0 | 0 | 0 | 0 | 0 | 0 | 0 | 0 | 0 | 0 | 0 | 0 | 0 | 0 | 0 | 0 | 0
F2_Commercial_Retail_Existing_Miscellaneous_Natural Gas_Pool Heater_E3 | F2 | Commercial | Retail | Existing | Miscellaneous | Natural Gas | Pool Heater | E3 | TRC BC Ratio | 0 | 0 | 0 | 0 | 0 | 0 | 0 | 0 | 0 | 0 | 0 | 0 | 0 | 0 | 0 | 0 | 0 | 0 | 0 | 0 | 0 | 0 | 0 | 0 | 0 | 0 | 0 | 0 | 0 | 0 | 0 | 0 | 0
F2_Commercial_Retail_Existing_Miscellaneous_Natural Gas_Pool Heater_E4 | F2 | Commercial | Retail | Existing | Miscellaneous | Natural Gas | Pool Heater | E4 | TRC BC Ratio | 0 | 0 | 0 | 0 | 0 | 0 | 0 | 0 | 0 | 0 | 0 | 0 | 0 | 0 | 0 | 0 | 0 | 0 | 0 | 0 | 0 | 0 | 0 | 0 | 0 | 0 | 0 | 0 | 0 | 0 | 0 | 0 | 0
F2_Commercial_Retail_Existing_Miscellaneous_Natural Gas_Pool Heater_E5 | F2 | Commercial | Retail | Existing | Miscellaneous | Natural Gas | Pool Heater | E5 | TRC BC Ratio | 0 | 0 | 0 | 0 | 0 | 0 | 0 | 0 | 0 | 0 | 0 | 0 | 0 | 0 | 0 | 0 | 0 | 0 | 0 | 0 | 0 | 0 | 0 | 0 | 0 | 0 | 0 | 0 | 0 | 0 | 0 | 0 | 0
F2_Commercial_Retail_Existing_Miscellaneous_Natural Gas_Pool Heater_E6 | F2 | Commercial | Retail | Existing | Miscellaneous | Natural Gas | Pool Heater | E6 | TRC BC Ratio | 0 | 0 | 0 | 0 | 0 | 0 | 0 | 0 | 0 | 0 | 0 | 0 | 0 | 0 | 0 | 0 | 0 | 0 | 0 | 0 | 0 | 0 | 0 | 0 | 0 | 0 | 0 | 0 | 0 | 0 | 0 | 0 | 0
F2_Commercial_Retail_Existing_Miscellaneous_Natural Gas_Pool Heater_E7 | F2 | Commercial | Retail | Existing | Miscellaneous | Natural Gas | Pool Heater | E7 | TRC BC Ratio | 0 | 0 | 0 | 0 | 0 | 0 | 0 | 0 | 0 | 0 | 0 | 0 | 0 | 0 | 0 | 0 | 0 | 0 | 0 | 0 | 0 | 0 | 0 | 0 | 0 | 0 | 0 | 0 | 0 | 0 | 0 | 0 | 0
F2_Commercial_Retail_Existing_Miscellaneous_Natural Gas_Pool Heater_E8 | F2 | Commercial | Retail | Existing | Miscellaneous | Natural Gas | Pool Heater | E8 | TRC BC Ratio | 0 | 0 | 0 | 0 | 0 | 0 | 0 | 0 | 0 | 0 | 0 | 0 | 0 | 0 | 0 | 0 | 0 | 0 | 0 | 0 | 0 | 0 | 0 | 0 | 0 | 0 | 0 | 0 | 0 | 0 | 0 | 0 | 0
F2_Commercial_Retail_Existing_Miscellaneous_Natural Gas_Pool Heater_E9 | F2 | Commercial | Retail | Existing | Miscellaneous | Natural Gas | Pool Heater | E9 | TRC BC Ratio | 0 | 0 | 0 | 0 | 0 | 0 | 0 | 0 | 0 | 0 | 0 | 0 | 0 | 0 | 0 | 0 | 0 | 0 | 0 | 0 | 0 | 0 | 0 | 0 | 0 | 0 | 0 | 0 | 0 | 0 | 0 | 0 | 0
F2_Commercial_Retail_Existing_Miscellaneous_Natural Gas_Pool Heater_E10 | F2 | Commercial | Retail | Existing | Miscellaneous | Natural Gas | Pool Heater | E10 | TRC BC Ratio | 0 | 0 | 0 | 0 | 0 | 0 | 0 | 0 | 0 | 0 | 0 | 0 | 0 | 0 | 0 | 0 | 0 | 0 | 0 | 0 | 0 | 0 | 0 | 0 | 0 | 0 | 0 | 0 | 0 | 0 | 0 | 0 | 0
F3_Commercial_Retail_Existing_Miscellaneous_Natural Gas_Pool Heater_E1 | F3 | Commercial | Retail | Existing | Miscellaneous | Natural Gas | Pool Heater | E1 | PACT BC Ratio | bar: 2019 to 2051
F3_Commercial_Retail_Existing_Miscellaneous_Natural Gas_Pool Heater_E2 | F3 | Commercial | Retail | Existing | Miscellaneous | Natural Gas | Pool Heater | E2 | PACT BC Ratio | 0 | 0 | 0 | 0 | 0 | 0 | 0 | 0 | 0 | 0 | 0 | 0 | 0 | 0 | 0 | 0 | 0 | 0 | 0 | 0 | 0 | 0 | 0 | 0 | 0 | 0 | 0 | 0 | 0 | 0 | 0 | 0 | 0
F3_Commercial_Retail_Existing_Miscellaneous_Natural Gas_Pool Heater_E3 | F3 | Commercial | Retail | Existing | Miscellaneous | Natural Gas | Pool Heater | E3 | PACT BC Ratio | 0 | 0 | 0 | 0 | 0 | 0 | 0 | 0 | 0 | 0 | 0 | 0 | 0 | 0 | 0 | 0 | 0 | 0 | 0 | 0 | 0 | 0 | 0 | 0 | 0 | 0 | 0 | 0 | 0 | 0 | 0 | 0 | 0
F3_Commercial_Retail_Existing_Miscellaneous_Natural Gas_Pool Heater_E4 | F3 | Commercial | Retail | Existing | Miscellaneous | Natural Gas | Pool Heater | E4 | PACT BC Ratio | 0 | 0 | 0 | 0 | 0 | 0 | 0 | 0 | 0 | 0 | 0 | 0 | 0 | 0 | 0 | 0 | 0 | 0 | 0 | 0 | 0 | 0 | 0 | 0 | 0 | 0 | 0 | 0 | 0 | 0 | 0 | 0 | 0
F3_Commercial_Retail_Existing_Miscellaneous_Natural Gas_Pool Heater_E5 | F3 | Commercial | Retail | Existing | Miscellaneous | Natural Gas | Pool Heater | E5 | PACT BC Ratio | 0 | 0 | 0 | 0 | 0 | 0 | 0 | 0 | 0 | 0 | 0 | 0 | 0 | 0 | 0 | 0 | 0 | 0 | 0 | 0 | 0 | 0 | 0 | 0 | 0 | 0 | 0 | 0 | 0 | 0 | 0 | 0 | 0
F3_Commercial_Retail_Existing_Miscellaneous_Natural Gas_Pool Heater_E6 | F3 | Commercial | Retail | Existing | Miscellaneous | Natural Gas | Pool Heater | E6 | PACT BC Ratio | 0 | 0 | 0 | 0 | 0 | 0 | 0 | 0 | 0 | 0 | 0 | 0 | 0 | 0 | 0 | 0 | 0 | 0 | 0 | 0 | 0 | 0 | 0 | 0 | 0 | 0 | 0 | 0 | 0 | 0 | 0 | 0 | 0
F3_Commercial_Retail_Existing_Miscellaneous_Natural Gas_Pool Heater_E7 | F3 | Commercial | Retail | Existing | Miscellaneous | Natural Gas | Pool Heater | E7 | PACT BC Ratio | 0 | 0 | 0 | 0 | 0 | 0 | 0 | 0 | 0 | 0 | 0 | 0 | 0 | 0 | 0 | 0 | 0 | 0 | 0 | 0 | 0 | 0 | 0 | 0 | 0 | 0 | 0 | 0 | 0 | 0 | 0 | 0 | 0
F3_Commercial_Retail_Existing_Miscellaneous_Natural Gas_Pool Heater_E8 | F3 | Commercial | Retail | Existing | Miscellaneous | Natural Gas | Pool Heater | E8 | PACT BC Ratio | 0 | 0 | 0 | 0 | 0 | 0 | 0 | 0 | 0 | 0 | 0 | 0 | 0 | 0 | 0 | 0 | 0 | 0 | 0 | 0 | 0 | 0 | 0 | 0 | 0 | 0 | 0 | 0 | 0 | 0 | 0 | 0 | 0
F3_Commercial_Retail_Existing_Miscellaneous_Natural Gas_Pool Heater_E9 | F3 | Commercial | Retail | Existing | Miscellaneous | Natural Gas | Pool Heater | E9 | PACT BC Ratio | 0 | 0 | 0 | 0 | 0 | 0 | 0 | 0 | 0 | 0 | 0 | 0 | 0 | 0 | 0 | 0 | 0 | 0 | 0 | 0 | 0 | 0 | 0 | 0 | 0 | 0 | 0 | 0 | 0 | 0 | 0 | 0 | 0
F3_Commercial_Retail_Existing_Miscellaneous_Natural Gas_Pool Heater_E10 | F3 | Commercial | Retail | Existing | Miscellaneous | Natural Gas | Pool Heater | E10 | PACT BC Ratio | 0 | 0 | 0 | 0 | 0 | 0 | 0 | 0 | 0 | 0 | 0 | 0 | 0 | 0 | 0 | 0 | 0 | 0 | 0 | 0 | 0 | 0 | 0 | 0 | 0 | 0 | 0 | 0 | 0 | 0 | 0 | 0 | 0
F4_Commercial_Retail_Existing_Miscellaneous_Natural Gas_Pool Heater_E1 | F4 | Commercial | Retail | Existing | Miscellaneous | Natural Gas | Pool Heater | E1 | RVT BC Ratio | bar: 2019 to 2051
F4_Commercial_Retail_Existing_Miscellaneous_Natural Gas_Pool Heater_E2 | F4 | Commercial | Retail | Existing | Miscellaneous | Natural Gas | Pool Heater | E2 | RVT BC Ratio | 0.7 | 0.7 | 0.7 | 0.7 | 0.7 | 0.7 | 0.7 | 0.7 | 0.7 | 0.7 | 0.7 | 0.7 | 0.7 | 0.7 | 0.7 | 0.7 | 0.7 | 0.7 | 0.7 | 0.7 | 0.7 | 0.7 | 0.7 | 0.7 | 0.7 | 0.7 | 0.7 | 0.7 | 0.7 | 0.7 | 0.7 | 0.7 | 0.7
F4_Commercial_Retail_Existing_Miscellaneous_Natural Gas_Pool Heater_E3 | F4 | Commercial | Retail | Existing | Miscellaneous | Natural Gas | Pool Heater | E3 | RVT BC Ratio | 0 | 0 | 0 | 0 | 0 | 0 | 0 | 0 | 0 | 0 | 0 | 0 | 0 | 0 | 0 | 0 | 0 | 0 | 0 | 0 | 0 | 0 | 0 | 0 | 0 | 0 | 0 | 0 | 0 | 0 | 0 | 0 | 0
F4_Commercial_Retail_Existing_Miscellaneous_Natural Gas_Pool Heater_E4 | F4 | Commercial | Retail | Existing | Miscellaneous | Natural Gas | Pool Heater | E4 | RVT BC Ratio | 0 | 0 | 0 | 0 | 0 | 0 | 0 | 0 | 0 | 0 | 0 | 0 | 0 | 0 | 0 | 0 | 0 | 0 | 0 | 0 | 0 | 0 | 0 | 0 | 0 | 0 | 0 | 0 | 0 | 0 | 0 | 0 | 0
F4_Commercial_Retail_Existing_Miscellaneous_Natural Gas_Pool Heater_E5 | F4 | Commercial | Retail | Existing | Miscellaneous | Natural Gas | Pool Heater | E5 | RVT BC Ratio | 0 | 0 | 0 | 0 | 0 | 0 | 0 | 0 | 0 | 0 | 0 | 0 | 0 | 0 | 0 | 0 | 0 | 0 | 0 | 0 | 0 | 0 | 0 | 0 | 0 | 0 | 0 | 0 | 0 | 0 | 0 | 0 | 0
F4_Commercial_Retail_Existing_Miscellaneous_Natural Gas_Pool Heater_E6 | F4 | Commercial | Retail | Existing | Miscellaneous | Natural Gas | Pool Heater | E6 | RVT BC Ratio | 0 | 0 | 0 | 0 | 0 | 0 | 0 | 0 | 0 | 0 | 0 | 0 | 0 | 0 | 0 | 0 | 0 | 0 | 0 | 0 | 0 | 0 | 0 | 0 | 0 | 0 | 0 | 0 | 0 | 0 | 0 | 0 | 0
F4_Commercial_Retail_Existing_Miscellaneous_Natural Gas_Pool Heater_E7 | F4 | Commercial | Retail | Existing | Miscellaneous | Natural Gas | Pool Heater | E7 | RVT BC Ratio | 0 | 0 | 0 | 0 | 0 | 0 | 0 | 0 | 0 | 0 | 0 | 0 | 0 | 0 | 0 | 0 | 0 | 0 | 0 | 0 | 0 | 0 | 0 | 0 | 0 | 0 | 0 | 0 | 0 | 0 | 0 | 0 | 0
F4_Commercial_Retail_Existing_Miscellaneous_Natural Gas_Pool Heater_E8 | F4 | Commercial | Retail | Existing | Miscellaneous | Natural Gas | Pool Heater | E8 | RVT BC Ratio | 0 | 0 | 0 | 0 | 0 | 0 | 0 | 0 | 0 | 0 | 0 | 0 | 0 | 0 | 0 | 0 | 0 | 0 | 0 | 0 | 0 | 0 | 0 | 0 | 0 | 0 | 0 | 0 | 0 | 0 | 0 | 0 | 0
F4_Commercial_Retail_Existing_Miscellaneous_Natural Gas_Pool Heater_E9 | F4 | Commercial | Retail | Existing | Miscellaneous | Natural Gas | Pool Heater | E9 | RVT BC Ratio | 0 | 0 | 0 | 0 | 0 | 0 | 0 | 0 | 0 | 0 | 0 | 0 | 0 | 0 | 0 | 0 | 0 | 0 | 0 | 0 | 0 | 0 | 0 | 0 | 0 | 0 | 0 | 0 | 0 | 0 | 0 | 0 | 0
F4_Commercial_Retail_Existing_Miscellaneous_Natural Gas_Pool Heater_E10 | F4 | Commercial | Retail | Existing | Miscellaneous | Natural Gas | Pool Heater | E10 | RVT BC Ratio | 0 | 0 | 0 | 0 | 0 | 0 | 0 | 0 | 0 | 0 | 0 | 0 | 0 | 0 | 0 | 0 | 0 | 0 | 0 | 0 | 0 | 0 | 0 | 0 | 0 | 0 | 0 | 0 | 0 | 0 | 0 | 0 | 0
F5_Commercial_Retail_Existing_Miscellaneous_Natural Gas_Pool Heater_E1 | F5 | Commercial | Retail | Existing | Miscellaneous | Natural Gas | Pool Heater | E1 | RIM BC Ratio | bar: 2019 to 2051
F5_Commercial_Retail_Existing_Miscellaneous_Natural Gas_Pool Heater_E2 | F5 | Commercial | Retail | Existing | Miscellaneous | Natural Gas | Pool Heater | E2 | RIM BC Ratio | 0 | 0 | 0 | 0 | 0 | 0 | 0 | 0 | 0 | 0 | 0 | 0 | 0 | 0 | 0 | 0 | 0 | 0 | 0 | 0 | 0 | 0 | 0 | 0 | 0 | 0 | 0 | 0 | 0 | 0 | 0 | 0 | 0
F5_Commercial_Retail_Existing_Miscellaneous_Natural Gas_Pool Heater_E3 | F5 | Commercial | Retail | Existing | Miscellaneous | Natural Gas | Pool Heater | E3 | RIM BC Ratio | 0 | 0 | 0 | 0 | 0 | 0 | 0 | 0 | 0 | 0 | 0 | 0 | 0 | 0 | 0 | 0 | 0 | 0 | 0 | 0 | 0 | 0 | 0 | 0 | 0 | 0 | 0 | 0 | 0 | 0 | 0 | 0 | 0
F5_Commercial_Retail_Existing_Miscellaneous_Natural Gas_Pool Heater_E4 | F5 | Commercial | Retail | Existing | Miscellaneous | Natural Gas | Pool Heater | E4 | RIM BC Ratio | 0 | 0 | 0 | 0 | 0 | 0 | 0 | 0 | 0 | 0 | 0 | 0 | 0 | 0 | 0 | 0 | 0 | 0 | 0 | 0 | 0 | 0 | 0 | 0 | 0 | 0 | 0 | 0 | 0 | 0 | 0 | 0 | 0
F5_Commercial_Retail_Existing_Miscellaneous_Natural Gas_Pool Heater_E5 | F5 | Commercial | Retail | Existing | Miscellaneous | Natural Gas | Pool Heater | E5 | RIM BC Ratio | 0 | 0 | 0 | 0 | 0 | 0 | 0 | 0 | 0 | 0 | 0 | 0 | 0 | 0 | 0 | 0 | 0 | 0 | 0 | 0 | 0 | 0 | 0 | 0 | 0 | 0 | 0 | 0 | 0 | 0 | 0 | 0 | 0
F5_Commercial_Retail_Existing_Miscellaneous_Natural Gas_Pool Heater_E6 | F5 | Commercial | Retail | Existing | Miscellaneous | Natural Gas | Pool Heater | E6 | RIM BC Ratio | 0 | 0 | 0 | 0 | 0 | 0 | 0 | 0 | 0 | 0 | 0 | 0 | 0 | 0 | 0 | 0 | 0 | 0 | 0 | 0 | 0 | 0 | 0 | 0 | 0 | 0 | 0 | 0 | 0 | 0 | 0 | 0 | 0
F5_Commercial_Retail_Existing_Miscellaneous_Natural Gas_Pool Heater_E7 | F5 | Commercial | Retail | Existing | Miscellaneous | Natural Gas | Pool Heater | E7 | RIM BC Ratio | 0 | 0 | 0 | 0 | 0 | 0 | 0 | 0 | 0 | 0 | 0 | 0 | 0 | 0 | 0 | 0 | 0 | 0 | 0 | 0 | 0 | 0 | 0 | 0 | 0 | 0 | 0 | 0 | 0 | 0 | 0 | 0 | 0
F5_Commercial_Retail_Existing_Miscellaneous_Natural Gas_Pool Heater_E8 | F5 | Commercial | Retail | Existing | Miscellaneous | Natural Gas | Pool Heater | E8 | RIM BC Ratio | 0 | 0 | 0 | 0 | 0 | 0 | 0 | 0 | 0 | 0 | 0 | 0 | 0 | 0 | 0 | 0 | 0 | 0 | 0 | 0 | 0 | 0 | 0 | 0 | 0 | 0 | 0 | 0 | 0 | 0 | 0 | 0 | 0
F5_Commercial_Retail_Existing_Miscellaneous_Natural Gas_Pool Heater_E9 | F5 | Commercial | Retail | Existing | Miscellaneous | Natural Gas | Pool Heater | E9 | RIM BC Ratio | 0 | 0 | 0 | 0 | 0 | 0 | 0 | 0 | 0 | 0 | 0 | 0 | 0 | 0 | 0 | 0 | 0 | 0 | 0 | 0 | 0 | 0 | 0 | 0 | 0 | 0 | 0 | 0 | 0 | 0 | 0 | 0 | 0
F5_Commercial_Retail_Existing_Miscellaneous_Natural Gas_Pool Heater_E10 | F5 | Commercial | Retail | Existing | Miscellaneous | Natural Gas | Pool Heater | E10 | RIM BC Ratio | 0 | 0 | 0 | 0 | 0 | 0 | 0 | 0 | 0 | 0 | 0 | 0 | 0 | 0 | 0 | 0 | 0 | 0 | 0 | 0 | 0 | 0 | 0 | 0 | 0 | 0 | 0 | 0 | 0 | 0 | 0 | 0 | 0
F0_Commercial_Retail_Existing_Miscellaneous_Natural Gas_Miscellaneous_E0 | F0 | Commercial | Retail | Existing | Miscellaneous | Natural Gas | Miscellaneous | E0 | Economic Unit | Miscellaneous | Miscellaneous | Miscellaneous | Miscellaneous | Miscellaneous | Miscellaneous | Miscellaneous | Miscellaneous | Miscellaneous | Miscellaneous | Miscellaneous | Miscellaneous | Miscellaneous | Miscellaneous | Miscellaneous | Miscellaneous | Miscellaneous | Miscellaneous | Miscellaneous | Miscellaneous | Miscellaneous | Miscellaneous | Miscellaneous | Miscellaneous | Miscellaneous | Miscellaneous | Miscellaneous | Miscellaneous | Miscellaneous | Miscellaneous | Miscellaneous | Miscellaneous | Miscellaneous
F1_Commercial_Retail_Existing_Miscellaneous_Natural Gas_Miscellaneous_E1 | F1 | Commercial | Retail | Existing | Miscellaneous | Natural Gas | Miscellaneous | E1 | CCE | 0 | 0 | 0 | 0 | 0 | 0 | 0 | 0 | 0 | 0 | 0 | 0 | 0 | 0 | 0 | 0 | 0 | 0 | 0 | 0 | 0 | 0 | 0 | 0 | 0 | 0 | 0 | 0 | 0 | 0 | 0 | 0 | 0
F1_Commercial_Retail_Existing_Miscellaneous_Natural Gas_Miscellaneous_E2 | F1 | Commercial | Retail | Existing | Miscellaneous | Natural Gas | Miscellaneous | E2 | CCE | 0 | 0 | 0 | 0 | 0 | 0 | 0 | 0 | 0 | 0 | 0 | 0 | 0 | 0 | 0 | 0 | 0 | 0 | 0 | 0 | 0 | 0 | 0 | 0 | 0 | 0 | 0 | 0 | 0 | 0 | 0 | 0 | 0
F1_Commercial_Retail_Existing_Miscellaneous_Natural Gas_Miscellaneous_E3 | F1 | Commercial | Retail | Existing | Miscellaneous | Natural Gas | Miscellaneous | E3 | CCE | 0 | 0 | 0 | 0 | 0 | 0 | 0 | 0 | 0 | 0 | 0 | 0 | 0 | 0 | 0 | 0 | 0 | 0 | 0 | 0 | 0 | 0 | 0 | 0 | 0 | 0 | 0 | 0 | 0 | 0 | 0 | 0 | 0
F1_Commercial_Retail_Existing_Miscellaneous_Natural Gas_Miscellaneous_E4 | F1 | Commercial | Retail | Existing | Miscellaneous | Natural Gas | Miscellaneous | E4 | CCE | 0 | 0 | 0 | 0 | 0 | 0 | 0 | 0 | 0 | 0 | 0 | 0 | 0 | 0 | 0 | 0 | 0 | 0 | 0 | 0 | 0 | 0 | 0 | 0 | 0 | 0 | 0 | 0 | 0 | 0 | 0 | 0 | 0
F1_Commercial_Retail_Existing_Miscellaneous_Natural Gas_Miscellaneous_E5 | F1 | Commercial | Retail | Existing | Miscellaneous | Natural Gas | Miscellaneous | E5 | CCE | 0 | 0 | 0 | 0 | 0 | 0 | 0 | 0 | 0 | 0 | 0 | 0 | 0 | 0 | 0 | 0 | 0 | 0 | 0 | 0 | 0 | 0 | 0 | 0 | 0 | 0 | 0 | 0 | 0 | 0 | 0 | 0 | 0
F1_Commercial_Retail_Existing_Miscellaneous_Natural Gas_Miscellaneous_E6 | F1 | Commercial | Retail | Existing | Miscellaneous | Natural Gas | Miscellaneous | E6 | CCE | 0 | 0 | 0 | 0 | 0 | 0 | 0 | 0 | 0 | 0 | 0 | 0 | 0 | 0 | 0 | 0 | 0 | 0 | 0 | 0 | 0 | 0 | 0 | 0 | 0 | 0 | 0 | 0 | 0 | 0 | 0 | 0 | 0
F1_Commercial_Retail_Existing_Miscellaneous_Natural Gas_Miscellaneous_E7 | F1 | Commercial | Retail | Existing | Miscellaneous | Natural Gas | Miscellaneous | E7 | CCE | 0 | 0 | 0 | 0 | 0 | 0 | 0 | 0 | 0 | 0 | 0 | 0 | 0 | 0 | 0 | 0 | 0 | 0 | 0 | 0 | 0 | 0 | 0 | 0 | 0 | 0 | 0 | 0 | 0 | 0 | 0 | 0 | 0
F1_Commercial_Retail_Existing_Miscellaneous_Natural Gas_Miscellaneous_E8 | F1 | Commercial | Retail | Existing | Miscellaneous | Natural Gas | Miscellaneous | E8 | CCE | 0 | 0 | 0 | 0 | 0 | 0 | 0 | 0 | 0 | 0 | 0 | 0 | 0 | 0 | 0 | 0 | 0 | 0 | 0 | 0 | 0 | 0 | 0 | 0 | 0 | 0 | 0 | 0 | 0 | 0 | 0 | 0 | 0
F1_Commercial_Retail_Existing_Miscellaneous_Natural Gas_Miscellaneous_E9 | F1 | Commercial | Retail | Existing | Miscellaneous | Natural Gas | Miscellaneous | E9 | CCE | 0 | 0 | 0 | 0 | 0 | 0 | 0 | 0 | 0 | 0 | 0 | 0 | 0 | 0 | 0 | 0 | 0 | 0 | 0 | 0 | 0 | 0 | 0 | 0 | 0 | 0 | 0 | 0 | 0 | 0 | 0 | 0 | 0
F1_Commercial_Retail_Existing_Miscellaneous_Natural Gas_Miscellaneous_E10 | F1 | Commercial | Retail | Existing | Miscellaneous | Natural Gas | Miscellaneous | E10 | CCE | 0 | 0 | 0 | 0 | 0 | 0 | 0 | 0 | 0 | 0 | 0 | 0 | 0 | 0 | 0 | 0 | 0 | 0 | 0 | 0 | 0 | 0 | 0 | 0 | 0 | 0 | 0 | 0 | 0 | 0 | 0 | 0 | 0
F2_Commercial_Retail_Existing_Miscellaneous_Natural Gas_Miscellaneous_E1 | F2 | Commercial | Retail | Existing | Miscellaneous | Natural Gas | Miscellaneous | E1 | TRC BC Ratio | bar: 2019 to 2051
F2_Commercial_Retail_Existing_Miscellaneous_Natural Gas_Miscellaneous_E2 | F2 | Commercial | Retail | Existing | Miscellaneous | Natural Gas | Miscellaneous | E2 | TRC BC Ratio | 0 | 0 | 0 | 0 | 0 | 0 | 0 | 0 | 0 | 0 | 0 | 0 | 0 | 0 | 0 | 0 | 0 | 0 | 0 | 0 | 0 | 0 | 0 | 0 | 0 | 0 | 0 | 0 | 0 | 0 | 0 | 0 | 0
F2_Commercial_Retail_Existing_Miscellaneous_Natural Gas_Miscellaneous_E3 | F2 | Commercial | Retail | Existing | Miscellaneous | Natural Gas | Miscellaneous | E3 | TRC BC Ratio | 0 | 0 | 0 | 0 | 0 | 0 | 0 | 0 | 0 | 0 | 0 | 0 | 0 | 0 | 0 | 0 | 0 | 0 | 0 | 0 | 0 | 0 | 0 | 0 | 0 | 0 | 0 | 0 | 0 | 0 | 0 | 0 | 0
F2_Commercial_Retail_Existing_Miscellaneous_Natural Gas_Miscellaneous_E4 | F2 | Commercial | Retail | Existing | Miscellaneous | Natural Gas | Miscellaneous | E4 | TRC BC Ratio | 0 | 0 | 0 | 0 | 0 | 0 | 0 | 0 | 0 | 0 | 0 | 0 | 0 | 0 | 0 | 0 | 0 | 0 | 0 | 0 | 0 | 0 | 0 | 0 | 0 | 0 | 0 | 0 | 0 | 0 | 0 | 0 | 0
F2_Commercial_Retail_Existing_Miscellaneous_Natural Gas_Miscellaneous_E5 | F2 | Commercial | Retail | Existing | Miscellaneous | Natural Gas | Miscellaneous | E5 | TRC BC Ratio | 0 | 0 | 0 | 0 | 0 | 0 | 0 | 0 | 0 | 0 | 0 | 0 | 0 | 0 | 0 | 0 | 0 | 0 | 0 | 0 | 0 | 0 | 0 | 0 | 0 | 0 | 0 | 0 | 0 | 0 | 0 | 0 | 0
F2_Commercial_Retail_Existing_Miscellaneous_Natural Gas_Miscellaneous_E6 | F2 | Commercial | Retail | Existing | Miscellaneous | Natural Gas | Miscellaneous | E6 | TRC BC Ratio | 0 | 0 | 0 | 0 | 0 | 0 | 0 | 0 | 0 | 0 | 0 | 0 | 0 | 0 | 0 | 0 | 0 | 0 | 0 | 0 | 0 | 0 | 0 | 0 | 0 | 0 | 0 | 0 | 0 | 0 | 0 | 0 | 0
F2_Commercial_Retail_Existing_Miscellaneous_Natural Gas_Miscellaneous_E7 | F2 | Commercial | Retail | Existing | Miscellaneous | Natural Gas | Miscellaneous | E7 | TRC BC Ratio | 0 | 0 | 0 | 0 | 0 | 0 | 0 | 0 | 0 | 0 | 0 | 0 | 0 | 0 | 0 | 0 | 0 | 0 | 0 | 0 | 0 | 0 | 0 | 0 | 0 | 0 | 0 | 0 | 0 | 0 | 0 | 0 | 0
F2_Commercial_Retail_Existing_Miscellaneous_Natural Gas_Miscellaneous_E8 | F2 | Commercial | Retail | Existing | Miscellaneous | Natural Gas | Miscellaneous | E8 | TRC BC Ratio | 0 | 0 | 0 | 0 | 0 | 0 | 0 | 0 | 0 | 0 | 0 | 0 | 0 | 0 | 0 | 0 | 0 | 0 | 0 | 0 | 0 | 0 | 0 | 0 | 0 | 0 | 0 | 0 | 0 | 0 | 0 | 0 | 0
F2_Commercial_Retail_Existing_Miscellaneous_Natural Gas_Miscellaneous_E9 | F2 | Commercial | Retail | Existing | Miscellaneous | Natural Gas | Miscellaneous | E9 | TRC BC Ratio | 0 | 0 | 0 | 0 | 0 | 0 | 0 | 0 | 0 | 0 | 0 | 0 | 0 | 0 | 0 | 0 | 0 | 0 | 0 | 0 | 0 | 0 | 0 | 0 | 0 | 0 | 0 | 0 | 0 | 0 | 0 | 0 | 0
F2_Commercial_Retail_Existing_Miscellaneous_Natural Gas_Miscellaneous_E10 | F2 | Commercial | Retail | Existing | Miscellaneous | Natural Gas | Miscellaneous | E10 | TRC BC Ratio | 0 | 0 | 0 | 0 | 0 | 0 | 0 | 0 | 0 | 0 | 0 | 0 | 0 | 0 | 0 | 0 | 0 | 0 | 0 | 0 | 0 | 0 | 0 | 0 | 0 | 0 | 0 | 0 | 0 | 0 | 0 | 0 | 0
F3_Commercial_Retail_Existing_Miscellaneous_Natural Gas_Miscellaneous_E1 | F3 | Commercial | Retail | Existing | Miscellaneous | Natural Gas | Miscellaneous | E1 | PACT BC Ratio | bar: 2019 to 2051
F3_Commercial_Retail_Existing_Miscellaneous_Natural Gas_Miscellaneous_E2 | F3 | Commercial | Retail | Existing | Miscellaneous | Natural Gas | Miscellaneous | E2 | PACT BC Ratio | 0 | 0 | 0 | 0 | 0 | 0 | 0 | 0 | 0 | 0 | 0 | 0 | 0 | 0 | 0 | 0 | 0 | 0 | 0 | 0 | 0 | 0 | 0 | 0 | 0 | 0 | 0 | 0 | 0 | 0 | 0 | 0 | 0
F3_Commercial_Retail_Existing_Miscellaneous_Natural Gas_Miscellaneous_E3 | F3 | Commercial | Retail | Existing | Miscellaneous | Natural Gas | Miscellaneous | E3 | PACT BC Ratio | 0 | 0 | 0 | 0 | 0 | 0 | 0 | 0 | 0 | 0 | 0 | 0 | 0 | 0 | 0 | 0 | 0 | 0 | 0 | 0 | 0 | 0 | 0 | 0 | 0 | 0 | 0 | 0 | 0 | 0 | 0 | 0 | 0
F3_Commercial_Retail_Existing_Miscellaneous_Natural Gas_Miscellaneous_E4 | F3 | Commercial | Retail | Existing | Miscellaneous | Natural Gas | Miscellaneous | E4 | PACT BC Ratio | 0 | 0 | 0 | 0 | 0 | 0 | 0 | 0 | 0 | 0 | 0 | 0 | 0 | 0 | 0 | 0 | 0 | 0 | 0 | 0 | 0 | 0 | 0 | 0 | 0 | 0 | 0 | 0 | 0 | 0 | 0 | 0 | 0
F3_Commercial_Retail_Existing_Miscellaneous_Natural Gas_Miscellaneous_E5 | F3 | Commercial | Retail | Existing | Miscellaneous | Natural Gas | Miscellaneous | E5 | PACT BC Ratio | 0 | 0 | 0 | 0 | 0 | 0 | 0 | 0 | 0 | 0 | 0 | 0 | 0 | 0 | 0 | 0 | 0 | 0 | 0 | 0 | 0 | 0 | 0 | 0 | 0 | 0 | 0 | 0 | 0 | 0 | 0 | 0 | 0
F3_Commercial_Retail_Existing_Miscellaneous_Natural Gas_Miscellaneous_E6 | F3 | Commercial | Retail | Existing | Miscellaneous | Natural Gas | Miscellaneous | E6 | PACT BC Ratio | 0 | 0 | 0 | 0 | 0 | 0 | 0 | 0 | 0 | 0 | 0 | 0 | 0 | 0 | 0 | 0 | 0 | 0 | 0 | 0 | 0 | 0 | 0 | 0 | 0 | 0 | 0 | 0 | 0 | 0 | 0 | 0 | 0
F3_Commercial_Retail_Existing_Miscellaneous_Natural Gas_Miscellaneous_E7 | F3 | Commercial | Retail | Existing | Miscellaneous | Natural Gas | Miscellaneous | E7 | PACT BC Ratio | 0 | 0 | 0 | 0 | 0 | 0 | 0 | 0 | 0 | 0 | 0 | 0 | 0 | 0 | 0 | 0 | 0 | 0 | 0 | 0 | 0 | 0 | 0 | 0 | 0 | 0 | 0 | 0 | 0 | 0 | 0 | 0 | 0
F3_Commercial_Retail_Existing_Miscellaneous_Natural Gas_Miscellaneous_E8 | F3 | Commercial | Retail | Existing | Miscellaneous | Natural Gas | Miscellaneous | E8 | PACT BC Ratio | 0 | 0 | 0 | 0 | 0 | 0 | 0 | 0 | 0 | 0 | 0 | 0 | 0 | 0 | 0 | 0 | 0 | 0 | 0 | 0 | 0 | 0 | 0 | 0 | 0 | 0 | 0 | 0 | 0 | 0 | 0 | 0 | 0
F3_Commercial_Retail_Existing_Miscellaneous_Natural Gas_Miscellaneous_E9 | F3 | Commercial | Retail | Existing | Miscellaneous | Natural Gas | Miscellaneous | E9 | PACT BC Ratio | 0 | 0 | 0 | 0 | 0 | 0 | 0 | 0 | 0 | 0 | 0 | 0 | 0 | 0 | 0 | 0 | 0 | 0 | 0 | 0 | 0 | 0 | 0 | 0 | 0 | 0 | 0 | 0 | 0 | 0 | 0 | 0 | 0
F3_Commercial_Retail_Existing_Miscellaneous_Natural Gas_Miscellaneous_E10 | F3 | Commercial | Retail | Existing | Miscellaneous | Natural Gas | Miscellaneous | E10 | PACT BC Ratio | 0 | 0 | 0 | 0 | 0 | 0 | 0 | 0 | 0 | 0 | 0 | 0 | 0 | 0 | 0 | 0 | 0 | 0 | 0 | 0 | 0 | 0 | 0 | 0 | 0 | 0 | 0 | 0 | 0 | 0 | 0 | 0 | 0
F4_Commercial_Retail_Existing_Miscellaneous_Natural Gas_Miscellaneous_E1 | F4 | Commercial | Retail | Existing | Miscellaneous | Natural Gas | Miscellaneous | E1 | RVT BC Ratio | bar: 2019 to 2051
F4_Commercial_Retail_Existing_Miscellaneous_Natural Gas_Miscellaneous_E2 | F4 | Commercial | Retail | Existing | Miscellaneous | Natural Gas | Miscellaneous | E2 | RVT BC Ratio | 0 | 0 | 0 | 0 | 0 | 0 | 0 | 0 | 0 | 0 | 0 | 0 | 0 | 0 | 0 | 0 | 0 | 0 | 0 | 0 | 0 | 0 | 0 | 0 | 0 | 0 | 0 | 0 | 0 | 0 | 0 | 0 | 0
F4_Commercial_Retail_Existing_Miscellaneous_Natural Gas_Miscellaneous_E3 | F4 | Commercial | Retail | Existing | Miscellaneous | Natural Gas | Miscellaneous | E3 | RVT BC Ratio | 0 | 0 | 0 | 0 | 0 | 0 | 0 | 0 | 0 | 0 | 0 | 0 | 0 | 0 | 0 | 0 | 0 | 0 | 0 | 0 | 0 | 0 | 0 | 0 | 0 | 0 | 0 | 0 | 0 | 0 | 0 | 0 | 0
F4_Commercial_Retail_Existing_Miscellaneous_Natural Gas_Miscellaneous_E4 | F4 | Commercial | Retail | Existing | Miscellaneous | Natural Gas | Miscellaneous | E4 | RVT BC Ratio | 0 | 0 | 0 | 0 | 0 | 0 | 0 | 0 | 0 | 0 | 0 | 0 | 0 | 0 | 0 | 0 | 0 | 0 | 0 | 0 | 0 | 0 | 0 | 0 | 0 | 0 | 0 | 0 | 0 | 0 | 0 | 0 | 0
F4_Commercial_Retail_Existing_Miscellaneous_Natural Gas_Miscellaneous_E5 | F4 | Commercial | Retail | Existing | Miscellaneous | Natural Gas | Miscellaneous | E5 | RVT BC Ratio | 0 | 0 | 0 | 0 | 0 | 0 | 0 | 0 | 0 | 0 | 0 | 0 | 0 | 0 | 0 | 0 | 0 | 0 | 0 | 0 | 0 | 0 | 0 | 0 | 0 | 0 | 0 | 0 | 0 | 0 | 0 | 0 | 0
F4_Commercial_Retail_Existing_Miscellaneous_Natural Gas_Miscellaneous_E6 | F4 | Commercial | Retail | Existing | Miscellaneous | Natural Gas | Miscellaneous | E6 | RVT BC Ratio | 0 | 0 | 0 | 0 | 0 | 0 | 0 | 0 | 0 | 0 | 0 | 0 | 0 | 0 | 0 | 0 | 0 | 0 | 0 | 0 | 0 | 0 | 0 | 0 | 0 | 0 | 0 | 0 | 0 | 0 | 0 | 0 | 0
F4_Commercial_Retail_Existing_Miscellaneous_Natural Gas_Miscellaneous_E7 | F4 | Commercial | Retail | Existing | Miscellaneous | Natural Gas | Miscellaneous | E7 | RVT BC Ratio | 0 | 0 | 0 | 0 | 0 | 0 | 0 | 0 | 0 | 0 | 0 | 0 | 0 | 0 | 0 | 0 | 0 | 0 | 0 | 0 | 0 | 0 | 0 | 0 | 0 | 0 | 0 | 0 | 0 | 0 | 0 | 0 | 0
F4_Commercial_Retail_Existing_Miscellaneous_Natural Gas_Miscellaneous_E8 | F4 | Commercial | Retail | Existing | Miscellaneous | Natural Gas | Miscellaneous | E8 | RVT BC Ratio | 0 | 0 | 0 | 0 | 0 | 0 | 0 | 0 | 0 | 0 | 0 | 0 | 0 | 0 | 0 | 0 | 0 | 0 | 0 | 0 | 0 | 0 | 0 | 0 | 0 | 0 | 0 | 0 | 0 | 0 | 0 | 0 | 0
F4_Commercial_Retail_Existing_Miscellaneous_Natural Gas_Miscellaneous_E9 | F4 | Commercial | Retail | Existing | Miscellaneous | Natural Gas | Miscellaneous | E9 | RVT BC Ratio | 0 | 0 | 0 | 0 | 0 | 0 | 0 | 0 | 0 | 0 | 0 | 0 | 0 | 0 | 0 | 0 | 0 | 0 | 0 | 0 | 0 | 0 | 0 | 0 | 0 | 0 | 0 | 0 | 0 | 0 | 0 | 0 | 0
F4_Commercial_Retail_Existing_Miscellaneous_Natural Gas_Miscellaneous_E10 | F4 | Commercial | Retail | Existing | Miscellaneous | Natural Gas | Miscellaneous | E10 | RVT BC Ratio | 0 | 0 | 0 | 0 | 0 | 0 | 0 | 0 | 0 | 0 | 0 | 0 | 0 | 0 | 0 | 0 | 0 | 0 | 0 | 0 | 0 | 0 | 0 | 0 | 0 | 0 | 0 | 0 | 0 | 0 | 0 | 0 | 0
F5_Commercial_Retail_Existing_Miscellaneous_Natural Gas_Miscellaneous_E1 | F5 | Commercial | Retail | Existing | Miscellaneous | Natural Gas | Miscellaneous | E1 | RIM BC Ratio | bar: 2019 to 2051
F5_Commercial_Retail_Existing_Miscellaneous_Natural Gas_Miscellaneous_E2 | F5 | Commercial | Retail | Existing | Miscellaneous | Natural Gas | Miscellaneous | E2 | RIM BC Ratio | 0 | 0 | 0 | 0 | 0 | 0 | 0 | 0 | 0 | 0 | 0 | 0 | 0 | 0 | 0 | 0 | 0 | 0 | 0 | 0 | 0 | 0 | 0 | 0 | 0 | 0 | 0 | 0 | 0 | 0 | 0 | 0 | 0
F5_Commercial_Retail_Existing_Miscellaneous_Natural Gas_Miscellaneous_E3 | F5 | Commercial | Retail | Existing | Miscellaneous | Natural Gas | Miscellaneous | E3 | RIM BC Ratio | 0 | 0 | 0 | 0 | 0 | 0 | 0 | 0 | 0 | 0 | 0 | 0 | 0 | 0 | 0 | 0 | 0 | 0 | 0 | 0 | 0 | 0 | 0 | 0 | 0 | 0 | 0 | 0 | 0 | 0 | 0 | 0 | 0
F5_Commercial_Retail_Existing_Miscellaneous_Natural Gas_Miscellaneous_E4 | F5 | Commercial | Retail | Existing | Miscellaneous | Natural Gas | Miscellaneous | E4 | RIM BC Ratio | 0 | 0 | 0 | 0 | 0 | 0 | 0 | 0 | 0 | 0 | 0 | 0 | 0 | 0 | 0 | 0 | 0 | 0 | 0 | 0 | 0 | 0 | 0 | 0 | 0 | 0 | 0 | 0 | 0 | 0 | 0 | 0 | 0
F5_Commercial_Retail_Existing_Miscellaneous_Natural Gas_Miscellaneous_E5 | F5 | Commercial | Retail | Existing | Miscellaneous | Natural Gas | Miscellaneous | E5 | RIM BC Ratio | 0 | 0 | 0 | 0 | 0 | 0 | 0 | 0 | 0 | 0 | 0 | 0 | 0 | 0 | 0 | 0 | 0 | 0 | 0 | 0 | 0 | 0 | 0 | 0 | 0 | 0 | 0 | 0 | 0 | 0 | 0 | 0 | 0
F5_Commercial_Retail_Existing_Miscellaneous_Natural Gas_Miscellaneous_E6 | F5 | Commercial | Retail | Existing | Miscellaneous | Natural Gas | Miscellaneous | E6 | RIM BC Ratio | 0 | 0 | 0 | 0 | 0 | 0 | 0 | 0 | 0 | 0 | 0 | 0 | 0 | 0 | 0 | 0 | 0 | 0 | 0 | 0 | 0 | 0 | 0 | 0 | 0 | 0 | 0 | 0 | 0 | 0 | 0 | 0 | 0
F5_Commercial_Retail_Existing_Miscellaneous_Natural Gas_Miscellaneous_E7 | F5 | Commercial | Retail | Existing | Miscellaneous | Natural Gas | Miscellaneous | E7 | RIM BC Ratio | 0 | 0 | 0 | 0 | 0 | 0 | 0 | 0 | 0 | 0 | 0 | 0 | 0 | 0 | 0 | 0 | 0 | 0 | 0 | 0 | 0 | 0 | 0 | 0 | 0 | 0 | 0 | 0 | 0 | 0 | 0 | 0 | 0
F5_Commercial_Retail_Existing_Miscellaneous_Natural Gas_Miscellaneous_E8 | F5 | Commercial | Retail | Existing | Miscellaneous | Natural Gas | Miscellaneous | E8 | RIM BC Ratio | 0 | 0 | 0 | 0 | 0 | 0 | 0 | 0 | 0 | 0 | 0 | 0 | 0 | 0 | 0 | 0 | 0 | 0 | 0 | 0 | 0 | 0 | 0 | 0 | 0 | 0 | 0 | 0 | 0 | 0 | 0 | 0 | 0
F5_Commercial_Retail_Existing_Miscellaneous_Natural Gas_Miscellaneous_E9 | F5 | Commercial | Retail | Existing | Miscellaneous | Natural Gas | Miscellaneous | E9 | RIM BC Ratio | 0 | 0 | 0 | 0 | 0 | 0 | 0 | 0 | 0 | 0 | 0 | 0 | 0 | 0 | 0 | 0 | 0 | 0 | 0 | 0 | 0 | 0 | 0 | 0 | 0 | 0 | 0 | 0 | 0 | 0 | 0 | 0 | 0
F5_Commercial_Retail_Existing_Miscellaneous_Natural Gas_Miscellaneous_E10 | F5 | Commercial | Retail | Existing | Miscellaneous | Natural Gas | Miscellaneous | E10 | RIM BC Ratio | 0 | 0 | 0 | 0 | 0 | 0 | 0 | 0 | 0 | 0 | 0 | 0 | 0 | 0 | 0 | 0 | 0 | 0 | 0 | 0 | 0 | 0 | 0 | 0 | 0 | 0 | 0 | 0 | 0 | 0 | 0 | 0 | 0
F0_Commercial_Retail_New_Space Heating_Natural Gas_Furnace_E0 | F0 | Commercial | Retail | New | Space Heating | Natural Gas | Furnace | E0 | Economic Unit | AFUE 96% | AFUE 96% | AFUE 96% | AFUE 96% | AFUE 96% | AFUE 96% | AFUE 96% | AFUE 96% | AFUE 96% | AFUE 96% | AFUE 96% | AFUE 96% | AFUE 96% | AFUE 96% | AFUE 96% | AFUE 96% | AFUE 96% | AFUE 96% | AFUE 96% | AFUE 96% | AFUE 96% | AFUE 96% | AFUE 96% | AFUE 96% | AFUE 96% | AFUE 96% | AFUE 96% | AFUE 96% | AFUE 96% | AFUE 96% | AFUE 96% | AFUE 96% | AFUE 96%
F1_Commercial_Retail_New_Space Heating_Natural Gas_Furnace_E1 | F1 | Commercial | Retail | New | Space Heating | Natural Gas | Furnace | E1 | CCE | 0 | 0 | 0 | 0 | 0 | 0 | 0 | 0 | 0 | 0 | 0 | 0 | 0 | 0 | 0 | 0 | 0 | 0 | 0 | 0 | 0 | 0 | 0 | 0 | 0 | 0 | 0 | 0 | 0 | 0 | 0 | 0 | 0
F1_Commercial_Retail_New_Space Heating_Natural Gas_Furnace_E2 | F1 | Commercial | Retail | New | Space Heating | Natural Gas | Furnace | E2 | CCE | 0.6989 | 0.6989 | 0.70262 | 0.70638 | 0.71018 | 0.71402 | 0.7179 | 0.72183 | 0.7258 | 0.7298 | 0.73386 | 0.73796 | 0.74211 | 0.7463 | 0.75055 | 0.75484 | 0.75917 | 0.76356 | 0.768 | 0.77249 | 0.77704 | 0.78162 | 0.78628 | 0.79099 | 0.79575 | 0.80056 | 0.80545 | 0.81039 | 0.81539 | 0.82045 | 0.82558 | 0.83077 | 0.83077
F1_Commercial_Retail_New_Space Heating_Natural Gas_Furnace_E3 | F1 | Commercial | Retail | New | Space Heating | Natural Gas | Furnace | E3 | CCE | 0.93187 | 0.93187 | 0.93683 | 0.94184 | 0.94691 | 0.95202 | 0.95721 | 0.96244 | 0.96773 | 0.97307 | 0.97848 | 0.98395 | 0.98948 | 0.99507 | 1.0007 | 1.0064 | 1.0122 | 1.0181 | 1.024 | 1.03 | 1.0361 | 1.0422 | 1.0484 | 1.0547 | 1.061 | 1.0674 | 1.0739 | 1.0805 | 1.0872 | 1.0939 | 1.1008 | 1.1077 | 1.1077
F1_Commercial_Retail_New_Space Heating_Natural Gas_Furnace_E4 | F1 | Commercial | Retail | New | Space Heating | Natural Gas | Furnace | E4 | CCE | 58.7891 | 58.7891 | 59.1022 | 59.4184 | 59.7379 | 60.0606 | 60.3875 | 60.7176 | 61.0513 | 61.3884 | 61.7299 | 62.0749 | 62.4237 | 62.7761 | 63.1332 | 63.494 | 63.859 | 64.2277 | 64.6016 | 64.9794 | 65.3618 | 65.7474 | 66.1393 | 66.5352 | 66.936 | 67.3405 | 67.7517 | 68.167 | 68.5876 | 69.0129 | 69.4446 | 69.8813 | 69.8813
F1_Commercial_Retail_New_Space Heating_Natural Gas_Furnace_E5 | F1 | Commercial | Retail | New | Space Heating | Natural Gas | Furnace | E5 | CCE | 0 | 0 | 0 | 0 | 0 | 0 | 0 | 0 | 0 | 0 | 0 | 0 | 0 | 0 | 0 | 0 | 0 | 0 | 0 | 0 | 0 | 0 | 0 | 0 | 0 | 0 | 0 | 0 | 0 | 0 | 0 | 0 | 0
F1_Commercial_Retail_New_Space Heating_Natural Gas_Furnace_E6 | F1 | Commercial | Retail | New | Space Heating | Natural Gas | Furnace | E6 | CCE | 0 | 0 | 0 | 0 | 0 | 0 | 0 | 0 | 0 | 0 | 0 | 0 | 0 | 0 | 0 | 0 | 0 | 0 | 0 | 0 | 0 | 0 | 0 | 0 | 0 | 0 | 0 | 0 | 0 | 0 | 0 | 0 | 0
F1_Commercial_Retail_New_Space Heating_Natural Gas_Furnace_E7 | F1 | Commercial | Retail | New | Space Heating | Natural Gas | Furnace | E7 | CCE | 0 | 0 | 0 | 0 | 0 | 0 | 0 | 0 | 0 | 0 | 0 | 0 | 0 | 0 | 0 | 0 | 0 | 0 | 0 | 0 | 0 | 0 | 0 | 0 | 0 | 0 | 0 | 0 | 0 | 0 | 0 | 0 | 0
F1_Commercial_Retail_New_Space Heating_Natural Gas_Furnace_E8 | F1 | Commercial | Retail | New | Space Heating | Natural Gas | Furnace | E8 | CCE | 0 | 0 | 0 | 0 | 0 | 0 | 0 | 0 | 0 | 0 | 0 | 0 | 0 | 0 | 0 | 0 | 0 | 0 | 0 | 0 | 0 | 0 | 0 | 0 | 0 | 0 | 0 | 0 | 0 | 0 | 0 | 0 | 0
F1_Commercial_Retail_New_Space Heating_Natural Gas_Furnace_E9 | F1 | Commercial | Retail | New | Space Heating | Natural Gas | Furnace | E9 | CCE | 0 | 0 | 0 | 0 | 0 | 0 | 0 | 0 | 0 | 0 | 0 | 0 | 0 | 0 | 0 | 0 | 0 | 0 | 0 | 0 | 0 | 0 | 0 | 0 | 0 | 0 | 0 | 0 | 0 | 0 | 0 | 0 | 0
F1_Commercial_Retail_New_Space Heating_Natural Gas_Furnace_E10 | F1 | Commercial | Retail | New | Space Heating | Natural Gas | Furnace | E10 | CCE | 0 | 0 | 0 | 0 | 0 | 0 | 0 | 0 | 0 | 0 | 0 | 0 | 0 | 0 | 0 | 0 | 0 | 0 | 0 | 0 | 0 | 0 | 0 | 0 | 0 | 0 | 0 | 0 | 0 | 0 | 0 | 0 | 0
F2_Commercial_Retail_New_Space Heating_Natural Gas_Furnace_E1 | F2 | Commercial | Retail | New | Space Heating | Natural Gas | Furnace | E1 | TRC BC Ratio | bar: 2019 to 2051
F2_Commercial_Retail_New_Space Heating_Natural Gas_Furnace_E2 | F2 | Commercial | Retail | New | Space Heating | Natural Gas | Furnace | E2 | TRC BC Ratio | 2.5627 | 2.565 | 2.5675 | 2.5712 | 2.5765 | 2.5846 | 2.5902 | 2.5946 | 2.5994 | 2.6039 | 2.607 | 2.6089 | 2.6106 | 2.6121 | 2.6142 | 2.615 | 2.6164 | 2.6191 | 2.6219 | 2.6253 | 2.6292 | 2.6325 | 2.6351 | 2.637 | 2.6383 | 2.6387 | 2.638 | 2.6366 | 2.6354 | 2.6349 | 2.6353 | 2.6354 | 2.6354
F2_Commercial_Retail_New_Space Heating_Natural Gas_Furnace_E3 | F2 | Commercial | Retail | New | Space Heating | Natural Gas | Furnace | E3 | TRC BC Ratio | 1.922 | 1.9237 | 1.9256 | 1.9284 | 1.9324 | 1.9384 | 1.9427 | 1.9459 | 1.9496 | 1.9529 | 1.9553 | 1.9567 | 1.958 | 1.9591 | 1.9606 | 1.9612 | 1.9623 | 1.9643 | 1.9665 | 1.969 | 1.9719 | 1.9744 | 1.9763 | 1.9777 | 1.9787 | 1.979 | 1.9785 | 1.9774 | 1.9766 | 1.9762 | 1.9765 | 1.9766 | 1.9766
F2_Commercial_Retail_New_Space Heating_Natural Gas_Furnace_E4 | F2 | Commercial | Retail | New | Space Heating | Natural Gas | Furnace | E4 | TRC BC Ratio | 0.031566 | 0.031596 | 0.031634 | 0.031674 | 0.031714 | 0.031741 | 0.031788 | 0.031843 | 0.031887 | 0.031922 | 0.031954 | 0.031974 | 0.031978 | 0.03197 | 0.031952 | 0.031936 | 0.031913 | 0.031885 | 0.031862 | 0.031841 | 0.031818 | 0.031798 | 0.031782 | 0.03177 | 0.031762 | 0.031759 | 0.031763 | 0.031772 | 0.03178 | 0.031783 | 0.03178 | 0.031779 | 0.031779
F2_Commercial_Retail_New_Space Heating_Natural Gas_Furnace_E5 | F2 | Commercial | Retail | New | Space Heating | Natural Gas | Furnace | E5 | TRC BC Ratio | 0 | 0 | 0 | 0 | 0 | 0 | 0 | 0 | 0 | 0 | 0 | 0 | 0 | 0 | 0 | 0 | 0 | 0 | 0 | 0 | 0 | 0 | 0 | 0 | 0 | 0 | 0 | 0 | 0 | 0 | 0 | 0 | 0
F2_Commercial_Retail_New_Space Heating_Natural Gas_Furnace_E6 | F2 | Commercial | Retail | New | Space Heating | Natural Gas | Furnace | E6 | TRC BC Ratio | 0 | 0 | 0 | 0 | 0 | 0 | 0 | 0 | 0 | 0 | 0 | 0 | 0 | 0 | 0 | 0 | 0 | 0 | 0 | 0 | 0 | 0 | 0 | 0 | 0 | 0 | 0 | 0 | 0 | 0 | 0 | 0 | 0
F2_Commercial_Retail_New_Space Heating_Natural Gas_Furnace_E7 | F2 | Commercial | Retail | New | Space Heating | Natural Gas | Furnace | E7 | TRC BC Ratio | 0 | 0 | 0 | 0 | 0 | 0 | 0 | 0 | 0 | 0 | 0 | 0 | 0 | 0 | 0 | 0 | 0 | 0 | 0 | 0 | 0 | 0 | 0 | 0 | 0 | 0 | 0 | 0 | 0 | 0 | 0 | 0 | 0
F2_Commercial_Retail_New_Space Heating_Natural Gas_Furnace_E8 | F2 | Commercial | Retail | New | Space Heating | Natural Gas | Furnace | E8 | TRC BC Ratio | 0 | 0 | 0 | 0 | 0 | 0 | 0 | 0 | 0 | 0 | 0 | 0 | 0 | 0 | 0 | 0 | 0 | 0 | 0 | 0 | 0 | 0 | 0 | 0 | 0 | 0 | 0 | 0 | 0 | 0 | 0 | 0 | 0
F2_Commercial_Retail_New_Space Heating_Natural Gas_Furnace_E9 | F2 | Commercial | Retail | New | Space Heating | Natural Gas | Furnace | E9 | TRC BC Ratio | 0 | 0 | 0 | 0 | 0 | 0 | 0 | 0 | 0 | 0 | 0 | 0 | 0 | 0 | 0 | 0 | 0 | 0 | 0 | 0 | 0 | 0 | 0 | 0 | 0 | 0 | 0 | 0 | 0 | 0 | 0 | 0 | 0
F2_Commercial_Retail_New_Space Heating_Natural Gas_Furnace_E10 | F2 | Commercial | Retail | New | Space Heating | Natural Gas | Furnace | E10 | TRC BC Ratio | 0 | 0 | 0 | 0 | 0 | 0 | 0 | 0 | 0 | 0 | 0 | 0 | 0 | 0 | 0 | 0 | 0 | 0 | 0 | 0 | 0 | 0 | 0 | 0 | 0 | 0 | 0 | 0 | 0 | 0 | 0 | 0 | 0
F3_Commercial_Retail_New_Space Heating_Natural Gas_Furnace_E1 | F3 | Commercial | Retail | New | Space Heating | Natural Gas | Furnace | E1 | PACT BC Ratio | bar: 2019 to 2051
F3_Commercial_Retail_New_Space Heating_Natural Gas_Furnace_E2 | F3 | Commercial | Retail | New | Space Heating | Natural Gas | Furnace | E2 | PACT BC Ratio | 3.417 | 3.42 | 3.4233 | 3.4283 | 3.4353 | 3.4461 | 3.4536 | 3.4594 | 3.4659 | 3.4719 | 3.476 | 3.4786 | 3.4808 | 3.4829 | 3.4855 | 3.4866 | 3.4885 | 3.4921 | 3.4959 | 3.5004 | 3.5056 | 3.51 | 3.5134 | 3.516 | 3.5177 | 3.5182 | 3.5173 | 3.5154 | 3.5139 | 3.5132 | 3.5137 | 3.5139 | 3.5139
F3_Commercial_Retail_New_Space Heating_Natural Gas_Furnace_E3 | F3 | Commercial | Retail | New | Space Heating | Natural Gas | Furnace | E3 | PACT BC Ratio | 2.5627 | 2.565 | 2.5675 | 2.5712 | 2.5765 | 2.5846 | 2.5902 | 2.5946 | 2.5994 | 2.6039 | 2.607 | 2.6089 | 2.6106 | 2.6121 | 2.6142 | 2.615 | 2.6164 | 2.6191 | 2.6219 | 2.6253 | 2.6292 | 2.6325 | 2.6351 | 2.637 | 2.6383 | 2.6387 | 2.638 | 2.6366 | 2.6354 | 2.6349 | 2.6353 | 2.6354 | 2.6354
F3_Commercial_Retail_New_Space Heating_Natural Gas_Furnace_E4 | F3 | Commercial | Retail | New | Space Heating | Natural Gas | Furnace | E4 | PACT BC Ratio | 0.042088 | 0.042129 | 0.042179 | 0.042232 | 0.042285 | 0.042321 | 0.042384 | 0.042457 | 0.042515 | 0.042563 | 0.042605 | 0.042632 | 0.042637 | 0.042627 | 0.042603 | 0.042581 | 0.042551 | 0.042513 | 0.042483 | 0.042454 | 0.042424 | 0.042398 | 0.042376 | 0.04236 | 0.042349 | 0.042346 | 0.042351 | 0.042363 | 0.042373 | 0.042377 | 0.042374 | 0.042373 | 0.042373
F3_Commercial_Retail_New_Space Heating_Natural Gas_Furnace_E5 | F3 | Commercial | Retail | New | Space Heating | Natural Gas | Furnace | E5 | PACT BC Ratio | 0 | 0 | 0 | 0 | 0 | 0 | 0 | 0 | 0 | 0 | 0 | 0 | 0 | 0 | 0 | 0 | 0 | 0 | 0 | 0 | 0 | 0 | 0 | 0 | 0 | 0 | 0 | 0 | 0 | 0 | 0 | 0 | 0
F3_Commercial_Retail_New_Space Heating_Natural Gas_Furnace_E6 | F3 | Commercial | Retail | New | Space Heating | Natural Gas | Furnace | E6 | PACT BC Ratio | 0 | 0 | 0 | 0 | 0 | 0 | 0 | 0 | 0 | 0 | 0 | 0 | 0 | 0 | 0 | 0 | 0 | 0 | 0 | 0 | 0 | 0 | 0 | 0 | 0 | 0 | 0 | 0 | 0 | 0 | 0 | 0 | 0
F3_Commercial_Retail_New_Space Heating_Natural Gas_Furnace_E7 | F3 | Commercial | Retail | New | Space Heating | Natural Gas | Furnace | E7 | PACT BC Ratio | 0 | 0 | 0 | 0 | 0 | 0 | 0 | 0 | 0 | 0 | 0 | 0 | 0 | 0 | 0 | 0 | 0 | 0 | 0 | 0 | 0 | 0 | 0 | 0 | 0 | 0 | 0 | 0 | 0 | 0 | 0 | 0 | 0
F3_Commercial_Retail_New_Space Heating_Natural Gas_Furnace_E8 | F3 | Commercial | Retail | New | Space Heating | Natural Gas | Furnace | E8 | PACT BC Ratio | 0 | 0 | 0 | 0 | 0 | 0 | 0 | 0 | 0 | 0 | 0 | 0 | 0 | 0 | 0 | 0 | 0 | 0 | 0 | 0 | 0 | 0 | 0 | 0 | 0 | 0 | 0 | 0 | 0 | 0 | 0 | 0 | 0
F3_Commercial_Retail_New_Space Heating_Natural Gas_Furnace_E9 | F3 | Commercial | Retail | New | Space Heating | Natural Gas | Furnace | E9 | PACT BC Ratio | 0 | 0 | 0 | 0 | 0 | 0 | 0 | 0 | 0 | 0 | 0 | 0 | 0 | 0 | 0 | 0 | 0 | 0 | 0 | 0 | 0 | 0 | 0 | 0 | 0 | 0 | 0 | 0 | 0 | 0 | 0 | 0 | 0
F3_Commercial_Retail_New_Space Heating_Natural Gas_Furnace_E10 | F3 | Commercial | Retail | New | Space Heating | Natural Gas | Furnace | E10 | PACT BC Ratio | 0 | 0 | 0 | 0 | 0 | 0 | 0 | 0 | 0 | 0 | 0 | 0 | 0 | 0 | 0 | 0 | 0 | 0 | 0 | 0 | 0 | 0 | 0 | 0 | 0 | 0 | 0 | 0 | 0 | 0 | 0 | 0 | 0
F4_Commercial_Retail_New_Space Heating_Natural Gas_Furnace_E1 | F4 | Commercial | Retail | New | Space Heating | Natural Gas | Furnace | E1 | RVT BC Ratio | bar: 2019 to 2051
F4_Commercial_Retail_New_Space Heating_Natural Gas_Furnace_E2 | F4 | Commercial | Retail | New | Space Heating | Natural Gas | Furnace | E2 | RVT BC Ratio | 4.3844 | 4.3876 | 4.3912 | 4.3966 | 4.4042 | 4.4158 | 4.4239 | 4.4302 | 4.4371 | 4.4436 | 4.448 | 4.4508 | 4.4532 | 4.4554 | 4.4583 | 4.4595 | 4.4615 | 4.4654 | 4.4695 | 4.4743 | 4.4799 | 4.4847 | 4.4884 | 4.4912 | 4.493 | 4.4936 | 4.4926 | 4.4905 | 4.4889 | 4.4881 | 4.4887 | 4.4889 | 4.4889
F4_Commercial_Retail_New_Space Heating_Natural Gas_Furnace_E3 | F4 | Commercial | Retail | New | Space Heating | Natural Gas | Furnace | E3 | RVT BC Ratio | 3.4633 | 3.4657 | 3.4684 | 3.4724 | 3.4781 | 3.4868 | 3.4929 | 3.4976 | 3.5029 | 3.5077 | 3.511 | 3.5131 | 3.5149 | 3.5166 | 3.5187 | 3.5196 | 3.5212 | 3.5241 | 3.5271 | 3.5307 | 3.535 | 3.5385 | 3.5413 | 3.5434 | 3.5448 | 3.5452 | 3.5444 | 3.5429 | 3.5417 | 3.5411 | 3.5415 | 3.5417 | 3.5417
F4_Commercial_Retail_New_Space Heating_Natural Gas_Furnace_E4 | F4 | Commercial | Retail | New | Space Heating | Natural Gas | Furnace | E4 | RVT BC Ratio | 0.74538 | 0.74543 | 0.74548 | 0.74554 | 0.74559 | 0.74563 | 0.7457 | 0.74578 | 0.74584 | 0.74589 | 0.74594 | 0.74597 | 0.74597 | 0.74596 | 0.74594 | 0.74591 | 0.74588 | 0.74584 | 0.74581 | 0.74578 | 0.74574 | 0.74572 | 0.74569 | 0.74567 | 0.74566 | 0.74566 | 0.74567 | 0.74568 | 0.74569 | 0.74569 | 0.74569 | 0.74569 | 0.74569
F4_Commercial_Retail_New_Space Heating_Natural Gas_Furnace_E5 | F4 | Commercial | Retail | New | Space Heating | Natural Gas | Furnace | E5 | RVT BC Ratio | 0 | 0 | 0 | 0 | 0 | 0 | 0 | 0 | 0 | 0 | 0 | 0 | 0 | 0 | 0 | 0 | 0 | 0 | 0 | 0 | 0 | 0 | 0 | 0 | 0 | 0 | 0 | 0 | 0 | 0 | 0 | 0 | 0
F4_Commercial_Retail_New_Space Heating_Natural Gas_Furnace_E6 | F4 | Commercial | Retail | New | Space Heating | Natural Gas | Furnace | E6 | RVT BC Ratio | 0 | 0 | 0 | 0 | 0 | 0 | 0 | 0 | 0 | 0 | 0 | 0 | 0 | 0 | 0 | 0 | 0 | 0 | 0 | 0 | 0 | 0 | 0 | 0 | 0 | 0 | 0 | 0 | 0 | 0 | 0 | 0 | 0
F4_Commercial_Retail_New_Space Heating_Natural Gas_Furnace_E7 | F4 | Commercial | Retail | New | Space Heating | Natural Gas | Furnace | E7 | RVT BC Ratio | 0 | 0 | 0 | 0 | 0 | 0 | 0 | 0 | 0 | 0 | 0 | 0 | 0 | 0 | 0 | 0 | 0 | 0 | 0 | 0 | 0 | 0 | 0 | 0 | 0 | 0 | 0 | 0 | 0 | 0 | 0 | 0 | 0
F4_Commercial_Retail_New_Space Heating_Natural Gas_Furnace_E8 | F4 | Commercial | Retail | New | Space Heating | Natural Gas | Furnace | E8 | RVT BC Ratio | 0 | 0 | 0 | 0 | 0 | 0 | 0 | 0 | 0 | 0 | 0 | 0 | 0 | 0 | 0 | 0 | 0 | 0 | 0 | 0 | 0 | 0 | 0 | 0 | 0 | 0 | 0 | 0 | 0 | 0 | 0 | 0 | 0
F4_Commercial_Retail_New_Space Heating_Natural Gas_Furnace_E9 | F4 | Commercial | Retail | New | Space Heating | Natural Gas | Furnace | E9 | RVT BC Ratio | 0 | 0 | 0 | 0 | 0 | 0 | 0 | 0 | 0 | 0 | 0 | 0 | 0 | 0 | 0 | 0 | 0 | 0 | 0 | 0 | 0 | 0 | 0 | 0 | 0 | 0 | 0 | 0 | 0 | 0 | 0 | 0 | 0
F4_Commercial_Retail_New_Space Heating_Natural Gas_Furnace_E10 | F4 | Commercial | Retail | New | Space Heating | Natural Gas | Furnace | E10 | RVT BC Ratio | 0 | 0 | 0 | 0 | 0 | 0 | 0 | 0 | 0 | 0 | 0 | 0 | 0 | 0 | 0 | 0 | 0 | 0 | 0 | 0 | 0 | 0 | 0 | 0 | 0 | 0 | 0 | 0 | 0 | 0 | 0 | 0 | 0
F5_Commercial_Retail_New_Space Heating_Natural Gas_Furnace_E1 | F5 | Commercial | Retail | New | Space Heating | Natural Gas | Furnace | E1 | RIM BC Ratio | bar: 2019 to 2051
F5_Commercial_Retail_New_Space Heating_Natural Gas_Furnace_E2 | F5 | Commercial | Retail | New | Space Heating | Natural Gas | Furnace | E2 | RIM BC Ratio | 0.67082 | 0.67093 | 0.67106 | 0.67125 | 0.67152 | 0.67193 | 0.67222 | 0.67244 | 0.67268 | 0.67291 | 0.67306 | 0.67316 | 0.67324 | 0.67332 | 0.67342 | 0.67346 | 0.67353 | 0.67366 | 0.6738 | 0.67397 | 0.67416 | 0.67432 | 0.67445 | 0.67455 | 0.67461 | 0.67463 | 0.67459 | 0.67452 | 0.67447 | 0.67444 | 0.67446 | 0.67447 | 0.67447
F5_Commercial_Retail_New_Space Heating_Natural Gas_Furnace_E3 | F5 | Commercial | Retail | New | Space Heating | Natural Gas | Furnace | E3 | RIM BC Ratio | 0.62961 | 0.62975 | 0.6299 | 0.63012 | 0.63044 | 0.63092 | 0.63126 | 0.63152 | 0.63181 | 0.63207 | 0.63225 | 0.63236 | 0.63246 | 0.63255 | 0.63267 | 0.63272 | 0.6328 | 0.63296 | 0.63313 | 0.63332 | 0.63355 | 0.63374 | 0.63389 | 0.634 | 0.63408 | 0.6341 | 0.63406 | 0.63398 | 0.63391 | 0.63388 | 0.6339 | 0.63391 | 0.63391
F5_Commercial_Retail_New_Space Heating_Natural Gas_Furnace_E4 | F5 | Commercial | Retail | New | Space Heating | Natural Gas | Furnace | E4 | RIM BC Ratio | 0.040067 | 0.040104 | 0.04015 | 0.040198 | 0.040246 | 0.040279 | 0.040336 | 0.040402 | 0.040455 | 0.040498 | 0.040536 | 0.04056 | 0.040565 | 0.040556 | 0.040534 | 0.040514 | 0.040487 | 0.040453 | 0.040425 | 0.0404 | 0.040372 | 0.040348 | 0.040329 | 0.040314 | 0.040304 | 0.040301 | 0.040306 | 0.040317 | 0.040326 | 0.04033 | 0.040327 | 0.040326 | 0.040326
F5_Commercial_Retail_New_Space Heating_Natural Gas_Furnace_E5 | F5 | Commercial | Retail | New | Space Heating | Natural Gas | Furnace | E5 | RIM BC Ratio | 0 | 0 | 0 | 0 | 0 | 0 | 0 | 0 | 0 | 0 | 0 | 0 | 0 | 0 | 0 | 0 | 0 | 0 | 0 | 0 | 0 | 0 | 0 | 0 | 0 | 0 | 0 | 0 | 0 | 0 | 0 | 0 | 0
F5_Commercial_Retail_New_Space Heating_Natural Gas_Furnace_E6 | F5 | Commercial | Retail | New | Space Heating | Natural Gas | Furnace | E6 | RIM BC Ratio | 0 | 0 | 0 | 0 | 0 | 0 | 0 | 0 | 0 | 0 | 0 | 0 | 0 | 0 | 0 | 0 | 0 | 0 | 0 | 0 | 0 | 0 | 0 | 0 | 0 | 0 | 0 | 0 | 0 | 0 | 0 | 0 | 0
F5_Commercial_Retail_New_Space Heating_Natural Gas_Furnace_E7 | F5 | Commercial | Retail | New | Space Heating | Natural Gas | Furnace | E7 | RIM BC Ratio | 0 | 0 | 0 | 0 | 0 | 0 | 0 | 0 | 0 | 0 | 0 | 0 | 0 | 0 | 0 | 0 | 0 | 0 | 0 | 0 | 0 | 0 | 0 | 0 | 0 | 0 | 0 | 0 | 0 | 0 | 0 | 0 | 0
F5_Commercial_Retail_New_Space Heating_Natural Gas_Furnace_E8 | F5 | Commercial | Retail | New | Space Heating | Natural Gas | Furnace | E8 | RIM BC Ratio | 0 | 0 | 0 | 0 | 0 | 0 | 0 | 0 | 0 | 0 | 0 | 0 | 0 | 0 | 0 | 0 | 0 | 0 | 0 | 0 | 0 | 0 | 0 | 0 | 0 | 0 | 0 | 0 | 0 | 0 | 0 | 0 | 0
F5_Commercial_Retail_New_Space Heating_Natural Gas_Furnace_E9 | F5 | Commercial | Retail | New | Space Heating | Natural Gas | Furnace | E9 | RIM BC Ratio | 0 | 0 | 0 | 0 | 0 | 0 | 0 | 0 | 0 | 0 | 0 | 0 | 0 | 0 | 0 | 0 | 0 | 0 | 0 | 0 | 0 | 0 | 0 | 0 | 0 | 0 | 0 | 0 | 0 | 0 | 0 | 0 | 0
F5_Commercial_Retail_New_Space Heating_Natural Gas_Furnace_E10 | F5 | Commercial | Retail | New | Space Heating | Natural Gas | Furnace | E10 | RIM BC Ratio | 0 | 0 | 0 | 0 | 0 | 0 | 0 | 0 | 0 | 0 | 0 | 0 | 0 | 0 | 0 | 0 | 0 | 0 | 0 | 0 | 0 | 0 | 0 | 0 | 0 | 0 | 0 | 0 | 0 | 0 | 0 | 0 | 0
F0_Commercial_Retail_New_Space Heating_Natural Gas_Boiler_E0 | F0 | Commercial | Retail | New | Space Heating | Natural Gas | Boiler | E0 | Economic Unit | AFUE 97% | AFUE 97% | AFUE 97% | AFUE 97% | AFUE 97% | AFUE 97% | AFUE 97% | AFUE 97% | AFUE 97% | AFUE 97% | AFUE 97% | AFUE 97% | AFUE 97% | AFUE 97% | AFUE 97% | AFUE 97% | AFUE 97% | AFUE 97% | AFUE 97% | AFUE 97% | AFUE 97% | AFUE 97% | AFUE 97% | AFUE 97% | AFUE 97% | AFUE 97% | AFUE 97% | AFUE 97% | AFUE 97% | AFUE 97% | AFUE 97% | AFUE 97% | AFUE 97%
F1_Commercial_Retail_New_Space Heating_Natural Gas_Boiler_E1 | F1 | Commercial | Retail | New | Space Heating | Natural Gas | Boiler | E1 | CCE | 0 | 0 | 0 | 0 | 0 | 0 | 0 | 0 | 0 | 0 | 0 | 0 | 0 | 0 | 0 | 0 | 0 | 0 | 0 | 0 | 0 | 0 | 0 | 0 | 0 | 0 | 0 | 0 | 0 | 0 | 0 | 0 | 0
F1_Commercial_Retail_New_Space Heating_Natural Gas_Boiler_E2 | F1 | Commercial | Retail | New | Space Heating | Natural Gas | Boiler | E2 | CCE | 1.0292 | 1.0292 | 1.0347 | 1.0402 | 1.0458 | 1.0515 | 1.0572 | 1.063 | 1.0688 | 1.0747 | 1.0807 | 1.0868 | 1.0929 | 1.099 | 1.1053 | 1.1116 | 1.118 | 1.1244 | 1.131 | 1.1376 | 1.1443 | 1.1511 | 1.1579 | 1.1648 | 1.1719 | 1.1789 | 1.1861 | 1.1934 | 1.2008 | 1.2082 | 1.2158 | 1.2234 | 1.2234
F1_Commercial_Retail_New_Space Heating_Natural Gas_Boiler_E3 | F1 | Commercial | Retail | New | Space Heating | Natural Gas | Boiler | E3 | CCE | 1.0392 | 1.0392 | 1.0448 | 1.0504 | 1.056 | 1.0617 | 1.0675 | 1.0733 | 1.0792 | 1.0852 | 1.0912 | 1.0973 | 1.1035 | 1.1097 | 1.116 | 1.1224 | 1.1289 | 1.1354 | 1.142 | 1.1487 | 1.1554 | 1.1622 | 1.1692 | 1.1762 | 1.1833 | 1.1904 | 1.1977 | 1.205 | 1.2125 | 1.22 | 1.2276 | 1.2353 | 1.2353
F1_Commercial_Retail_New_Space Heating_Natural Gas_Boiler_E4 | F1 | Commercial | Retail | New | Space Heating | Natural Gas | Boiler | E4 | CCE | 5.2774 | 5.2774 | 5.3055 | 5.3339 | 5.3626 | 5.3916 | 5.4209 | 5.4505 | 5.4805 | 5.5108 | 5.5414 | 5.5724 | 5.6037 | 5.6353 | 5.6674 | 5.6998 | 5.7325 | 5.7656 | 5.7992 | 5.8331 | 5.8674 | 5.9021 | 5.9372 | 5.9728 | 6.0087 | 6.0451 | 6.082 | 6.1193 | 6.157 | 6.1952 | 6.2339 | 6.2731 | 6.2731
F1_Commercial_Retail_New_Space Heating_Natural Gas_Boiler_E5 | F1 | Commercial | Retail | New | Space Heating | Natural Gas | Boiler | E5 | CCE | 0 | 0 | 0 | 0 | 0 | 0 | 0 | 0 | 0 | 0 | 0 | 0 | 0 | 0 | 0 | 0 | 0 | 0 | 0 | 0 | 0 | 0 | 0 | 0 | 0 | 0 | 0 | 0 | 0 | 0 | 0 | 0 | 0
F1_Commercial_Retail_New_Space Heating_Natural Gas_Boiler_E6 | F1 | Commercial | Retail | New | Space Heating | Natural Gas | Boiler | E6 | CCE | 0 | 0 | 0 | 0 | 0 | 0 | 0 | 0 | 0 | 0 | 0 | 0 | 0 | 0 | 0 | 0 | 0 | 0 | 0 | 0 | 0 | 0 | 0 | 0 | 0 | 0 | 0 | 0 | 0 | 0 | 0 | 0 | 0
F1_Commercial_Retail_New_Space Heating_Natural Gas_Boiler_E7 | F1 | Commercial | Retail | New | Space Heating | Natural Gas | Boiler | E7 | CCE | 0 | 0 | 0 | 0 | 0 | 0 | 0 | 0 | 0 | 0 | 0 | 0 | 0 | 0 | 0 | 0 | 0 | 0 | 0 | 0 | 0 | 0 | 0 | 0 | 0 | 0 | 0 | 0 | 0 | 0 | 0 | 0 | 0
F1_Commercial_Retail_New_Space Heating_Natural Gas_Boiler_E8 | F1 | Commercial | Retail | New | Space Heating | Natural Gas | Boiler | E8 | CCE | 0 | 0 | 0 | 0 | 0 | 0 | 0 | 0 | 0 | 0 | 0 | 0 | 0 | 0 | 0 | 0 | 0 | 0 | 0 | 0 | 0 | 0 | 0 | 0 | 0 | 0 | 0 | 0 | 0 | 0 | 0 | 0 | 0
F1_Commercial_Retail_New_Space Heating_Natural Gas_Boiler_E9 | F1 | Commercial | Retail | New | Space Heating | Natural Gas | Boiler | E9 | CCE | 0 | 0 | 0 | 0 | 0 | 0 | 0 | 0 | 0 | 0 | 0 | 0 | 0 | 0 | 0 | 0 | 0 | 0 | 0 | 0 | 0 | 0 | 0 | 0 | 0 | 0 | 0 | 0 | 0 | 0 | 0 | 0 | 0
F1_Commercial_Retail_New_Space Heating_Natural Gas_Boiler_E10 | F1 | Commercial | Retail | New | Space Heating | Natural Gas | Boiler | E10 | CCE | 0 | 0 | 0 | 0 | 0 | 0 | 0 | 0 | 0 | 0 | 0 | 0 | 0 | 0 | 0 | 0 | 0 | 0 | 0 | 0 | 0 | 0 | 0 | 0 | 0 | 0 | 0 | 0 | 0 | 0 | 0 | 0 | 0
F2_Commercial_Retail_New_Space Heating_Natural Gas_Boiler_E1 | F2 | Commercial | Retail | New | Space Heating | Natural Gas | Boiler | E1 | TRC BC Ratio | bar: 2019 to 2051
F2_Commercial_Retail_New_Space Heating_Natural Gas_Boiler_E2 | F2 | Commercial | Retail | New | Space Heating | Natural Gas | Boiler | E2 | TRC BC Ratio | 1.747 | 1.7487 | 1.7505 | 1.7531 | 1.7567 | 1.7621 | 1.7658 | 1.7687 | 1.7718 | 1.7747 | 1.7766 | 1.7778 | 1.7789 | 1.7799 | 1.7812 | 1.7818 | 1.7827 | 1.7844 | 1.7863 | 1.7885 | 1.791 | 1.7931 | 1.7948 | 1.7961 | 1.7969 | 1.7971 | 1.7967 | 1.7958 | 1.7951 | 1.7947 | 1.795 | 1.7951 | 1.7951
F2_Commercial_Retail_New_Space Heating_Natural Gas_Boiler_E3 | F2 | Commercial | Retail | New | Space Heating | Natural Gas | Boiler | E3 | TRC BC Ratio | 1.7302 | 1.7318 | 1.7336 | 1.7362 | 1.7398 | 1.7451 | 1.7488 | 1.7517 | 1.7548 | 1.7576 | 1.7595 | 1.7607 | 1.7618 | 1.7628 | 1.7641 | 1.7646 | 1.7655 | 1.7673 | 1.7691 | 1.7712 | 1.7738 | 1.7759 | 1.7775 | 1.7788 | 1.7796 | 1.7798 | 1.7794 | 1.7785 | 1.7778 | 1.7774 | 1.7777 | 1.7778 | 1.7778
F2_Commercial_Retail_New_Space Heating_Natural Gas_Boiler_E4 | F2 | Commercial | Retail | New | Space Heating | Natural Gas | Boiler | E4 | TRC BC Ratio | 0.34674 | 0.34712 | 0.34755 | 0.34807 | 0.3487 | 0.34947 | 0.3501 | 0.35064 | 0.35114 | 0.35157 | 0.35188 | 0.35208 | 0.35222 | 0.35232 | 0.3524 | 0.35241 | 0.35243 | 0.35253 | 0.35267 | 0.35284 | 0.35305 | 0.35323 | 0.35336 | 0.35346 | 0.35353 | 0.35355 | 0.35352 | 0.35344 | 0.35338 | 0.35335 | 0.35337 | 0.35338 | 0.35338
F2_Commercial_Retail_New_Space Heating_Natural Gas_Boiler_E5 | F2 | Commercial | Retail | New | Space Heating | Natural Gas | Boiler | E5 | TRC BC Ratio | 0 | 0 | 0 | 0 | 0 | 0 | 0 | 0 | 0 | 0 | 0 | 0 | 0 | 0 | 0 | 0 | 0 | 0 | 0 | 0 | 0 | 0 | 0 | 0 | 0 | 0 | 0 | 0 | 0 | 0 | 0 | 0 | 0
F2_Commercial_Retail_New_Space Heating_Natural Gas_Boiler_E6 | F2 | Commercial | Retail | New | Space Heating | Natural Gas | Boiler | E6 | TRC BC Ratio | 0 | 0 | 0 | 0 | 0 | 0 | 0 | 0 | 0 | 0 | 0 | 0 | 0 | 0 | 0 | 0 | 0 | 0 | 0 | 0 | 0 | 0 | 0 | 0 | 0 | 0 | 0 | 0 | 0 | 0 | 0 | 0 | 0
F2_Commercial_Retail_New_Space Heating_Natural Gas_Boiler_E7 | F2 | Commercial | Retail | New | Space Heating | Natural Gas | Boiler | E7 | TRC BC Ratio | 0 | 0 | 0 | 0 | 0 | 0 | 0 | 0 | 0 | 0 | 0 | 0 | 0 | 0 | 0 | 0 | 0 | 0 | 0 | 0 | 0 | 0 | 0 | 0 | 0 | 0 | 0 | 0 | 0 | 0 | 0 | 0 | 0
F2_Commercial_Retail_New_Space Heating_Natural Gas_Boiler_E8 | F2 | Commercial | Retail | New | Space Heating | Natural Gas | Boiler | E8 | TRC BC Ratio | 0 | 0 | 0 | 0 | 0 | 0 | 0 | 0 | 0 | 0 | 0 | 0 | 0 | 0 | 0 | 0 | 0 | 0 | 0 | 0 | 0 | 0 | 0 | 0 | 0 | 0 | 0 | 0 | 0 | 0 | 0 | 0 | 0
F2_Commercial_Retail_New_Space Heating_Natural Gas_Boiler_E9 | F2 | Commercial | Retail | New | Space Heating | Natural Gas | Boiler | E9 | TRC BC Ratio | 0 | 0 | 0 | 0 | 0 | 0 | 0 | 0 | 0 | 0 | 0 | 0 | 0 | 0 | 0 | 0 | 0 | 0 | 0 | 0 | 0 | 0 | 0 | 0 | 0 | 0 | 0 | 0 | 0 | 0 | 0 | 0 | 0
F2_Commercial_Retail_New_Space Heating_Natural Gas_Boiler_E10 | F2 | Commercial | Retail | New | Space Heating | Natural Gas | Boiler | E10 | TRC BC Ratio | 0 | 0 | 0 | 0 | 0 | 0 | 0 | 0 | 0 | 0 | 0 | 0 | 0 | 0 | 0 | 0 | 0 | 0 | 0 | 0 | 0 | 0 | 0 | 0 | 0 | 0 | 0 | 0 | 0 | 0 | 0 | 0 | 0
F3_Commercial_Retail_New_Space Heating_Natural Gas_Boiler_E1 | F3 | Commercial | Retail | New | Space Heating | Natural Gas | Boiler | E1 | PACT BC Ratio | bar: 2019 to 2051
F3_Commercial_Retail_New_Space Heating_Natural Gas_Boiler_E2 | F3 | Commercial | Retail | New | Space Heating | Natural Gas | Boiler | E2 | PACT BC Ratio | 2.3293 | 2.3315 | 2.334 | 2.3375 | 2.3423 | 2.3495 | 2.3545 | 2.3583 | 2.3624 | 2.3662 | 2.3688 | 2.3704 | 2.3719 | 2.3732 | 2.375 | 2.3757 | 2.3769 | 2.3793 | 2.3817 | 2.3846 | 2.388 | 2.3908 | 2.3931 | 2.3947 | 2.3959 | 2.3962 | 2.3956 | 2.3944 | 2.3934 | 2.3929 | 2.3933 | 2.3934 | 2.3934
F3_Commercial_Retail_New_Space Heating_Natural Gas_Boiler_E3 | F3 | Commercial | Retail | New | Space Heating | Natural Gas | Boiler | E3 | PACT BC Ratio | 2.3069 | 2.3091 | 2.3115 | 2.315 | 2.3197 | 2.3268 | 2.3318 | 2.3356 | 2.3397 | 2.3434 | 2.346 | 2.3476 | 2.3491 | 2.3504 | 2.3521 | 2.3528 | 2.354 | 2.3563 | 2.3588 | 2.3616 | 2.365 | 2.3678 | 2.37 | 2.3717 | 2.3728 | 2.3731 | 2.3725 | 2.3713 | 2.3704 | 2.3699 | 2.3702 | 2.3704 | 2.3704
F3_Commercial_Retail_New_Space Heating_Natural Gas_Boiler_E4 | F3 | Commercial | Retail | New | Space Heating | Natural Gas | Boiler | E4 | PACT BC Ratio | 0.46232 | 0.46282 | 0.46339 | 0.46409 | 0.46493 | 0.46595 | 0.4668 | 0.46752 | 0.46819 | 0.46876 | 0.46918 | 0.46944 | 0.46963 | 0.46976 | 0.46987 | 0.46988 | 0.46991 | 0.47005 | 0.47022 | 0.47045 | 0.47074 | 0.47097 | 0.47115 | 0.47128 | 0.47138 | 0.4714 | 0.47135 | 0.47125 | 0.47118 | 0.47114 | 0.47117 | 0.47118 | 0.47118
F3_Commercial_Retail_New_Space Heating_Natural Gas_Boiler_E5 | F3 | Commercial | Retail | New | Space Heating | Natural Gas | Boiler | E5 | PACT BC Ratio | 0 | 0 | 0 | 0 | 0 | 0 | 0 | 0 | 0 | 0 | 0 | 0 | 0 | 0 | 0 | 0 | 0 | 0 | 0 | 0 | 0 | 0 | 0 | 0 | 0 | 0 | 0 | 0 | 0 | 0 | 0 | 0 | 0
F3_Commercial_Retail_New_Space Heating_Natural Gas_Boiler_E6 | F3 | Commercial | Retail | New | Space Heating | Natural Gas | Boiler | E6 | PACT BC Ratio | 0 | 0 | 0 | 0 | 0 | 0 | 0 | 0 | 0 | 0 | 0 | 0 | 0 | 0 | 0 | 0 | 0 | 0 | 0 | 0 | 0 | 0 | 0 | 0 | 0 | 0 | 0 | 0 | 0 | 0 | 0 | 0 | 0
F3_Commercial_Retail_New_Space Heating_Natural Gas_Boiler_E7 | F3 | Commercial | Retail | New | Space Heating | Natural Gas | Boiler | E7 | PACT BC Ratio | 0 | 0 | 0 | 0 | 0 | 0 | 0 | 0 | 0 | 0 | 0 | 0 | 0 | 0 | 0 | 0 | 0 | 0 | 0 | 0 | 0 | 0 | 0 | 0 | 0 | 0 | 0 | 0 | 0 | 0 | 0 | 0 | 0
F3_Commercial_Retail_New_Space Heating_Natural Gas_Boiler_E8 | F3 | Commercial | Retail | New | Space Heating | Natural Gas | Boiler | E8 | PACT BC Ratio | 0 | 0 | 0 | 0 | 0 | 0 | 0 | 0 | 0 | 0 | 0 | 0 | 0 | 0 | 0 | 0 | 0 | 0 | 0 | 0 | 0 | 0 | 0 | 0 | 0 | 0 | 0 | 0 | 0 | 0 | 0 | 0 | 0
F3_Commercial_Retail_New_Space Heating_Natural Gas_Boiler_E9 | F3 | Commercial | Retail | New | Space Heating | Natural Gas | Boiler | E9 | PACT BC Ratio | 0 | 0 | 0 | 0 | 0 | 0 | 0 | 0 | 0 | 0 | 0 | 0 | 0 | 0 | 0 | 0 | 0 | 0 | 0 | 0 | 0 | 0 | 0 | 0 | 0 | 0 | 0 | 0 | 0 | 0 | 0 | 0 | 0
F3_Commercial_Retail_New_Space Heating_Natural Gas_Boiler_E10 | F3 | Commercial | Retail | New | Space Heating | Natural Gas | Boiler | E10 | PACT BC Ratio | 0 | 0 | 0 | 0 | 0 | 0 | 0 | 0 | 0 | 0 | 0 | 0 | 0 | 0 | 0 | 0 | 0 | 0 | 0 | 0 | 0 | 0 | 0 | 0 | 0 | 0 | 0 | 0 | 0 | 0 | 0 | 0 | 0
F4_Commercial_Retail_New_Space Heating_Natural Gas_Boiler_E1 | F4 | Commercial | Retail | New | Space Heating | Natural Gas | Boiler | E1 | RVT BC Ratio | bar: 2019 to 2051
F4_Commercial_Retail_New_Space Heating_Natural Gas_Boiler_E2 | F4 | Commercial | Retail | New | Space Heating | Natural Gas | Boiler | E2 | RVT BC Ratio | 3.2116 | 3.214 | 3.2166 | 3.2204 | 3.2256 | 3.2333 | 3.2387 | 3.2428 | 3.2473 | 3.2514 | 3.2542 | 3.2559 | 3.2575 | 3.259 | 3.2608 | 3.2616 | 3.2629 | 3.2655 | 3.2681 | 3.2712 | 3.2749 | 3.2779 | 3.2803 | 3.2822 | 3.2834 | 3.2837 | 3.2831 | 3.2818 | 3.2807 | 3.2802 | 3.2806 | 3.2807 | 3.2807
F4_Commercial_Retail_New_Space Heating_Natural Gas_Boiler_E3 | F4 | Commercial | Retail | New | Space Heating | Natural Gas | Boiler | E3 | RVT BC Ratio | 3.1874 | 3.1898 | 3.1924 | 3.1961 | 3.2013 | 3.2089 | 3.2143 | 3.2184 | 3.2228 | 3.2268 | 3.2296 | 3.2313 | 3.2329 | 3.2343 | 3.2362 | 3.2369 | 3.2383 | 3.2407 | 3.2434 | 3.2465 | 3.2501 | 3.2531 | 3.2555 | 3.2573 | 3.2585 | 3.2588 | 3.2582 | 3.2569 | 3.2559 | 3.2554 | 3.2557 | 3.2559 | 3.2559
F4_Commercial_Retail_New_Space Heating_Natural Gas_Boiler_E4 | F4 | Commercial | Retail | New | Space Heating | Natural Gas | Boiler | E4 | RVT BC Ratio | 1.1985 | 1.199 | 1.1997 | 1.2004 | 1.2013 | 1.2024 | 1.2033 | 1.2041 | 1.2048 | 1.2054 | 1.2059 | 1.2062 | 1.2064 | 1.2065 | 1.2066 | 1.2066 | 1.2067 | 1.2068 | 1.207 | 1.2073 | 1.2076 | 1.2078 | 1.208 | 1.2082 | 1.2083 | 1.2083 | 1.2082 | 1.2081 | 1.2081 | 1.208 | 1.208 | 1.2081 | 1.2081
F4_Commercial_Retail_New_Space Heating_Natural Gas_Boiler_E5 | F4 | Commercial | Retail | New | Space Heating | Natural Gas | Boiler | E5 | RVT BC Ratio | 0 | 0 | 0 | 0 | 0 | 0 | 0 | 0 | 0 | 0 | 0 | 0 | 0 | 0 | 0 | 0 | 0 | 0 | 0 | 0 | 0 | 0 | 0 | 0 | 0 | 0 | 0 | 0 | 0 | 0 | 0 | 0 | 0
F4_Commercial_Retail_New_Space Heating_Natural Gas_Boiler_E6 | F4 | Commercial | Retail | New | Space Heating | Natural Gas | Boiler | E6 | RVT BC Ratio | 0 | 0 | 0 | 0 | 0 | 0 | 0 | 0 | 0 | 0 | 0 | 0 | 0 | 0 | 0 | 0 | 0 | 0 | 0 | 0 | 0 | 0 | 0 | 0 | 0 | 0 | 0 | 0 | 0 | 0 | 0 | 0 | 0
F4_Commercial_Retail_New_Space Heating_Natural Gas_Boiler_E7 | F4 | Commercial | Retail | New | Space Heating | Natural Gas | Boiler | E7 | RVT BC Ratio | 0 | 0 | 0 | 0 | 0 | 0 | 0 | 0 | 0 | 0 | 0 | 0 | 0 | 0 | 0 | 0 | 0 | 0 | 0 | 0 | 0 | 0 | 0 | 0 | 0 | 0 | 0 | 0 | 0 | 0 | 0 | 0 | 0
F4_Commercial_Retail_New_Space Heating_Natural Gas_Boiler_E8 | F4 | Commercial | Retail | New | Space Heating | Natural Gas | Boiler | E8 | RVT BC Ratio | 0 | 0 | 0 | 0 | 0 | 0 | 0 | 0 | 0 | 0 | 0 | 0 | 0 | 0 | 0 | 0 | 0 | 0 | 0 | 0 | 0 | 0 | 0 | 0 | 0 | 0 | 0 | 0 | 0 | 0 | 0 | 0 | 0
F4_Commercial_Retail_New_Space Heating_Natural Gas_Boiler_E9 | F4 | Commercial | Retail | New | Space Heating | Natural Gas | Boiler | E9 | RVT BC Ratio | 0 | 0 | 0 | 0 | 0 | 0 | 0 | 0 | 0 | 0 | 0 | 0 | 0 | 0 | 0 | 0 | 0 | 0 | 0 | 0 | 0 | 0 | 0 | 0 | 0 | 0 | 0 | 0 | 0 | 0 | 0 | 0 | 0
F4_Commercial_Retail_New_Space Heating_Natural Gas_Boiler_E10 | F4 | Commercial | Retail | New | Space Heating | Natural Gas | Boiler | E10 | RVT BC Ratio | 0 | 0 | 0 | 0 | 0 | 0 | 0 | 0 | 0 | 0 | 0 | 0 | 0 | 0 | 0 | 0 | 0 | 0 | 0 | 0 | 0 | 0 | 0 | 0 | 0 | 0 | 0 | 0 | 0 | 0 | 0 | 0 | 0
F5_Commercial_Retail_New_Space Heating_Natural Gas_Boiler_E1 | F5 | Commercial | Retail | New | Space Heating | Natural Gas | Boiler | E1 | RIM BC Ratio | bar: 2019 to 2051
F5_Commercial_Retail_New_Space Heating_Natural Gas_Boiler_E2 | F5 | Commercial | Retail | New | Space Heating | Natural Gas | Boiler | E2 | RIM BC Ratio | 0.61449 | 0.61464 | 0.61481 | 0.61505 | 0.61539 | 0.61588 | 0.61622 | 0.61648 | 0.61677 | 0.61703 | 0.6172 | 0.61731 | 0.61741 | 0.6175 | 0.61762 | 0.61767 | 0.61775 | 0.61791 | 0.61807 | 0.61827 | 0.6185 | 0.61869 | 0.61884 | 0.61895 | 0.61902 | 0.61904 | 0.619 | 0.61892 | 0.61886 | 0.61883 | 0.61885 | 0.61886 | 0.61886
F5_Commercial_Retail_New_Space Heating_Natural Gas_Boiler_E3 | F5 | Commercial | Retail | New | Space Heating | Natural Gas | Boiler | E3 | RIM BC Ratio | 0.61291 | 0.61307 | 0.61324 | 0.61348 | 0.61382 | 0.61431 | 0.61466 | 0.61492 | 0.61521 | 0.61546 | 0.61564 | 0.61575 | 0.61585 | 0.61594 | 0.61606 | 0.61611 | 0.61619 | 0.61635 | 0.61652 | 0.61671 | 0.61694 | 0.61713 | 0.61728 | 0.6174 | 0.61747 | 0.61749 | 0.61745 | 0.61737 | 0.61731 | 0.61727 | 0.6173 | 0.61731 | 0.61731
F5_Commercial_Retail_New_Space Heating_Natural Gas_Boiler_E4 | F5 | Commercial | Retail | New | Space Heating | Natural Gas | Boiler | E4 | RIM BC Ratio | 0.29752 | 0.29773 | 0.29797 | 0.29826 | 0.2986 | 0.29903 | 0.29938 | 0.29967 | 0.29995 | 0.30018 | 0.30035 | 0.30046 | 0.30053 | 0.30059 | 0.30063 | 0.30064 | 0.30065 | 0.30071 | 0.30078 | 0.30087 | 0.30099 | 0.30108 | 0.30116 | 0.30121 | 0.30125 | 0.30126 | 0.30124 | 0.3012 | 0.30117 | 0.30115 | 0.30116 | 0.30117 | 0.30117
F5_Commercial_Retail_New_Space Heating_Natural Gas_Boiler_E5 | F5 | Commercial | Retail | New | Space Heating | Natural Gas | Boiler | E5 | RIM BC Ratio | 0 | 0 | 0 | 0 | 0 | 0 | 0 | 0 | 0 | 0 | 0 | 0 | 0 | 0 | 0 | 0 | 0 | 0 | 0 | 0 | 0 | 0 | 0 | 0 | 0 | 0 | 0 | 0 | 0 | 0 | 0 | 0 | 0
F5_Commercial_Retail_New_Space Heating_Natural Gas_Boiler_E6 | F5 | Commercial | Retail | New | Space Heating | Natural Gas | Boiler | E6 | RIM BC Ratio | 0 | 0 | 0 | 0 | 0 | 0 | 0 | 0 | 0 | 0 | 0 | 0 | 0 | 0 | 0 | 0 | 0 | 0 | 0 | 0 | 0 | 0 | 0 | 0 | 0 | 0 | 0 | 0 | 0 | 0 | 0 | 0 | 0
F5_Commercial_Retail_New_Space Heating_Natural Gas_Boiler_E7 | F5 | Commercial | Retail | New | Space Heating | Natural Gas | Boiler | E7 | RIM BC Ratio | 0 | 0 | 0 | 0 | 0 | 0 | 0 | 0 | 0 | 0 | 0 | 0 | 0 | 0 | 0 | 0 | 0 | 0 | 0 | 0 | 0 | 0 | 0 | 0 | 0 | 0 | 0 | 0 | 0 | 0 | 0 | 0 | 0
F5_Commercial_Retail_New_Space Heating_Natural Gas_Boiler_E8 | F5 | Commercial | Retail | New | Space Heating | Natural Gas | Boiler | E8 | RIM BC Ratio | 0 | 0 | 0 | 0 | 0 | 0 | 0 | 0 | 0 | 0 | 0 | 0 | 0 | 0 | 0 | 0 | 0 | 0 | 0 | 0 | 0 | 0 | 0 | 0 | 0 | 0 | 0 | 0 | 0 | 0 | 0 | 0 | 0
F5_Commercial_Retail_New_Space Heating_Natural Gas_Boiler_E9 | F5 | Commercial | Retail | New | Space Heating | Natural Gas | Boiler | E9 | RIM BC Ratio | 0 | 0 | 0 | 0 | 0 | 0 | 0 | 0 | 0 | 0 | 0 | 0 | 0 | 0 | 0 | 0 | 0 | 0 | 0 | 0 | 0 | 0 | 0 | 0 | 0 | 0 | 0 | 0 | 0 | 0 | 0 | 0 | 0
F5_Commercial_Retail_New_Space Heating_Natural Gas_Boiler_E10 | F5 | Commercial | Retail | New | Space Heating | Natural Gas | Boiler | E10 | RIM BC Ratio | 0 | 0 | 0 | 0 | 0 | 0 | 0 | 0 | 0 | 0 | 0 | 0 | 0 | 0 | 0 | 0 | 0 | 0 | 0 | 0 | 0 | 0 | 0 | 0 | 0 | 0 | 0 | 0 | 0 | 0 | 0 | 0 | 0
F0_Commercial_Retail_New_Space Heating_Natural Gas_Unit Heater_E0 | F0 | Commercial | Retail | New | Space Heating | Natural Gas | Unit Heater | E0 | Economic Unit | Infrared Radiant | Infrared Radiant | Infrared Radiant | Infrared Radiant | Infrared Radiant | Infrared Radiant | Infrared Radiant | Infrared Radiant | Infrared Radiant | Infrared Radiant | Infrared Radiant | Infrared Radiant | Infrared Radiant | Infrared Radiant | Infrared Radiant | Infrared Radiant | Infrared Radiant | Infrared Radiant | Infrared Radiant | Infrared Radiant | Infrared Radiant | Infrared Radiant | Infrared Radiant | Infrared Radiant | Infrared Radiant | Infrared Radiant | Infrared Radiant | Infrared Radiant | Infrared Radiant | Infrared Radiant | Infrared Radiant | Infrared Radiant | Infrared Radiant
F1_Commercial_Retail_New_Space Heating_Natural Gas_Unit Heater_E1 | F1 | Commercial | Retail | New | Space Heating | Natural Gas | Unit Heater | E1 | CCE | 0 | 0 | 0 | 0 | 0 | 0 | 0 | 0 | 0 | 0 | 0 | 0 | 0 | 0 | 0 | 0 | 0 | 0 | 0 | 0 | 0 | 0 | 0 | 0 | 0 | 0 | 0 | 0 | 0 | 0 | 0 | 0 | 0
F1_Commercial_Retail_New_Space Heating_Natural Gas_Unit Heater_E2 | F1 | Commercial | Retail | New | Space Heating | Natural Gas | Unit Heater | E2 | CCE | 1.2484 | 1.2484 | 1.255 | 1.2617 | 1.2685 | 1.2754 | 1.2823 | 1.2893 | 1.2964 | 1.3036 | 1.3108 | 1.3181 | 1.3256 | 1.333 | 1.3406 | 1.3483 | 1.356 | 1.3639 | 1.3718 | 1.3798 | 1.3879 | 1.3961 | 1.4045 | 1.4129 | 1.4214 | 1.43 | 1.4387 | 1.4475 | 1.4564 | 1.4655 | 1.4746 | 1.4839 | 1.4839
F1_Commercial_Retail_New_Space Heating_Natural Gas_Unit Heater_E3 | F1 | Commercial | Retail | New | Space Heating | Natural Gas | Unit Heater | E3 | CCE | 0.12436 | 0.12436 | 0.12503 | 0.12569 | 0.12637 | 0.12705 | 0.12775 | 0.12844 | 0.12915 | 0.12986 | 0.13058 | 0.13131 | 0.13205 | 0.1328 | 0.13355 | 0.13432 | 0.13509 | 0.13587 | 0.13666 | 0.13746 | 0.13827 | 0.13908 | 0.13991 | 0.14075 | 0.1416 | 0.14245 | 0.14332 | 0.1442 | 0.14509 | 0.14599 | 0.1469 | 0.14783 | 0.14783
F1_Commercial_Retail_New_Space Heating_Natural Gas_Unit Heater_E4 | F1 | Commercial | Retail | New | Space Heating | Natural Gas | Unit Heater | E4 | CCE | 0 | 0 | 0 | 0 | 0 | 0 | 0 | 0 | 0 | 0 | 0 | 0 | 0 | 0 | 0 | 0 | 0 | 0 | 0 | 0 | 0 | 0 | 0 | 0 | 0 | 0 | 0 | 0 | 0 | 0 | 0 | 0 | 0
F1_Commercial_Retail_New_Space Heating_Natural Gas_Unit Heater_E5 | F1 | Commercial | Retail | New | Space Heating | Natural Gas | Unit Heater | E5 | CCE | 0 | 0 | 0 | 0 | 0 | 0 | 0 | 0 | 0 | 0 | 0 | 0 | 0 | 0 | 0 | 0 | 0 | 0 | 0 | 0 | 0 | 0 | 0 | 0 | 0 | 0 | 0 | 0 | 0 | 0 | 0 | 0 | 0
F1_Commercial_Retail_New_Space Heating_Natural Gas_Unit Heater_E6 | F1 | Commercial | Retail | New | Space Heating | Natural Gas | Unit Heater | E6 | CCE | 0 | 0 | 0 | 0 | 0 | 0 | 0 | 0 | 0 | 0 | 0 | 0 | 0 | 0 | 0 | 0 | 0 | 0 | 0 | 0 | 0 | 0 | 0 | 0 | 0 | 0 | 0 | 0 | 0 | 0 | 0 | 0 | 0
F1_Commercial_Retail_New_Space Heating_Natural Gas_Unit Heater_E7 | F1 | Commercial | Retail | New | Space Heating | Natural Gas | Unit Heater | E7 | CCE | 0 | 0 | 0 | 0 | 0 | 0 | 0 | 0 | 0 | 0 | 0 | 0 | 0 | 0 | 0 | 0 | 0 | 0 | 0 | 0 | 0 | 0 | 0 | 0 | 0 | 0 | 0 | 0 | 0 | 0 | 0 | 0 | 0
F1_Commercial_Retail_New_Space Heating_Natural Gas_Unit Heater_E8 | F1 | Commercial | Retail | New | Space Heating | Natural Gas | Unit Heater | E8 | CCE | 0 | 0 | 0 | 0 | 0 | 0 | 0 | 0 | 0 | 0 | 0 | 0 | 0 | 0 | 0 | 0 | 0 | 0 | 0 | 0 | 0 | 0 | 0 | 0 | 0 | 0 | 0 | 0 | 0 | 0 | 0 | 0 | 0
F1_Commercial_Retail_New_Space Heating_Natural Gas_Unit Heater_E9 | F1 | Commercial | Retail | New | Space Heating | Natural Gas | Unit Heater | E9 | CCE | 0 | 0 | 0 | 0 | 0 | 0 | 0 | 0 | 0 | 0 | 0 | 0 | 0 | 0 | 0 | 0 | 0 | 0 | 0 | 0 | 0 | 0 | 0 | 0 | 0 | 0 | 0 | 0 | 0 | 0 | 0 | 0 | 0
F1_Commercial_Retail_New_Space Heating_Natural Gas_Unit Heater_E10 | F1 | Commercial | Retail | New | Space Heating | Natural Gas | Unit Heater | E10 | CCE | 0 | 0 | 0 | 0 | 0 | 0 | 0 | 0 | 0 | 0 | 0 | 0 | 0 | 0 | 0 | 0 | 0 | 0 | 0 | 0 | 0 | 0 | 0 | 0 | 0 | 0 | 0 | 0 | 0 | 0 | 0 | 0 | 0
F2_Commercial_Retail_New_Space Heating_Natural Gas_Unit Heater_E1 | F2 | Commercial | Retail | New | Space Heating | Natural Gas | Unit Heater | E1 | TRC BC Ratio | bar: 2019 to 2051
F2_Commercial_Retail_New_Space Heating_Natural Gas_Unit Heater_E2 | F2 | Commercial | Retail | New | Space Heating | Natural Gas | Unit Heater | E2 | TRC BC Ratio | 1.4316 | 1.4333 | 1.4351 | 1.4377 | 1.4415 | 1.4475 | 1.451 | 1.4531 | 1.4557 | 1.4579 | 1.4592 | 1.4598 | 1.4607 | 1.4619 | 1.4637 | 1.4647 | 1.4663 | 1.4689 | 1.4715 | 1.4743 | 1.4776 | 1.4804 | 1.4826 | 1.4843 | 1.4854 | 1.4857 | 1.4852 | 1.4839 | 1.483 | 1.4825 | 1.4828 | 1.483 | 1.483
F2_Commercial_Retail_New_Space Heating_Natural Gas_Unit Heater_E3 | F2 | Commercial | Retail | New | Space Heating | Natural Gas | Unit Heater | E3 | TRC BC Ratio | 14.4795 | 14.5162 | 14.5616 | 14.6219 | 14.6976 | 14.8103 | 14.8618 | 14.8723 | 14.8808 | 14.8782 | 14.8554 | 14.8297 | 14.8204 | 14.8293 | 14.8623 | 14.8883 | 14.9269 | 14.9846 | 15.0378 | 15.0922 | 15.1509 | 15.2019 | 15.2426 | 15.2734 | 15.2939 | 15.2998 | 15.2889 | 15.2664 | 15.2487 | 15.2402 | 15.2464 | 15.2488 | 15.2488
F2_Commercial_Retail_New_Space Heating_Natural Gas_Unit Heater_E4 | F2 | Commercial | Retail | New | Space Heating | Natural Gas | Unit Heater | E4 | TRC BC Ratio | 0 | 0 | 0 | 0 | 0 | 0 | 0 | 0 | 0 | 0 | 0 | 0 | 0 | 0 | 0 | 0 | 0 | 0 | 0 | 0 | 0 | 0 | 0 | 0 | 0 | 0 | 0 | 0 | 0 | 0 | 0 | 0 | 0
F2_Commercial_Retail_New_Space Heating_Natural Gas_Unit Heater_E5 | F2 | Commercial | Retail | New | Space Heating | Natural Gas | Unit Heater | E5 | TRC BC Ratio | 0 | 0 | 0 | 0 | 0 | 0 | 0 | 0 | 0 | 0 | 0 | 0 | 0 | 0 | 0 | 0 | 0 | 0 | 0 | 0 | 0 | 0 | 0 | 0 | 0 | 0 | 0 | 0 | 0 | 0 | 0 | 0 | 0
F2_Commercial_Retail_New_Space Heating_Natural Gas_Unit Heater_E6 | F2 | Commercial | Retail | New | Space Heating | Natural Gas | Unit Heater | E6 | TRC BC Ratio | 0 | 0 | 0 | 0 | 0 | 0 | 0 | 0 | 0 | 0 | 0 | 0 | 0 | 0 | 0 | 0 | 0 | 0 | 0 | 0 | 0 | 0 | 0 | 0 | 0 | 0 | 0 | 0 | 0 | 0 | 0 | 0 | 0
F2_Commercial_Retail_New_Space Heating_Natural Gas_Unit Heater_E7 | F2 | Commercial | Retail | New | Space Heating | Natural Gas | Unit Heater | E7 | TRC BC Ratio | 0 | 0 | 0 | 0 | 0 | 0 | 0 | 0 | 0 | 0 | 0 | 0 | 0 | 0 | 0 | 0 | 0 | 0 | 0 | 0 | 0 | 0 | 0 | 0 | 0 | 0 | 0 | 0 | 0 | 0 | 0 | 0 | 0
F2_Commercial_Retail_New_Space Heating_Natural Gas_Unit Heater_E8 | F2 | Commercial | Retail | New | Space Heating | Natural Gas | Unit Heater | E8 | TRC BC Ratio | 0 | 0 | 0 | 0 | 0 | 0 | 0 | 0 | 0 | 0 | 0 | 0 | 0 | 0 | 0 | 0 | 0 | 0 | 0 | 0 | 0 | 0 | 0 | 0 | 0 | 0 | 0 | 0 | 0 | 0 | 0 | 0 | 0
F2_Commercial_Retail_New_Space Heating_Natural Gas_Unit Heater_E9 | F2 | Commercial | Retail | New | Space Heating | Natural Gas | Unit Heater | E9 | TRC BC Ratio | 0 | 0 | 0 | 0 | 0 | 0 | 0 | 0 | 0 | 0 | 0 | 0 | 0 | 0 | 0 | 0 | 0 | 0 | 0 | 0 | 0 | 0 | 0 | 0 | 0 | 0 | 0 | 0 | 0 | 0 | 0 | 0 | 0
F2_Commercial_Retail_New_Space Heating_Natural Gas_Unit Heater_E10 | F2 | Commercial | Retail | New | Space Heating | Natural Gas | Unit Heater | E10 | TRC BC Ratio | 0 | 0 | 0 | 0 | 0 | 0 | 0 | 0 | 0 | 0 | 0 | 0 | 0 | 0 | 0 | 0 | 0 | 0 | 0 | 0 | 0 | 0 | 0 | 0 | 0 | 0 | 0 | 0 | 0 | 0 | 0 | 0 | 0
F3_Commercial_Retail_New_Space Heating_Natural Gas_Unit Heater_E1 | F3 | Commercial | Retail | New | Space Heating | Natural Gas | Unit Heater | E1 | PACT BC Ratio | bar: 2019 to 2051
F3_Commercial_Retail_New_Space Heating_Natural Gas_Unit Heater_E2 | F3 | Commercial | Retail | New | Space Heating | Natural Gas | Unit Heater | E2 | PACT BC Ratio | 1.9089 | 1.911 | 1.9134 | 1.917 | 1.922 | 1.93 | 1.9346 | 1.9375 | 1.9409 | 1.9439 | 1.9456 | 1.9464 | 1.9476 | 1.9492 | 1.9516 | 1.953 | 1.9551 | 1.9585 | 1.9619 | 1.9658 | 1.9702 | 1.9739 | 1.9769 | 1.9791 | 1.9806 | 1.981 | 1.9802 | 1.9786 | 1.9773 | 1.9767 | 1.9771 | 1.9773 | 1.9773
F3_Commercial_Retail_New_Space Heating_Natural Gas_Unit Heater_E3 | F3 | Commercial | Retail | New | Space Heating | Natural Gas | Unit Heater | E3 | PACT BC Ratio | 19.306 | 19.355 | 19.4154 | 19.4958 | 19.5967 | 19.747 | 19.8157 | 19.8297 | 19.8411 | 19.8377 | 19.8073 | 19.773 | 19.7606 | 19.7724 | 19.8164 | 19.851 | 19.9026 | 19.9794 | 20.0504 | 20.1229 | 20.2012 | 20.2691 | 20.3234 | 20.3645 | 20.3919 | 20.3998 | 20.3852 | 20.3553 | 20.3317 | 20.3202 | 20.3286 | 20.3318 | 20.3318
F3_Commercial_Retail_New_Space Heating_Natural Gas_Unit Heater_E4 | F3 | Commercial | Retail | New | Space Heating | Natural Gas | Unit Heater | E4 | PACT BC Ratio | 0 | 0 | 0 | 0 | 0 | 0 | 0 | 0 | 0 | 0 | 0 | 0 | 0 | 0 | 0 | 0 | 0 | 0 | 0 | 0 | 0 | 0 | 0 | 0 | 0 | 0 | 0 | 0 | 0 | 0 | 0 | 0 | 0
F3_Commercial_Retail_New_Space Heating_Natural Gas_Unit Heater_E5 | F3 | Commercial | Retail | New | Space Heating | Natural Gas | Unit Heater | E5 | PACT BC Ratio | 0 | 0 | 0 | 0 | 0 | 0 | 0 | 0 | 0 | 0 | 0 | 0 | 0 | 0 | 0 | 0 | 0 | 0 | 0 | 0 | 0 | 0 | 0 | 0 | 0 | 0 | 0 | 0 | 0 | 0 | 0 | 0 | 0
F3_Commercial_Retail_New_Space Heating_Natural Gas_Unit Heater_E6 | F3 | Commercial | Retail | New | Space Heating | Natural Gas | Unit Heater | E6 | PACT BC Ratio | 0 | 0 | 0 | 0 | 0 | 0 | 0 | 0 | 0 | 0 | 0 | 0 | 0 | 0 | 0 | 0 | 0 | 0 | 0 | 0 | 0 | 0 | 0 | 0 | 0 | 0 | 0 | 0 | 0 | 0 | 0 | 0 | 0
F3_Commercial_Retail_New_Space Heating_Natural Gas_Unit Heater_E7 | F3 | Commercial | Retail | New | Space Heating | Natural Gas | Unit Heater | E7 | PACT BC Ratio | 0 | 0 | 0 | 0 | 0 | 0 | 0 | 0 | 0 | 0 | 0 | 0 | 0 | 0 | 0 | 0 | 0 | 0 | 0 | 0 | 0 | 0 | 0 | 0 | 0 | 0 | 0 | 0 | 0 | 0 | 0 | 0 | 0
F3_Commercial_Retail_New_Space Heating_Natural Gas_Unit Heater_E8 | F3 | Commercial | Retail | New | Space Heating | Natural Gas | Unit Heater | E8 | PACT BC Ratio | 0 | 0 | 0 | 0 | 0 | 0 | 0 | 0 | 0 | 0 | 0 | 0 | 0 | 0 | 0 | 0 | 0 | 0 | 0 | 0 | 0 | 0 | 0 | 0 | 0 | 0 | 0 | 0 | 0 | 0 | 0 | 0 | 0
F3_Commercial_Retail_New_Space Heating_Natural Gas_Unit Heater_E9 | F3 | Commercial | Retail | New | Space Heating | Natural Gas | Unit Heater | E9 | PACT BC Ratio | 0 | 0 | 0 | 0 | 0 | 0 | 0 | 0 | 0 | 0 | 0 | 0 | 0 | 0 | 0 | 0 | 0 | 0 | 0 | 0 | 0 | 0 | 0 | 0 | 0 | 0 | 0 | 0 | 0 | 0 | 0 | 0 | 0
F3_Commercial_Retail_New_Space Heating_Natural Gas_Unit Heater_E10 | F3 | Commercial | Retail | New | Space Heating | Natural Gas | Unit Heater | E10 | PACT BC Ratio | 0 | 0 | 0 | 0 | 0 | 0 | 0 | 0 | 0 | 0 | 0 | 0 | 0 | 0 | 0 | 0 | 0 | 0 | 0 | 0 | 0 | 0 | 0 | 0 | 0 | 0 | 0 | 0 | 0 | 0 | 0 | 0 | 0
F4_Commercial_Retail_New_Space Heating_Natural Gas_Unit Heater_E1 | F4 | Commercial | Retail | New | Space Heating | Natural Gas | Unit Heater | E1 | RVT BC Ratio | bar: 2019 to 2051
F4_Commercial_Retail_New_Space Heating_Natural Gas_Unit Heater_E2 | F4 | Commercial | Retail | New | Space Heating | Natural Gas | Unit Heater | E2 | RVT BC Ratio | 2.7582 | 2.7606 | 2.7631 | 2.767 | 2.7724 | 2.781 | 2.786 | 2.7891 | 2.7928 | 2.796 | 2.7979 | 2.7988 | 2.8 | 2.8017 | 2.8044 | 2.8058 | 2.8081 | 2.8118 | 2.8155 | 2.8196 | 2.8244 | 2.8284 | 2.8316 | 2.834 | 2.8356 | 2.836 | 2.8352 | 2.8334 | 2.832 | 2.8314 | 2.8319 | 2.832 | 2.832
F4_Commercial_Retail_New_Space Heating_Natural Gas_Unit Heater_E3 | F4 | Commercial | Retail | New | Space Heating | Natural Gas | Unit Heater | E3 | RVT BC Ratio | 21.5169 | 21.5696 | 21.6348 | 21.7215 | 21.8304 | 21.9924 | 22.0664 | 22.0815 | 22.0938 | 22.0901 | 22.0573 | 22.0204 | 22.007 | 22.0198 | 22.0672 | 22.1045 | 22.1601 | 22.243 | 22.3196 | 22.3977 | 22.4821 | 22.5554 | 22.6139 | 22.6582 | 22.6877 | 22.6962 | 22.6806 | 22.6482 | 22.6228 | 22.6104 | 22.6194 | 22.6229 | 22.6229
F4_Commercial_Retail_New_Space Heating_Natural Gas_Unit Heater_E4 | F4 | Commercial | Retail | New | Space Heating | Natural Gas | Unit Heater | E4 | RVT BC Ratio | 0 | 0 | 0 | 0 | 0 | 0 | 0 | 0 | 0 | 0 | 0 | 0 | 0 | 0 | 0 | 0 | 0 | 0 | 0 | 0 | 0 | 0 | 0 | 0 | 0 | 0 | 0 | 0 | 0 | 0 | 0 | 0 | 0
F4_Commercial_Retail_New_Space Heating_Natural Gas_Unit Heater_E5 | F4 | Commercial | Retail | New | Space Heating | Natural Gas | Unit Heater | E5 | RVT BC Ratio | 0 | 0 | 0 | 0 | 0 | 0 | 0 | 0 | 0 | 0 | 0 | 0 | 0 | 0 | 0 | 0 | 0 | 0 | 0 | 0 | 0 | 0 | 0 | 0 | 0 | 0 | 0 | 0 | 0 | 0 | 0 | 0 | 0
F4_Commercial_Retail_New_Space Heating_Natural Gas_Unit Heater_E6 | F4 | Commercial | Retail | New | Space Heating | Natural Gas | Unit Heater | E6 | RVT BC Ratio | 0 | 0 | 0 | 0 | 0 | 0 | 0 | 0 | 0 | 0 | 0 | 0 | 0 | 0 | 0 | 0 | 0 | 0 | 0 | 0 | 0 | 0 | 0 | 0 | 0 | 0 | 0 | 0 | 0 | 0 | 0 | 0 | 0
F4_Commercial_Retail_New_Space Heating_Natural Gas_Unit Heater_E7 | F4 | Commercial | Retail | New | Space Heating | Natural Gas | Unit Heater | E7 | RVT BC Ratio | 0 | 0 | 0 | 0 | 0 | 0 | 0 | 0 | 0 | 0 | 0 | 0 | 0 | 0 | 0 | 0 | 0 | 0 | 0 | 0 | 0 | 0 | 0 | 0 | 0 | 0 | 0 | 0 | 0 | 0 | 0 | 0 | 0
F4_Commercial_Retail_New_Space Heating_Natural Gas_Unit Heater_E8 | F4 | Commercial | Retail | New | Space Heating | Natural Gas | Unit Heater | E8 | RVT BC Ratio | 0 | 0 | 0 | 0 | 0 | 0 | 0 | 0 | 0 | 0 | 0 | 0 | 0 | 0 | 0 | 0 | 0 | 0 | 0 | 0 | 0 | 0 | 0 | 0 | 0 | 0 | 0 | 0 | 0 | 0 | 0 | 0 | 0
F4_Commercial_Retail_New_Space Heating_Natural Gas_Unit Heater_E9 | F4 | Commercial | Retail | New | Space Heating | Natural Gas | Unit Heater | E9 | RVT BC Ratio | 0 | 0 | 0 | 0 | 0 | 0 | 0 | 0 | 0 | 0 | 0 | 0 | 0 | 0 | 0 | 0 | 0 | 0 | 0 | 0 | 0 | 0 | 0 | 0 | 0 | 0 | 0 | 0 | 0 | 0 | 0 | 0 | 0
F4_Commercial_Retail_New_Space Heating_Natural Gas_Unit Heater_E10 | F4 | Commercial | Retail | New | Space Heating | Natural Gas | Unit Heater | E10 | RVT BC Ratio | 0 | 0 | 0 | 0 | 0 | 0 | 0 | 0 | 0 | 0 | 0 | 0 | 0 | 0 | 0 | 0 | 0 | 0 | 0 | 0 | 0 | 0 | 0 | 0 | 0 | 0 | 0 | 0 | 0 | 0 | 0 | 0 | 0
F5_Commercial_Retail_New_Space Heating_Natural Gas_Unit Heater_E1 | F5 | Commercial | Retail | New | Space Heating | Natural Gas | Unit Heater | E1 | RIM BC Ratio | bar: 2019 to 2051
F5_Commercial_Retail_New_Space Heating_Natural Gas_Unit Heater_E2 | F5 | Commercial | Retail | New | Space Heating | Natural Gas | Unit Heater | E2 | RIM BC Ratio | 0.58074 | 0.58094 | 0.58116 | 0.58149 | 0.58195 | 0.58268 | 0.58311 | 0.58337 | 0.58367 | 0.58394 | 0.5841 | 0.58417 | 0.58428 | 0.58442 | 0.58464 | 0.58476 | 0.58495 | 0.58526 | 0.58556 | 0.5859 | 0.58629 | 0.58662 | 0.58688 | 0.58708 | 0.58721 | 0.58725 | 0.58718 | 0.58703 | 0.58692 | 0.58687 | 0.58691 | 0.58692 | 0.58692
F5_Commercial_Retail_New_Space Heating_Natural Gas_Unit Heater_E3 | F5 | Commercial | Retail | New | Space Heating | Natural Gas | Unit Heater | E3 | RIM BC Ratio | 0.80009 | 0.80017 | 0.80027 | 0.80041 | 0.80058 | 0.80083 | 0.80094 | 0.80096 | 0.80098 | 0.80098 | 0.80093 | 0.80087 | 0.80085 | 0.80087 | 0.80094 | 0.801 | 0.80108 | 0.80121 | 0.80132 | 0.80144 | 0.80156 | 0.80167 | 0.80175 | 0.80182 | 0.80186 | 0.80187 | 0.80185 | 0.8018 | 0.80176 | 0.80175 | 0.80176 | 0.80176 | 0.80176
F5_Commercial_Retail_New_Space Heating_Natural Gas_Unit Heater_E4 | F5 | Commercial | Retail | New | Space Heating | Natural Gas | Unit Heater | E4 | RIM BC Ratio | 0 | 0 | 0 | 0 | 0 | 0 | 0 | 0 | 0 | 0 | 0 | 0 | 0 | 0 | 0 | 0 | 0 | 0 | 0 | 0 | 0 | 0 | 0 | 0 | 0 | 0 | 0 | 0 | 0 | 0 | 0 | 0 | 0
F5_Commercial_Retail_New_Space Heating_Natural Gas_Unit Heater_E5 | F5 | Commercial | Retail | New | Space Heating | Natural Gas | Unit Heater | E5 | RIM BC Ratio | 0 | 0 | 0 | 0 | 0 | 0 | 0 | 0 | 0 | 0 | 0 | 0 | 0 | 0 | 0 | 0 | 0 | 0 | 0 | 0 | 0 | 0 | 0 | 0 | 0 | 0 | 0 | 0 | 0 | 0 | 0 | 0 | 0
F5_Commercial_Retail_New_Space Heating_Natural Gas_Unit Heater_E6 | F5 | Commercial | Retail | New | Space Heating | Natural Gas | Unit Heater | E6 | RIM BC Ratio | 0 | 0 | 0 | 0 | 0 | 0 | 0 | 0 | 0 | 0 | 0 | 0 | 0 | 0 | 0 | 0 | 0 | 0 | 0 | 0 | 0 | 0 | 0 | 0 | 0 | 0 | 0 | 0 | 0 | 0 | 0 | 0 | 0
F5_Commercial_Retail_New_Space Heating_Natural Gas_Unit Heater_E7 | F5 | Commercial | Retail | New | Space Heating | Natural Gas | Unit Heater | E7 | RIM BC Ratio | 0 | 0 | 0 | 0 | 0 | 0 | 0 | 0 | 0 | 0 | 0 | 0 | 0 | 0 | 0 | 0 | 0 | 0 | 0 | 0 | 0 | 0 | 0 | 0 | 0 | 0 | 0 | 0 | 0 | 0 | 0 | 0 | 0
F5_Commercial_Retail_New_Space Heating_Natural Gas_Unit Heater_E8 | F5 | Commercial | Retail | New | Space Heating | Natural Gas | Unit Heater | E8 | RIM BC Ratio | 0 | 0 | 0 | 0 | 0 | 0 | 0 | 0 | 0 | 0 | 0 | 0 | 0 | 0 | 0 | 0 | 0 | 0 | 0 | 0 | 0 | 0 | 0 | 0 | 0 | 0 | 0 | 0 | 0 | 0 | 0 | 0 | 0
F5_Commercial_Retail_New_Space Heating_Natural Gas_Unit Heater_E9 | F5 | Commercial | Retail | New | Space Heating | Natural Gas | Unit Heater | E9 | RIM BC Ratio | 0 | 0 | 0 | 0 | 0 | 0 | 0 | 0 | 0 | 0 | 0 | 0 | 0 | 0 | 0 | 0 | 0 | 0 | 0 | 0 | 0 | 0 | 0 | 0 | 0 | 0 | 0 | 0 | 0 | 0 | 0 | 0 | 0
F5_Commercial_Retail_New_Space Heating_Natural Gas_Unit Heater_E10 | F5 | Commercial | Retail | New | Space Heating | Natural Gas | Unit Heater | E10 | RIM BC Ratio | 0 | 0 | 0 | 0 | 0 | 0 | 0 | 0 | 0 | 0 | 0 | 0 | 0 | 0 | 0 | 0 | 0 | 0 | 0 | 0 | 0 | 0 | 0 | 0 | 0 | 0 | 0 | 0 | 0 | 0 | 0 | 0 | 0
F0_Commercial_Retail_New_Water Heating_Natural Gas_Water Heater_E0 | F0 | Commercial | Retail | New | Water Heating | Natural Gas | Water Heater | E0 | Economic Unit | Gas-Fired Absorption HPWH | Gas-Fired Absorption HPWH | Gas-Fired Absorption HPWH | Gas-Fired Absorption HPWH | Gas-Fired Absorption HPWH | Gas-Fired Absorption HPWH | Gas-Fired Absorption HPWH | Gas-Fired Absorption HPWH | Gas-Fired Absorption HPWH | Gas-Fired Absorption HPWH | Gas-Fired Absorption HPWH | Gas-Fired Absorption HPWH | Gas-Fired Absorption HPWH | Gas-Fired Absorption HPWH | Gas-Fired Absorption HPWH | Gas-Fired Absorption HPWH | Gas-Fired Absorption HPWH | Gas-Fired Absorption HPWH | Gas-Fired Absorption HPWH | Gas-Fired Absorption HPWH | Gas-Fired Absorption HPWH | Gas-Fired Absorption HPWH | Gas-Fired Absorption HPWH | Gas-Fired Absorption HPWH | Gas-Fired Absorption HPWH | Gas-Fired Absorption HPWH | Gas-Fired Absorption HPWH | Gas-Fired Absorption HPWH | Gas-Fired Absorption HPWH | Gas-Fired Absorption HPWH | Gas-Fired Absorption HPWH | Gas-Fired Absorption HPWH | Gas-Fired Absorption HPWH
F1_Commercial_Retail_New_Water Heating_Natural Gas_Water Heater_E1 | F1 | Commercial | Retail | New | Water Heating | Natural Gas | Water Heater | E1 | CCE | 0 | 0 | 0 | 0 | 0 | 0 | 0 | 0 | 0 | 0 | 0 | 0 | 0 | 0 | 0 | 0 | 0 | 0 | 0 | 0 | 0 | 0 | 0 | 0 | 0 | 0 | 0 | 0 | 0 | 0 | 0 | 0 | 0
F1_Commercial_Retail_New_Water Heating_Natural Gas_Water Heater_E2 | F1 | Commercial | Retail | New | Water Heating | Natural Gas | Water Heater | E2 | CCE | -0.002583 | -0.002583 | -0.002583 | -0.002583 | -0.002583 | -0.002583 | -0.002583 | -0.002583 | -0.002583 | -0.002583 | -0.002583 | -0.002583 | -0.002583 | -0.002583 | -0.002583 | -0.002583 | -0.002583 | -0.002583 | -0.002583 | -0.002583 | -0.002583 | -0.002583 | -0.002583 | -0.002583 | -0.002583 | -0.002583 | -0.002583 | -0.002583 | -0.002583 | -0.002583 | -0.002583 | -0.002583 | -0.002583
F1_Commercial_Retail_New_Water Heating_Natural Gas_Water Heater_E3 | F1 | Commercial | Retail | New | Water Heating | Natural Gas | Water Heater | E3 | CCE | 0.022511 | 0.022511 | 0.022511 | 0.022511 | 0.022511 | 0.022511 | 0.022511 | 0.022511 | 0.022511 | 0.022511 | 0.022511 | 0.022511 | 0.022511 | 0.022511 | 0.022511 | 0.022511 | 0.022511 | 0.022511 | 0.022511 | 0.022511 | 0.022511 | 0.022511 | 0.022511 | 0.022511 | 0.022511 | 0.022511 | 0.022511 | 0.022511 | 0.022511 | 0.022511 | 0.022511 | 0.022511 | 0.022511
F1_Commercial_Retail_New_Water Heating_Natural Gas_Water Heater_E4 | F1 | Commercial | Retail | New | Water Heating | Natural Gas | Water Heater | E4 | CCE | 0.027695 | 0.027695 | 0.027695 | 0.027695 | 0.027695 | 0.027695 | 0.027695 | 0.027695 | 0.027695 | 0.027695 | 0.027695 | 0.027695 | 0.027695 | 0.027695 | 0.027695 | 0.027695 | 0.027695 | 0.027695 | 0.027695 | 0.027695 | 0.027695 | 0.027695 | 0.027695 | 0.027695 | 0.027695 | 0.027695 | 0.027695 | 0.027695 | 0.027695 | 0.027695 | 0.027695 | 0.027695 | 0.027695
F1_Commercial_Retail_New_Water Heating_Natural Gas_Water Heater_E5 | F1 | Commercial | Retail | New | Water Heating | Natural Gas | Water Heater | E5 | CCE | 0.041261 | 0.041261 | 0.041261 | 0.041261 | 0.041261 | 0.041261 | 0.041261 | 0.041261 | 0.041261 | 0.041261 | 0.041261 | 0.041261 | 0.041261 | 0.041261 | 0.041261 | 0.041261 | 0.041261 | 0.041261 | 0.041261 | 0.041261 | 0.041261 | 0.041261 | 0.041261 | 0.041261 | 0.041261 | 0.041261 | 0.041261 | 0.041261 | 0.041261 | 0.041261 | 0.041261 | 0.041261 | 0.041261
F1_Commercial_Retail_New_Water Heating_Natural Gas_Water Heater_E6 | F1 | Commercial | Retail | New | Water Heating | Natural Gas | Water Heater | E6 | CCE | -0.074184 | -0.074184 | -0.074184 | -0.074184 | -0.074184 | -0.074184 | -0.074184 | -0.074184 | -0.074184 | -0.074184 | -0.074184 | -0.074184 | -0.074184 | -0.074184 | -0.074184 | -0.074184 | -0.074184 | -0.074184 | -0.074184 | -0.074184 | -0.074184 | -0.074184 | -0.074184 | -0.074184 | -0.074184 | -0.074184 | -0.074184 | -0.074184 | -0.074184 | -0.074184 | -0.074184 | -0.074184 | -0.074184
F1_Commercial_Retail_New_Water Heating_Natural Gas_Water Heater_E7 | F1 | Commercial | Retail | New | Water Heating | Natural Gas | Water Heater | E7 | CCE | 0.063958 | 0.063958 | 0.063958 | 0.063958 | 0.063958 | 0.063958 | 0.063958 | 0.063958 | 0.063958 | 0.063958 | 0.063958 | 0.063958 | 0.063958 | 0.063958 | 0.063958 | 0.063958 | 0.063958 | 0.063958 | 0.063958 | 0.063958 | 0.063958 | 0.063958 | 0.063958 | 0.063958 | 0.063958 | 0.063958 | 0.063958 | 0.063958 | 0.063958 | 0.063958 | 0.063958 | 0.063958 | 0.063958
F1_Commercial_Retail_New_Water Heating_Natural Gas_Water Heater_E8 | F1 | Commercial | Retail | New | Water Heating | Natural Gas | Water Heater | E8 | CCE | 0 | 0 | 0 | 0 | 0 | 0 | 0 | 0 | 0 | 0 | 0 | 0 | 0 | 0 | 0 | 0 | 0 | 0 | 0 | 0 | 0 | 0 | 0 | 0 | 0 | 0 | 0 | 0 | 0 | 0 | 0 | 0 | 0
F1_Commercial_Retail_New_Water Heating_Natural Gas_Water Heater_E9 | F1 | Commercial | Retail | New | Water Heating | Natural Gas | Water Heater | E9 | CCE | 0 | 0 | 0 | 0 | 0 | 0 | 0 | 0 | 0 | 0 | 0 | 0 | 0 | 0 | 0 | 0 | 0 | 0 | 0 | 0 | 0 | 0 | 0 | 0 | 0 | 0 | 0 | 0 | 0 | 0 | 0 | 0 | 0
F1_Commercial_Retail_New_Water Heating_Natural Gas_Water Heater_E10 | F1 | Commercial | Retail | New | Water Heating | Natural Gas | Water Heater | E10 | CCE | 0 | 0 | 0 | 0 | 0 | 0 | 0 | 0 | 0 | 0 | 0 | 0 | 0 | 0 | 0 | 0 | 0 | 0 | 0 | 0 | 0 | 0 | 0 | 0 | 0 | 0 | 0 | 0 | 0 | 0 | 0 | 0 | 0
F2_Commercial_Retail_New_Water Heating_Natural Gas_Water Heater_E1 | F2 | Commercial | Retail | New | Water Heating | Natural Gas | Water Heater | E1 | TRC BC Ratio | bar: 2019 to 2051
F2_Commercial_Retail_New_Water Heating_Natural Gas_Water Heater_E2 | F2 | Commercial | Retail | New | Water Heating | Natural Gas | Water Heater | E2 | TRC BC Ratio | bar: 2019 to 2051
F2_Commercial_Retail_New_Water Heating_Natural Gas_Water Heater_E3 | F2 | Commercial | Retail | New | Water Heating | Natural Gas | Water Heater | E3 | TRC BC Ratio | 47.7244 | 48.1606 | 48.6795 | 49.2817 | 49.9843 | 50.816 | 51.4883 | 52.121 | 52.7459 | 53.3739 | 53.9475 | 54.4511 | 54.9576 | 55.4924 | 56.1095 | 56.7221 | 57.3973 | 58.1421 | 58.9312 | 59.7451 | 60.5769 | 61.3576 | 62.073 | 62.725 | 63.3008 | 63.791 | 64.1355 | 64.3891 | 64.6075 | 64.7935 | 64.9781 | 65.0614 | 65.0614
F2_Commercial_Retail_New_Water Heating_Natural Gas_Water Heater_E4 | F2 | Commercial | Retail | New | Water Heating | Natural Gas | Water Heater | E4 | TRC BC Ratio | 38.7912 | 39.1457 | 39.5675 | 40.057 | 40.628 | 41.3041 | 41.8505 | 42.3648 | 42.8727 | 43.3832 | 43.8494 | 44.2588 | 44.6704 | 45.1051 | 45.6067 | 46.1046 | 46.6534 | 47.2588 | 47.9002 | 48.5617 | 49.2379 | 49.8724 | 50.4539 | 50.9839 | 51.4519 | 51.8503 | 52.1304 | 52.3365 | 52.514 | 52.6652 | 52.8153 | 52.883 | 52.883
F2_Commercial_Retail_New_Water Heating_Natural Gas_Water Heater_E5 | F2 | Commercial | Retail | New | Water Heating | Natural Gas | Water Heater | E5 | TRC BC Ratio | 26.037 | 26.275 | 26.558 | 26.8866 | 27.2699 | 27.7237 | 28.0904 | 28.4357 | 28.7766 | 29.1192 | 29.4321 | 29.7069 | 29.9832 | 30.275 | 30.6117 | 30.9458 | 31.3142 | 31.7206 | 32.1511 | 32.5951 | 33.0489 | 33.4748 | 33.8652 | 34.2208 | 34.535 | 34.8024 | 34.9904 | 35.1287 | 35.2479 | 35.3494 | 35.4501 | 35.4955 | 35.4955
F2_Commercial_Retail_New_Water Heating_Natural Gas_Water Heater_E6 | F2 | Commercial | Retail | New | Water Heating | Natural Gas | Water Heater | E6 | TRC BC Ratio | bar: 2019 to 2051
F2_Commercial_Retail_New_Water Heating_Natural Gas_Water Heater_E7 | F2 | Commercial | Retail | New | Water Heating | Natural Gas | Water Heater | E7 | TRC BC Ratio | 15.9851 | 16.0967 | 16.2737 | 16.5172 | 16.825 | 17.1997 | 17.4799 | 17.7284 | 17.9481 | 18.1469 | 18.2958 | 18.3905 | 18.4821 | 18.597 | 18.7769 | 18.9743 | 19.2214 | 19.5268 | 19.8745 | 20.2493 | 20.6474 | 21.0273 | 21.3863 | 21.7326 | 22.0474 | 22.3154 | 22.5038 | 22.6424 | 22.7619 | 22.8636 | 22.9645 | 23.0101 | 23.0101
F2_Commercial_Retail_New_Water Heating_Natural Gas_Water Heater_E8 | F2 | Commercial | Retail | New | Water Heating | Natural Gas | Water Heater | E8 | TRC BC Ratio | 0 | 0 | 0 | 0 | 0 | 0 | 0 | 0 | 0 | 0 | 0 | 0 | 0 | 0 | 0 | 0 | 0 | 0 | 0 | 0 | 0 | 0 | 0 | 0 | 0 | 0 | 0 | 0 | 0 | 0 | 0 | 0 | 0
F2_Commercial_Retail_New_Water Heating_Natural Gas_Water Heater_E9 | F2 | Commercial | Retail | New | Water Heating | Natural Gas | Water Heater | E9 | TRC BC Ratio | 0 | 0 | 0 | 0 | 0 | 0 | 0 | 0 | 0 | 0 | 0 | 0 | 0 | 0 | 0 | 0 | 0 | 0 | 0 | 0 | 0 | 0 | 0 | 0 | 0 | 0 | 0 | 0 | 0 | 0 | 0 | 0 | 0
F2_Commercial_Retail_New_Water Heating_Natural Gas_Water Heater_E10 | F2 | Commercial | Retail | New | Water Heating | Natural Gas | Water Heater | E10 | TRC BC Ratio | 0 | 0 | 0 | 0 | 0 | 0 | 0 | 0 | 0 | 0 | 0 | 0 | 0 | 0 | 0 | 0 | 0 | 0 | 0 | 0 | 0 | 0 | 0 | 0 | 0 | 0 | 0 | 0 | 0 | 0 | 0 | 0 | 0
F3_Commercial_Retail_New_Water Heating_Natural Gas_Water Heater_E1 | F3 | Commercial | Retail | New | Water Heating | Natural Gas | Water Heater | E1 | PACT BC Ratio | bar: 2019 to 2051
F3_Commercial_Retail_New_Water Heating_Natural Gas_Water Heater_E2 | F3 | Commercial | Retail | New | Water Heating | Natural Gas | Water Heater | E2 | PACT BC Ratio | bar: 2019 to 2051
F3_Commercial_Retail_New_Water Heating_Natural Gas_Water Heater_E3 | F3 | Commercial | Retail | New | Water Heating | Natural Gas | Water Heater | E3 | PACT BC Ratio | 63.6326 | 64.2141 | 64.906 | 65.709 | 66.6457 | 67.7547 | 68.651 | 69.4947 | 70.3279 | 71.1653 | 71.93 | 72.6015 | 73.2768 | 73.9899 | 74.8127 | 75.6294 | 76.5297 | 77.5228 | 78.5749 | 79.6601 | 80.7693 | 81.8101 | 82.764 | 83.6333 | 84.401 | 85.0546 | 85.514 | 85.8521 | 86.1434 | 86.3914 | 86.6375 | 86.7486 | 86.7486
F3_Commercial_Retail_New_Water Heating_Natural Gas_Water Heater_E4 | F3 | Commercial | Retail | New | Water Heating | Natural Gas | Water Heater | E4 | PACT BC Ratio | 51.7216 | 52.1943 | 52.7566 | 53.4093 | 54.1707 | 55.0721 | 55.8007 | 56.4864 | 57.1637 | 57.8443 | 58.4658 | 59.0117 | 59.5605 | 60.1401 | 60.809 | 61.4728 | 62.2046 | 63.0118 | 63.8669 | 64.749 | 65.6506 | 66.4966 | 67.2719 | 67.9785 | 68.6025 | 69.1338 | 69.5072 | 69.782 | 70.0187 | 70.2203 | 70.4203 | 70.5106 | 70.5106
F3_Commercial_Retail_New_Water Heating_Natural Gas_Water Heater_E5 | F3 | Commercial | Retail | New | Water Heating | Natural Gas | Water Heater | E5 | PACT BC Ratio | 34.716 | 35.0333 | 35.4107 | 35.8488 | 36.3599 | 36.9649 | 37.4539 | 37.9142 | 38.3688 | 38.8256 | 39.2428 | 39.6092 | 39.9776 | 40.3666 | 40.8156 | 41.2611 | 41.7523 | 42.2941 | 42.8681 | 43.4601 | 44.0653 | 44.6331 | 45.1535 | 45.6278 | 46.0466 | 46.4032 | 46.6539 | 46.8383 | 46.9972 | 47.1325 | 47.2668 | 47.3274 | 47.3274
F3_Commercial_Retail_New_Water Heating_Natural Gas_Water Heater_E6 | F3 | Commercial | Retail | New | Water Heating | Natural Gas | Water Heater | E6 | PACT BC Ratio | bar: 2019 to 2051
F3_Commercial_Retail_New_Water Heating_Natural Gas_Water Heater_E7 | F3 | Commercial | Retail | New | Water Heating | Natural Gas | Water Heater | E7 | PACT BC Ratio | 21.3134 | 21.4623 | 21.6983 | 22.023 | 22.4334 | 22.933 | 23.3065 | 23.6379 | 23.9307 | 24.1959 | 24.3944 | 24.5206 | 24.6428 | 24.796 | 25.0359 | 25.2991 | 25.6286 | 26.0358 | 26.4994 | 26.999 | 27.5299 | 28.0365 | 28.5151 | 28.9768 | 29.3965 | 29.7539 | 30.0051 | 30.1899 | 30.3492 | 30.4848 | 30.6193 | 30.6801 | 30.6801
F3_Commercial_Retail_New_Water Heating_Natural Gas_Water Heater_E8 | F3 | Commercial | Retail | New | Water Heating | Natural Gas | Water Heater | E8 | PACT BC Ratio | 0 | 0 | 0 | 0 | 0 | 0 | 0 | 0 | 0 | 0 | 0 | 0 | 0 | 0 | 0 | 0 | 0 | 0 | 0 | 0 | 0 | 0 | 0 | 0 | 0 | 0 | 0 | 0 | 0 | 0 | 0 | 0 | 0
F3_Commercial_Retail_New_Water Heating_Natural Gas_Water Heater_E9 | F3 | Commercial | Retail | New | Water Heating | Natural Gas | Water Heater | E9 | PACT BC Ratio | 0 | 0 | 0 | 0 | 0 | 0 | 0 | 0 | 0 | 0 | 0 | 0 | 0 | 0 | 0 | 0 | 0 | 0 | 0 | 0 | 0 | 0 | 0 | 0 | 0 | 0 | 0 | 0 | 0 | 0 | 0 | 0 | 0
F3_Commercial_Retail_New_Water Heating_Natural Gas_Water Heater_E10 | F3 | Commercial | Retail | New | Water Heating | Natural Gas | Water Heater | E10 | PACT BC Ratio | 0 | 0 | 0 | 0 | 0 | 0 | 0 | 0 | 0 | 0 | 0 | 0 | 0 | 0 | 0 | 0 | 0 | 0 | 0 | 0 | 0 | 0 | 0 | 0 | 0 | 0 | 0 | 0 | 0 | 0 | 0 | 0 | 0
F4_Commercial_Retail_New_Water Heating_Natural Gas_Water Heater_E1 | F4 | Commercial | Retail | New | Water Heating | Natural Gas | Water Heater | E1 | RVT BC Ratio | bar: 2019 to 2051
F4_Commercial_Retail_New_Water Heating_Natural Gas_Water Heater_E2 | F4 | Commercial | Retail | New | Water Heating | Natural Gas | Water Heater | E2 | RVT BC Ratio | bar: 2019 to 2051
F4_Commercial_Retail_New_Water Heating_Natural Gas_Water Heater_E3 | F4 | Commercial | Retail | New | Water Heating | Natural Gas | Water Heater | E3 | RVT BC Ratio | 69.3124 | 69.9394 | 70.6854 | 71.5513 | 72.5613 | 73.7571 | 74.7236 | 75.6333 | 76.5317 | 77.4346 | 78.2591 | 78.9832 | 79.7113 | 80.4802 | 81.3675 | 82.2481 | 83.2188 | 84.2896 | 85.424 | 86.5942 | 87.7902 | 88.9124 | 89.941 | 90.8783 | 91.7061 | 92.4109 | 92.9062 | 93.2707 | 93.5848 | 93.8522 | 94.1176 | 94.2374 | 94.2374
F4_Commercial_Retail_New_Water Heating_Natural Gas_Water Heater_E4 | F4 | Commercial | Retail | New | Water Heating | Natural Gas | Water Heater | E4 | RVT BC Ratio | 56.4693 | 56.9789 | 57.5853 | 58.2891 | 59.11 | 60.082 | 60.8676 | 61.607 | 62.3372 | 63.0711 | 63.7413 | 64.3299 | 64.9217 | 65.5466 | 66.2678 | 66.9836 | 67.7726 | 68.643 | 69.5651 | 70.5162 | 71.4883 | 72.4005 | 73.2365 | 73.9984 | 74.6712 | 75.2441 | 75.6467 | 75.943 | 76.1983 | 76.4156 | 76.6313 | 76.7287 | 76.7287
F4_Commercial_Retail_New_Water Heating_Natural Gas_Water Heater_E5 | F4 | Commercial | Retail | New | Water Heating | Natural Gas | Water Heater | E5 | RVT BC Ratio | 38.1328 | 38.4749 | 38.8819 | 39.3543 | 39.9054 | 40.5577 | 41.085 | 41.5813 | 42.0715 | 42.5641 | 43.0139 | 43.409 | 43.8062 | 44.2257 | 44.7097 | 45.1902 | 45.7198 | 46.304 | 46.9229 | 47.5613 | 48.2138 | 48.826 | 49.3872 | 49.8986 | 50.3502 | 50.7347 | 51.0049 | 51.2038 | 51.3751 | 51.521 | 51.6658 | 51.7312 | 51.7312
F4_Commercial_Retail_New_Water Heating_Natural Gas_Water Heater_E6 | F4 | Commercial | Retail | New | Water Heating | Natural Gas | Water Heater | E6 | RVT BC Ratio | bar: 2019 to 2051
F4_Commercial_Retail_New_Water Heating_Natural Gas_Water Heater_E7 | F4 | Commercial | Retail | New | Water Heating | Natural Gas | Water Heater | E7 | RVT BC Ratio | 23.6814 | 23.8419 | 24.0964 | 24.4465 | 24.889 | 25.4277 | 25.8305 | 26.1878 | 26.5035 | 26.7894 | 27.0035 | 27.1396 | 27.2713 | 27.4365 | 27.6951 | 27.979 | 28.3342 | 28.7733 | 29.2732 | 29.8119 | 30.3843 | 30.9306 | 31.4466 | 31.9445 | 32.3971 | 32.7824 | 33.0532 | 33.2525 | 33.4243 | 33.5705 | 33.7156 | 33.781 | 33.781
F4_Commercial_Retail_New_Water Heating_Natural Gas_Water Heater_E8 | F4 | Commercial | Retail | New | Water Heating | Natural Gas | Water Heater | E8 | RVT BC Ratio | 0 | 0 | 0 | 0 | 0 | 0 | 0 | 0 | 0 | 0 | 0 | 0 | 0 | 0 | 0 | 0 | 0 | 0 | 0 | 0 | 0 | 0 | 0 | 0 | 0 | 0 | 0 | 0 | 0 | 0 | 0 | 0 | 0
F4_Commercial_Retail_New_Water Heating_Natural Gas_Water Heater_E9 | F4 | Commercial | Retail | New | Water Heating | Natural Gas | Water Heater | E9 | RVT BC Ratio | 0 | 0 | 0 | 0 | 0 | 0 | 0 | 0 | 0 | 0 | 0 | 0 | 0 | 0 | 0 | 0 | 0 | 0 | 0 | 0 | 0 | 0 | 0 | 0 | 0 | 0 | 0 | 0 | 0 | 0 | 0 | 0 | 0
F4_Commercial_Retail_New_Water Heating_Natural Gas_Water Heater_E10 | F4 | Commercial | Retail | New | Water Heating | Natural Gas | Water Heater | E10 | RVT BC Ratio | 0 | 0 | 0 | 0 | 0 | 0 | 0 | 0 | 0 | 0 | 0 | 0 | 0 | 0 | 0 | 0 | 0 | 0 | 0 | 0 | 0 | 0 | 0 | 0 | 0 | 0 | 0 | 0 | 0 | 0 | 0 | 0 | 0
F5_Commercial_Retail_New_Water Heating_Natural Gas_Water Heater_E1 | F5 | Commercial | Retail | New | Water Heating | Natural Gas | Water Heater | E1 | RIM BC Ratio | bar: 2019 to 2051
F5_Commercial_Retail_New_Water Heating_Natural Gas_Water Heater_E2 | F5 | Commercial | Retail | New | Water Heating | Natural Gas | Water Heater | E2 | RIM BC Ratio | bar: 2019 to 2051
F5_Commercial_Retail_New_Water Heating_Natural Gas_Water Heater_E3 | F5 | Commercial | Retail | New | Water Heating | Natural Gas | Water Heater | E3 | RIM BC Ratio | 0.82387 | 0.82397 | 0.82408 | 0.82421 | 0.82435 | 0.82452 | 0.82465 | 0.82477 | 0.82489 | 0.825 | 0.8251 | 0.82519 | 0.82528 | 0.82537 | 0.82547 | 0.82557 | 0.82567 | 0.82579 | 0.82591 | 0.82602 | 0.82614 | 0.82625 | 0.82635 | 0.82643 | 0.82651 | 0.82657 | 0.82661 | 0.82664 | 0.82667 | 0.82669 | 0.82671 | 0.82672 | 0.82672
F5_Commercial_Retail_New_Water Heating_Natural Gas_Water Heater_E4 | F5 | Commercial | Retail | New | Water Heating | Natural Gas | Water Heater | E4 | RIM BC Ratio | 0.82142 | 0.82154 | 0.82168 | 0.82184 | 0.82201 | 0.82222 | 0.82238 | 0.82253 | 0.82267 | 0.82281 | 0.82293 | 0.82304 | 0.82314 | 0.82325 | 0.82338 | 0.8235 | 0.82363 | 0.82377 | 0.82391 | 0.82406 | 0.8242 | 0.82433 | 0.82445 | 0.82455 | 0.82465 | 0.82472 | 0.82477 | 0.82481 | 0.82485 | 0.82487 | 0.8249 | 0.82491 | 0.82491
F5_Commercial_Retail_New_Water Heating_Natural Gas_Water Heater_E5 | F5 | Commercial | Retail | New | Water Heating | Natural Gas | Water Heater | E5 | RIM BC Ratio | 0.81508 | 0.81526 | 0.81546 | 0.81569 | 0.81595 | 0.81625 | 0.81648 | 0.8167 | 0.81691 | 0.81711 | 0.8173 | 0.81745 | 0.81761 | 0.81777 | 0.81795 | 0.81813 | 0.81832 | 0.81853 | 0.81874 | 0.81895 | 0.81916 | 0.81936 | 0.81953 | 0.81968 | 0.81982 | 0.81993 | 0.82001 | 0.82007 | 0.82011 | 0.82015 | 0.8202 | 0.82021 | 0.82021
F5_Commercial_Retail_New_Water Heating_Natural Gas_Water Heater_E6 | F5 | Commercial | Retail | New | Water Heating | Natural Gas | Water Heater | E6 | RIM BC Ratio | bar: 2019 to 2051
F5_Commercial_Retail_New_Water Heating_Natural Gas_Water Heater_E7 | F5 | Commercial | Retail | New | Water Heating | Natural Gas | Water Heater | E7 | RIM BC Ratio | 0.80322 | 0.80343 | 0.80376 | 0.8042 | 0.80474 | 0.80537 | 0.80582 | 0.80621 | 0.80655 | 0.80685 | 0.80706 | 0.8072 | 0.80733 | 0.8075 | 0.80775 | 0.80802 | 0.80835 | 0.80875 | 0.80919 | 0.80965 | 0.81012 | 0.81055 | 0.81094 | 0.81131 | 0.81163 | 0.8119 | 0.81209 | 0.81222 | 0.81234 | 0.81243 | 0.81253 | 0.81257 | 0.81257
F5_Commercial_Retail_New_Water Heating_Natural Gas_Water Heater_E8 | F5 | Commercial | Retail | New | Water Heating | Natural Gas | Water Heater | E8 | RIM BC Ratio | 0 | 0 | 0 | 0 | 0 | 0 | 0 | 0 | 0 | 0 | 0 | 0 | 0 | 0 | 0 | 0 | 0 | 0 | 0 | 0 | 0 | 0 | 0 | 0 | 0 | 0 | 0 | 0 | 0 | 0 | 0 | 0 | 0
F5_Commercial_Retail_New_Water Heating_Natural Gas_Water Heater_E9 | F5 | Commercial | Retail | New | Water Heating | Natural Gas | Water Heater | E9 | RIM BC Ratio | 0 | 0 | 0 | 0 | 0 | 0 | 0 | 0 | 0 | 0 | 0 | 0 | 0 | 0 | 0 | 0 | 0 | 0 | 0 | 0 | 0 | 0 | 0 | 0 | 0 | 0 | 0 | 0 | 0 | 0 | 0 | 0 | 0
F5_Commercial_Retail_New_Water Heating_Natural Gas_Water Heater_E10 | F5 | Commercial | Retail | New | Water Heating | Natural Gas | Water Heater | E10 | RIM BC Ratio | 0 | 0 | 0 | 0 | 0 | 0 | 0 | 0 | 0 | 0 | 0 | 0 | 0 | 0 | 0 | 0 | 0 | 0 | 0 | 0 | 0 | 0 | 0 | 0 | 0 | 0 | 0 | 0 | 0 | 0 | 0 | 0 | 0
F0_Commercial_Retail_New_Food Preparation_Natural Gas_Oven_E0 | F0 | Commercial | Retail | New | Food Preparation | Natural Gas | Oven | E0 | Economic Unit | ENERGY STAR (>44% Baking Efficiency) | ENERGY STAR (>44% Baking Efficiency) | ENERGY STAR (>44% Baking Efficiency) | ENERGY STAR (>44% Baking Efficiency) | ENERGY STAR (>44% Baking Efficiency) | ENERGY STAR (>44% Baking Efficiency) | ENERGY STAR (>44% Baking Efficiency) | ENERGY STAR (>44% Baking Efficiency) | ENERGY STAR (>44% Baking Efficiency) | ENERGY STAR (>44% Baking Efficiency) | ENERGY STAR (>44% Baking Efficiency) | ENERGY STAR (>44% Baking Efficiency) | ENERGY STAR (>44% Baking Efficiency) | ENERGY STAR (>44% Baking Efficiency) | ENERGY STAR (>44% Baking Efficiency) | ENERGY STAR (>44% Baking Efficiency) | ENERGY STAR (>44% Baking Efficiency) | ENERGY STAR (>44% Baking Efficiency) | ENERGY STAR (>44% Baking Efficiency) | ENERGY STAR (>44% Baking Efficiency) | ENERGY STAR (>44% Baking Efficiency) | ENERGY STAR (>44% Baking Efficiency) | ENERGY STAR (>44% Baking Efficiency) | ENERGY STAR (>44% Baking Efficiency) | ENERGY STAR (>44% Baking Efficiency) | ENERGY STAR (>44% Baking Efficiency) | ENERGY STAR (>44% Baking Efficiency) | ENERGY STAR (>44% Baking Efficiency) | ENERGY STAR (>44% Baking Efficiency) | ENERGY STAR (>44% Baking Efficiency) | ENERGY STAR (>44% Baking Efficiency) | ENERGY STAR (>44% Baking Efficiency) | ENERGY STAR (>44% Baking Efficiency)
F1_Commercial_Retail_New_Food Preparation_Natural Gas_Oven_E1 | F1 | Commercial | Retail | New | Food Preparation | Natural Gas | Oven | E1 | CCE | 0 | 0 | 0 | 0 | 0 | 0 | 0 | 0 | 0 | 0 | 0 | 0 | 0 | 0 | 0 | 0 | 0 | 0 | 0 | 0 | 0 | 0 | 0 | 0 | 0 | 0 | 0 | 0 | 0 | 0 | 0 | 0 | 0
F1_Commercial_Retail_New_Food Preparation_Natural Gas_Oven_E2 | F1 | Commercial | Retail | New | Food Preparation | Natural Gas | Oven | E2 | CCE | 0.52905 | 0.52905 | 0.52905 | 0.52905 | 0.52905 | 0.52905 | 0.52905 | 0.52905 | 0.52905 | 0.52905 | 0.52905 | 0.52905 | 0.52905 | 0.52905 | 0.52905 | 0.52905 | 0.52905 | 0.52905 | 0.52905 | 0.52905 | 0.52905 | 0.52905 | 0.52905 | 0.52905 | 0.52905 | 0.52905 | 0.52905 | 0.52905 | 0.52905 | 0.52905 | 0.52905 | 0.52905 | 0.52905
F1_Commercial_Retail_New_Food Preparation_Natural Gas_Oven_E3 | F1 | Commercial | Retail | New | Food Preparation | Natural Gas | Oven | E3 | CCE | 0 | 0 | 0 | 0 | 0 | 0 | 0 | 0 | 0 | 0 | 0 | 0 | 0 | 0 | 0 | 0 | 0 | 0 | 0 | 0 | 0 | 0 | 0 | 0 | 0 | 0 | 0 | 0 | 0 | 0 | 0 | 0 | 0
F1_Commercial_Retail_New_Food Preparation_Natural Gas_Oven_E4 | F1 | Commercial | Retail | New | Food Preparation | Natural Gas | Oven | E4 | CCE | 0 | 0 | 0 | 0 | 0 | 0 | 0 | 0 | 0 | 0 | 0 | 0 | 0 | 0 | 0 | 0 | 0 | 0 | 0 | 0 | 0 | 0 | 0 | 0 | 0 | 0 | 0 | 0 | 0 | 0 | 0 | 0 | 0
F1_Commercial_Retail_New_Food Preparation_Natural Gas_Oven_E5 | F1 | Commercial | Retail | New | Food Preparation | Natural Gas | Oven | E5 | CCE | 0 | 0 | 0 | 0 | 0 | 0 | 0 | 0 | 0 | 0 | 0 | 0 | 0 | 0 | 0 | 0 | 0 | 0 | 0 | 0 | 0 | 0 | 0 | 0 | 0 | 0 | 0 | 0 | 0 | 0 | 0 | 0 | 0
F1_Commercial_Retail_New_Food Preparation_Natural Gas_Oven_E6 | F1 | Commercial | Retail | New | Food Preparation | Natural Gas | Oven | E6 | CCE | 0 | 0 | 0 | 0 | 0 | 0 | 0 | 0 | 0 | 0 | 0 | 0 | 0 | 0 | 0 | 0 | 0 | 0 | 0 | 0 | 0 | 0 | 0 | 0 | 0 | 0 | 0 | 0 | 0 | 0 | 0 | 0 | 0
F1_Commercial_Retail_New_Food Preparation_Natural Gas_Oven_E7 | F1 | Commercial | Retail | New | Food Preparation | Natural Gas | Oven | E7 | CCE | 0 | 0 | 0 | 0 | 0 | 0 | 0 | 0 | 0 | 0 | 0 | 0 | 0 | 0 | 0 | 0 | 0 | 0 | 0 | 0 | 0 | 0 | 0 | 0 | 0 | 0 | 0 | 0 | 0 | 0 | 0 | 0 | 0
F1_Commercial_Retail_New_Food Preparation_Natural Gas_Oven_E8 | F1 | Commercial | Retail | New | Food Preparation | Natural Gas | Oven | E8 | CCE | 0 | 0 | 0 | 0 | 0 | 0 | 0 | 0 | 0 | 0 | 0 | 0 | 0 | 0 | 0 | 0 | 0 | 0 | 0 | 0 | 0 | 0 | 0 | 0 | 0 | 0 | 0 | 0 | 0 | 0 | 0 | 0 | 0
F1_Commercial_Retail_New_Food Preparation_Natural Gas_Oven_E9 | F1 | Commercial | Retail | New | Food Preparation | Natural Gas | Oven | E9 | CCE | 0 | 0 | 0 | 0 | 0 | 0 | 0 | 0 | 0 | 0 | 0 | 0 | 0 | 0 | 0 | 0 | 0 | 0 | 0 | 0 | 0 | 0 | 0 | 0 | 0 | 0 | 0 | 0 | 0 | 0 | 0 | 0 | 0
F1_Commercial_Retail_New_Food Preparation_Natural Gas_Oven_E10 | F1 | Commercial | Retail | New | Food Preparation | Natural Gas | Oven | E10 | CCE | 0 | 0 | 0 | 0 | 0 | 0 | 0 | 0 | 0 | 0 | 0 | 0 | 0 | 0 | 0 | 0 | 0 | 0 | 0 | 0 | 0 | 0 | 0 | 0 | 0 | 0 | 0 | 0 | 0 | 0 | 0 | 0 | 0
F2_Commercial_Retail_New_Food Preparation_Natural Gas_Oven_E1 | F2 | Commercial | Retail | New | Food Preparation | Natural Gas | Oven | E1 | TRC BC Ratio | bar: 2019 to 2051
F2_Commercial_Retail_New_Food Preparation_Natural Gas_Oven_E2 | F2 | Commercial | Retail | New | Food Preparation | Natural Gas | Oven | E2 | TRC BC Ratio | 2.6596 | 2.6798 | 2.7025 | 2.7274 | 2.7558 | 2.7887 | 2.8153 | 2.8409 | 2.8669 | 2.8939 | 2.9197 | 2.9434 | 2.9676 | 2.9931 | 3.0212 | 3.0486 | 3.0777 | 3.1085 | 3.1406 | 3.1733 | 3.2062 | 3.2371 | 3.2649 | 3.2895 | 3.3108 | 3.3291 | 3.3418 | 3.3512 | 3.3594 | 3.3664 | 3.3733 | 3.3764 | 3.3764
F2_Commercial_Retail_New_Food Preparation_Natural Gas_Oven_E3 | F2 | Commercial | Retail | New | Food Preparation | Natural Gas | Oven | E3 | TRC BC Ratio | 0 | 0 | 0 | 0 | 0 | 0 | 0 | 0 | 0 | 0 | 0 | 0 | 0 | 0 | 0 | 0 | 0 | 0 | 0 | 0 | 0 | 0 | 0 | 0 | 0 | 0 | 0 | 0 | 0 | 0 | 0 | 0 | 0
F2_Commercial_Retail_New_Food Preparation_Natural Gas_Oven_E4 | F2 | Commercial | Retail | New | Food Preparation | Natural Gas | Oven | E4 | TRC BC Ratio | 0 | 0 | 0 | 0 | 0 | 0 | 0 | 0 | 0 | 0 | 0 | 0 | 0 | 0 | 0 | 0 | 0 | 0 | 0 | 0 | 0 | 0 | 0 | 0 | 0 | 0 | 0 | 0 | 0 | 0 | 0 | 0 | 0
F2_Commercial_Retail_New_Food Preparation_Natural Gas_Oven_E5 | F2 | Commercial | Retail | New | Food Preparation | Natural Gas | Oven | E5 | TRC BC Ratio | 0 | 0 | 0 | 0 | 0 | 0 | 0 | 0 | 0 | 0 | 0 | 0 | 0 | 0 | 0 | 0 | 0 | 0 | 0 | 0 | 0 | 0 | 0 | 0 | 0 | 0 | 0 | 0 | 0 | 0 | 0 | 0 | 0
F2_Commercial_Retail_New_Food Preparation_Natural Gas_Oven_E6 | F2 | Commercial | Retail | New | Food Preparation | Natural Gas | Oven | E6 | TRC BC Ratio | 0 | 0 | 0 | 0 | 0 | 0 | 0 | 0 | 0 | 0 | 0 | 0 | 0 | 0 | 0 | 0 | 0 | 0 | 0 | 0 | 0 | 0 | 0 | 0 | 0 | 0 | 0 | 0 | 0 | 0 | 0 | 0 | 0
F2_Commercial_Retail_New_Food Preparation_Natural Gas_Oven_E7 | F2 | Commercial | Retail | New | Food Preparation | Natural Gas | Oven | E7 | TRC BC Ratio | 0 | 0 | 0 | 0 | 0 | 0 | 0 | 0 | 0 | 0 | 0 | 0 | 0 | 0 | 0 | 0 | 0 | 0 | 0 | 0 | 0 | 0 | 0 | 0 | 0 | 0 | 0 | 0 | 0 | 0 | 0 | 0 | 0
F2_Commercial_Retail_New_Food Preparation_Natural Gas_Oven_E8 | F2 | Commercial | Retail | New | Food Preparation | Natural Gas | Oven | E8 | TRC BC Ratio | 0 | 0 | 0 | 0 | 0 | 0 | 0 | 0 | 0 | 0 | 0 | 0 | 0 | 0 | 0 | 0 | 0 | 0 | 0 | 0 | 0 | 0 | 0 | 0 | 0 | 0 | 0 | 0 | 0 | 0 | 0 | 0 | 0
F2_Commercial_Retail_New_Food Preparation_Natural Gas_Oven_E9 | F2 | Commercial | Retail | New | Food Preparation | Natural Gas | Oven | E9 | TRC BC Ratio | 0 | 0 | 0 | 0 | 0 | 0 | 0 | 0 | 0 | 0 | 0 | 0 | 0 | 0 | 0 | 0 | 0 | 0 | 0 | 0 | 0 | 0 | 0 | 0 | 0 | 0 | 0 | 0 | 0 | 0 | 0 | 0 | 0
F2_Commercial_Retail_New_Food Preparation_Natural Gas_Oven_E10 | F2 | Commercial | Retail | New | Food Preparation | Natural Gas | Oven | E10 | TRC BC Ratio | 0 | 0 | 0 | 0 | 0 | 0 | 0 | 0 | 0 | 0 | 0 | 0 | 0 | 0 | 0 | 0 | 0 | 0 | 0 | 0 | 0 | 0 | 0 | 0 | 0 | 0 | 0 | 0 | 0 | 0 | 0 | 0 | 0
F3_Commercial_Retail_New_Food Preparation_Natural Gas_Oven_E1 | F3 | Commercial | Retail | New | Food Preparation | Natural Gas | Oven | E1 | PACT BC Ratio | bar: 2019 to 2051
F3_Commercial_Retail_New_Food Preparation_Natural Gas_Oven_E2 | F3 | Commercial | Retail | New | Food Preparation | Natural Gas | Oven | E2 | PACT BC Ratio | 3.5461 | 3.5731 | 3.6033 | 3.6366 | 3.6744 | 3.7182 | 3.7538 | 3.7879 | 3.8225 | 3.8586 | 3.893 | 3.9245 | 3.9568 | 3.9908 | 4.0282 | 4.0648 | 4.1037 | 4.1447 | 4.1874 | 4.2311 | 4.275 | 4.3161 | 4.3532 | 4.386 | 4.4144 | 4.4388 | 4.4557 | 4.4683 | 4.4792 | 4.4885 | 4.4978 | 4.5018 | 4.5018
F3_Commercial_Retail_New_Food Preparation_Natural Gas_Oven_E3 | F3 | Commercial | Retail | New | Food Preparation | Natural Gas | Oven | E3 | PACT BC Ratio | 0 | 0 | 0 | 0 | 0 | 0 | 0 | 0 | 0 | 0 | 0 | 0 | 0 | 0 | 0 | 0 | 0 | 0 | 0 | 0 | 0 | 0 | 0 | 0 | 0 | 0 | 0 | 0 | 0 | 0 | 0 | 0 | 0
F3_Commercial_Retail_New_Food Preparation_Natural Gas_Oven_E4 | F3 | Commercial | Retail | New | Food Preparation | Natural Gas | Oven | E4 | PACT BC Ratio | 0 | 0 | 0 | 0 | 0 | 0 | 0 | 0 | 0 | 0 | 0 | 0 | 0 | 0 | 0 | 0 | 0 | 0 | 0 | 0 | 0 | 0 | 0 | 0 | 0 | 0 | 0 | 0 | 0 | 0 | 0 | 0 | 0
F3_Commercial_Retail_New_Food Preparation_Natural Gas_Oven_E5 | F3 | Commercial | Retail | New | Food Preparation | Natural Gas | Oven | E5 | PACT BC Ratio | 0 | 0 | 0 | 0 | 0 | 0 | 0 | 0 | 0 | 0 | 0 | 0 | 0 | 0 | 0 | 0 | 0 | 0 | 0 | 0 | 0 | 0 | 0 | 0 | 0 | 0 | 0 | 0 | 0 | 0 | 0 | 0 | 0
F3_Commercial_Retail_New_Food Preparation_Natural Gas_Oven_E6 | F3 | Commercial | Retail | New | Food Preparation | Natural Gas | Oven | E6 | PACT BC Ratio | 0 | 0 | 0 | 0 | 0 | 0 | 0 | 0 | 0 | 0 | 0 | 0 | 0 | 0 | 0 | 0 | 0 | 0 | 0 | 0 | 0 | 0 | 0 | 0 | 0 | 0 | 0 | 0 | 0 | 0 | 0 | 0 | 0
F3_Commercial_Retail_New_Food Preparation_Natural Gas_Oven_E7 | F3 | Commercial | Retail | New | Food Preparation | Natural Gas | Oven | E7 | PACT BC Ratio | 0 | 0 | 0 | 0 | 0 | 0 | 0 | 0 | 0 | 0 | 0 | 0 | 0 | 0 | 0 | 0 | 0 | 0 | 0 | 0 | 0 | 0 | 0 | 0 | 0 | 0 | 0 | 0 | 0 | 0 | 0 | 0 | 0
F3_Commercial_Retail_New_Food Preparation_Natural Gas_Oven_E8 | F3 | Commercial | Retail | New | Food Preparation | Natural Gas | Oven | E8 | PACT BC Ratio | 0 | 0 | 0 | 0 | 0 | 0 | 0 | 0 | 0 | 0 | 0 | 0 | 0 | 0 | 0 | 0 | 0 | 0 | 0 | 0 | 0 | 0 | 0 | 0 | 0 | 0 | 0 | 0 | 0 | 0 | 0 | 0 | 0
F3_Commercial_Retail_New_Food Preparation_Natural Gas_Oven_E9 | F3 | Commercial | Retail | New | Food Preparation | Natural Gas | Oven | E9 | PACT BC Ratio | 0 | 0 | 0 | 0 | 0 | 0 | 0 | 0 | 0 | 0 | 0 | 0 | 0 | 0 | 0 | 0 | 0 | 0 | 0 | 0 | 0 | 0 | 0 | 0 | 0 | 0 | 0 | 0 | 0 | 0 | 0 | 0 | 0
F3_Commercial_Retail_New_Food Preparation_Natural Gas_Oven_E10 | F3 | Commercial | Retail | New | Food Preparation | Natural Gas | Oven | E10 | PACT BC Ratio | 0 | 0 | 0 | 0 | 0 | 0 | 0 | 0 | 0 | 0 | 0 | 0 | 0 | 0 | 0 | 0 | 0 | 0 | 0 | 0 | 0 | 0 | 0 | 0 | 0 | 0 | 0 | 0 | 0 | 0 | 0 | 0 | 0
F4_Commercial_Retail_New_Food Preparation_Natural Gas_Oven_E1 | F4 | Commercial | Retail | New | Food Preparation | Natural Gas | Oven | E1 | RVT BC Ratio | bar: 2019 to 2051
F4_Commercial_Retail_New_Food Preparation_Natural Gas_Oven_E2 | F4 | Commercial | Retail | New | Food Preparation | Natural Gas | Oven | E2 | RVT BC Ratio | 4.5236 | 4.5528 | 4.5853 | 4.6211 | 4.662 | 4.7092 | 4.7475 | 4.7843 | 4.8216 | 4.8605 | 4.8976 | 4.9317 | 4.9665 | 5.0031 | 5.0435 | 5.0829 | 5.1248 | 5.169 | 5.2151 | 5.2622 | 5.3095 | 5.3539 | 5.3939 | 5.4293 | 5.4599 | 5.4862 | 5.5044 | 5.518 | 5.5298 | 5.5398 | 5.5498 | 5.5542 | 5.5542
F4_Commercial_Retail_New_Food Preparation_Natural Gas_Oven_E3 | F4 | Commercial | Retail | New | Food Preparation | Natural Gas | Oven | E3 | RVT BC Ratio | 0 | 0 | 0 | 0 | 0 | 0 | 0 | 0 | 0 | 0 | 0 | 0 | 0 | 0 | 0 | 0 | 0 | 0 | 0 | 0 | 0 | 0 | 0 | 0 | 0 | 0 | 0 | 0 | 0 | 0 | 0 | 0 | 0
F4_Commercial_Retail_New_Food Preparation_Natural Gas_Oven_E4 | F4 | Commercial | Retail | New | Food Preparation | Natural Gas | Oven | E4 | RVT BC Ratio | 0 | 0 | 0 | 0 | 0 | 0 | 0 | 0 | 0 | 0 | 0 | 0 | 0 | 0 | 0 | 0 | 0 | 0 | 0 | 0 | 0 | 0 | 0 | 0 | 0 | 0 | 0 | 0 | 0 | 0 | 0 | 0 | 0
F4_Commercial_Retail_New_Food Preparation_Natural Gas_Oven_E5 | F4 | Commercial | Retail | New | Food Preparation | Natural Gas | Oven | E5 | RVT BC Ratio | 0 | 0 | 0 | 0 | 0 | 0 | 0 | 0 | 0 | 0 | 0 | 0 | 0 | 0 | 0 | 0 | 0 | 0 | 0 | 0 | 0 | 0 | 0 | 0 | 0 | 0 | 0 | 0 | 0 | 0 | 0 | 0 | 0
F4_Commercial_Retail_New_Food Preparation_Natural Gas_Oven_E6 | F4 | Commercial | Retail | New | Food Preparation | Natural Gas | Oven | E6 | RVT BC Ratio | 0 | 0 | 0 | 0 | 0 | 0 | 0 | 0 | 0 | 0 | 0 | 0 | 0 | 0 | 0 | 0 | 0 | 0 | 0 | 0 | 0 | 0 | 0 | 0 | 0 | 0 | 0 | 0 | 0 | 0 | 0 | 0 | 0
F4_Commercial_Retail_New_Food Preparation_Natural Gas_Oven_E7 | F4 | Commercial | Retail | New | Food Preparation | Natural Gas | Oven | E7 | RVT BC Ratio | 0 | 0 | 0 | 0 | 0 | 0 | 0 | 0 | 0 | 0 | 0 | 0 | 0 | 0 | 0 | 0 | 0 | 0 | 0 | 0 | 0 | 0 | 0 | 0 | 0 | 0 | 0 | 0 | 0 | 0 | 0 | 0 | 0
F4_Commercial_Retail_New_Food Preparation_Natural Gas_Oven_E8 | F4 | Commercial | Retail | New | Food Preparation | Natural Gas | Oven | E8 | RVT BC Ratio | 0 | 0 | 0 | 0 | 0 | 0 | 0 | 0 | 0 | 0 | 0 | 0 | 0 | 0 | 0 | 0 | 0 | 0 | 0 | 0 | 0 | 0 | 0 | 0 | 0 | 0 | 0 | 0 | 0 | 0 | 0 | 0 | 0
F4_Commercial_Retail_New_Food Preparation_Natural Gas_Oven_E9 | F4 | Commercial | Retail | New | Food Preparation | Natural Gas | Oven | E9 | RVT BC Ratio | 0 | 0 | 0 | 0 | 0 | 0 | 0 | 0 | 0 | 0 | 0 | 0 | 0 | 0 | 0 | 0 | 0 | 0 | 0 | 0 | 0 | 0 | 0 | 0 | 0 | 0 | 0 | 0 | 0 | 0 | 0 | 0 | 0
F4_Commercial_Retail_New_Food Preparation_Natural Gas_Oven_E10 | F4 | Commercial | Retail | New | Food Preparation | Natural Gas | Oven | E10 | RVT BC Ratio | 0 | 0 | 0 | 0 | 0 | 0 | 0 | 0 | 0 | 0 | 0 | 0 | 0 | 0 | 0 | 0 | 0 | 0 | 0 | 0 | 0 | 0 | 0 | 0 | 0 | 0 | 0 | 0 | 0 | 0 | 0 | 0 | 0
F5_Commercial_Retail_New_Food Preparation_Natural Gas_Oven_E1 | F5 | Commercial | Retail | New | Food Preparation | Natural Gas | Oven | E1 | RIM BC Ratio | bar: 2019 to 2051
F5_Commercial_Retail_New_Food Preparation_Natural Gas_Oven_E2 | F5 | Commercial | Retail | New | Food Preparation | Natural Gas | Oven | E2 | RIM BC Ratio | 0.67565 | 0.67662 | 0.6777 | 0.67886 | 0.68017 | 0.68166 | 0.68284 | 0.68396 | 0.68508 | 0.68623 | 0.68731 | 0.68829 | 0.68928 | 0.6903 | 0.69141 | 0.69248 | 0.6936 | 0.69476 | 0.69595 | 0.69715 | 0.69833 | 0.69942 | 0.70039 | 0.70123 | 0.70195 | 0.70257 | 0.70299 | 0.7033 | 0.70357 | 0.7038 | 0.70403 | 0.70413 | 0.70413
F5_Commercial_Retail_New_Food Preparation_Natural Gas_Oven_E3 | F5 | Commercial | Retail | New | Food Preparation | Natural Gas | Oven | E3 | RIM BC Ratio | 0 | 0 | 0 | 0 | 0 | 0 | 0 | 0 | 0 | 0 | 0 | 0 | 0 | 0 | 0 | 0 | 0 | 0 | 0 | 0 | 0 | 0 | 0 | 0 | 0 | 0 | 0 | 0 | 0 | 0 | 0 | 0 | 0
F5_Commercial_Retail_New_Food Preparation_Natural Gas_Oven_E4 | F5 | Commercial | Retail | New | Food Preparation | Natural Gas | Oven | E4 | RIM BC Ratio | 0 | 0 | 0 | 0 | 0 | 0 | 0 | 0 | 0 | 0 | 0 | 0 | 0 | 0 | 0 | 0 | 0 | 0 | 0 | 0 | 0 | 0 | 0 | 0 | 0 | 0 | 0 | 0 | 0 | 0 | 0 | 0 | 0
F5_Commercial_Retail_New_Food Preparation_Natural Gas_Oven_E5 | F5 | Commercial | Retail | New | Food Preparation | Natural Gas | Oven | E5 | RIM BC Ratio | 0 | 0 | 0 | 0 | 0 | 0 | 0 | 0 | 0 | 0 | 0 | 0 | 0 | 0 | 0 | 0 | 0 | 0 | 0 | 0 | 0 | 0 | 0 | 0 | 0 | 0 | 0 | 0 | 0 | 0 | 0 | 0 | 0
F5_Commercial_Retail_New_Food Preparation_Natural Gas_Oven_E6 | F5 | Commercial | Retail | New | Food Preparation | Natural Gas | Oven | E6 | RIM BC Ratio | 0 | 0 | 0 | 0 | 0 | 0 | 0 | 0 | 0 | 0 | 0 | 0 | 0 | 0 | 0 | 0 | 0 | 0 | 0 | 0 | 0 | 0 | 0 | 0 | 0 | 0 | 0 | 0 | 0 | 0 | 0 | 0 | 0
F5_Commercial_Retail_New_Food Preparation_Natural Gas_Oven_E7 | F5 | Commercial | Retail | New | Food Preparation | Natural Gas | Oven | E7 | RIM BC Ratio | 0 | 0 | 0 | 0 | 0 | 0 | 0 | 0 | 0 | 0 | 0 | 0 | 0 | 0 | 0 | 0 | 0 | 0 | 0 | 0 | 0 | 0 | 0 | 0 | 0 | 0 | 0 | 0 | 0 | 0 | 0 | 0 | 0
F5_Commercial_Retail_New_Food Preparation_Natural Gas_Oven_E8 | F5 | Commercial | Retail | New | Food Preparation | Natural Gas | Oven | E8 | RIM BC Ratio | 0 | 0 | 0 | 0 | 0 | 0 | 0 | 0 | 0 | 0 | 0 | 0 | 0 | 0 | 0 | 0 | 0 | 0 | 0 | 0 | 0 | 0 | 0 | 0 | 0 | 0 | 0 | 0 | 0 | 0 | 0 | 0 | 0
F5_Commercial_Retail_New_Food Preparation_Natural Gas_Oven_E9 | F5 | Commercial | Retail | New | Food Preparation | Natural Gas | Oven | E9 | RIM BC Ratio | 0 | 0 | 0 | 0 | 0 | 0 | 0 | 0 | 0 | 0 | 0 | 0 | 0 | 0 | 0 | 0 | 0 | 0 | 0 | 0 | 0 | 0 | 0 | 0 | 0 | 0 | 0 | 0 | 0 | 0 | 0 | 0 | 0
F5_Commercial_Retail_New_Food Preparation_Natural Gas_Oven_E10 | F5 | Commercial | Retail | New | Food Preparation | Natural Gas | Oven | E10 | RIM BC Ratio | 0 | 0 | 0 | 0 | 0 | 0 | 0 | 0 | 0 | 0 | 0 | 0 | 0 | 0 | 0 | 0 | 0 | 0 | 0 | 0 | 0 | 0 | 0 | 0 | 0 | 0 | 0 | 0 | 0 | 0 | 0 | 0 | 0
F0_Commercial_Retail_New_Food Preparation_Natural Gas_Conveyor Oven_E0 | F0 | Commercial | Retail | New | Food Preparation | Natural Gas | Conveyor Oven | E0 | Economic Unit | Efficient (>44% Baking Efficiency) | Efficient (>44% Baking Efficiency) | Efficient (>44% Baking Efficiency) | Efficient (>44% Baking Efficiency) | Efficient (>44% Baking Efficiency) | Efficient (>44% Baking Efficiency) | Efficient (>44% Baking Efficiency) | Efficient (>44% Baking Efficiency) | Efficient (>44% Baking Efficiency) | Efficient (>44% Baking Efficiency) | Efficient (>44% Baking Efficiency) | Efficient (>44% Baking Efficiency) | Efficient (>44% Baking Efficiency) | Efficient (>44% Baking Efficiency) | Efficient (>44% Baking Efficiency) | Efficient (>44% Baking Efficiency) | Efficient (>44% Baking Efficiency) | Efficient (>44% Baking Efficiency) | Efficient (>44% Baking Efficiency) | Efficient (>44% Baking Efficiency) | Efficient (>44% Baking Efficiency) | Efficient (>44% Baking Efficiency) | Efficient (>44% Baking Efficiency) | Efficient (>44% Baking Efficiency) | Efficient (>44% Baking Efficiency) | Efficient (>44% Baking Efficiency) | Efficient (>44% Baking Efficiency) | Efficient (>44% Baking Efficiency) | Efficient (>44% Baking Efficiency) | Efficient (>44% Baking Efficiency) | Efficient (>44% Baking Efficiency) | Efficient (>44% Baking Efficiency) | Efficient (>44% Baking Efficiency)
F1_Commercial_Retail_New_Food Preparation_Natural Gas_Conveyor Oven_E1 | F1 | Commercial | Retail | New | Food Preparation | Natural Gas | Conveyor Oven | E1 | CCE | 0 | 0 | 0 | 0 | 0 | 0 | 0 | 0 | 0 | 0 | 0 | 0 | 0 | 0 | 0 | 0 | 0 | 0 | 0 | 0 | 0 | 0 | 0 | 0 | 0 | 0 | 0 | 0 | 0 | 0 | 0 | 0 | 0
F1_Commercial_Retail_New_Food Preparation_Natural Gas_Conveyor Oven_E2 | F1 | Commercial | Retail | New | Food Preparation | Natural Gas | Conveyor Oven | E2 | CCE | 0.35475 | 0.35475 | 0.35475 | 0.35475 | 0.35475 | 0.35475 | 0.35475 | 0.35475 | 0.35475 | 0.35475 | 0.35475 | 0.35475 | 0.35475 | 0.35475 | 0.35475 | 0.35475 | 0.35475 | 0.35475 | 0.35475 | 0.35475 | 0.35475 | 0.35475 | 0.35475 | 0.35475 | 0.35475 | 0.35475 | 0.35475 | 0.35475 | 0.35475 | 0.35475 | 0.35475 | 0.35475 | 0.35475
F1_Commercial_Retail_New_Food Preparation_Natural Gas_Conveyor Oven_E3 | F1 | Commercial | Retail | New | Food Preparation | Natural Gas | Conveyor Oven | E3 | CCE | 0 | 0 | 0 | 0 | 0 | 0 | 0 | 0 | 0 | 0 | 0 | 0 | 0 | 0 | 0 | 0 | 0 | 0 | 0 | 0 | 0 | 0 | 0 | 0 | 0 | 0 | 0 | 0 | 0 | 0 | 0 | 0 | 0
F1_Commercial_Retail_New_Food Preparation_Natural Gas_Conveyor Oven_E4 | F1 | Commercial | Retail | New | Food Preparation | Natural Gas | Conveyor Oven | E4 | CCE | 0 | 0 | 0 | 0 | 0 | 0 | 0 | 0 | 0 | 0 | 0 | 0 | 0 | 0 | 0 | 0 | 0 | 0 | 0 | 0 | 0 | 0 | 0 | 0 | 0 | 0 | 0 | 0 | 0 | 0 | 0 | 0 | 0
F1_Commercial_Retail_New_Food Preparation_Natural Gas_Conveyor Oven_E5 | F1 | Commercial | Retail | New | Food Preparation | Natural Gas | Conveyor Oven | E5 | CCE | 0 | 0 | 0 | 0 | 0 | 0 | 0 | 0 | 0 | 0 | 0 | 0 | 0 | 0 | 0 | 0 | 0 | 0 | 0 | 0 | 0 | 0 | 0 | 0 | 0 | 0 | 0 | 0 | 0 | 0 | 0 | 0 | 0
F1_Commercial_Retail_New_Food Preparation_Natural Gas_Conveyor Oven_E6 | F1 | Commercial | Retail | New | Food Preparation | Natural Gas | Conveyor Oven | E6 | CCE | 0 | 0 | 0 | 0 | 0 | 0 | 0 | 0 | 0 | 0 | 0 | 0 | 0 | 0 | 0 | 0 | 0 | 0 | 0 | 0 | 0 | 0 | 0 | 0 | 0 | 0 | 0 | 0 | 0 | 0 | 0 | 0 | 0
F1_Commercial_Retail_New_Food Preparation_Natural Gas_Conveyor Oven_E7 | F1 | Commercial | Retail | New | Food Preparation | Natural Gas | Conveyor Oven | E7 | CCE | 0 | 0 | 0 | 0 | 0 | 0 | 0 | 0 | 0 | 0 | 0 | 0 | 0 | 0 | 0 | 0 | 0 | 0 | 0 | 0 | 0 | 0 | 0 | 0 | 0 | 0 | 0 | 0 | 0 | 0 | 0 | 0 | 0
F1_Commercial_Retail_New_Food Preparation_Natural Gas_Conveyor Oven_E8 | F1 | Commercial | Retail | New | Food Preparation | Natural Gas | Conveyor Oven | E8 | CCE | 0 | 0 | 0 | 0 | 0 | 0 | 0 | 0 | 0 | 0 | 0 | 0 | 0 | 0 | 0 | 0 | 0 | 0 | 0 | 0 | 0 | 0 | 0 | 0 | 0 | 0 | 0 | 0 | 0 | 0 | 0 | 0 | 0
F1_Commercial_Retail_New_Food Preparation_Natural Gas_Conveyor Oven_E9 | F1 | Commercial | Retail | New | Food Preparation | Natural Gas | Conveyor Oven | E9 | CCE | 0 | 0 | 0 | 0 | 0 | 0 | 0 | 0 | 0 | 0 | 0 | 0 | 0 | 0 | 0 | 0 | 0 | 0 | 0 | 0 | 0 | 0 | 0 | 0 | 0 | 0 | 0 | 0 | 0 | 0 | 0 | 0 | 0
F1_Commercial_Retail_New_Food Preparation_Natural Gas_Conveyor Oven_E10 | F1 | Commercial | Retail | New | Food Preparation | Natural Gas | Conveyor Oven | E10 | CCE | 0 | 0 | 0 | 0 | 0 | 0 | 0 | 0 | 0 | 0 | 0 | 0 | 0 | 0 | 0 | 0 | 0 | 0 | 0 | 0 | 0 | 0 | 0 | 0 | 0 | 0 | 0 | 0 | 0 | 0 | 0 | 0 | 0
F2_Commercial_Retail_New_Food Preparation_Natural Gas_Conveyor Oven_E1 | F2 | Commercial | Retail | New | Food Preparation | Natural Gas | Conveyor Oven | E1 | TRC BC Ratio | bar: 2019 to 2051
F2_Commercial_Retail_New_Food Preparation_Natural Gas_Conveyor Oven_E2 | F2 | Commercial | Retail | New | Food Preparation | Natural Gas | Conveyor Oven | E2 | TRC BC Ratio | 4.0477 | 4.0772 | 4.1092 | 4.1444 | 4.1846 | 4.2312 | 4.2722 | 4.3136 | 4.3565 | 4.4011 | 4.4439 | 4.4835 | 4.5223 | 4.561 | 4.6015 | 4.64 | 4.6797 | 4.7203 | 4.7612 | 4.8019 | 4.8418 | 4.8782 | 4.9108 | 4.9395 | 4.9644 | 4.9858 | 5.0006 | 5.0116 | 5.0212 | 5.0293 | 5.0374 | 5.041 | 5.041
F2_Commercial_Retail_New_Food Preparation_Natural Gas_Conveyor Oven_E3 | F2 | Commercial | Retail | New | Food Preparation | Natural Gas | Conveyor Oven | E3 | TRC BC Ratio | 0 | 0 | 0 | 0 | 0 | 0 | 0 | 0 | 0 | 0 | 0 | 0 | 0 | 0 | 0 | 0 | 0 | 0 | 0 | 0 | 0 | 0 | 0 | 0 | 0 | 0 | 0 | 0 | 0 | 0 | 0 | 0 | 0
F2_Commercial_Retail_New_Food Preparation_Natural Gas_Conveyor Oven_E4 | F2 | Commercial | Retail | New | Food Preparation | Natural Gas | Conveyor Oven | E4 | TRC BC Ratio | 0 | 0 | 0 | 0 | 0 | 0 | 0 | 0 | 0 | 0 | 0 | 0 | 0 | 0 | 0 | 0 | 0 | 0 | 0 | 0 | 0 | 0 | 0 | 0 | 0 | 0 | 0 | 0 | 0 | 0 | 0 | 0 | 0
F2_Commercial_Retail_New_Food Preparation_Natural Gas_Conveyor Oven_E5 | F2 | Commercial | Retail | New | Food Preparation | Natural Gas | Conveyor Oven | E5 | TRC BC Ratio | 0 | 0 | 0 | 0 | 0 | 0 | 0 | 0 | 0 | 0 | 0 | 0 | 0 | 0 | 0 | 0 | 0 | 0 | 0 | 0 | 0 | 0 | 0 | 0 | 0 | 0 | 0 | 0 | 0 | 0 | 0 | 0 | 0
F2_Commercial_Retail_New_Food Preparation_Natural Gas_Conveyor Oven_E6 | F2 | Commercial | Retail | New | Food Preparation | Natural Gas | Conveyor Oven | E6 | TRC BC Ratio | 0 | 0 | 0 | 0 | 0 | 0 | 0 | 0 | 0 | 0 | 0 | 0 | 0 | 0 | 0 | 0 | 0 | 0 | 0 | 0 | 0 | 0 | 0 | 0 | 0 | 0 | 0 | 0 | 0 | 0 | 0 | 0 | 0
F2_Commercial_Retail_New_Food Preparation_Natural Gas_Conveyor Oven_E7 | F2 | Commercial | Retail | New | Food Preparation | Natural Gas | Conveyor Oven | E7 | TRC BC Ratio | 0 | 0 | 0 | 0 | 0 | 0 | 0 | 0 | 0 | 0 | 0 | 0 | 0 | 0 | 0 | 0 | 0 | 0 | 0 | 0 | 0 | 0 | 0 | 0 | 0 | 0 | 0 | 0 | 0 | 0 | 0 | 0 | 0
F2_Commercial_Retail_New_Food Preparation_Natural Gas_Conveyor Oven_E8 | F2 | Commercial | Retail | New | Food Preparation | Natural Gas | Conveyor Oven | E8 | TRC BC Ratio | 0 | 0 | 0 | 0 | 0 | 0 | 0 | 0 | 0 | 0 | 0 | 0 | 0 | 0 | 0 | 0 | 0 | 0 | 0 | 0 | 0 | 0 | 0 | 0 | 0 | 0 | 0 | 0 | 0 | 0 | 0 | 0 | 0
F2_Commercial_Retail_New_Food Preparation_Natural Gas_Conveyor Oven_E9 | F2 | Commercial | Retail | New | Food Preparation | Natural Gas | Conveyor Oven | E9 | TRC BC Ratio | 0 | 0 | 0 | 0 | 0 | 0 | 0 | 0 | 0 | 0 | 0 | 0 | 0 | 0 | 0 | 0 | 0 | 0 | 0 | 0 | 0 | 0 | 0 | 0 | 0 | 0 | 0 | 0 | 0 | 0 | 0 | 0 | 0
F2_Commercial_Retail_New_Food Preparation_Natural Gas_Conveyor Oven_E10 | F2 | Commercial | Retail | New | Food Preparation | Natural Gas | Conveyor Oven | E10 | TRC BC Ratio | 0 | 0 | 0 | 0 | 0 | 0 | 0 | 0 | 0 | 0 | 0 | 0 | 0 | 0 | 0 | 0 | 0 | 0 | 0 | 0 | 0 | 0 | 0 | 0 | 0 | 0 | 0 | 0 | 0 | 0 | 0 | 0 | 0
F3_Commercial_Retail_New_Food Preparation_Natural Gas_Conveyor Oven_E1 | F3 | Commercial | Retail | New | Food Preparation | Natural Gas | Conveyor Oven | E1 | PACT BC Ratio | bar: 2019 to 2051
F3_Commercial_Retail_New_Food Preparation_Natural Gas_Conveyor Oven_E2 | F3 | Commercial | Retail | New | Food Preparation | Natural Gas | Conveyor Oven | E2 | PACT BC Ratio | 5.397 | 5.4363 | 5.479 | 5.5258 | 5.5794 | 5.6416 | 5.6963 | 5.7515 | 5.8086 | 5.8681 | 5.9253 | 5.978 | 6.0297 | 6.0814 | 6.1353 | 6.1867 | 6.2396 | 6.2937 | 6.3483 | 6.4025 | 6.4557 | 6.5043 | 6.5477 | 6.586 | 6.6192 | 6.6477 | 6.6674 | 6.6822 | 6.6949 | 6.7058 | 6.7166 | 6.7213 | 6.7213
F3_Commercial_Retail_New_Food Preparation_Natural Gas_Conveyor Oven_E3 | F3 | Commercial | Retail | New | Food Preparation | Natural Gas | Conveyor Oven | E3 | PACT BC Ratio | 0 | 0 | 0 | 0 | 0 | 0 | 0 | 0 | 0 | 0 | 0 | 0 | 0 | 0 | 0 | 0 | 0 | 0 | 0 | 0 | 0 | 0 | 0 | 0 | 0 | 0 | 0 | 0 | 0 | 0 | 0 | 0 | 0
F3_Commercial_Retail_New_Food Preparation_Natural Gas_Conveyor Oven_E4 | F3 | Commercial | Retail | New | Food Preparation | Natural Gas | Conveyor Oven | E4 | PACT BC Ratio | 0 | 0 | 0 | 0 | 0 | 0 | 0 | 0 | 0 | 0 | 0 | 0 | 0 | 0 | 0 | 0 | 0 | 0 | 0 | 0 | 0 | 0 | 0 | 0 | 0 | 0 | 0 | 0 | 0 | 0 | 0 | 0 | 0
F3_Commercial_Retail_New_Food Preparation_Natural Gas_Conveyor Oven_E5 | F3 | Commercial | Retail | New | Food Preparation | Natural Gas | Conveyor Oven | E5 | PACT BC Ratio | 0 | 0 | 0 | 0 | 0 | 0 | 0 | 0 | 0 | 0 | 0 | 0 | 0 | 0 | 0 | 0 | 0 | 0 | 0 | 0 | 0 | 0 | 0 | 0 | 0 | 0 | 0 | 0 | 0 | 0 | 0 | 0 | 0
F3_Commercial_Retail_New_Food Preparation_Natural Gas_Conveyor Oven_E6 | F3 | Commercial | Retail | New | Food Preparation | Natural Gas | Conveyor Oven | E6 | PACT BC Ratio | 0 | 0 | 0 | 0 | 0 | 0 | 0 | 0 | 0 | 0 | 0 | 0 | 0 | 0 | 0 | 0 | 0 | 0 | 0 | 0 | 0 | 0 | 0 | 0 | 0 | 0 | 0 | 0 | 0 | 0 | 0 | 0 | 0
F3_Commercial_Retail_New_Food Preparation_Natural Gas_Conveyor Oven_E7 | F3 | Commercial | Retail | New | Food Preparation | Natural Gas | Conveyor Oven | E7 | PACT BC Ratio | 0 | 0 | 0 | 0 | 0 | 0 | 0 | 0 | 0 | 0 | 0 | 0 | 0 | 0 | 0 | 0 | 0 | 0 | 0 | 0 | 0 | 0 | 0 | 0 | 0 | 0 | 0 | 0 | 0 | 0 | 0 | 0 | 0
F3_Commercial_Retail_New_Food Preparation_Natural Gas_Conveyor Oven_E8 | F3 | Commercial | Retail | New | Food Preparation | Natural Gas | Conveyor Oven | E8 | PACT BC Ratio | 0 | 0 | 0 | 0 | 0 | 0 | 0 | 0 | 0 | 0 | 0 | 0 | 0 | 0 | 0 | 0 | 0 | 0 | 0 | 0 | 0 | 0 | 0 | 0 | 0 | 0 | 0 | 0 | 0 | 0 | 0 | 0 | 0
F3_Commercial_Retail_New_Food Preparation_Natural Gas_Conveyor Oven_E9 | F3 | Commercial | Retail | New | Food Preparation | Natural Gas | Conveyor Oven | E9 | PACT BC Ratio | 0 | 0 | 0 | 0 | 0 | 0 | 0 | 0 | 0 | 0 | 0 | 0 | 0 | 0 | 0 | 0 | 0 | 0 | 0 | 0 | 0 | 0 | 0 | 0 | 0 | 0 | 0 | 0 | 0 | 0 | 0 | 0 | 0
F3_Commercial_Retail_New_Food Preparation_Natural Gas_Conveyor Oven_E10 | F3 | Commercial | Retail | New | Food Preparation | Natural Gas | Conveyor Oven | E10 | PACT BC Ratio | 0 | 0 | 0 | 0 | 0 | 0 | 0 | 0 | 0 | 0 | 0 | 0 | 0 | 0 | 0 | 0 | 0 | 0 | 0 | 0 | 0 | 0 | 0 | 0 | 0 | 0 | 0 | 0 | 0 | 0 | 0 | 0 | 0
F4_Commercial_Retail_New_Food Preparation_Natural Gas_Conveyor Oven_E1 | F4 | Commercial | Retail | New | Food Preparation | Natural Gas | Conveyor Oven | E1 | RVT BC Ratio | bar: 2019 to 2051
F4_Commercial_Retail_New_Food Preparation_Natural Gas_Conveyor Oven_E2 | F4 | Commercial | Retail | New | Food Preparation | Natural Gas | Conveyor Oven | E2 | RVT BC Ratio | 6.5193 | 6.5617 | 6.6078 | 6.6583 | 6.7161 | 6.7831 | 6.8421 | 6.9016 | 6.9632 | 7.0273 | 7.089 | 7.1459 | 7.2016 | 7.2573 | 7.3154 | 7.3708 | 7.4279 | 7.4863 | 7.5451 | 7.6035 | 7.6609 | 7.7133 | 7.7601 | 7.8014 | 7.8372 | 7.8679 | 7.8892 | 7.9051 | 7.9188 | 7.9306 | 7.9422 | 7.9473 | 7.9473
F4_Commercial_Retail_New_Food Preparation_Natural Gas_Conveyor Oven_E3 | F4 | Commercial | Retail | New | Food Preparation | Natural Gas | Conveyor Oven | E3 | RVT BC Ratio | 0 | 0 | 0 | 0 | 0 | 0 | 0 | 0 | 0 | 0 | 0 | 0 | 0 | 0 | 0 | 0 | 0 | 0 | 0 | 0 | 0 | 0 | 0 | 0 | 0 | 0 | 0 | 0 | 0 | 0 | 0 | 0 | 0
F4_Commercial_Retail_New_Food Preparation_Natural Gas_Conveyor Oven_E4 | F4 | Commercial | Retail | New | Food Preparation | Natural Gas | Conveyor Oven | E4 | RVT BC Ratio | 0 | 0 | 0 | 0 | 0 | 0 | 0 | 0 | 0 | 0 | 0 | 0 | 0 | 0 | 0 | 0 | 0 | 0 | 0 | 0 | 0 | 0 | 0 | 0 | 0 | 0 | 0 | 0 | 0 | 0 | 0 | 0 | 0
F4_Commercial_Retail_New_Food Preparation_Natural Gas_Conveyor Oven_E5 | F4 | Commercial | Retail | New | Food Preparation | Natural Gas | Conveyor Oven | E5 | RVT BC Ratio | 0 | 0 | 0 | 0 | 0 | 0 | 0 | 0 | 0 | 0 | 0 | 0 | 0 | 0 | 0 | 0 | 0 | 0 | 0 | 0 | 0 | 0 | 0 | 0 | 0 | 0 | 0 | 0 | 0 | 0 | 0 | 0 | 0
F4_Commercial_Retail_New_Food Preparation_Natural Gas_Conveyor Oven_E6 | F4 | Commercial | Retail | New | Food Preparation | Natural Gas | Conveyor Oven | E6 | RVT BC Ratio | 0 | 0 | 0 | 0 | 0 | 0 | 0 | 0 | 0 | 0 | 0 | 0 | 0 | 0 | 0 | 0 | 0 | 0 | 0 | 0 | 0 | 0 | 0 | 0 | 0 | 0 | 0 | 0 | 0 | 0 | 0 | 0 | 0
F4_Commercial_Retail_New_Food Preparation_Natural Gas_Conveyor Oven_E7 | F4 | Commercial | Retail | New | Food Preparation | Natural Gas | Conveyor Oven | E7 | RVT BC Ratio | 0 | 0 | 0 | 0 | 0 | 0 | 0 | 0 | 0 | 0 | 0 | 0 | 0 | 0 | 0 | 0 | 0 | 0 | 0 | 0 | 0 | 0 | 0 | 0 | 0 | 0 | 0 | 0 | 0 | 0 | 0 | 0 | 0
F4_Commercial_Retail_New_Food Preparation_Natural Gas_Conveyor Oven_E8 | F4 | Commercial | Retail | New | Food Preparation | Natural Gas | Conveyor Oven | E8 | RVT BC Ratio | 0 | 0 | 0 | 0 | 0 | 0 | 0 | 0 | 0 | 0 | 0 | 0 | 0 | 0 | 0 | 0 | 0 | 0 | 0 | 0 | 0 | 0 | 0 | 0 | 0 | 0 | 0 | 0 | 0 | 0 | 0 | 0 | 0
F4_Commercial_Retail_New_Food Preparation_Natural Gas_Conveyor Oven_E9 | F4 | Commercial | Retail | New | Food Preparation | Natural Gas | Conveyor Oven | E9 | RVT BC Ratio | 0 | 0 | 0 | 0 | 0 | 0 | 0 | 0 | 0 | 0 | 0 | 0 | 0 | 0 | 0 | 0 | 0 | 0 | 0 | 0 | 0 | 0 | 0 | 0 | 0 | 0 | 0 | 0 | 0 | 0 | 0 | 0 | 0
F4_Commercial_Retail_New_Food Preparation_Natural Gas_Conveyor Oven_E10 | F4 | Commercial | Retail | New | Food Preparation | Natural Gas | Conveyor Oven | E10 | RVT BC Ratio | 0 | 0 | 0 | 0 | 0 | 0 | 0 | 0 | 0 | 0 | 0 | 0 | 0 | 0 | 0 | 0 | 0 | 0 | 0 | 0 | 0 | 0 | 0 | 0 | 0 | 0 | 0 | 0 | 0 | 0 | 0 | 0 | 0
F5_Commercial_Retail_New_Food Preparation_Natural Gas_Conveyor Oven_E1 | F5 | Commercial | Retail | New | Food Preparation | Natural Gas | Conveyor Oven | E1 | RIM BC Ratio | bar: 2019 to 2051
F5_Commercial_Retail_New_Food Preparation_Natural Gas_Conveyor Oven_E2 | F5 | Commercial | Retail | New | Food Preparation | Natural Gas | Conveyor Oven | E2 | RIM BC Ratio | 0.72288 | 0.72358 | 0.72433 | 0.72515 | 0.72606 | 0.7271 | 0.728 | 0.7289 | 0.72981 | 0.73074 | 0.73162 | 0.73242 | 0.73319 | 0.73394 | 0.73472 | 0.73545 | 0.7362 | 0.73694 | 0.73769 | 0.73841 | 0.73912 | 0.73975 | 0.74031 | 0.74079 | 0.74121 | 0.74157 | 0.74181 | 0.742 | 0.74215 | 0.74229 | 0.74242 | 0.74248 | 0.74248
F5_Commercial_Retail_New_Food Preparation_Natural Gas_Conveyor Oven_E3 | F5 | Commercial | Retail | New | Food Preparation | Natural Gas | Conveyor Oven | E3 | RIM BC Ratio | 0 | 0 | 0 | 0 | 0 | 0 | 0 | 0 | 0 | 0 | 0 | 0 | 0 | 0 | 0 | 0 | 0 | 0 | 0 | 0 | 0 | 0 | 0 | 0 | 0 | 0 | 0 | 0 | 0 | 0 | 0 | 0 | 0
F5_Commercial_Retail_New_Food Preparation_Natural Gas_Conveyor Oven_E4 | F5 | Commercial | Retail | New | Food Preparation | Natural Gas | Conveyor Oven | E4 | RIM BC Ratio | 0 | 0 | 0 | 0 | 0 | 0 | 0 | 0 | 0 | 0 | 0 | 0 | 0 | 0 | 0 | 0 | 0 | 0 | 0 | 0 | 0 | 0 | 0 | 0 | 0 | 0 | 0 | 0 | 0 | 0 | 0 | 0 | 0
F5_Commercial_Retail_New_Food Preparation_Natural Gas_Conveyor Oven_E5 | F5 | Commercial | Retail | New | Food Preparation | Natural Gas | Conveyor Oven | E5 | RIM BC Ratio | 0 | 0 | 0 | 0 | 0 | 0 | 0 | 0 | 0 | 0 | 0 | 0 | 0 | 0 | 0 | 0 | 0 | 0 | 0 | 0 | 0 | 0 | 0 | 0 | 0 | 0 | 0 | 0 | 0 | 0 | 0 | 0 | 0
F5_Commercial_Retail_New_Food Preparation_Natural Gas_Conveyor Oven_E6 | F5 | Commercial | Retail | New | Food Preparation | Natural Gas | Conveyor Oven | E6 | RIM BC Ratio | 0 | 0 | 0 | 0 | 0 | 0 | 0 | 0 | 0 | 0 | 0 | 0 | 0 | 0 | 0 | 0 | 0 | 0 | 0 | 0 | 0 | 0 | 0 | 0 | 0 | 0 | 0 | 0 | 0 | 0 | 0 | 0 | 0
F5_Commercial_Retail_New_Food Preparation_Natural Gas_Conveyor Oven_E7 | F5 | Commercial | Retail | New | Food Preparation | Natural Gas | Conveyor Oven | E7 | RIM BC Ratio | 0 | 0 | 0 | 0 | 0 | 0 | 0 | 0 | 0 | 0 | 0 | 0 | 0 | 0 | 0 | 0 | 0 | 0 | 0 | 0 | 0 | 0 | 0 | 0 | 0 | 0 | 0 | 0 | 0 | 0 | 0 | 0 | 0
F5_Commercial_Retail_New_Food Preparation_Natural Gas_Conveyor Oven_E8 | F5 | Commercial | Retail | New | Food Preparation | Natural Gas | Conveyor Oven | E8 | RIM BC Ratio | 0 | 0 | 0 | 0 | 0 | 0 | 0 | 0 | 0 | 0 | 0 | 0 | 0 | 0 | 0 | 0 | 0 | 0 | 0 | 0 | 0 | 0 | 0 | 0 | 0 | 0 | 0 | 0 | 0 | 0 | 0 | 0 | 0
F5_Commercial_Retail_New_Food Preparation_Natural Gas_Conveyor Oven_E9 | F5 | Commercial | Retail | New | Food Preparation | Natural Gas | Conveyor Oven | E9 | RIM BC Ratio | 0 | 0 | 0 | 0 | 0 | 0 | 0 | 0 | 0 | 0 | 0 | 0 | 0 | 0 | 0 | 0 | 0 | 0 | 0 | 0 | 0 | 0 | 0 | 0 | 0 | 0 | 0 | 0 | 0 | 0 | 0 | 0 | 0
F5_Commercial_Retail_New_Food Preparation_Natural Gas_Conveyor Oven_E10 | F5 | Commercial | Retail | New | Food Preparation | Natural Gas | Conveyor Oven | E10 | RIM BC Ratio | 0 | 0 | 0 | 0 | 0 | 0 | 0 | 0 | 0 | 0 | 0 | 0 | 0 | 0 | 0 | 0 | 0 | 0 | 0 | 0 | 0 | 0 | 0 | 0 | 0 | 0 | 0 | 0 | 0 | 0 | 0 | 0 | 0
F0_Commercial_Retail_New_Food Preparation_Natural Gas_Double Rack Oven_E0 | F0 | Commercial | Retail | New | Food Preparation | Natural Gas | Double Rack Oven | E0 | Economic Unit | FTSC Qualified (>50% Cooking Efficiency) | FTSC Qualified (>50% Cooking Efficiency) | FTSC Qualified (>50% Cooking Efficiency) | FTSC Qualified (>50% Cooking Efficiency) | FTSC Qualified (>50% Cooking Efficiency) | FTSC Qualified (>50% Cooking Efficiency) | FTSC Qualified (>50% Cooking Efficiency) | FTSC Qualified (>50% Cooking Efficiency) | FTSC Qualified (>50% Cooking Efficiency) | FTSC Qualified (>50% Cooking Efficiency) | FTSC Qualified (>50% Cooking Efficiency) | FTSC Qualified (>50% Cooking Efficiency) | FTSC Qualified (>50% Cooking Efficiency) | FTSC Qualified (>50% Cooking Efficiency) | FTSC Qualified (>50% Cooking Efficiency) | FTSC Qualified (>50% Cooking Efficiency) | FTSC Qualified (>50% Cooking Efficiency) | FTSC Qualified (>50% Cooking Efficiency) | FTSC Qualified (>50% Cooking Efficiency) | FTSC Qualified (>50% Cooking Efficiency) | FTSC Qualified (>50% Cooking Efficiency) | FTSC Qualified (>50% Cooking Efficiency) | FTSC Qualified (>50% Cooking Efficiency) | FTSC Qualified (>50% Cooking Efficiency) | FTSC Qualified (>50% Cooking Efficiency) | FTSC Qualified (>50% Cooking Efficiency) | FTSC Qualified (>50% Cooking Efficiency) | FTSC Qualified (>50% Cooking Efficiency) | FTSC Qualified (>50% Cooking Efficiency) | FTSC Qualified (>50% Cooking Efficiency) | FTSC Qualified (>50% Cooking Efficiency) | FTSC Qualified (>50% Cooking Efficiency) | FTSC Qualified (>50% Cooking Efficiency)
F1_Commercial_Retail_New_Food Preparation_Natural Gas_Double Rack Oven_E1 | F1 | Commercial | Retail | New | Food Preparation | Natural Gas | Double Rack Oven | E1 | CCE | 0 | 0 | 0 | 0 | 0 | 0 | 0 | 0 | 0 | 0 | 0 | 0 | 0 | 0 | 0 | 0 | 0 | 0 | 0 | 0 | 0 | 0 | 0 | 0 | 0 | 0 | 0 | 0 | 0 | 0 | 0 | 0 | 0
F1_Commercial_Retail_New_Food Preparation_Natural Gas_Double Rack Oven_E2 | F1 | Commercial | Retail | New | Food Preparation | Natural Gas | Double Rack Oven | E2 | CCE | 0.29688 | 0.29688 | 0.29688 | 0.29688 | 0.29688 | 0.29688 | 0.29688 | 0.29688 | 0.29688 | 0.29688 | 0.29688 | 0.29688 | 0.29688 | 0.29688 | 0.29688 | 0.29688 | 0.29688 | 0.29688 | 0.29688 | 0.29688 | 0.29688 | 0.29688 | 0.29688 | 0.29688 | 0.29688 | 0.29688 | 0.29688 | 0.29688 | 0.29688 | 0.29688 | 0.29688 | 0.29688 | 0.29688
F1_Commercial_Retail_New_Food Preparation_Natural Gas_Double Rack Oven_E3 | F1 | Commercial | Retail | New | Food Preparation | Natural Gas | Double Rack Oven | E3 | CCE | 0 | 0 | 0 | 0 | 0 | 0 | 0 | 0 | 0 | 0 | 0 | 0 | 0 | 0 | 0 | 0 | 0 | 0 | 0 | 0 | 0 | 0 | 0 | 0 | 0 | 0 | 0 | 0 | 0 | 0 | 0 | 0 | 0
F1_Commercial_Retail_New_Food Preparation_Natural Gas_Double Rack Oven_E4 | F1 | Commercial | Retail | New | Food Preparation | Natural Gas | Double Rack Oven | E4 | CCE | 0 | 0 | 0 | 0 | 0 | 0 | 0 | 0 | 0 | 0 | 0 | 0 | 0 | 0 | 0 | 0 | 0 | 0 | 0 | 0 | 0 | 0 | 0 | 0 | 0 | 0 | 0 | 0 | 0 | 0 | 0 | 0 | 0
F1_Commercial_Retail_New_Food Preparation_Natural Gas_Double Rack Oven_E5 | F1 | Commercial | Retail | New | Food Preparation | Natural Gas | Double Rack Oven | E5 | CCE | 0 | 0 | 0 | 0 | 0 | 0 | 0 | 0 | 0 | 0 | 0 | 0 | 0 | 0 | 0 | 0 | 0 | 0 | 0 | 0 | 0 | 0 | 0 | 0 | 0 | 0 | 0 | 0 | 0 | 0 | 0 | 0 | 0
F1_Commercial_Retail_New_Food Preparation_Natural Gas_Double Rack Oven_E6 | F1 | Commercial | Retail | New | Food Preparation | Natural Gas | Double Rack Oven | E6 | CCE | 0 | 0 | 0 | 0 | 0 | 0 | 0 | 0 | 0 | 0 | 0 | 0 | 0 | 0 | 0 | 0 | 0 | 0 | 0 | 0 | 0 | 0 | 0 | 0 | 0 | 0 | 0 | 0 | 0 | 0 | 0 | 0 | 0
F1_Commercial_Retail_New_Food Preparation_Natural Gas_Double Rack Oven_E7 | F1 | Commercial | Retail | New | Food Preparation | Natural Gas | Double Rack Oven | E7 | CCE | 0 | 0 | 0 | 0 | 0 | 0 | 0 | 0 | 0 | 0 | 0 | 0 | 0 | 0 | 0 | 0 | 0 | 0 | 0 | 0 | 0 | 0 | 0 | 0 | 0 | 0 | 0 | 0 | 0 | 0 | 0 | 0 | 0
F1_Commercial_Retail_New_Food Preparation_Natural Gas_Double Rack Oven_E8 | F1 | Commercial | Retail | New | Food Preparation | Natural Gas | Double Rack Oven | E8 | CCE | 0 | 0 | 0 | 0 | 0 | 0 | 0 | 0 | 0 | 0 | 0 | 0 | 0 | 0 | 0 | 0 | 0 | 0 | 0 | 0 | 0 | 0 | 0 | 0 | 0 | 0 | 0 | 0 | 0 | 0 | 0 | 0 | 0
F1_Commercial_Retail_New_Food Preparation_Natural Gas_Double Rack Oven_E9 | F1 | Commercial | Retail | New | Food Preparation | Natural Gas | Double Rack Oven | E9 | CCE | 0 | 0 | 0 | 0 | 0 | 0 | 0 | 0 | 0 | 0 | 0 | 0 | 0 | 0 | 0 | 0 | 0 | 0 | 0 | 0 | 0 | 0 | 0 | 0 | 0 | 0 | 0 | 0 | 0 | 0 | 0 | 0 | 0
F1_Commercial_Retail_New_Food Preparation_Natural Gas_Double Rack Oven_E10 | F1 | Commercial | Retail | New | Food Preparation | Natural Gas | Double Rack Oven | E10 | CCE | 0 | 0 | 0 | 0 | 0 | 0 | 0 | 0 | 0 | 0 | 0 | 0 | 0 | 0 | 0 | 0 | 0 | 0 | 0 | 0 | 0 | 0 | 0 | 0 | 0 | 0 | 0 | 0 | 0 | 0 | 0 | 0 | 0
F2_Commercial_Retail_New_Food Preparation_Natural Gas_Double Rack Oven_E1 | F2 | Commercial | Retail | New | Food Preparation | Natural Gas | Double Rack Oven | E1 | TRC BC Ratio | bar: 2019 to 2051
F2_Commercial_Retail_New_Food Preparation_Natural Gas_Double Rack Oven_E2 | F2 | Commercial | Retail | New | Food Preparation | Natural Gas | Double Rack Oven | E2 | TRC BC Ratio | 4.7395 | 4.7756 | 4.816 | 4.8604 | 4.911 | 4.9696 | 5.017 | 5.0626 | 5.1089 | 5.1571 | 5.2031 | 5.2453 | 5.2885 | 5.3338 | 5.3838 | 5.4328 | 5.4847 | 5.5395 | 5.5966 | 5.655 | 5.7136 | 5.7686 | 5.8182 | 5.8621 | 5.9 | 5.9326 | 5.9552 | 5.9721 | 5.9866 | 5.9991 | 6.0114 | 6.0169 | 6.0169
F2_Commercial_Retail_New_Food Preparation_Natural Gas_Double Rack Oven_E3 | F2 | Commercial | Retail | New | Food Preparation | Natural Gas | Double Rack Oven | E3 | TRC BC Ratio | 0 | 0 | 0 | 0 | 0 | 0 | 0 | 0 | 0 | 0 | 0 | 0 | 0 | 0 | 0 | 0 | 0 | 0 | 0 | 0 | 0 | 0 | 0 | 0 | 0 | 0 | 0 | 0 | 0 | 0 | 0 | 0 | 0
F2_Commercial_Retail_New_Food Preparation_Natural Gas_Double Rack Oven_E4 | F2 | Commercial | Retail | New | Food Preparation | Natural Gas | Double Rack Oven | E4 | TRC BC Ratio | 0 | 0 | 0 | 0 | 0 | 0 | 0 | 0 | 0 | 0 | 0 | 0 | 0 | 0 | 0 | 0 | 0 | 0 | 0 | 0 | 0 | 0 | 0 | 0 | 0 | 0 | 0 | 0 | 0 | 0 | 0 | 0 | 0
F2_Commercial_Retail_New_Food Preparation_Natural Gas_Double Rack Oven_E5 | F2 | Commercial | Retail | New | Food Preparation | Natural Gas | Double Rack Oven | E5 | TRC BC Ratio | 0 | 0 | 0 | 0 | 0 | 0 | 0 | 0 | 0 | 0 | 0 | 0 | 0 | 0 | 0 | 0 | 0 | 0 | 0 | 0 | 0 | 0 | 0 | 0 | 0 | 0 | 0 | 0 | 0 | 0 | 0 | 0 | 0
F2_Commercial_Retail_New_Food Preparation_Natural Gas_Double Rack Oven_E6 | F2 | Commercial | Retail | New | Food Preparation | Natural Gas | Double Rack Oven | E6 | TRC BC Ratio | 0 | 0 | 0 | 0 | 0 | 0 | 0 | 0 | 0 | 0 | 0 | 0 | 0 | 0 | 0 | 0 | 0 | 0 | 0 | 0 | 0 | 0 | 0 | 0 | 0 | 0 | 0 | 0 | 0 | 0 | 0 | 0 | 0
F2_Commercial_Retail_New_Food Preparation_Natural Gas_Double Rack Oven_E7 | F2 | Commercial | Retail | New | Food Preparation | Natural Gas | Double Rack Oven | E7 | TRC BC Ratio | 0 | 0 | 0 | 0 | 0 | 0 | 0 | 0 | 0 | 0 | 0 | 0 | 0 | 0 | 0 | 0 | 0 | 0 | 0 | 0 | 0 | 0 | 0 | 0 | 0 | 0 | 0 | 0 | 0 | 0 | 0 | 0 | 0
F2_Commercial_Retail_New_Food Preparation_Natural Gas_Double Rack Oven_E8 | F2 | Commercial | Retail | New | Food Preparation | Natural Gas | Double Rack Oven | E8 | TRC BC Ratio | 0 | 0 | 0 | 0 | 0 | 0 | 0 | 0 | 0 | 0 | 0 | 0 | 0 | 0 | 0 | 0 | 0 | 0 | 0 | 0 | 0 | 0 | 0 | 0 | 0 | 0 | 0 | 0 | 0 | 0 | 0 | 0 | 0
F2_Commercial_Retail_New_Food Preparation_Natural Gas_Double Rack Oven_E9 | F2 | Commercial | Retail | New | Food Preparation | Natural Gas | Double Rack Oven | E9 | TRC BC Ratio | 0 | 0 | 0 | 0 | 0 | 0 | 0 | 0 | 0 | 0 | 0 | 0 | 0 | 0 | 0 | 0 | 0 | 0 | 0 | 0 | 0 | 0 | 0 | 0 | 0 | 0 | 0 | 0 | 0 | 0 | 0 | 0 | 0
F2_Commercial_Retail_New_Food Preparation_Natural Gas_Double Rack Oven_E10 | F2 | Commercial | Retail | New | Food Preparation | Natural Gas | Double Rack Oven | E10 | TRC BC Ratio | 0 | 0 | 0 | 0 | 0 | 0 | 0 | 0 | 0 | 0 | 0 | 0 | 0 | 0 | 0 | 0 | 0 | 0 | 0 | 0 | 0 | 0 | 0 | 0 | 0 | 0 | 0 | 0 | 0 | 0 | 0 | 0 | 0
F3_Commercial_Retail_New_Food Preparation_Natural Gas_Double Rack Oven_E1 | F3 | Commercial | Retail | New | Food Preparation | Natural Gas | Double Rack Oven | E1 | PACT BC Ratio | bar: 2019 to 2051
F3_Commercial_Retail_New_Food Preparation_Natural Gas_Double Rack Oven_E2 | F3 | Commercial | Retail | New | Food Preparation | Natural Gas | Double Rack Oven | E2 | PACT BC Ratio | 6.3193 | 6.3675 | 6.4213 | 6.4805 | 6.548 | 6.6261 | 6.6894 | 6.7502 | 6.8119 | 6.8761 | 6.9374 | 6.9937 | 7.0513 | 7.1117 | 7.1784 | 7.2437 | 7.3129 | 7.386 | 7.4622 | 7.5399 | 7.6182 | 7.6915 | 7.7576 | 7.8161 | 7.8667 | 7.9101 | 7.9403 | 7.9627 | 7.9822 | 7.9988 | 8.0152 | 8.0225 | 8.0225
F3_Commercial_Retail_New_Food Preparation_Natural Gas_Double Rack Oven_E3 | F3 | Commercial | Retail | New | Food Preparation | Natural Gas | Double Rack Oven | E3 | PACT BC Ratio | 0 | 0 | 0 | 0 | 0 | 0 | 0 | 0 | 0 | 0 | 0 | 0 | 0 | 0 | 0 | 0 | 0 | 0 | 0 | 0 | 0 | 0 | 0 | 0 | 0 | 0 | 0 | 0 | 0 | 0 | 0 | 0 | 0
F3_Commercial_Retail_New_Food Preparation_Natural Gas_Double Rack Oven_E4 | F3 | Commercial | Retail | New | Food Preparation | Natural Gas | Double Rack Oven | E4 | PACT BC Ratio | 0 | 0 | 0 | 0 | 0 | 0 | 0 | 0 | 0 | 0 | 0 | 0 | 0 | 0 | 0 | 0 | 0 | 0 | 0 | 0 | 0 | 0 | 0 | 0 | 0 | 0 | 0 | 0 | 0 | 0 | 0 | 0 | 0
F3_Commercial_Retail_New_Food Preparation_Natural Gas_Double Rack Oven_E5 | F3 | Commercial | Retail | New | Food Preparation | Natural Gas | Double Rack Oven | E5 | PACT BC Ratio | 0 | 0 | 0 | 0 | 0 | 0 | 0 | 0 | 0 | 0 | 0 | 0 | 0 | 0 | 0 | 0 | 0 | 0 | 0 | 0 | 0 | 0 | 0 | 0 | 0 | 0 | 0 | 0 | 0 | 0 | 0 | 0 | 0
F3_Commercial_Retail_New_Food Preparation_Natural Gas_Double Rack Oven_E6 | F3 | Commercial | Retail | New | Food Preparation | Natural Gas | Double Rack Oven | E6 | PACT BC Ratio | 0 | 0 | 0 | 0 | 0 | 0 | 0 | 0 | 0 | 0 | 0 | 0 | 0 | 0 | 0 | 0 | 0 | 0 | 0 | 0 | 0 | 0 | 0 | 0 | 0 | 0 | 0 | 0 | 0 | 0 | 0 | 0 | 0
F3_Commercial_Retail_New_Food Preparation_Natural Gas_Double Rack Oven_E7 | F3 | Commercial | Retail | New | Food Preparation | Natural Gas | Double Rack Oven | E7 | PACT BC Ratio | 0 | 0 | 0 | 0 | 0 | 0 | 0 | 0 | 0 | 0 | 0 | 0 | 0 | 0 | 0 | 0 | 0 | 0 | 0 | 0 | 0 | 0 | 0 | 0 | 0 | 0 | 0 | 0 | 0 | 0 | 0 | 0 | 0
F3_Commercial_Retail_New_Food Preparation_Natural Gas_Double Rack Oven_E8 | F3 | Commercial | Retail | New | Food Preparation | Natural Gas | Double Rack Oven | E8 | PACT BC Ratio | 0 | 0 | 0 | 0 | 0 | 0 | 0 | 0 | 0 | 0 | 0 | 0 | 0 | 0 | 0 | 0 | 0 | 0 | 0 | 0 | 0 | 0 | 0 | 0 | 0 | 0 | 0 | 0 | 0 | 0 | 0 | 0 | 0
F3_Commercial_Retail_New_Food Preparation_Natural Gas_Double Rack Oven_E9 | F3 | Commercial | Retail | New | Food Preparation | Natural Gas | Double Rack Oven | E9 | PACT BC Ratio | 0 | 0 | 0 | 0 | 0 | 0 | 0 | 0 | 0 | 0 | 0 | 0 | 0 | 0 | 0 | 0 | 0 | 0 | 0 | 0 | 0 | 0 | 0 | 0 | 0 | 0 | 0 | 0 | 0 | 0 | 0 | 0 | 0
F3_Commercial_Retail_New_Food Preparation_Natural Gas_Double Rack Oven_E10 | F3 | Commercial | Retail | New | Food Preparation | Natural Gas | Double Rack Oven | E10 | PACT BC Ratio | 0 | 0 | 0 | 0 | 0 | 0 | 0 | 0 | 0 | 0 | 0 | 0 | 0 | 0 | 0 | 0 | 0 | 0 | 0 | 0 | 0 | 0 | 0 | 0 | 0 | 0 | 0 | 0 | 0 | 0 | 0 | 0 | 0
F4_Commercial_Retail_New_Food Preparation_Natural Gas_Double Rack Oven_E1 | F4 | Commercial | Retail | New | Food Preparation | Natural Gas | Double Rack Oven | E1 | RVT BC Ratio | bar: 2019 to 2051
F4_Commercial_Retail_New_Food Preparation_Natural Gas_Double Rack Oven_E2 | F4 | Commercial | Retail | New | Food Preparation | Natural Gas | Double Rack Oven | E2 | RVT BC Ratio | 7.5139 | 7.5658 | 7.6238 | 7.6877 | 7.7604 | 7.8446 | 7.9129 | 7.9784 | 8.045 | 8.1143 | 8.1804 | 8.241 | 8.3031 | 8.3683 | 8.4402 | 8.5106 | 8.5852 | 8.664 | 8.7461 | 8.83 | 8.9144 | 8.9934 | 9.0647 | 9.1278 | 9.1823 | 9.2292 | 9.2617 | 9.2859 | 9.3069 | 9.3248 | 9.3425 | 9.3503 | 9.3503
F4_Commercial_Retail_New_Food Preparation_Natural Gas_Double Rack Oven_E3 | F4 | Commercial | Retail | New | Food Preparation | Natural Gas | Double Rack Oven | E3 | RVT BC Ratio | 0 | 0 | 0 | 0 | 0 | 0 | 0 | 0 | 0 | 0 | 0 | 0 | 0 | 0 | 0 | 0 | 0 | 0 | 0 | 0 | 0 | 0 | 0 | 0 | 0 | 0 | 0 | 0 | 0 | 0 | 0 | 0 | 0
F4_Commercial_Retail_New_Food Preparation_Natural Gas_Double Rack Oven_E4 | F4 | Commercial | Retail | New | Food Preparation | Natural Gas | Double Rack Oven | E4 | RVT BC Ratio | 0 | 0 | 0 | 0 | 0 | 0 | 0 | 0 | 0 | 0 | 0 | 0 | 0 | 0 | 0 | 0 | 0 | 0 | 0 | 0 | 0 | 0 | 0 | 0 | 0 | 0 | 0 | 0 | 0 | 0 | 0 | 0 | 0
F4_Commercial_Retail_New_Food Preparation_Natural Gas_Double Rack Oven_E5 | F4 | Commercial | Retail | New | Food Preparation | Natural Gas | Double Rack Oven | E5 | RVT BC Ratio | 0 | 0 | 0 | 0 | 0 | 0 | 0 | 0 | 0 | 0 | 0 | 0 | 0 | 0 | 0 | 0 | 0 | 0 | 0 | 0 | 0 | 0 | 0 | 0 | 0 | 0 | 0 | 0 | 0 | 0 | 0 | 0 | 0
F4_Commercial_Retail_New_Food Preparation_Natural Gas_Double Rack Oven_E6 | F4 | Commercial | Retail | New | Food Preparation | Natural Gas | Double Rack Oven | E6 | RVT BC Ratio | 0 | 0 | 0 | 0 | 0 | 0 | 0 | 0 | 0 | 0 | 0 | 0 | 0 | 0 | 0 | 0 | 0 | 0 | 0 | 0 | 0 | 0 | 0 | 0 | 0 | 0 | 0 | 0 | 0 | 0 | 0 | 0 | 0
F4_Commercial_Retail_New_Food Preparation_Natural Gas_Double Rack Oven_E7 | F4 | Commercial | Retail | New | Food Preparation | Natural Gas | Double Rack Oven | E7 | RVT BC Ratio | 0 | 0 | 0 | 0 | 0 | 0 | 0 | 0 | 0 | 0 | 0 | 0 | 0 | 0 | 0 | 0 | 0 | 0 | 0 | 0 | 0 | 0 | 0 | 0 | 0 | 0 | 0 | 0 | 0 | 0 | 0 | 0 | 0
F4_Commercial_Retail_New_Food Preparation_Natural Gas_Double Rack Oven_E8 | F4 | Commercial | Retail | New | Food Preparation | Natural Gas | Double Rack Oven | E8 | RVT BC Ratio | 0 | 0 | 0 | 0 | 0 | 0 | 0 | 0 | 0 | 0 | 0 | 0 | 0 | 0 | 0 | 0 | 0 | 0 | 0 | 0 | 0 | 0 | 0 | 0 | 0 | 0 | 0 | 0 | 0 | 0 | 0 | 0 | 0
F4_Commercial_Retail_New_Food Preparation_Natural Gas_Double Rack Oven_E9 | F4 | Commercial | Retail | New | Food Preparation | Natural Gas | Double Rack Oven | E9 | RVT BC Ratio | 0 | 0 | 0 | 0 | 0 | 0 | 0 | 0 | 0 | 0 | 0 | 0 | 0 | 0 | 0 | 0 | 0 | 0 | 0 | 0 | 0 | 0 | 0 | 0 | 0 | 0 | 0 | 0 | 0 | 0 | 0 | 0 | 0
F4_Commercial_Retail_New_Food Preparation_Natural Gas_Double Rack Oven_E10 | F4 | Commercial | Retail | New | Food Preparation | Natural Gas | Double Rack Oven | E10 | RVT BC Ratio | 0 | 0 | 0 | 0 | 0 | 0 | 0 | 0 | 0 | 0 | 0 | 0 | 0 | 0 | 0 | 0 | 0 | 0 | 0 | 0 | 0 | 0 | 0 | 0 | 0 | 0 | 0 | 0 | 0 | 0 | 0 | 0 | 0
F5_Commercial_Retail_New_Food Preparation_Natural Gas_Double Rack Oven_E1 | F5 | Commercial | Retail | New | Food Preparation | Natural Gas | Double Rack Oven | E1 | RIM BC Ratio | bar: 2019 to 2051
F5_Commercial_Retail_New_Food Preparation_Natural Gas_Double Rack Oven_E2 | F5 | Commercial | Retail | New | Food Preparation | Natural Gas | Double Rack Oven | E2 | RIM BC Ratio | 0.73729 | 0.73795 | 0.73866 | 0.73944 | 0.74031 | 0.7413 | 0.74208 | 0.74283 | 0.74357 | 0.74433 | 0.74504 | 0.74568 | 0.74633 | 0.74701 | 0.74774 | 0.74844 | 0.74917 | 0.74993 | 0.75071 | 0.75149 | 0.75226 | 0.75297 | 0.7536 | 0.75414 | 0.75461 | 0.75501 | 0.75528 | 0.75549 | 0.75566 | 0.75581 | 0.75596 | 0.75602 | 0.75602
F5_Commercial_Retail_New_Food Preparation_Natural Gas_Double Rack Oven_E3 | F5 | Commercial | Retail | New | Food Preparation | Natural Gas | Double Rack Oven | E3 | RIM BC Ratio | 0 | 0 | 0 | 0 | 0 | 0 | 0 | 0 | 0 | 0 | 0 | 0 | 0 | 0 | 0 | 0 | 0 | 0 | 0 | 0 | 0 | 0 | 0 | 0 | 0 | 0 | 0 | 0 | 0 | 0 | 0 | 0 | 0
F5_Commercial_Retail_New_Food Preparation_Natural Gas_Double Rack Oven_E4 | F5 | Commercial | Retail | New | Food Preparation | Natural Gas | Double Rack Oven | E4 | RIM BC Ratio | 0 | 0 | 0 | 0 | 0 | 0 | 0 | 0 | 0 | 0 | 0 | 0 | 0 | 0 | 0 | 0 | 0 | 0 | 0 | 0 | 0 | 0 | 0 | 0 | 0 | 0 | 0 | 0 | 0 | 0 | 0 | 0 | 0
F5_Commercial_Retail_New_Food Preparation_Natural Gas_Double Rack Oven_E5 | F5 | Commercial | Retail | New | Food Preparation | Natural Gas | Double Rack Oven | E5 | RIM BC Ratio | 0 | 0 | 0 | 0 | 0 | 0 | 0 | 0 | 0 | 0 | 0 | 0 | 0 | 0 | 0 | 0 | 0 | 0 | 0 | 0 | 0 | 0 | 0 | 0 | 0 | 0 | 0 | 0 | 0 | 0 | 0 | 0 | 0
F5_Commercial_Retail_New_Food Preparation_Natural Gas_Double Rack Oven_E6 | F5 | Commercial | Retail | New | Food Preparation | Natural Gas | Double Rack Oven | E6 | RIM BC Ratio | 0 | 0 | 0 | 0 | 0 | 0 | 0 | 0 | 0 | 0 | 0 | 0 | 0 | 0 | 0 | 0 | 0 | 0 | 0 | 0 | 0 | 0 | 0 | 0 | 0 | 0 | 0 | 0 | 0 | 0 | 0 | 0 | 0
F5_Commercial_Retail_New_Food Preparation_Natural Gas_Double Rack Oven_E7 | F5 | Commercial | Retail | New | Food Preparation | Natural Gas | Double Rack Oven | E7 | RIM BC Ratio | 0 | 0 | 0 | 0 | 0 | 0 | 0 | 0 | 0 | 0 | 0 | 0 | 0 | 0 | 0 | 0 | 0 | 0 | 0 | 0 | 0 | 0 | 0 | 0 | 0 | 0 | 0 | 0 | 0 | 0 | 0 | 0 | 0
F5_Commercial_Retail_New_Food Preparation_Natural Gas_Double Rack Oven_E8 | F5 | Commercial | Retail | New | Food Preparation | Natural Gas | Double Rack Oven | E8 | RIM BC Ratio | 0 | 0 | 0 | 0 | 0 | 0 | 0 | 0 | 0 | 0 | 0 | 0 | 0 | 0 | 0 | 0 | 0 | 0 | 0 | 0 | 0 | 0 | 0 | 0 | 0 | 0 | 0 | 0 | 0 | 0 | 0 | 0 | 0
F5_Commercial_Retail_New_Food Preparation_Natural Gas_Double Rack Oven_E9 | F5 | Commercial | Retail | New | Food Preparation | Natural Gas | Double Rack Oven | E9 | RIM BC Ratio | 0 | 0 | 0 | 0 | 0 | 0 | 0 | 0 | 0 | 0 | 0 | 0 | 0 | 0 | 0 | 0 | 0 | 0 | 0 | 0 | 0 | 0 | 0 | 0 | 0 | 0 | 0 | 0 | 0 | 0 | 0 | 0 | 0
F5_Commercial_Retail_New_Food Preparation_Natural Gas_Double Rack Oven_E10 | F5 | Commercial | Retail | New | Food Preparation | Natural Gas | Double Rack Oven | E10 | RIM BC Ratio | 0 | 0 | 0 | 0 | 0 | 0 | 0 | 0 | 0 | 0 | 0 | 0 | 0 | 0 | 0 | 0 | 0 | 0 | 0 | 0 | 0 | 0 | 0 | 0 | 0 | 0 | 0 | 0 | 0 | 0 | 0 | 0 | 0
F0_Commercial_Retail_New_Food Preparation_Natural Gas_Fryer_E0 | F0 | Commercial | Retail | New | Food Preparation | Natural Gas | Fryer | E0 | Economic Unit | ENERGY STAR | ENERGY STAR | ENERGY STAR | ENERGY STAR | ENERGY STAR | ENERGY STAR | ENERGY STAR | ENERGY STAR | ENERGY STAR | ENERGY STAR | ENERGY STAR | ENERGY STAR | ENERGY STAR | ENERGY STAR | ENERGY STAR | ENERGY STAR | ENERGY STAR | ENERGY STAR | ENERGY STAR | ENERGY STAR | ENERGY STAR | ENERGY STAR | ENERGY STAR | ENERGY STAR | ENERGY STAR | ENERGY STAR | ENERGY STAR | ENERGY STAR | ENERGY STAR | ENERGY STAR | ENERGY STAR | ENERGY STAR | ENERGY STAR
F1_Commercial_Retail_New_Food Preparation_Natural Gas_Fryer_E1 | F1 | Commercial | Retail | New | Food Preparation | Natural Gas | Fryer | E1 | CCE | 0 | 0 | 0 | 0 | 0 | 0 | 0 | 0 | 0 | 0 | 0 | 0 | 0 | 0 | 0 | 0 | 0 | 0 | 0 | 0 | 0 | 0 | 0 | 0 | 0 | 0 | 0 | 0 | 0 | 0 | 0 | 0 | 0
F1_Commercial_Retail_New_Food Preparation_Natural Gas_Fryer_E2 | F1 | Commercial | Retail | New | Food Preparation | Natural Gas | Fryer | E2 | CCE | 0.52081 | 0.52081 | 0.52081 | 0 | 0 | 0 | 0 | 0 | 0 | 0 | 0 | 0 | 0 | 0 | 0 | 0 | 0 | 0 | 0 | 0 | 0 | 0 | 0 | 0 | 0 | 0 | 0 | 0 | 0 | 0 | 0 | 0 | 0
F1_Commercial_Retail_New_Food Preparation_Natural Gas_Fryer_E3 | F1 | Commercial | Retail | New | Food Preparation | Natural Gas | Fryer | E3 | CCE | 0 | 0 | 0 | 0 | 0 | 0 | 0 | 0 | 0 | 0 | 0 | 0 | 0 | 0 | 0 | 0 | 0 | 0 | 0 | 0 | 0 | 0 | 0 | 0 | 0 | 0 | 0 | 0 | 0 | 0 | 0 | 0 | 0
F1_Commercial_Retail_New_Food Preparation_Natural Gas_Fryer_E4 | F1 | Commercial | Retail | New | Food Preparation | Natural Gas | Fryer | E4 | CCE | 0 | 0 | 0 | 0 | 0 | 0 | 0 | 0 | 0 | 0 | 0 | 0 | 0 | 0 | 0 | 0 | 0 | 0 | 0 | 0 | 0 | 0 | 0 | 0 | 0 | 0 | 0 | 0 | 0 | 0 | 0 | 0 | 0
F1_Commercial_Retail_New_Food Preparation_Natural Gas_Fryer_E5 | F1 | Commercial | Retail | New | Food Preparation | Natural Gas | Fryer | E5 | CCE | 0 | 0 | 0 | 0 | 0 | 0 | 0 | 0 | 0 | 0 | 0 | 0 | 0 | 0 | 0 | 0 | 0 | 0 | 0 | 0 | 0 | 0 | 0 | 0 | 0 | 0 | 0 | 0 | 0 | 0 | 0 | 0 | 0
F1_Commercial_Retail_New_Food Preparation_Natural Gas_Fryer_E6 | F1 | Commercial | Retail | New | Food Preparation | Natural Gas | Fryer | E6 | CCE | 0 | 0 | 0 | 0 | 0 | 0 | 0 | 0 | 0 | 0 | 0 | 0 | 0 | 0 | 0 | 0 | 0 | 0 | 0 | 0 | 0 | 0 | 0 | 0 | 0 | 0 | 0 | 0 | 0 | 0 | 0 | 0 | 0
F1_Commercial_Retail_New_Food Preparation_Natural Gas_Fryer_E7 | F1 | Commercial | Retail | New | Food Preparation | Natural Gas | Fryer | E7 | CCE | 0 | 0 | 0 | 0 | 0 | 0 | 0 | 0 | 0 | 0 | 0 | 0 | 0 | 0 | 0 | 0 | 0 | 0 | 0 | 0 | 0 | 0 | 0 | 0 | 0 | 0 | 0 | 0 | 0 | 0 | 0 | 0 | 0
F1_Commercial_Retail_New_Food Preparation_Natural Gas_Fryer_E8 | F1 | Commercial | Retail | New | Food Preparation | Natural Gas | Fryer | E8 | CCE | 0 | 0 | 0 | 0 | 0 | 0 | 0 | 0 | 0 | 0 | 0 | 0 | 0 | 0 | 0 | 0 | 0 | 0 | 0 | 0 | 0 | 0 | 0 | 0 | 0 | 0 | 0 | 0 | 0 | 0 | 0 | 0 | 0
F1_Commercial_Retail_New_Food Preparation_Natural Gas_Fryer_E9 | F1 | Commercial | Retail | New | Food Preparation | Natural Gas | Fryer | E9 | CCE | 0 | 0 | 0 | 0 | 0 | 0 | 0 | 0 | 0 | 0 | 0 | 0 | 0 | 0 | 0 | 0 | 0 | 0 | 0 | 0 | 0 | 0 | 0 | 0 | 0 | 0 | 0 | 0 | 0 | 0 | 0 | 0 | 0
F1_Commercial_Retail_New_Food Preparation_Natural Gas_Fryer_E10 | F1 | Commercial | Retail | New | Food Preparation | Natural Gas | Fryer | E10 | CCE | 0 | 0 | 0 | 0 | 0 | 0 | 0 | 0 | 0 | 0 | 0 | 0 | 0 | 0 | 0 | 0 | 0 | 0 | 0 | 0 | 0 | 0 | 0 | 0 | 0 | 0 | 0 | 0 | 0 | 0 | 0 | 0 | 0
F2_Commercial_Retail_New_Food Preparation_Natural Gas_Fryer_E1 | F2 | Commercial | Retail | New | Food Preparation | Natural Gas | Fryer | E1 | TRC BC Ratio | 1 | 1 | 1 | 0 | 0 | 0 | 0 | 0 | 0 | 0 | 0 | 0 | 0 | 0 | 0 | 0 | 0 | 0 | 0 | 0 | 0 | 0 | 0 | 0 | 0 | 0 | 0 | 0 | 0 | 0 | 0 | 0 | 0
F2_Commercial_Retail_New_Food Preparation_Natural Gas_Fryer_E2 | F2 | Commercial | Retail | New | Food Preparation | Natural Gas | Fryer | E2 | TRC BC Ratio | 2.6303 | 2.6385 | 2.6536 | 1 | 1 | 1 | 1 | 1 | 1 | 1 | 1 | 1 | 1 | 1 | 1 | 1 | 1 | 1 | 1 | 1 | 1 | 1 | 1 | 1 | 1 | 1 | 1 | 1 | 1 | 1 | 1 | 1 | 1
F2_Commercial_Retail_New_Food Preparation_Natural Gas_Fryer_E3 | F2 | Commercial | Retail | New | Food Preparation | Natural Gas | Fryer | E3 | TRC BC Ratio | 0 | 0 | 0 | 0 | 0 | 0 | 0 | 0 | 0 | 0 | 0 | 0 | 0 | 0 | 0 | 0 | 0 | 0 | 0 | 0 | 0 | 0 | 0 | 0 | 0 | 0 | 0 | 0 | 0 | 0 | 0 | 0 | 0
F2_Commercial_Retail_New_Food Preparation_Natural Gas_Fryer_E4 | F2 | Commercial | Retail | New | Food Preparation | Natural Gas | Fryer | E4 | TRC BC Ratio | 0 | 0 | 0 | 0 | 0 | 0 | 0 | 0 | 0 | 0 | 0 | 0 | 0 | 0 | 0 | 0 | 0 | 0 | 0 | 0 | 0 | 0 | 0 | 0 | 0 | 0 | 0 | 0 | 0 | 0 | 0 | 0 | 0
F2_Commercial_Retail_New_Food Preparation_Natural Gas_Fryer_E5 | F2 | Commercial | Retail | New | Food Preparation | Natural Gas | Fryer | E5 | TRC BC Ratio | 0 | 0 | 0 | 0 | 0 | 0 | 0 | 0 | 0 | 0 | 0 | 0 | 0 | 0 | 0 | 0 | 0 | 0 | 0 | 0 | 0 | 0 | 0 | 0 | 0 | 0 | 0 | 0 | 0 | 0 | 0 | 0 | 0
F2_Commercial_Retail_New_Food Preparation_Natural Gas_Fryer_E6 | F2 | Commercial | Retail | New | Food Preparation | Natural Gas | Fryer | E6 | TRC BC Ratio | 0 | 0 | 0 | 0 | 0 | 0 | 0 | 0 | 0 | 0 | 0 | 0 | 0 | 0 | 0 | 0 | 0 | 0 | 0 | 0 | 0 | 0 | 0 | 0 | 0 | 0 | 0 | 0 | 0 | 0 | 0 | 0 | 0
F2_Commercial_Retail_New_Food Preparation_Natural Gas_Fryer_E7 | F2 | Commercial | Retail | New | Food Preparation | Natural Gas | Fryer | E7 | TRC BC Ratio | 0 | 0 | 0 | 0 | 0 | 0 | 0 | 0 | 0 | 0 | 0 | 0 | 0 | 0 | 0 | 0 | 0 | 0 | 0 | 0 | 0 | 0 | 0 | 0 | 0 | 0 | 0 | 0 | 0 | 0 | 0 | 0 | 0
F2_Commercial_Retail_New_Food Preparation_Natural Gas_Fryer_E8 | F2 | Commercial | Retail | New | Food Preparation | Natural Gas | Fryer | E8 | TRC BC Ratio | 0 | 0 | 0 | 0 | 0 | 0 | 0 | 0 | 0 | 0 | 0 | 0 | 0 | 0 | 0 | 0 | 0 | 0 | 0 | 0 | 0 | 0 | 0 | 0 | 0 | 0 | 0 | 0 | 0 | 0 | 0 | 0 | 0
F2_Commercial_Retail_New_Food Preparation_Natural Gas_Fryer_E9 | F2 | Commercial | Retail | New | Food Preparation | Natural Gas | Fryer | E9 | TRC BC Ratio | 0 | 0 | 0 | 0 | 0 | 0 | 0 | 0 | 0 | 0 | 0 | 0 | 0 | 0 | 0 | 0 | 0 | 0 | 0 | 0 | 0 | 0 | 0 | 0 | 0 | 0 | 0 | 0 | 0 | 0 | 0 | 0 | 0
F2_Commercial_Retail_New_Food Preparation_Natural Gas_Fryer_E10 | F2 | Commercial | Retail | New | Food Preparation | Natural Gas | Fryer | E10 | TRC BC Ratio | 0 | 0 | 0 | 0 | 0 | 0 | 0 | 0 | 0 | 0 | 0 | 0 | 0 | 0 | 0 | 0 | 0 | 0 | 0 | 0 | 0 | 0 | 0 | 0 | 0 | 0 | 0 | 0 | 0 | 0 | 0 | 0 | 0
F3_Commercial_Retail_New_Food Preparation_Natural Gas_Fryer_E1 | F3 | Commercial | Retail | New | Food Preparation | Natural Gas | Fryer | E1 | PACT BC Ratio | 1 | 1 | 1 | 0 | 0 | 0 | 0 | 0 | 0 | 0 | 0 | 0 | 0 | 0 | 0 | 0 | 0 | 0 | 0 | 0 | 0 | 0 | 0 | 0 | 0 | 0 | 0 | 0 | 0 | 0 | 0 | 0 | 0
F3_Commercial_Retail_New_Food Preparation_Natural Gas_Fryer_E2 | F3 | Commercial | Retail | New | Food Preparation | Natural Gas | Fryer | E2 | PACT BC Ratio | 3.5071 | 3.518 | 3.5381 | 1 | 1 | 1 | 1 | 1 | 1 | 1 | 1 | 1 | 1 | 1 | 1 | 1 | 1 | 1 | 1 | 1 | 1 | 1 | 1 | 1 | 1 | 1 | 1 | 1 | 1 | 1 | 1 | 1 | 1
F3_Commercial_Retail_New_Food Preparation_Natural Gas_Fryer_E3 | F3 | Commercial | Retail | New | Food Preparation | Natural Gas | Fryer | E3 | PACT BC Ratio | 0 | 0 | 0 | 0 | 0 | 0 | 0 | 0 | 0 | 0 | 0 | 0 | 0 | 0 | 0 | 0 | 0 | 0 | 0 | 0 | 0 | 0 | 0 | 0 | 0 | 0 | 0 | 0 | 0 | 0 | 0 | 0 | 0
F3_Commercial_Retail_New_Food Preparation_Natural Gas_Fryer_E4 | F3 | Commercial | Retail | New | Food Preparation | Natural Gas | Fryer | E4 | PACT BC Ratio | 0 | 0 | 0 | 0 | 0 | 0 | 0 | 0 | 0 | 0 | 0 | 0 | 0 | 0 | 0 | 0 | 0 | 0 | 0 | 0 | 0 | 0 | 0 | 0 | 0 | 0 | 0 | 0 | 0 | 0 | 0 | 0 | 0
F3_Commercial_Retail_New_Food Preparation_Natural Gas_Fryer_E5 | F3 | Commercial | Retail | New | Food Preparation | Natural Gas | Fryer | E5 | PACT BC Ratio | 0 | 0 | 0 | 0 | 0 | 0 | 0 | 0 | 0 | 0 | 0 | 0 | 0 | 0 | 0 | 0 | 0 | 0 | 0 | 0 | 0 | 0 | 0 | 0 | 0 | 0 | 0 | 0 | 0 | 0 | 0 | 0 | 0
F3_Commercial_Retail_New_Food Preparation_Natural Gas_Fryer_E6 | F3 | Commercial | Retail | New | Food Preparation | Natural Gas | Fryer | E6 | PACT BC Ratio | 0 | 0 | 0 | 0 | 0 | 0 | 0 | 0 | 0 | 0 | 0 | 0 | 0 | 0 | 0 | 0 | 0 | 0 | 0 | 0 | 0 | 0 | 0 | 0 | 0 | 0 | 0 | 0 | 0 | 0 | 0 | 0 | 0
F3_Commercial_Retail_New_Food Preparation_Natural Gas_Fryer_E7 | F3 | Commercial | Retail | New | Food Preparation | Natural Gas | Fryer | E7 | PACT BC Ratio | 0 | 0 | 0 | 0 | 0 | 0 | 0 | 0 | 0 | 0 | 0 | 0 | 0 | 0 | 0 | 0 | 0 | 0 | 0 | 0 | 0 | 0 | 0 | 0 | 0 | 0 | 0 | 0 | 0 | 0 | 0 | 0 | 0
F3_Commercial_Retail_New_Food Preparation_Natural Gas_Fryer_E8 | F3 | Commercial | Retail | New | Food Preparation | Natural Gas | Fryer | E8 | PACT BC Ratio | 0 | 0 | 0 | 0 | 0 | 0 | 0 | 0 | 0 | 0 | 0 | 0 | 0 | 0 | 0 | 0 | 0 | 0 | 0 | 0 | 0 | 0 | 0 | 0 | 0 | 0 | 0 | 0 | 0 | 0 | 0 | 0 | 0
F3_Commercial_Retail_New_Food Preparation_Natural Gas_Fryer_E9 | F3 | Commercial | Retail | New | Food Preparation | Natural Gas | Fryer | E9 | PACT BC Ratio | 0 | 0 | 0 | 0 | 0 | 0 | 0 | 0 | 0 | 0 | 0 | 0 | 0 | 0 | 0 | 0 | 0 | 0 | 0 | 0 | 0 | 0 | 0 | 0 | 0 | 0 | 0 | 0 | 0 | 0 | 0 | 0 | 0
F3_Commercial_Retail_New_Food Preparation_Natural Gas_Fryer_E10 | F3 | Commercial | Retail | New | Food Preparation | Natural Gas | Fryer | E10 | PACT BC Ratio | 0 | 0 | 0 | 0 | 0 | 0 | 0 | 0 | 0 | 0 | 0 | 0 | 0 | 0 | 0 | 0 | 0 | 0 | 0 | 0 | 0 | 0 | 0 | 0 | 0 | 0 | 0 | 0 | 0 | 0 | 0 | 0 | 0
F4_Commercial_Retail_New_Food Preparation_Natural Gas_Fryer_E1 | F4 | Commercial | Retail | New | Food Preparation | Natural Gas | Fryer | E1 | RVT BC Ratio | 1 | 1 | 1 | 0 | 0 | 0 | 0 | 0 | 0 | 0 | 0 | 0 | 0 | 0 | 0 | 0 | 0 | 0 | 0 | 0 | 0 | 0 | 0 | 0 | 0 | 0 | 0 | 0 | 0 | 0 | 0 | 0 | 0
F4_Commercial_Retail_New_Food Preparation_Natural Gas_Fryer_E2 | F4 | Commercial | Retail | New | Food Preparation | Natural Gas | Fryer | E2 | RVT BC Ratio | 4.4816 | 4.4933 | 4.515 | 1 | 1 | 1 | 1 | 1 | 1 | 1 | 1 | 1 | 1 | 1 | 1 | 1 | 1 | 1 | 1 | 1 | 1 | 1 | 1 | 1 | 1 | 1 | 1 | 1 | 1 | 1 | 1 | 1 | 1
F4_Commercial_Retail_New_Food Preparation_Natural Gas_Fryer_E3 | F4 | Commercial | Retail | New | Food Preparation | Natural Gas | Fryer | E3 | RVT BC Ratio | 0 | 0 | 0 | 0 | 0 | 0 | 0 | 0 | 0 | 0 | 0 | 0 | 0 | 0 | 0 | 0 | 0 | 0 | 0 | 0 | 0 | 0 | 0 | 0 | 0 | 0 | 0 | 0 | 0 | 0 | 0 | 0 | 0
F4_Commercial_Retail_New_Food Preparation_Natural Gas_Fryer_E4 | F4 | Commercial | Retail | New | Food Preparation | Natural Gas | Fryer | E4 | RVT BC Ratio | 0 | 0 | 0 | 0 | 0 | 0 | 0 | 0 | 0 | 0 | 0 | 0 | 0 | 0 | 0 | 0 | 0 | 0 | 0 | 0 | 0 | 0 | 0 | 0 | 0 | 0 | 0 | 0 | 0 | 0 | 0 | 0 | 0
F4_Commercial_Retail_New_Food Preparation_Natural Gas_Fryer_E5 | F4 | Commercial | Retail | New | Food Preparation | Natural Gas | Fryer | E5 | RVT BC Ratio | 0 | 0 | 0 | 0 | 0 | 0 | 0 | 0 | 0 | 0 | 0 | 0 | 0 | 0 | 0 | 0 | 0 | 0 | 0 | 0 | 0 | 0 | 0 | 0 | 0 | 0 | 0 | 0 | 0 | 0 | 0 | 0 | 0
F4_Commercial_Retail_New_Food Preparation_Natural Gas_Fryer_E6 | F4 | Commercial | Retail | New | Food Preparation | Natural Gas | Fryer | E6 | RVT BC Ratio | 0 | 0 | 0 | 0 | 0 | 0 | 0 | 0 | 0 | 0 | 0 | 0 | 0 | 0 | 0 | 0 | 0 | 0 | 0 | 0 | 0 | 0 | 0 | 0 | 0 | 0 | 0 | 0 | 0 | 0 | 0 | 0 | 0
F4_Commercial_Retail_New_Food Preparation_Natural Gas_Fryer_E7 | F4 | Commercial | Retail | New | Food Preparation | Natural Gas | Fryer | E7 | RVT BC Ratio | 0 | 0 | 0 | 0 | 0 | 0 | 0 | 0 | 0 | 0 | 0 | 0 | 0 | 0 | 0 | 0 | 0 | 0 | 0 | 0 | 0 | 0 | 0 | 0 | 0 | 0 | 0 | 0 | 0 | 0 | 0 | 0 | 0
F4_Commercial_Retail_New_Food Preparation_Natural Gas_Fryer_E8 | F4 | Commercial | Retail | New | Food Preparation | Natural Gas | Fryer | E8 | RVT BC Ratio | 0 | 0 | 0 | 0 | 0 | 0 | 0 | 0 | 0 | 0 | 0 | 0 | 0 | 0 | 0 | 0 | 0 | 0 | 0 | 0 | 0 | 0 | 0 | 0 | 0 | 0 | 0 | 0 | 0 | 0 | 0 | 0 | 0
F4_Commercial_Retail_New_Food Preparation_Natural Gas_Fryer_E9 | F4 | Commercial | Retail | New | Food Preparation | Natural Gas | Fryer | E9 | RVT BC Ratio | 0 | 0 | 0 | 0 | 0 | 0 | 0 | 0 | 0 | 0 | 0 | 0 | 0 | 0 | 0 | 0 | 0 | 0 | 0 | 0 | 0 | 0 | 0 | 0 | 0 | 0 | 0 | 0 | 0 | 0 | 0 | 0 | 0
F4_Commercial_Retail_New_Food Preparation_Natural Gas_Fryer_E10 | F4 | Commercial | Retail | New | Food Preparation | Natural Gas | Fryer | E10 | RVT BC Ratio | 0 | 0 | 0 | 0 | 0 | 0 | 0 | 0 | 0 | 0 | 0 | 0 | 0 | 0 | 0 | 0 | 0 | 0 | 0 | 0 | 0 | 0 | 0 | 0 | 0 | 0 | 0 | 0 | 0 | 0 | 0 | 0 | 0
F5_Commercial_Retail_New_Food Preparation_Natural Gas_Fryer_E1 | F5 | Commercial | Retail | New | Food Preparation | Natural Gas | Fryer | E1 | RIM BC Ratio | 1 | 1 | 1 | 0 | 0 | 0 | 0 | 0 | 0 | 0 | 0 | 0 | 0 | 0 | 0 | 0 | 0 | 0 | 0 | 0 | 0 | 0 | 0 | 0 | 0 | 0 | 0 | 0 | 0 | 0 | 0 | 0 | 0
F5_Commercial_Retail_New_Food Preparation_Natural Gas_Fryer_E2 | F5 | Commercial | Retail | New | Food Preparation | Natural Gas | Fryer | E2 | RIM BC Ratio | 0.67422 | 0.67462 | 0.67536 | 1 | 1 | 1 | 1 | 1 | 1 | 1 | 1 | 1 | 1 | 1 | 1 | 1 | 1 | 1 | 1 | 1 | 1 | 1 | 1 | 1 | 1 | 1 | 1 | 1 | 1 | 1 | 1 | 1 | 1
F5_Commercial_Retail_New_Food Preparation_Natural Gas_Fryer_E3 | F5 | Commercial | Retail | New | Food Preparation | Natural Gas | Fryer | E3 | RIM BC Ratio | 0 | 0 | 0 | 0 | 0 | 0 | 0 | 0 | 0 | 0 | 0 | 0 | 0 | 0 | 0 | 0 | 0 | 0 | 0 | 0 | 0 | 0 | 0 | 0 | 0 | 0 | 0 | 0 | 0 | 0 | 0 | 0 | 0
F5_Commercial_Retail_New_Food Preparation_Natural Gas_Fryer_E4 | F5 | Commercial | Retail | New | Food Preparation | Natural Gas | Fryer | E4 | RIM BC Ratio | 0 | 0 | 0 | 0 | 0 | 0 | 0 | 0 | 0 | 0 | 0 | 0 | 0 | 0 | 0 | 0 | 0 | 0 | 0 | 0 | 0 | 0 | 0 | 0 | 0 | 0 | 0 | 0 | 0 | 0 | 0 | 0 | 0
F5_Commercial_Retail_New_Food Preparation_Natural Gas_Fryer_E5 | F5 | Commercial | Retail | New | Food Preparation | Natural Gas | Fryer | E5 | RIM BC Ratio | 0 | 0 | 0 | 0 | 0 | 0 | 0 | 0 | 0 | 0 | 0 | 0 | 0 | 0 | 0 | 0 | 0 | 0 | 0 | 0 | 0 | 0 | 0 | 0 | 0 | 0 | 0 | 0 | 0 | 0 | 0 | 0 | 0
F5_Commercial_Retail_New_Food Preparation_Natural Gas_Fryer_E6 | F5 | Commercial | Retail | New | Food Preparation | Natural Gas | Fryer | E6 | RIM BC Ratio | 0 | 0 | 0 | 0 | 0 | 0 | 0 | 0 | 0 | 0 | 0 | 0 | 0 | 0 | 0 | 0 | 0 | 0 | 0 | 0 | 0 | 0 | 0 | 0 | 0 | 0 | 0 | 0 | 0 | 0 | 0 | 0 | 0
F5_Commercial_Retail_New_Food Preparation_Natural Gas_Fryer_E7 | F5 | Commercial | Retail | New | Food Preparation | Natural Gas | Fryer | E7 | RIM BC Ratio | 0 | 0 | 0 | 0 | 0 | 0 | 0 | 0 | 0 | 0 | 0 | 0 | 0 | 0 | 0 | 0 | 0 | 0 | 0 | 0 | 0 | 0 | 0 | 0 | 0 | 0 | 0 | 0 | 0 | 0 | 0 | 0 | 0
F5_Commercial_Retail_New_Food Preparation_Natural Gas_Fryer_E8 | F5 | Commercial | Retail | New | Food Preparation | Natural Gas | Fryer | E8 | RIM BC Ratio | 0 | 0 | 0 | 0 | 0 | 0 | 0 | 0 | 0 | 0 | 0 | 0 | 0 | 0 | 0 | 0 | 0 | 0 | 0 | 0 | 0 | 0 | 0 | 0 | 0 | 0 | 0 | 0 | 0 | 0 | 0 | 0 | 0
F5_Commercial_Retail_New_Food Preparation_Natural Gas_Fryer_E9 | F5 | Commercial | Retail | New | Food Preparation | Natural Gas | Fryer | E9 | RIM BC Ratio | 0 | 0 | 0 | 0 | 0 | 0 | 0 | 0 | 0 | 0 | 0 | 0 | 0 | 0 | 0 | 0 | 0 | 0 | 0 | 0 | 0 | 0 | 0 | 0 | 0 | 0 | 0 | 0 | 0 | 0 | 0 | 0 | 0
F5_Commercial_Retail_New_Food Preparation_Natural Gas_Fryer_E10 | F5 | Commercial | Retail | New | Food Preparation | Natural Gas | Fryer | E10 | RIM BC Ratio | 0 | 0 | 0 | 0 | 0 | 0 | 0 | 0 | 0 | 0 | 0 | 0 | 0 | 0 | 0 | 0 | 0 | 0 | 0 | 0 | 0 | 0 | 0 | 0 | 0 | 0 | 0 | 0 | 0 | 0 | 0 | 0 | 0
F0_Commercial_Retail_New_Food Preparation_Natural Gas_Broiler_E0 | F0 | Commercial | Retail | New | Food Preparation | Natural Gas | Broiler | E0 | Economic Unit | Infrared Burners | Infrared Burners | Infrared Burners | Infrared Burners | Infrared Burners | Infrared Burners | Infrared Burners | Infrared Burners | Infrared Burners | Infrared Burners | Infrared Burners | Infrared Burners | Infrared Burners | Infrared Burners | Infrared Burners | Infrared Burners | Infrared Burners | Infrared Burners | Infrared Burners | Infrared Burners | Infrared Burners | Infrared Burners | Infrared Burners | Infrared Burners | Infrared Burners | Infrared Burners | Infrared Burners | Infrared Burners | Infrared Burners | Infrared Burners | Infrared Burners | Infrared Burners | Infrared Burners
F1_Commercial_Retail_New_Food Preparation_Natural Gas_Broiler_E1 | F1 | Commercial | Retail | New | Food Preparation | Natural Gas | Broiler | E1 | CCE | 0 | 0 | 0 | 0 | 0 | 0 | 0 | 0 | 0 | 0 | 0 | 0 | 0 | 0 | 0 | 0 | 0 | 0 | 0 | 0 | 0 | 0 | 0 | 0 | 0 | 0 | 0 | 0 | 0 | 0 | 0 | 0 | 0
F1_Commercial_Retail_New_Food Preparation_Natural Gas_Broiler_E2 | F1 | Commercial | Retail | New | Food Preparation | Natural Gas | Broiler | E2 | CCE | 0.62853 | 0.62853 | 0.62853 | 0.62853 | 0.62853 | 0.62853 | 0.62853 | 0.62853 | 0.62853 | 0.62853 | 0.62853 | 0.62853 | 0.62853 | 0.62853 | 0.62853 | 0.62853 | 0.62853 | 0.62853 | 0.62853 | 0.62853 | 0.62853 | 0.62853 | 0.62853 | 0.62853 | 0.62853 | 0.62853 | 0.62853 | 0.62853 | 0.62853 | 0.62853 | 0.62853 | 0.62853 | 0.62853
F1_Commercial_Retail_New_Food Preparation_Natural Gas_Broiler_E3 | F1 | Commercial | Retail | New | Food Preparation | Natural Gas | Broiler | E3 | CCE | 0 | 0 | 0 | 0 | 0 | 0 | 0 | 0 | 0 | 0 | 0 | 0 | 0 | 0 | 0 | 0 | 0 | 0 | 0 | 0 | 0 | 0 | 0 | 0 | 0 | 0 | 0 | 0 | 0 | 0 | 0 | 0 | 0
F1_Commercial_Retail_New_Food Preparation_Natural Gas_Broiler_E4 | F1 | Commercial | Retail | New | Food Preparation | Natural Gas | Broiler | E4 | CCE | 0 | 0 | 0 | 0 | 0 | 0 | 0 | 0 | 0 | 0 | 0 | 0 | 0 | 0 | 0 | 0 | 0 | 0 | 0 | 0 | 0 | 0 | 0 | 0 | 0 | 0 | 0 | 0 | 0 | 0 | 0 | 0 | 0
F1_Commercial_Retail_New_Food Preparation_Natural Gas_Broiler_E5 | F1 | Commercial | Retail | New | Food Preparation | Natural Gas | Broiler | E5 | CCE | 0 | 0 | 0 | 0 | 0 | 0 | 0 | 0 | 0 | 0 | 0 | 0 | 0 | 0 | 0 | 0 | 0 | 0 | 0 | 0 | 0 | 0 | 0 | 0 | 0 | 0 | 0 | 0 | 0 | 0 | 0 | 0 | 0
F1_Commercial_Retail_New_Food Preparation_Natural Gas_Broiler_E6 | F1 | Commercial | Retail | New | Food Preparation | Natural Gas | Broiler | E6 | CCE | 0 | 0 | 0 | 0 | 0 | 0 | 0 | 0 | 0 | 0 | 0 | 0 | 0 | 0 | 0 | 0 | 0 | 0 | 0 | 0 | 0 | 0 | 0 | 0 | 0 | 0 | 0 | 0 | 0 | 0 | 0 | 0 | 0
F1_Commercial_Retail_New_Food Preparation_Natural Gas_Broiler_E7 | F1 | Commercial | Retail | New | Food Preparation | Natural Gas | Broiler | E7 | CCE | 0 | 0 | 0 | 0 | 0 | 0 | 0 | 0 | 0 | 0 | 0 | 0 | 0 | 0 | 0 | 0 | 0 | 0 | 0 | 0 | 0 | 0 | 0 | 0 | 0 | 0 | 0 | 0 | 0 | 0 | 0 | 0 | 0
F1_Commercial_Retail_New_Food Preparation_Natural Gas_Broiler_E8 | F1 | Commercial | Retail | New | Food Preparation | Natural Gas | Broiler | E8 | CCE | 0 | 0 | 0 | 0 | 0 | 0 | 0 | 0 | 0 | 0 | 0 | 0 | 0 | 0 | 0 | 0 | 0 | 0 | 0 | 0 | 0 | 0 | 0 | 0 | 0 | 0 | 0 | 0 | 0 | 0 | 0 | 0 | 0
F1_Commercial_Retail_New_Food Preparation_Natural Gas_Broiler_E9 | F1 | Commercial | Retail | New | Food Preparation | Natural Gas | Broiler | E9 | CCE | 0 | 0 | 0 | 0 | 0 | 0 | 0 | 0 | 0 | 0 | 0 | 0 | 0 | 0 | 0 | 0 | 0 | 0 | 0 | 0 | 0 | 0 | 0 | 0 | 0 | 0 | 0 | 0 | 0 | 0 | 0 | 0 | 0
F1_Commercial_Retail_New_Food Preparation_Natural Gas_Broiler_E10 | F1 | Commercial | Retail | New | Food Preparation | Natural Gas | Broiler | E10 | CCE | 0 | 0 | 0 | 0 | 0 | 0 | 0 | 0 | 0 | 0 | 0 | 0 | 0 | 0 | 0 | 0 | 0 | 0 | 0 | 0 | 0 | 0 | 0 | 0 | 0 | 0 | 0 | 0 | 0 | 0 | 0 | 0 | 0
F2_Commercial_Retail_New_Food Preparation_Natural Gas_Broiler_E1 | F2 | Commercial | Retail | New | Food Preparation | Natural Gas | Broiler | E1 | TRC BC Ratio | bar: 2019 to 2051
F2_Commercial_Retail_New_Food Preparation_Natural Gas_Broiler_E2 | F2 | Commercial | Retail | New | Food Preparation | Natural Gas | Broiler | E2 | TRC BC Ratio | 2.2386 | 2.2557 | 2.2748 | 2.2957 | 2.3196 | 2.3473 | 2.3697 | 2.3913 | 2.4131 | 2.4359 | 2.4576 | 2.4775 | 2.4979 | 2.5193 | 2.543 | 2.5661 | 2.5906 | 2.6165 | 2.6435 | 2.671 | 2.6988 | 2.7247 | 2.7482 | 2.7689 | 2.7868 | 2.8022 | 2.8129 | 2.8208 | 2.8277 | 2.8336 | 2.8394 | 2.842 | 2.842
F2_Commercial_Retail_New_Food Preparation_Natural Gas_Broiler_E3 | F2 | Commercial | Retail | New | Food Preparation | Natural Gas | Broiler | E3 | TRC BC Ratio | 0 | 0 | 0 | 0 | 0 | 0 | 0 | 0 | 0 | 0 | 0 | 0 | 0 | 0 | 0 | 0 | 0 | 0 | 0 | 0 | 0 | 0 | 0 | 0 | 0 | 0 | 0 | 0 | 0 | 0 | 0 | 0 | 0
F2_Commercial_Retail_New_Food Preparation_Natural Gas_Broiler_E4 | F2 | Commercial | Retail | New | Food Preparation | Natural Gas | Broiler | E4 | TRC BC Ratio | 0 | 0 | 0 | 0 | 0 | 0 | 0 | 0 | 0 | 0 | 0 | 0 | 0 | 0 | 0 | 0 | 0 | 0 | 0 | 0 | 0 | 0 | 0 | 0 | 0 | 0 | 0 | 0 | 0 | 0 | 0 | 0 | 0
F2_Commercial_Retail_New_Food Preparation_Natural Gas_Broiler_E5 | F2 | Commercial | Retail | New | Food Preparation | Natural Gas | Broiler | E5 | TRC BC Ratio | 0 | 0 | 0 | 0 | 0 | 0 | 0 | 0 | 0 | 0 | 0 | 0 | 0 | 0 | 0 | 0 | 0 | 0 | 0 | 0 | 0 | 0 | 0 | 0 | 0 | 0 | 0 | 0 | 0 | 0 | 0 | 0 | 0
F2_Commercial_Retail_New_Food Preparation_Natural Gas_Broiler_E6 | F2 | Commercial | Retail | New | Food Preparation | Natural Gas | Broiler | E6 | TRC BC Ratio | 0 | 0 | 0 | 0 | 0 | 0 | 0 | 0 | 0 | 0 | 0 | 0 | 0 | 0 | 0 | 0 | 0 | 0 | 0 | 0 | 0 | 0 | 0 | 0 | 0 | 0 | 0 | 0 | 0 | 0 | 0 | 0 | 0
F2_Commercial_Retail_New_Food Preparation_Natural Gas_Broiler_E7 | F2 | Commercial | Retail | New | Food Preparation | Natural Gas | Broiler | E7 | TRC BC Ratio | 0 | 0 | 0 | 0 | 0 | 0 | 0 | 0 | 0 | 0 | 0 | 0 | 0 | 0 | 0 | 0 | 0 | 0 | 0 | 0 | 0 | 0 | 0 | 0 | 0 | 0 | 0 | 0 | 0 | 0 | 0 | 0 | 0
F2_Commercial_Retail_New_Food Preparation_Natural Gas_Broiler_E8 | F2 | Commercial | Retail | New | Food Preparation | Natural Gas | Broiler | E8 | TRC BC Ratio | 0 | 0 | 0 | 0 | 0 | 0 | 0 | 0 | 0 | 0 | 0 | 0 | 0 | 0 | 0 | 0 | 0 | 0 | 0 | 0 | 0 | 0 | 0 | 0 | 0 | 0 | 0 | 0 | 0 | 0 | 0 | 0 | 0
F2_Commercial_Retail_New_Food Preparation_Natural Gas_Broiler_E9 | F2 | Commercial | Retail | New | Food Preparation | Natural Gas | Broiler | E9 | TRC BC Ratio | 0 | 0 | 0 | 0 | 0 | 0 | 0 | 0 | 0 | 0 | 0 | 0 | 0 | 0 | 0 | 0 | 0 | 0 | 0 | 0 | 0 | 0 | 0 | 0 | 0 | 0 | 0 | 0 | 0 | 0 | 0 | 0 | 0
F2_Commercial_Retail_New_Food Preparation_Natural Gas_Broiler_E10 | F2 | Commercial | Retail | New | Food Preparation | Natural Gas | Broiler | E10 | TRC BC Ratio | 0 | 0 | 0 | 0 | 0 | 0 | 0 | 0 | 0 | 0 | 0 | 0 | 0 | 0 | 0 | 0 | 0 | 0 | 0 | 0 | 0 | 0 | 0 | 0 | 0 | 0 | 0 | 0 | 0 | 0 | 0 | 0 | 0
F3_Commercial_Retail_New_Food Preparation_Natural Gas_Broiler_E1 | F3 | Commercial | Retail | New | Food Preparation | Natural Gas | Broiler | E1 | PACT BC Ratio | bar: 2019 to 2051
F3_Commercial_Retail_New_Food Preparation_Natural Gas_Broiler_E2 | F3 | Commercial | Retail | New | Food Preparation | Natural Gas | Broiler | E2 | PACT BC Ratio | 2.9849 | 3.0076 | 3.033 | 3.061 | 3.0929 | 3.1297 | 3.1596 | 3.1884 | 3.2175 | 3.2479 | 3.2768 | 3.3034 | 3.3306 | 3.3591 | 3.3906 | 3.4215 | 3.4542 | 3.4887 | 3.5247 | 3.5614 | 3.5983 | 3.633 | 3.6642 | 3.6918 | 3.7157 | 3.7363 | 3.7505 | 3.7611 | 3.7703 | 3.7781 | 3.7859 | 3.7893 | 3.7893
F3_Commercial_Retail_New_Food Preparation_Natural Gas_Broiler_E3 | F3 | Commercial | Retail | New | Food Preparation | Natural Gas | Broiler | E3 | PACT BC Ratio | 0 | 0 | 0 | 0 | 0 | 0 | 0 | 0 | 0 | 0 | 0 | 0 | 0 | 0 | 0 | 0 | 0 | 0 | 0 | 0 | 0 | 0 | 0 | 0 | 0 | 0 | 0 | 0 | 0 | 0 | 0 | 0 | 0
F3_Commercial_Retail_New_Food Preparation_Natural Gas_Broiler_E4 | F3 | Commercial | Retail | New | Food Preparation | Natural Gas | Broiler | E4 | PACT BC Ratio | 0 | 0 | 0 | 0 | 0 | 0 | 0 | 0 | 0 | 0 | 0 | 0 | 0 | 0 | 0 | 0 | 0 | 0 | 0 | 0 | 0 | 0 | 0 | 0 | 0 | 0 | 0 | 0 | 0 | 0 | 0 | 0 | 0
F3_Commercial_Retail_New_Food Preparation_Natural Gas_Broiler_E5 | F3 | Commercial | Retail | New | Food Preparation | Natural Gas | Broiler | E5 | PACT BC Ratio | 0 | 0 | 0 | 0 | 0 | 0 | 0 | 0 | 0 | 0 | 0 | 0 | 0 | 0 | 0 | 0 | 0 | 0 | 0 | 0 | 0 | 0 | 0 | 0 | 0 | 0 | 0 | 0 | 0 | 0 | 0 | 0 | 0
F3_Commercial_Retail_New_Food Preparation_Natural Gas_Broiler_E6 | F3 | Commercial | Retail | New | Food Preparation | Natural Gas | Broiler | E6 | PACT BC Ratio | 0 | 0 | 0 | 0 | 0 | 0 | 0 | 0 | 0 | 0 | 0 | 0 | 0 | 0 | 0 | 0 | 0 | 0 | 0 | 0 | 0 | 0 | 0 | 0 | 0 | 0 | 0 | 0 | 0 | 0 | 0 | 0 | 0
F3_Commercial_Retail_New_Food Preparation_Natural Gas_Broiler_E7 | F3 | Commercial | Retail | New | Food Preparation | Natural Gas | Broiler | E7 | PACT BC Ratio | 0 | 0 | 0 | 0 | 0 | 0 | 0 | 0 | 0 | 0 | 0 | 0 | 0 | 0 | 0 | 0 | 0 | 0 | 0 | 0 | 0 | 0 | 0 | 0 | 0 | 0 | 0 | 0 | 0 | 0 | 0 | 0 | 0
F3_Commercial_Retail_New_Food Preparation_Natural Gas_Broiler_E8 | F3 | Commercial | Retail | New | Food Preparation | Natural Gas | Broiler | E8 | PACT BC Ratio | 0 | 0 | 0 | 0 | 0 | 0 | 0 | 0 | 0 | 0 | 0 | 0 | 0 | 0 | 0 | 0 | 0 | 0 | 0 | 0 | 0 | 0 | 0 | 0 | 0 | 0 | 0 | 0 | 0 | 0 | 0 | 0 | 0
F3_Commercial_Retail_New_Food Preparation_Natural Gas_Broiler_E9 | F3 | Commercial | Retail | New | Food Preparation | Natural Gas | Broiler | E9 | PACT BC Ratio | 0 | 0 | 0 | 0 | 0 | 0 | 0 | 0 | 0 | 0 | 0 | 0 | 0 | 0 | 0 | 0 | 0 | 0 | 0 | 0 | 0 | 0 | 0 | 0 | 0 | 0 | 0 | 0 | 0 | 0 | 0 | 0 | 0
F3_Commercial_Retail_New_Food Preparation_Natural Gas_Broiler_E10 | F3 | Commercial | Retail | New | Food Preparation | Natural Gas | Broiler | E10 | PACT BC Ratio | 0 | 0 | 0 | 0 | 0 | 0 | 0 | 0 | 0 | 0 | 0 | 0 | 0 | 0 | 0 | 0 | 0 | 0 | 0 | 0 | 0 | 0 | 0 | 0 | 0 | 0 | 0 | 0 | 0 | 0 | 0 | 0 | 0
F4_Commercial_Retail_New_Food Preparation_Natural Gas_Broiler_E1 | F4 | Commercial | Retail | New | Food Preparation | Natural Gas | Broiler | E1 | RVT BC Ratio | bar: 2019 to 2051
F4_Commercial_Retail_New_Food Preparation_Natural Gas_Broiler_E2 | F4 | Commercial | Retail | New | Food Preparation | Natural Gas | Broiler | E2 | RVT BC Ratio | 3.9184 | 3.943 | 3.9704 | 4.0005 | 4.0349 | 4.0747 | 4.1069 | 4.1379 | 4.1693 | 4.202 | 4.2332 | 4.2619 | 4.2912 | 4.322 | 4.356 | 4.3892 | 4.4245 | 4.4617 | 4.5005 | 4.5401 | 4.5799 | 4.6173 | 4.651 | 4.6808 | 4.7065 | 4.7286 | 4.744 | 4.7554 | 4.7653 | 4.7738 | 4.7822 | 4.7859 | 4.7859
F4_Commercial_Retail_New_Food Preparation_Natural Gas_Broiler_E3 | F4 | Commercial | Retail | New | Food Preparation | Natural Gas | Broiler | E3 | RVT BC Ratio | 0 | 0 | 0 | 0 | 0 | 0 | 0 | 0 | 0 | 0 | 0 | 0 | 0 | 0 | 0 | 0 | 0 | 0 | 0 | 0 | 0 | 0 | 0 | 0 | 0 | 0 | 0 | 0 | 0 | 0 | 0 | 0 | 0
F4_Commercial_Retail_New_Food Preparation_Natural Gas_Broiler_E4 | F4 | Commercial | Retail | New | Food Preparation | Natural Gas | Broiler | E4 | RVT BC Ratio | 0 | 0 | 0 | 0 | 0 | 0 | 0 | 0 | 0 | 0 | 0 | 0 | 0 | 0 | 0 | 0 | 0 | 0 | 0 | 0 | 0 | 0 | 0 | 0 | 0 | 0 | 0 | 0 | 0 | 0 | 0 | 0 | 0
F4_Commercial_Retail_New_Food Preparation_Natural Gas_Broiler_E5 | F4 | Commercial | Retail | New | Food Preparation | Natural Gas | Broiler | E5 | RVT BC Ratio | 0 | 0 | 0 | 0 | 0 | 0 | 0 | 0 | 0 | 0 | 0 | 0 | 0 | 0 | 0 | 0 | 0 | 0 | 0 | 0 | 0 | 0 | 0 | 0 | 0 | 0 | 0 | 0 | 0 | 0 | 0 | 0 | 0
F4_Commercial_Retail_New_Food Preparation_Natural Gas_Broiler_E6 | F4 | Commercial | Retail | New | Food Preparation | Natural Gas | Broiler | E6 | RVT BC Ratio | 0 | 0 | 0 | 0 | 0 | 0 | 0 | 0 | 0 | 0 | 0 | 0 | 0 | 0 | 0 | 0 | 0 | 0 | 0 | 0 | 0 | 0 | 0 | 0 | 0 | 0 | 0 | 0 | 0 | 0 | 0 | 0 | 0
F4_Commercial_Retail_New_Food Preparation_Natural Gas_Broiler_E7 | F4 | Commercial | Retail | New | Food Preparation | Natural Gas | Broiler | E7 | RVT BC Ratio | 0 | 0 | 0 | 0 | 0 | 0 | 0 | 0 | 0 | 0 | 0 | 0 | 0 | 0 | 0 | 0 | 0 | 0 | 0 | 0 | 0 | 0 | 0 | 0 | 0 | 0 | 0 | 0 | 0 | 0 | 0 | 0 | 0
F4_Commercial_Retail_New_Food Preparation_Natural Gas_Broiler_E8 | F4 | Commercial | Retail | New | Food Preparation | Natural Gas | Broiler | E8 | RVT BC Ratio | 0 | 0 | 0 | 0 | 0 | 0 | 0 | 0 | 0 | 0 | 0 | 0 | 0 | 0 | 0 | 0 | 0 | 0 | 0 | 0 | 0 | 0 | 0 | 0 | 0 | 0 | 0 | 0 | 0 | 0 | 0 | 0 | 0
F4_Commercial_Retail_New_Food Preparation_Natural Gas_Broiler_E9 | F4 | Commercial | Retail | New | Food Preparation | Natural Gas | Broiler | E9 | RVT BC Ratio | 0 | 0 | 0 | 0 | 0 | 0 | 0 | 0 | 0 | 0 | 0 | 0 | 0 | 0 | 0 | 0 | 0 | 0 | 0 | 0 | 0 | 0 | 0 | 0 | 0 | 0 | 0 | 0 | 0 | 0 | 0 | 0 | 0
F4_Commercial_Retail_New_Food Preparation_Natural Gas_Broiler_E10 | F4 | Commercial | Retail | New | Food Preparation | Natural Gas | Broiler | E10 | RVT BC Ratio | 0 | 0 | 0 | 0 | 0 | 0 | 0 | 0 | 0 | 0 | 0 | 0 | 0 | 0 | 0 | 0 | 0 | 0 | 0 | 0 | 0 | 0 | 0 | 0 | 0 | 0 | 0 | 0 | 0 | 0 | 0 | 0 | 0
F5_Commercial_Retail_New_Food Preparation_Natural Gas_Broiler_E1 | F5 | Commercial | Retail | New | Food Preparation | Natural Gas | Broiler | E1 | RIM BC Ratio | bar: 2019 to 2051
F5_Commercial_Retail_New_Food Preparation_Natural Gas_Broiler_E2 | F5 | Commercial | Retail | New | Food Preparation | Natural Gas | Broiler | E2 | RIM BC Ratio | 0.65228 | 0.65336 | 0.65455 | 0.65584 | 0.65729 | 0.65894 | 0.66026 | 0.6615 | 0.66275 | 0.66403 | 0.66523 | 0.66632 | 0.66742 | 0.66856 | 0.6698 | 0.67099 | 0.67224 | 0.67353 | 0.67486 | 0.6762 | 0.67752 | 0.67874 | 0.67982 | 0.68077 | 0.68157 | 0.68226 | 0.68274 | 0.68309 | 0.68339 | 0.68365 | 0.6839 | 0.68401 | 0.68401
F5_Commercial_Retail_New_Food Preparation_Natural Gas_Broiler_E3 | F5 | Commercial | Retail | New | Food Preparation | Natural Gas | Broiler | E3 | RIM BC Ratio | 0 | 0 | 0 | 0 | 0 | 0 | 0 | 0 | 0 | 0 | 0 | 0 | 0 | 0 | 0 | 0 | 0 | 0 | 0 | 0 | 0 | 0 | 0 | 0 | 0 | 0 | 0 | 0 | 0 | 0 | 0 | 0 | 0
F5_Commercial_Retail_New_Food Preparation_Natural Gas_Broiler_E4 | F5 | Commercial | Retail | New | Food Preparation | Natural Gas | Broiler | E4 | RIM BC Ratio | 0 | 0 | 0 | 0 | 0 | 0 | 0 | 0 | 0 | 0 | 0 | 0 | 0 | 0 | 0 | 0 | 0 | 0 | 0 | 0 | 0 | 0 | 0 | 0 | 0 | 0 | 0 | 0 | 0 | 0 | 0 | 0 | 0
F5_Commercial_Retail_New_Food Preparation_Natural Gas_Broiler_E5 | F5 | Commercial | Retail | New | Food Preparation | Natural Gas | Broiler | E5 | RIM BC Ratio | 0 | 0 | 0 | 0 | 0 | 0 | 0 | 0 | 0 | 0 | 0 | 0 | 0 | 0 | 0 | 0 | 0 | 0 | 0 | 0 | 0 | 0 | 0 | 0 | 0 | 0 | 0 | 0 | 0 | 0 | 0 | 0 | 0
F5_Commercial_Retail_New_Food Preparation_Natural Gas_Broiler_E6 | F5 | Commercial | Retail | New | Food Preparation | Natural Gas | Broiler | E6 | RIM BC Ratio | 0 | 0 | 0 | 0 | 0 | 0 | 0 | 0 | 0 | 0 | 0 | 0 | 0 | 0 | 0 | 0 | 0 | 0 | 0 | 0 | 0 | 0 | 0 | 0 | 0 | 0 | 0 | 0 | 0 | 0 | 0 | 0 | 0
F5_Commercial_Retail_New_Food Preparation_Natural Gas_Broiler_E7 | F5 | Commercial | Retail | New | Food Preparation | Natural Gas | Broiler | E7 | RIM BC Ratio | 0 | 0 | 0 | 0 | 0 | 0 | 0 | 0 | 0 | 0 | 0 | 0 | 0 | 0 | 0 | 0 | 0 | 0 | 0 | 0 | 0 | 0 | 0 | 0 | 0 | 0 | 0 | 0 | 0 | 0 | 0 | 0 | 0
F5_Commercial_Retail_New_Food Preparation_Natural Gas_Broiler_E8 | F5 | Commercial | Retail | New | Food Preparation | Natural Gas | Broiler | E8 | RIM BC Ratio | 0 | 0 | 0 | 0 | 0 | 0 | 0 | 0 | 0 | 0 | 0 | 0 | 0 | 0 | 0 | 0 | 0 | 0 | 0 | 0 | 0 | 0 | 0 | 0 | 0 | 0 | 0 | 0 | 0 | 0 | 0 | 0 | 0
F5_Commercial_Retail_New_Food Preparation_Natural Gas_Broiler_E9 | F5 | Commercial | Retail | New | Food Preparation | Natural Gas | Broiler | E9 | RIM BC Ratio | 0 | 0 | 0 | 0 | 0 | 0 | 0 | 0 | 0 | 0 | 0 | 0 | 0 | 0 | 0 | 0 | 0 | 0 | 0 | 0 | 0 | 0 | 0 | 0 | 0 | 0 | 0 | 0 | 0 | 0 | 0 | 0 | 0
F5_Commercial_Retail_New_Food Preparation_Natural Gas_Broiler_E10 | F5 | Commercial | Retail | New | Food Preparation | Natural Gas | Broiler | E10 | RIM BC Ratio | 0 | 0 | 0 | 0 | 0 | 0 | 0 | 0 | 0 | 0 | 0 | 0 | 0 | 0 | 0 | 0 | 0 | 0 | 0 | 0 | 0 | 0 | 0 | 0 | 0 | 0 | 0 | 0 | 0 | 0 | 0 | 0 | 0
F0_Commercial_Retail_New_Food Preparation_Natural Gas_Griddle_E0 | F0 | Commercial | Retail | New | Food Preparation | Natural Gas | Griddle | E0 | Economic Unit | Standard | Standard | Standard | Standard | Standard | Standard | Standard | Standard | Standard | Standard | Standard | Standard | Standard | Standard | Standard | Standard | Standard | Standard | Standard | Standard | Standard | Standard | Standard | Standard | Standard | Standard | ENERGY STAR | ENERGY STAR | ENERGY STAR | ENERGY STAR | ENERGY STAR | ENERGY STAR | ENERGY STAR
F1_Commercial_Retail_New_Food Preparation_Natural Gas_Griddle_E1 | F1 | Commercial | Retail | New | Food Preparation | Natural Gas | Griddle | E1 | CCE | 0 | 0 | 0 | 0 | 0 | 0 | 0 | 0 | 0 | 0 | 0 | 0 | 0 | 0 | 0 | 0 | 0 | 0 | 0 | 0 | 0 | 0 | 0 | 0 | 0 | 0 | 0 | 0 | 0 | 0 | 0 | 0 | 0
F1_Commercial_Retail_New_Food Preparation_Natural Gas_Griddle_E2 | F1 | Commercial | Retail | New | Food Preparation | Natural Gas | Griddle | E2 | CCE | 1.768 | 1.768 | 1.768 | 1.768 | 1.768 | 1.768 | 1.768 | 1.768 | 1.768 | 1.768 | 1.768 | 1.768 | 1.768 | 1.768 | 1.768 | 1.768 | 1.768 | 1.768 | 1.768 | 1.768 | 1.768 | 1.768 | 1.768 | 1.768 | 1.768 | 1.768 | 1.768 | 1.768 | 1.768 | 1.768 | 1.768 | 1.768 | 1.768
F1_Commercial_Retail_New_Food Preparation_Natural Gas_Griddle_E3 | F1 | Commercial | Retail | New | Food Preparation | Natural Gas | Griddle | E3 | CCE | 0 | 0 | 0 | 0 | 0 | 0 | 0 | 0 | 0 | 0 | 0 | 0 | 0 | 0 | 0 | 0 | 0 | 0 | 0 | 0 | 0 | 0 | 0 | 0 | 0 | 0 | 0 | 0 | 0 | 0 | 0 | 0 | 0
F1_Commercial_Retail_New_Food Preparation_Natural Gas_Griddle_E4 | F1 | Commercial | Retail | New | Food Preparation | Natural Gas | Griddle | E4 | CCE | 0 | 0 | 0 | 0 | 0 | 0 | 0 | 0 | 0 | 0 | 0 | 0 | 0 | 0 | 0 | 0 | 0 | 0 | 0 | 0 | 0 | 0 | 0 | 0 | 0 | 0 | 0 | 0 | 0 | 0 | 0 | 0 | 0
F1_Commercial_Retail_New_Food Preparation_Natural Gas_Griddle_E5 | F1 | Commercial | Retail | New | Food Preparation | Natural Gas | Griddle | E5 | CCE | 0 | 0 | 0 | 0 | 0 | 0 | 0 | 0 | 0 | 0 | 0 | 0 | 0 | 0 | 0 | 0 | 0 | 0 | 0 | 0 | 0 | 0 | 0 | 0 | 0 | 0 | 0 | 0 | 0 | 0 | 0 | 0 | 0
F1_Commercial_Retail_New_Food Preparation_Natural Gas_Griddle_E6 | F1 | Commercial | Retail | New | Food Preparation | Natural Gas | Griddle | E6 | CCE | 0 | 0 | 0 | 0 | 0 | 0 | 0 | 0 | 0 | 0 | 0 | 0 | 0 | 0 | 0 | 0 | 0 | 0 | 0 | 0 | 0 | 0 | 0 | 0 | 0 | 0 | 0 | 0 | 0 | 0 | 0 | 0 | 0
F1_Commercial_Retail_New_Food Preparation_Natural Gas_Griddle_E7 | F1 | Commercial | Retail | New | Food Preparation | Natural Gas | Griddle | E7 | CCE | 0 | 0 | 0 | 0 | 0 | 0 | 0 | 0 | 0 | 0 | 0 | 0 | 0 | 0 | 0 | 0 | 0 | 0 | 0 | 0 | 0 | 0 | 0 | 0 | 0 | 0 | 0 | 0 | 0 | 0 | 0 | 0 | 0
F1_Commercial_Retail_New_Food Preparation_Natural Gas_Griddle_E8 | F1 | Commercial | Retail | New | Food Preparation | Natural Gas | Griddle | E8 | CCE | 0 | 0 | 0 | 0 | 0 | 0 | 0 | 0 | 0 | 0 | 0 | 0 | 0 | 0 | 0 | 0 | 0 | 0 | 0 | 0 | 0 | 0 | 0 | 0 | 0 | 0 | 0 | 0 | 0 | 0 | 0 | 0 | 0
F1_Commercial_Retail_New_Food Preparation_Natural Gas_Griddle_E9 | F1 | Commercial | Retail | New | Food Preparation | Natural Gas | Griddle | E9 | CCE | 0 | 0 | 0 | 0 | 0 | 0 | 0 | 0 | 0 | 0 | 0 | 0 | 0 | 0 | 0 | 0 | 0 | 0 | 0 | 0 | 0 | 0 | 0 | 0 | 0 | 0 | 0 | 0 | 0 | 0 | 0 | 0 | 0
F1_Commercial_Retail_New_Food Preparation_Natural Gas_Griddle_E10 | F1 | Commercial | Retail | New | Food Preparation | Natural Gas | Griddle | E10 | CCE | 0 | 0 | 0 | 0 | 0 | 0 | 0 | 0 | 0 | 0 | 0 | 0 | 0 | 0 | 0 | 0 | 0 | 0 | 0 | 0 | 0 | 0 | 0 | 0 | 0 | 0 | 0 | 0 | 0 | 0 | 0 | 0 | 0
F2_Commercial_Retail_New_Food Preparation_Natural Gas_Griddle_E1 | F2 | Commercial | Retail | New | Food Preparation | Natural Gas | Griddle | E1 | TRC BC Ratio | bar: 2019 to 2051
F2_Commercial_Retail_New_Food Preparation_Natural Gas_Griddle_E2 | F2 | Commercial | Retail | New | Food Preparation | Natural Gas | Griddle | E2 | TRC BC Ratio | 0.79587 | 0.80193 | 0.80871 | 0.81616 | 0.82466 | 0.8345 | 0.84247 | 0.85013 | 0.8579 | 0.86599 | 0.87371 | 0.8808 | 0.88805 | 0.89566 | 0.90406 | 0.91228 | 0.921 | 0.9302 | 0.9398 | 0.94959 | 0.95944 | 0.96867 | 0.97701 | 0.98437 | 0.99074 | 0.99622 | 1 | 1.0028 | 1.0053 | 1.0074 | 1.0094 | 1.0104 | 1.0104
F2_Commercial_Retail_New_Food Preparation_Natural Gas_Griddle_E3 | F2 | Commercial | Retail | New | Food Preparation | Natural Gas | Griddle | E3 | TRC BC Ratio | 0 | 0 | 0 | 0 | 0 | 0 | 0 | 0 | 0 | 0 | 0 | 0 | 0 | 0 | 0 | 0 | 0 | 0 | 0 | 0 | 0 | 0 | 0 | 0 | 0 | 0 | 0 | 0 | 0 | 0 | 0 | 0 | 0
F2_Commercial_Retail_New_Food Preparation_Natural Gas_Griddle_E4 | F2 | Commercial | Retail | New | Food Preparation | Natural Gas | Griddle | E4 | TRC BC Ratio | 0 | 0 | 0 | 0 | 0 | 0 | 0 | 0 | 0 | 0 | 0 | 0 | 0 | 0 | 0 | 0 | 0 | 0 | 0 | 0 | 0 | 0 | 0 | 0 | 0 | 0 | 0 | 0 | 0 | 0 | 0 | 0 | 0
F2_Commercial_Retail_New_Food Preparation_Natural Gas_Griddle_E5 | F2 | Commercial | Retail | New | Food Preparation | Natural Gas | Griddle | E5 | TRC BC Ratio | 0 | 0 | 0 | 0 | 0 | 0 | 0 | 0 | 0 | 0 | 0 | 0 | 0 | 0 | 0 | 0 | 0 | 0 | 0 | 0 | 0 | 0 | 0 | 0 | 0 | 0 | 0 | 0 | 0 | 0 | 0 | 0 | 0
F2_Commercial_Retail_New_Food Preparation_Natural Gas_Griddle_E6 | F2 | Commercial | Retail | New | Food Preparation | Natural Gas | Griddle | E6 | TRC BC Ratio | 0 | 0 | 0 | 0 | 0 | 0 | 0 | 0 | 0 | 0 | 0 | 0 | 0 | 0 | 0 | 0 | 0 | 0 | 0 | 0 | 0 | 0 | 0 | 0 | 0 | 0 | 0 | 0 | 0 | 0 | 0 | 0 | 0
F2_Commercial_Retail_New_Food Preparation_Natural Gas_Griddle_E7 | F2 | Commercial | Retail | New | Food Preparation | Natural Gas | Griddle | E7 | TRC BC Ratio | 0 | 0 | 0 | 0 | 0 | 0 | 0 | 0 | 0 | 0 | 0 | 0 | 0 | 0 | 0 | 0 | 0 | 0 | 0 | 0 | 0 | 0 | 0 | 0 | 0 | 0 | 0 | 0 | 0 | 0 | 0 | 0 | 0
F2_Commercial_Retail_New_Food Preparation_Natural Gas_Griddle_E8 | F2 | Commercial | Retail | New | Food Preparation | Natural Gas | Griddle | E8 | TRC BC Ratio | 0 | 0 | 0 | 0 | 0 | 0 | 0 | 0 | 0 | 0 | 0 | 0 | 0 | 0 | 0 | 0 | 0 | 0 | 0 | 0 | 0 | 0 | 0 | 0 | 0 | 0 | 0 | 0 | 0 | 0 | 0 | 0 | 0
F2_Commercial_Retail_New_Food Preparation_Natural Gas_Griddle_E9 | F2 | Commercial | Retail | New | Food Preparation | Natural Gas | Griddle | E9 | TRC BC Ratio | 0 | 0 | 0 | 0 | 0 | 0 | 0 | 0 | 0 | 0 | 0 | 0 | 0 | 0 | 0 | 0 | 0 | 0 | 0 | 0 | 0 | 0 | 0 | 0 | 0 | 0 | 0 | 0 | 0 | 0 | 0 | 0 | 0
F2_Commercial_Retail_New_Food Preparation_Natural Gas_Griddle_E10 | F2 | Commercial | Retail | New | Food Preparation | Natural Gas | Griddle | E10 | TRC BC Ratio | 0 | 0 | 0 | 0 | 0 | 0 | 0 | 0 | 0 | 0 | 0 | 0 | 0 | 0 | 0 | 0 | 0 | 0 | 0 | 0 | 0 | 0 | 0 | 0 | 0 | 0 | 0 | 0 | 0 | 0 | 0 | 0 | 0
F3_Commercial_Retail_New_Food Preparation_Natural Gas_Griddle_E1 | F3 | Commercial | Retail | New | Food Preparation | Natural Gas | Griddle | E1 | PACT BC Ratio | bar: 2019 to 2051
F3_Commercial_Retail_New_Food Preparation_Natural Gas_Griddle_E2 | F3 | Commercial | Retail | New | Food Preparation | Natural Gas | Griddle | E2 | PACT BC Ratio | 1.0612 | 1.0692 | 1.0783 | 1.0882 | 1.0996 | 1.1127 | 1.1233 | 1.1335 | 1.1439 | 1.1547 | 1.1649 | 1.1744 | 1.1841 | 1.1942 | 1.2054 | 1.2164 | 1.228 | 1.2403 | 1.2531 | 1.2661 | 1.2793 | 1.2916 | 1.3027 | 1.3125 | 1.321 | 1.3283 | 1.3333 | 1.3371 | 1.3404 | 1.3432 | 1.3459 | 1.3472 | 1.3472
F3_Commercial_Retail_New_Food Preparation_Natural Gas_Griddle_E3 | F3 | Commercial | Retail | New | Food Preparation | Natural Gas | Griddle | E3 | PACT BC Ratio | 0 | 0 | 0 | 0 | 0 | 0 | 0 | 0 | 0 | 0 | 0 | 0 | 0 | 0 | 0 | 0 | 0 | 0 | 0 | 0 | 0 | 0 | 0 | 0 | 0 | 0 | 0 | 0 | 0 | 0 | 0 | 0 | 0
F3_Commercial_Retail_New_Food Preparation_Natural Gas_Griddle_E4 | F3 | Commercial | Retail | New | Food Preparation | Natural Gas | Griddle | E4 | PACT BC Ratio | 0 | 0 | 0 | 0 | 0 | 0 | 0 | 0 | 0 | 0 | 0 | 0 | 0 | 0 | 0 | 0 | 0 | 0 | 0 | 0 | 0 | 0 | 0 | 0 | 0 | 0 | 0 | 0 | 0 | 0 | 0 | 0 | 0
F3_Commercial_Retail_New_Food Preparation_Natural Gas_Griddle_E5 | F3 | Commercial | Retail | New | Food Preparation | Natural Gas | Griddle | E5 | PACT BC Ratio | 0 | 0 | 0 | 0 | 0 | 0 | 0 | 0 | 0 | 0 | 0 | 0 | 0 | 0 | 0 | 0 | 0 | 0 | 0 | 0 | 0 | 0 | 0 | 0 | 0 | 0 | 0 | 0 | 0 | 0 | 0 | 0 | 0
F3_Commercial_Retail_New_Food Preparation_Natural Gas_Griddle_E6 | F3 | Commercial | Retail | New | Food Preparation | Natural Gas | Griddle | E6 | PACT BC Ratio | 0 | 0 | 0 | 0 | 0 | 0 | 0 | 0 | 0 | 0 | 0 | 0 | 0 | 0 | 0 | 0 | 0 | 0 | 0 | 0 | 0 | 0 | 0 | 0 | 0 | 0 | 0 | 0 | 0 | 0 | 0 | 0 | 0
F3_Commercial_Retail_New_Food Preparation_Natural Gas_Griddle_E7 | F3 | Commercial | Retail | New | Food Preparation | Natural Gas | Griddle | E7 | PACT BC Ratio | 0 | 0 | 0 | 0 | 0 | 0 | 0 | 0 | 0 | 0 | 0 | 0 | 0 | 0 | 0 | 0 | 0 | 0 | 0 | 0 | 0 | 0 | 0 | 0 | 0 | 0 | 0 | 0 | 0 | 0 | 0 | 0 | 0
F3_Commercial_Retail_New_Food Preparation_Natural Gas_Griddle_E8 | F3 | Commercial | Retail | New | Food Preparation | Natural Gas | Griddle | E8 | PACT BC Ratio | 0 | 0 | 0 | 0 | 0 | 0 | 0 | 0 | 0 | 0 | 0 | 0 | 0 | 0 | 0 | 0 | 0 | 0 | 0 | 0 | 0 | 0 | 0 | 0 | 0 | 0 | 0 | 0 | 0 | 0 | 0 | 0 | 0
F3_Commercial_Retail_New_Food Preparation_Natural Gas_Griddle_E9 | F3 | Commercial | Retail | New | Food Preparation | Natural Gas | Griddle | E9 | PACT BC Ratio | 0 | 0 | 0 | 0 | 0 | 0 | 0 | 0 | 0 | 0 | 0 | 0 | 0 | 0 | 0 | 0 | 0 | 0 | 0 | 0 | 0 | 0 | 0 | 0 | 0 | 0 | 0 | 0 | 0 | 0 | 0 | 0 | 0
F3_Commercial_Retail_New_Food Preparation_Natural Gas_Griddle_E10 | F3 | Commercial | Retail | New | Food Preparation | Natural Gas | Griddle | E10 | PACT BC Ratio | 0 | 0 | 0 | 0 | 0 | 0 | 0 | 0 | 0 | 0 | 0 | 0 | 0 | 0 | 0 | 0 | 0 | 0 | 0 | 0 | 0 | 0 | 0 | 0 | 0 | 0 | 0 | 0 | 0 | 0 | 0 | 0 | 0
F4_Commercial_Retail_New_Food Preparation_Natural Gas_Griddle_E1 | F4 | Commercial | Retail | New | Food Preparation | Natural Gas | Griddle | E1 | RVT BC Ratio | bar: 2019 to 2051
F4_Commercial_Retail_New_Food Preparation_Natural Gas_Griddle_E2 | F4 | Commercial | Retail | New | Food Preparation | Natural Gas | Griddle | E2 | RVT BC Ratio | 1.8442 | 1.8529 | 1.8627 | 1.8734 | 1.8856 | 1.8997 | 1.9112 | 1.9222 | 1.9334 | 1.945 | 1.9561 | 1.9663 | 1.9767 | 1.9877 | 1.9998 | 2.0116 | 2.0241 | 2.0373 | 2.0511 | 2.0652 | 2.0794 | 2.0926 | 2.1046 | 2.1152 | 2.1244 | 2.1322 | 2.1377 | 2.1418 | 2.1453 | 2.1483 | 2.1513 | 2.1526 | 2.1526
F4_Commercial_Retail_New_Food Preparation_Natural Gas_Griddle_E3 | F4 | Commercial | Retail | New | Food Preparation | Natural Gas | Griddle | E3 | RVT BC Ratio | 0 | 0 | 0 | 0 | 0 | 0 | 0 | 0 | 0 | 0 | 0 | 0 | 0 | 0 | 0 | 0 | 0 | 0 | 0 | 0 | 0 | 0 | 0 | 0 | 0 | 0 | 0 | 0 | 0 | 0 | 0 | 0 | 0
F4_Commercial_Retail_New_Food Preparation_Natural Gas_Griddle_E4 | F4 | Commercial | Retail | New | Food Preparation | Natural Gas | Griddle | E4 | RVT BC Ratio | 0 | 0 | 0 | 0 | 0 | 0 | 0 | 0 | 0 | 0 | 0 | 0 | 0 | 0 | 0 | 0 | 0 | 0 | 0 | 0 | 0 | 0 | 0 | 0 | 0 | 0 | 0 | 0 | 0 | 0 | 0 | 0 | 0
F4_Commercial_Retail_New_Food Preparation_Natural Gas_Griddle_E5 | F4 | Commercial | Retail | New | Food Preparation | Natural Gas | Griddle | E5 | RVT BC Ratio | 0 | 0 | 0 | 0 | 0 | 0 | 0 | 0 | 0 | 0 | 0 | 0 | 0 | 0 | 0 | 0 | 0 | 0 | 0 | 0 | 0 | 0 | 0 | 0 | 0 | 0 | 0 | 0 | 0 | 0 | 0 | 0 | 0
F4_Commercial_Retail_New_Food Preparation_Natural Gas_Griddle_E6 | F4 | Commercial | Retail | New | Food Preparation | Natural Gas | Griddle | E6 | RVT BC Ratio | 0 | 0 | 0 | 0 | 0 | 0 | 0 | 0 | 0 | 0 | 0 | 0 | 0 | 0 | 0 | 0 | 0 | 0 | 0 | 0 | 0 | 0 | 0 | 0 | 0 | 0 | 0 | 0 | 0 | 0 | 0 | 0 | 0
F4_Commercial_Retail_New_Food Preparation_Natural Gas_Griddle_E7 | F4 | Commercial | Retail | New | Food Preparation | Natural Gas | Griddle | E7 | RVT BC Ratio | 0 | 0 | 0 | 0 | 0 | 0 | 0 | 0 | 0 | 0 | 0 | 0 | 0 | 0 | 0 | 0 | 0 | 0 | 0 | 0 | 0 | 0 | 0 | 0 | 0 | 0 | 0 | 0 | 0 | 0 | 0 | 0 | 0
F4_Commercial_Retail_New_Food Preparation_Natural Gas_Griddle_E8 | F4 | Commercial | Retail | New | Food Preparation | Natural Gas | Griddle | E8 | RVT BC Ratio | 0 | 0 | 0 | 0 | 0 | 0 | 0 | 0 | 0 | 0 | 0 | 0 | 0 | 0 | 0 | 0 | 0 | 0 | 0 | 0 | 0 | 0 | 0 | 0 | 0 | 0 | 0 | 0 | 0 | 0 | 0 | 0 | 0
F4_Commercial_Retail_New_Food Preparation_Natural Gas_Griddle_E9 | F4 | Commercial | Retail | New | Food Preparation | Natural Gas | Griddle | E9 | RVT BC Ratio | 0 | 0 | 0 | 0 | 0 | 0 | 0 | 0 | 0 | 0 | 0 | 0 | 0 | 0 | 0 | 0 | 0 | 0 | 0 | 0 | 0 | 0 | 0 | 0 | 0 | 0 | 0 | 0 | 0 | 0 | 0 | 0 | 0
F4_Commercial_Retail_New_Food Preparation_Natural Gas_Griddle_E10 | F4 | Commercial | Retail | New | Food Preparation | Natural Gas | Griddle | E10 | RVT BC Ratio | 0 | 0 | 0 | 0 | 0 | 0 | 0 | 0 | 0 | 0 | 0 | 0 | 0 | 0 | 0 | 0 | 0 | 0 | 0 | 0 | 0 | 0 | 0 | 0 | 0 | 0 | 0 | 0 | 0 | 0 | 0 | 0 | 0
F5_Commercial_Retail_New_Food Preparation_Natural Gas_Griddle_E1 | F5 | Commercial | Retail | New | Food Preparation | Natural Gas | Griddle | E1 | RIM BC Ratio | bar: 2019 to 2051
F5_Commercial_Retail_New_Food Preparation_Natural Gas_Griddle_E2 | F5 | Commercial | Retail | New | Food Preparation | Natural Gas | Griddle | E2 | RIM BC Ratio | 0.46719 | 0.46876 | 0.47048 | 0.47237 | 0.47449 | 0.47691 | 0.47886 | 0.4807 | 0.48256 | 0.48447 | 0.48627 | 0.48791 | 0.48957 | 0.4913 | 0.49318 | 0.49501 | 0.49692 | 0.49892 | 0.50097 | 0.50305 | 0.50511 | 0.50702 | 0.50872 | 0.51021 | 0.51149 | 0.51258 | 0.51333 | 0.51389 | 0.51437 | 0.51478 | 0.51519 | 0.51537 | 0.51537
F5_Commercial_Retail_New_Food Preparation_Natural Gas_Griddle_E3 | F5 | Commercial | Retail | New | Food Preparation | Natural Gas | Griddle | E3 | RIM BC Ratio | 0 | 0 | 0 | 0 | 0 | 0 | 0 | 0 | 0 | 0 | 0 | 0 | 0 | 0 | 0 | 0 | 0 | 0 | 0 | 0 | 0 | 0 | 0 | 0 | 0 | 0 | 0 | 0 | 0 | 0 | 0 | 0 | 0
F5_Commercial_Retail_New_Food Preparation_Natural Gas_Griddle_E4 | F5 | Commercial | Retail | New | Food Preparation | Natural Gas | Griddle | E4 | RIM BC Ratio | 0 | 0 | 0 | 0 | 0 | 0 | 0 | 0 | 0 | 0 | 0 | 0 | 0 | 0 | 0 | 0 | 0 | 0 | 0 | 0 | 0 | 0 | 0 | 0 | 0 | 0 | 0 | 0 | 0 | 0 | 0 | 0 | 0
F5_Commercial_Retail_New_Food Preparation_Natural Gas_Griddle_E5 | F5 | Commercial | Retail | New | Food Preparation | Natural Gas | Griddle | E5 | RIM BC Ratio | 0 | 0 | 0 | 0 | 0 | 0 | 0 | 0 | 0 | 0 | 0 | 0 | 0 | 0 | 0 | 0 | 0 | 0 | 0 | 0 | 0 | 0 | 0 | 0 | 0 | 0 | 0 | 0 | 0 | 0 | 0 | 0 | 0
F5_Commercial_Retail_New_Food Preparation_Natural Gas_Griddle_E6 | F5 | Commercial | Retail | New | Food Preparation | Natural Gas | Griddle | E6 | RIM BC Ratio | 0 | 0 | 0 | 0 | 0 | 0 | 0 | 0 | 0 | 0 | 0 | 0 | 0 | 0 | 0 | 0 | 0 | 0 | 0 | 0 | 0 | 0 | 0 | 0 | 0 | 0 | 0 | 0 | 0 | 0 | 0 | 0 | 0
F5_Commercial_Retail_New_Food Preparation_Natural Gas_Griddle_E7 | F5 | Commercial | Retail | New | Food Preparation | Natural Gas | Griddle | E7 | RIM BC Ratio | 0 | 0 | 0 | 0 | 0 | 0 | 0 | 0 | 0 | 0 | 0 | 0 | 0 | 0 | 0 | 0 | 0 | 0 | 0 | 0 | 0 | 0 | 0 | 0 | 0 | 0 | 0 | 0 | 0 | 0 | 0 | 0 | 0
F5_Commercial_Retail_New_Food Preparation_Natural Gas_Griddle_E8 | F5 | Commercial | Retail | New | Food Preparation | Natural Gas | Griddle | E8 | RIM BC Ratio | 0 | 0 | 0 | 0 | 0 | 0 | 0 | 0 | 0 | 0 | 0 | 0 | 0 | 0 | 0 | 0 | 0 | 0 | 0 | 0 | 0 | 0 | 0 | 0 | 0 | 0 | 0 | 0 | 0 | 0 | 0 | 0 | 0
F5_Commercial_Retail_New_Food Preparation_Natural Gas_Griddle_E9 | F5 | Commercial | Retail | New | Food Preparation | Natural Gas | Griddle | E9 | RIM BC Ratio | 0 | 0 | 0 | 0 | 0 | 0 | 0 | 0 | 0 | 0 | 0 | 0 | 0 | 0 | 0 | 0 | 0 | 0 | 0 | 0 | 0 | 0 | 0 | 0 | 0 | 0 | 0 | 0 | 0 | 0 | 0 | 0 | 0
F5_Commercial_Retail_New_Food Preparation_Natural Gas_Griddle_E10 | F5 | Commercial | Retail | New | Food Preparation | Natural Gas | Griddle | E10 | RIM BC Ratio | 0 | 0 | 0 | 0 | 0 | 0 | 0 | 0 | 0 | 0 | 0 | 0 | 0 | 0 | 0 | 0 | 0 | 0 | 0 | 0 | 0 | 0 | 0 | 0 | 0 | 0 | 0 | 0 | 0 | 0 | 0 | 0 | 0
F0_Commercial_Retail_New_Food Preparation_Natural Gas_Range_E0 | F0 | Commercial | Retail | New | Food Preparation | Natural Gas | Range | E0 | Economic Unit | High Efficiency | High Efficiency | High Efficiency | High Efficiency | High Efficiency | High Efficiency | High Efficiency | High Efficiency | High Efficiency | High Efficiency | High Efficiency | High Efficiency | High Efficiency | High Efficiency | High Efficiency | High Efficiency | High Efficiency | High Efficiency | High Efficiency | High Efficiency | High Efficiency | High Efficiency | High Efficiency | High Efficiency | High Efficiency | High Efficiency | High Efficiency | High Efficiency | High Efficiency | High Efficiency | High Efficiency | High Efficiency | High Efficiency
F1_Commercial_Retail_New_Food Preparation_Natural Gas_Range_E1 | F1 | Commercial | Retail | New | Food Preparation | Natural Gas | Range | E1 | CCE | 0 | 0 | 0 | 0 | 0 | 0 | 0 | 0 | 0 | 0 | 0 | 0 | 0 | 0 | 0 | 0 | 0 | 0 | 0 | 0 | 0 | 0 | 0 | 0 | 0 | 0 | 0 | 0 | 0 | 0 | 0 | 0 | 0
F1_Commercial_Retail_New_Food Preparation_Natural Gas_Range_E2 | F1 | Commercial | Retail | New | Food Preparation | Natural Gas | Range | E2 | CCE | 0.00052644 | 0.00052644 | 0.00052644 | 0.00052644 | 0.00052644 | 0.00052644 | 0.00052644 | 0.00052644 | 0.00052644 | 0.00052644 | 0.00052644 | 0.00052644 | 0.00052644 | 0.00052644 | 0.00052644 | 0.00052644 | 0.00052644 | 0.00052644 | 0.00052644 | 0.00052644 | 0.00052644 | 0.00052644 | 0.00052644 | 0.00052644 | 0.00052644 | 0.00052644 | 0.00052644 | 0.00052644 | 0.00052644 | 0.00052644 | 0.00052644 | 0.00052644 | 0.00052644
F1_Commercial_Retail_New_Food Preparation_Natural Gas_Range_E3 | F1 | Commercial | Retail | New | Food Preparation | Natural Gas | Range | E3 | CCE | 0 | 0 | 0 | 0 | 0 | 0 | 0 | 0 | 0 | 0 | 0 | 0 | 0 | 0 | 0 | 0 | 0 | 0 | 0 | 0 | 0 | 0 | 0 | 0 | 0 | 0 | 0 | 0 | 0 | 0 | 0 | 0 | 0
F1_Commercial_Retail_New_Food Preparation_Natural Gas_Range_E4 | F1 | Commercial | Retail | New | Food Preparation | Natural Gas | Range | E4 | CCE | 0 | 0 | 0 | 0 | 0 | 0 | 0 | 0 | 0 | 0 | 0 | 0 | 0 | 0 | 0 | 0 | 0 | 0 | 0 | 0 | 0 | 0 | 0 | 0 | 0 | 0 | 0 | 0 | 0 | 0 | 0 | 0 | 0
F1_Commercial_Retail_New_Food Preparation_Natural Gas_Range_E5 | F1 | Commercial | Retail | New | Food Preparation | Natural Gas | Range | E5 | CCE | 0 | 0 | 0 | 0 | 0 | 0 | 0 | 0 | 0 | 0 | 0 | 0 | 0 | 0 | 0 | 0 | 0 | 0 | 0 | 0 | 0 | 0 | 0 | 0 | 0 | 0 | 0 | 0 | 0 | 0 | 0 | 0 | 0
F1_Commercial_Retail_New_Food Preparation_Natural Gas_Range_E6 | F1 | Commercial | Retail | New | Food Preparation | Natural Gas | Range | E6 | CCE | 0 | 0 | 0 | 0 | 0 | 0 | 0 | 0 | 0 | 0 | 0 | 0 | 0 | 0 | 0 | 0 | 0 | 0 | 0 | 0 | 0 | 0 | 0 | 0 | 0 | 0 | 0 | 0 | 0 | 0 | 0 | 0 | 0
F1_Commercial_Retail_New_Food Preparation_Natural Gas_Range_E7 | F1 | Commercial | Retail | New | Food Preparation | Natural Gas | Range | E7 | CCE | 0 | 0 | 0 | 0 | 0 | 0 | 0 | 0 | 0 | 0 | 0 | 0 | 0 | 0 | 0 | 0 | 0 | 0 | 0 | 0 | 0 | 0 | 0 | 0 | 0 | 0 | 0 | 0 | 0 | 0 | 0 | 0 | 0
F1_Commercial_Retail_New_Food Preparation_Natural Gas_Range_E8 | F1 | Commercial | Retail | New | Food Preparation | Natural Gas | Range | E8 | CCE | 0 | 0 | 0 | 0 | 0 | 0 | 0 | 0 | 0 | 0 | 0 | 0 | 0 | 0 | 0 | 0 | 0 | 0 | 0 | 0 | 0 | 0 | 0 | 0 | 0 | 0 | 0 | 0 | 0 | 0 | 0 | 0 | 0
F1_Commercial_Retail_New_Food Preparation_Natural Gas_Range_E9 | F1 | Commercial | Retail | New | Food Preparation | Natural Gas | Range | E9 | CCE | 0 | 0 | 0 | 0 | 0 | 0 | 0 | 0 | 0 | 0 | 0 | 0 | 0 | 0 | 0 | 0 | 0 | 0 | 0 | 0 | 0 | 0 | 0 | 0 | 0 | 0 | 0 | 0 | 0 | 0 | 0 | 0 | 0
F1_Commercial_Retail_New_Food Preparation_Natural Gas_Range_E10 | F1 | Commercial | Retail | New | Food Preparation | Natural Gas | Range | E10 | CCE | 0 | 0 | 0 | 0 | 0 | 0 | 0 | 0 | 0 | 0 | 0 | 0 | 0 | 0 | 0 | 0 | 0 | 0 | 0 | 0 | 0 | 0 | 0 | 0 | 0 | 0 | 0 | 0 | 0 | 0 | 0 | 0 | 0
F2_Commercial_Retail_New_Food Preparation_Natural Gas_Range_E1 | F2 | Commercial | Retail | New | Food Preparation | Natural Gas | Range | E1 | TRC BC Ratio | bar: 2019 to 2051
F2_Commercial_Retail_New_Food Preparation_Natural Gas_Range_E2 | F2 | Commercial | Retail | New | Food Preparation | Natural Gas | Range | E2 | TRC BC Ratio | 2647.7231 | 2666.33 | 2688.4832 | 2714.1962 | 2744.4245 | 2779.83 | 2808.1783 | 2835.1894 | 2861.7342 | 2888.6003 | 2913.2148 | 2934.7489 | 2956.3968 | 2979.3351 | 3005.7993 | 3032.2609 | 3061.4725 | 3093.4023 | 3127.3907 | 3162.4699 | 3198.1505 | 3231.6304 | 3262.246 | 3290.1881 | 3314.7734 | 3335.911 | 3350.568 | 3361.4829 | 3370.9376 | 3379.0123 | 3387.0032 | 3390.5371 | 3390.5371
F2_Commercial_Retail_New_Food Preparation_Natural Gas_Range_E3 | F2 | Commercial | Retail | New | Food Preparation | Natural Gas | Range | E3 | TRC BC Ratio | 0 | 0 | 0 | 0 | 0 | 0 | 0 | 0 | 0 | 0 | 0 | 0 | 0 | 0 | 0 | 0 | 0 | 0 | 0 | 0 | 0 | 0 | 0 | 0 | 0 | 0 | 0 | 0 | 0 | 0 | 0 | 0 | 0
F2_Commercial_Retail_New_Food Preparation_Natural Gas_Range_E4 | F2 | Commercial | Retail | New | Food Preparation | Natural Gas | Range | E4 | TRC BC Ratio | 0 | 0 | 0 | 0 | 0 | 0 | 0 | 0 | 0 | 0 | 0 | 0 | 0 | 0 | 0 | 0 | 0 | 0 | 0 | 0 | 0 | 0 | 0 | 0 | 0 | 0 | 0 | 0 | 0 | 0 | 0 | 0 | 0
F2_Commercial_Retail_New_Food Preparation_Natural Gas_Range_E5 | F2 | Commercial | Retail | New | Food Preparation | Natural Gas | Range | E5 | TRC BC Ratio | 0 | 0 | 0 | 0 | 0 | 0 | 0 | 0 | 0 | 0 | 0 | 0 | 0 | 0 | 0 | 0 | 0 | 0 | 0 | 0 | 0 | 0 | 0 | 0 | 0 | 0 | 0 | 0 | 0 | 0 | 0 | 0 | 0
F2_Commercial_Retail_New_Food Preparation_Natural Gas_Range_E6 | F2 | Commercial | Retail | New | Food Preparation | Natural Gas | Range | E6 | TRC BC Ratio | 0 | 0 | 0 | 0 | 0 | 0 | 0 | 0 | 0 | 0 | 0 | 0 | 0 | 0 | 0 | 0 | 0 | 0 | 0 | 0 | 0 | 0 | 0 | 0 | 0 | 0 | 0 | 0 | 0 | 0 | 0 | 0 | 0
F2_Commercial_Retail_New_Food Preparation_Natural Gas_Range_E7 | F2 | Commercial | Retail | New | Food Preparation | Natural Gas | Range | E7 | TRC BC Ratio | 0 | 0 | 0 | 0 | 0 | 0 | 0 | 0 | 0 | 0 | 0 | 0 | 0 | 0 | 0 | 0 | 0 | 0 | 0 | 0 | 0 | 0 | 0 | 0 | 0 | 0 | 0 | 0 | 0 | 0 | 0 | 0 | 0
F2_Commercial_Retail_New_Food Preparation_Natural Gas_Range_E8 | F2 | Commercial | Retail | New | Food Preparation | Natural Gas | Range | E8 | TRC BC Ratio | 0 | 0 | 0 | 0 | 0 | 0 | 0 | 0 | 0 | 0 | 0 | 0 | 0 | 0 | 0 | 0 | 0 | 0 | 0 | 0 | 0 | 0 | 0 | 0 | 0 | 0 | 0 | 0 | 0 | 0 | 0 | 0 | 0
F2_Commercial_Retail_New_Food Preparation_Natural Gas_Range_E9 | F2 | Commercial | Retail | New | Food Preparation | Natural Gas | Range | E9 | TRC BC Ratio | 0 | 0 | 0 | 0 | 0 | 0 | 0 | 0 | 0 | 0 | 0 | 0 | 0 | 0 | 0 | 0 | 0 | 0 | 0 | 0 | 0 | 0 | 0 | 0 | 0 | 0 | 0 | 0 | 0 | 0 | 0 | 0 | 0
F2_Commercial_Retail_New_Food Preparation_Natural Gas_Range_E10 | F2 | Commercial | Retail | New | Food Preparation | Natural Gas | Range | E10 | TRC BC Ratio | 0 | 0 | 0 | 0 | 0 | 0 | 0 | 0 | 0 | 0 | 0 | 0 | 0 | 0 | 0 | 0 | 0 | 0 | 0 | 0 | 0 | 0 | 0 | 0 | 0 | 0 | 0 | 0 | 0 | 0 | 0 | 0 | 0
F3_Commercial_Retail_New_Food Preparation_Natural Gas_Range_E1 | F3 | Commercial | Retail | New | Food Preparation | Natural Gas | Range | E1 | PACT BC Ratio | bar: 2019 to 2051
F3_Commercial_Retail_New_Food Preparation_Natural Gas_Range_E2 | F3 | Commercial | Retail | New | Food Preparation | Natural Gas | Range | E2 | PACT BC Ratio | 3530.2974 | 3555.1067 | 3584.6443 | 3618.9282 | 3659.2327 | 3706.44 | 3744.2377 | 3780.2525 | 3815.6456 | 3851.4671 | 3884.2865 | 3912.9985 | 3941.8625 | 3972.4468 | 4007.7324 | 4043.0145 | 4081.9633 | 4124.5364 | 4169.8543 | 4216.6265 | 4264.2006 | 4308.8405 | 4349.6613 | 4386.9175 | 4419.6979 | 4447.8813 | 4467.424 | 4481.9772 | 4494.5834 | 4505.3498 | 4516.0042 | 4520.7161 | 4520.7161
F3_Commercial_Retail_New_Food Preparation_Natural Gas_Range_E3 | F3 | Commercial | Retail | New | Food Preparation | Natural Gas | Range | E3 | PACT BC Ratio | 0 | 0 | 0 | 0 | 0 | 0 | 0 | 0 | 0 | 0 | 0 | 0 | 0 | 0 | 0 | 0 | 0 | 0 | 0 | 0 | 0 | 0 | 0 | 0 | 0 | 0 | 0 | 0 | 0 | 0 | 0 | 0 | 0
F3_Commercial_Retail_New_Food Preparation_Natural Gas_Range_E4 | F3 | Commercial | Retail | New | Food Preparation | Natural Gas | Range | E4 | PACT BC Ratio | 0 | 0 | 0 | 0 | 0 | 0 | 0 | 0 | 0 | 0 | 0 | 0 | 0 | 0 | 0 | 0 | 0 | 0 | 0 | 0 | 0 | 0 | 0 | 0 | 0 | 0 | 0 | 0 | 0 | 0 | 0 | 0 | 0
F3_Commercial_Retail_New_Food Preparation_Natural Gas_Range_E5 | F3 | Commercial | Retail | New | Food Preparation | Natural Gas | Range | E5 | PACT BC Ratio | 0 | 0 | 0 | 0 | 0 | 0 | 0 | 0 | 0 | 0 | 0 | 0 | 0 | 0 | 0 | 0 | 0 | 0 | 0 | 0 | 0 | 0 | 0 | 0 | 0 | 0 | 0 | 0 | 0 | 0 | 0 | 0 | 0
F3_Commercial_Retail_New_Food Preparation_Natural Gas_Range_E6 | F3 | Commercial | Retail | New | Food Preparation | Natural Gas | Range | E6 | PACT BC Ratio | 0 | 0 | 0 | 0 | 0 | 0 | 0 | 0 | 0 | 0 | 0 | 0 | 0 | 0 | 0 | 0 | 0 | 0 | 0 | 0 | 0 | 0 | 0 | 0 | 0 | 0 | 0 | 0 | 0 | 0 | 0 | 0 | 0
F3_Commercial_Retail_New_Food Preparation_Natural Gas_Range_E7 | F3 | Commercial | Retail | New | Food Preparation | Natural Gas | Range | E7 | PACT BC Ratio | 0 | 0 | 0 | 0 | 0 | 0 | 0 | 0 | 0 | 0 | 0 | 0 | 0 | 0 | 0 | 0 | 0 | 0 | 0 | 0 | 0 | 0 | 0 | 0 | 0 | 0 | 0 | 0 | 0 | 0 | 0 | 0 | 0
F3_Commercial_Retail_New_Food Preparation_Natural Gas_Range_E8 | F3 | Commercial | Retail | New | Food Preparation | Natural Gas | Range | E8 | PACT BC Ratio | 0 | 0 | 0 | 0 | 0 | 0 | 0 | 0 | 0 | 0 | 0 | 0 | 0 | 0 | 0 | 0 | 0 | 0 | 0 | 0 | 0 | 0 | 0 | 0 | 0 | 0 | 0 | 0 | 0 | 0 | 0 | 0 | 0
F3_Commercial_Retail_New_Food Preparation_Natural Gas_Range_E9 | F3 | Commercial | Retail | New | Food Preparation | Natural Gas | Range | E9 | PACT BC Ratio | 0 | 0 | 0 | 0 | 0 | 0 | 0 | 0 | 0 | 0 | 0 | 0 | 0 | 0 | 0 | 0 | 0 | 0 | 0 | 0 | 0 | 0 | 0 | 0 | 0 | 0 | 0 | 0 | 0 | 0 | 0 | 0 | 0
F3_Commercial_Retail_New_Food Preparation_Natural Gas_Range_E10 | F3 | Commercial | Retail | New | Food Preparation | Natural Gas | Range | E10 | PACT BC Ratio | 0 | 0 | 0 | 0 | 0 | 0 | 0 | 0 | 0 | 0 | 0 | 0 | 0 | 0 | 0 | 0 | 0 | 0 | 0 | 0 | 0 | 0 | 0 | 0 | 0 | 0 | 0 | 0 | 0 | 0 | 0 | 0 | 0
F4_Commercial_Retail_New_Food Preparation_Natural Gas_Range_E1 | F4 | Commercial | Retail | New | Food Preparation | Natural Gas | Range | E1 | RVT BC Ratio | bar: 2019 to 2051
F4_Commercial_Retail_New_Food Preparation_Natural Gas_Range_E2 | F4 | Commercial | Retail | New | Food Preparation | Natural Gas | Range | E2 | RVT BC Ratio | 3807.2736 | 3834.0244 | 3865.8736 | 3902.8406 | 3946.2991 | 3997.2009 | 4037.9565 | 4076.7898 | 4114.9527 | 4153.5775 | 4188.9653 | 4219.9244 | 4251.0471 | 4284.025 | 4322.072 | 4360.1152 | 4402.1121 | 4448.0169 | 4496.8813 | 4547.3138 | 4598.611 | 4646.7444 | 4690.7598 | 4730.9316 | 4766.2773 | 4796.6664 | 4817.7384 | 4833.4305 | 4847.0233 | 4858.6322 | 4870.1205 | 4875.2011 | 4875.2011
F4_Commercial_Retail_New_Food Preparation_Natural Gas_Range_E3 | F4 | Commercial | Retail | New | Food Preparation | Natural Gas | Range | E3 | RVT BC Ratio | 0 | 0 | 0 | 0 | 0 | 0 | 0 | 0 | 0 | 0 | 0 | 0 | 0 | 0 | 0 | 0 | 0 | 0 | 0 | 0 | 0 | 0 | 0 | 0 | 0 | 0 | 0 | 0 | 0 | 0 | 0 | 0 | 0
F4_Commercial_Retail_New_Food Preparation_Natural Gas_Range_E4 | F4 | Commercial | Retail | New | Food Preparation | Natural Gas | Range | E4 | RVT BC Ratio | 0 | 0 | 0 | 0 | 0 | 0 | 0 | 0 | 0 | 0 | 0 | 0 | 0 | 0 | 0 | 0 | 0 | 0 | 0 | 0 | 0 | 0 | 0 | 0 | 0 | 0 | 0 | 0 | 0 | 0 | 0 | 0 | 0
F4_Commercial_Retail_New_Food Preparation_Natural Gas_Range_E5 | F4 | Commercial | Retail | New | Food Preparation | Natural Gas | Range | E5 | RVT BC Ratio | 0 | 0 | 0 | 0 | 0 | 0 | 0 | 0 | 0 | 0 | 0 | 0 | 0 | 0 | 0 | 0 | 0 | 0 | 0 | 0 | 0 | 0 | 0 | 0 | 0 | 0 | 0 | 0 | 0 | 0 | 0 | 0 | 0
F4_Commercial_Retail_New_Food Preparation_Natural Gas_Range_E6 | F4 | Commercial | Retail | New | Food Preparation | Natural Gas | Range | E6 | RVT BC Ratio | 0 | 0 | 0 | 0 | 0 | 0 | 0 | 0 | 0 | 0 | 0 | 0 | 0 | 0 | 0 | 0 | 0 | 0 | 0 | 0 | 0 | 0 | 0 | 0 | 0 | 0 | 0 | 0 | 0 | 0 | 0 | 0 | 0
F4_Commercial_Retail_New_Food Preparation_Natural Gas_Range_E7 | F4 | Commercial | Retail | New | Food Preparation | Natural Gas | Range | E7 | RVT BC Ratio | 0 | 0 | 0 | 0 | 0 | 0 | 0 | 0 | 0 | 0 | 0 | 0 | 0 | 0 | 0 | 0 | 0 | 0 | 0 | 0 | 0 | 0 | 0 | 0 | 0 | 0 | 0 | 0 | 0 | 0 | 0 | 0 | 0
F4_Commercial_Retail_New_Food Preparation_Natural Gas_Range_E8 | F4 | Commercial | Retail | New | Food Preparation | Natural Gas | Range | E8 | RVT BC Ratio | 0 | 0 | 0 | 0 | 0 | 0 | 0 | 0 | 0 | 0 | 0 | 0 | 0 | 0 | 0 | 0 | 0 | 0 | 0 | 0 | 0 | 0 | 0 | 0 | 0 | 0 | 0 | 0 | 0 | 0 | 0 | 0 | 0
F4_Commercial_Retail_New_Food Preparation_Natural Gas_Range_E9 | F4 | Commercial | Retail | New | Food Preparation | Natural Gas | Range | E9 | RVT BC Ratio | 0 | 0 | 0 | 0 | 0 | 0 | 0 | 0 | 0 | 0 | 0 | 0 | 0 | 0 | 0 | 0 | 0 | 0 | 0 | 0 | 0 | 0 | 0 | 0 | 0 | 0 | 0 | 0 | 0 | 0 | 0 | 0 | 0
F4_Commercial_Retail_New_Food Preparation_Natural Gas_Range_E10 | F4 | Commercial | Retail | New | Food Preparation | Natural Gas | Range | E10 | RVT BC Ratio | 0 | 0 | 0 | 0 | 0 | 0 | 0 | 0 | 0 | 0 | 0 | 0 | 0 | 0 | 0 | 0 | 0 | 0 | 0 | 0 | 0 | 0 | 0 | 0 | 0 | 0 | 0 | 0 | 0 | 0 | 0 | 0 | 0
F5_Commercial_Retail_New_Food Preparation_Natural Gas_Range_E1 | F5 | Commercial | Retail | New | Food Preparation | Natural Gas | Range | E1 | RIM BC Ratio | bar: 2019 to 2051
F5_Commercial_Retail_New_Food Preparation_Natural Gas_Range_E2 | F5 | Commercial | Retail | New | Food Preparation | Natural Gas | Range | E2 | RIM BC Ratio | 0.83448 | 0.83448 | 0.83448 | 0.83449 | 0.83449 | 0.83449 | 0.83449 | 0.83449 | 0.8345 | 0.8345 | 0.8345 | 0.8345 | 0.8345 | 0.8345 | 0.83451 | 0.83451 | 0.83451 | 0.83451 | 0.83451 | 0.83451 | 0.83452 | 0.83452 | 0.83452 | 0.83452 | 0.83452 | 0.83452 | 0.83452 | 0.83452 | 0.83452 | 0.83452 | 0.83452 | 0.83453 | 0.83453
F5_Commercial_Retail_New_Food Preparation_Natural Gas_Range_E3 | F5 | Commercial | Retail | New | Food Preparation | Natural Gas | Range | E3 | RIM BC Ratio | 0 | 0 | 0 | 0 | 0 | 0 | 0 | 0 | 0 | 0 | 0 | 0 | 0 | 0 | 0 | 0 | 0 | 0 | 0 | 0 | 0 | 0 | 0 | 0 | 0 | 0 | 0 | 0 | 0 | 0 | 0 | 0 | 0
F5_Commercial_Retail_New_Food Preparation_Natural Gas_Range_E4 | F5 | Commercial | Retail | New | Food Preparation | Natural Gas | Range | E4 | RIM BC Ratio | 0 | 0 | 0 | 0 | 0 | 0 | 0 | 0 | 0 | 0 | 0 | 0 | 0 | 0 | 0 | 0 | 0 | 0 | 0 | 0 | 0 | 0 | 0 | 0 | 0 | 0 | 0 | 0 | 0 | 0 | 0 | 0 | 0
F5_Commercial_Retail_New_Food Preparation_Natural Gas_Range_E5 | F5 | Commercial | Retail | New | Food Preparation | Natural Gas | Range | E5 | RIM BC Ratio | 0 | 0 | 0 | 0 | 0 | 0 | 0 | 0 | 0 | 0 | 0 | 0 | 0 | 0 | 0 | 0 | 0 | 0 | 0 | 0 | 0 | 0 | 0 | 0 | 0 | 0 | 0 | 0 | 0 | 0 | 0 | 0 | 0
F5_Commercial_Retail_New_Food Preparation_Natural Gas_Range_E6 | F5 | Commercial | Retail | New | Food Preparation | Natural Gas | Range | E6 | RIM BC Ratio | 0 | 0 | 0 | 0 | 0 | 0 | 0 | 0 | 0 | 0 | 0 | 0 | 0 | 0 | 0 | 0 | 0 | 0 | 0 | 0 | 0 | 0 | 0 | 0 | 0 | 0 | 0 | 0 | 0 | 0 | 0 | 0 | 0
F5_Commercial_Retail_New_Food Preparation_Natural Gas_Range_E7 | F5 | Commercial | Retail | New | Food Preparation | Natural Gas | Range | E7 | RIM BC Ratio | 0 | 0 | 0 | 0 | 0 | 0 | 0 | 0 | 0 | 0 | 0 | 0 | 0 | 0 | 0 | 0 | 0 | 0 | 0 | 0 | 0 | 0 | 0 | 0 | 0 | 0 | 0 | 0 | 0 | 0 | 0 | 0 | 0
F5_Commercial_Retail_New_Food Preparation_Natural Gas_Range_E8 | F5 | Commercial | Retail | New | Food Preparation | Natural Gas | Range | E8 | RIM BC Ratio | 0 | 0 | 0 | 0 | 0 | 0 | 0 | 0 | 0 | 0 | 0 | 0 | 0 | 0 | 0 | 0 | 0 | 0 | 0 | 0 | 0 | 0 | 0 | 0 | 0 | 0 | 0 | 0 | 0 | 0 | 0 | 0 | 0
F5_Commercial_Retail_New_Food Preparation_Natural Gas_Range_E9 | F5 | Commercial | Retail | New | Food Preparation | Natural Gas | Range | E9 | RIM BC Ratio | 0 | 0 | 0 | 0 | 0 | 0 | 0 | 0 | 0 | 0 | 0 | 0 | 0 | 0 | 0 | 0 | 0 | 0 | 0 | 0 | 0 | 0 | 0 | 0 | 0 | 0 | 0 | 0 | 0 | 0 | 0 | 0 | 0
F5_Commercial_Retail_New_Food Preparation_Natural Gas_Range_E10 | F5 | Commercial | Retail | New | Food Preparation | Natural Gas | Range | E10 | RIM BC Ratio | 0 | 0 | 0 | 0 | 0 | 0 | 0 | 0 | 0 | 0 | 0 | 0 | 0 | 0 | 0 | 0 | 0 | 0 | 0 | 0 | 0 | 0 | 0 | 0 | 0 | 0 | 0 | 0 | 0 | 0 | 0 | 0 | 0
F0_Commercial_Retail_New_Food Preparation_Natural Gas_Steamer_E0 | F0 | Commercial | Retail | New | Food Preparation | Natural Gas | Steamer | E0 | Economic Unit | ENERGY STAR | ENERGY STAR | ENERGY STAR | ENERGY STAR | ENERGY STAR | ENERGY STAR | ENERGY STAR | ENERGY STAR | ENERGY STAR | ENERGY STAR | ENERGY STAR | ENERGY STAR | ENERGY STAR | ENERGY STAR | ENERGY STAR | ENERGY STAR | ENERGY STAR | ENERGY STAR | ENERGY STAR | ENERGY STAR | ENERGY STAR | ENERGY STAR | ENERGY STAR | ENERGY STAR | ENERGY STAR | ENERGY STAR | ENERGY STAR | ENERGY STAR | ENERGY STAR | ENERGY STAR | ENERGY STAR | ENERGY STAR | ENERGY STAR
F1_Commercial_Retail_New_Food Preparation_Natural Gas_Steamer_E1 | F1 | Commercial | Retail | New | Food Preparation | Natural Gas | Steamer | E1 | CCE | 0 | 0 | 0 | 0 | 0 | 0 | 0 | 0 | 0 | 0 | 0 | 0 | 0 | 0 | 0 | 0 | 0 | 0 | 0 | 0 | 0 | 0 | 0 | 0 | 0 | 0 | 0 | 0 | 0 | 0 | 0 | 0 | 0
F1_Commercial_Retail_New_Food Preparation_Natural Gas_Steamer_E2 | F1 | Commercial | Retail | New | Food Preparation | Natural Gas | Steamer | E2 | CCE | 0.38542 | 0.38542 | 0.38542 | 0 | 0 | 0 | 0 | 0 | 0 | 0 | 0 | 0 | 0 | 0 | 0 | 0 | 0 | 0 | 0 | 0 | 0 | 0 | 0 | 0 | 0 | 0 | 0 | 0 | 0 | 0 | 0 | 0 | 0
F1_Commercial_Retail_New_Food Preparation_Natural Gas_Steamer_E3 | F1 | Commercial | Retail | New | Food Preparation | Natural Gas | Steamer | E3 | CCE | 0 | 0 | 0 | 0 | 0 | 0 | 0 | 0 | 0 | 0 | 0 | 0 | 0 | 0 | 0 | 0 | 0 | 0 | 0 | 0 | 0 | 0 | 0 | 0 | 0 | 0 | 0 | 0 | 0 | 0 | 0 | 0 | 0
F1_Commercial_Retail_New_Food Preparation_Natural Gas_Steamer_E4 | F1 | Commercial | Retail | New | Food Preparation | Natural Gas | Steamer | E4 | CCE | 0 | 0 | 0 | 0 | 0 | 0 | 0 | 0 | 0 | 0 | 0 | 0 | 0 | 0 | 0 | 0 | 0 | 0 | 0 | 0 | 0 | 0 | 0 | 0 | 0 | 0 | 0 | 0 | 0 | 0 | 0 | 0 | 0
F1_Commercial_Retail_New_Food Preparation_Natural Gas_Steamer_E5 | F1 | Commercial | Retail | New | Food Preparation | Natural Gas | Steamer | E5 | CCE | 0 | 0 | 0 | 0 | 0 | 0 | 0 | 0 | 0 | 0 | 0 | 0 | 0 | 0 | 0 | 0 | 0 | 0 | 0 | 0 | 0 | 0 | 0 | 0 | 0 | 0 | 0 | 0 | 0 | 0 | 0 | 0 | 0
F1_Commercial_Retail_New_Food Preparation_Natural Gas_Steamer_E6 | F1 | Commercial | Retail | New | Food Preparation | Natural Gas | Steamer | E6 | CCE | 0 | 0 | 0 | 0 | 0 | 0 | 0 | 0 | 0 | 0 | 0 | 0 | 0 | 0 | 0 | 0 | 0 | 0 | 0 | 0 | 0 | 0 | 0 | 0 | 0 | 0 | 0 | 0 | 0 | 0 | 0 | 0 | 0
F1_Commercial_Retail_New_Food Preparation_Natural Gas_Steamer_E7 | F1 | Commercial | Retail | New | Food Preparation | Natural Gas | Steamer | E7 | CCE | 0 | 0 | 0 | 0 | 0 | 0 | 0 | 0 | 0 | 0 | 0 | 0 | 0 | 0 | 0 | 0 | 0 | 0 | 0 | 0 | 0 | 0 | 0 | 0 | 0 | 0 | 0 | 0 | 0 | 0 | 0 | 0 | 0
F1_Commercial_Retail_New_Food Preparation_Natural Gas_Steamer_E8 | F1 | Commercial | Retail | New | Food Preparation | Natural Gas | Steamer | E8 | CCE | 0 | 0 | 0 | 0 | 0 | 0 | 0 | 0 | 0 | 0 | 0 | 0 | 0 | 0 | 0 | 0 | 0 | 0 | 0 | 0 | 0 | 0 | 0 | 0 | 0 | 0 | 0 | 0 | 0 | 0 | 0 | 0 | 0
F1_Commercial_Retail_New_Food Preparation_Natural Gas_Steamer_E9 | F1 | Commercial | Retail | New | Food Preparation | Natural Gas | Steamer | E9 | CCE | 0 | 0 | 0 | 0 | 0 | 0 | 0 | 0 | 0 | 0 | 0 | 0 | 0 | 0 | 0 | 0 | 0 | 0 | 0 | 0 | 0 | 0 | 0 | 0 | 0 | 0 | 0 | 0 | 0 | 0 | 0 | 0 | 0
F1_Commercial_Retail_New_Food Preparation_Natural Gas_Steamer_E10 | F1 | Commercial | Retail | New | Food Preparation | Natural Gas | Steamer | E10 | CCE | 0 | 0 | 0 | 0 | 0 | 0 | 0 | 0 | 0 | 0 | 0 | 0 | 0 | 0 | 0 | 0 | 0 | 0 | 0 | 0 | 0 | 0 | 0 | 0 | 0 | 0 | 0 | 0 | 0 | 0 | 0 | 0 | 0
F2_Commercial_Retail_New_Food Preparation_Natural Gas_Steamer_E1 | F2 | Commercial | Retail | New | Food Preparation | Natural Gas | Steamer | E1 | TRC BC Ratio | 1 | 1 | 1 | 0 | 0 | 0 | 0 | 0 | 0 | 0 | 0 | 0 | 0 | 0 | 0 | 0 | 0 | 0 | 0 | 0 | 0 | 0 | 0 | 0 | 0 | 0 | 0 | 0 | 0 | 0 | 0 | 0 | 0
F2_Commercial_Retail_New_Food Preparation_Natural Gas_Steamer_E2 | F2 | Commercial | Retail | New | Food Preparation | Natural Gas | Steamer | E2 | TRC BC Ratio | 3.6298 | 3.6563 | 3.6864 | 1 | 1 | 1 | 1 | 1 | 1 | 1 | 1 | 1 | 1 | 1 | 1 | 1 | 1 | 1 | 1 | 1 | 1 | 1 | 1 | 1 | 1 | 1 | 1 | 1 | 1 | 1 | 1 | 1 | 1
F2_Commercial_Retail_New_Food Preparation_Natural Gas_Steamer_E3 | F2 | Commercial | Retail | New | Food Preparation | Natural Gas | Steamer | E3 | TRC BC Ratio | 0 | 0 | 0 | 0 | 0 | 0 | 0 | 0 | 0 | 0 | 0 | 0 | 0 | 0 | 0 | 0 | 0 | 0 | 0 | 0 | 0 | 0 | 0 | 0 | 0 | 0 | 0 | 0 | 0 | 0 | 0 | 0 | 0
F2_Commercial_Retail_New_Food Preparation_Natural Gas_Steamer_E4 | F2 | Commercial | Retail | New | Food Preparation | Natural Gas | Steamer | E4 | TRC BC Ratio | 0 | 0 | 0 | 0 | 0 | 0 | 0 | 0 | 0 | 0 | 0 | 0 | 0 | 0 | 0 | 0 | 0 | 0 | 0 | 0 | 0 | 0 | 0 | 0 | 0 | 0 | 0 | 0 | 0 | 0 | 0 | 0 | 0
F2_Commercial_Retail_New_Food Preparation_Natural Gas_Steamer_E5 | F2 | Commercial | Retail | New | Food Preparation | Natural Gas | Steamer | E5 | TRC BC Ratio | 0 | 0 | 0 | 0 | 0 | 0 | 0 | 0 | 0 | 0 | 0 | 0 | 0 | 0 | 0 | 0 | 0 | 0 | 0 | 0 | 0 | 0 | 0 | 0 | 0 | 0 | 0 | 0 | 0 | 0 | 0 | 0 | 0
F2_Commercial_Retail_New_Food Preparation_Natural Gas_Steamer_E6 | F2 | Commercial | Retail | New | Food Preparation | Natural Gas | Steamer | E6 | TRC BC Ratio | 0 | 0 | 0 | 0 | 0 | 0 | 0 | 0 | 0 | 0 | 0 | 0 | 0 | 0 | 0 | 0 | 0 | 0 | 0 | 0 | 0 | 0 | 0 | 0 | 0 | 0 | 0 | 0 | 0 | 0 | 0 | 0 | 0
F2_Commercial_Retail_New_Food Preparation_Natural Gas_Steamer_E7 | F2 | Commercial | Retail | New | Food Preparation | Natural Gas | Steamer | E7 | TRC BC Ratio | 0 | 0 | 0 | 0 | 0 | 0 | 0 | 0 | 0 | 0 | 0 | 0 | 0 | 0 | 0 | 0 | 0 | 0 | 0 | 0 | 0 | 0 | 0 | 0 | 0 | 0 | 0 | 0 | 0 | 0 | 0 | 0 | 0
F2_Commercial_Retail_New_Food Preparation_Natural Gas_Steamer_E8 | F2 | Commercial | Retail | New | Food Preparation | Natural Gas | Steamer | E8 | TRC BC Ratio | 0 | 0 | 0 | 0 | 0 | 0 | 0 | 0 | 0 | 0 | 0 | 0 | 0 | 0 | 0 | 0 | 0 | 0 | 0 | 0 | 0 | 0 | 0 | 0 | 0 | 0 | 0 | 0 | 0 | 0 | 0 | 0 | 0
F2_Commercial_Retail_New_Food Preparation_Natural Gas_Steamer_E9 | F2 | Commercial | Retail | New | Food Preparation | Natural Gas | Steamer | E9 | TRC BC Ratio | 0 | 0 | 0 | 0 | 0 | 0 | 0 | 0 | 0 | 0 | 0 | 0 | 0 | 0 | 0 | 0 | 0 | 0 | 0 | 0 | 0 | 0 | 0 | 0 | 0 | 0 | 0 | 0 | 0 | 0 | 0 | 0 | 0
F2_Commercial_Retail_New_Food Preparation_Natural Gas_Steamer_E10 | F2 | Commercial | Retail | New | Food Preparation | Natural Gas | Steamer | E10 | TRC BC Ratio | 0 | 0 | 0 | 0 | 0 | 0 | 0 | 0 | 0 | 0 | 0 | 0 | 0 | 0 | 0 | 0 | 0 | 0 | 0 | 0 | 0 | 0 | 0 | 0 | 0 | 0 | 0 | 0 | 0 | 0 | 0 | 0 | 0
F3_Commercial_Retail_New_Food Preparation_Natural Gas_Steamer_E1 | F3 | Commercial | Retail | New | Food Preparation | Natural Gas | Steamer | E1 | PACT BC Ratio | 1 | 1 | 1 | 0 | 0 | 0 | 0 | 0 | 0 | 0 | 0 | 0 | 0 | 0 | 0 | 0 | 0 | 0 | 0 | 0 | 0 | 0 | 0 | 0 | 0 | 0 | 0 | 0 | 0 | 0 | 0 | 0 | 0
F3_Commercial_Retail_New_Food Preparation_Natural Gas_Steamer_E2 | F3 | Commercial | Retail | New | Food Preparation | Natural Gas | Steamer | E2 | PACT BC Ratio | 4.8398 | 4.875 | 4.9151 | 1 | 1 | 1 | 1 | 1 | 1 | 1 | 1 | 1 | 1 | 1 | 1 | 1 | 1 | 1 | 1 | 1 | 1 | 1 | 1 | 1 | 1 | 1 | 1 | 1 | 1 | 1 | 1 | 1 | 1
F3_Commercial_Retail_New_Food Preparation_Natural Gas_Steamer_E3 | F3 | Commercial | Retail | New | Food Preparation | Natural Gas | Steamer | E3 | PACT BC Ratio | 0 | 0 | 0 | 0 | 0 | 0 | 0 | 0 | 0 | 0 | 0 | 0 | 0 | 0 | 0 | 0 | 0 | 0 | 0 | 0 | 0 | 0 | 0 | 0 | 0 | 0 | 0 | 0 | 0 | 0 | 0 | 0 | 0
F3_Commercial_Retail_New_Food Preparation_Natural Gas_Steamer_E4 | F3 | Commercial | Retail | New | Food Preparation | Natural Gas | Steamer | E4 | PACT BC Ratio | 0 | 0 | 0 | 0 | 0 | 0 | 0 | 0 | 0 | 0 | 0 | 0 | 0 | 0 | 0 | 0 | 0 | 0 | 0 | 0 | 0 | 0 | 0 | 0 | 0 | 0 | 0 | 0 | 0 | 0 | 0 | 0 | 0
F3_Commercial_Retail_New_Food Preparation_Natural Gas_Steamer_E5 | F3 | Commercial | Retail | New | Food Preparation | Natural Gas | Steamer | E5 | PACT BC Ratio | 0 | 0 | 0 | 0 | 0 | 0 | 0 | 0 | 0 | 0 | 0 | 0 | 0 | 0 | 0 | 0 | 0 | 0 | 0 | 0 | 0 | 0 | 0 | 0 | 0 | 0 | 0 | 0 | 0 | 0 | 0 | 0 | 0
F3_Commercial_Retail_New_Food Preparation_Natural Gas_Steamer_E6 | F3 | Commercial | Retail | New | Food Preparation | Natural Gas | Steamer | E6 | PACT BC Ratio | 0 | 0 | 0 | 0 | 0 | 0 | 0 | 0 | 0 | 0 | 0 | 0 | 0 | 0 | 0 | 0 | 0 | 0 | 0 | 0 | 0 | 0 | 0 | 0 | 0 | 0 | 0 | 0 | 0 | 0 | 0 | 0 | 0
F3_Commercial_Retail_New_Food Preparation_Natural Gas_Steamer_E7 | F3 | Commercial | Retail | New | Food Preparation | Natural Gas | Steamer | E7 | PACT BC Ratio | 0 | 0 | 0 | 0 | 0 | 0 | 0 | 0 | 0 | 0 | 0 | 0 | 0 | 0 | 0 | 0 | 0 | 0 | 0 | 0 | 0 | 0 | 0 | 0 | 0 | 0 | 0 | 0 | 0 | 0 | 0 | 0 | 0
F3_Commercial_Retail_New_Food Preparation_Natural Gas_Steamer_E8 | F3 | Commercial | Retail | New | Food Preparation | Natural Gas | Steamer | E8 | PACT BC Ratio | 0 | 0 | 0 | 0 | 0 | 0 | 0 | 0 | 0 | 0 | 0 | 0 | 0 | 0 | 0 | 0 | 0 | 0 | 0 | 0 | 0 | 0 | 0 | 0 | 0 | 0 | 0 | 0 | 0 | 0 | 0 | 0 | 0
F3_Commercial_Retail_New_Food Preparation_Natural Gas_Steamer_E9 | F3 | Commercial | Retail | New | Food Preparation | Natural Gas | Steamer | E9 | PACT BC Ratio | 0 | 0 | 0 | 0 | 0 | 0 | 0 | 0 | 0 | 0 | 0 | 0 | 0 | 0 | 0 | 0 | 0 | 0 | 0 | 0 | 0 | 0 | 0 | 0 | 0 | 0 | 0 | 0 | 0 | 0 | 0 | 0 | 0
F3_Commercial_Retail_New_Food Preparation_Natural Gas_Steamer_E10 | F3 | Commercial | Retail | New | Food Preparation | Natural Gas | Steamer | E10 | PACT BC Ratio | 0 | 0 | 0 | 0 | 0 | 0 | 0 | 0 | 0 | 0 | 0 | 0 | 0 | 0 | 0 | 0 | 0 | 0 | 0 | 0 | 0 | 0 | 0 | 0 | 0 | 0 | 0 | 0 | 0 | 0 | 0 | 0 | 0
F4_Commercial_Retail_New_Food Preparation_Natural Gas_Steamer_E1 | F4 | Commercial | Retail | New | Food Preparation | Natural Gas | Steamer | E1 | RVT BC Ratio | 1 | 1 | 1 | 0 | 0 | 0 | 0 | 0 | 0 | 0 | 0 | 0 | 0 | 0 | 0 | 0 | 0 | 0 | 0 | 0 | 0 | 0 | 0 | 0 | 0 | 0 | 0 | 0 | 0 | 0 | 0 | 0 | 0
F4_Commercial_Retail_New_Food Preparation_Natural Gas_Steamer_E2 | F4 | Commercial | Retail | New | Food Preparation | Natural Gas | Steamer | E2 | RVT BC Ratio | 5.9186 | 5.9566 | 5.9998 | 1 | 1 | 1 | 1 | 1 | 1 | 1 | 1 | 1 | 1 | 1 | 1 | 1 | 1 | 1 | 1 | 1 | 1 | 1 | 1 | 1 | 1 | 1 | 1 | 1 | 1 | 1 | 1 | 1 | 1
F4_Commercial_Retail_New_Food Preparation_Natural Gas_Steamer_E3 | F4 | Commercial | Retail | New | Food Preparation | Natural Gas | Steamer | E3 | RVT BC Ratio | 0 | 0 | 0 | 0 | 0 | 0 | 0 | 0 | 0 | 0 | 0 | 0 | 0 | 0 | 0 | 0 | 0 | 0 | 0 | 0 | 0 | 0 | 0 | 0 | 0 | 0 | 0 | 0 | 0 | 0 | 0 | 0 | 0
F4_Commercial_Retail_New_Food Preparation_Natural Gas_Steamer_E4 | F4 | Commercial | Retail | New | Food Preparation | Natural Gas | Steamer | E4 | RVT BC Ratio | 0 | 0 | 0 | 0 | 0 | 0 | 0 | 0 | 0 | 0 | 0 | 0 | 0 | 0 | 0 | 0 | 0 | 0 | 0 | 0 | 0 | 0 | 0 | 0 | 0 | 0 | 0 | 0 | 0 | 0 | 0 | 0 | 0
F4_Commercial_Retail_New_Food Preparation_Natural Gas_Steamer_E5 | F4 | Commercial | Retail | New | Food Preparation | Natural Gas | Steamer | E5 | RVT BC Ratio | 0 | 0 | 0 | 0 | 0 | 0 | 0 | 0 | 0 | 0 | 0 | 0 | 0 | 0 | 0 | 0 | 0 | 0 | 0 | 0 | 0 | 0 | 0 | 0 | 0 | 0 | 0 | 0 | 0 | 0 | 0 | 0 | 0
F4_Commercial_Retail_New_Food Preparation_Natural Gas_Steamer_E6 | F4 | Commercial | Retail | New | Food Preparation | Natural Gas | Steamer | E6 | RVT BC Ratio | 0 | 0 | 0 | 0 | 0 | 0 | 0 | 0 | 0 | 0 | 0 | 0 | 0 | 0 | 0 | 0 | 0 | 0 | 0 | 0 | 0 | 0 | 0 | 0 | 0 | 0 | 0 | 0 | 0 | 0 | 0 | 0 | 0
F4_Commercial_Retail_New_Food Preparation_Natural Gas_Steamer_E7 | F4 | Commercial | Retail | New | Food Preparation | Natural Gas | Steamer | E7 | RVT BC Ratio | 0 | 0 | 0 | 0 | 0 | 0 | 0 | 0 | 0 | 0 | 0 | 0 | 0 | 0 | 0 | 0 | 0 | 0 | 0 | 0 | 0 | 0 | 0 | 0 | 0 | 0 | 0 | 0 | 0 | 0 | 0 | 0 | 0
F4_Commercial_Retail_New_Food Preparation_Natural Gas_Steamer_E8 | F4 | Commercial | Retail | New | Food Preparation | Natural Gas | Steamer | E8 | RVT BC Ratio | 0 | 0 | 0 | 0 | 0 | 0 | 0 | 0 | 0 | 0 | 0 | 0 | 0 | 0 | 0 | 0 | 0 | 0 | 0 | 0 | 0 | 0 | 0 | 0 | 0 | 0 | 0 | 0 | 0 | 0 | 0 | 0 | 0
F4_Commercial_Retail_New_Food Preparation_Natural Gas_Steamer_E9 | F4 | Commercial | Retail | New | Food Preparation | Natural Gas | Steamer | E9 | RVT BC Ratio | 0 | 0 | 0 | 0 | 0 | 0 | 0 | 0 | 0 | 0 | 0 | 0 | 0 | 0 | 0 | 0 | 0 | 0 | 0 | 0 | 0 | 0 | 0 | 0 | 0 | 0 | 0 | 0 | 0 | 0 | 0 | 0 | 0
F4_Commercial_Retail_New_Food Preparation_Natural Gas_Steamer_E10 | F4 | Commercial | Retail | New | Food Preparation | Natural Gas | Steamer | E10 | RVT BC Ratio | 0 | 0 | 0 | 0 | 0 | 0 | 0 | 0 | 0 | 0 | 0 | 0 | 0 | 0 | 0 | 0 | 0 | 0 | 0 | 0 | 0 | 0 | 0 | 0 | 0 | 0 | 0 | 0 | 0 | 0 | 0 | 0 | 0
F5_Commercial_Retail_New_Food Preparation_Natural Gas_Steamer_E1 | F5 | Commercial | Retail | New | Food Preparation | Natural Gas | Steamer | E1 | RIM BC Ratio | 1 | 1 | 1 | 0 | 0 | 0 | 0 | 0 | 0 | 0 | 0 | 0 | 0 | 0 | 0 | 0 | 0 | 0 | 0 | 0 | 0 | 0 | 0 | 0 | 0 | 0 | 0 | 0 | 0 | 0 | 0 | 0 | 0
F5_Commercial_Retail_New_Food Preparation_Natural Gas_Steamer_E2 | F5 | Commercial | Retail | New | Food Preparation | Natural Gas | Steamer | E2 | RIM BC Ratio | 0.7119 | 0.71266 | 0.71351 | 1 | 1 | 1 | 1 | 1 | 1 | 1 | 1 | 1 | 1 | 1 | 1 | 1 | 1 | 1 | 1 | 1 | 1 | 1 | 1 | 1 | 1 | 1 | 1 | 1 | 1 | 1 | 1 | 1 | 1
F5_Commercial_Retail_New_Food Preparation_Natural Gas_Steamer_E3 | F5 | Commercial | Retail | New | Food Preparation | Natural Gas | Steamer | E3 | RIM BC Ratio | 0 | 0 | 0 | 0 | 0 | 0 | 0 | 0 | 0 | 0 | 0 | 0 | 0 | 0 | 0 | 0 | 0 | 0 | 0 | 0 | 0 | 0 | 0 | 0 | 0 | 0 | 0 | 0 | 0 | 0 | 0 | 0 | 0
F5_Commercial_Retail_New_Food Preparation_Natural Gas_Steamer_E4 | F5 | Commercial | Retail | New | Food Preparation | Natural Gas | Steamer | E4 | RIM BC Ratio | 0 | 0 | 0 | 0 | 0 | 0 | 0 | 0 | 0 | 0 | 0 | 0 | 0 | 0 | 0 | 0 | 0 | 0 | 0 | 0 | 0 | 0 | 0 | 0 | 0 | 0 | 0 | 0 | 0 | 0 | 0 | 0 | 0
F5_Commercial_Retail_New_Food Preparation_Natural Gas_Steamer_E5 | F5 | Commercial | Retail | New | Food Preparation | Natural Gas | Steamer | E5 | RIM BC Ratio | 0 | 0 | 0 | 0 | 0 | 0 | 0 | 0 | 0 | 0 | 0 | 0 | 0 | 0 | 0 | 0 | 0 | 0 | 0 | 0 | 0 | 0 | 0 | 0 | 0 | 0 | 0 | 0 | 0 | 0 | 0 | 0 | 0
F5_Commercial_Retail_New_Food Preparation_Natural Gas_Steamer_E6 | F5 | Commercial | Retail | New | Food Preparation | Natural Gas | Steamer | E6 | RIM BC Ratio | 0 | 0 | 0 | 0 | 0 | 0 | 0 | 0 | 0 | 0 | 0 | 0 | 0 | 0 | 0 | 0 | 0 | 0 | 0 | 0 | 0 | 0 | 0 | 0 | 0 | 0 | 0 | 0 | 0 | 0 | 0 | 0 | 0
F5_Commercial_Retail_New_Food Preparation_Natural Gas_Steamer_E7 | F5 | Commercial | Retail | New | Food Preparation | Natural Gas | Steamer | E7 | RIM BC Ratio | 0 | 0 | 0 | 0 | 0 | 0 | 0 | 0 | 0 | 0 | 0 | 0 | 0 | 0 | 0 | 0 | 0 | 0 | 0 | 0 | 0 | 0 | 0 | 0 | 0 | 0 | 0 | 0 | 0 | 0 | 0 | 0 | 0
F5_Commercial_Retail_New_Food Preparation_Natural Gas_Steamer_E8 | F5 | Commercial | Retail | New | Food Preparation | Natural Gas | Steamer | E8 | RIM BC Ratio | 0 | 0 | 0 | 0 | 0 | 0 | 0 | 0 | 0 | 0 | 0 | 0 | 0 | 0 | 0 | 0 | 0 | 0 | 0 | 0 | 0 | 0 | 0 | 0 | 0 | 0 | 0 | 0 | 0 | 0 | 0 | 0 | 0
F5_Commercial_Retail_New_Food Preparation_Natural Gas_Steamer_E9 | F5 | Commercial | Retail | New | Food Preparation | Natural Gas | Steamer | E9 | RIM BC Ratio | 0 | 0 | 0 | 0 | 0 | 0 | 0 | 0 | 0 | 0 | 0 | 0 | 0 | 0 | 0 | 0 | 0 | 0 | 0 | 0 | 0 | 0 | 0 | 0 | 0 | 0 | 0 | 0 | 0 | 0 | 0 | 0 | 0
F5_Commercial_Retail_New_Food Preparation_Natural Gas_Steamer_E10 | F5 | Commercial | Retail | New | Food Preparation | Natural Gas | Steamer | E10 | RIM BC Ratio | 0 | 0 | 0 | 0 | 0 | 0 | 0 | 0 | 0 | 0 | 0 | 0 | 0 | 0 | 0 | 0 | 0 | 0 | 0 | 0 | 0 | 0 | 0 | 0 | 0 | 0 | 0 | 0 | 0 | 0 | 0 | 0 | 0
F0_Commercial_Retail_New_Food Preparation_Natural Gas_Food Prep Other_E0 | F0 | Commercial | Retail | New | Food Preparation | Natural Gas | Food Prep Other | E0 | Economic Unit | Standard | Standard | Standard | Standard | Standard | Standard | Standard | Standard | Standard | Standard | Standard | Standard | Standard | Standard | Standard | Standard | Standard | Standard | Standard | Standard | Standard | Standard | Standard | Standard | Standard | Standard | Standard | Standard | Standard | Standard | Standard | Standard | Standard
F1_Commercial_Retail_New_Food Preparation_Natural Gas_Food Prep Other_E1 | F1 | Commercial | Retail | New | Food Preparation | Natural Gas | Food Prep Other | E1 | CCE | 0 | 0 | 0 | 0 | 0 | 0 | 0 | 0 | 0 | 0 | 0 | 0 | 0 | 0 | 0 | 0 | 0 | 0 | 0 | 0 | 0 | 0 | 0 | 0 | 0 | 0 | 0 | 0 | 0 | 0 | 0 | 0 | 0
F1_Commercial_Retail_New_Food Preparation_Natural Gas_Food Prep Other_E2 | F1 | Commercial | Retail | New | Food Preparation | Natural Gas | Food Prep Other | E2 | CCE | #DIV/0! | #DIV/0! | #DIV/0! | #DIV/0! | #DIV/0! | #DIV/0! | #DIV/0! | #DIV/0! | #DIV/0! | #DIV/0! | #DIV/0! | #DIV/0! | #DIV/0! | #DIV/0! | #DIV/0! | #DIV/0! | #DIV/0! | #DIV/0! | #DIV/0! | #DIV/0! | #DIV/0! | #DIV/0! | #DIV/0! | #DIV/0! | #DIV/0! | #DIV/0! | #DIV/0! | #DIV/0! | #DIV/0! | #DIV/0! | #DIV/0! | #DIV/0! | #DIV/0!
F1_Commercial_Retail_New_Food Preparation_Natural Gas_Food Prep Other_E3 | F1 | Commercial | Retail | New | Food Preparation | Natural Gas | Food Prep Other | E3 | CCE | 0 | 0 | 0 | 0 | 0 | 0 | 0 | 0 | 0 | 0 | 0 | 0 | 0 | 0 | 0 | 0 | 0 | 0 | 0 | 0 | 0 | 0 | 0 | 0 | 0 | 0 | 0 | 0 | 0 | 0 | 0 | 0 | 0
F1_Commercial_Retail_New_Food Preparation_Natural Gas_Food Prep Other_E4 | F1 | Commercial | Retail | New | Food Preparation | Natural Gas | Food Prep Other | E4 | CCE | 0 | 0 | 0 | 0 | 0 | 0 | 0 | 0 | 0 | 0 | 0 | 0 | 0 | 0 | 0 | 0 | 0 | 0 | 0 | 0 | 0 | 0 | 0 | 0 | 0 | 0 | 0 | 0 | 0 | 0 | 0 | 0 | 0
F1_Commercial_Retail_New_Food Preparation_Natural Gas_Food Prep Other_E5 | F1 | Commercial | Retail | New | Food Preparation | Natural Gas | Food Prep Other | E5 | CCE | 0 | 0 | 0 | 0 | 0 | 0 | 0 | 0 | 0 | 0 | 0 | 0 | 0 | 0 | 0 | 0 | 0 | 0 | 0 | 0 | 0 | 0 | 0 | 0 | 0 | 0 | 0 | 0 | 0 | 0 | 0 | 0 | 0
F1_Commercial_Retail_New_Food Preparation_Natural Gas_Food Prep Other_E6 | F1 | Commercial | Retail | New | Food Preparation | Natural Gas | Food Prep Other | E6 | CCE | 0 | 0 | 0 | 0 | 0 | 0 | 0 | 0 | 0 | 0 | 0 | 0 | 0 | 0 | 0 | 0 | 0 | 0 | 0 | 0 | 0 | 0 | 0 | 0 | 0 | 0 | 0 | 0 | 0 | 0 | 0 | 0 | 0
F1_Commercial_Retail_New_Food Preparation_Natural Gas_Food Prep Other_E7 | F1 | Commercial | Retail | New | Food Preparation | Natural Gas | Food Prep Other | E7 | CCE | 0 | 0 | 0 | 0 | 0 | 0 | 0 | 0 | 0 | 0 | 0 | 0 | 0 | 0 | 0 | 0 | 0 | 0 | 0 | 0 | 0 | 0 | 0 | 0 | 0 | 0 | 0 | 0 | 0 | 0 | 0 | 0 | 0
F1_Commercial_Retail_New_Food Preparation_Natural Gas_Food Prep Other_E8 | F1 | Commercial | Retail | New | Food Preparation | Natural Gas | Food Prep Other | E8 | CCE | 0 | 0 | 0 | 0 | 0 | 0 | 0 | 0 | 0 | 0 | 0 | 0 | 0 | 0 | 0 | 0 | 0 | 0 | 0 | 0 | 0 | 0 | 0 | 0 | 0 | 0 | 0 | 0 | 0 | 0 | 0 | 0 | 0
F1_Commercial_Retail_New_Food Preparation_Natural Gas_Food Prep Other_E9 | F1 | Commercial | Retail | New | Food Preparation | Natural Gas | Food Prep Other | E9 | CCE | 0 | 0 | 0 | 0 | 0 | 0 | 0 | 0 | 0 | 0 | 0 | 0 | 0 | 0 | 0 | 0 | 0 | 0 | 0 | 0 | 0 | 0 | 0 | 0 | 0 | 0 | 0 | 0 | 0 | 0 | 0 | 0 | 0
F1_Commercial_Retail_New_Food Preparation_Natural Gas_Food Prep Other_E10 | F1 | Commercial | Retail | New | Food Preparation | Natural Gas | Food Prep Other | E10 | CCE | 0 | 0 | 0 | 0 | 0 | 0 | 0 | 0 | 0 | 0 | 0 | 0 | 0 | 0 | 0 | 0 | 0 | 0 | 0 | 0 | 0 | 0 | 0 | 0 | 0 | 0 | 0 | 0 | 0 | 0 | 0 | 0 | 0
F2_Commercial_Retail_New_Food Preparation_Natural Gas_Food Prep Other_E1 | F2 | Commercial | Retail | New | Food Preparation | Natural Gas | Food Prep Other | E1 | TRC BC Ratio | bar: 2019 to 2051
F2_Commercial_Retail_New_Food Preparation_Natural Gas_Food Prep Other_E2 | F2 | Commercial | Retail | New | Food Preparation | Natural Gas | Food Prep Other | E2 | TRC BC Ratio | 0 | 0 | 0 | 0 | 0 | 0 | 0 | 0 | 0 | 0 | 0 | 0 | 0 | 0 | 0 | 0 | 0 | 0 | 0 | 0 | 0 | 0 | 0 | 0 | 0 | 0 | 0 | 0 | 0 | 0 | 0 | 0 | 0
F2_Commercial_Retail_New_Food Preparation_Natural Gas_Food Prep Other_E3 | F2 | Commercial | Retail | New | Food Preparation | Natural Gas | Food Prep Other | E3 | TRC BC Ratio | 0 | 0 | 0 | 0 | 0 | 0 | 0 | 0 | 0 | 0 | 0 | 0 | 0 | 0 | 0 | 0 | 0 | 0 | 0 | 0 | 0 | 0 | 0 | 0 | 0 | 0 | 0 | 0 | 0 | 0 | 0 | 0 | 0
F2_Commercial_Retail_New_Food Preparation_Natural Gas_Food Prep Other_E4 | F2 | Commercial | Retail | New | Food Preparation | Natural Gas | Food Prep Other | E4 | TRC BC Ratio | 0 | 0 | 0 | 0 | 0 | 0 | 0 | 0 | 0 | 0 | 0 | 0 | 0 | 0 | 0 | 0 | 0 | 0 | 0 | 0 | 0 | 0 | 0 | 0 | 0 | 0 | 0 | 0 | 0 | 0 | 0 | 0 | 0
F2_Commercial_Retail_New_Food Preparation_Natural Gas_Food Prep Other_E5 | F2 | Commercial | Retail | New | Food Preparation | Natural Gas | Food Prep Other | E5 | TRC BC Ratio | 0 | 0 | 0 | 0 | 0 | 0 | 0 | 0 | 0 | 0 | 0 | 0 | 0 | 0 | 0 | 0 | 0 | 0 | 0 | 0 | 0 | 0 | 0 | 0 | 0 | 0 | 0 | 0 | 0 | 0 | 0 | 0 | 0
F2_Commercial_Retail_New_Food Preparation_Natural Gas_Food Prep Other_E6 | F2 | Commercial | Retail | New | Food Preparation | Natural Gas | Food Prep Other | E6 | TRC BC Ratio | 0 | 0 | 0 | 0 | 0 | 0 | 0 | 0 | 0 | 0 | 0 | 0 | 0 | 0 | 0 | 0 | 0 | 0 | 0 | 0 | 0 | 0 | 0 | 0 | 0 | 0 | 0 | 0 | 0 | 0 | 0 | 0 | 0
F2_Commercial_Retail_New_Food Preparation_Natural Gas_Food Prep Other_E7 | F2 | Commercial | Retail | New | Food Preparation | Natural Gas | Food Prep Other | E7 | TRC BC Ratio | 0 | 0 | 0 | 0 | 0 | 0 | 0 | 0 | 0 | 0 | 0 | 0 | 0 | 0 | 0 | 0 | 0 | 0 | 0 | 0 | 0 | 0 | 0 | 0 | 0 | 0 | 0 | 0 | 0 | 0 | 0 | 0 | 0
F2_Commercial_Retail_New_Food Preparation_Natural Gas_Food Prep Other_E8 | F2 | Commercial | Retail | New | Food Preparation | Natural Gas | Food Prep Other | E8 | TRC BC Ratio | 0 | 0 | 0 | 0 | 0 | 0 | 0 | 0 | 0 | 0 | 0 | 0 | 0 | 0 | 0 | 0 | 0 | 0 | 0 | 0 | 0 | 0 | 0 | 0 | 0 | 0 | 0 | 0 | 0 | 0 | 0 | 0 | 0
F2_Commercial_Retail_New_Food Preparation_Natural Gas_Food Prep Other_E9 | F2 | Commercial | Retail | New | Food Preparation | Natural Gas | Food Prep Other | E9 | TRC BC Ratio | 0 | 0 | 0 | 0 | 0 | 0 | 0 | 0 | 0 | 0 | 0 | 0 | 0 | 0 | 0 | 0 | 0 | 0 | 0 | 0 | 0 | 0 | 0 | 0 | 0 | 0 | 0 | 0 | 0 | 0 | 0 | 0 | 0
F2_Commercial_Retail_New_Food Preparation_Natural Gas_Food Prep Other_E10 | F2 | Commercial | Retail | New | Food Preparation | Natural Gas | Food Prep Other | E10 | TRC BC Ratio | 0 | 0 | 0 | 0 | 0 | 0 | 0 | 0 | 0 | 0 | 0 | 0 | 0 | 0 | 0 | 0 | 0 | 0 | 0 | 0 | 0 | 0 | 0 | 0 | 0 | 0 | 0 | 0 | 0 | 0 | 0 | 0 | 0
F3_Commercial_Retail_New_Food Preparation_Natural Gas_Food Prep Other_E1 | F3 | Commercial | Retail | New | Food Preparation | Natural Gas | Food Prep Other | E1 | PACT BC Ratio | bar: 2019 to 2051
F3_Commercial_Retail_New_Food Preparation_Natural Gas_Food Prep Other_E2 | F3 | Commercial | Retail | New | Food Preparation | Natural Gas | Food Prep Other | E2 | PACT BC Ratio | 0 | 0 | 0 | 0 | 0 | 0 | 0 | 0 | 0 | 0 | 0 | 0 | 0 | 0 | 0 | 0 | 0 | 0 | 0 | 0 | 0 | 0 | 0 | 0 | 0 | 0 | 0 | 0 | 0 | 0 | 0 | 0 | 0
F3_Commercial_Retail_New_Food Preparation_Natural Gas_Food Prep Other_E3 | F3 | Commercial | Retail | New | Food Preparation | Natural Gas | Food Prep Other | E3 | PACT BC Ratio | 0 | 0 | 0 | 0 | 0 | 0 | 0 | 0 | 0 | 0 | 0 | 0 | 0 | 0 | 0 | 0 | 0 | 0 | 0 | 0 | 0 | 0 | 0 | 0 | 0 | 0 | 0 | 0 | 0 | 0 | 0 | 0 | 0
F3_Commercial_Retail_New_Food Preparation_Natural Gas_Food Prep Other_E4 | F3 | Commercial | Retail | New | Food Preparation | Natural Gas | Food Prep Other | E4 | PACT BC Ratio | 0 | 0 | 0 | 0 | 0 | 0 | 0 | 0 | 0 | 0 | 0 | 0 | 0 | 0 | 0 | 0 | 0 | 0 | 0 | 0 | 0 | 0 | 0 | 0 | 0 | 0 | 0 | 0 | 0 | 0 | 0 | 0 | 0
F3_Commercial_Retail_New_Food Preparation_Natural Gas_Food Prep Other_E5 | F3 | Commercial | Retail | New | Food Preparation | Natural Gas | Food Prep Other | E5 | PACT BC Ratio | 0 | 0 | 0 | 0 | 0 | 0 | 0 | 0 | 0 | 0 | 0 | 0 | 0 | 0 | 0 | 0 | 0 | 0 | 0 | 0 | 0 | 0 | 0 | 0 | 0 | 0 | 0 | 0 | 0 | 0 | 0 | 0 | 0
F3_Commercial_Retail_New_Food Preparation_Natural Gas_Food Prep Other_E6 | F3 | Commercial | Retail | New | Food Preparation | Natural Gas | Food Prep Other | E6 | PACT BC Ratio | 0 | 0 | 0 | 0 | 0 | 0 | 0 | 0 | 0 | 0 | 0 | 0 | 0 | 0 | 0 | 0 | 0 | 0 | 0 | 0 | 0 | 0 | 0 | 0 | 0 | 0 | 0 | 0 | 0 | 0 | 0 | 0 | 0
F3_Commercial_Retail_New_Food Preparation_Natural Gas_Food Prep Other_E7 | F3 | Commercial | Retail | New | Food Preparation | Natural Gas | Food Prep Other | E7 | PACT BC Ratio | 0 | 0 | 0 | 0 | 0 | 0 | 0 | 0 | 0 | 0 | 0 | 0 | 0 | 0 | 0 | 0 | 0 | 0 | 0 | 0 | 0 | 0 | 0 | 0 | 0 | 0 | 0 | 0 | 0 | 0 | 0 | 0 | 0
F3_Commercial_Retail_New_Food Preparation_Natural Gas_Food Prep Other_E8 | F3 | Commercial | Retail | New | Food Preparation | Natural Gas | Food Prep Other | E8 | PACT BC Ratio | 0 | 0 | 0 | 0 | 0 | 0 | 0 | 0 | 0 | 0 | 0 | 0 | 0 | 0 | 0 | 0 | 0 | 0 | 0 | 0 | 0 | 0 | 0 | 0 | 0 | 0 | 0 | 0 | 0 | 0 | 0 | 0 | 0
F3_Commercial_Retail_New_Food Preparation_Natural Gas_Food Prep Other_E9 | F3 | Commercial | Retail | New | Food Preparation | Natural Gas | Food Prep Other | E9 | PACT BC Ratio | 0 | 0 | 0 | 0 | 0 | 0 | 0 | 0 | 0 | 0 | 0 | 0 | 0 | 0 | 0 | 0 | 0 | 0 | 0 | 0 | 0 | 0 | 0 | 0 | 0 | 0 | 0 | 0 | 0 | 0 | 0 | 0 | 0
F3_Commercial_Retail_New_Food Preparation_Natural Gas_Food Prep Other_E10 | F3 | Commercial | Retail | New | Food Preparation | Natural Gas | Food Prep Other | E10 | PACT BC Ratio | 0 | 0 | 0 | 0 | 0 | 0 | 0 | 0 | 0 | 0 | 0 | 0 | 0 | 0 | 0 | 0 | 0 | 0 | 0 | 0 | 0 | 0 | 0 | 0 | 0 | 0 | 0 | 0 | 0 | 0 | 0 | 0 | 0
F4_Commercial_Retail_New_Food Preparation_Natural Gas_Food Prep Other_E1 | F4 | Commercial | Retail | New | Food Preparation | Natural Gas | Food Prep Other | E1 | RVT BC Ratio | bar: 2019 to 2051
F4_Commercial_Retail_New_Food Preparation_Natural Gas_Food Prep Other_E2 | F4 | Commercial | Retail | New | Food Preparation | Natural Gas | Food Prep Other | E2 | RVT BC Ratio | 0.7 | 0.7 | 0.7 | 0.7 | 0.7 | 0.7 | 0.7 | 0.7 | 0.7 | 0.7 | 0.7 | 0.7 | 0.7 | 0.7 | 0.7 | 0.7 | 0.7 | 0.7 | 0.7 | 0.7 | 0.7 | 0.7 | 0.7 | 0.7 | 0.7 | 0.7 | 0.7 | 0.7 | 0.7 | 0.7 | 0.7 | 0.7 | 0.7
F4_Commercial_Retail_New_Food Preparation_Natural Gas_Food Prep Other_E3 | F4 | Commercial | Retail | New | Food Preparation | Natural Gas | Food Prep Other | E3 | RVT BC Ratio | 0 | 0 | 0 | 0 | 0 | 0 | 0 | 0 | 0 | 0 | 0 | 0 | 0 | 0 | 0 | 0 | 0 | 0 | 0 | 0 | 0 | 0 | 0 | 0 | 0 | 0 | 0 | 0 | 0 | 0 | 0 | 0 | 0
F4_Commercial_Retail_New_Food Preparation_Natural Gas_Food Prep Other_E4 | F4 | Commercial | Retail | New | Food Preparation | Natural Gas | Food Prep Other | E4 | RVT BC Ratio | 0 | 0 | 0 | 0 | 0 | 0 | 0 | 0 | 0 | 0 | 0 | 0 | 0 | 0 | 0 | 0 | 0 | 0 | 0 | 0 | 0 | 0 | 0 | 0 | 0 | 0 | 0 | 0 | 0 | 0 | 0 | 0 | 0
F4_Commercial_Retail_New_Food Preparation_Natural Gas_Food Prep Other_E5 | F4 | Commercial | Retail | New | Food Preparation | Natural Gas | Food Prep Other | E5 | RVT BC Ratio | 0 | 0 | 0 | 0 | 0 | 0 | 0 | 0 | 0 | 0 | 0 | 0 | 0 | 0 | 0 | 0 | 0 | 0 | 0 | 0 | 0 | 0 | 0 | 0 | 0 | 0 | 0 | 0 | 0 | 0 | 0 | 0 | 0
F4_Commercial_Retail_New_Food Preparation_Natural Gas_Food Prep Other_E6 | F4 | Commercial | Retail | New | Food Preparation | Natural Gas | Food Prep Other | E6 | RVT BC Ratio | 0 | 0 | 0 | 0 | 0 | 0 | 0 | 0 | 0 | 0 | 0 | 0 | 0 | 0 | 0 | 0 | 0 | 0 | 0 | 0 | 0 | 0 | 0 | 0 | 0 | 0 | 0 | 0 | 0 | 0 | 0 | 0 | 0
F4_Commercial_Retail_New_Food Preparation_Natural Gas_Food Prep Other_E7 | F4 | Commercial | Retail | New | Food Preparation | Natural Gas | Food Prep Other | E7 | RVT BC Ratio | 0 | 0 | 0 | 0 | 0 | 0 | 0 | 0 | 0 | 0 | 0 | 0 | 0 | 0 | 0 | 0 | 0 | 0 | 0 | 0 | 0 | 0 | 0 | 0 | 0 | 0 | 0 | 0 | 0 | 0 | 0 | 0 | 0
F4_Commercial_Retail_New_Food Preparation_Natural Gas_Food Prep Other_E8 | F4 | Commercial | Retail | New | Food Preparation | Natural Gas | Food Prep Other | E8 | RVT BC Ratio | 0 | 0 | 0 | 0 | 0 | 0 | 0 | 0 | 0 | 0 | 0 | 0 | 0 | 0 | 0 | 0 | 0 | 0 | 0 | 0 | 0 | 0 | 0 | 0 | 0 | 0 | 0 | 0 | 0 | 0 | 0 | 0 | 0
F4_Commercial_Retail_New_Food Preparation_Natural Gas_Food Prep Other_E9 | F4 | Commercial | Retail | New | Food Preparation | Natural Gas | Food Prep Other | E9 | RVT BC Ratio | 0 | 0 | 0 | 0 | 0 | 0 | 0 | 0 | 0 | 0 | 0 | 0 | 0 | 0 | 0 | 0 | 0 | 0 | 0 | 0 | 0 | 0 | 0 | 0 | 0 | 0 | 0 | 0 | 0 | 0 | 0 | 0 | 0
F4_Commercial_Retail_New_Food Preparation_Natural Gas_Food Prep Other_E10 | F4 | Commercial | Retail | New | Food Preparation | Natural Gas | Food Prep Other | E10 | RVT BC Ratio | 0 | 0 | 0 | 0 | 0 | 0 | 0 | 0 | 0 | 0 | 0 | 0 | 0 | 0 | 0 | 0 | 0 | 0 | 0 | 0 | 0 | 0 | 0 | 0 | 0 | 0 | 0 | 0 | 0 | 0 | 0 | 0 | 0
F5_Commercial_Retail_New_Food Preparation_Natural Gas_Food Prep Other_E1 | F5 | Commercial | Retail | New | Food Preparation | Natural Gas | Food Prep Other | E1 | RIM BC Ratio | bar: 2019 to 2051
F5_Commercial_Retail_New_Food Preparation_Natural Gas_Food Prep Other_E2 | F5 | Commercial | Retail | New | Food Preparation | Natural Gas | Food Prep Other | E2 | RIM BC Ratio | 0 | 0 | 0 | 0 | 0 | 0 | 0 | 0 | 0 | 0 | 0 | 0 | 0 | 0 | 0 | 0 | 0 | 0 | 0 | 0 | 0 | 0 | 0 | 0 | 0 | 0 | 0 | 0 | 0 | 0 | 0 | 0 | 0
F5_Commercial_Retail_New_Food Preparation_Natural Gas_Food Prep Other_E3 | F5 | Commercial | Retail | New | Food Preparation | Natural Gas | Food Prep Other | E3 | RIM BC Ratio | 0 | 0 | 0 | 0 | 0 | 0 | 0 | 0 | 0 | 0 | 0 | 0 | 0 | 0 | 0 | 0 | 0 | 0 | 0 | 0 | 0 | 0 | 0 | 0 | 0 | 0 | 0 | 0 | 0 | 0 | 0 | 0 | 0
F5_Commercial_Retail_New_Food Preparation_Natural Gas_Food Prep Other_E4 | F5 | Commercial | Retail | New | Food Preparation | Natural Gas | Food Prep Other | E4 | RIM BC Ratio | 0 | 0 | 0 | 0 | 0 | 0 | 0 | 0 | 0 | 0 | 0 | 0 | 0 | 0 | 0 | 0 | 0 | 0 | 0 | 0 | 0 | 0 | 0 | 0 | 0 | 0 | 0 | 0 | 0 | 0 | 0 | 0 | 0
F5_Commercial_Retail_New_Food Preparation_Natural Gas_Food Prep Other_E5 | F5 | Commercial | Retail | New | Food Preparation | Natural Gas | Food Prep Other | E5 | RIM BC Ratio | 0 | 0 | 0 | 0 | 0 | 0 | 0 | 0 | 0 | 0 | 0 | 0 | 0 | 0 | 0 | 0 | 0 | 0 | 0 | 0 | 0 | 0 | 0 | 0 | 0 | 0 | 0 | 0 | 0 | 0 | 0 | 0 | 0
F5_Commercial_Retail_New_Food Preparation_Natural Gas_Food Prep Other_E6 | F5 | Commercial | Retail | New | Food Preparation | Natural Gas | Food Prep Other | E6 | RIM BC Ratio | 0 | 0 | 0 | 0 | 0 | 0 | 0 | 0 | 0 | 0 | 0 | 0 | 0 | 0 | 0 | 0 | 0 | 0 | 0 | 0 | 0 | 0 | 0 | 0 | 0 | 0 | 0 | 0 | 0 | 0 | 0 | 0 | 0
F5_Commercial_Retail_New_Food Preparation_Natural Gas_Food Prep Other_E7 | F5 | Commercial | Retail | New | Food Preparation | Natural Gas | Food Prep Other | E7 | RIM BC Ratio | 0 | 0 | 0 | 0 | 0 | 0 | 0 | 0 | 0 | 0 | 0 | 0 | 0 | 0 | 0 | 0 | 0 | 0 | 0 | 0 | 0 | 0 | 0 | 0 | 0 | 0 | 0 | 0 | 0 | 0 | 0 | 0 | 0
F5_Commercial_Retail_New_Food Preparation_Natural Gas_Food Prep Other_E8 | F5 | Commercial | Retail | New | Food Preparation | Natural Gas | Food Prep Other | E8 | RIM BC Ratio | 0 | 0 | 0 | 0 | 0 | 0 | 0 | 0 | 0 | 0 | 0 | 0 | 0 | 0 | 0 | 0 | 0 | 0 | 0 | 0 | 0 | 0 | 0 | 0 | 0 | 0 | 0 | 0 | 0 | 0 | 0 | 0 | 0
F5_Commercial_Retail_New_Food Preparation_Natural Gas_Food Prep Other_E9 | F5 | Commercial | Retail | New | Food Preparation | Natural Gas | Food Prep Other | E9 | RIM BC Ratio | 0 | 0 | 0 | 0 | 0 | 0 | 0 | 0 | 0 | 0 | 0 | 0 | 0 | 0 | 0 | 0 | 0 | 0 | 0 | 0 | 0 | 0 | 0 | 0 | 0 | 0 | 0 | 0 | 0 | 0 | 0 | 0 | 0
F5_Commercial_Retail_New_Food Preparation_Natural Gas_Food Prep Other_E10 | F5 | Commercial | Retail | New | Food Preparation | Natural Gas | Food Prep Other | E10 | RIM BC Ratio | 0 | 0 | 0 | 0 | 0 | 0 | 0 | 0 | 0 | 0 | 0 | 0 | 0 | 0 | 0 | 0 | 0 | 0 | 0 | 0 | 0 | 0 | 0 | 0 | 0 | 0 | 0 | 0 | 0 | 0 | 0 | 0 | 0
F0_Commercial_Retail_New_Miscellaneous_Natural Gas_Pool Heater_E0 | F0 | Commercial | Retail | New | Miscellaneous | Natural Gas | Pool Heater | E0 | Economic Unit | Standard (EF .78) | Standard (EF .78) | Standard (EF .78) | Standard (EF .78) | Standard (EF .78) | Standard (EF .78) | Standard (EF .78) | Standard (EF .78) | Standard (EF .78) | Standard (EF .78) | Standard (EF .78) | Standard (EF .78) | Standard (EF .78) | Standard (EF .78) | Standard (EF .78) | Standard (EF .78) | Standard (EF .78) | Standard (EF .78) | Standard (EF .78) | Standard (EF .78) | Standard (EF .78) | Standard (EF .78) | Standard (EF .78) | Standard (EF .78) | Standard (EF .78) | Standard (EF .78) | Standard (EF .78) | Standard (EF .78) | Standard (EF .78) | Standard (EF .78) | Standard (EF .78) | Standard (EF .78) | Standard (EF .78)
F1_Commercial_Retail_New_Miscellaneous_Natural Gas_Pool Heater_E1 | F1 | Commercial | Retail | New | Miscellaneous | Natural Gas | Pool Heater | E1 | CCE | 0 | 0 | 0 | 0 | 0 | 0 | 0 | 0 | 0 | 0 | 0 | 0 | 0 | 0 | 0 | 0 | 0 | 0 | 0 | 0 | 0 | 0 | 0 | 0 | 0 | 0 | 0 | 0 | 0 | 0 | 0 | 0 | 0
F1_Commercial_Retail_New_Miscellaneous_Natural Gas_Pool Heater_E2 | F1 | Commercial | Retail | New | Miscellaneous | Natural Gas | Pool Heater | E2 | CCE | 1.2838 | 1.2838 | 1.2838 | 1.2838 | 1.2838 | 1.2838 | 1.2838 | 1.2838 | 1.2838 | 1.2838 | 1.2838 | 1.2838 | 1.2838 | 1.2838 | 1.2838 | 1.2838 | 1.2838 | 1.2838 | 1.2838 | 1.2838 | 1.2838 | 1.2838 | 1.2838 | 1.2838 | 1.2838 | 1.2838 | 1.2838 | 1.2838 | 1.2838 | 1.2838 | 1.2838 | 1.2838 | 1.2838
F1_Commercial_Retail_New_Miscellaneous_Natural Gas_Pool Heater_E3 | F1 | Commercial | Retail | New | Miscellaneous | Natural Gas | Pool Heater | E3 | CCE | 0 | 0 | 0 | 0 | 0 | 0 | 0 | 0 | 0 | 0 | 0 | 0 | 0 | 0 | 0 | 0 | 0 | 0 | 0 | 0 | 0 | 0 | 0 | 0 | 0 | 0 | 0 | 0 | 0 | 0 | 0 | 0 | 0
F1_Commercial_Retail_New_Miscellaneous_Natural Gas_Pool Heater_E4 | F1 | Commercial | Retail | New | Miscellaneous | Natural Gas | Pool Heater | E4 | CCE | 0 | 0 | 0 | 0 | 0 | 0 | 0 | 0 | 0 | 0 | 0 | 0 | 0 | 0 | 0 | 0 | 0 | 0 | 0 | 0 | 0 | 0 | 0 | 0 | 0 | 0 | 0 | 0 | 0 | 0 | 0 | 0 | 0
F1_Commercial_Retail_New_Miscellaneous_Natural Gas_Pool Heater_E5 | F1 | Commercial | Retail | New | Miscellaneous | Natural Gas | Pool Heater | E5 | CCE | 0 | 0 | 0 | 0 | 0 | 0 | 0 | 0 | 0 | 0 | 0 | 0 | 0 | 0 | 0 | 0 | 0 | 0 | 0 | 0 | 0 | 0 | 0 | 0 | 0 | 0 | 0 | 0 | 0 | 0 | 0 | 0 | 0
F1_Commercial_Retail_New_Miscellaneous_Natural Gas_Pool Heater_E6 | F1 | Commercial | Retail | New | Miscellaneous | Natural Gas | Pool Heater | E6 | CCE | 0 | 0 | 0 | 0 | 0 | 0 | 0 | 0 | 0 | 0 | 0 | 0 | 0 | 0 | 0 | 0 | 0 | 0 | 0 | 0 | 0 | 0 | 0 | 0 | 0 | 0 | 0 | 0 | 0 | 0 | 0 | 0 | 0
F1_Commercial_Retail_New_Miscellaneous_Natural Gas_Pool Heater_E7 | F1 | Commercial | Retail | New | Miscellaneous | Natural Gas | Pool Heater | E7 | CCE | 0 | 0 | 0 | 0 | 0 | 0 | 0 | 0 | 0 | 0 | 0 | 0 | 0 | 0 | 0 | 0 | 0 | 0 | 0 | 0 | 0 | 0 | 0 | 0 | 0 | 0 | 0 | 0 | 0 | 0 | 0 | 0 | 0
F1_Commercial_Retail_New_Miscellaneous_Natural Gas_Pool Heater_E8 | F1 | Commercial | Retail | New | Miscellaneous | Natural Gas | Pool Heater | E8 | CCE | 0 | 0 | 0 | 0 | 0 | 0 | 0 | 0 | 0 | 0 | 0 | 0 | 0 | 0 | 0 | 0 | 0 | 0 | 0 | 0 | 0 | 0 | 0 | 0 | 0 | 0 | 0 | 0 | 0 | 0 | 0 | 0 | 0
F1_Commercial_Retail_New_Miscellaneous_Natural Gas_Pool Heater_E9 | F1 | Commercial | Retail | New | Miscellaneous | Natural Gas | Pool Heater | E9 | CCE | 0 | 0 | 0 | 0 | 0 | 0 | 0 | 0 | 0 | 0 | 0 | 0 | 0 | 0 | 0 | 0 | 0 | 0 | 0 | 0 | 0 | 0 | 0 | 0 | 0 | 0 | 0 | 0 | 0 | 0 | 0 | 0 | 0
F1_Commercial_Retail_New_Miscellaneous_Natural Gas_Pool Heater_E10 | F1 | Commercial | Retail | New | Miscellaneous | Natural Gas | Pool Heater | E10 | CCE | 0 | 0 | 0 | 0 | 0 | 0 | 0 | 0 | 0 | 0 | 0 | 0 | 0 | 0 | 0 | 0 | 0 | 0 | 0 | 0 | 0 | 0 | 0 | 0 | 0 | 0 | 0 | 0 | 0 | 0 | 0 | 0 | 0
F2_Commercial_Retail_New_Miscellaneous_Natural Gas_Pool Heater_E1 | F2 | Commercial | Retail | New | Miscellaneous | Natural Gas | Pool Heater | E1 | TRC BC Ratio | bar: 2019 to 2051
F2_Commercial_Retail_New_Miscellaneous_Natural Gas_Pool Heater_E2 | F2 | Commercial | Retail | New | Miscellaneous | Natural Gas | Pool Heater | E2 | TRC BC Ratio | 0 | 0 | 0 | 0 | 0 | 0 | 0 | 0 | 0 | 0 | 0 | 0 | 0 | 0 | 0 | 0 | 0 | 0 | 0 | 0 | 0 | 0 | 0 | 0 | 0 | 0 | 0 | 0 | 0 | 0 | 0 | 0 | 0
F2_Commercial_Retail_New_Miscellaneous_Natural Gas_Pool Heater_E3 | F2 | Commercial | Retail | New | Miscellaneous | Natural Gas | Pool Heater | E3 | TRC BC Ratio | 0 | 0 | 0 | 0 | 0 | 0 | 0 | 0 | 0 | 0 | 0 | 0 | 0 | 0 | 0 | 0 | 0 | 0 | 0 | 0 | 0 | 0 | 0 | 0 | 0 | 0 | 0 | 0 | 0 | 0 | 0 | 0 | 0
F2_Commercial_Retail_New_Miscellaneous_Natural Gas_Pool Heater_E4 | F2 | Commercial | Retail | New | Miscellaneous | Natural Gas | Pool Heater | E4 | TRC BC Ratio | 0 | 0 | 0 | 0 | 0 | 0 | 0 | 0 | 0 | 0 | 0 | 0 | 0 | 0 | 0 | 0 | 0 | 0 | 0 | 0 | 0 | 0 | 0 | 0 | 0 | 0 | 0 | 0 | 0 | 0 | 0 | 0 | 0
F2_Commercial_Retail_New_Miscellaneous_Natural Gas_Pool Heater_E5 | F2 | Commercial | Retail | New | Miscellaneous | Natural Gas | Pool Heater | E5 | TRC BC Ratio | 0 | 0 | 0 | 0 | 0 | 0 | 0 | 0 | 0 | 0 | 0 | 0 | 0 | 0 | 0 | 0 | 0 | 0 | 0 | 0 | 0 | 0 | 0 | 0 | 0 | 0 | 0 | 0 | 0 | 0 | 0 | 0 | 0
F2_Commercial_Retail_New_Miscellaneous_Natural Gas_Pool Heater_E6 | F2 | Commercial | Retail | New | Miscellaneous | Natural Gas | Pool Heater | E6 | TRC BC Ratio | 0 | 0 | 0 | 0 | 0 | 0 | 0 | 0 | 0 | 0 | 0 | 0 | 0 | 0 | 0 | 0 | 0 | 0 | 0 | 0 | 0 | 0 | 0 | 0 | 0 | 0 | 0 | 0 | 0 | 0 | 0 | 0 | 0
F2_Commercial_Retail_New_Miscellaneous_Natural Gas_Pool Heater_E7 | F2 | Commercial | Retail | New | Miscellaneous | Natural Gas | Pool Heater | E7 | TRC BC Ratio | 0 | 0 | 0 | 0 | 0 | 0 | 0 | 0 | 0 | 0 | 0 | 0 | 0 | 0 | 0 | 0 | 0 | 0 | 0 | 0 | 0 | 0 | 0 | 0 | 0 | 0 | 0 | 0 | 0 | 0 | 0 | 0 | 0
F2_Commercial_Retail_New_Miscellaneous_Natural Gas_Pool Heater_E8 | F2 | Commercial | Retail | New | Miscellaneous | Natural Gas | Pool Heater | E8 | TRC BC Ratio | 0 | 0 | 0 | 0 | 0 | 0 | 0 | 0 | 0 | 0 | 0 | 0 | 0 | 0 | 0 | 0 | 0 | 0 | 0 | 0 | 0 | 0 | 0 | 0 | 0 | 0 | 0 | 0 | 0 | 0 | 0 | 0 | 0
F2_Commercial_Retail_New_Miscellaneous_Natural Gas_Pool Heater_E9 | F2 | Commercial | Retail | New | Miscellaneous | Natural Gas | Pool Heater | E9 | TRC BC Ratio | 0 | 0 | 0 | 0 | 0 | 0 | 0 | 0 | 0 | 0 | 0 | 0 | 0 | 0 | 0 | 0 | 0 | 0 | 0 | 0 | 0 | 0 | 0 | 0 | 0 | 0 | 0 | 0 | 0 | 0 | 0 | 0 | 0
F2_Commercial_Retail_New_Miscellaneous_Natural Gas_Pool Heater_E10 | F2 | Commercial | Retail | New | Miscellaneous | Natural Gas | Pool Heater | E10 | TRC BC Ratio | 0 | 0 | 0 | 0 | 0 | 0 | 0 | 0 | 0 | 0 | 0 | 0 | 0 | 0 | 0 | 0 | 0 | 0 | 0 | 0 | 0 | 0 | 0 | 0 | 0 | 0 | 0 | 0 | 0 | 0 | 0 | 0 | 0
F3_Commercial_Retail_New_Miscellaneous_Natural Gas_Pool Heater_E1 | F3 | Commercial | Retail | New | Miscellaneous | Natural Gas | Pool Heater | E1 | PACT BC Ratio | bar: 2019 to 2051
F3_Commercial_Retail_New_Miscellaneous_Natural Gas_Pool Heater_E2 | F3 | Commercial | Retail | New | Miscellaneous | Natural Gas | Pool Heater | E2 | PACT BC Ratio | 0 | 0 | 0 | 0 | 0 | 0 | 0 | 0 | 0 | 0 | 0 | 0 | 0 | 0 | 0 | 0 | 0 | 0 | 0 | 0 | 0 | 0 | 0 | 0 | 0 | 0 | 0 | 0 | 0 | 0 | 0 | 0 | 0
F3_Commercial_Retail_New_Miscellaneous_Natural Gas_Pool Heater_E3 | F3 | Commercial | Retail | New | Miscellaneous | Natural Gas | Pool Heater | E3 | PACT BC Ratio | 0 | 0 | 0 | 0 | 0 | 0 | 0 | 0 | 0 | 0 | 0 | 0 | 0 | 0 | 0 | 0 | 0 | 0 | 0 | 0 | 0 | 0 | 0 | 0 | 0 | 0 | 0 | 0 | 0 | 0 | 0 | 0 | 0
F3_Commercial_Retail_New_Miscellaneous_Natural Gas_Pool Heater_E4 | F3 | Commercial | Retail | New | Miscellaneous | Natural Gas | Pool Heater | E4 | PACT BC Ratio | 0 | 0 | 0 | 0 | 0 | 0 | 0 | 0 | 0 | 0 | 0 | 0 | 0 | 0 | 0 | 0 | 0 | 0 | 0 | 0 | 0 | 0 | 0 | 0 | 0 | 0 | 0 | 0 | 0 | 0 | 0 | 0 | 0
F3_Commercial_Retail_New_Miscellaneous_Natural Gas_Pool Heater_E5 | F3 | Commercial | Retail | New | Miscellaneous | Natural Gas | Pool Heater | E5 | PACT BC Ratio | 0 | 0 | 0 | 0 | 0 | 0 | 0 | 0 | 0 | 0 | 0 | 0 | 0 | 0 | 0 | 0 | 0 | 0 | 0 | 0 | 0 | 0 | 0 | 0 | 0 | 0 | 0 | 0 | 0 | 0 | 0 | 0 | 0
F3_Commercial_Retail_New_Miscellaneous_Natural Gas_Pool Heater_E6 | F3 | Commercial | Retail | New | Miscellaneous | Natural Gas | Pool Heater | E6 | PACT BC Ratio | 0 | 0 | 0 | 0 | 0 | 0 | 0 | 0 | 0 | 0 | 0 | 0 | 0 | 0 | 0 | 0 | 0 | 0 | 0 | 0 | 0 | 0 | 0 | 0 | 0 | 0 | 0 | 0 | 0 | 0 | 0 | 0 | 0
F3_Commercial_Retail_New_Miscellaneous_Natural Gas_Pool Heater_E7 | F3 | Commercial | Retail | New | Miscellaneous | Natural Gas | Pool Heater | E7 | PACT BC Ratio | 0 | 0 | 0 | 0 | 0 | 0 | 0 | 0 | 0 | 0 | 0 | 0 | 0 | 0 | 0 | 0 | 0 | 0 | 0 | 0 | 0 | 0 | 0 | 0 | 0 | 0 | 0 | 0 | 0 | 0 | 0 | 0 | 0
F3_Commercial_Retail_New_Miscellaneous_Natural Gas_Pool Heater_E8 | F3 | Commercial | Retail | New | Miscellaneous | Natural Gas | Pool Heater | E8 | PACT BC Ratio | 0 | 0 | 0 | 0 | 0 | 0 | 0 | 0 | 0 | 0 | 0 | 0 | 0 | 0 | 0 | 0 | 0 | 0 | 0 | 0 | 0 | 0 | 0 | 0 | 0 | 0 | 0 | 0 | 0 | 0 | 0 | 0 | 0
F3_Commercial_Retail_New_Miscellaneous_Natural Gas_Pool Heater_E9 | F3 | Commercial | Retail | New | Miscellaneous | Natural Gas | Pool Heater | E9 | PACT BC Ratio | 0 | 0 | 0 | 0 | 0 | 0 | 0 | 0 | 0 | 0 | 0 | 0 | 0 | 0 | 0 | 0 | 0 | 0 | 0 | 0 | 0 | 0 | 0 | 0 | 0 | 0 | 0 | 0 | 0 | 0 | 0 | 0 | 0
F3_Commercial_Retail_New_Miscellaneous_Natural Gas_Pool Heater_E10 | F3 | Commercial | Retail | New | Miscellaneous | Natural Gas | Pool Heater | E10 | PACT BC Ratio | 0 | 0 | 0 | 0 | 0 | 0 | 0 | 0 | 0 | 0 | 0 | 0 | 0 | 0 | 0 | 0 | 0 | 0 | 0 | 0 | 0 | 0 | 0 | 0 | 0 | 0 | 0 | 0 | 0 | 0 | 0 | 0 | 0
F4_Commercial_Retail_New_Miscellaneous_Natural Gas_Pool Heater_E1 | F4 | Commercial | Retail | New | Miscellaneous | Natural Gas | Pool Heater | E1 | RVT BC Ratio | bar: 2019 to 2051
F4_Commercial_Retail_New_Miscellaneous_Natural Gas_Pool Heater_E2 | F4 | Commercial | Retail | New | Miscellaneous | Natural Gas | Pool Heater | E2 | RVT BC Ratio | 0.7 | 0.7 | 0.7 | 0.7 | 0.7 | 0.7 | 0.7 | 0.7 | 0.7 | 0.7 | 0.7 | 0.7 | 0.7 | 0.7 | 0.7 | 0.7 | 0.7 | 0.7 | 0.7 | 0.7 | 0.7 | 0.7 | 0.7 | 0.7 | 0.7 | 0.7 | 0.7 | 0.7 | 0.7 | 0.7 | 0.7 | 0.7 | 0.7
F4_Commercial_Retail_New_Miscellaneous_Natural Gas_Pool Heater_E3 | F4 | Commercial | Retail | New | Miscellaneous | Natural Gas | Pool Heater | E3 | RVT BC Ratio | 0 | 0 | 0 | 0 | 0 | 0 | 0 | 0 | 0 | 0 | 0 | 0 | 0 | 0 | 0 | 0 | 0 | 0 | 0 | 0 | 0 | 0 | 0 | 0 | 0 | 0 | 0 | 0 | 0 | 0 | 0 | 0 | 0
F4_Commercial_Retail_New_Miscellaneous_Natural Gas_Pool Heater_E4 | F4 | Commercial | Retail | New | Miscellaneous | Natural Gas | Pool Heater | E4 | RVT BC Ratio | 0 | 0 | 0 | 0 | 0 | 0 | 0 | 0 | 0 | 0 | 0 | 0 | 0 | 0 | 0 | 0 | 0 | 0 | 0 | 0 | 0 | 0 | 0 | 0 | 0 | 0 | 0 | 0 | 0 | 0 | 0 | 0 | 0
F4_Commercial_Retail_New_Miscellaneous_Natural Gas_Pool Heater_E5 | F4 | Commercial | Retail | New | Miscellaneous | Natural Gas | Pool Heater | E5 | RVT BC Ratio | 0 | 0 | 0 | 0 | 0 | 0 | 0 | 0 | 0 | 0 | 0 | 0 | 0 | 0 | 0 | 0 | 0 | 0 | 0 | 0 | 0 | 0 | 0 | 0 | 0 | 0 | 0 | 0 | 0 | 0 | 0 | 0 | 0
F4_Commercial_Retail_New_Miscellaneous_Natural Gas_Pool Heater_E6 | F4 | Commercial | Retail | New | Miscellaneous | Natural Gas | Pool Heater | E6 | RVT BC Ratio | 0 | 0 | 0 | 0 | 0 | 0 | 0 | 0 | 0 | 0 | 0 | 0 | 0 | 0 | 0 | 0 | 0 | 0 | 0 | 0 | 0 | 0 | 0 | 0 | 0 | 0 | 0 | 0 | 0 | 0 | 0 | 0 | 0
F4_Commercial_Retail_New_Miscellaneous_Natural Gas_Pool Heater_E7 | F4 | Commercial | Retail | New | Miscellaneous | Natural Gas | Pool Heater | E7 | RVT BC Ratio | 0 | 0 | 0 | 0 | 0 | 0 | 0 | 0 | 0 | 0 | 0 | 0 | 0 | 0 | 0 | 0 | 0 | 0 | 0 | 0 | 0 | 0 | 0 | 0 | 0 | 0 | 0 | 0 | 0 | 0 | 0 | 0 | 0
F4_Commercial_Retail_New_Miscellaneous_Natural Gas_Pool Heater_E8 | F4 | Commercial | Retail | New | Miscellaneous | Natural Gas | Pool Heater | E8 | RVT BC Ratio | 0 | 0 | 0 | 0 | 0 | 0 | 0 | 0 | 0 | 0 | 0 | 0 | 0 | 0 | 0 | 0 | 0 | 0 | 0 | 0 | 0 | 0 | 0 | 0 | 0 | 0 | 0 | 0 | 0 | 0 | 0 | 0 | 0
F4_Commercial_Retail_New_Miscellaneous_Natural Gas_Pool Heater_E9 | F4 | Commercial | Retail | New | Miscellaneous | Natural Gas | Pool Heater | E9 | RVT BC Ratio | 0 | 0 | 0 | 0 | 0 | 0 | 0 | 0 | 0 | 0 | 0 | 0 | 0 | 0 | 0 | 0 | 0 | 0 | 0 | 0 | 0 | 0 | 0 | 0 | 0 | 0 | 0 | 0 | 0 | 0 | 0 | 0 | 0
F4_Commercial_Retail_New_Miscellaneous_Natural Gas_Pool Heater_E10 | F4 | Commercial | Retail | New | Miscellaneous | Natural Gas | Pool Heater | E10 | RVT BC Ratio | 0 | 0 | 0 | 0 | 0 | 0 | 0 | 0 | 0 | 0 | 0 | 0 | 0 | 0 | 0 | 0 | 0 | 0 | 0 | 0 | 0 | 0 | 0 | 0 | 0 | 0 | 0 | 0 | 0 | 0 | 0 | 0 | 0
F5_Commercial_Retail_New_Miscellaneous_Natural Gas_Pool Heater_E1 | F5 | Commercial | Retail | New | Miscellaneous | Natural Gas | Pool Heater | E1 | RIM BC Ratio | bar: 2019 to 2051
F5_Commercial_Retail_New_Miscellaneous_Natural Gas_Pool Heater_E2 | F5 | Commercial | Retail | New | Miscellaneous | Natural Gas | Pool Heater | E2 | RIM BC Ratio | 0 | 0 | 0 | 0 | 0 | 0 | 0 | 0 | 0 | 0 | 0 | 0 | 0 | 0 | 0 | 0 | 0 | 0 | 0 | 0 | 0 | 0 | 0 | 0 | 0 | 0 | 0 | 0 | 0 | 0 | 0 | 0 | 0
F5_Commercial_Retail_New_Miscellaneous_Natural Gas_Pool Heater_E3 | F5 | Commercial | Retail | New | Miscellaneous | Natural Gas | Pool Heater | E3 | RIM BC Ratio | 0 | 0 | 0 | 0 | 0 | 0 | 0 | 0 | 0 | 0 | 0 | 0 | 0 | 0 | 0 | 0 | 0 | 0 | 0 | 0 | 0 | 0 | 0 | 0 | 0 | 0 | 0 | 0 | 0 | 0 | 0 | 0 | 0
F5_Commercial_Retail_New_Miscellaneous_Natural Gas_Pool Heater_E4 | F5 | Commercial | Retail | New | Miscellaneous | Natural Gas | Pool Heater | E4 | RIM BC Ratio | 0 | 0 | 0 | 0 | 0 | 0 | 0 | 0 | 0 | 0 | 0 | 0 | 0 | 0 | 0 | 0 | 0 | 0 | 0 | 0 | 0 | 0 | 0 | 0 | 0 | 0 | 0 | 0 | 0 | 0 | 0 | 0 | 0
F5_Commercial_Retail_New_Miscellaneous_Natural Gas_Pool Heater_E5 | F5 | Commercial | Retail | New | Miscellaneous | Natural Gas | Pool Heater | E5 | RIM BC Ratio | 0 | 0 | 0 | 0 | 0 | 0 | 0 | 0 | 0 | 0 | 0 | 0 | 0 | 0 | 0 | 0 | 0 | 0 | 0 | 0 | 0 | 0 | 0 | 0 | 0 | 0 | 0 | 0 | 0 | 0 | 0 | 0 | 0
F5_Commercial_Retail_New_Miscellaneous_Natural Gas_Pool Heater_E6 | F5 | Commercial | Retail | New | Miscellaneous | Natural Gas | Pool Heater | E6 | RIM BC Ratio | 0 | 0 | 0 | 0 | 0 | 0 | 0 | 0 | 0 | 0 | 0 | 0 | 0 | 0 | 0 | 0 | 0 | 0 | 0 | 0 | 0 | 0 | 0 | 0 | 0 | 0 | 0 | 0 | 0 | 0 | 0 | 0 | 0
F5_Commercial_Retail_New_Miscellaneous_Natural Gas_Pool Heater_E7 | F5 | Commercial | Retail | New | Miscellaneous | Natural Gas | Pool Heater | E7 | RIM BC Ratio | 0 | 0 | 0 | 0 | 0 | 0 | 0 | 0 | 0 | 0 | 0 | 0 | 0 | 0 | 0 | 0 | 0 | 0 | 0 | 0 | 0 | 0 | 0 | 0 | 0 | 0 | 0 | 0 | 0 | 0 | 0 | 0 | 0
F5_Commercial_Retail_New_Miscellaneous_Natural Gas_Pool Heater_E8 | F5 | Commercial | Retail | New | Miscellaneous | Natural Gas | Pool Heater | E8 | RIM BC Ratio | 0 | 0 | 0 | 0 | 0 | 0 | 0 | 0 | 0 | 0 | 0 | 0 | 0 | 0 | 0 | 0 | 0 | 0 | 0 | 0 | 0 | 0 | 0 | 0 | 0 | 0 | 0 | 0 | 0 | 0 | 0 | 0 | 0
F5_Commercial_Retail_New_Miscellaneous_Natural Gas_Pool Heater_E9 | F5 | Commercial | Retail | New | Miscellaneous | Natural Gas | Pool Heater | E9 | RIM BC Ratio | 0 | 0 | 0 | 0 | 0 | 0 | 0 | 0 | 0 | 0 | 0 | 0 | 0 | 0 | 0 | 0 | 0 | 0 | 0 | 0 | 0 | 0 | 0 | 0 | 0 | 0 | 0 | 0 | 0 | 0 | 0 | 0 | 0
F5_Commercial_Retail_New_Miscellaneous_Natural Gas_Pool Heater_E10 | F5 | Commercial | Retail | New | Miscellaneous | Natural Gas | Pool Heater | E10 | RIM BC Ratio | 0 | 0 | 0 | 0 | 0 | 0 | 0 | 0 | 0 | 0 | 0 | 0 | 0 | 0 | 0 | 0 | 0 | 0 | 0 | 0 | 0 | 0 | 0 | 0 | 0 | 0 | 0 | 0 | 0 | 0 | 0 | 0 | 0
F0_Commercial_Retail_New_Miscellaneous_Natural Gas_Miscellaneous_E0 | F0 | Commercial | Retail | New | Miscellaneous | Natural Gas | Miscellaneous | E0 | Economic Unit | Miscellaneous | Miscellaneous | Miscellaneous | Miscellaneous | Miscellaneous | Miscellaneous | Miscellaneous | Miscellaneous | Miscellaneous | Miscellaneous | Miscellaneous | Miscellaneous | Miscellaneous | Miscellaneous | Miscellaneous | Miscellaneous | Miscellaneous | Miscellaneous | Miscellaneous | Miscellaneous | Miscellaneous | Miscellaneous | Miscellaneous | Miscellaneous | Miscellaneous | Miscellaneous | Miscellaneous | Miscellaneous | Miscellaneous | Miscellaneous | Miscellaneous | Miscellaneous | Miscellaneous
F1_Commercial_Retail_New_Miscellaneous_Natural Gas_Miscellaneous_E1 | F1 | Commercial | Retail | New | Miscellaneous | Natural Gas | Miscellaneous | E1 | CCE | 0 | 0 | 0 | 0 | 0 | 0 | 0 | 0 | 0 | 0 | 0 | 0 | 0 | 0 | 0 | 0 | 0 | 0 | 0 | 0 | 0 | 0 | 0 | 0 | 0 | 0 | 0 | 0 | 0 | 0 | 0 | 0 | 0
F1_Commercial_Retail_New_Miscellaneous_Natural Gas_Miscellaneous_E2 | F1 | Commercial | Retail | New | Miscellaneous | Natural Gas | Miscellaneous | E2 | CCE | 0 | 0 | 0 | 0 | 0 | 0 | 0 | 0 | 0 | 0 | 0 | 0 | 0 | 0 | 0 | 0 | 0 | 0 | 0 | 0 | 0 | 0 | 0 | 0 | 0 | 0 | 0 | 0 | 0 | 0 | 0 | 0 | 0
F1_Commercial_Retail_New_Miscellaneous_Natural Gas_Miscellaneous_E3 | F1 | Commercial | Retail | New | Miscellaneous | Natural Gas | Miscellaneous | E3 | CCE | 0 | 0 | 0 | 0 | 0 | 0 | 0 | 0 | 0 | 0 | 0 | 0 | 0 | 0 | 0 | 0 | 0 | 0 | 0 | 0 | 0 | 0 | 0 | 0 | 0 | 0 | 0 | 0 | 0 | 0 | 0 | 0 | 0
F1_Commercial_Retail_New_Miscellaneous_Natural Gas_Miscellaneous_E4 | F1 | Commercial | Retail | New | Miscellaneous | Natural Gas | Miscellaneous | E4 | CCE | 0 | 0 | 0 | 0 | 0 | 0 | 0 | 0 | 0 | 0 | 0 | 0 | 0 | 0 | 0 | 0 | 0 | 0 | 0 | 0 | 0 | 0 | 0 | 0 | 0 | 0 | 0 | 0 | 0 | 0 | 0 | 0 | 0
F1_Commercial_Retail_New_Miscellaneous_Natural Gas_Miscellaneous_E5 | F1 | Commercial | Retail | New | Miscellaneous | Natural Gas | Miscellaneous | E5 | CCE | 0 | 0 | 0 | 0 | 0 | 0 | 0 | 0 | 0 | 0 | 0 | 0 | 0 | 0 | 0 | 0 | 0 | 0 | 0 | 0 | 0 | 0 | 0 | 0 | 0 | 0 | 0 | 0 | 0 | 0 | 0 | 0 | 0
F1_Commercial_Retail_New_Miscellaneous_Natural Gas_Miscellaneous_E6 | F1 | Commercial | Retail | New | Miscellaneous | Natural Gas | Miscellaneous | E6 | CCE | 0 | 0 | 0 | 0 | 0 | 0 | 0 | 0 | 0 | 0 | 0 | 0 | 0 | 0 | 0 | 0 | 0 | 0 | 0 | 0 | 0 | 0 | 0 | 0 | 0 | 0 | 0 | 0 | 0 | 0 | 0 | 0 | 0
F1_Commercial_Retail_New_Miscellaneous_Natural Gas_Miscellaneous_E7 | F1 | Commercial | Retail | New | Miscellaneous | Natural Gas | Miscellaneous | E7 | CCE | 0 | 0 | 0 | 0 | 0 | 0 | 0 | 0 | 0 | 0 | 0 | 0 | 0 | 0 | 0 | 0 | 0 | 0 | 0 | 0 | 0 | 0 | 0 | 0 | 0 | 0 | 0 | 0 | 0 | 0 | 0 | 0 | 0
F1_Commercial_Retail_New_Miscellaneous_Natural Gas_Miscellaneous_E8 | F1 | Commercial | Retail | New | Miscellaneous | Natural Gas | Miscellaneous | E8 | CCE | 0 | 0 | 0 | 0 | 0 | 0 | 0 | 0 | 0 | 0 | 0 | 0 | 0 | 0 | 0 | 0 | 0 | 0 | 0 | 0 | 0 | 0 | 0 | 0 | 0 | 0 | 0 | 0 | 0 | 0 | 0 | 0 | 0
F1_Commercial_Retail_New_Miscellaneous_Natural Gas_Miscellaneous_E9 | F1 | Commercial | Retail | New | Miscellaneous | Natural Gas | Miscellaneous | E9 | CCE | 0 | 0 | 0 | 0 | 0 | 0 | 0 | 0 | 0 | 0 | 0 | 0 | 0 | 0 | 0 | 0 | 0 | 0 | 0 | 0 | 0 | 0 | 0 | 0 | 0 | 0 | 0 | 0 | 0 | 0 | 0 | 0 | 0
F1_Commercial_Retail_New_Miscellaneous_Natural Gas_Miscellaneous_E10 | F1 | Commercial | Retail | New | Miscellaneous | Natural Gas | Miscellaneous | E10 | CCE | 0 | 0 | 0 | 0 | 0 | 0 | 0 | 0 | 0 | 0 | 0 | 0 | 0 | 0 | 0 | 0 | 0 | 0 | 0 | 0 | 0 | 0 | 0 | 0 | 0 | 0 | 0 | 0 | 0 | 0 | 0 | 0 | 0
F2_Commercial_Retail_New_Miscellaneous_Natural Gas_Miscellaneous_E1 | F2 | Commercial | Retail | New | Miscellaneous | Natural Gas | Miscellaneous | E1 | TRC BC Ratio | bar: 2019 to 2051
F2_Commercial_Retail_New_Miscellaneous_Natural Gas_Miscellaneous_E2 | F2 | Commercial | Retail | New | Miscellaneous | Natural Gas | Miscellaneous | E2 | TRC BC Ratio | 0 | 0 | 0 | 0 | 0 | 0 | 0 | 0 | 0 | 0 | 0 | 0 | 0 | 0 | 0 | 0 | 0 | 0 | 0 | 0 | 0 | 0 | 0 | 0 | 0 | 0 | 0 | 0 | 0 | 0 | 0 | 0 | 0
F2_Commercial_Retail_New_Miscellaneous_Natural Gas_Miscellaneous_E3 | F2 | Commercial | Retail | New | Miscellaneous | Natural Gas | Miscellaneous | E3 | TRC BC Ratio | 0 | 0 | 0 | 0 | 0 | 0 | 0 | 0 | 0 | 0 | 0 | 0 | 0 | 0 | 0 | 0 | 0 | 0 | 0 | 0 | 0 | 0 | 0 | 0 | 0 | 0 | 0 | 0 | 0 | 0 | 0 | 0 | 0
F2_Commercial_Retail_New_Miscellaneous_Natural Gas_Miscellaneous_E4 | F2 | Commercial | Retail | New | Miscellaneous | Natural Gas | Miscellaneous | E4 | TRC BC Ratio | 0 | 0 | 0 | 0 | 0 | 0 | 0 | 0 | 0 | 0 | 0 | 0 | 0 | 0 | 0 | 0 | 0 | 0 | 0 | 0 | 0 | 0 | 0 | 0 | 0 | 0 | 0 | 0 | 0 | 0 | 0 | 0 | 0
F2_Commercial_Retail_New_Miscellaneous_Natural Gas_Miscellaneous_E5 | F2 | Commercial | Retail | New | Miscellaneous | Natural Gas | Miscellaneous | E5 | TRC BC Ratio | 0 | 0 | 0 | 0 | 0 | 0 | 0 | 0 | 0 | 0 | 0 | 0 | 0 | 0 | 0 | 0 | 0 | 0 | 0 | 0 | 0 | 0 | 0 | 0 | 0 | 0 | 0 | 0 | 0 | 0 | 0 | 0 | 0
F2_Commercial_Retail_New_Miscellaneous_Natural Gas_Miscellaneous_E6 | F2 | Commercial | Retail | New | Miscellaneous | Natural Gas | Miscellaneous | E6 | TRC BC Ratio | 0 | 0 | 0 | 0 | 0 | 0 | 0 | 0 | 0 | 0 | 0 | 0 | 0 | 0 | 0 | 0 | 0 | 0 | 0 | 0 | 0 | 0 | 0 | 0 | 0 | 0 | 0 | 0 | 0 | 0 | 0 | 0 | 0
F2_Commercial_Retail_New_Miscellaneous_Natural Gas_Miscellaneous_E7 | F2 | Commercial | Retail | New | Miscellaneous | Natural Gas | Miscellaneous | E7 | TRC BC Ratio | 0 | 0 | 0 | 0 | 0 | 0 | 0 | 0 | 0 | 0 | 0 | 0 | 0 | 0 | 0 | 0 | 0 | 0 | 0 | 0 | 0 | 0 | 0 | 0 | 0 | 0 | 0 | 0 | 0 | 0 | 0 | 0 | 0
F2_Commercial_Retail_New_Miscellaneous_Natural Gas_Miscellaneous_E8 | F2 | Commercial | Retail | New | Miscellaneous | Natural Gas | Miscellaneous | E8 | TRC BC Ratio | 0 | 0 | 0 | 0 | 0 | 0 | 0 | 0 | 0 | 0 | 0 | 0 | 0 | 0 | 0 | 0 | 0 | 0 | 0 | 0 | 0 | 0 | 0 | 0 | 0 | 0 | 0 | 0 | 0 | 0 | 0 | 0 | 0
F2_Commercial_Retail_New_Miscellaneous_Natural Gas_Miscellaneous_E9 | F2 | Commercial | Retail | New | Miscellaneous | Natural Gas | Miscellaneous | E9 | TRC BC Ratio | 0 | 0 | 0 | 0 | 0 | 0 | 0 | 0 | 0 | 0 | 0 | 0 | 0 | 0 | 0 | 0 | 0 | 0 | 0 | 0 | 0 | 0 | 0 | 0 | 0 | 0 | 0 | 0 | 0 | 0 | 0 | 0 | 0
F2_Commercial_Retail_New_Miscellaneous_Natural Gas_Miscellaneous_E10 | F2 | Commercial | Retail | New | Miscellaneous | Natural Gas | Miscellaneous | E10 | TRC BC Ratio | 0 | 0 | 0 | 0 | 0 | 0 | 0 | 0 | 0 | 0 | 0 | 0 | 0 | 0 | 0 | 0 | 0 | 0 | 0 | 0 | 0 | 0 | 0 | 0 | 0 | 0 | 0 | 0 | 0 | 0 | 0 | 0 | 0
F3_Commercial_Retail_New_Miscellaneous_Natural Gas_Miscellaneous_E1 | F3 | Commercial | Retail | New | Miscellaneous | Natural Gas | Miscellaneous | E1 | PACT BC Ratio | bar: 2019 to 2051
F3_Commercial_Retail_New_Miscellaneous_Natural Gas_Miscellaneous_E2 | F3 | Commercial | Retail | New | Miscellaneous | Natural Gas | Miscellaneous | E2 | PACT BC Ratio | 0 | 0 | 0 | 0 | 0 | 0 | 0 | 0 | 0 | 0 | 0 | 0 | 0 | 0 | 0 | 0 | 0 | 0 | 0 | 0 | 0 | 0 | 0 | 0 | 0 | 0 | 0 | 0 | 0 | 0 | 0 | 0 | 0
F3_Commercial_Retail_New_Miscellaneous_Natural Gas_Miscellaneous_E3 | F3 | Commercial | Retail | New | Miscellaneous | Natural Gas | Miscellaneous | E3 | PACT BC Ratio | 0 | 0 | 0 | 0 | 0 | 0 | 0 | 0 | 0 | 0 | 0 | 0 | 0 | 0 | 0 | 0 | 0 | 0 | 0 | 0 | 0 | 0 | 0 | 0 | 0 | 0 | 0 | 0 | 0 | 0 | 0 | 0 | 0
F3_Commercial_Retail_New_Miscellaneous_Natural Gas_Miscellaneous_E4 | F3 | Commercial | Retail | New | Miscellaneous | Natural Gas | Miscellaneous | E4 | PACT BC Ratio | 0 | 0 | 0 | 0 | 0 | 0 | 0 | 0 | 0 | 0 | 0 | 0 | 0 | 0 | 0 | 0 | 0 | 0 | 0 | 0 | 0 | 0 | 0 | 0 | 0 | 0 | 0 | 0 | 0 | 0 | 0 | 0 | 0
F3_Commercial_Retail_New_Miscellaneous_Natural Gas_Miscellaneous_E5 | F3 | Commercial | Retail | New | Miscellaneous | Natural Gas | Miscellaneous | E5 | PACT BC Ratio | 0 | 0 | 0 | 0 | 0 | 0 | 0 | 0 | 0 | 0 | 0 | 0 | 0 | 0 | 0 | 0 | 0 | 0 | 0 | 0 | 0 | 0 | 0 | 0 | 0 | 0 | 0 | 0 | 0 | 0 | 0 | 0 | 0
F3_Commercial_Retail_New_Miscellaneous_Natural Gas_Miscellaneous_E6 | F3 | Commercial | Retail | New | Miscellaneous | Natural Gas | Miscellaneous | E6 | PACT BC Ratio | 0 | 0 | 0 | 0 | 0 | 0 | 0 | 0 | 0 | 0 | 0 | 0 | 0 | 0 | 0 | 0 | 0 | 0 | 0 | 0 | 0 | 0 | 0 | 0 | 0 | 0 | 0 | 0 | 0 | 0 | 0 | 0 | 0
F3_Commercial_Retail_New_Miscellaneous_Natural Gas_Miscellaneous_E7 | F3 | Commercial | Retail | New | Miscellaneous | Natural Gas | Miscellaneous | E7 | PACT BC Ratio | 0 | 0 | 0 | 0 | 0 | 0 | 0 | 0 | 0 | 0 | 0 | 0 | 0 | 0 | 0 | 0 | 0 | 0 | 0 | 0 | 0 | 0 | 0 | 0 | 0 | 0 | 0 | 0 | 0 | 0 | 0 | 0 | 0
F3_Commercial_Retail_New_Miscellaneous_Natural Gas_Miscellaneous_E8 | F3 | Commercial | Retail | New | Miscellaneous | Natural Gas | Miscellaneous | E8 | PACT BC Ratio | 0 | 0 | 0 | 0 | 0 | 0 | 0 | 0 | 0 | 0 | 0 | 0 | 0 | 0 | 0 | 0 | 0 | 0 | 0 | 0 | 0 | 0 | 0 | 0 | 0 | 0 | 0 | 0 | 0 | 0 | 0 | 0 | 0
F3_Commercial_Retail_New_Miscellaneous_Natural Gas_Miscellaneous_E9 | F3 | Commercial | Retail | New | Miscellaneous | Natural Gas | Miscellaneous | E9 | PACT BC Ratio | 0 | 0 | 0 | 0 | 0 | 0 | 0 | 0 | 0 | 0 | 0 | 0 | 0 | 0 | 0 | 0 | 0 | 0 | 0 | 0 | 0 | 0 | 0 | 0 | 0 | 0 | 0 | 0 | 0 | 0 | 0 | 0 | 0
F3_Commercial_Retail_New_Miscellaneous_Natural Gas_Miscellaneous_E10 | F3 | Commercial | Retail | New | Miscellaneous | Natural Gas | Miscellaneous | E10 | PACT BC Ratio | 0 | 0 | 0 | 0 | 0 | 0 | 0 | 0 | 0 | 0 | 0 | 0 | 0 | 0 | 0 | 0 | 0 | 0 | 0 | 0 | 0 | 0 | 0 | 0 | 0 | 0 | 0 | 0 | 0 | 0 | 0 | 0 | 0
F4_Commercial_Retail_New_Miscellaneous_Natural Gas_Miscellaneous_E1 | F4 | Commercial | Retail | New | Miscellaneous | Natural Gas | Miscellaneous | E1 | RVT BC Ratio | bar: 2019 to 2051
F4_Commercial_Retail_New_Miscellaneous_Natural Gas_Miscellaneous_E2 | F4 | Commercial | Retail | New | Miscellaneous | Natural Gas | Miscellaneous | E2 | RVT BC Ratio | 0 | 0 | 0 | 0 | 0 | 0 | 0 | 0 | 0 | 0 | 0 | 0 | 0 | 0 | 0 | 0 | 0 | 0 | 0 | 0 | 0 | 0 | 0 | 0 | 0 | 0 | 0 | 0 | 0 | 0 | 0 | 0 | 0
F4_Commercial_Retail_New_Miscellaneous_Natural Gas_Miscellaneous_E3 | F4 | Commercial | Retail | New | Miscellaneous | Natural Gas | Miscellaneous | E3 | RVT BC Ratio | 0 | 0 | 0 | 0 | 0 | 0 | 0 | 0 | 0 | 0 | 0 | 0 | 0 | 0 | 0 | 0 | 0 | 0 | 0 | 0 | 0 | 0 | 0 | 0 | 0 | 0 | 0 | 0 | 0 | 0 | 0 | 0 | 0
F4_Commercial_Retail_New_Miscellaneous_Natural Gas_Miscellaneous_E4 | F4 | Commercial | Retail | New | Miscellaneous | Natural Gas | Miscellaneous | E4 | RVT BC Ratio | 0 | 0 | 0 | 0 | 0 | 0 | 0 | 0 | 0 | 0 | 0 | 0 | 0 | 0 | 0 | 0 | 0 | 0 | 0 | 0 | 0 | 0 | 0 | 0 | 0 | 0 | 0 | 0 | 0 | 0 | 0 | 0 | 0
F4_Commercial_Retail_New_Miscellaneous_Natural Gas_Miscellaneous_E5 | F4 | Commercial | Retail | New | Miscellaneous | Natural Gas | Miscellaneous | E5 | RVT BC Ratio | 0 | 0 | 0 | 0 | 0 | 0 | 0 | 0 | 0 | 0 | 0 | 0 | 0 | 0 | 0 | 0 | 0 | 0 | 0 | 0 | 0 | 0 | 0 | 0 | 0 | 0 | 0 | 0 | 0 | 0 | 0 | 0 | 0
F4_Commercial_Retail_New_Miscellaneous_Natural Gas_Miscellaneous_E6 | F4 | Commercial | Retail | New | Miscellaneous | Natural Gas | Miscellaneous | E6 | RVT BC Ratio | 0 | 0 | 0 | 0 | 0 | 0 | 0 | 0 | 0 | 0 | 0 | 0 | 0 | 0 | 0 | 0 | 0 | 0 | 0 | 0 | 0 | 0 | 0 | 0 | 0 | 0 | 0 | 0 | 0 | 0 | 0 | 0 | 0
F4_Commercial_Retail_New_Miscellaneous_Natural Gas_Miscellaneous_E7 | F4 | Commercial | Retail | New | Miscellaneous | Natural Gas | Miscellaneous | E7 | RVT BC Ratio | 0 | 0 | 0 | 0 | 0 | 0 | 0 | 0 | 0 | 0 | 0 | 0 | 0 | 0 | 0 | 0 | 0 | 0 | 0 | 0 | 0 | 0 | 0 | 0 | 0 | 0 | 0 | 0 | 0 | 0 | 0 | 0 | 0
F4_Commercial_Retail_New_Miscellaneous_Natural Gas_Miscellaneous_E8 | F4 | Commercial | Retail | New | Miscellaneous | Natural Gas | Miscellaneous | E8 | RVT BC Ratio | 0 | 0 | 0 | 0 | 0 | 0 | 0 | 0 | 0 | 0 | 0 | 0 | 0 | 0 | 0 | 0 | 0 | 0 | 0 | 0 | 0 | 0 | 0 | 0 | 0 | 0 | 0 | 0 | 0 | 0 | 0 | 0 | 0
F4_Commercial_Retail_New_Miscellaneous_Natural Gas_Miscellaneous_E9 | F4 | Commercial | Retail | New | Miscellaneous | Natural Gas | Miscellaneous | E9 | RVT BC Ratio | 0 | 0 | 0 | 0 | 0 | 0 | 0 | 0 | 0 | 0 | 0 | 0 | 0 | 0 | 0 | 0 | 0 | 0 | 0 | 0 | 0 | 0 | 0 | 0 | 0 | 0 | 0 | 0 | 0 | 0 | 0 | 0 | 0
F4_Commercial_Retail_New_Miscellaneous_Natural Gas_Miscellaneous_E10 | F4 | Commercial | Retail | New | Miscellaneous | Natural Gas | Miscellaneous | E10 | RVT BC Ratio | 0 | 0 | 0 | 0 | 0 | 0 | 0 | 0 | 0 | 0 | 0 | 0 | 0 | 0 | 0 | 0 | 0 | 0 | 0 | 0 | 0 | 0 | 0 | 0 | 0 | 0 | 0 | 0 | 0 | 0 | 0 | 0 | 0
F5_Commercial_Retail_New_Miscellaneous_Natural Gas_Miscellaneous_E1 | F5 | Commercial | Retail | New | Miscellaneous | Natural Gas | Miscellaneous | E1 | RIM BC Ratio | bar: 2019 to 2051
F5_Commercial_Retail_New_Miscellaneous_Natural Gas_Miscellaneous_E2 | F5 | Commercial | Retail | New | Miscellaneous | Natural Gas | Miscellaneous | E2 | RIM BC Ratio | 0 | 0 | 0 | 0 | 0 | 0 | 0 | 0 | 0 | 0 | 0 | 0 | 0 | 0 | 0 | 0 | 0 | 0 | 0 | 0 | 0 | 0 | 0 | 0 | 0 | 0 | 0 | 0 | 0 | 0 | 0 | 0 | 0
F5_Commercial_Retail_New_Miscellaneous_Natural Gas_Miscellaneous_E3 | F5 | Commercial | Retail | New | Miscellaneous | Natural Gas | Miscellaneous | E3 | RIM BC Ratio | 0 | 0 | 0 | 0 | 0 | 0 | 0 | 0 | 0 | 0 | 0 | 0 | 0 | 0 | 0 | 0 | 0 | 0 | 0 | 0 | 0 | 0 | 0 | 0 | 0 | 0 | 0 | 0 | 0 | 0 | 0 | 0 | 0
F5_Commercial_Retail_New_Miscellaneous_Natural Gas_Miscellaneous_E4 | F5 | Commercial | Retail | New | Miscellaneous | Natural Gas | Miscellaneous | E4 | RIM BC Ratio | 0 | 0 | 0 | 0 | 0 | 0 | 0 | 0 | 0 | 0 | 0 | 0 | 0 | 0 | 0 | 0 | 0 | 0 | 0 | 0 | 0 | 0 | 0 | 0 | 0 | 0 | 0 | 0 | 0 | 0 | 0 | 0 | 0
F5_Commercial_Retail_New_Miscellaneous_Natural Gas_Miscellaneous_E5 | F5 | Commercial | Retail | New | Miscellaneous | Natural Gas | Miscellaneous | E5 | RIM BC Ratio | 0 | 0 | 0 | 0 | 0 | 0 | 0 | 0 | 0 | 0 | 0 | 0 | 0 | 0 | 0 | 0 | 0 | 0 | 0 | 0 | 0 | 0 | 0 | 0 | 0 | 0 | 0 | 0 | 0 | 0 | 0 | 0 | 0
F5_Commercial_Retail_New_Miscellaneous_Natural Gas_Miscellaneous_E6 | F5 | Commercial | Retail | New | Miscellaneous | Natural Gas | Miscellaneous | E6 | RIM BC Ratio | 0 | 0 | 0 | 0 | 0 | 0 | 0 | 0 | 0 | 0 | 0 | 0 | 0 | 0 | 0 | 0 | 0 | 0 | 0 | 0 | 0 | 0 | 0 | 0 | 0 | 0 | 0 | 0 | 0 | 0 | 0 | 0 | 0
F5_Commercial_Retail_New_Miscellaneous_Natural Gas_Miscellaneous_E7 | F5 | Commercial | Retail | New | Miscellaneous | Natural Gas | Miscellaneous | E7 | RIM BC Ratio | 0 | 0 | 0 | 0 | 0 | 0 | 0 | 0 | 0 | 0 | 0 | 0 | 0 | 0 | 0 | 0 | 0 | 0 | 0 | 0 | 0 | 0 | 0 | 0 | 0 | 0 | 0 | 0 | 0 | 0 | 0 | 0 | 0
F5_Commercial_Retail_New_Miscellaneous_Natural Gas_Miscellaneous_E8 | F5 | Commercial | Retail | New | Miscellaneous | Natural Gas | Miscellaneous | E8 | RIM BC Ratio | 0 | 0 | 0 | 0 | 0 | 0 | 0 | 0 | 0 | 0 | 0 | 0 | 0 | 0 | 0 | 0 | 0 | 0 | 0 | 0 | 0 | 0 | 0 | 0 | 0 | 0 | 0 | 0 | 0 | 0 | 0 | 0 | 0
F5_Commercial_Retail_New_Miscellaneous_Natural Gas_Miscellaneous_E9 | F5 | Commercial | Retail | New | Miscellaneous | Natural Gas | Miscellaneous | E9 | RIM BC Ratio | 0 | 0 | 0 | 0 | 0 | 0 | 0 | 0 | 0 | 0 | 0 | 0 | 0 | 0 | 0 | 0 | 0 | 0 | 0 | 0 | 0 | 0 | 0 | 0 | 0 | 0 | 0 | 0 | 0 | 0 | 0 | 0 | 0
F5_Commercial_Retail_New_Miscellaneous_Natural Gas_Miscellaneous_E10 | F5 | Commercial | Retail | New | Miscellaneous | Natural Gas | Miscellaneous | E10 | RIM BC Ratio | 0 | 0 | 0 | 0 | 0 | 0 | 0 | 0 | 0 | 0 | 0 | 0 | 0 | 0 | 0 | 0 | 0 | 0 | 0 | 0 | 0 | 0 | 0 | 0 | 0 | 0 | 0 | 0 | 0 | 0 | 0 | 0 | 0
F0_Commercial_Grocery_Existing_Space Heating_Natural Gas_Furnace_E0 | F0 | Commercial | Grocery | Existing | Space Heating | Natural Gas | Furnace | E0 | Economic Unit | AFUE 96% | AFUE 96% | AFUE 96% | AFUE 96% | AFUE 96% | AFUE 96% | AFUE 96% | AFUE 96% | AFUE 96% | AFUE 96% | AFUE 96% | AFUE 96% | AFUE 96% | AFUE 96% | AFUE 96% | AFUE 96% | AFUE 96% | AFUE 96% | AFUE 96% | AFUE 96% | AFUE 96% | AFUE 96% | AFUE 96% | AFUE 96% | AFUE 96% | AFUE 96% | AFUE 96% | AFUE 96% | AFUE 96% | AFUE 96% | AFUE 96% | AFUE 96% | AFUE 96%
F1_Commercial_Grocery_Existing_Space Heating_Natural Gas_Furnace_E1 | F1 | Commercial | Grocery | Existing | Space Heating | Natural Gas | Furnace | E1 | CCE | 0 | 0 | 0 | 0 | 0 | 0 | 0 | 0 | 0 | 0 | 0 | 0 | 0 | 0 | 0 | 0 | 0 | 0 | 0 | 0 | 0 | 0 | 0 | 0 | 0 | 0 | 0 | 0 | 0 | 0 | 0 | 0 | 0
F1_Commercial_Grocery_Existing_Space Heating_Natural Gas_Furnace_E2 | F1 | Commercial | Grocery | Existing | Space Heating | Natural Gas | Furnace | E2 | CCE | 0.46244 | 0.46244 | 0.46491 | 0.4674 | 0.46991 | 0.47245 | 0.47502 | 0.47762 | 0.48024 | 0.48289 | 0.48558 | 0.48829 | 0.49104 | 0.49381 | 0.49662 | 0.49946 | 0.50233 | 0.50523 | 0.50817 | 0.51114 | 0.51415 | 0.51718 | 0.52026 | 0.52338 | 0.52653 | 0.52971 | 0.53295 | 0.53621 | 0.53952 | 0.54287 | 0.54626 | 0.5497 | 0.5497
F1_Commercial_Grocery_Existing_Space Heating_Natural Gas_Furnace_E3 | F1 | Commercial | Grocery | Existing | Space Heating | Natural Gas | Furnace | E3 | CCE | 0.6165 | 0.6165 | 0.61978 | 0.6231 | 0.62645 | 0.62983 | 0.63326 | 0.63672 | 0.64022 | 0.64376 | 0.64734 | 0.65096 | 0.65461 | 0.65831 | 0.66206 | 0.66584 | 0.66967 | 0.67353 | 0.67745 | 0.68142 | 0.68543 | 0.68947 | 0.69358 | 0.69773 | 0.70193 | 0.70618 | 0.71049 | 0.71484 | 0.71925 | 0.72371 | 0.72824 | 0.73282 | 0.73282
F1_Commercial_Grocery_Existing_Space Heating_Natural Gas_Furnace_E4 | F1 | Commercial | Grocery | Existing | Space Heating | Natural Gas | Furnace | E4 | CCE | 16.8538 | 16.8538 | 16.9435 | 17.0342 | 17.1258 | 17.2183 | 17.312 | 17.4066 | 17.5023 | 17.599 | 17.6968 | 17.7958 | 17.8957 | 17.9968 | 18.0992 | 18.2026 | 18.3072 | 18.4129 | 18.5201 | 18.6284 | 18.738 | 18.8486 | 18.961 | 19.0744 | 19.1893 | 19.3053 | 19.4232 | 19.5422 | 19.6628 | 19.7847 | 19.9085 | 20.0337 | 20.0337
F1_Commercial_Grocery_Existing_Space Heating_Natural Gas_Furnace_E5 | F1 | Commercial | Grocery | Existing | Space Heating | Natural Gas | Furnace | E5 | CCE | 0 | 0 | 0 | 0 | 0 | 0 | 0 | 0 | 0 | 0 | 0 | 0 | 0 | 0 | 0 | 0 | 0 | 0 | 0 | 0 | 0 | 0 | 0 | 0 | 0 | 0 | 0 | 0 | 0 | 0 | 0 | 0 | 0
F1_Commercial_Grocery_Existing_Space Heating_Natural Gas_Furnace_E6 | F1 | Commercial | Grocery | Existing | Space Heating | Natural Gas | Furnace | E6 | CCE | 0 | 0 | 0 | 0 | 0 | 0 | 0 | 0 | 0 | 0 | 0 | 0 | 0 | 0 | 0 | 0 | 0 | 0 | 0 | 0 | 0 | 0 | 0 | 0 | 0 | 0 | 0 | 0 | 0 | 0 | 0 | 0 | 0
F1_Commercial_Grocery_Existing_Space Heating_Natural Gas_Furnace_E7 | F1 | Commercial | Grocery | Existing | Space Heating | Natural Gas | Furnace | E7 | CCE | 0 | 0 | 0 | 0 | 0 | 0 | 0 | 0 | 0 | 0 | 0 | 0 | 0 | 0 | 0 | 0 | 0 | 0 | 0 | 0 | 0 | 0 | 0 | 0 | 0 | 0 | 0 | 0 | 0 | 0 | 0 | 0 | 0
F1_Commercial_Grocery_Existing_Space Heating_Natural Gas_Furnace_E8 | F1 | Commercial | Grocery | Existing | Space Heating | Natural Gas | Furnace | E8 | CCE | 0 | 0 | 0 | 0 | 0 | 0 | 0 | 0 | 0 | 0 | 0 | 0 | 0 | 0 | 0 | 0 | 0 | 0 | 0 | 0 | 0 | 0 | 0 | 0 | 0 | 0 | 0 | 0 | 0 | 0 | 0 | 0 | 0
F1_Commercial_Grocery_Existing_Space Heating_Natural Gas_Furnace_E9 | F1 | Commercial | Grocery | Existing | Space Heating | Natural Gas | Furnace | E9 | CCE | 0 | 0 | 0 | 0 | 0 | 0 | 0 | 0 | 0 | 0 | 0 | 0 | 0 | 0 | 0 | 0 | 0 | 0 | 0 | 0 | 0 | 0 | 0 | 0 | 0 | 0 | 0 | 0 | 0 | 0 | 0 | 0 | 0
F1_Commercial_Grocery_Existing_Space Heating_Natural Gas_Furnace_E10 | F1 | Commercial | Grocery | Existing | Space Heating | Natural Gas | Furnace | E10 | CCE | 0 | 0 | 0 | 0 | 0 | 0 | 0 | 0 | 0 | 0 | 0 | 0 | 0 | 0 | 0 | 0 | 0 | 0 | 0 | 0 | 0 | 0 | 0 | 0 | 0 | 0 | 0 | 0 | 0 | 0 | 0 | 0 | 0
F2_Commercial_Grocery_Existing_Space Heating_Natural Gas_Furnace_E1 | F2 | Commercial | Grocery | Existing | Space Heating | Natural Gas | Furnace | E1 | TRC BC Ratio | bar: 2019 to 2051
F2_Commercial_Grocery_Existing_Space Heating_Natural Gas_Furnace_E2 | F2 | Commercial | Grocery | Existing | Space Heating | Natural Gas | Furnace | E2 | TRC BC Ratio | 3.8731 | 3.8765 | 3.8803 | 3.8859 | 3.8939 | 3.9061 | 3.9146 | 3.9212 | 3.9286 | 3.9353 | 3.94 | 3.9429 | 3.9455 | 3.9478 | 3.9508 | 3.9521 | 3.9542 | 3.9583 | 3.9626 | 3.9676 | 3.9736 | 3.9785 | 3.9824 | 3.9853 | 3.9873 | 3.9879 | 3.9868 | 3.9847 | 3.983 | 3.9822 | 3.9828 | 3.983 | 3.983
F2_Commercial_Grocery_Existing_Space Heating_Natural Gas_Furnace_E3 | F2 | Commercial | Grocery | Existing | Space Heating | Natural Gas | Furnace | E3 | TRC BC Ratio | 2.9052 | 2.9078 | 2.9107 | 2.9149 | 2.9209 | 2.93 | 2.9364 | 2.9414 | 2.9469 | 2.952 | 2.9555 | 2.9576 | 2.9595 | 2.9613 | 2.9636 | 2.9645 | 2.9661 | 2.9692 | 2.9724 | 2.9762 | 2.9806 | 2.9843 | 2.9873 | 2.9895 | 2.9909 | 2.9914 | 2.9906 | 2.989 | 2.9877 | 2.9871 | 2.9875 | 2.9877 | 2.9877
F2_Commercial_Grocery_Existing_Space Heating_Natural Gas_Furnace_E4 | F2 | Commercial | Grocery | Existing | Space Heating | Natural Gas | Furnace | E4 | TRC BC Ratio | 0.1075 | 0.1076 | 0.10771 | 0.10786 | 0.10805 | 0.10831 | 0.10852 | 0.10871 | 0.10889 | 0.10906 | 0.10918 | 0.10926 | 0.10931 | 0.10935 | 0.10938 | 0.10939 | 0.1094 | 0.10945 | 0.1095 | 0.10957 | 0.10966 | 0.10973 | 0.10978 | 0.10982 | 0.10985 | 0.10986 | 0.10984 | 0.10981 | 0.10979 | 0.10978 | 0.10979 | 0.10979 | 0.10979
F2_Commercial_Grocery_Existing_Space Heating_Natural Gas_Furnace_E5 | F2 | Commercial | Grocery | Existing | Space Heating | Natural Gas | Furnace | E5 | TRC BC Ratio | 0 | 0 | 0 | 0 | 0 | 0 | 0 | 0 | 0 | 0 | 0 | 0 | 0 | 0 | 0 | 0 | 0 | 0 | 0 | 0 | 0 | 0 | 0 | 0 | 0 | 0 | 0 | 0 | 0 | 0 | 0 | 0 | 0
F2_Commercial_Grocery_Existing_Space Heating_Natural Gas_Furnace_E6 | F2 | Commercial | Grocery | Existing | Space Heating | Natural Gas | Furnace | E6 | TRC BC Ratio | 0 | 0 | 0 | 0 | 0 | 0 | 0 | 0 | 0 | 0 | 0 | 0 | 0 | 0 | 0 | 0 | 0 | 0 | 0 | 0 | 0 | 0 | 0 | 0 | 0 | 0 | 0 | 0 | 0 | 0 | 0 | 0 | 0
F2_Commercial_Grocery_Existing_Space Heating_Natural Gas_Furnace_E7 | F2 | Commercial | Grocery | Existing | Space Heating | Natural Gas | Furnace | E7 | TRC BC Ratio | 0 | 0 | 0 | 0 | 0 | 0 | 0 | 0 | 0 | 0 | 0 | 0 | 0 | 0 | 0 | 0 | 0 | 0 | 0 | 0 | 0 | 0 | 0 | 0 | 0 | 0 | 0 | 0 | 0 | 0 | 0 | 0 | 0
F2_Commercial_Grocery_Existing_Space Heating_Natural Gas_Furnace_E8 | F2 | Commercial | Grocery | Existing | Space Heating | Natural Gas | Furnace | E8 | TRC BC Ratio | 0 | 0 | 0 | 0 | 0 | 0 | 0 | 0 | 0 | 0 | 0 | 0 | 0 | 0 | 0 | 0 | 0 | 0 | 0 | 0 | 0 | 0 | 0 | 0 | 0 | 0 | 0 | 0 | 0 | 0 | 0 | 0 | 0
F2_Commercial_Grocery_Existing_Space Heating_Natural Gas_Furnace_E9 | F2 | Commercial | Grocery | Existing | Space Heating | Natural Gas | Furnace | E9 | TRC BC Ratio | 0 | 0 | 0 | 0 | 0 | 0 | 0 | 0 | 0 | 0 | 0 | 0 | 0 | 0 | 0 | 0 | 0 | 0 | 0 | 0 | 0 | 0 | 0 | 0 | 0 | 0 | 0 | 0 | 0 | 0 | 0 | 0 | 0
F2_Commercial_Grocery_Existing_Space Heating_Natural Gas_Furnace_E10 | F2 | Commercial | Grocery | Existing | Space Heating | Natural Gas | Furnace | E10 | TRC BC Ratio | 0 | 0 | 0 | 0 | 0 | 0 | 0 | 0 | 0 | 0 | 0 | 0 | 0 | 0 | 0 | 0 | 0 | 0 | 0 | 0 | 0 | 0 | 0 | 0 | 0 | 0 | 0 | 0 | 0 | 0 | 0 | 0 | 0
F3_Commercial_Grocery_Existing_Space Heating_Natural Gas_Furnace_E1 | F3 | Commercial | Grocery | Existing | Space Heating | Natural Gas | Furnace | E1 | PACT BC Ratio | bar: 2019 to 2051
F3_Commercial_Grocery_Existing_Space Heating_Natural Gas_Furnace_E2 | F3 | Commercial | Grocery | Existing | Space Heating | Natural Gas | Furnace | E2 | PACT BC Ratio | 5.1641 | 5.1687 | 5.1737 | 5.1812 | 5.1919 | 5.2081 | 5.2195 | 5.2283 | 5.2381 | 5.2471 | 5.2534 | 5.2572 | 5.2606 | 5.2637 | 5.2678 | 5.2694 | 5.2723 | 5.2777 | 5.2835 | 5.2902 | 5.2981 | 5.3047 | 5.3099 | 5.3138 | 5.3164 | 5.3171 | 5.3158 | 5.3129 | 5.3107 | 5.3096 | 5.3104 | 5.3107 | 5.3107
F3_Commercial_Grocery_Existing_Space Heating_Natural Gas_Furnace_E3 | F3 | Commercial | Grocery | Existing | Space Heating | Natural Gas | Furnace | E3 | PACT BC Ratio | 3.8737 | 3.8771 | 3.8809 | 3.8865 | 3.8945 | 3.9067 | 3.9152 | 3.9218 | 3.9292 | 3.9359 | 3.9406 | 3.9435 | 3.9461 | 3.9484 | 3.9514 | 3.9527 | 3.9548 | 3.9589 | 3.9632 | 3.9682 | 3.9742 | 3.9791 | 3.983 | 3.9859 | 3.9879 | 3.9885 | 3.9874 | 3.9853 | 3.9836 | 3.9828 | 3.9834 | 3.9836 | 3.9836
F3_Commercial_Grocery_Existing_Space Heating_Natural Gas_Furnace_E4 | F3 | Commercial | Grocery | Existing | Space Heating | Natural Gas | Furnace | E4 | PACT BC Ratio | 0.14333 | 0.14346 | 0.14361 | 0.14381 | 0.14407 | 0.14441 | 0.1447 | 0.14494 | 0.14519 | 0.14541 | 0.14558 | 0.14568 | 0.14575 | 0.14579 | 0.14584 | 0.14585 | 0.14587 | 0.14593 | 0.146 | 0.14609 | 0.14621 | 0.1463 | 0.14637 | 0.14643 | 0.14647 | 0.14648 | 0.14646 | 0.14642 | 0.14639 | 0.14637 | 0.14638 | 0.14639 | 0.14639
F3_Commercial_Grocery_Existing_Space Heating_Natural Gas_Furnace_E5 | F3 | Commercial | Grocery | Existing | Space Heating | Natural Gas | Furnace | E5 | PACT BC Ratio | 0 | 0 | 0 | 0 | 0 | 0 | 0 | 0 | 0 | 0 | 0 | 0 | 0 | 0 | 0 | 0 | 0 | 0 | 0 | 0 | 0 | 0 | 0 | 0 | 0 | 0 | 0 | 0 | 0 | 0 | 0 | 0 | 0
F3_Commercial_Grocery_Existing_Space Heating_Natural Gas_Furnace_E6 | F3 | Commercial | Grocery | Existing | Space Heating | Natural Gas | Furnace | E6 | PACT BC Ratio | 0 | 0 | 0 | 0 | 0 | 0 | 0 | 0 | 0 | 0 | 0 | 0 | 0 | 0 | 0 | 0 | 0 | 0 | 0 | 0 | 0 | 0 | 0 | 0 | 0 | 0 | 0 | 0 | 0 | 0 | 0 | 0 | 0
F3_Commercial_Grocery_Existing_Space Heating_Natural Gas_Furnace_E7 | F3 | Commercial | Grocery | Existing | Space Heating | Natural Gas | Furnace | E7 | PACT BC Ratio | 0 | 0 | 0 | 0 | 0 | 0 | 0 | 0 | 0 | 0 | 0 | 0 | 0 | 0 | 0 | 0 | 0 | 0 | 0 | 0 | 0 | 0 | 0 | 0 | 0 | 0 | 0 | 0 | 0 | 0 | 0 | 0 | 0
F3_Commercial_Grocery_Existing_Space Heating_Natural Gas_Furnace_E8 | F3 | Commercial | Grocery | Existing | Space Heating | Natural Gas | Furnace | E8 | PACT BC Ratio | 0 | 0 | 0 | 0 | 0 | 0 | 0 | 0 | 0 | 0 | 0 | 0 | 0 | 0 | 0 | 0 | 0 | 0 | 0 | 0 | 0 | 0 | 0 | 0 | 0 | 0 | 0 | 0 | 0 | 0 | 0 | 0 | 0
F3_Commercial_Grocery_Existing_Space Heating_Natural Gas_Furnace_E9 | F3 | Commercial | Grocery | Existing | Space Heating | Natural Gas | Furnace | E9 | PACT BC Ratio | 0 | 0 | 0 | 0 | 0 | 0 | 0 | 0 | 0 | 0 | 0 | 0 | 0 | 0 | 0 | 0 | 0 | 0 | 0 | 0 | 0 | 0 | 0 | 0 | 0 | 0 | 0 | 0 | 0 | 0 | 0 | 0 | 0
F3_Commercial_Grocery_Existing_Space Heating_Natural Gas_Furnace_E10 | F3 | Commercial | Grocery | Existing | Space Heating | Natural Gas | Furnace | E10 | PACT BC Ratio | 0 | 0 | 0 | 0 | 0 | 0 | 0 | 0 | 0 | 0 | 0 | 0 | 0 | 0 | 0 | 0 | 0 | 0 | 0 | 0 | 0 | 0 | 0 | 0 | 0 | 0 | 0 | 0 | 0 | 0 | 0 | 0 | 0
F4_Commercial_Grocery_Existing_Space Heating_Natural Gas_Furnace_E1 | F4 | Commercial | Grocery | Existing | Space Heating | Natural Gas | Furnace | E1 | RVT BC Ratio | bar: 2019 to 2051
F4_Commercial_Grocery_Existing_Space Heating_Natural Gas_Furnace_E2 | F4 | Commercial | Grocery | Existing | Space Heating | Natural Gas | Furnace | E2 | RVT BC Ratio | 6.2682 | 6.2732 | 6.2786 | 6.2867 | 6.2982 | 6.3157 | 6.328 | 6.3375 | 6.348 | 6.3578 | 6.3645 | 6.3686 | 6.3723 | 6.3756 | 6.38 | 6.3818 | 6.3849 | 6.3907 | 6.3969 | 6.4042 | 6.4127 | 6.4198 | 6.4254 | 6.4296 | 6.4324 | 6.4333 | 6.4318 | 6.4287 | 6.4263 | 6.4251 | 6.4259 | 6.4263 | 6.4263
F4_Commercial_Grocery_Existing_Space Heating_Natural Gas_Furnace_E3 | F4 | Commercial | Grocery | Existing | Space Heating | Natural Gas | Furnace | E3 | RVT BC Ratio | 4.8768 | 4.8805 | 4.8846 | 4.8906 | 4.8993 | 4.9124 | 4.9216 | 4.9288 | 4.9367 | 4.944 | 4.949 | 4.9521 | 4.9549 | 4.9574 | 4.9607 | 4.962 | 4.9643 | 4.9687 | 4.9734 | 4.9788 | 4.9852 | 4.9905 | 4.9947 | 4.9979 | 5 | 5.0006 | 4.9995 | 4.9972 | 4.9953 | 4.9945 | 4.9951 | 4.9954 | 4.9954
F4_Commercial_Grocery_Existing_Space Heating_Natural Gas_Furnace_E4 | F4 | Commercial | Grocery | Existing | Space Heating | Natural Gas | Furnace | E4 | RVT BC Ratio | 0.85455 | 0.85469 | 0.85485 | 0.85507 | 0.85535 | 0.85572 | 0.85602 | 0.85629 | 0.85655 | 0.85679 | 0.85697 | 0.85708 | 0.85715 | 0.8572 | 0.85726 | 0.85726 | 0.85728 | 0.85735 | 0.85743 | 0.85753 | 0.85765 | 0.85775 | 0.85783 | 0.85789 | 0.85793 | 0.85794 | 0.85792 | 0.85787 | 0.85784 | 0.85782 | 0.85784 | 0.85784 | 0.85784
F4_Commercial_Grocery_Existing_Space Heating_Natural Gas_Furnace_E5 | F4 | Commercial | Grocery | Existing | Space Heating | Natural Gas | Furnace | E5 | RVT BC Ratio | 0 | 0 | 0 | 0 | 0 | 0 | 0 | 0 | 0 | 0 | 0 | 0 | 0 | 0 | 0 | 0 | 0 | 0 | 0 | 0 | 0 | 0 | 0 | 0 | 0 | 0 | 0 | 0 | 0 | 0 | 0 | 0 | 0
F4_Commercial_Grocery_Existing_Space Heating_Natural Gas_Furnace_E6 | F4 | Commercial | Grocery | Existing | Space Heating | Natural Gas | Furnace | E6 | RVT BC Ratio | 0 | 0 | 0 | 0 | 0 | 0 | 0 | 0 | 0 | 0 | 0 | 0 | 0 | 0 | 0 | 0 | 0 | 0 | 0 | 0 | 0 | 0 | 0 | 0 | 0 | 0 | 0 | 0 | 0 | 0 | 0 | 0 | 0
F4_Commercial_Grocery_Existing_Space Heating_Natural Gas_Furnace_E7 | F4 | Commercial | Grocery | Existing | Space Heating | Natural Gas | Furnace | E7 | RVT BC Ratio | 0 | 0 | 0 | 0 | 0 | 0 | 0 | 0 | 0 | 0 | 0 | 0 | 0 | 0 | 0 | 0 | 0 | 0 | 0 | 0 | 0 | 0 | 0 | 0 | 0 | 0 | 0 | 0 | 0 | 0 | 0 | 0 | 0
F4_Commercial_Grocery_Existing_Space Heating_Natural Gas_Furnace_E8 | F4 | Commercial | Grocery | Existing | Space Heating | Natural Gas | Furnace | E8 | RVT BC Ratio | 0 | 0 | 0 | 0 | 0 | 0 | 0 | 0 | 0 | 0 | 0 | 0 | 0 | 0 | 0 | 0 | 0 | 0 | 0 | 0 | 0 | 0 | 0 | 0 | 0 | 0 | 0 | 0 | 0 | 0 | 0 | 0 | 0
F4_Commercial_Grocery_Existing_Space Heating_Natural Gas_Furnace_E9 | F4 | Commercial | Grocery | Existing | Space Heating | Natural Gas | Furnace | E9 | RVT BC Ratio | 0 | 0 | 0 | 0 | 0 | 0 | 0 | 0 | 0 | 0 | 0 | 0 | 0 | 0 | 0 | 0 | 0 | 0 | 0 | 0 | 0 | 0 | 0 | 0 | 0 | 0 | 0 | 0 | 0 | 0 | 0 | 0 | 0
F4_Commercial_Grocery_Existing_Space Heating_Natural Gas_Furnace_E10 | F4 | Commercial | Grocery | Existing | Space Heating | Natural Gas | Furnace | E10 | RVT BC Ratio | 0 | 0 | 0 | 0 | 0 | 0 | 0 | 0 | 0 | 0 | 0 | 0 | 0 | 0 | 0 | 0 | 0 | 0 | 0 | 0 | 0 | 0 | 0 | 0 | 0 | 0 | 0 | 0 | 0 | 0 | 0 | 0 | 0
F5_Commercial_Grocery_Existing_Space Heating_Natural Gas_Furnace_E1 | F5 | Commercial | Grocery | Existing | Space Heating | Natural Gas | Furnace | E1 | RIM BC Ratio | bar: 2019 to 2051
F5_Commercial_Grocery_Existing_Space Heating_Natural Gas_Furnace_E2 | F5 | Commercial | Grocery | Existing | Space Heating | Natural Gas | Furnace | E2 | RIM BC Ratio | 0.71854 | 0.71863 | 0.71873 | 0.71887 | 0.71908 | 0.71939 | 0.7196 | 0.71977 | 0.71996 | 0.72013 | 0.72024 | 0.72032 | 0.72038 | 0.72044 | 0.72051 | 0.72054 | 0.7206 | 0.7207 | 0.72081 | 0.72093 | 0.72108 | 0.7212 | 0.7213 | 0.72137 | 0.72142 | 0.72143 | 0.7214 | 0.72135 | 0.72131 | 0.72129 | 0.7213 | 0.72131 | 0.72131
F5_Commercial_Grocery_Existing_Space Heating_Natural Gas_Furnace_E3 | F5 | Commercial | Grocery | Existing | Space Heating | Natural Gas | Furnace | E3 | RIM BC Ratio | 0.68671 | 0.68682 | 0.68694 | 0.68711 | 0.68736 | 0.68774 | 0.688 | 0.68821 | 0.68843 | 0.68864 | 0.68878 | 0.68887 | 0.68895 | 0.68902 | 0.68911 | 0.68915 | 0.68922 | 0.68934 | 0.68947 | 0.68962 | 0.6898 | 0.68995 | 0.69007 | 0.69016 | 0.69022 | 0.69023 | 0.6902 | 0.69014 | 0.69009 | 0.69006 | 0.69008 | 0.69009 | 0.69009
F5_Commercial_Grocery_Existing_Space Heating_Natural Gas_Furnace_E4 | F5 | Commercial | Grocery | Existing | Space Heating | Natural Gas | Furnace | E4 | RIM BC Ratio | 0.12233 | 0.12242 | 0.12253 | 0.12268 | 0.12286 | 0.12311 | 0.12332 | 0.1235 | 0.12368 | 0.12384 | 0.12396 | 0.12403 | 0.12408 | 0.12411 | 0.12415 | 0.12415 | 0.12417 | 0.12421 | 0.12426 | 0.12433 | 0.12441 | 0.12448 | 0.12453 | 0.12457 | 0.1246 | 0.12461 | 0.12459 | 0.12457 | 0.12454 | 0.12453 | 0.12454 | 0.12454 | 0.12454
F5_Commercial_Grocery_Existing_Space Heating_Natural Gas_Furnace_E5 | F5 | Commercial | Grocery | Existing | Space Heating | Natural Gas | Furnace | E5 | RIM BC Ratio | 0 | 0 | 0 | 0 | 0 | 0 | 0 | 0 | 0 | 0 | 0 | 0 | 0 | 0 | 0 | 0 | 0 | 0 | 0 | 0 | 0 | 0 | 0 | 0 | 0 | 0 | 0 | 0 | 0 | 0 | 0 | 0 | 0
F5_Commercial_Grocery_Existing_Space Heating_Natural Gas_Furnace_E6 | F5 | Commercial | Grocery | Existing | Space Heating | Natural Gas | Furnace | E6 | RIM BC Ratio | 0 | 0 | 0 | 0 | 0 | 0 | 0 | 0 | 0 | 0 | 0 | 0 | 0 | 0 | 0 | 0 | 0 | 0 | 0 | 0 | 0 | 0 | 0 | 0 | 0 | 0 | 0 | 0 | 0 | 0 | 0 | 0 | 0
F5_Commercial_Grocery_Existing_Space Heating_Natural Gas_Furnace_E7 | F5 | Commercial | Grocery | Existing | Space Heating | Natural Gas | Furnace | E7 | RIM BC Ratio | 0 | 0 | 0 | 0 | 0 | 0 | 0 | 0 | 0 | 0 | 0 | 0 | 0 | 0 | 0 | 0 | 0 | 0 | 0 | 0 | 0 | 0 | 0 | 0 | 0 | 0 | 0 | 0 | 0 | 0 | 0 | 0 | 0
F5_Commercial_Grocery_Existing_Space Heating_Natural Gas_Furnace_E8 | F5 | Commercial | Grocery | Existing | Space Heating | Natural Gas | Furnace | E8 | RIM BC Ratio | 0 | 0 | 0 | 0 | 0 | 0 | 0 | 0 | 0 | 0 | 0 | 0 | 0 | 0 | 0 | 0 | 0 | 0 | 0 | 0 | 0 | 0 | 0 | 0 | 0 | 0 | 0 | 0 | 0 | 0 | 0 | 0 | 0
F5_Commercial_Grocery_Existing_Space Heating_Natural Gas_Furnace_E9 | F5 | Commercial | Grocery | Existing | Space Heating | Natural Gas | Furnace | E9 | RIM BC Ratio | 0 | 0 | 0 | 0 | 0 | 0 | 0 | 0 | 0 | 0 | 0 | 0 | 0 | 0 | 0 | 0 | 0 | 0 | 0 | 0 | 0 | 0 | 0 | 0 | 0 | 0 | 0 | 0 | 0 | 0 | 0 | 0 | 0
F5_Commercial_Grocery_Existing_Space Heating_Natural Gas_Furnace_E10 | F5 | Commercial | Grocery | Existing | Space Heating | Natural Gas | Furnace | E10 | RIM BC Ratio | 0 | 0 | 0 | 0 | 0 | 0 | 0 | 0 | 0 | 0 | 0 | 0 | 0 | 0 | 0 | 0 | 0 | 0 | 0 | 0 | 0 | 0 | 0 | 0 | 0 | 0 | 0 | 0 | 0 | 0 | 0 | 0 | 0
F0_Commercial_Grocery_Existing_Space Heating_Natural Gas_Boiler_E0 | F0 | Commercial | Grocery | Existing | Space Heating | Natural Gas | Boiler | E0 | Economic Unit | AFUE 97% | AFUE 97% | AFUE 97% | AFUE 97% | AFUE 97% | AFUE 97% | AFUE 97% | AFUE 97% | AFUE 97% | AFUE 97% | AFUE 97% | AFUE 97% | AFUE 97% | AFUE 97% | AFUE 97% | AFUE 97% | AFUE 97% | AFUE 97% | AFUE 97% | AFUE 97% | AFUE 97% | AFUE 97% | AFUE 97% | AFUE 97% | AFUE 97% | AFUE 97% | AFUE 97% | AFUE 97% | AFUE 97% | AFUE 97% | AFUE 97% | AFUE 97% | AFUE 97%
F1_Commercial_Grocery_Existing_Space Heating_Natural Gas_Boiler_E1 | F1 | Commercial | Grocery | Existing | Space Heating | Natural Gas | Boiler | E1 | CCE | 0 | 0 | 0 | 0 | 0 | 0 | 0 | 0 | 0 | 0 | 0 | 0 | 0 | 0 | 0 | 0 | 0 | 0 | 0 | 0 | 0 | 0 | 0 | 0 | 0 | 0 | 0 | 0 | 0 | 0 | 0 | 0 | 0
F1_Commercial_Grocery_Existing_Space Heating_Natural Gas_Boiler_E2 | F1 | Commercial | Grocery | Existing | Space Heating | Natural Gas | Boiler | E2 | CCE | 0.68108 | 0.68108 | 0.68471 | 0.68837 | 0.69208 | 0.69581 | 0.6996 | 0.70342 | 0.70729 | 0.7112 | 0.71515 | 0.71915 | 0.72319 | 0.72727 | 0.73141 | 0.73559 | 0.73982 | 0.74409 | 0.74842 | 0.7528 | 0.75723 | 0.7617 | 0.76624 | 0.77082 | 0.77547 | 0.78015 | 0.78492 | 0.78973 | 0.7946 | 0.79953 | 0.80453 | 0.80959 | 0.80959
F1_Commercial_Grocery_Existing_Space Heating_Natural Gas_Boiler_E3 | F1 | Commercial | Grocery | Existing | Space Heating | Natural Gas | Boiler | E3 | CCE | 0.68771 | 0.68771 | 0.69137 | 0.69507 | 0.69881 | 0.70258 | 0.7064 | 0.71026 | 0.71417 | 0.71811 | 0.72211 | 0.72614 | 0.73022 | 0.73435 | 0.73852 | 0.74274 | 0.74701 | 0.75133 | 0.7557 | 0.76012 | 0.76459 | 0.7691 | 0.77369 | 0.77832 | 0.78301 | 0.78774 | 0.79255 | 0.79741 | 0.80233 | 0.8073 | 0.81235 | 0.81746 | 0.81746
F1_Commercial_Grocery_Existing_Space Heating_Natural Gas_Boiler_E4 | F1 | Commercial | Grocery | Existing | Space Heating | Natural Gas | Boiler | E4 | CCE | 3.4923 | 3.4923 | 3.5109 | 3.5296 | 3.5486 | 3.5678 | 3.5872 | 3.6068 | 3.6267 | 3.6467 | 3.667 | 3.6875 | 3.7082 | 3.7291 | 3.7503 | 3.7718 | 3.7934 | 3.8153 | 3.8375 | 3.86 | 3.8827 | 3.9056 | 3.9289 | 3.9524 | 3.9762 | 4.0002 | 4.0247 | 4.0493 | 4.0743 | 4.0996 | 4.1252 | 4.1512 | 4.1512
F1_Commercial_Grocery_Existing_Space Heating_Natural Gas_Boiler_E5 | F1 | Commercial | Grocery | Existing | Space Heating | Natural Gas | Boiler | E5 | CCE | 0 | 0 | 0 | 0 | 0 | 0 | 0 | 0 | 0 | 0 | 0 | 0 | 0 | 0 | 0 | 0 | 0 | 0 | 0 | 0 | 0 | 0 | 0 | 0 | 0 | 0 | 0 | 0 | 0 | 0 | 0 | 0 | 0
F1_Commercial_Grocery_Existing_Space Heating_Natural Gas_Boiler_E6 | F1 | Commercial | Grocery | Existing | Space Heating | Natural Gas | Boiler | E6 | CCE | 0 | 0 | 0 | 0 | 0 | 0 | 0 | 0 | 0 | 0 | 0 | 0 | 0 | 0 | 0 | 0 | 0 | 0 | 0 | 0 | 0 | 0 | 0 | 0 | 0 | 0 | 0 | 0 | 0 | 0 | 0 | 0 | 0
F1_Commercial_Grocery_Existing_Space Heating_Natural Gas_Boiler_E7 | F1 | Commercial | Grocery | Existing | Space Heating | Natural Gas | Boiler | E7 | CCE | 0 | 0 | 0 | 0 | 0 | 0 | 0 | 0 | 0 | 0 | 0 | 0 | 0 | 0 | 0 | 0 | 0 | 0 | 0 | 0 | 0 | 0 | 0 | 0 | 0 | 0 | 0 | 0 | 0 | 0 | 0 | 0 | 0
F1_Commercial_Grocery_Existing_Space Heating_Natural Gas_Boiler_E8 | F1 | Commercial | Grocery | Existing | Space Heating | Natural Gas | Boiler | E8 | CCE | 0 | 0 | 0 | 0 | 0 | 0 | 0 | 0 | 0 | 0 | 0 | 0 | 0 | 0 | 0 | 0 | 0 | 0 | 0 | 0 | 0 | 0 | 0 | 0 | 0 | 0 | 0 | 0 | 0 | 0 | 0 | 0 | 0
F1_Commercial_Grocery_Existing_Space Heating_Natural Gas_Boiler_E9 | F1 | Commercial | Grocery | Existing | Space Heating | Natural Gas | Boiler | E9 | CCE | 0 | 0 | 0 | 0 | 0 | 0 | 0 | 0 | 0 | 0 | 0 | 0 | 0 | 0 | 0 | 0 | 0 | 0 | 0 | 0 | 0 | 0 | 0 | 0 | 0 | 0 | 0 | 0 | 0 | 0 | 0 | 0 | 0
F1_Commercial_Grocery_Existing_Space Heating_Natural Gas_Boiler_E10 | F1 | Commercial | Grocery | Existing | Space Heating | Natural Gas | Boiler | E10 | CCE | 0 | 0 | 0 | 0 | 0 | 0 | 0 | 0 | 0 | 0 | 0 | 0 | 0 | 0 | 0 | 0 | 0 | 0 | 0 | 0 | 0 | 0 | 0 | 0 | 0 | 0 | 0 | 0 | 0 | 0 | 0 | 0 | 0
F2_Commercial_Grocery_Existing_Space Heating_Natural Gas_Boiler_E1 | F2 | Commercial | Grocery | Existing | Space Heating | Natural Gas | Boiler | E1 | TRC BC Ratio | bar: 2019 to 2051
F2_Commercial_Grocery_Existing_Space Heating_Natural Gas_Boiler_E2 | F2 | Commercial | Grocery | Existing | Space Heating | Natural Gas | Boiler | E2 | TRC BC Ratio | 2.64 | 2.6425 | 2.6453 | 2.6492 | 2.6547 | 2.6628 | 2.6685 | 2.6728 | 2.6775 | 2.6818 | 2.6848 | 2.6866 | 2.6883 | 2.6898 | 2.6918 | 2.6926 | 2.694 | 2.6966 | 2.6994 | 2.7027 | 2.7065 | 2.7097 | 2.7123 | 2.7142 | 2.7154 | 2.7158 | 2.7151 | 2.7137 | 2.7126 | 2.7121 | 2.7125 | 2.7126 | 2.7126
F2_Commercial_Grocery_Existing_Space Heating_Natural Gas_Boiler_E3 | F2 | Commercial | Grocery | Existing | Space Heating | Natural Gas | Boiler | E3 | TRC BC Ratio | 2.6146 | 2.6171 | 2.6198 | 2.6237 | 2.6291 | 2.6372 | 2.6428 | 2.6471 | 2.6518 | 2.656 | 2.6589 | 2.6607 | 2.6624 | 2.6639 | 2.6658 | 2.6666 | 2.668 | 2.6706 | 2.6734 | 2.6766 | 2.6804 | 2.6836 | 2.6861 | 2.688 | 2.6893 | 2.6896 | 2.689 | 2.6876 | 2.6865 | 2.686 | 2.6864 | 2.6865 | 2.6865
F2_Commercial_Grocery_Existing_Space Heating_Natural Gas_Boiler_E4 | F2 | Commercial | Grocery | Existing | Space Heating | Natural Gas | Boiler | E4 | TRC BC Ratio | 0.52398 | 0.52455 | 0.5252 | 0.52599 | 0.52694 | 0.5281 | 0.52907 | 0.52988 | 0.53064 | 0.53129 | 0.53176 | 0.53205 | 0.53227 | 0.53241 | 0.53254 | 0.53255 | 0.53259 | 0.53274 | 0.53294 | 0.5332 | 0.53352 | 0.53379 | 0.53399 | 0.53414 | 0.53425 | 0.53428 | 0.53422 | 0.53411 | 0.53402 | 0.53398 | 0.53401 | 0.53402 | 0.53402
F2_Commercial_Grocery_Existing_Space Heating_Natural Gas_Boiler_E5 | F2 | Commercial | Grocery | Existing | Space Heating | Natural Gas | Boiler | E5 | TRC BC Ratio | 0 | 0 | 0 | 0 | 0 | 0 | 0 | 0 | 0 | 0 | 0 | 0 | 0 | 0 | 0 | 0 | 0 | 0 | 0 | 0 | 0 | 0 | 0 | 0 | 0 | 0 | 0 | 0 | 0 | 0 | 0 | 0 | 0
F2_Commercial_Grocery_Existing_Space Heating_Natural Gas_Boiler_E6 | F2 | Commercial | Grocery | Existing | Space Heating | Natural Gas | Boiler | E6 | TRC BC Ratio | 0 | 0 | 0 | 0 | 0 | 0 | 0 | 0 | 0 | 0 | 0 | 0 | 0 | 0 | 0 | 0 | 0 | 0 | 0 | 0 | 0 | 0 | 0 | 0 | 0 | 0 | 0 | 0 | 0 | 0 | 0 | 0 | 0
F2_Commercial_Grocery_Existing_Space Heating_Natural Gas_Boiler_E7 | F2 | Commercial | Grocery | Existing | Space Heating | Natural Gas | Boiler | E7 | TRC BC Ratio | 0 | 0 | 0 | 0 | 0 | 0 | 0 | 0 | 0 | 0 | 0 | 0 | 0 | 0 | 0 | 0 | 0 | 0 | 0 | 0 | 0 | 0 | 0 | 0 | 0 | 0 | 0 | 0 | 0 | 0 | 0 | 0 | 0
F2_Commercial_Grocery_Existing_Space Heating_Natural Gas_Boiler_E8 | F2 | Commercial | Grocery | Existing | Space Heating | Natural Gas | Boiler | E8 | TRC BC Ratio | 0 | 0 | 0 | 0 | 0 | 0 | 0 | 0 | 0 | 0 | 0 | 0 | 0 | 0 | 0 | 0 | 0 | 0 | 0 | 0 | 0 | 0 | 0 | 0 | 0 | 0 | 0 | 0 | 0 | 0 | 0 | 0 | 0
F2_Commercial_Grocery_Existing_Space Heating_Natural Gas_Boiler_E9 | F2 | Commercial | Grocery | Existing | Space Heating | Natural Gas | Boiler | E9 | TRC BC Ratio | 0 | 0 | 0 | 0 | 0 | 0 | 0 | 0 | 0 | 0 | 0 | 0 | 0 | 0 | 0 | 0 | 0 | 0 | 0 | 0 | 0 | 0 | 0 | 0 | 0 | 0 | 0 | 0 | 0 | 0 | 0 | 0 | 0
F2_Commercial_Grocery_Existing_Space Heating_Natural Gas_Boiler_E10 | F2 | Commercial | Grocery | Existing | Space Heating | Natural Gas | Boiler | E10 | TRC BC Ratio | 0 | 0 | 0 | 0 | 0 | 0 | 0 | 0 | 0 | 0 | 0 | 0 | 0 | 0 | 0 | 0 | 0 | 0 | 0 | 0 | 0 | 0 | 0 | 0 | 0 | 0 | 0 | 0 | 0 | 0 | 0 | 0 | 0
F3_Commercial_Grocery_Existing_Space Heating_Natural Gas_Boiler_E1 | F3 | Commercial | Grocery | Existing | Space Heating | Natural Gas | Boiler | E1 | PACT BC Ratio | bar: 2019 to 2051
F3_Commercial_Grocery_Existing_Space Heating_Natural Gas_Boiler_E2 | F3 | Commercial | Grocery | Existing | Space Heating | Natural Gas | Boiler | E2 | PACT BC Ratio | 3.52 | 3.5234 | 3.527 | 3.5323 | 3.5396 | 3.5504 | 3.558 | 3.5638 | 3.5701 | 3.5758 | 3.5797 | 3.5821 | 3.5843 | 3.5864 | 3.589 | 3.5901 | 3.5919 | 3.5955 | 3.5992 | 3.6035 | 3.6087 | 3.613 | 3.6163 | 3.6189 | 3.6206 | 3.6211 | 3.6202 | 3.6183 | 3.6168 | 3.6161 | 3.6167 | 3.6169 | 3.6169
F3_Commercial_Grocery_Existing_Space Heating_Natural Gas_Boiler_E3 | F3 | Commercial | Grocery | Existing | Space Heating | Natural Gas | Boiler | E3 | PACT BC Ratio | 3.4861 | 3.4894 | 3.4931 | 3.4983 | 3.5055 | 3.5162 | 3.5237 | 3.5295 | 3.5357 | 3.5413 | 3.5452 | 3.5476 | 3.5498 | 3.5518 | 3.5544 | 3.5555 | 3.5573 | 3.5608 | 3.5645 | 3.5688 | 3.5739 | 3.5782 | 3.5815 | 3.584 | 3.5857 | 3.5862 | 3.5853 | 3.5835 | 3.582 | 3.5813 | 3.5818 | 3.582 | 3.582
F3_Commercial_Grocery_Existing_Space Heating_Natural Gas_Boiler_E4 | F3 | Commercial | Grocery | Existing | Space Heating | Natural Gas | Boiler | E4 | PACT BC Ratio | 0.69864 | 0.6994 | 0.70027 | 0.70133 | 0.70259 | 0.70414 | 0.70542 | 0.70651 | 0.70752 | 0.70838 | 0.70901 | 0.70941 | 0.70969 | 0.70988 | 0.71006 | 0.71006 | 0.71012 | 0.71032 | 0.71058 | 0.71093 | 0.71137 | 0.71172 | 0.71199 | 0.71219 | 0.71233 | 0.71237 | 0.7123 | 0.71215 | 0.71203 | 0.71197 | 0.71201 | 0.71203 | 0.71203
F3_Commercial_Grocery_Existing_Space Heating_Natural Gas_Boiler_E5 | F3 | Commercial | Grocery | Existing | Space Heating | Natural Gas | Boiler | E5 | PACT BC Ratio | 0 | 0 | 0 | 0 | 0 | 0 | 0 | 0 | 0 | 0 | 0 | 0 | 0 | 0 | 0 | 0 | 0 | 0 | 0 | 0 | 0 | 0 | 0 | 0 | 0 | 0 | 0 | 0 | 0 | 0 | 0 | 0 | 0
F3_Commercial_Grocery_Existing_Space Heating_Natural Gas_Boiler_E6 | F3 | Commercial | Grocery | Existing | Space Heating | Natural Gas | Boiler | E6 | PACT BC Ratio | 0 | 0 | 0 | 0 | 0 | 0 | 0 | 0 | 0 | 0 | 0 | 0 | 0 | 0 | 0 | 0 | 0 | 0 | 0 | 0 | 0 | 0 | 0 | 0 | 0 | 0 | 0 | 0 | 0 | 0 | 0 | 0 | 0
F3_Commercial_Grocery_Existing_Space Heating_Natural Gas_Boiler_E7 | F3 | Commercial | Grocery | Existing | Space Heating | Natural Gas | Boiler | E7 | PACT BC Ratio | 0 | 0 | 0 | 0 | 0 | 0 | 0 | 0 | 0 | 0 | 0 | 0 | 0 | 0 | 0 | 0 | 0 | 0 | 0 | 0 | 0 | 0 | 0 | 0 | 0 | 0 | 0 | 0 | 0 | 0 | 0 | 0 | 0
F3_Commercial_Grocery_Existing_Space Heating_Natural Gas_Boiler_E8 | F3 | Commercial | Grocery | Existing | Space Heating | Natural Gas | Boiler | E8 | PACT BC Ratio | 0 | 0 | 0 | 0 | 0 | 0 | 0 | 0 | 0 | 0 | 0 | 0 | 0 | 0 | 0 | 0 | 0 | 0 | 0 | 0 | 0 | 0 | 0 | 0 | 0 | 0 | 0 | 0 | 0 | 0 | 0 | 0 | 0
F3_Commercial_Grocery_Existing_Space Heating_Natural Gas_Boiler_E9 | F3 | Commercial | Grocery | Existing | Space Heating | Natural Gas | Boiler | E9 | PACT BC Ratio | 0 | 0 | 0 | 0 | 0 | 0 | 0 | 0 | 0 | 0 | 0 | 0 | 0 | 0 | 0 | 0 | 0 | 0 | 0 | 0 | 0 | 0 | 0 | 0 | 0 | 0 | 0 | 0 | 0 | 0 | 0 | 0 | 0
F3_Commercial_Grocery_Existing_Space Heating_Natural Gas_Boiler_E10 | F3 | Commercial | Grocery | Existing | Space Heating | Natural Gas | Boiler | E10 | PACT BC Ratio | 0 | 0 | 0 | 0 | 0 | 0 | 0 | 0 | 0 | 0 | 0 | 0 | 0 | 0 | 0 | 0 | 0 | 0 | 0 | 0 | 0 | 0 | 0 | 0 | 0 | 0 | 0 | 0 | 0 | 0 | 0 | 0 | 0
F4_Commercial_Grocery_Existing_Space Heating_Natural Gas_Boiler_E1 | F4 | Commercial | Grocery | Existing | Space Heating | Natural Gas | Boiler | E1 | RVT BC Ratio | bar: 2019 to 2051
F4_Commercial_Grocery_Existing_Space Heating_Natural Gas_Boiler_E2 | F4 | Commercial | Grocery | Existing | Space Heating | Natural Gas | Boiler | E2 | RVT BC Ratio | 4.4955 | 4.4991 | 4.5031 | 4.5088 | 4.5166 | 4.5283 | 4.5364 | 4.5427 | 4.5494 | 4.5556 | 4.5598 | 4.5625 | 4.5648 | 4.567 | 4.5699 | 4.571 | 4.573 | 4.5768 | 4.5809 | 4.5855 | 4.5911 | 4.5957 | 4.5993 | 4.6021 | 4.6039 | 4.6044 | 4.6035 | 4.6015 | 4.5999 | 4.5991 | 4.5997 | 4.5999 | 4.5999
F4_Commercial_Grocery_Existing_Space Heating_Natural Gas_Boiler_E3 | F4 | Commercial | Grocery | Existing | Space Heating | Natural Gas | Boiler | E3 | RVT BC Ratio | 4.4589 | 4.4625 | 4.4664 | 4.4721 | 4.4799 | 4.4914 | 4.4995 | 4.5057 | 4.5124 | 4.5185 | 4.5227 | 4.5253 | 4.5276 | 4.5298 | 4.5326 | 4.5337 | 4.5357 | 4.5395 | 4.5435 | 4.5481 | 4.5536 | 4.5582 | 4.5618 | 4.5645 | 4.5663 | 4.5668 | 4.5659 | 4.5639 | 4.5623 | 4.5616 | 4.5621 | 4.5623 | 4.5623
F4_Commercial_Grocery_Existing_Space Heating_Natural Gas_Boiler_E4 | F4 | Commercial | Grocery | Existing | Space Heating | Natural Gas | Boiler | E4 | RVT BC Ratio | 1.4533 | 1.4541 | 1.4551 | 1.4562 | 1.4576 | 1.4592 | 1.4606 | 1.4618 | 1.4629 | 1.4638 | 1.4645 | 1.4649 | 1.4652 | 1.4654 | 1.4656 | 1.4656 | 1.4657 | 1.4659 | 1.4662 | 1.4666 | 1.467 | 1.4674 | 1.4677 | 1.4679 | 1.4681 | 1.4681 | 1.468 | 1.4679 | 1.4678 | 1.4677 | 1.4677 | 1.4678 | 1.4678
F4_Commercial_Grocery_Existing_Space Heating_Natural Gas_Boiler_E5 | F4 | Commercial | Grocery | Existing | Space Heating | Natural Gas | Boiler | E5 | RVT BC Ratio | 0 | 0 | 0 | 0 | 0 | 0 | 0 | 0 | 0 | 0 | 0 | 0 | 0 | 0 | 0 | 0 | 0 | 0 | 0 | 0 | 0 | 0 | 0 | 0 | 0 | 0 | 0 | 0 | 0 | 0 | 0 | 0 | 0
F4_Commercial_Grocery_Existing_Space Heating_Natural Gas_Boiler_E6 | F4 | Commercial | Grocery | Existing | Space Heating | Natural Gas | Boiler | E6 | RVT BC Ratio | 0 | 0 | 0 | 0 | 0 | 0 | 0 | 0 | 0 | 0 | 0 | 0 | 0 | 0 | 0 | 0 | 0 | 0 | 0 | 0 | 0 | 0 | 0 | 0 | 0 | 0 | 0 | 0 | 0 | 0 | 0 | 0 | 0
F4_Commercial_Grocery_Existing_Space Heating_Natural Gas_Boiler_E7 | F4 | Commercial | Grocery | Existing | Space Heating | Natural Gas | Boiler | E7 | RVT BC Ratio | 0 | 0 | 0 | 0 | 0 | 0 | 0 | 0 | 0 | 0 | 0 | 0 | 0 | 0 | 0 | 0 | 0 | 0 | 0 | 0 | 0 | 0 | 0 | 0 | 0 | 0 | 0 | 0 | 0 | 0 | 0 | 0 | 0
F4_Commercial_Grocery_Existing_Space Heating_Natural Gas_Boiler_E8 | F4 | Commercial | Grocery | Existing | Space Heating | Natural Gas | Boiler | E8 | RVT BC Ratio | 0 | 0 | 0 | 0 | 0 | 0 | 0 | 0 | 0 | 0 | 0 | 0 | 0 | 0 | 0 | 0 | 0 | 0 | 0 | 0 | 0 | 0 | 0 | 0 | 0 | 0 | 0 | 0 | 0 | 0 | 0 | 0 | 0
F4_Commercial_Grocery_Existing_Space Heating_Natural Gas_Boiler_E9 | F4 | Commercial | Grocery | Existing | Space Heating | Natural Gas | Boiler | E9 | RVT BC Ratio | 0 | 0 | 0 | 0 | 0 | 0 | 0 | 0 | 0 | 0 | 0 | 0 | 0 | 0 | 0 | 0 | 0 | 0 | 0 | 0 | 0 | 0 | 0 | 0 | 0 | 0 | 0 | 0 | 0 | 0 | 0 | 0 | 0
F4_Commercial_Grocery_Existing_Space Heating_Natural Gas_Boiler_E10 | F4 | Commercial | Grocery | Existing | Space Heating | Natural Gas | Boiler | E10 | RVT BC Ratio | 0 | 0 | 0 | 0 | 0 | 0 | 0 | 0 | 0 | 0 | 0 | 0 | 0 | 0 | 0 | 0 | 0 | 0 | 0 | 0 | 0 | 0 | 0 | 0 | 0 | 0 | 0 | 0 | 0 | 0 | 0 | 0 | 0
F5_Commercial_Grocery_Existing_Space Heating_Natural Gas_Boiler_E1 | F5 | Commercial | Grocery | Existing | Space Heating | Natural Gas | Boiler | E1 | RIM BC Ratio | bar: 2019 to 2051
F5_Commercial_Grocery_Existing_Space Heating_Natural Gas_Boiler_E2 | F5 | Commercial | Grocery | Existing | Space Heating | Natural Gas | Boiler | E2 | RIM BC Ratio | 0.67469 | 0.67482 | 0.67495 | 0.67514 | 0.67541 | 0.6758 | 0.67608 | 0.67629 | 0.67651 | 0.67672 | 0.67686 | 0.67694 | 0.67702 | 0.67709 | 0.67719 | 0.67723 | 0.67729 | 0.67742 | 0.67755 | 0.6777 | 0.67789 | 0.67804 | 0.67816 | 0.67824 | 0.6783 | 0.67832 | 0.67829 | 0.67822 | 0.67817 | 0.67815 | 0.67817 | 0.67817 | 0.67817
F5_Commercial_Grocery_Existing_Space Heating_Natural Gas_Boiler_E3 | F5 | Commercial | Grocery | Existing | Space Heating | Natural Gas | Boiler | E3 | RIM BC Ratio | 0.67344 | 0.67356 | 0.6737 | 0.67389 | 0.67416 | 0.67455 | 0.67483 | 0.67504 | 0.67527 | 0.67547 | 0.67561 | 0.6757 | 0.67578 | 0.67585 | 0.67595 | 0.67599 | 0.67605 | 0.67618 | 0.67631 | 0.67647 | 0.67665 | 0.6768 | 0.67692 | 0.67701 | 0.67707 | 0.67709 | 0.67706 | 0.67699 | 0.67694 | 0.67691 | 0.67693 | 0.67694 | 0.67694
F5_Commercial_Grocery_Existing_Space Heating_Natural Gas_Boiler_E4 | F5 | Commercial | Grocery | Existing | Space Heating | Natural Gas | Boiler | E4 | RIM BC Ratio | 0.38031 | 0.38054 | 0.38079 | 0.38111 | 0.38148 | 0.38194 | 0.38231 | 0.38263 | 0.38293 | 0.38318 | 0.38336 | 0.38348 | 0.38356 | 0.38362 | 0.38367 | 0.38367 | 0.38369 | 0.38375 | 0.38382 | 0.38393 | 0.38405 | 0.38415 | 0.38423 | 0.38429 | 0.38433 | 0.38434 | 0.38432 | 0.38428 | 0.38425 | 0.38423 | 0.38424 | 0.38425 | 0.38425
F5_Commercial_Grocery_Existing_Space Heating_Natural Gas_Boiler_E5 | F5 | Commercial | Grocery | Existing | Space Heating | Natural Gas | Boiler | E5 | RIM BC Ratio | 0 | 0 | 0 | 0 | 0 | 0 | 0 | 0 | 0 | 0 | 0 | 0 | 0 | 0 | 0 | 0 | 0 | 0 | 0 | 0 | 0 | 0 | 0 | 0 | 0 | 0 | 0 | 0 | 0 | 0 | 0 | 0 | 0
F5_Commercial_Grocery_Existing_Space Heating_Natural Gas_Boiler_E6 | F5 | Commercial | Grocery | Existing | Space Heating | Natural Gas | Boiler | E6 | RIM BC Ratio | 0 | 0 | 0 | 0 | 0 | 0 | 0 | 0 | 0 | 0 | 0 | 0 | 0 | 0 | 0 | 0 | 0 | 0 | 0 | 0 | 0 | 0 | 0 | 0 | 0 | 0 | 0 | 0 | 0 | 0 | 0 | 0 | 0
F5_Commercial_Grocery_Existing_Space Heating_Natural Gas_Boiler_E7 | F5 | Commercial | Grocery | Existing | Space Heating | Natural Gas | Boiler | E7 | RIM BC Ratio | 0 | 0 | 0 | 0 | 0 | 0 | 0 | 0 | 0 | 0 | 0 | 0 | 0 | 0 | 0 | 0 | 0 | 0 | 0 | 0 | 0 | 0 | 0 | 0 | 0 | 0 | 0 | 0 | 0 | 0 | 0 | 0 | 0
F5_Commercial_Grocery_Existing_Space Heating_Natural Gas_Boiler_E8 | F5 | Commercial | Grocery | Existing | Space Heating | Natural Gas | Boiler | E8 | RIM BC Ratio | 0 | 0 | 0 | 0 | 0 | 0 | 0 | 0 | 0 | 0 | 0 | 0 | 0 | 0 | 0 | 0 | 0 | 0 | 0 | 0 | 0 | 0 | 0 | 0 | 0 | 0 | 0 | 0 | 0 | 0 | 0 | 0 | 0
F5_Commercial_Grocery_Existing_Space Heating_Natural Gas_Boiler_E9 | F5 | Commercial | Grocery | Existing | Space Heating | Natural Gas | Boiler | E9 | RIM BC Ratio | 0 | 0 | 0 | 0 | 0 | 0 | 0 | 0 | 0 | 0 | 0 | 0 | 0 | 0 | 0 | 0 | 0 | 0 | 0 | 0 | 0 | 0 | 0 | 0 | 0 | 0 | 0 | 0 | 0 | 0 | 0 | 0 | 0
F5_Commercial_Grocery_Existing_Space Heating_Natural Gas_Boiler_E10 | F5 | Commercial | Grocery | Existing | Space Heating | Natural Gas | Boiler | E10 | RIM BC Ratio | 0 | 0 | 0 | 0 | 0 | 0 | 0 | 0 | 0 | 0 | 0 | 0 | 0 | 0 | 0 | 0 | 0 | 0 | 0 | 0 | 0 | 0 | 0 | 0 | 0 | 0 | 0 | 0 | 0 | 0 | 0 | 0 | 0
F0_Commercial_Grocery_Existing_Space Heating_Natural Gas_Unit Heater_E0 | F0 | Commercial | Grocery | Existing | Space Heating | Natural Gas | Unit Heater | E0 | Economic Unit | Infrared Radiant | Infrared Radiant | Infrared Radiant | Infrared Radiant | Infrared Radiant | Infrared Radiant | Infrared Radiant | Infrared Radiant | Infrared Radiant | Infrared Radiant | Infrared Radiant | Infrared Radiant | Infrared Radiant | Infrared Radiant | Infrared Radiant | Infrared Radiant | Infrared Radiant | Infrared Radiant | Infrared Radiant | Infrared Radiant | Infrared Radiant | Infrared Radiant | Infrared Radiant | Infrared Radiant | Infrared Radiant | Infrared Radiant | Infrared Radiant | Infrared Radiant | Infrared Radiant | Infrared Radiant | Infrared Radiant | Infrared Radiant | Infrared Radiant
F1_Commercial_Grocery_Existing_Space Heating_Natural Gas_Unit Heater_E1 | F1 | Commercial | Grocery | Existing | Space Heating | Natural Gas | Unit Heater | E1 | CCE | 0 | 0 | 0 | 0 | 0 | 0 | 0 | 0 | 0 | 0 | 0 | 0 | 0 | 0 | 0 | 0 | 0 | 0 | 0 | 0 | 0 | 0 | 0 | 0 | 0 | 0 | 0 | 0 | 0 | 0 | 0 | 0 | 0
F1_Commercial_Grocery_Existing_Space Heating_Natural Gas_Unit Heater_E2 | F1 | Commercial | Grocery | Existing | Space Heating | Natural Gas | Unit Heater | E2 | CCE | 1.2484 | 1.2484 | 1.255 | 1.2617 | 1.2685 | 1.2754 | 1.2823 | 1.2893 | 1.2964 | 1.3036 | 1.3108 | 1.3181 | 1.3256 | 1.333 | 1.3406 | 1.3483 | 1.356 | 1.3639 | 1.3718 | 1.3798 | 1.3879 | 1.3961 | 1.4045 | 1.4129 | 1.4214 | 1.43 | 1.4387 | 1.4475 | 1.4564 | 1.4655 | 1.4746 | 1.4839 | 1.4839
F1_Commercial_Grocery_Existing_Space Heating_Natural Gas_Unit Heater_E3 | F1 | Commercial | Grocery | Existing | Space Heating | Natural Gas | Unit Heater | E3 | CCE | 0.12436 | 0.12436 | 0.12503 | 0.12569 | 0.12637 | 0.12705 | 0.12775 | 0.12844 | 0.12915 | 0.12986 | 0.13058 | 0.13131 | 0.13205 | 0.1328 | 0.13355 | 0.13432 | 0.13509 | 0.13587 | 0.13666 | 0.13746 | 0.13827 | 0.13908 | 0.13991 | 0.14075 | 0.1416 | 0.14245 | 0.14332 | 0.1442 | 0.14509 | 0.14599 | 0.1469 | 0.14783 | 0.14783
F1_Commercial_Grocery_Existing_Space Heating_Natural Gas_Unit Heater_E4 | F1 | Commercial | Grocery | Existing | Space Heating | Natural Gas | Unit Heater | E4 | CCE | 0 | 0 | 0 | 0 | 0 | 0 | 0 | 0 | 0 | 0 | 0 | 0 | 0 | 0 | 0 | 0 | 0 | 0 | 0 | 0 | 0 | 0 | 0 | 0 | 0 | 0 | 0 | 0 | 0 | 0 | 0 | 0 | 0
F1_Commercial_Grocery_Existing_Space Heating_Natural Gas_Unit Heater_E5 | F1 | Commercial | Grocery | Existing | Space Heating | Natural Gas | Unit Heater | E5 | CCE | 0 | 0 | 0 | 0 | 0 | 0 | 0 | 0 | 0 | 0 | 0 | 0 | 0 | 0 | 0 | 0 | 0 | 0 | 0 | 0 | 0 | 0 | 0 | 0 | 0 | 0 | 0 | 0 | 0 | 0 | 0 | 0 | 0
F1_Commercial_Grocery_Existing_Space Heating_Natural Gas_Unit Heater_E6 | F1 | Commercial | Grocery | Existing | Space Heating | Natural Gas | Unit Heater | E6 | CCE | 0 | 0 | 0 | 0 | 0 | 0 | 0 | 0 | 0 | 0 | 0 | 0 | 0 | 0 | 0 | 0 | 0 | 0 | 0 | 0 | 0 | 0 | 0 | 0 | 0 | 0 | 0 | 0 | 0 | 0 | 0 | 0 | 0
F1_Commercial_Grocery_Existing_Space Heating_Natural Gas_Unit Heater_E7 | F1 | Commercial | Grocery | Existing | Space Heating | Natural Gas | Unit Heater | E7 | CCE | 0 | 0 | 0 | 0 | 0 | 0 | 0 | 0 | 0 | 0 | 0 | 0 | 0 | 0 | 0 | 0 | 0 | 0 | 0 | 0 | 0 | 0 | 0 | 0 | 0 | 0 | 0 | 0 | 0 | 0 | 0 | 0 | 0
F1_Commercial_Grocery_Existing_Space Heating_Natural Gas_Unit Heater_E8 | F1 | Commercial | Grocery | Existing | Space Heating | Natural Gas | Unit Heater | E8 | CCE | 0 | 0 | 0 | 0 | 0 | 0 | 0 | 0 | 0 | 0 | 0 | 0 | 0 | 0 | 0 | 0 | 0 | 0 | 0 | 0 | 0 | 0 | 0 | 0 | 0 | 0 | 0 | 0 | 0 | 0 | 0 | 0 | 0
F1_Commercial_Grocery_Existing_Space Heating_Natural Gas_Unit Heater_E9 | F1 | Commercial | Grocery | Existing | Space Heating | Natural Gas | Unit Heater | E9 | CCE | 0 | 0 | 0 | 0 | 0 | 0 | 0 | 0 | 0 | 0 | 0 | 0 | 0 | 0 | 0 | 0 | 0 | 0 | 0 | 0 | 0 | 0 | 0 | 0 | 0 | 0 | 0 | 0 | 0 | 0 | 0 | 0 | 0
F1_Commercial_Grocery_Existing_Space Heating_Natural Gas_Unit Heater_E10 | F1 | Commercial | Grocery | Existing | Space Heating | Natural Gas | Unit Heater | E10 | CCE | 0 | 0 | 0 | 0 | 0 | 0 | 0 | 0 | 0 | 0 | 0 | 0 | 0 | 0 | 0 | 0 | 0 | 0 | 0 | 0 | 0 | 0 | 0 | 0 | 0 | 0 | 0 | 0 | 0 | 0 | 0 | 0 | 0
F2_Commercial_Grocery_Existing_Space Heating_Natural Gas_Unit Heater_E1 | F2 | Commercial | Grocery | Existing | Space Heating | Natural Gas | Unit Heater | E1 | TRC BC Ratio | bar: 2019 to 2051
F2_Commercial_Grocery_Existing_Space Heating_Natural Gas_Unit Heater_E2 | F2 | Commercial | Grocery | Existing | Space Heating | Natural Gas | Unit Heater | E2 | TRC BC Ratio | 1.4316 | 1.4333 | 1.4351 | 1.4377 | 1.4415 | 1.4475 | 1.451 | 1.4531 | 1.4557 | 1.4579 | 1.4592 | 1.4598 | 1.4607 | 1.4619 | 1.4637 | 1.4647 | 1.4663 | 1.4689 | 1.4715 | 1.4743 | 1.4776 | 1.4804 | 1.4826 | 1.4843 | 1.4854 | 1.4857 | 1.4852 | 1.4839 | 1.483 | 1.4825 | 1.4828 | 1.483 | 1.483
F2_Commercial_Grocery_Existing_Space Heating_Natural Gas_Unit Heater_E3 | F2 | Commercial | Grocery | Existing | Space Heating | Natural Gas | Unit Heater | E3 | TRC BC Ratio | 14.4795 | 14.5162 | 14.5616 | 14.6219 | 14.6976 | 14.8103 | 14.8618 | 14.8723 | 14.8808 | 14.8782 | 14.8554 | 14.8297 | 14.8204 | 14.8293 | 14.8623 | 14.8883 | 14.9269 | 14.9846 | 15.0378 | 15.0922 | 15.1509 | 15.2019 | 15.2426 | 15.2734 | 15.2939 | 15.2998 | 15.2889 | 15.2664 | 15.2487 | 15.2402 | 15.2464 | 15.2488 | 15.2488
F2_Commercial_Grocery_Existing_Space Heating_Natural Gas_Unit Heater_E4 | F2 | Commercial | Grocery | Existing | Space Heating | Natural Gas | Unit Heater | E4 | TRC BC Ratio | 0 | 0 | 0 | 0 | 0 | 0 | 0 | 0 | 0 | 0 | 0 | 0 | 0 | 0 | 0 | 0 | 0 | 0 | 0 | 0 | 0 | 0 | 0 | 0 | 0 | 0 | 0 | 0 | 0 | 0 | 0 | 0 | 0
F2_Commercial_Grocery_Existing_Space Heating_Natural Gas_Unit Heater_E5 | F2 | Commercial | Grocery | Existing | Space Heating | Natural Gas | Unit Heater | E5 | TRC BC Ratio | 0 | 0 | 0 | 0 | 0 | 0 | 0 | 0 | 0 | 0 | 0 | 0 | 0 | 0 | 0 | 0 | 0 | 0 | 0 | 0 | 0 | 0 | 0 | 0 | 0 | 0 | 0 | 0 | 0 | 0 | 0 | 0 | 0
F2_Commercial_Grocery_Existing_Space Heating_Natural Gas_Unit Heater_E6 | F2 | Commercial | Grocery | Existing | Space Heating | Natural Gas | Unit Heater | E6 | TRC BC Ratio | 0 | 0 | 0 | 0 | 0 | 0 | 0 | 0 | 0 | 0 | 0 | 0 | 0 | 0 | 0 | 0 | 0 | 0 | 0 | 0 | 0 | 0 | 0 | 0 | 0 | 0 | 0 | 0 | 0 | 0 | 0 | 0 | 0
F2_Commercial_Grocery_Existing_Space Heating_Natural Gas_Unit Heater_E7 | F2 | Commercial | Grocery | Existing | Space Heating | Natural Gas | Unit Heater | E7 | TRC BC Ratio | 0 | 0 | 0 | 0 | 0 | 0 | 0 | 0 | 0 | 0 | 0 | 0 | 0 | 0 | 0 | 0 | 0 | 0 | 0 | 0 | 0 | 0 | 0 | 0 | 0 | 0 | 0 | 0 | 0 | 0 | 0 | 0 | 0
F2_Commercial_Grocery_Existing_Space Heating_Natural Gas_Unit Heater_E8 | F2 | Commercial | Grocery | Existing | Space Heating | Natural Gas | Unit Heater | E8 | TRC BC Ratio | 0 | 0 | 0 | 0 | 0 | 0 | 0 | 0 | 0 | 0 | 0 | 0 | 0 | 0 | 0 | 0 | 0 | 0 | 0 | 0 | 0 | 0 | 0 | 0 | 0 | 0 | 0 | 0 | 0 | 0 | 0 | 0 | 0
F2_Commercial_Grocery_Existing_Space Heating_Natural Gas_Unit Heater_E9 | F2 | Commercial | Grocery | Existing | Space Heating | Natural Gas | Unit Heater | E9 | TRC BC Ratio | 0 | 0 | 0 | 0 | 0 | 0 | 0 | 0 | 0 | 0 | 0 | 0 | 0 | 0 | 0 | 0 | 0 | 0 | 0 | 0 | 0 | 0 | 0 | 0 | 0 | 0 | 0 | 0 | 0 | 0 | 0 | 0 | 0
F2_Commercial_Grocery_Existing_Space Heating_Natural Gas_Unit Heater_E10 | F2 | Commercial | Grocery | Existing | Space Heating | Natural Gas | Unit Heater | E10 | TRC BC Ratio | 0 | 0 | 0 | 0 | 0 | 0 | 0 | 0 | 0 | 0 | 0 | 0 | 0 | 0 | 0 | 0 | 0 | 0 | 0 | 0 | 0 | 0 | 0 | 0 | 0 | 0 | 0 | 0 | 0 | 0 | 0 | 0 | 0
F3_Commercial_Grocery_Existing_Space Heating_Natural Gas_Unit Heater_E1 | F3 | Commercial | Grocery | Existing | Space Heating | Natural Gas | Unit Heater | E1 | PACT BC Ratio | bar: 2019 to 2051
F3_Commercial_Grocery_Existing_Space Heating_Natural Gas_Unit Heater_E2 | F3 | Commercial | Grocery | Existing | Space Heating | Natural Gas | Unit Heater | E2 | PACT BC Ratio | 1.9089 | 1.911 | 1.9134 | 1.917 | 1.922 | 1.93 | 1.9346 | 1.9375 | 1.9409 | 1.9439 | 1.9456 | 1.9464 | 1.9476 | 1.9492 | 1.9516 | 1.953 | 1.9551 | 1.9585 | 1.9619 | 1.9658 | 1.9702 | 1.9739 | 1.9769 | 1.9791 | 1.9806 | 1.981 | 1.9802 | 1.9786 | 1.9773 | 1.9767 | 1.9771 | 1.9773 | 1.9773
F3_Commercial_Grocery_Existing_Space Heating_Natural Gas_Unit Heater_E3 | F3 | Commercial | Grocery | Existing | Space Heating | Natural Gas | Unit Heater | E3 | PACT BC Ratio | 19.306 | 19.355 | 19.4154 | 19.4958 | 19.5967 | 19.747 | 19.8157 | 19.8297 | 19.8411 | 19.8377 | 19.8073 | 19.773 | 19.7606 | 19.7724 | 19.8164 | 19.851 | 19.9026 | 19.9794 | 20.0504 | 20.1229 | 20.2012 | 20.2691 | 20.3234 | 20.3645 | 20.3919 | 20.3998 | 20.3852 | 20.3553 | 20.3317 | 20.3202 | 20.3286 | 20.3318 | 20.3318
F3_Commercial_Grocery_Existing_Space Heating_Natural Gas_Unit Heater_E4 | F3 | Commercial | Grocery | Existing | Space Heating | Natural Gas | Unit Heater | E4 | PACT BC Ratio | 0 | 0 | 0 | 0 | 0 | 0 | 0 | 0 | 0 | 0 | 0 | 0 | 0 | 0 | 0 | 0 | 0 | 0 | 0 | 0 | 0 | 0 | 0 | 0 | 0 | 0 | 0 | 0 | 0 | 0 | 0 | 0 | 0
F3_Commercial_Grocery_Existing_Space Heating_Natural Gas_Unit Heater_E5 | F3 | Commercial | Grocery | Existing | Space Heating | Natural Gas | Unit Heater | E5 | PACT BC Ratio | 0 | 0 | 0 | 0 | 0 | 0 | 0 | 0 | 0 | 0 | 0 | 0 | 0 | 0 | 0 | 0 | 0 | 0 | 0 | 0 | 0 | 0 | 0 | 0 | 0 | 0 | 0 | 0 | 0 | 0 | 0 | 0 | 0
F3_Commercial_Grocery_Existing_Space Heating_Natural Gas_Unit Heater_E6 | F3 | Commercial | Grocery | Existing | Space Heating | Natural Gas | Unit Heater | E6 | PACT BC Ratio | 0 | 0 | 0 | 0 | 0 | 0 | 0 | 0 | 0 | 0 | 0 | 0 | 0 | 0 | 0 | 0 | 0 | 0 | 0 | 0 | 0 | 0 | 0 | 0 | 0 | 0 | 0 | 0 | 0 | 0 | 0 | 0 | 0
F3_Commercial_Grocery_Existing_Space Heating_Natural Gas_Unit Heater_E7 | F3 | Commercial | Grocery | Existing | Space Heating | Natural Gas | Unit Heater | E7 | PACT BC Ratio | 0 | 0 | 0 | 0 | 0 | 0 | 0 | 0 | 0 | 0 | 0 | 0 | 0 | 0 | 0 | 0 | 0 | 0 | 0 | 0 | 0 | 0 | 0 | 0 | 0 | 0 | 0 | 0 | 0 | 0 | 0 | 0 | 0
F3_Commercial_Grocery_Existing_Space Heating_Natural Gas_Unit Heater_E8 | F3 | Commercial | Grocery | Existing | Space Heating | Natural Gas | Unit Heater | E8 | PACT BC Ratio | 0 | 0 | 0 | 0 | 0 | 0 | 0 | 0 | 0 | 0 | 0 | 0 | 0 | 0 | 0 | 0 | 0 | 0 | 0 | 0 | 0 | 0 | 0 | 0 | 0 | 0 | 0 | 0 | 0 | 0 | 0 | 0 | 0
F3_Commercial_Grocery_Existing_Space Heating_Natural Gas_Unit Heater_E9 | F3 | Commercial | Grocery | Existing | Space Heating | Natural Gas | Unit Heater | E9 | PACT BC Ratio | 0 | 0 | 0 | 0 | 0 | 0 | 0 | 0 | 0 | 0 | 0 | 0 | 0 | 0 | 0 | 0 | 0 | 0 | 0 | 0 | 0 | 0 | 0 | 0 | 0 | 0 | 0 | 0 | 0 | 0 | 0 | 0 | 0
F3_Commercial_Grocery_Existing_Space Heating_Natural Gas_Unit Heater_E10 | F3 | Commercial | Grocery | Existing | Space Heating | Natural Gas | Unit Heater | E10 | PACT BC Ratio | 0 | 0 | 0 | 0 | 0 | 0 | 0 | 0 | 0 | 0 | 0 | 0 | 0 | 0 | 0 | 0 | 0 | 0 | 0 | 0 | 0 | 0 | 0 | 0 | 0 | 0 | 0 | 0 | 0 | 0 | 0 | 0 | 0
F4_Commercial_Grocery_Existing_Space Heating_Natural Gas_Unit Heater_E1 | F4 | Commercial | Grocery | Existing | Space Heating | Natural Gas | Unit Heater | E1 | RVT BC Ratio | bar: 2019 to 2051
F4_Commercial_Grocery_Existing_Space Heating_Natural Gas_Unit Heater_E2 | F4 | Commercial | Grocery | Existing | Space Heating | Natural Gas | Unit Heater | E2 | RVT BC Ratio | 2.7582 | 2.7606 | 2.7631 | 2.767 | 2.7724 | 2.781 | 2.786 | 2.7891 | 2.7928 | 2.796 | 2.7979 | 2.7988 | 2.8 | 2.8017 | 2.8044 | 2.8058 | 2.8081 | 2.8118 | 2.8155 | 2.8196 | 2.8244 | 2.8284 | 2.8316 | 2.834 | 2.8356 | 2.836 | 2.8352 | 2.8334 | 2.832 | 2.8314 | 2.8319 | 2.832 | 2.832
F4_Commercial_Grocery_Existing_Space Heating_Natural Gas_Unit Heater_E3 | F4 | Commercial | Grocery | Existing | Space Heating | Natural Gas | Unit Heater | E3 | RVT BC Ratio | 21.5169 | 21.5696 | 21.6348 | 21.7215 | 21.8304 | 21.9924 | 22.0664 | 22.0815 | 22.0938 | 22.0901 | 22.0573 | 22.0204 | 22.007 | 22.0198 | 22.0672 | 22.1045 | 22.1601 | 22.243 | 22.3196 | 22.3977 | 22.4821 | 22.5554 | 22.6139 | 22.6582 | 22.6877 | 22.6962 | 22.6806 | 22.6482 | 22.6228 | 22.6104 | 22.6194 | 22.6229 | 22.6229
F4_Commercial_Grocery_Existing_Space Heating_Natural Gas_Unit Heater_E4 | F4 | Commercial | Grocery | Existing | Space Heating | Natural Gas | Unit Heater | E4 | RVT BC Ratio | 0 | 0 | 0 | 0 | 0 | 0 | 0 | 0 | 0 | 0 | 0 | 0 | 0 | 0 | 0 | 0 | 0 | 0 | 0 | 0 | 0 | 0 | 0 | 0 | 0 | 0 | 0 | 0 | 0 | 0 | 0 | 0 | 0
F4_Commercial_Grocery_Existing_Space Heating_Natural Gas_Unit Heater_E5 | F4 | Commercial | Grocery | Existing | Space Heating | Natural Gas | Unit Heater | E5 | RVT BC Ratio | 0 | 0 | 0 | 0 | 0 | 0 | 0 | 0 | 0 | 0 | 0 | 0 | 0 | 0 | 0 | 0 | 0 | 0 | 0 | 0 | 0 | 0 | 0 | 0 | 0 | 0 | 0 | 0 | 0 | 0 | 0 | 0 | 0
F4_Commercial_Grocery_Existing_Space Heating_Natural Gas_Unit Heater_E6 | F4 | Commercial | Grocery | Existing | Space Heating | Natural Gas | Unit Heater | E6 | RVT BC Ratio | 0 | 0 | 0 | 0 | 0 | 0 | 0 | 0 | 0 | 0 | 0 | 0 | 0 | 0 | 0 | 0 | 0 | 0 | 0 | 0 | 0 | 0 | 0 | 0 | 0 | 0 | 0 | 0 | 0 | 0 | 0 | 0 | 0
F4_Commercial_Grocery_Existing_Space Heating_Natural Gas_Unit Heater_E7 | F4 | Commercial | Grocery | Existing | Space Heating | Natural Gas | Unit Heater | E7 | RVT BC Ratio | 0 | 0 | 0 | 0 | 0 | 0 | 0 | 0 | 0 | 0 | 0 | 0 | 0 | 0 | 0 | 0 | 0 | 0 | 0 | 0 | 0 | 0 | 0 | 0 | 0 | 0 | 0 | 0 | 0 | 0 | 0 | 0 | 0
F4_Commercial_Grocery_Existing_Space Heating_Natural Gas_Unit Heater_E8 | F4 | Commercial | Grocery | Existing | Space Heating | Natural Gas | Unit Heater | E8 | RVT BC Ratio | 0 | 0 | 0 | 0 | 0 | 0 | 0 | 0 | 0 | 0 | 0 | 0 | 0 | 0 | 0 | 0 | 0 | 0 | 0 | 0 | 0 | 0 | 0 | 0 | 0 | 0 | 0 | 0 | 0 | 0 | 0 | 0 | 0
F4_Commercial_Grocery_Existing_Space Heating_Natural Gas_Unit Heater_E9 | F4 | Commercial | Grocery | Existing | Space Heating | Natural Gas | Unit Heater | E9 | RVT BC Ratio | 0 | 0 | 0 | 0 | 0 | 0 | 0 | 0 | 0 | 0 | 0 | 0 | 0 | 0 | 0 | 0 | 0 | 0 | 0 | 0 | 0 | 0 | 0 | 0 | 0 | 0 | 0 | 0 | 0 | 0 | 0 | 0 | 0
F4_Commercial_Grocery_Existing_Space Heating_Natural Gas_Unit Heater_E10 | F4 | Commercial | Grocery | Existing | Space Heating | Natural Gas | Unit Heater | E10 | RVT BC Ratio | 0 | 0 | 0 | 0 | 0 | 0 | 0 | 0 | 0 | 0 | 0 | 0 | 0 | 0 | 0 | 0 | 0 | 0 | 0 | 0 | 0 | 0 | 0 | 0 | 0 | 0 | 0 | 0 | 0 | 0 | 0 | 0 | 0
F5_Commercial_Grocery_Existing_Space Heating_Natural Gas_Unit Heater_E1 | F5 | Commercial | Grocery | Existing | Space Heating | Natural Gas | Unit Heater | E1 | RIM BC Ratio | bar: 2019 to 2051
F5_Commercial_Grocery_Existing_Space Heating_Natural Gas_Unit Heater_E2 | F5 | Commercial | Grocery | Existing | Space Heating | Natural Gas | Unit Heater | E2 | RIM BC Ratio | 0.58074 | 0.58094 | 0.58116 | 0.58149 | 0.58195 | 0.58268 | 0.58311 | 0.58337 | 0.58367 | 0.58394 | 0.5841 | 0.58417 | 0.58428 | 0.58442 | 0.58464 | 0.58476 | 0.58495 | 0.58526 | 0.58556 | 0.5859 | 0.58629 | 0.58662 | 0.58688 | 0.58708 | 0.58721 | 0.58725 | 0.58718 | 0.58703 | 0.58692 | 0.58687 | 0.58691 | 0.58692 | 0.58692
F5_Commercial_Grocery_Existing_Space Heating_Natural Gas_Unit Heater_E3 | F5 | Commercial | Grocery | Existing | Space Heating | Natural Gas | Unit Heater | E3 | RIM BC Ratio | 0.80009 | 0.80017 | 0.80027 | 0.80041 | 0.80058 | 0.80083 | 0.80094 | 0.80096 | 0.80098 | 0.80098 | 0.80093 | 0.80087 | 0.80085 | 0.80087 | 0.80094 | 0.801 | 0.80108 | 0.80121 | 0.80132 | 0.80144 | 0.80156 | 0.80167 | 0.80175 | 0.80182 | 0.80186 | 0.80187 | 0.80185 | 0.8018 | 0.80176 | 0.80175 | 0.80176 | 0.80176 | 0.80176
F5_Commercial_Grocery_Existing_Space Heating_Natural Gas_Unit Heater_E4 | F5 | Commercial | Grocery | Existing | Space Heating | Natural Gas | Unit Heater | E4 | RIM BC Ratio | 0 | 0 | 0 | 0 | 0 | 0 | 0 | 0 | 0 | 0 | 0 | 0 | 0 | 0 | 0 | 0 | 0 | 0 | 0 | 0 | 0 | 0 | 0 | 0 | 0 | 0 | 0 | 0 | 0 | 0 | 0 | 0 | 0
F5_Commercial_Grocery_Existing_Space Heating_Natural Gas_Unit Heater_E5 | F5 | Commercial | Grocery | Existing | Space Heating | Natural Gas | Unit Heater | E5 | RIM BC Ratio | 0 | 0 | 0 | 0 | 0 | 0 | 0 | 0 | 0 | 0 | 0 | 0 | 0 | 0 | 0 | 0 | 0 | 0 | 0 | 0 | 0 | 0 | 0 | 0 | 0 | 0 | 0 | 0 | 0 | 0 | 0 | 0 | 0
F5_Commercial_Grocery_Existing_Space Heating_Natural Gas_Unit Heater_E6 | F5 | Commercial | Grocery | Existing | Space Heating | Natural Gas | Unit Heater | E6 | RIM BC Ratio | 0 | 0 | 0 | 0 | 0 | 0 | 0 | 0 | 0 | 0 | 0 | 0 | 0 | 0 | 0 | 0 | 0 | 0 | 0 | 0 | 0 | 0 | 0 | 0 | 0 | 0 | 0 | 0 | 0 | 0 | 0 | 0 | 0
F5_Commercial_Grocery_Existing_Space Heating_Natural Gas_Unit Heater_E7 | F5 | Commercial | Grocery | Existing | Space Heating | Natural Gas | Unit Heater | E7 | RIM BC Ratio | 0 | 0 | 0 | 0 | 0 | 0 | 0 | 0 | 0 | 0 | 0 | 0 | 0 | 0 | 0 | 0 | 0 | 0 | 0 | 0 | 0 | 0 | 0 | 0 | 0 | 0 | 0 | 0 | 0 | 0 | 0 | 0 | 0
F5_Commercial_Grocery_Existing_Space Heating_Natural Gas_Unit Heater_E8 | F5 | Commercial | Grocery | Existing | Space Heating | Natural Gas | Unit Heater | E8 | RIM BC Ratio | 0 | 0 | 0 | 0 | 0 | 0 | 0 | 0 | 0 | 0 | 0 | 0 | 0 | 0 | 0 | 0 | 0 | 0 | 0 | 0 | 0 | 0 | 0 | 0 | 0 | 0 | 0 | 0 | 0 | 0 | 0 | 0 | 0
F5_Commercial_Grocery_Existing_Space Heating_Natural Gas_Unit Heater_E9 | F5 | Commercial | Grocery | Existing | Space Heating | Natural Gas | Unit Heater | E9 | RIM BC Ratio | 0 | 0 | 0 | 0 | 0 | 0 | 0 | 0 | 0 | 0 | 0 | 0 | 0 | 0 | 0 | 0 | 0 | 0 | 0 | 0 | 0 | 0 | 0 | 0 | 0 | 0 | 0 | 0 | 0 | 0 | 0 | 0 | 0
F5_Commercial_Grocery_Existing_Space Heating_Natural Gas_Unit Heater_E10 | F5 | Commercial | Grocery | Existing | Space Heating | Natural Gas | Unit Heater | E10 | RIM BC Ratio | 0 | 0 | 0 | 0 | 0 | 0 | 0 | 0 | 0 | 0 | 0 | 0 | 0 | 0 | 0 | 0 | 0 | 0 | 0 | 0 | 0 | 0 | 0 | 0 | 0 | 0 | 0 | 0 | 0 | 0 | 0 | 0 | 0
F0_Commercial_Grocery_Existing_Water Heating_Natural Gas_Water Heater_E0 | F0 | Commercial | Grocery | Existing | Water Heating | Natural Gas | Water Heater | E0 | Economic Unit | Gas-Fired Absorption HPWH | Gas-Fired Absorption HPWH | Gas-Fired Absorption HPWH | Gas-Fired Absorption HPWH | Gas-Fired Absorption HPWH | Gas-Fired Absorption HPWH | Gas-Fired Absorption HPWH | Gas-Fired Absorption HPWH | Gas-Fired Absorption HPWH | Gas-Fired Absorption HPWH | Gas-Fired Absorption HPWH | Gas-Fired Absorption HPWH | Gas-Fired Absorption HPWH | Gas-Fired Absorption HPWH | Gas-Fired Absorption HPWH | Gas-Fired Absorption HPWH | Gas-Fired Absorption HPWH | Gas-Fired Absorption HPWH | Gas-Fired Absorption HPWH | Gas-Fired Absorption HPWH | Gas-Fired Absorption HPWH | Gas-Fired Absorption HPWH | Gas-Fired Absorption HPWH | Gas-Fired Absorption HPWH | Gas-Fired Absorption HPWH | Gas-Fired Absorption HPWH | Gas-Fired Absorption HPWH | Gas-Fired Absorption HPWH | Gas-Fired Absorption HPWH | Gas-Fired Absorption HPWH | Gas-Fired Absorption HPWH | Gas-Fired Absorption HPWH | Gas-Fired Absorption HPWH
F1_Commercial_Grocery_Existing_Water Heating_Natural Gas_Water Heater_E1 | F1 | Commercial | Grocery | Existing | Water Heating | Natural Gas | Water Heater | E1 | CCE | 0 | 0 | 0 | 0 | 0 | 0 | 0 | 0 | 0 | 0 | 0 | 0 | 0 | 0 | 0 | 0 | 0 | 0 | 0 | 0 | 0 | 0 | 0 | 0 | 0 | 0 | 0 | 0 | 0 | 0 | 0 | 0 | 0
F1_Commercial_Grocery_Existing_Water Heating_Natural Gas_Water Heater_E2 | F1 | Commercial | Grocery | Existing | Water Heating | Natural Gas | Water Heater | E2 | CCE | -0.0031842 | -0.0031842 | -0.0031842 | -0.0031842 | -0.0031842 | -0.0031842 | -0.0031842 | -0.0031842 | -0.0031842 | -0.0031842 | -0.0031842 | -0.0031842 | -0.0031842 | -0.0031842 | -0.0031842 | -0.0031842 | -0.0031842 | -0.0031842 | -0.0031842 | -0.0031842 | -0.0031842 | -0.0031842 | -0.0031842 | -0.0031842 | -0.0031842 | -0.0031842 | -0.0031842 | -0.0031842 | -0.0031842 | -0.0031842 | -0.0031842 | -0.0031842 | -0.0031842
F1_Commercial_Grocery_Existing_Water Heating_Natural Gas_Water Heater_E3 | F1 | Commercial | Grocery | Existing | Water Heating | Natural Gas | Water Heater | E3 | CCE | 0.027751 | 0.027751 | 0.027751 | 0.027751 | 0.027751 | 0.027751 | 0.027751 | 0.027751 | 0.027751 | 0.027751 | 0.027751 | 0.027751 | 0.027751 | 0.027751 | 0.027751 | 0.027751 | 0.027751 | 0.027751 | 0.027751 | 0.027751 | 0.027751 | 0.027751 | 0.027751 | 0.027751 | 0.027751 | 0.027751 | 0.027751 | 0.027751 | 0.027751 | 0.027751 | 0.027751 | 0.027751 | 0.027751
F1_Commercial_Grocery_Existing_Water Heating_Natural Gas_Water Heater_E4 | F1 | Commercial | Grocery | Existing | Water Heating | Natural Gas | Water Heater | E4 | CCE | 0.034141 | 0.034141 | 0.034141 | 0.034141 | 0.034141 | 0.034141 | 0.034141 | 0.034141 | 0.034141 | 0.034141 | 0.034141 | 0.034141 | 0.034141 | 0.034141 | 0.034141 | 0.034141 | 0.034141 | 0.034141 | 0.034141 | 0.034141 | 0.034141 | 0.034141 | 0.034141 | 0.034141 | 0.034141 | 0.034141 | 0.034141 | 0.034141 | 0.034141 | 0.034141 | 0.034141 | 0.034141 | 0.034141
F1_Commercial_Grocery_Existing_Water Heating_Natural Gas_Water Heater_E5 | F1 | Commercial | Grocery | Existing | Water Heating | Natural Gas | Water Heater | E5 | CCE | 0.050865 | 0.050865 | 0.050865 | 0.050865 | 0.050865 | 0.050865 | 0.050865 | 0.050865 | 0.050865 | 0.050865 | 0.050865 | 0.050865 | 0.050865 | 0.050865 | 0.050865 | 0.050865 | 0.050865 | 0.050865 | 0.050865 | 0.050865 | 0.050865 | 0.050865 | 0.050865 | 0.050865 | 0.050865 | 0.050865 | 0.050865 | 0.050865 | 0.050865 | 0.050865 | 0.050865 | 0.050865 | 0.050865
F1_Commercial_Grocery_Existing_Water Heating_Natural Gas_Water Heater_E6 | F1 | Commercial | Grocery | Existing | Water Heating | Natural Gas | Water Heater | E6 | CCE | -0.091452 | -0.091452 | -0.091452 | -0.091452 | -0.091452 | -0.091452 | -0.091452 | -0.091452 | -0.091452 | -0.091452 | -0.091452 | -0.091452 | -0.091452 | -0.091452 | -0.091452 | -0.091452 | -0.091452 | -0.091452 | -0.091452 | -0.091452 | -0.091452 | -0.091452 | -0.091452 | -0.091452 | -0.091452 | -0.091452 | -0.091452 | -0.091452 | -0.091452 | -0.091452 | -0.091452 | -0.091452 | -0.091452
F1_Commercial_Grocery_Existing_Water Heating_Natural Gas_Water Heater_E7 | F1 | Commercial | Grocery | Existing | Water Heating | Natural Gas | Water Heater | E7 | CCE | 0.078845 | 0.078845 | 0.078845 | 0.078845 | 0.078845 | 0.078845 | 0.078845 | 0.078845 | 0.078845 | 0.078845 | 0.078845 | 0.078845 | 0.078845 | 0.078845 | 0.078845 | 0.078845 | 0.078845 | 0.078845 | 0.078845 | 0.078845 | 0.078845 | 0.078845 | 0.078845 | 0.078845 | 0.078845 | 0.078845 | 0.078845 | 0.078845 | 0.078845 | 0.078845 | 0.078845 | 0.078845 | 0.078845
F1_Commercial_Grocery_Existing_Water Heating_Natural Gas_Water Heater_E8 | F1 | Commercial | Grocery | Existing | Water Heating | Natural Gas | Water Heater | E8 | CCE | 0 | 0 | 0 | 0 | 0 | 0 | 0 | 0 | 0 | 0 | 0 | 0 | 0 | 0 | 0 | 0 | 0 | 0 | 0 | 0 | 0 | 0 | 0 | 0 | 0 | 0 | 0 | 0 | 0 | 0 | 0 | 0 | 0
F1_Commercial_Grocery_Existing_Water Heating_Natural Gas_Water Heater_E9 | F1 | Commercial | Grocery | Existing | Water Heating | Natural Gas | Water Heater | E9 | CCE | 0 | 0 | 0 | 0 | 0 | 0 | 0 | 0 | 0 | 0 | 0 | 0 | 0 | 0 | 0 | 0 | 0 | 0 | 0 | 0 | 0 | 0 | 0 | 0 | 0 | 0 | 0 | 0 | 0 | 0 | 0 | 0 | 0
F1_Commercial_Grocery_Existing_Water Heating_Natural Gas_Water Heater_E10 | F1 | Commercial | Grocery | Existing | Water Heating | Natural Gas | Water Heater | E10 | CCE | 0 | 0 | 0 | 0 | 0 | 0 | 0 | 0 | 0 | 0 | 0 | 0 | 0 | 0 | 0 | 0 | 0 | 0 | 0 | 0 | 0 | 0 | 0 | 0 | 0 | 0 | 0 | 0 | 0 | 0 | 0 | 0 | 0
F2_Commercial_Grocery_Existing_Water Heating_Natural Gas_Water Heater_E1 | F2 | Commercial | Grocery | Existing | Water Heating | Natural Gas | Water Heater | E1 | TRC BC Ratio | bar: 2019 to 2051
F2_Commercial_Grocery_Existing_Water Heating_Natural Gas_Water Heater_E2 | F2 | Commercial | Grocery | Existing | Water Heating | Natural Gas | Water Heater | E2 | TRC BC Ratio | bar: 2019 to 2051
F2_Commercial_Grocery_Existing_Water Heating_Natural Gas_Water Heater_E3 | F2 | Commercial | Grocery | Existing | Water Heating | Natural Gas | Water Heater | E3 | TRC BC Ratio | 38.7132 | 39.0669 | 39.4879 | 39.9764 | 40.5463 | 41.221 | 41.7663 | 42.2796 | 42.7865 | 43.2959 | 43.7612 | 44.1697 | 44.5805 | 45.0144 | 45.515 | 46.0119 | 46.5596 | 47.1637 | 47.8038 | 48.4641 | 49.1389 | 49.7721 | 50.3525 | 50.8813 | 51.3484 | 51.746 | 52.0255 | 52.2312 | 52.4084 | 52.5593 | 52.709 | 52.7766 | 52.7766
F2_Commercial_Grocery_Existing_Water Heating_Natural Gas_Water Heater_E4 | F2 | Commercial | Grocery | Existing | Water Heating | Natural Gas | Water Heater | E4 | TRC BC Ratio | 31.4667 | 31.7542 | 32.0964 | 32.4935 | 32.9567 | 33.5051 | 33.9483 | 34.3655 | 34.7776 | 35.1916 | 35.5698 | 35.9019 | 36.2358 | 36.5884 | 36.9953 | 37.3992 | 37.8444 | 38.3355 | 38.8557 | 39.3924 | 39.9409 | 40.4556 | 40.9273 | 41.3571 | 41.7368 | 42.06 | 42.2872 | 42.4543 | 42.5984 | 42.721 | 42.8427 | 42.8977 | 42.8977
F2_Commercial_Grocery_Existing_Water Heating_Natural Gas_Water Heater_E5 | F2 | Commercial | Grocery | Existing | Water Heating | Natural Gas | Water Heater | E5 | TRC BC Ratio | 21.1207 | 21.3137 | 21.5434 | 21.8099 | 22.1208 | 22.4889 | 22.7864 | 23.0665 | 23.343 | 23.621 | 23.8748 | 24.0977 | 24.3218 | 24.5585 | 24.8316 | 25.1027 | 25.4015 | 25.7311 | 26.0803 | 26.4405 | 26.8087 | 27.1541 | 27.4708 | 27.7593 | 28.0141 | 28.2311 | 28.3835 | 28.4958 | 28.5924 | 28.6747 | 28.7564 | 28.7933 | 28.7933
F2_Commercial_Grocery_Existing_Water Heating_Natural Gas_Water Heater_E6 | F2 | Commercial | Grocery | Existing | Water Heating | Natural Gas | Water Heater | E6 | TRC BC Ratio | bar: 2019 to 2051
F2_Commercial_Grocery_Existing_Water Heating_Natural Gas_Water Heater_E7 | F2 | Commercial | Grocery | Existing | Water Heating | Natural Gas | Water Heater | E7 | TRC BC Ratio | 12.9668 | 13.0574 | 13.2009 | 13.3985 | 13.6481 | 13.9521 | 14.1794 | 14.381 | 14.5591 | 14.7204 | 14.8412 | 14.918 | 14.9923 | 15.0855 | 15.2315 | 15.3916 | 15.5921 | 15.8398 | 16.1219 | 16.4258 | 16.7488 | 17.057 | 17.3482 | 17.6291 | 17.8844 | 18.1019 | 18.2547 | 18.3671 | 18.464 | 18.5465 | 18.6284 | 18.6653 | 18.6653
F2_Commercial_Grocery_Existing_Water Heating_Natural Gas_Water Heater_E8 | F2 | Commercial | Grocery | Existing | Water Heating | Natural Gas | Water Heater | E8 | TRC BC Ratio | 0 | 0 | 0 | 0 | 0 | 0 | 0 | 0 | 0 | 0 | 0 | 0 | 0 | 0 | 0 | 0 | 0 | 0 | 0 | 0 | 0 | 0 | 0 | 0 | 0 | 0 | 0 | 0 | 0 | 0 | 0 | 0 | 0
F2_Commercial_Grocery_Existing_Water Heating_Natural Gas_Water Heater_E9 | F2 | Commercial | Grocery | Existing | Water Heating | Natural Gas | Water Heater | E9 | TRC BC Ratio | 0 | 0 | 0 | 0 | 0 | 0 | 0 | 0 | 0 | 0 | 0 | 0 | 0 | 0 | 0 | 0 | 0 | 0 | 0 | 0 | 0 | 0 | 0 | 0 | 0 | 0 | 0 | 0 | 0 | 0 | 0 | 0 | 0
F2_Commercial_Grocery_Existing_Water Heating_Natural Gas_Water Heater_E10 | F2 | Commercial | Grocery | Existing | Water Heating | Natural Gas | Water Heater | E10 | TRC BC Ratio | 0 | 0 | 0 | 0 | 0 | 0 | 0 | 0 | 0 | 0 | 0 | 0 | 0 | 0 | 0 | 0 | 0 | 0 | 0 | 0 | 0 | 0 | 0 | 0 | 0 | 0 | 0 | 0 | 0 | 0 | 0 | 0 | 0
F3_Commercial_Grocery_Existing_Water Heating_Natural Gas_Water Heater_E1 | F3 | Commercial | Grocery | Existing | Water Heating | Natural Gas | Water Heater | E1 | PACT BC Ratio | bar: 2019 to 2051
F3_Commercial_Grocery_Existing_Water Heating_Natural Gas_Water Heater_E2 | F3 | Commercial | Grocery | Existing | Water Heating | Natural Gas | Water Heater | E2 | PACT BC Ratio | bar: 2019 to 2051
F3_Commercial_Grocery_Existing_Water Heating_Natural Gas_Water Heater_E3 | F3 | Commercial | Grocery | Existing | Water Heating | Natural Gas | Water Heater | E3 | PACT BC Ratio | 51.6176 | 52.0893 | 52.6505 | 53.3019 | 54.0617 | 54.9613 | 55.6884 | 56.3728 | 57.0487 | 57.7279 | 58.3482 | 58.893 | 59.4407 | 60.0192 | 60.6867 | 61.3492 | 62.0795 | 62.885 | 63.7385 | 64.6187 | 65.5185 | 66.3628 | 67.1366 | 67.8417 | 68.4645 | 68.9947 | 69.3673 | 69.6416 | 69.8779 | 70.079 | 70.2787 | 70.3688 | 70.3688
F3_Commercial_Grocery_Existing_Water Heating_Natural Gas_Water Heater_E4 | F3 | Commercial | Grocery | Existing | Water Heating | Natural Gas | Water Heater | E4 | PACT BC Ratio | 41.9556 | 42.339 | 42.7952 | 43.3246 | 43.9423 | 44.6735 | 45.2645 | 45.8207 | 46.3701 | 46.9222 | 47.4264 | 47.8692 | 48.3144 | 48.7845 | 49.3271 | 49.8656 | 50.4592 | 51.1139 | 51.8076 | 52.5232 | 53.2545 | 53.9407 | 54.5697 | 55.1428 | 55.6491 | 56.08 | 56.3829 | 56.6058 | 56.7978 | 56.9614 | 57.1236 | 57.1969 | 57.1969
F3_Commercial_Grocery_Existing_Water Heating_Natural Gas_Water Heater_E5 | F3 | Commercial | Grocery | Existing | Water Heating | Natural Gas | Water Heater | E5 | PACT BC Ratio | 28.161 | 28.4183 | 28.7245 | 29.0799 | 29.4945 | 29.9852 | 30.3819 | 30.7553 | 31.124 | 31.4946 | 31.833 | 32.1302 | 32.4291 | 32.7446 | 33.1088 | 33.4702 | 33.8687 | 34.3082 | 34.7738 | 35.254 | 35.7449 | 36.2055 | 36.6277 | 37.0124 | 37.3522 | 37.6414 | 37.8447 | 37.9943 | 38.1232 | 38.233 | 38.3419 | 38.3911 | 38.3911
F3_Commercial_Grocery_Existing_Water Heating_Natural Gas_Water Heater_E6 | F3 | Commercial | Grocery | Existing | Water Heating | Natural Gas | Water Heater | E6 | PACT BC Ratio | bar: 2019 to 2051
F3_Commercial_Grocery_Existing_Water Heating_Natural Gas_Water Heater_E7 | F3 | Commercial | Grocery | Existing | Water Heating | Natural Gas | Water Heater | E7 | PACT BC Ratio | 17.289 | 17.4098 | 17.6012 | 17.8646 | 18.1975 | 18.6028 | 18.9058 | 19.1746 | 19.4122 | 19.6272 | 19.7883 | 19.8907 | 19.9898 | 20.114 | 20.3086 | 20.5222 | 20.7894 | 21.1197 | 21.4958 | 21.9011 | 22.3317 | 22.7426 | 23.1309 | 23.5054 | 23.8459 | 24.1358 | 24.3395 | 24.4895 | 24.6187 | 24.7287 | 24.8378 | 24.8871 | 24.8871
F3_Commercial_Grocery_Existing_Water Heating_Natural Gas_Water Heater_E8 | F3 | Commercial | Grocery | Existing | Water Heating | Natural Gas | Water Heater | E8 | PACT BC Ratio | 0 | 0 | 0 | 0 | 0 | 0 | 0 | 0 | 0 | 0 | 0 | 0 | 0 | 0 | 0 | 0 | 0 | 0 | 0 | 0 | 0 | 0 | 0 | 0 | 0 | 0 | 0 | 0 | 0 | 0 | 0 | 0 | 0
F3_Commercial_Grocery_Existing_Water Heating_Natural Gas_Water Heater_E9 | F3 | Commercial | Grocery | Existing | Water Heating | Natural Gas | Water Heater | E9 | PACT BC Ratio | 0 | 0 | 0 | 0 | 0 | 0 | 0 | 0 | 0 | 0 | 0 | 0 | 0 | 0 | 0 | 0 | 0 | 0 | 0 | 0 | 0 | 0 | 0 | 0 | 0 | 0 | 0 | 0 | 0 | 0 | 0 | 0 | 0
F3_Commercial_Grocery_Existing_Water Heating_Natural Gas_Water Heater_E10 | F3 | Commercial | Grocery | Existing | Water Heating | Natural Gas | Water Heater | E10 | PACT BC Ratio | 0 | 0 | 0 | 0 | 0 | 0 | 0 | 0 | 0 | 0 | 0 | 0 | 0 | 0 | 0 | 0 | 0 | 0 | 0 | 0 | 0 | 0 | 0 | 0 | 0 | 0 | 0 | 0 | 0 | 0 | 0 | 0 | 0
F4_Commercial_Grocery_Existing_Water Heating_Natural Gas_Water Heater_E1 | F4 | Commercial | Grocery | Existing | Water Heating | Natural Gas | Water Heater | E1 | RVT BC Ratio | bar: 2019 to 2051
F4_Commercial_Grocery_Existing_Water Heating_Natural Gas_Water Heater_E2 | F4 | Commercial | Grocery | Existing | Water Heating | Natural Gas | Water Heater | E2 | RVT BC Ratio | bar: 2019 to 2051
F4_Commercial_Grocery_Existing_Water Heating_Natural Gas_Water Heater_E3 | F4 | Commercial | Grocery | Existing | Water Heating | Natural Gas | Water Heater | E3 | RVT BC Ratio | 56.3571 | 56.8657 | 57.4708 | 58.1732 | 58.9925 | 59.9625 | 60.7465 | 61.4844 | 62.2132 | 62.9456 | 63.6145 | 64.2019 | 64.7925 | 65.4162 | 66.1359 | 66.8503 | 67.6377 | 68.5063 | 69.4265 | 70.3757 | 71.3459 | 72.2562 | 73.0906 | 73.8509 | 74.5224 | 75.0941 | 75.4959 | 75.7916 | 76.0464 | 76.2633 | 76.4786 | 76.5757 | 76.5757
F4_Commercial_Grocery_Existing_Water Heating_Natural Gas_Water Heater_E4 | F4 | Commercial | Grocery | Existing | Water Heating | Natural Gas | Water Heater | E4 | RVT BC Ratio | 45.939 | 46.3524 | 46.8443 | 47.4151 | 48.0811 | 48.8695 | 49.5068 | 50.1066 | 50.6989 | 51.2942 | 51.8379 | 52.3153 | 52.7954 | 53.3024 | 53.8874 | 54.468 | 55.108 | 55.814 | 56.562 | 57.3335 | 58.1221 | 58.8621 | 59.5403 | 60.1583 | 60.7041 | 61.1687 | 61.4953 | 61.7357 | 61.9428 | 62.1191 | 62.2941 | 62.373 | 62.373
F4_Commercial_Grocery_Existing_Water Heating_Natural Gas_Water Heater_E5 | F4 | Commercial | Grocery | Existing | Water Heating | Natural Gas | Water Heater | E5 | RVT BC Ratio | 31.0648 | 31.3423 | 31.6724 | 32.0556 | 32.5026 | 33.0318 | 33.4596 | 33.8622 | 34.2597 | 34.6593 | 35.0242 | 35.3447 | 35.6669 | 36.0072 | 36.3998 | 36.7896 | 37.2192 | 37.6931 | 38.1951 | 38.713 | 39.2423 | 39.7389 | 40.1941 | 40.6089 | 40.9753 | 41.2872 | 41.5064 | 41.6677 | 41.8067 | 41.9251 | 42.0425 | 42.0955 | 42.0955
F4_Commercial_Grocery_Existing_Water Heating_Natural Gas_Water Heater_E6 | F4 | Commercial | Grocery | Existing | Water Heating | Natural Gas | Water Heater | E6 | RVT BC Ratio | bar: 2019 to 2051
F4_Commercial_Grocery_Existing_Water Heating_Natural Gas_Water Heater_E7 | F4 | Commercial | Grocery | Existing | Water Heating | Natural Gas | Water Heater | E7 | RVT BC Ratio | 19.3421 | 19.4723 | 19.6787 | 19.9627 | 20.3216 | 20.7586 | 21.0854 | 21.3752 | 21.6313 | 21.8632 | 22.0369 | 22.1473 | 22.2542 | 22.3881 | 22.598 | 22.8282 | 23.1164 | 23.4725 | 23.878 | 24.315 | 24.7793 | 25.2225 | 25.6411 | 26.0449 | 26.4121 | 26.7246 | 26.9443 | 27.106 | 27.2453 | 27.3639 | 27.4816 | 27.5347 | 27.5347
F4_Commercial_Grocery_Existing_Water Heating_Natural Gas_Water Heater_E8 | F4 | Commercial | Grocery | Existing | Water Heating | Natural Gas | Water Heater | E8 | RVT BC Ratio | 0 | 0 | 0 | 0 | 0 | 0 | 0 | 0 | 0 | 0 | 0 | 0 | 0 | 0 | 0 | 0 | 0 | 0 | 0 | 0 | 0 | 0 | 0 | 0 | 0 | 0 | 0 | 0 | 0 | 0 | 0 | 0 | 0
F4_Commercial_Grocery_Existing_Water Heating_Natural Gas_Water Heater_E9 | F4 | Commercial | Grocery | Existing | Water Heating | Natural Gas | Water Heater | E9 | RVT BC Ratio | 0 | 0 | 0 | 0 | 0 | 0 | 0 | 0 | 0 | 0 | 0 | 0 | 0 | 0 | 0 | 0 | 0 | 0 | 0 | 0 | 0 | 0 | 0 | 0 | 0 | 0 | 0 | 0 | 0 | 0 | 0 | 0 | 0
F4_Commercial_Grocery_Existing_Water Heating_Natural Gas_Water Heater_E10 | F4 | Commercial | Grocery | Existing | Water Heating | Natural Gas | Water Heater | E10 | RVT BC Ratio | 0 | 0 | 0 | 0 | 0 | 0 | 0 | 0 | 0 | 0 | 0 | 0 | 0 | 0 | 0 | 0 | 0 | 0 | 0 | 0 | 0 | 0 | 0 | 0 | 0 | 0 | 0 | 0 | 0 | 0 | 0 | 0 | 0
F5_Commercial_Grocery_Existing_Water Heating_Natural Gas_Water Heater_E1 | F5 | Commercial | Grocery | Existing | Water Heating | Natural Gas | Water Heater | E1 | RIM BC Ratio | bar: 2019 to 2051
F5_Commercial_Grocery_Existing_Water Heating_Natural Gas_Water Heater_E2 | F5 | Commercial | Grocery | Existing | Water Heating | Natural Gas | Water Heater | E2 | RIM BC Ratio | bar: 2019 to 2051
F5_Commercial_Grocery_Existing_Water Heating_Natural Gas_Water Heater_E3 | F5 | Commercial | Grocery | Existing | Water Heating | Natural Gas | Water Heater | E3 | RIM BC Ratio | 0.8214 | 0.82152 | 0.82165 | 0.82181 | 0.82199 | 0.82219 | 0.82235 | 0.8225 | 0.82264 | 0.82278 | 0.82291 | 0.82301 | 0.82312 | 0.82323 | 0.82335 | 0.82348 | 0.82361 | 0.82375 | 0.82389 | 0.82404 | 0.82418 | 0.82431 | 0.82443 | 0.82453 | 0.82463 | 0.8247 | 0.82476 | 0.82479 | 0.82483 | 0.82485 | 0.82488 | 0.82489 | 0.82489
F5_Commercial_Grocery_Existing_Water Heating_Natural Gas_Water Heater_E4 | F5 | Commercial | Grocery | Existing | Water Heating | Natural Gas | Water Heater | E4 | RIM BC Ratio | 0.8184 | 0.81854 | 0.81871 | 0.8189 | 0.81912 | 0.81937 | 0.81957 | 0.81975 | 0.81992 | 0.82009 | 0.82024 | 0.82037 | 0.8205 | 0.82064 | 0.82079 | 0.82094 | 0.8211 | 0.82127 | 0.82144 | 0.82162 | 0.8218 | 0.82196 | 0.8221 | 0.82223 | 0.82234 | 0.82244 | 0.8225 | 0.82255 | 0.82259 | 0.82262 | 0.82266 | 0.82267 | 0.82267
F5_Commercial_Grocery_Existing_Water Heating_Natural Gas_Water Heater_E5 | F5 | Commercial | Grocery | Existing | Water Heating | Natural Gas | Water Heater | E5 | RIM BC Ratio | 0.81065 | 0.81086 | 0.81111 | 0.81139 | 0.81171 | 0.81207 | 0.81236 | 0.81263 | 0.81288 | 0.81313 | 0.81335 | 0.81354 | 0.81373 | 0.81393 | 0.81415 | 0.81437 | 0.8146 | 0.81485 | 0.81511 | 0.81537 | 0.81563 | 0.81587 | 0.81608 | 0.81627 | 0.81643 | 0.81657 | 0.81667 | 0.81674 | 0.8168 | 0.81685 | 0.8169 | 0.81692 | 0.81692
F5_Commercial_Grocery_Existing_Water Heating_Natural Gas_Water Heater_E6 | F5 | Commercial | Grocery | Existing | Water Heating | Natural Gas | Water Heater | E6 | RIM BC Ratio | bar: 2019 to 2051
F5_Commercial_Grocery_Existing_Water Heating_Natural Gas_Water Heater_E7 | F5 | Commercial | Grocery | Existing | Water Heating | Natural Gas | Water Heater | E7 | RIM BC Ratio | 0.79624 | 0.79649 | 0.79689 | 0.79742 | 0.79807 | 0.79884 | 0.79939 | 0.79986 | 0.80027 | 0.80063 | 0.8009 | 0.80106 | 0.80122 | 0.80142 | 0.80173 | 0.80206 | 0.80246 | 0.80295 | 0.80348 | 0.80404 | 0.80461 | 0.80513 | 0.80561 | 0.80606 | 0.80645 | 0.80678 | 0.807 | 0.80717 | 0.80731 | 0.80743 | 0.80754 | 0.80759 | 0.80759
F5_Commercial_Grocery_Existing_Water Heating_Natural Gas_Water Heater_E8 | F5 | Commercial | Grocery | Existing | Water Heating | Natural Gas | Water Heater | E8 | RIM BC Ratio | 0 | 0 | 0 | 0 | 0 | 0 | 0 | 0 | 0 | 0 | 0 | 0 | 0 | 0 | 0 | 0 | 0 | 0 | 0 | 0 | 0 | 0 | 0 | 0 | 0 | 0 | 0 | 0 | 0 | 0 | 0 | 0 | 0
F5_Commercial_Grocery_Existing_Water Heating_Natural Gas_Water Heater_E9 | F5 | Commercial | Grocery | Existing | Water Heating | Natural Gas | Water Heater | E9 | RIM BC Ratio | 0 | 0 | 0 | 0 | 0 | 0 | 0 | 0 | 0 | 0 | 0 | 0 | 0 | 0 | 0 | 0 | 0 | 0 | 0 | 0 | 0 | 0 | 0 | 0 | 0 | 0 | 0 | 0 | 0 | 0 | 0 | 0 | 0
F5_Commercial_Grocery_Existing_Water Heating_Natural Gas_Water Heater_E10 | F5 | Commercial | Grocery | Existing | Water Heating | Natural Gas | Water Heater | E10 | RIM BC Ratio | 0 | 0 | 0 | 0 | 0 | 0 | 0 | 0 | 0 | 0 | 0 | 0 | 0 | 0 | 0 | 0 | 0 | 0 | 0 | 0 | 0 | 0 | 0 | 0 | 0 | 0 | 0 | 0 | 0 | 0 | 0 | 0 | 0
F0_Commercial_Grocery_Existing_Food Preparation_Natural Gas_Oven_E0 | F0 | Commercial | Grocery | Existing | Food Preparation | Natural Gas | Oven | E0 | Economic Unit | ENERGY STAR (>44% Baking Efficiency) | ENERGY STAR (>44% Baking Efficiency) | ENERGY STAR (>44% Baking Efficiency) | ENERGY STAR (>44% Baking Efficiency) | ENERGY STAR (>44% Baking Efficiency) | ENERGY STAR (>44% Baking Efficiency) | ENERGY STAR (>44% Baking Efficiency) | ENERGY STAR (>44% Baking Efficiency) | ENERGY STAR (>44% Baking Efficiency) | ENERGY STAR (>44% Baking Efficiency) | ENERGY STAR (>44% Baking Efficiency) | ENERGY STAR (>44% Baking Efficiency) | ENERGY STAR (>44% Baking Efficiency) | ENERGY STAR (>44% Baking Efficiency) | ENERGY STAR (>44% Baking Efficiency) | ENERGY STAR (>44% Baking Efficiency) | ENERGY STAR (>44% Baking Efficiency) | ENERGY STAR (>44% Baking Efficiency) | ENERGY STAR (>44% Baking Efficiency) | ENERGY STAR (>44% Baking Efficiency) | ENERGY STAR (>44% Baking Efficiency) | ENERGY STAR (>44% Baking Efficiency) | ENERGY STAR (>44% Baking Efficiency) | ENERGY STAR (>44% Baking Efficiency) | ENERGY STAR (>44% Baking Efficiency) | ENERGY STAR (>44% Baking Efficiency) | ENERGY STAR (>44% Baking Efficiency) | ENERGY STAR (>44% Baking Efficiency) | ENERGY STAR (>44% Baking Efficiency) | ENERGY STAR (>44% Baking Efficiency) | ENERGY STAR (>44% Baking Efficiency) | ENERGY STAR (>44% Baking Efficiency) | ENERGY STAR (>44% Baking Efficiency)
F1_Commercial_Grocery_Existing_Food Preparation_Natural Gas_Oven_E1 | F1 | Commercial | Grocery | Existing | Food Preparation | Natural Gas | Oven | E1 | CCE | 0 | 0 | 0 | 0 | 0 | 0 | 0 | 0 | 0 | 0 | 0 | 0 | 0 | 0 | 0 | 0 | 0 | 0 | 0 | 0 | 0 | 0 | 0 | 0 | 0 | 0 | 0 | 0 | 0 | 0 | 0 | 0 | 0
F1_Commercial_Grocery_Existing_Food Preparation_Natural Gas_Oven_E2 | F1 | Commercial | Grocery | Existing | Food Preparation | Natural Gas | Oven | E2 | CCE | 0.52905 | 0.52905 | 0.52905 | 0.52905 | 0.52905 | 0.52905 | 0.52905 | 0.52905 | 0.52905 | 0.52905 | 0.52905 | 0.52905 | 0.52905 | 0.52905 | 0.52905 | 0.52905 | 0.52905 | 0.52905 | 0.52905 | 0.52905 | 0.52905 | 0.52905 | 0.52905 | 0.52905 | 0.52905 | 0.52905 | 0.52905 | 0.52905 | 0.52905 | 0.52905 | 0.52905 | 0.52905 | 0.52905
F1_Commercial_Grocery_Existing_Food Preparation_Natural Gas_Oven_E3 | F1 | Commercial | Grocery | Existing | Food Preparation | Natural Gas | Oven | E3 | CCE | 0 | 0 | 0 | 0 | 0 | 0 | 0 | 0 | 0 | 0 | 0 | 0 | 0 | 0 | 0 | 0 | 0 | 0 | 0 | 0 | 0 | 0 | 0 | 0 | 0 | 0 | 0 | 0 | 0 | 0 | 0 | 0 | 0
F1_Commercial_Grocery_Existing_Food Preparation_Natural Gas_Oven_E4 | F1 | Commercial | Grocery | Existing | Food Preparation | Natural Gas | Oven | E4 | CCE | 0 | 0 | 0 | 0 | 0 | 0 | 0 | 0 | 0 | 0 | 0 | 0 | 0 | 0 | 0 | 0 | 0 | 0 | 0 | 0 | 0 | 0 | 0 | 0 | 0 | 0 | 0 | 0 | 0 | 0 | 0 | 0 | 0
F1_Commercial_Grocery_Existing_Food Preparation_Natural Gas_Oven_E5 | F1 | Commercial | Grocery | Existing | Food Preparation | Natural Gas | Oven | E5 | CCE | 0 | 0 | 0 | 0 | 0 | 0 | 0 | 0 | 0 | 0 | 0 | 0 | 0 | 0 | 0 | 0 | 0 | 0 | 0 | 0 | 0 | 0 | 0 | 0 | 0 | 0 | 0 | 0 | 0 | 0 | 0 | 0 | 0
F1_Commercial_Grocery_Existing_Food Preparation_Natural Gas_Oven_E6 | F1 | Commercial | Grocery | Existing | Food Preparation | Natural Gas | Oven | E6 | CCE | 0 | 0 | 0 | 0 | 0 | 0 | 0 | 0 | 0 | 0 | 0 | 0 | 0 | 0 | 0 | 0 | 0 | 0 | 0 | 0 | 0 | 0 | 0 | 0 | 0 | 0 | 0 | 0 | 0 | 0 | 0 | 0 | 0
F1_Commercial_Grocery_Existing_Food Preparation_Natural Gas_Oven_E7 | F1 | Commercial | Grocery | Existing | Food Preparation | Natural Gas | Oven | E7 | CCE | 0 | 0 | 0 | 0 | 0 | 0 | 0 | 0 | 0 | 0 | 0 | 0 | 0 | 0 | 0 | 0 | 0 | 0 | 0 | 0 | 0 | 0 | 0 | 0 | 0 | 0 | 0 | 0 | 0 | 0 | 0 | 0 | 0
F1_Commercial_Grocery_Existing_Food Preparation_Natural Gas_Oven_E8 | F1 | Commercial | Grocery | Existing | Food Preparation | Natural Gas | Oven | E8 | CCE | 0 | 0 | 0 | 0 | 0 | 0 | 0 | 0 | 0 | 0 | 0 | 0 | 0 | 0 | 0 | 0 | 0 | 0 | 0 | 0 | 0 | 0 | 0 | 0 | 0 | 0 | 0 | 0 | 0 | 0 | 0 | 0 | 0
F1_Commercial_Grocery_Existing_Food Preparation_Natural Gas_Oven_E9 | F1 | Commercial | Grocery | Existing | Food Preparation | Natural Gas | Oven | E9 | CCE | 0 | 0 | 0 | 0 | 0 | 0 | 0 | 0 | 0 | 0 | 0 | 0 | 0 | 0 | 0 | 0 | 0 | 0 | 0 | 0 | 0 | 0 | 0 | 0 | 0 | 0 | 0 | 0 | 0 | 0 | 0 | 0 | 0
F1_Commercial_Grocery_Existing_Food Preparation_Natural Gas_Oven_E10 | F1 | Commercial | Grocery | Existing | Food Preparation | Natural Gas | Oven | E10 | CCE | 0 | 0 | 0 | 0 | 0 | 0 | 0 | 0 | 0 | 0 | 0 | 0 | 0 | 0 | 0 | 0 | 0 | 0 | 0 | 0 | 0 | 0 | 0 | 0 | 0 | 0 | 0 | 0 | 0 | 0 | 0 | 0 | 0
F2_Commercial_Grocery_Existing_Food Preparation_Natural Gas_Oven_E1 | F2 | Commercial | Grocery | Existing | Food Preparation | Natural Gas | Oven | E1 | TRC BC Ratio | bar: 2019 to 2051
F2_Commercial_Grocery_Existing_Food Preparation_Natural Gas_Oven_E2 | F2 | Commercial | Grocery | Existing | Food Preparation | Natural Gas | Oven | E2 | TRC BC Ratio | 2.6596 | 2.6798 | 2.7025 | 2.7274 | 2.7558 | 2.7887 | 2.8153 | 2.8409 | 2.8669 | 2.8939 | 2.9197 | 2.9434 | 2.9676 | 2.9931 | 3.0212 | 3.0486 | 3.0777 | 3.1085 | 3.1406 | 3.1733 | 3.2062 | 3.2371 | 3.2649 | 3.2895 | 3.3108 | 3.3291 | 3.3418 | 3.3512 | 3.3594 | 3.3664 | 3.3733 | 3.3764 | 3.3764
F2_Commercial_Grocery_Existing_Food Preparation_Natural Gas_Oven_E3 | F2 | Commercial | Grocery | Existing | Food Preparation | Natural Gas | Oven | E3 | TRC BC Ratio | 0 | 0 | 0 | 0 | 0 | 0 | 0 | 0 | 0 | 0 | 0 | 0 | 0 | 0 | 0 | 0 | 0 | 0 | 0 | 0 | 0 | 0 | 0 | 0 | 0 | 0 | 0 | 0 | 0 | 0 | 0 | 0 | 0
F2_Commercial_Grocery_Existing_Food Preparation_Natural Gas_Oven_E4 | F2 | Commercial | Grocery | Existing | Food Preparation | Natural Gas | Oven | E4 | TRC BC Ratio | 0 | 0 | 0 | 0 | 0 | 0 | 0 | 0 | 0 | 0 | 0 | 0 | 0 | 0 | 0 | 0 | 0 | 0 | 0 | 0 | 0 | 0 | 0 | 0 | 0 | 0 | 0 | 0 | 0 | 0 | 0 | 0 | 0
F2_Commercial_Grocery_Existing_Food Preparation_Natural Gas_Oven_E5 | F2 | Commercial | Grocery | Existing | Food Preparation | Natural Gas | Oven | E5 | TRC BC Ratio | 0 | 0 | 0 | 0 | 0 | 0 | 0 | 0 | 0 | 0 | 0 | 0 | 0 | 0 | 0 | 0 | 0 | 0 | 0 | 0 | 0 | 0 | 0 | 0 | 0 | 0 | 0 | 0 | 0 | 0 | 0 | 0 | 0
F2_Commercial_Grocery_Existing_Food Preparation_Natural Gas_Oven_E6 | F2 | Commercial | Grocery | Existing | Food Preparation | Natural Gas | Oven | E6 | TRC BC Ratio | 0 | 0 | 0 | 0 | 0 | 0 | 0 | 0 | 0 | 0 | 0 | 0 | 0 | 0 | 0 | 0 | 0 | 0 | 0 | 0 | 0 | 0 | 0 | 0 | 0 | 0 | 0 | 0 | 0 | 0 | 0 | 0 | 0
F2_Commercial_Grocery_Existing_Food Preparation_Natural Gas_Oven_E7 | F2 | Commercial | Grocery | Existing | Food Preparation | Natural Gas | Oven | E7 | TRC BC Ratio | 0 | 0 | 0 | 0 | 0 | 0 | 0 | 0 | 0 | 0 | 0 | 0 | 0 | 0 | 0 | 0 | 0 | 0 | 0 | 0 | 0 | 0 | 0 | 0 | 0 | 0 | 0 | 0 | 0 | 0 | 0 | 0 | 0
F2_Commercial_Grocery_Existing_Food Preparation_Natural Gas_Oven_E8 | F2 | Commercial | Grocery | Existing | Food Preparation | Natural Gas | Oven | E8 | TRC BC Ratio | 0 | 0 | 0 | 0 | 0 | 0 | 0 | 0 | 0 | 0 | 0 | 0 | 0 | 0 | 0 | 0 | 0 | 0 | 0 | 0 | 0 | 0 | 0 | 0 | 0 | 0 | 0 | 0 | 0 | 0 | 0 | 0 | 0
F2_Commercial_Grocery_Existing_Food Preparation_Natural Gas_Oven_E9 | F2 | Commercial | Grocery | Existing | Food Preparation | Natural Gas | Oven | E9 | TRC BC Ratio | 0 | 0 | 0 | 0 | 0 | 0 | 0 | 0 | 0 | 0 | 0 | 0 | 0 | 0 | 0 | 0 | 0 | 0 | 0 | 0 | 0 | 0 | 0 | 0 | 0 | 0 | 0 | 0 | 0 | 0 | 0 | 0 | 0
F2_Commercial_Grocery_Existing_Food Preparation_Natural Gas_Oven_E10 | F2 | Commercial | Grocery | Existing | Food Preparation | Natural Gas | Oven | E10 | TRC BC Ratio | 0 | 0 | 0 | 0 | 0 | 0 | 0 | 0 | 0 | 0 | 0 | 0 | 0 | 0 | 0 | 0 | 0 | 0 | 0 | 0 | 0 | 0 | 0 | 0 | 0 | 0 | 0 | 0 | 0 | 0 | 0 | 0 | 0
F3_Commercial_Grocery_Existing_Food Preparation_Natural Gas_Oven_E1 | F3 | Commercial | Grocery | Existing | Food Preparation | Natural Gas | Oven | E1 | PACT BC Ratio | bar: 2019 to 2051
F3_Commercial_Grocery_Existing_Food Preparation_Natural Gas_Oven_E2 | F3 | Commercial | Grocery | Existing | Food Preparation | Natural Gas | Oven | E2 | PACT BC Ratio | 3.5461 | 3.5731 | 3.6033 | 3.6366 | 3.6744 | 3.7182 | 3.7538 | 3.7879 | 3.8225 | 3.8586 | 3.893 | 3.9245 | 3.9568 | 3.9908 | 4.0282 | 4.0648 | 4.1037 | 4.1447 | 4.1874 | 4.2311 | 4.275 | 4.3161 | 4.3532 | 4.386 | 4.4144 | 4.4388 | 4.4557 | 4.4683 | 4.4792 | 4.4885 | 4.4978 | 4.5018 | 4.5018
F3_Commercial_Grocery_Existing_Food Preparation_Natural Gas_Oven_E3 | F3 | Commercial | Grocery | Existing | Food Preparation | Natural Gas | Oven | E3 | PACT BC Ratio | 0 | 0 | 0 | 0 | 0 | 0 | 0 | 0 | 0 | 0 | 0 | 0 | 0 | 0 | 0 | 0 | 0 | 0 | 0 | 0 | 0 | 0 | 0 | 0 | 0 | 0 | 0 | 0 | 0 | 0 | 0 | 0 | 0
F3_Commercial_Grocery_Existing_Food Preparation_Natural Gas_Oven_E4 | F3 | Commercial | Grocery | Existing | Food Preparation | Natural Gas | Oven | E4 | PACT BC Ratio | 0 | 0 | 0 | 0 | 0 | 0 | 0 | 0 | 0 | 0 | 0 | 0 | 0 | 0 | 0 | 0 | 0 | 0 | 0 | 0 | 0 | 0 | 0 | 0 | 0 | 0 | 0 | 0 | 0 | 0 | 0 | 0 | 0
F3_Commercial_Grocery_Existing_Food Preparation_Natural Gas_Oven_E5 | F3 | Commercial | Grocery | Existing | Food Preparation | Natural Gas | Oven | E5 | PACT BC Ratio | 0 | 0 | 0 | 0 | 0 | 0 | 0 | 0 | 0 | 0 | 0 | 0 | 0 | 0 | 0 | 0 | 0 | 0 | 0 | 0 | 0 | 0 | 0 | 0 | 0 | 0 | 0 | 0 | 0 | 0 | 0 | 0 | 0
F3_Commercial_Grocery_Existing_Food Preparation_Natural Gas_Oven_E6 | F3 | Commercial | Grocery | Existing | Food Preparation | Natural Gas | Oven | E6 | PACT BC Ratio | 0 | 0 | 0 | 0 | 0 | 0 | 0 | 0 | 0 | 0 | 0 | 0 | 0 | 0 | 0 | 0 | 0 | 0 | 0 | 0 | 0 | 0 | 0 | 0 | 0 | 0 | 0 | 0 | 0 | 0 | 0 | 0 | 0
F3_Commercial_Grocery_Existing_Food Preparation_Natural Gas_Oven_E7 | F3 | Commercial | Grocery | Existing | Food Preparation | Natural Gas | Oven | E7 | PACT BC Ratio | 0 | 0 | 0 | 0 | 0 | 0 | 0 | 0 | 0 | 0 | 0 | 0 | 0 | 0 | 0 | 0 | 0 | 0 | 0 | 0 | 0 | 0 | 0 | 0 | 0 | 0 | 0 | 0 | 0 | 0 | 0 | 0 | 0
F3_Commercial_Grocery_Existing_Food Preparation_Natural Gas_Oven_E8 | F3 | Commercial | Grocery | Existing | Food Preparation | Natural Gas | Oven | E8 | PACT BC Ratio | 0 | 0 | 0 | 0 | 0 | 0 | 0 | 0 | 0 | 0 | 0 | 0 | 0 | 0 | 0 | 0 | 0 | 0 | 0 | 0 | 0 | 0 | 0 | 0 | 0 | 0 | 0 | 0 | 0 | 0 | 0 | 0 | 0
F3_Commercial_Grocery_Existing_Food Preparation_Natural Gas_Oven_E9 | F3 | Commercial | Grocery | Existing | Food Preparation | Natural Gas | Oven | E9 | PACT BC Ratio | 0 | 0 | 0 | 0 | 0 | 0 | 0 | 0 | 0 | 0 | 0 | 0 | 0 | 0 | 0 | 0 | 0 | 0 | 0 | 0 | 0 | 0 | 0 | 0 | 0 | 0 | 0 | 0 | 0 | 0 | 0 | 0 | 0
F3_Commercial_Grocery_Existing_Food Preparation_Natural Gas_Oven_E10 | F3 | Commercial | Grocery | Existing | Food Preparation | Natural Gas | Oven | E10 | PACT BC Ratio | 0 | 0 | 0 | 0 | 0 | 0 | 0 | 0 | 0 | 0 | 0 | 0 | 0 | 0 | 0 | 0 | 0 | 0 | 0 | 0 | 0 | 0 | 0 | 0 | 0 | 0 | 0 | 0 | 0 | 0 | 0 | 0 | 0
F4_Commercial_Grocery_Existing_Food Preparation_Natural Gas_Oven_E1 | F4 | Commercial | Grocery | Existing | Food Preparation | Natural Gas | Oven | E1 | RVT BC Ratio | bar: 2019 to 2051
F4_Commercial_Grocery_Existing_Food Preparation_Natural Gas_Oven_E2 | F4 | Commercial | Grocery | Existing | Food Preparation | Natural Gas | Oven | E2 | RVT BC Ratio | 4.5236 | 4.5528 | 4.5853 | 4.6211 | 4.662 | 4.7092 | 4.7475 | 4.7843 | 4.8216 | 4.8605 | 4.8976 | 4.9317 | 4.9665 | 5.0031 | 5.0435 | 5.0829 | 5.1248 | 5.169 | 5.2151 | 5.2622 | 5.3095 | 5.3539 | 5.3939 | 5.4293 | 5.4599 | 5.4862 | 5.5044 | 5.518 | 5.5298 | 5.5398 | 5.5498 | 5.5542 | 5.5542
F4_Commercial_Grocery_Existing_Food Preparation_Natural Gas_Oven_E3 | F4 | Commercial | Grocery | Existing | Food Preparation | Natural Gas | Oven | E3 | RVT BC Ratio | 0 | 0 | 0 | 0 | 0 | 0 | 0 | 0 | 0 | 0 | 0 | 0 | 0 | 0 | 0 | 0 | 0 | 0 | 0 | 0 | 0 | 0 | 0 | 0 | 0 | 0 | 0 | 0 | 0 | 0 | 0 | 0 | 0
F4_Commercial_Grocery_Existing_Food Preparation_Natural Gas_Oven_E4 | F4 | Commercial | Grocery | Existing | Food Preparation | Natural Gas | Oven | E4 | RVT BC Ratio | 0 | 0 | 0 | 0 | 0 | 0 | 0 | 0 | 0 | 0 | 0 | 0 | 0 | 0 | 0 | 0 | 0 | 0 | 0 | 0 | 0 | 0 | 0 | 0 | 0 | 0 | 0 | 0 | 0 | 0 | 0 | 0 | 0
F4_Commercial_Grocery_Existing_Food Preparation_Natural Gas_Oven_E5 | F4 | Commercial | Grocery | Existing | Food Preparation | Natural Gas | Oven | E5 | RVT BC Ratio | 0 | 0 | 0 | 0 | 0 | 0 | 0 | 0 | 0 | 0 | 0 | 0 | 0 | 0 | 0 | 0 | 0 | 0 | 0 | 0 | 0 | 0 | 0 | 0 | 0 | 0 | 0 | 0 | 0 | 0 | 0 | 0 | 0
F4_Commercial_Grocery_Existing_Food Preparation_Natural Gas_Oven_E6 | F4 | Commercial | Grocery | Existing | Food Preparation | Natural Gas | Oven | E6 | RVT BC Ratio | 0 | 0 | 0 | 0 | 0 | 0 | 0 | 0 | 0 | 0 | 0 | 0 | 0 | 0 | 0 | 0 | 0 | 0 | 0 | 0 | 0 | 0 | 0 | 0 | 0 | 0 | 0 | 0 | 0 | 0 | 0 | 0 | 0
F4_Commercial_Grocery_Existing_Food Preparation_Natural Gas_Oven_E7 | F4 | Commercial | Grocery | Existing | Food Preparation | Natural Gas | Oven | E7 | RVT BC Ratio | 0 | 0 | 0 | 0 | 0 | 0 | 0 | 0 | 0 | 0 | 0 | 0 | 0 | 0 | 0 | 0 | 0 | 0 | 0 | 0 | 0 | 0 | 0 | 0 | 0 | 0 | 0 | 0 | 0 | 0 | 0 | 0 | 0
F4_Commercial_Grocery_Existing_Food Preparation_Natural Gas_Oven_E8 | F4 | Commercial | Grocery | Existing | Food Preparation | Natural Gas | Oven | E8 | RVT BC Ratio | 0 | 0 | 0 | 0 | 0 | 0 | 0 | 0 | 0 | 0 | 0 | 0 | 0 | 0 | 0 | 0 | 0 | 0 | 0 | 0 | 0 | 0 | 0 | 0 | 0 | 0 | 0 | 0 | 0 | 0 | 0 | 0 | 0
F4_Commercial_Grocery_Existing_Food Preparation_Natural Gas_Oven_E9 | F4 | Commercial | Grocery | Existing | Food Preparation | Natural Gas | Oven | E9 | RVT BC Ratio | 0 | 0 | 0 | 0 | 0 | 0 | 0 | 0 | 0 | 0 | 0 | 0 | 0 | 0 | 0 | 0 | 0 | 0 | 0 | 0 | 0 | 0 | 0 | 0 | 0 | 0 | 0 | 0 | 0 | 0 | 0 | 0 | 0
F4_Commercial_Grocery_Existing_Food Preparation_Natural Gas_Oven_E10 | F4 | Commercial | Grocery | Existing | Food Preparation | Natural Gas | Oven | E10 | RVT BC Ratio | 0 | 0 | 0 | 0 | 0 | 0 | 0 | 0 | 0 | 0 | 0 | 0 | 0 | 0 | 0 | 0 | 0 | 0 | 0 | 0 | 0 | 0 | 0 | 0 | 0 | 0 | 0 | 0 | 0 | 0 | 0 | 0 | 0
F5_Commercial_Grocery_Existing_Food Preparation_Natural Gas_Oven_E1 | F5 | Commercial | Grocery | Existing | Food Preparation | Natural Gas | Oven | E1 | RIM BC Ratio | bar: 2019 to 2051
F5_Commercial_Grocery_Existing_Food Preparation_Natural Gas_Oven_E2 | F5 | Commercial | Grocery | Existing | Food Preparation | Natural Gas | Oven | E2 | RIM BC Ratio | 0.67565 | 0.67662 | 0.6777 | 0.67886 | 0.68017 | 0.68166 | 0.68284 | 0.68396 | 0.68508 | 0.68623 | 0.68731 | 0.68829 | 0.68928 | 0.6903 | 0.69141 | 0.69248 | 0.6936 | 0.69476 | 0.69595 | 0.69715 | 0.69833 | 0.69942 | 0.70039 | 0.70123 | 0.70195 | 0.70257 | 0.70299 | 0.7033 | 0.70357 | 0.7038 | 0.70403 | 0.70413 | 0.70413
F5_Commercial_Grocery_Existing_Food Preparation_Natural Gas_Oven_E3 | F5 | Commercial | Grocery | Existing | Food Preparation | Natural Gas | Oven | E3 | RIM BC Ratio | 0 | 0 | 0 | 0 | 0 | 0 | 0 | 0 | 0 | 0 | 0 | 0 | 0 | 0 | 0 | 0 | 0 | 0 | 0 | 0 | 0 | 0 | 0 | 0 | 0 | 0 | 0 | 0 | 0 | 0 | 0 | 0 | 0
F5_Commercial_Grocery_Existing_Food Preparation_Natural Gas_Oven_E4 | F5 | Commercial | Grocery | Existing | Food Preparation | Natural Gas | Oven | E4 | RIM BC Ratio | 0 | 0 | 0 | 0 | 0 | 0 | 0 | 0 | 0 | 0 | 0 | 0 | 0 | 0 | 0 | 0 | 0 | 0 | 0 | 0 | 0 | 0 | 0 | 0 | 0 | 0 | 0 | 0 | 0 | 0 | 0 | 0 | 0
F5_Commercial_Grocery_Existing_Food Preparation_Natural Gas_Oven_E5 | F5 | Commercial | Grocery | Existing | Food Preparation | Natural Gas | Oven | E5 | RIM BC Ratio | 0 | 0 | 0 | 0 | 0 | 0 | 0 | 0 | 0 | 0 | 0 | 0 | 0 | 0 | 0 | 0 | 0 | 0 | 0 | 0 | 0 | 0 | 0 | 0 | 0 | 0 | 0 | 0 | 0 | 0 | 0 | 0 | 0
F5_Commercial_Grocery_Existing_Food Preparation_Natural Gas_Oven_E6 | F5 | Commercial | Grocery | Existing | Food Preparation | Natural Gas | Oven | E6 | RIM BC Ratio | 0 | 0 | 0 | 0 | 0 | 0 | 0 | 0 | 0 | 0 | 0 | 0 | 0 | 0 | 0 | 0 | 0 | 0 | 0 | 0 | 0 | 0 | 0 | 0 | 0 | 0 | 0 | 0 | 0 | 0 | 0 | 0 | 0
F5_Commercial_Grocery_Existing_Food Preparation_Natural Gas_Oven_E7 | F5 | Commercial | Grocery | Existing | Food Preparation | Natural Gas | Oven | E7 | RIM BC Ratio | 0 | 0 | 0 | 0 | 0 | 0 | 0 | 0 | 0 | 0 | 0 | 0 | 0 | 0 | 0 | 0 | 0 | 0 | 0 | 0 | 0 | 0 | 0 | 0 | 0 | 0 | 0 | 0 | 0 | 0 | 0 | 0 | 0
F5_Commercial_Grocery_Existing_Food Preparation_Natural Gas_Oven_E8 | F5 | Commercial | Grocery | Existing | Food Preparation | Natural Gas | Oven | E8 | RIM BC Ratio | 0 | 0 | 0 | 0 | 0 | 0 | 0 | 0 | 0 | 0 | 0 | 0 | 0 | 0 | 0 | 0 | 0 | 0 | 0 | 0 | 0 | 0 | 0 | 0 | 0 | 0 | 0 | 0 | 0 | 0 | 0 | 0 | 0
F5_Commercial_Grocery_Existing_Food Preparation_Natural Gas_Oven_E9 | F5 | Commercial | Grocery | Existing | Food Preparation | Natural Gas | Oven | E9 | RIM BC Ratio | 0 | 0 | 0 | 0 | 0 | 0 | 0 | 0 | 0 | 0 | 0 | 0 | 0 | 0 | 0 | 0 | 0 | 0 | 0 | 0 | 0 | 0 | 0 | 0 | 0 | 0 | 0 | 0 | 0 | 0 | 0 | 0 | 0
F5_Commercial_Grocery_Existing_Food Preparation_Natural Gas_Oven_E10 | F5 | Commercial | Grocery | Existing | Food Preparation | Natural Gas | Oven | E10 | RIM BC Ratio | 0 | 0 | 0 | 0 | 0 | 0 | 0 | 0 | 0 | 0 | 0 | 0 | 0 | 0 | 0 | 0 | 0 | 0 | 0 | 0 | 0 | 0 | 0 | 0 | 0 | 0 | 0 | 0 | 0 | 0 | 0 | 0 | 0
F0_Commercial_Grocery_Existing_Food Preparation_Natural Gas_Conveyor Oven_E0 | F0 | Commercial | Grocery | Existing | Food Preparation | Natural Gas | Conveyor Oven | E0 | Economic Unit | Efficient (>44% Baking Efficiency) | Efficient (>44% Baking Efficiency) | Efficient (>44% Baking Efficiency) | Efficient (>44% Baking Efficiency) | Efficient (>44% Baking Efficiency) | Efficient (>44% Baking Efficiency) | Efficient (>44% Baking Efficiency) | Efficient (>44% Baking Efficiency) | Efficient (>44% Baking Efficiency) | Efficient (>44% Baking Efficiency) | Efficient (>44% Baking Efficiency) | Efficient (>44% Baking Efficiency) | Efficient (>44% Baking Efficiency) | Efficient (>44% Baking Efficiency) | Efficient (>44% Baking Efficiency) | Efficient (>44% Baking Efficiency) | Efficient (>44% Baking Efficiency) | Efficient (>44% Baking Efficiency) | Efficient (>44% Baking Efficiency) | Efficient (>44% Baking Efficiency) | Efficient (>44% Baking Efficiency) | Efficient (>44% Baking Efficiency) | Efficient (>44% Baking Efficiency) | Efficient (>44% Baking Efficiency) | Efficient (>44% Baking Efficiency) | Efficient (>44% Baking Efficiency) | Efficient (>44% Baking Efficiency) | Efficient (>44% Baking Efficiency) | Efficient (>44% Baking Efficiency) | Efficient (>44% Baking Efficiency) | Efficient (>44% Baking Efficiency) | Efficient (>44% Baking Efficiency) | Efficient (>44% Baking Efficiency)
F1_Commercial_Grocery_Existing_Food Preparation_Natural Gas_Conveyor Oven_E1 | F1 | Commercial | Grocery | Existing | Food Preparation | Natural Gas | Conveyor Oven | E1 | CCE | 0 | 0 | 0 | 0 | 0 | 0 | 0 | 0 | 0 | 0 | 0 | 0 | 0 | 0 | 0 | 0 | 0 | 0 | 0 | 0 | 0 | 0 | 0 | 0 | 0 | 0 | 0 | 0 | 0 | 0 | 0 | 0 | 0
F1_Commercial_Grocery_Existing_Food Preparation_Natural Gas_Conveyor Oven_E2 | F1 | Commercial | Grocery | Existing | Food Preparation | Natural Gas | Conveyor Oven | E2 | CCE | 0.35475 | 0.35475 | 0.35475 | 0.35475 | 0.35475 | 0.35475 | 0.35475 | 0.35475 | 0.35475 | 0.35475 | 0.35475 | 0.35475 | 0.35475 | 0.35475 | 0.35475 | 0.35475 | 0.35475 | 0.35475 | 0.35475 | 0.35475 | 0.35475 | 0.35475 | 0.35475 | 0.35475 | 0.35475 | 0.35475 | 0.35475 | 0.35475 | 0.35475 | 0.35475 | 0.35475 | 0.35475 | 0.35475
F1_Commercial_Grocery_Existing_Food Preparation_Natural Gas_Conveyor Oven_E3 | F1 | Commercial | Grocery | Existing | Food Preparation | Natural Gas | Conveyor Oven | E3 | CCE | 0 | 0 | 0 | 0 | 0 | 0 | 0 | 0 | 0 | 0 | 0 | 0 | 0 | 0 | 0 | 0 | 0 | 0 | 0 | 0 | 0 | 0 | 0 | 0 | 0 | 0 | 0 | 0 | 0 | 0 | 0 | 0 | 0
F1_Commercial_Grocery_Existing_Food Preparation_Natural Gas_Conveyor Oven_E4 | F1 | Commercial | Grocery | Existing | Food Preparation | Natural Gas | Conveyor Oven | E4 | CCE | 0 | 0 | 0 | 0 | 0 | 0 | 0 | 0 | 0 | 0 | 0 | 0 | 0 | 0 | 0 | 0 | 0 | 0 | 0 | 0 | 0 | 0 | 0 | 0 | 0 | 0 | 0 | 0 | 0 | 0 | 0 | 0 | 0
F1_Commercial_Grocery_Existing_Food Preparation_Natural Gas_Conveyor Oven_E5 | F1 | Commercial | Grocery | Existing | Food Preparation | Natural Gas | Conveyor Oven | E5 | CCE | 0 | 0 | 0 | 0 | 0 | 0 | 0 | 0 | 0 | 0 | 0 | 0 | 0 | 0 | 0 | 0 | 0 | 0 | 0 | 0 | 0 | 0 | 0 | 0 | 0 | 0 | 0 | 0 | 0 | 0 | 0 | 0 | 0
F1_Commercial_Grocery_Existing_Food Preparation_Natural Gas_Conveyor Oven_E6 | F1 | Commercial | Grocery | Existing | Food Preparation | Natural Gas | Conveyor Oven | E6 | CCE | 0 | 0 | 0 | 0 | 0 | 0 | 0 | 0 | 0 | 0 | 0 | 0 | 0 | 0 | 0 | 0 | 0 | 0 | 0 | 0 | 0 | 0 | 0 | 0 | 0 | 0 | 0 | 0 | 0 | 0 | 0 | 0 | 0
F1_Commercial_Grocery_Existing_Food Preparation_Natural Gas_Conveyor Oven_E7 | F1 | Commercial | Grocery | Existing | Food Preparation | Natural Gas | Conveyor Oven | E7 | CCE | 0 | 0 | 0 | 0 | 0 | 0 | 0 | 0 | 0 | 0 | 0 | 0 | 0 | 0 | 0 | 0 | 0 | 0 | 0 | 0 | 0 | 0 | 0 | 0 | 0 | 0 | 0 | 0 | 0 | 0 | 0 | 0 | 0
F1_Commercial_Grocery_Existing_Food Preparation_Natural Gas_Conveyor Oven_E8 | F1 | Commercial | Grocery | Existing | Food Preparation | Natural Gas | Conveyor Oven | E8 | CCE | 0 | 0 | 0 | 0 | 0 | 0 | 0 | 0 | 0 | 0 | 0 | 0 | 0 | 0 | 0 | 0 | 0 | 0 | 0 | 0 | 0 | 0 | 0 | 0 | 0 | 0 | 0 | 0 | 0 | 0 | 0 | 0 | 0
F1_Commercial_Grocery_Existing_Food Preparation_Natural Gas_Conveyor Oven_E9 | F1 | Commercial | Grocery | Existing | Food Preparation | Natural Gas | Conveyor Oven | E9 | CCE | 0 | 0 | 0 | 0 | 0 | 0 | 0 | 0 | 0 | 0 | 0 | 0 | 0 | 0 | 0 | 0 | 0 | 0 | 0 | 0 | 0 | 0 | 0 | 0 | 0 | 0 | 0 | 0 | 0 | 0 | 0 | 0 | 0
F1_Commercial_Grocery_Existing_Food Preparation_Natural Gas_Conveyor Oven_E10 | F1 | Commercial | Grocery | Existing | Food Preparation | Natural Gas | Conveyor Oven | E10 | CCE | 0 | 0 | 0 | 0 | 0 | 0 | 0 | 0 | 0 | 0 | 0 | 0 | 0 | 0 | 0 | 0 | 0 | 0 | 0 | 0 | 0 | 0 | 0 | 0 | 0 | 0 | 0 | 0 | 0 | 0 | 0 | 0 | 0
F2_Commercial_Grocery_Existing_Food Preparation_Natural Gas_Conveyor Oven_E1 | F2 | Commercial | Grocery | Existing | Food Preparation | Natural Gas | Conveyor Oven | E1 | TRC BC Ratio | bar: 2019 to 2051
F2_Commercial_Grocery_Existing_Food Preparation_Natural Gas_Conveyor Oven_E2 | F2 | Commercial | Grocery | Existing | Food Preparation | Natural Gas | Conveyor Oven | E2 | TRC BC Ratio | 4.0477 | 4.0772 | 4.1092 | 4.1444 | 4.1846 | 4.2312 | 4.2722 | 4.3136 | 4.3565 | 4.4011 | 4.4439 | 4.4835 | 4.5223 | 4.561 | 4.6015 | 4.64 | 4.6797 | 4.7203 | 4.7612 | 4.8019 | 4.8418 | 4.8782 | 4.9108 | 4.9395 | 4.9644 | 4.9858 | 5.0006 | 5.0116 | 5.0212 | 5.0293 | 5.0374 | 5.041 | 5.041
F2_Commercial_Grocery_Existing_Food Preparation_Natural Gas_Conveyor Oven_E3 | F2 | Commercial | Grocery | Existing | Food Preparation | Natural Gas | Conveyor Oven | E3 | TRC BC Ratio | 0 | 0 | 0 | 0 | 0 | 0 | 0 | 0 | 0 | 0 | 0 | 0 | 0 | 0 | 0 | 0 | 0 | 0 | 0 | 0 | 0 | 0 | 0 | 0 | 0 | 0 | 0 | 0 | 0 | 0 | 0 | 0 | 0
F2_Commercial_Grocery_Existing_Food Preparation_Natural Gas_Conveyor Oven_E4 | F2 | Commercial | Grocery | Existing | Food Preparation | Natural Gas | Conveyor Oven | E4 | TRC BC Ratio | 0 | 0 | 0 | 0 | 0 | 0 | 0 | 0 | 0 | 0 | 0 | 0 | 0 | 0 | 0 | 0 | 0 | 0 | 0 | 0 | 0 | 0 | 0 | 0 | 0 | 0 | 0 | 0 | 0 | 0 | 0 | 0 | 0
F2_Commercial_Grocery_Existing_Food Preparation_Natural Gas_Conveyor Oven_E5 | F2 | Commercial | Grocery | Existing | Food Preparation | Natural Gas | Conveyor Oven | E5 | TRC BC Ratio | 0 | 0 | 0 | 0 | 0 | 0 | 0 | 0 | 0 | 0 | 0 | 0 | 0 | 0 | 0 | 0 | 0 | 0 | 0 | 0 | 0 | 0 | 0 | 0 | 0 | 0 | 0 | 0 | 0 | 0 | 0 | 0 | 0
F2_Commercial_Grocery_Existing_Food Preparation_Natural Gas_Conveyor Oven_E6 | F2 | Commercial | Grocery | Existing | Food Preparation | Natural Gas | Conveyor Oven | E6 | TRC BC Ratio | 0 | 0 | 0 | 0 | 0 | 0 | 0 | 0 | 0 | 0 | 0 | 0 | 0 | 0 | 0 | 0 | 0 | 0 | 0 | 0 | 0 | 0 | 0 | 0 | 0 | 0 | 0 | 0 | 0 | 0 | 0 | 0 | 0
F2_Commercial_Grocery_Existing_Food Preparation_Natural Gas_Conveyor Oven_E7 | F2 | Commercial | Grocery | Existing | Food Preparation | Natural Gas | Conveyor Oven | E7 | TRC BC Ratio | 0 | 0 | 0 | 0 | 0 | 0 | 0 | 0 | 0 | 0 | 0 | 0 | 0 | 0 | 0 | 0 | 0 | 0 | 0 | 0 | 0 | 0 | 0 | 0 | 0 | 0 | 0 | 0 | 0 | 0 | 0 | 0 | 0
F2_Commercial_Grocery_Existing_Food Preparation_Natural Gas_Conveyor Oven_E8 | F2 | Commercial | Grocery | Existing | Food Preparation | Natural Gas | Conveyor Oven | E8 | TRC BC Ratio | 0 | 0 | 0 | 0 | 0 | 0 | 0 | 0 | 0 | 0 | 0 | 0 | 0 | 0 | 0 | 0 | 0 | 0 | 0 | 0 | 0 | 0 | 0 | 0 | 0 | 0 | 0 | 0 | 0 | 0 | 0 | 0 | 0
F2_Commercial_Grocery_Existing_Food Preparation_Natural Gas_Conveyor Oven_E9 | F2 | Commercial | Grocery | Existing | Food Preparation | Natural Gas | Conveyor Oven | E9 | TRC BC Ratio | 0 | 0 | 0 | 0 | 0 | 0 | 0 | 0 | 0 | 0 | 0 | 0 | 0 | 0 | 0 | 0 | 0 | 0 | 0 | 0 | 0 | 0 | 0 | 0 | 0 | 0 | 0 | 0 | 0 | 0 | 0 | 0 | 0
F2_Commercial_Grocery_Existing_Food Preparation_Natural Gas_Conveyor Oven_E10 | F2 | Commercial | Grocery | Existing | Food Preparation | Natural Gas | Conveyor Oven | E10 | TRC BC Ratio | 0 | 0 | 0 | 0 | 0 | 0 | 0 | 0 | 0 | 0 | 0 | 0 | 0 | 0 | 0 | 0 | 0 | 0 | 0 | 0 | 0 | 0 | 0 | 0 | 0 | 0 | 0 | 0 | 0 | 0 | 0 | 0 | 0
F3_Commercial_Grocery_Existing_Food Preparation_Natural Gas_Conveyor Oven_E1 | F3 | Commercial | Grocery | Existing | Food Preparation | Natural Gas | Conveyor Oven | E1 | PACT BC Ratio | bar: 2019 to 2051
F3_Commercial_Grocery_Existing_Food Preparation_Natural Gas_Conveyor Oven_E2 | F3 | Commercial | Grocery | Existing | Food Preparation | Natural Gas | Conveyor Oven | E2 | PACT BC Ratio | 5.397 | 5.4363 | 5.479 | 5.5258 | 5.5794 | 5.6416 | 5.6963 | 5.7515 | 5.8086 | 5.8681 | 5.9253 | 5.978 | 6.0297 | 6.0814 | 6.1353 | 6.1867 | 6.2396 | 6.2937 | 6.3483 | 6.4025 | 6.4557 | 6.5043 | 6.5477 | 6.586 | 6.6192 | 6.6477 | 6.6674 | 6.6822 | 6.6949 | 6.7058 | 6.7166 | 6.7213 | 6.7213
F3_Commercial_Grocery_Existing_Food Preparation_Natural Gas_Conveyor Oven_E3 | F3 | Commercial | Grocery | Existing | Food Preparation | Natural Gas | Conveyor Oven | E3 | PACT BC Ratio | 0 | 0 | 0 | 0 | 0 | 0 | 0 | 0 | 0 | 0 | 0 | 0 | 0 | 0 | 0 | 0 | 0 | 0 | 0 | 0 | 0 | 0 | 0 | 0 | 0 | 0 | 0 | 0 | 0 | 0 | 0 | 0 | 0
F3_Commercial_Grocery_Existing_Food Preparation_Natural Gas_Conveyor Oven_E4 | F3 | Commercial | Grocery | Existing | Food Preparation | Natural Gas | Conveyor Oven | E4 | PACT BC Ratio | 0 | 0 | 0 | 0 | 0 | 0 | 0 | 0 | 0 | 0 | 0 | 0 | 0 | 0 | 0 | 0 | 0 | 0 | 0 | 0 | 0 | 0 | 0 | 0 | 0 | 0 | 0 | 0 | 0 | 0 | 0 | 0 | 0
F3_Commercial_Grocery_Existing_Food Preparation_Natural Gas_Conveyor Oven_E5 | F3 | Commercial | Grocery | Existing | Food Preparation | Natural Gas | Conveyor Oven | E5 | PACT BC Ratio | 0 | 0 | 0 | 0 | 0 | 0 | 0 | 0 | 0 | 0 | 0 | 0 | 0 | 0 | 0 | 0 | 0 | 0 | 0 | 0 | 0 | 0 | 0 | 0 | 0 | 0 | 0 | 0 | 0 | 0 | 0 | 0 | 0
F3_Commercial_Grocery_Existing_Food Preparation_Natural Gas_Conveyor Oven_E6 | F3 | Commercial | Grocery | Existing | Food Preparation | Natural Gas | Conveyor Oven | E6 | PACT BC Ratio | 0 | 0 | 0 | 0 | 0 | 0 | 0 | 0 | 0 | 0 | 0 | 0 | 0 | 0 | 0 | 0 | 0 | 0 | 0 | 0 | 0 | 0 | 0 | 0 | 0 | 0 | 0 | 0 | 0 | 0 | 0 | 0 | 0
F3_Commercial_Grocery_Existing_Food Preparation_Natural Gas_Conveyor Oven_E7 | F3 | Commercial | Grocery | Existing | Food Preparation | Natural Gas | Conveyor Oven | E7 | PACT BC Ratio | 0 | 0 | 0 | 0 | 0 | 0 | 0 | 0 | 0 | 0 | 0 | 0 | 0 | 0 | 0 | 0 | 0 | 0 | 0 | 0 | 0 | 0 | 0 | 0 | 0 | 0 | 0 | 0 | 0 | 0 | 0 | 0 | 0
F3_Commercial_Grocery_Existing_Food Preparation_Natural Gas_Conveyor Oven_E8 | F3 | Commercial | Grocery | Existing | Food Preparation | Natural Gas | Conveyor Oven | E8 | PACT BC Ratio | 0 | 0 | 0 | 0 | 0 | 0 | 0 | 0 | 0 | 0 | 0 | 0 | 0 | 0 | 0 | 0 | 0 | 0 | 0 | 0 | 0 | 0 | 0 | 0 | 0 | 0 | 0 | 0 | 0 | 0 | 0 | 0 | 0
F3_Commercial_Grocery_Existing_Food Preparation_Natural Gas_Conveyor Oven_E9 | F3 | Commercial | Grocery | Existing | Food Preparation | Natural Gas | Conveyor Oven | E9 | PACT BC Ratio | 0 | 0 | 0 | 0 | 0 | 0 | 0 | 0 | 0 | 0 | 0 | 0 | 0 | 0 | 0 | 0 | 0 | 0 | 0 | 0 | 0 | 0 | 0 | 0 | 0 | 0 | 0 | 0 | 0 | 0 | 0 | 0 | 0
F3_Commercial_Grocery_Existing_Food Preparation_Natural Gas_Conveyor Oven_E10 | F3 | Commercial | Grocery | Existing | Food Preparation | Natural Gas | Conveyor Oven | E10 | PACT BC Ratio | 0 | 0 | 0 | 0 | 0 | 0 | 0 | 0 | 0 | 0 | 0 | 0 | 0 | 0 | 0 | 0 | 0 | 0 | 0 | 0 | 0 | 0 | 0 | 0 | 0 | 0 | 0 | 0 | 0 | 0 | 0 | 0 | 0
F4_Commercial_Grocery_Existing_Food Preparation_Natural Gas_Conveyor Oven_E1 | F4 | Commercial | Grocery | Existing | Food Preparation | Natural Gas | Conveyor Oven | E1 | RVT BC Ratio | bar: 2019 to 2051
F4_Commercial_Grocery_Existing_Food Preparation_Natural Gas_Conveyor Oven_E2 | F4 | Commercial | Grocery | Existing | Food Preparation | Natural Gas | Conveyor Oven | E2 | RVT BC Ratio | 6.5193 | 6.5617 | 6.6078 | 6.6583 | 6.7161 | 6.7831 | 6.8421 | 6.9016 | 6.9632 | 7.0273 | 7.089 | 7.1459 | 7.2016 | 7.2573 | 7.3154 | 7.3708 | 7.4279 | 7.4863 | 7.5451 | 7.6035 | 7.6609 | 7.7133 | 7.7601 | 7.8014 | 7.8372 | 7.8679 | 7.8892 | 7.9051 | 7.9188 | 7.9306 | 7.9422 | 7.9473 | 7.9473
F4_Commercial_Grocery_Existing_Food Preparation_Natural Gas_Conveyor Oven_E3 | F4 | Commercial | Grocery | Existing | Food Preparation | Natural Gas | Conveyor Oven | E3 | RVT BC Ratio | 0 | 0 | 0 | 0 | 0 | 0 | 0 | 0 | 0 | 0 | 0 | 0 | 0 | 0 | 0 | 0 | 0 | 0 | 0 | 0 | 0 | 0 | 0 | 0 | 0 | 0 | 0 | 0 | 0 | 0 | 0 | 0 | 0
F4_Commercial_Grocery_Existing_Food Preparation_Natural Gas_Conveyor Oven_E4 | F4 | Commercial | Grocery | Existing | Food Preparation | Natural Gas | Conveyor Oven | E4 | RVT BC Ratio | 0 | 0 | 0 | 0 | 0 | 0 | 0 | 0 | 0 | 0 | 0 | 0 | 0 | 0 | 0 | 0 | 0 | 0 | 0 | 0 | 0 | 0 | 0 | 0 | 0 | 0 | 0 | 0 | 0 | 0 | 0 | 0 | 0
F4_Commercial_Grocery_Existing_Food Preparation_Natural Gas_Conveyor Oven_E5 | F4 | Commercial | Grocery | Existing | Food Preparation | Natural Gas | Conveyor Oven | E5 | RVT BC Ratio | 0 | 0 | 0 | 0 | 0 | 0 | 0 | 0 | 0 | 0 | 0 | 0 | 0 | 0 | 0 | 0 | 0 | 0 | 0 | 0 | 0 | 0 | 0 | 0 | 0 | 0 | 0 | 0 | 0 | 0 | 0 | 0 | 0
F4_Commercial_Grocery_Existing_Food Preparation_Natural Gas_Conveyor Oven_E6 | F4 | Commercial | Grocery | Existing | Food Preparation | Natural Gas | Conveyor Oven | E6 | RVT BC Ratio | 0 | 0 | 0 | 0 | 0 | 0 | 0 | 0 | 0 | 0 | 0 | 0 | 0 | 0 | 0 | 0 | 0 | 0 | 0 | 0 | 0 | 0 | 0 | 0 | 0 | 0 | 0 | 0 | 0 | 0 | 0 | 0 | 0
F4_Commercial_Grocery_Existing_Food Preparation_Natural Gas_Conveyor Oven_E7 | F4 | Commercial | Grocery | Existing | Food Preparation | Natural Gas | Conveyor Oven | E7 | RVT BC Ratio | 0 | 0 | 0 | 0 | 0 | 0 | 0 | 0 | 0 | 0 | 0 | 0 | 0 | 0 | 0 | 0 | 0 | 0 | 0 | 0 | 0 | 0 | 0 | 0 | 0 | 0 | 0 | 0 | 0 | 0 | 0 | 0 | 0
F4_Commercial_Grocery_Existing_Food Preparation_Natural Gas_Conveyor Oven_E8 | F4 | Commercial | Grocery | Existing | Food Preparation | Natural Gas | Conveyor Oven | E8 | RVT BC Ratio | 0 | 0 | 0 | 0 | 0 | 0 | 0 | 0 | 0 | 0 | 0 | 0 | 0 | 0 | 0 | 0 | 0 | 0 | 0 | 0 | 0 | 0 | 0 | 0 | 0 | 0 | 0 | 0 | 0 | 0 | 0 | 0 | 0
F4_Commercial_Grocery_Existing_Food Preparation_Natural Gas_Conveyor Oven_E9 | F4 | Commercial | Grocery | Existing | Food Preparation | Natural Gas | Conveyor Oven | E9 | RVT BC Ratio | 0 | 0 | 0 | 0 | 0 | 0 | 0 | 0 | 0 | 0 | 0 | 0 | 0 | 0 | 0 | 0 | 0 | 0 | 0 | 0 | 0 | 0 | 0 | 0 | 0 | 0 | 0 | 0 | 0 | 0 | 0 | 0 | 0
F4_Commercial_Grocery_Existing_Food Preparation_Natural Gas_Conveyor Oven_E10 | F4 | Commercial | Grocery | Existing | Food Preparation | Natural Gas | Conveyor Oven | E10 | RVT BC Ratio | 0 | 0 | 0 | 0 | 0 | 0 | 0 | 0 | 0 | 0 | 0 | 0 | 0 | 0 | 0 | 0 | 0 | 0 | 0 | 0 | 0 | 0 | 0 | 0 | 0 | 0 | 0 | 0 | 0 | 0 | 0 | 0 | 0
F5_Commercial_Grocery_Existing_Food Preparation_Natural Gas_Conveyor Oven_E1 | F5 | Commercial | Grocery | Existing | Food Preparation | Natural Gas | Conveyor Oven | E1 | RIM BC Ratio | bar: 2019 to 2051
F5_Commercial_Grocery_Existing_Food Preparation_Natural Gas_Conveyor Oven_E2 | F5 | Commercial | Grocery | Existing | Food Preparation | Natural Gas | Conveyor Oven | E2 | RIM BC Ratio | 0.72288 | 0.72358 | 0.72433 | 0.72515 | 0.72606 | 0.7271 | 0.728 | 0.7289 | 0.72981 | 0.73074 | 0.73162 | 0.73242 | 0.73319 | 0.73394 | 0.73472 | 0.73545 | 0.7362 | 0.73694 | 0.73769 | 0.73841 | 0.73912 | 0.73975 | 0.74031 | 0.74079 | 0.74121 | 0.74157 | 0.74181 | 0.742 | 0.74215 | 0.74229 | 0.74242 | 0.74248 | 0.74248
F5_Commercial_Grocery_Existing_Food Preparation_Natural Gas_Conveyor Oven_E3 | F5 | Commercial | Grocery | Existing | Food Preparation | Natural Gas | Conveyor Oven | E3 | RIM BC Ratio | 0 | 0 | 0 | 0 | 0 | 0 | 0 | 0 | 0 | 0 | 0 | 0 | 0 | 0 | 0 | 0 | 0 | 0 | 0 | 0 | 0 | 0 | 0 | 0 | 0 | 0 | 0 | 0 | 0 | 0 | 0 | 0 | 0
F5_Commercial_Grocery_Existing_Food Preparation_Natural Gas_Conveyor Oven_E4 | F5 | Commercial | Grocery | Existing | Food Preparation | Natural Gas | Conveyor Oven | E4 | RIM BC Ratio | 0 | 0 | 0 | 0 | 0 | 0 | 0 | 0 | 0 | 0 | 0 | 0 | 0 | 0 | 0 | 0 | 0 | 0 | 0 | 0 | 0 | 0 | 0 | 0 | 0 | 0 | 0 | 0 | 0 | 0 | 0 | 0 | 0
F5_Commercial_Grocery_Existing_Food Preparation_Natural Gas_Conveyor Oven_E5 | F5 | Commercial | Grocery | Existing | Food Preparation | Natural Gas | Conveyor Oven | E5 | RIM BC Ratio | 0 | 0 | 0 | 0 | 0 | 0 | 0 | 0 | 0 | 0 | 0 | 0 | 0 | 0 | 0 | 0 | 0 | 0 | 0 | 0 | 0 | 0 | 0 | 0 | 0 | 0 | 0 | 0 | 0 | 0 | 0 | 0 | 0
F5_Commercial_Grocery_Existing_Food Preparation_Natural Gas_Conveyor Oven_E6 | F5 | Commercial | Grocery | Existing | Food Preparation | Natural Gas | Conveyor Oven | E6 | RIM BC Ratio | 0 | 0 | 0 | 0 | 0 | 0 | 0 | 0 | 0 | 0 | 0 | 0 | 0 | 0 | 0 | 0 | 0 | 0 | 0 | 0 | 0 | 0 | 0 | 0 | 0 | 0 | 0 | 0 | 0 | 0 | 0 | 0 | 0
F5_Commercial_Grocery_Existing_Food Preparation_Natural Gas_Conveyor Oven_E7 | F5 | Commercial | Grocery | Existing | Food Preparation | Natural Gas | Conveyor Oven | E7 | RIM BC Ratio | 0 | 0 | 0 | 0 | 0 | 0 | 0 | 0 | 0 | 0 | 0 | 0 | 0 | 0 | 0 | 0 | 0 | 0 | 0 | 0 | 0 | 0 | 0 | 0 | 0 | 0 | 0 | 0 | 0 | 0 | 0 | 0 | 0
F5_Commercial_Grocery_Existing_Food Preparation_Natural Gas_Conveyor Oven_E8 | F5 | Commercial | Grocery | Existing | Food Preparation | Natural Gas | Conveyor Oven | E8 | RIM BC Ratio | 0 | 0 | 0 | 0 | 0 | 0 | 0 | 0 | 0 | 0 | 0 | 0 | 0 | 0 | 0 | 0 | 0 | 0 | 0 | 0 | 0 | 0 | 0 | 0 | 0 | 0 | 0 | 0 | 0 | 0 | 0 | 0 | 0
F5_Commercial_Grocery_Existing_Food Preparation_Natural Gas_Conveyor Oven_E9 | F5 | Commercial | Grocery | Existing | Food Preparation | Natural Gas | Conveyor Oven | E9 | RIM BC Ratio | 0 | 0 | 0 | 0 | 0 | 0 | 0 | 0 | 0 | 0 | 0 | 0 | 0 | 0 | 0 | 0 | 0 | 0 | 0 | 0 | 0 | 0 | 0 | 0 | 0 | 0 | 0 | 0 | 0 | 0 | 0 | 0 | 0
F5_Commercial_Grocery_Existing_Food Preparation_Natural Gas_Conveyor Oven_E10 | F5 | Commercial | Grocery | Existing | Food Preparation | Natural Gas | Conveyor Oven | E10 | RIM BC Ratio | 0 | 0 | 0 | 0 | 0 | 0 | 0 | 0 | 0 | 0 | 0 | 0 | 0 | 0 | 0 | 0 | 0 | 0 | 0 | 0 | 0 | 0 | 0 | 0 | 0 | 0 | 0 | 0 | 0 | 0 | 0 | 0 | 0
F0_Commercial_Grocery_Existing_Food Preparation_Natural Gas_Double Rack Oven_E0 | F0 | Commercial | Grocery | Existing | Food Preparation | Natural Gas | Double Rack Oven | E0 | Economic Unit | FTSC Qualified (>50% Cooking Efficiency) | FTSC Qualified (>50% Cooking Efficiency) | FTSC Qualified (>50% Cooking Efficiency) | FTSC Qualified (>50% Cooking Efficiency) | FTSC Qualified (>50% Cooking Efficiency) | FTSC Qualified (>50% Cooking Efficiency) | FTSC Qualified (>50% Cooking Efficiency) | FTSC Qualified (>50% Cooking Efficiency) | FTSC Qualified (>50% Cooking Efficiency) | FTSC Qualified (>50% Cooking Efficiency) | FTSC Qualified (>50% Cooking Efficiency) | FTSC Qualified (>50% Cooking Efficiency) | FTSC Qualified (>50% Cooking Efficiency) | FTSC Qualified (>50% Cooking Efficiency) | FTSC Qualified (>50% Cooking Efficiency) | FTSC Qualified (>50% Cooking Efficiency) | FTSC Qualified (>50% Cooking Efficiency) | FTSC Qualified (>50% Cooking Efficiency) | FTSC Qualified (>50% Cooking Efficiency) | FTSC Qualified (>50% Cooking Efficiency) | FTSC Qualified (>50% Cooking Efficiency) | FTSC Qualified (>50% Cooking Efficiency) | FTSC Qualified (>50% Cooking Efficiency) | FTSC Qualified (>50% Cooking Efficiency) | FTSC Qualified (>50% Cooking Efficiency) | FTSC Qualified (>50% Cooking Efficiency) | FTSC Qualified (>50% Cooking Efficiency) | FTSC Qualified (>50% Cooking Efficiency) | FTSC Qualified (>50% Cooking Efficiency) | FTSC Qualified (>50% Cooking Efficiency) | FTSC Qualified (>50% Cooking Efficiency) | FTSC Qualified (>50% Cooking Efficiency) | FTSC Qualified (>50% Cooking Efficiency)
F1_Commercial_Grocery_Existing_Food Preparation_Natural Gas_Double Rack Oven_E1 | F1 | Commercial | Grocery | Existing | Food Preparation | Natural Gas | Double Rack Oven | E1 | CCE | 0 | 0 | 0 | 0 | 0 | 0 | 0 | 0 | 0 | 0 | 0 | 0 | 0 | 0 | 0 | 0 | 0 | 0 | 0 | 0 | 0 | 0 | 0 | 0 | 0 | 0 | 0 | 0 | 0 | 0 | 0 | 0 | 0
F1_Commercial_Grocery_Existing_Food Preparation_Natural Gas_Double Rack Oven_E2 | F1 | Commercial | Grocery | Existing | Food Preparation | Natural Gas | Double Rack Oven | E2 | CCE | 0.29688 | 0.29688 | 0.29688 | 0.29688 | 0.29688 | 0.29688 | 0.29688 | 0.29688 | 0.29688 | 0.29688 | 0.29688 | 0.29688 | 0.29688 | 0.29688 | 0.29688 | 0.29688 | 0.29688 | 0.29688 | 0.29688 | 0.29688 | 0.29688 | 0.29688 | 0.29688 | 0.29688 | 0.29688 | 0.29688 | 0.29688 | 0.29688 | 0.29688 | 0.29688 | 0.29688 | 0.29688 | 0.29688
F1_Commercial_Grocery_Existing_Food Preparation_Natural Gas_Double Rack Oven_E3 | F1 | Commercial | Grocery | Existing | Food Preparation | Natural Gas | Double Rack Oven | E3 | CCE | 0 | 0 | 0 | 0 | 0 | 0 | 0 | 0 | 0 | 0 | 0 | 0 | 0 | 0 | 0 | 0 | 0 | 0 | 0 | 0 | 0 | 0 | 0 | 0 | 0 | 0 | 0 | 0 | 0 | 0 | 0 | 0 | 0
F1_Commercial_Grocery_Existing_Food Preparation_Natural Gas_Double Rack Oven_E4 | F1 | Commercial | Grocery | Existing | Food Preparation | Natural Gas | Double Rack Oven | E4 | CCE | 0 | 0 | 0 | 0 | 0 | 0 | 0 | 0 | 0 | 0 | 0 | 0 | 0 | 0 | 0 | 0 | 0 | 0 | 0 | 0 | 0 | 0 | 0 | 0 | 0 | 0 | 0 | 0 | 0 | 0 | 0 | 0 | 0
F1_Commercial_Grocery_Existing_Food Preparation_Natural Gas_Double Rack Oven_E5 | F1 | Commercial | Grocery | Existing | Food Preparation | Natural Gas | Double Rack Oven | E5 | CCE | 0 | 0 | 0 | 0 | 0 | 0 | 0 | 0 | 0 | 0 | 0 | 0 | 0 | 0 | 0 | 0 | 0 | 0 | 0 | 0 | 0 | 0 | 0 | 0 | 0 | 0 | 0 | 0 | 0 | 0 | 0 | 0 | 0
F1_Commercial_Grocery_Existing_Food Preparation_Natural Gas_Double Rack Oven_E6 | F1 | Commercial | Grocery | Existing | Food Preparation | Natural Gas | Double Rack Oven | E6 | CCE | 0 | 0 | 0 | 0 | 0 | 0 | 0 | 0 | 0 | 0 | 0 | 0 | 0 | 0 | 0 | 0 | 0 | 0 | 0 | 0 | 0 | 0 | 0 | 0 | 0 | 0 | 0 | 0 | 0 | 0 | 0 | 0 | 0
F1_Commercial_Grocery_Existing_Food Preparation_Natural Gas_Double Rack Oven_E7 | F1 | Commercial | Grocery | Existing | Food Preparation | Natural Gas | Double Rack Oven | E7 | CCE | 0 | 0 | 0 | 0 | 0 | 0 | 0 | 0 | 0 | 0 | 0 | 0 | 0 | 0 | 0 | 0 | 0 | 0 | 0 | 0 | 0 | 0 | 0 | 0 | 0 | 0 | 0 | 0 | 0 | 0 | 0 | 0 | 0
F1_Commercial_Grocery_Existing_Food Preparation_Natural Gas_Double Rack Oven_E8 | F1 | Commercial | Grocery | Existing | Food Preparation | Natural Gas | Double Rack Oven | E8 | CCE | 0 | 0 | 0 | 0 | 0 | 0 | 0 | 0 | 0 | 0 | 0 | 0 | 0 | 0 | 0 | 0 | 0 | 0 | 0 | 0 | 0 | 0 | 0 | 0 | 0 | 0 | 0 | 0 | 0 | 0 | 0 | 0 | 0
F1_Commercial_Grocery_Existing_Food Preparation_Natural Gas_Double Rack Oven_E9 | F1 | Commercial | Grocery | Existing | Food Preparation | Natural Gas | Double Rack Oven | E9 | CCE | 0 | 0 | 0 | 0 | 0 | 0 | 0 | 0 | 0 | 0 | 0 | 0 | 0 | 0 | 0 | 0 | 0 | 0 | 0 | 0 | 0 | 0 | 0 | 0 | 0 | 0 | 0 | 0 | 0 | 0 | 0 | 0 | 0
F1_Commercial_Grocery_Existing_Food Preparation_Natural Gas_Double Rack Oven_E10 | F1 | Commercial | Grocery | Existing | Food Preparation | Natural Gas | Double Rack Oven | E10 | CCE | 0 | 0 | 0 | 0 | 0 | 0 | 0 | 0 | 0 | 0 | 0 | 0 | 0 | 0 | 0 | 0 | 0 | 0 | 0 | 0 | 0 | 0 | 0 | 0 | 0 | 0 | 0 | 0 | 0 | 0 | 0 | 0 | 0
F2_Commercial_Grocery_Existing_Food Preparation_Natural Gas_Double Rack Oven_E1 | F2 | Commercial | Grocery | Existing | Food Preparation | Natural Gas | Double Rack Oven | E1 | TRC BC Ratio | bar: 2019 to 2051
F2_Commercial_Grocery_Existing_Food Preparation_Natural Gas_Double Rack Oven_E2 | F2 | Commercial | Grocery | Existing | Food Preparation | Natural Gas | Double Rack Oven | E2 | TRC BC Ratio | 4.7395 | 4.7756 | 4.816 | 4.8604 | 4.911 | 4.9696 | 5.017 | 5.0626 | 5.1089 | 5.1571 | 5.2031 | 5.2453 | 5.2885 | 5.3338 | 5.3838 | 5.4328 | 5.4847 | 5.5395 | 5.5966 | 5.655 | 5.7136 | 5.7686 | 5.8182 | 5.8621 | 5.9 | 5.9326 | 5.9552 | 5.9721 | 5.9866 | 5.9991 | 6.0114 | 6.0169 | 6.0169
F2_Commercial_Grocery_Existing_Food Preparation_Natural Gas_Double Rack Oven_E3 | F2 | Commercial | Grocery | Existing | Food Preparation | Natural Gas | Double Rack Oven | E3 | TRC BC Ratio | 0 | 0 | 0 | 0 | 0 | 0 | 0 | 0 | 0 | 0 | 0 | 0 | 0 | 0 | 0 | 0 | 0 | 0 | 0 | 0 | 0 | 0 | 0 | 0 | 0 | 0 | 0 | 0 | 0 | 0 | 0 | 0 | 0
F2_Commercial_Grocery_Existing_Food Preparation_Natural Gas_Double Rack Oven_E4 | F2 | Commercial | Grocery | Existing | Food Preparation | Natural Gas | Double Rack Oven | E4 | TRC BC Ratio | 0 | 0 | 0 | 0 | 0 | 0 | 0 | 0 | 0 | 0 | 0 | 0 | 0 | 0 | 0 | 0 | 0 | 0 | 0 | 0 | 0 | 0 | 0 | 0 | 0 | 0 | 0 | 0 | 0 | 0 | 0 | 0 | 0
F2_Commercial_Grocery_Existing_Food Preparation_Natural Gas_Double Rack Oven_E5 | F2 | Commercial | Grocery | Existing | Food Preparation | Natural Gas | Double Rack Oven | E5 | TRC BC Ratio | 0 | 0 | 0 | 0 | 0 | 0 | 0 | 0 | 0 | 0 | 0 | 0 | 0 | 0 | 0 | 0 | 0 | 0 | 0 | 0 | 0 | 0 | 0 | 0 | 0 | 0 | 0 | 0 | 0 | 0 | 0 | 0 | 0
F2_Commercial_Grocery_Existing_Food Preparation_Natural Gas_Double Rack Oven_E6 | F2 | Commercial | Grocery | Existing | Food Preparation | Natural Gas | Double Rack Oven | E6 | TRC BC Ratio | 0 | 0 | 0 | 0 | 0 | 0 | 0 | 0 | 0 | 0 | 0 | 0 | 0 | 0 | 0 | 0 | 0 | 0 | 0 | 0 | 0 | 0 | 0 | 0 | 0 | 0 | 0 | 0 | 0 | 0 | 0 | 0 | 0
F2_Commercial_Grocery_Existing_Food Preparation_Natural Gas_Double Rack Oven_E7 | F2 | Commercial | Grocery | Existing | Food Preparation | Natural Gas | Double Rack Oven | E7 | TRC BC Ratio | 0 | 0 | 0 | 0 | 0 | 0 | 0 | 0 | 0 | 0 | 0 | 0 | 0 | 0 | 0 | 0 | 0 | 0 | 0 | 0 | 0 | 0 | 0 | 0 | 0 | 0 | 0 | 0 | 0 | 0 | 0 | 0 | 0
F2_Commercial_Grocery_Existing_Food Preparation_Natural Gas_Double Rack Oven_E8 | F2 | Commercial | Grocery | Existing | Food Preparation | Natural Gas | Double Rack Oven | E8 | TRC BC Ratio | 0 | 0 | 0 | 0 | 0 | 0 | 0 | 0 | 0 | 0 | 0 | 0 | 0 | 0 | 0 | 0 | 0 | 0 | 0 | 0 | 0 | 0 | 0 | 0 | 0 | 0 | 0 | 0 | 0 | 0 | 0 | 0 | 0
F2_Commercial_Grocery_Existing_Food Preparation_Natural Gas_Double Rack Oven_E9 | F2 | Commercial | Grocery | Existing | Food Preparation | Natural Gas | Double Rack Oven | E9 | TRC BC Ratio | 0 | 0 | 0 | 0 | 0 | 0 | 0 | 0 | 0 | 0 | 0 | 0 | 0 | 0 | 0 | 0 | 0 | 0 | 0 | 0 | 0 | 0 | 0 | 0 | 0 | 0 | 0 | 0 | 0 | 0 | 0 | 0 | 0
F2_Commercial_Grocery_Existing_Food Preparation_Natural Gas_Double Rack Oven_E10 | F2 | Commercial | Grocery | Existing | Food Preparation | Natural Gas | Double Rack Oven | E10 | TRC BC Ratio | 0 | 0 | 0 | 0 | 0 | 0 | 0 | 0 | 0 | 0 | 0 | 0 | 0 | 0 | 0 | 0 | 0 | 0 | 0 | 0 | 0 | 0 | 0 | 0 | 0 | 0 | 0 | 0 | 0 | 0 | 0 | 0 | 0
F3_Commercial_Grocery_Existing_Food Preparation_Natural Gas_Double Rack Oven_E1 | F3 | Commercial | Grocery | Existing | Food Preparation | Natural Gas | Double Rack Oven | E1 | PACT BC Ratio | bar: 2019 to 2051
F3_Commercial_Grocery_Existing_Food Preparation_Natural Gas_Double Rack Oven_E2 | F3 | Commercial | Grocery | Existing | Food Preparation | Natural Gas | Double Rack Oven | E2 | PACT BC Ratio | 6.3193 | 6.3675 | 6.4213 | 6.4805 | 6.548 | 6.6261 | 6.6894 | 6.7502 | 6.8119 | 6.8761 | 6.9374 | 6.9937 | 7.0513 | 7.1117 | 7.1784 | 7.2437 | 7.3129 | 7.386 | 7.4622 | 7.5399 | 7.6182 | 7.6915 | 7.7576 | 7.8161 | 7.8667 | 7.9101 | 7.9403 | 7.9627 | 7.9822 | 7.9988 | 8.0152 | 8.0225 | 8.0225
F3_Commercial_Grocery_Existing_Food Preparation_Natural Gas_Double Rack Oven_E3 | F3 | Commercial | Grocery | Existing | Food Preparation | Natural Gas | Double Rack Oven | E3 | PACT BC Ratio | 0 | 0 | 0 | 0 | 0 | 0 | 0 | 0 | 0 | 0 | 0 | 0 | 0 | 0 | 0 | 0 | 0 | 0 | 0 | 0 | 0 | 0 | 0 | 0 | 0 | 0 | 0 | 0 | 0 | 0 | 0 | 0 | 0
F3_Commercial_Grocery_Existing_Food Preparation_Natural Gas_Double Rack Oven_E4 | F3 | Commercial | Grocery | Existing | Food Preparation | Natural Gas | Double Rack Oven | E4 | PACT BC Ratio | 0 | 0 | 0 | 0 | 0 | 0 | 0 | 0 | 0 | 0 | 0 | 0 | 0 | 0 | 0 | 0 | 0 | 0 | 0 | 0 | 0 | 0 | 0 | 0 | 0 | 0 | 0 | 0 | 0 | 0 | 0 | 0 | 0
F3_Commercial_Grocery_Existing_Food Preparation_Natural Gas_Double Rack Oven_E5 | F3 | Commercial | Grocery | Existing | Food Preparation | Natural Gas | Double Rack Oven | E5 | PACT BC Ratio | 0 | 0 | 0 | 0 | 0 | 0 | 0 | 0 | 0 | 0 | 0 | 0 | 0 | 0 | 0 | 0 | 0 | 0 | 0 | 0 | 0 | 0 | 0 | 0 | 0 | 0 | 0 | 0 | 0 | 0 | 0 | 0 | 0
F3_Commercial_Grocery_Existing_Food Preparation_Natural Gas_Double Rack Oven_E6 | F3 | Commercial | Grocery | Existing | Food Preparation | Natural Gas | Double Rack Oven | E6 | PACT BC Ratio | 0 | 0 | 0 | 0 | 0 | 0 | 0 | 0 | 0 | 0 | 0 | 0 | 0 | 0 | 0 | 0 | 0 | 0 | 0 | 0 | 0 | 0 | 0 | 0 | 0 | 0 | 0 | 0 | 0 | 0 | 0 | 0 | 0
F3_Commercial_Grocery_Existing_Food Preparation_Natural Gas_Double Rack Oven_E7 | F3 | Commercial | Grocery | Existing | Food Preparation | Natural Gas | Double Rack Oven | E7 | PACT BC Ratio | 0 | 0 | 0 | 0 | 0 | 0 | 0 | 0 | 0 | 0 | 0 | 0 | 0 | 0 | 0 | 0 | 0 | 0 | 0 | 0 | 0 | 0 | 0 | 0 | 0 | 0 | 0 | 0 | 0 | 0 | 0 | 0 | 0
F3_Commercial_Grocery_Existing_Food Preparation_Natural Gas_Double Rack Oven_E8 | F3 | Commercial | Grocery | Existing | Food Preparation | Natural Gas | Double Rack Oven | E8 | PACT BC Ratio | 0 | 0 | 0 | 0 | 0 | 0 | 0 | 0 | 0 | 0 | 0 | 0 | 0 | 0 | 0 | 0 | 0 | 0 | 0 | 0 | 0 | 0 | 0 | 0 | 0 | 0 | 0 | 0 | 0 | 0 | 0 | 0 | 0
F3_Commercial_Grocery_Existing_Food Preparation_Natural Gas_Double Rack Oven_E9 | F3 | Commercial | Grocery | Existing | Food Preparation | Natural Gas | Double Rack Oven | E9 | PACT BC Ratio | 0 | 0 | 0 | 0 | 0 | 0 | 0 | 0 | 0 | 0 | 0 | 0 | 0 | 0 | 0 | 0 | 0 | 0 | 0 | 0 | 0 | 0 | 0 | 0 | 0 | 0 | 0 | 0 | 0 | 0 | 0 | 0 | 0
F3_Commercial_Grocery_Existing_Food Preparation_Natural Gas_Double Rack Oven_E10 | F3 | Commercial | Grocery | Existing | Food Preparation | Natural Gas | Double Rack Oven | E10 | PACT BC Ratio | 0 | 0 | 0 | 0 | 0 | 0 | 0 | 0 | 0 | 0 | 0 | 0 | 0 | 0 | 0 | 0 | 0 | 0 | 0 | 0 | 0 | 0 | 0 | 0 | 0 | 0 | 0 | 0 | 0 | 0 | 0 | 0 | 0
F4_Commercial_Grocery_Existing_Food Preparation_Natural Gas_Double Rack Oven_E1 | F4 | Commercial | Grocery | Existing | Food Preparation | Natural Gas | Double Rack Oven | E1 | RVT BC Ratio | bar: 2019 to 2051
F4_Commercial_Grocery_Existing_Food Preparation_Natural Gas_Double Rack Oven_E2 | F4 | Commercial | Grocery | Existing | Food Preparation | Natural Gas | Double Rack Oven | E2 | RVT BC Ratio | 7.5139 | 7.5658 | 7.6238 | 7.6877 | 7.7604 | 7.8446 | 7.9129 | 7.9784 | 8.045 | 8.1143 | 8.1804 | 8.241 | 8.3031 | 8.3683 | 8.4402 | 8.5106 | 8.5852 | 8.664 | 8.7461 | 8.83 | 8.9144 | 8.9934 | 9.0647 | 9.1278 | 9.1823 | 9.2292 | 9.2617 | 9.2859 | 9.3069 | 9.3248 | 9.3425 | 9.3503 | 9.3503
F4_Commercial_Grocery_Existing_Food Preparation_Natural Gas_Double Rack Oven_E3 | F4 | Commercial | Grocery | Existing | Food Preparation | Natural Gas | Double Rack Oven | E3 | RVT BC Ratio | 0 | 0 | 0 | 0 | 0 | 0 | 0 | 0 | 0 | 0 | 0 | 0 | 0 | 0 | 0 | 0 | 0 | 0 | 0 | 0 | 0 | 0 | 0 | 0 | 0 | 0 | 0 | 0 | 0 | 0 | 0 | 0 | 0
F4_Commercial_Grocery_Existing_Food Preparation_Natural Gas_Double Rack Oven_E4 | F4 | Commercial | Grocery | Existing | Food Preparation | Natural Gas | Double Rack Oven | E4 | RVT BC Ratio | 0 | 0 | 0 | 0 | 0 | 0 | 0 | 0 | 0 | 0 | 0 | 0 | 0 | 0 | 0 | 0 | 0 | 0 | 0 | 0 | 0 | 0 | 0 | 0 | 0 | 0 | 0 | 0 | 0 | 0 | 0 | 0 | 0
F4_Commercial_Grocery_Existing_Food Preparation_Natural Gas_Double Rack Oven_E5 | F4 | Commercial | Grocery | Existing | Food Preparation | Natural Gas | Double Rack Oven | E5 | RVT BC Ratio | 0 | 0 | 0 | 0 | 0 | 0 | 0 | 0 | 0 | 0 | 0 | 0 | 0 | 0 | 0 | 0 | 0 | 0 | 0 | 0 | 0 | 0 | 0 | 0 | 0 | 0 | 0 | 0 | 0 | 0 | 0 | 0 | 0
F4_Commercial_Grocery_Existing_Food Preparation_Natural Gas_Double Rack Oven_E6 | F4 | Commercial | Grocery | Existing | Food Preparation | Natural Gas | Double Rack Oven | E6 | RVT BC Ratio | 0 | 0 | 0 | 0 | 0 | 0 | 0 | 0 | 0 | 0 | 0 | 0 | 0 | 0 | 0 | 0 | 0 | 0 | 0 | 0 | 0 | 0 | 0 | 0 | 0 | 0 | 0 | 0 | 0 | 0 | 0 | 0 | 0
F4_Commercial_Grocery_Existing_Food Preparation_Natural Gas_Double Rack Oven_E7 | F4 | Commercial | Grocery | Existing | Food Preparation | Natural Gas | Double Rack Oven | E7 | RVT BC Ratio | 0 | 0 | 0 | 0 | 0 | 0 | 0 | 0 | 0 | 0 | 0 | 0 | 0 | 0 | 0 | 0 | 0 | 0 | 0 | 0 | 0 | 0 | 0 | 0 | 0 | 0 | 0 | 0 | 0 | 0 | 0 | 0 | 0
F4_Commercial_Grocery_Existing_Food Preparation_Natural Gas_Double Rack Oven_E8 | F4 | Commercial | Grocery | Existing | Food Preparation | Natural Gas | Double Rack Oven | E8 | RVT BC Ratio | 0 | 0 | 0 | 0 | 0 | 0 | 0 | 0 | 0 | 0 | 0 | 0 | 0 | 0 | 0 | 0 | 0 | 0 | 0 | 0 | 0 | 0 | 0 | 0 | 0 | 0 | 0 | 0 | 0 | 0 | 0 | 0 | 0
F4_Commercial_Grocery_Existing_Food Preparation_Natural Gas_Double Rack Oven_E9 | F4 | Commercial | Grocery | Existing | Food Preparation | Natural Gas | Double Rack Oven | E9 | RVT BC Ratio | 0 | 0 | 0 | 0 | 0 | 0 | 0 | 0 | 0 | 0 | 0 | 0 | 0 | 0 | 0 | 0 | 0 | 0 | 0 | 0 | 0 | 0 | 0 | 0 | 0 | 0 | 0 | 0 | 0 | 0 | 0 | 0 | 0
F4_Commercial_Grocery_Existing_Food Preparation_Natural Gas_Double Rack Oven_E10 | F4 | Commercial | Grocery | Existing | Food Preparation | Natural Gas | Double Rack Oven | E10 | RVT BC Ratio | 0 | 0 | 0 | 0 | 0 | 0 | 0 | 0 | 0 | 0 | 0 | 0 | 0 | 0 | 0 | 0 | 0 | 0 | 0 | 0 | 0 | 0 | 0 | 0 | 0 | 0 | 0 | 0 | 0 | 0 | 0 | 0 | 0
F5_Commercial_Grocery_Existing_Food Preparation_Natural Gas_Double Rack Oven_E1 | F5 | Commercial | Grocery | Existing | Food Preparation | Natural Gas | Double Rack Oven | E1 | RIM BC Ratio | bar: 2019 to 2051
F5_Commercial_Grocery_Existing_Food Preparation_Natural Gas_Double Rack Oven_E2 | F5 | Commercial | Grocery | Existing | Food Preparation | Natural Gas | Double Rack Oven | E2 | RIM BC Ratio | 0.73729 | 0.73795 | 0.73866 | 0.73944 | 0.74031 | 0.7413 | 0.74208 | 0.74283 | 0.74357 | 0.74433 | 0.74504 | 0.74568 | 0.74633 | 0.74701 | 0.74774 | 0.74844 | 0.74917 | 0.74993 | 0.75071 | 0.75149 | 0.75226 | 0.75297 | 0.7536 | 0.75414 | 0.75461 | 0.75501 | 0.75528 | 0.75549 | 0.75566 | 0.75581 | 0.75596 | 0.75602 | 0.75602
F5_Commercial_Grocery_Existing_Food Preparation_Natural Gas_Double Rack Oven_E3 | F5 | Commercial | Grocery | Existing | Food Preparation | Natural Gas | Double Rack Oven | E3 | RIM BC Ratio | 0 | 0 | 0 | 0 | 0 | 0 | 0 | 0 | 0 | 0 | 0 | 0 | 0 | 0 | 0 | 0 | 0 | 0 | 0 | 0 | 0 | 0 | 0 | 0 | 0 | 0 | 0 | 0 | 0 | 0 | 0 | 0 | 0
F5_Commercial_Grocery_Existing_Food Preparation_Natural Gas_Double Rack Oven_E4 | F5 | Commercial | Grocery | Existing | Food Preparation | Natural Gas | Double Rack Oven | E4 | RIM BC Ratio | 0 | 0 | 0 | 0 | 0 | 0 | 0 | 0 | 0 | 0 | 0 | 0 | 0 | 0 | 0 | 0 | 0 | 0 | 0 | 0 | 0 | 0 | 0 | 0 | 0 | 0 | 0 | 0 | 0 | 0 | 0 | 0 | 0
F5_Commercial_Grocery_Existing_Food Preparation_Natural Gas_Double Rack Oven_E5 | F5 | Commercial | Grocery | Existing | Food Preparation | Natural Gas | Double Rack Oven | E5 | RIM BC Ratio | 0 | 0 | 0 | 0 | 0 | 0 | 0 | 0 | 0 | 0 | 0 | 0 | 0 | 0 | 0 | 0 | 0 | 0 | 0 | 0 | 0 | 0 | 0 | 0 | 0 | 0 | 0 | 0 | 0 | 0 | 0 | 0 | 0
F5_Commercial_Grocery_Existing_Food Preparation_Natural Gas_Double Rack Oven_E6 | F5 | Commercial | Grocery | Existing | Food Preparation | Natural Gas | Double Rack Oven | E6 | RIM BC Ratio | 0 | 0 | 0 | 0 | 0 | 0 | 0 | 0 | 0 | 0 | 0 | 0 | 0 | 0 | 0 | 0 | 0 | 0 | 0 | 0 | 0 | 0 | 0 | 0 | 0 | 0 | 0 | 0 | 0 | 0 | 0 | 0 | 0
F5_Commercial_Grocery_Existing_Food Preparation_Natural Gas_Double Rack Oven_E7 | F5 | Commercial | Grocery | Existing | Food Preparation | Natural Gas | Double Rack Oven | E7 | RIM BC Ratio | 0 | 0 | 0 | 0 | 0 | 0 | 0 | 0 | 0 | 0 | 0 | 0 | 0 | 0 | 0 | 0 | 0 | 0 | 0 | 0 | 0 | 0 | 0 | 0 | 0 | 0 | 0 | 0 | 0 | 0 | 0 | 0 | 0
F5_Commercial_Grocery_Existing_Food Preparation_Natural Gas_Double Rack Oven_E8 | F5 | Commercial | Grocery | Existing | Food Preparation | Natural Gas | Double Rack Oven | E8 | RIM BC Ratio | 0 | 0 | 0 | 0 | 0 | 0 | 0 | 0 | 0 | 0 | 0 | 0 | 0 | 0 | 0 | 0 | 0 | 0 | 0 | 0 | 0 | 0 | 0 | 0 | 0 | 0 | 0 | 0 | 0 | 0 | 0 | 0 | 0
F5_Commercial_Grocery_Existing_Food Preparation_Natural Gas_Double Rack Oven_E9 | F5 | Commercial | Grocery | Existing | Food Preparation | Natural Gas | Double Rack Oven | E9 | RIM BC Ratio | 0 | 0 | 0 | 0 | 0 | 0 | 0 | 0 | 0 | 0 | 0 | 0 | 0 | 0 | 0 | 0 | 0 | 0 | 0 | 0 | 0 | 0 | 0 | 0 | 0 | 0 | 0 | 0 | 0 | 0 | 0 | 0 | 0
F5_Commercial_Grocery_Existing_Food Preparation_Natural Gas_Double Rack Oven_E10 | F5 | Commercial | Grocery | Existing | Food Preparation | Natural Gas | Double Rack Oven | E10 | RIM BC Ratio | 0 | 0 | 0 | 0 | 0 | 0 | 0 | 0 | 0 | 0 | 0 | 0 | 0 | 0 | 0 | 0 | 0 | 0 | 0 | 0 | 0 | 0 | 0 | 0 | 0 | 0 | 0 | 0 | 0 | 0 | 0 | 0 | 0
F0_Commercial_Grocery_Existing_Food Preparation_Natural Gas_Fryer_E0 | F0 | Commercial | Grocery | Existing | Food Preparation | Natural Gas | Fryer | E0 | Economic Unit | ENERGY STAR | ENERGY STAR | ENERGY STAR | ENERGY STAR | ENERGY STAR | ENERGY STAR | ENERGY STAR | ENERGY STAR | ENERGY STAR | ENERGY STAR | ENERGY STAR | ENERGY STAR | ENERGY STAR | ENERGY STAR | ENERGY STAR | ENERGY STAR | ENERGY STAR | ENERGY STAR | ENERGY STAR | ENERGY STAR | ENERGY STAR | ENERGY STAR | ENERGY STAR | ENERGY STAR | ENERGY STAR | ENERGY STAR | ENERGY STAR | ENERGY STAR | ENERGY STAR | ENERGY STAR | ENERGY STAR | ENERGY STAR | ENERGY STAR
F1_Commercial_Grocery_Existing_Food Preparation_Natural Gas_Fryer_E1 | F1 | Commercial | Grocery | Existing | Food Preparation | Natural Gas | Fryer | E1 | CCE | 0 | 0 | 0 | 0 | 0 | 0 | 0 | 0 | 0 | 0 | 0 | 0 | 0 | 0 | 0 | 0 | 0 | 0 | 0 | 0 | 0 | 0 | 0 | 0 | 0 | 0 | 0 | 0 | 0 | 0 | 0 | 0 | 0
F1_Commercial_Grocery_Existing_Food Preparation_Natural Gas_Fryer_E2 | F1 | Commercial | Grocery | Existing | Food Preparation | Natural Gas | Fryer | E2 | CCE | 0.52081 | 0.52081 | 0.52081 | 0 | 0 | 0 | 0 | 0 | 0 | 0 | 0 | 0 | 0 | 0 | 0 | 0 | 0 | 0 | 0 | 0 | 0 | 0 | 0 | 0 | 0 | 0 | 0 | 0 | 0 | 0 | 0 | 0 | 0
F1_Commercial_Grocery_Existing_Food Preparation_Natural Gas_Fryer_E3 | F1 | Commercial | Grocery | Existing | Food Preparation | Natural Gas | Fryer | E3 | CCE | 0 | 0 | 0 | 0 | 0 | 0 | 0 | 0 | 0 | 0 | 0 | 0 | 0 | 0 | 0 | 0 | 0 | 0 | 0 | 0 | 0 | 0 | 0 | 0 | 0 | 0 | 0 | 0 | 0 | 0 | 0 | 0 | 0
F1_Commercial_Grocery_Existing_Food Preparation_Natural Gas_Fryer_E4 | F1 | Commercial | Grocery | Existing | Food Preparation | Natural Gas | Fryer | E4 | CCE | 0 | 0 | 0 | 0 | 0 | 0 | 0 | 0 | 0 | 0 | 0 | 0 | 0 | 0 | 0 | 0 | 0 | 0 | 0 | 0 | 0 | 0 | 0 | 0 | 0 | 0 | 0 | 0 | 0 | 0 | 0 | 0 | 0
F1_Commercial_Grocery_Existing_Food Preparation_Natural Gas_Fryer_E5 | F1 | Commercial | Grocery | Existing | Food Preparation | Natural Gas | Fryer | E5 | CCE | 0 | 0 | 0 | 0 | 0 | 0 | 0 | 0 | 0 | 0 | 0 | 0 | 0 | 0 | 0 | 0 | 0 | 0 | 0 | 0 | 0 | 0 | 0 | 0 | 0 | 0 | 0 | 0 | 0 | 0 | 0 | 0 | 0
F1_Commercial_Grocery_Existing_Food Preparation_Natural Gas_Fryer_E6 | F1 | Commercial | Grocery | Existing | Food Preparation | Natural Gas | Fryer | E6 | CCE | 0 | 0 | 0 | 0 | 0 | 0 | 0 | 0 | 0 | 0 | 0 | 0 | 0 | 0 | 0 | 0 | 0 | 0 | 0 | 0 | 0 | 0 | 0 | 0 | 0 | 0 | 0 | 0 | 0 | 0 | 0 | 0 | 0
F1_Commercial_Grocery_Existing_Food Preparation_Natural Gas_Fryer_E7 | F1 | Commercial | Grocery | Existing | Food Preparation | Natural Gas | Fryer | E7 | CCE | 0 | 0 | 0 | 0 | 0 | 0 | 0 | 0 | 0 | 0 | 0 | 0 | 0 | 0 | 0 | 0 | 0 | 0 | 0 | 0 | 0 | 0 | 0 | 0 | 0 | 0 | 0 | 0 | 0 | 0 | 0 | 0 | 0
F1_Commercial_Grocery_Existing_Food Preparation_Natural Gas_Fryer_E8 | F1 | Commercial | Grocery | Existing | Food Preparation | Natural Gas | Fryer | E8 | CCE | 0 | 0 | 0 | 0 | 0 | 0 | 0 | 0 | 0 | 0 | 0 | 0 | 0 | 0 | 0 | 0 | 0 | 0 | 0 | 0 | 0 | 0 | 0 | 0 | 0 | 0 | 0 | 0 | 0 | 0 | 0 | 0 | 0
F1_Commercial_Grocery_Existing_Food Preparation_Natural Gas_Fryer_E9 | F1 | Commercial | Grocery | Existing | Food Preparation | Natural Gas | Fryer | E9 | CCE | 0 | 0 | 0 | 0 | 0 | 0 | 0 | 0 | 0 | 0 | 0 | 0 | 0 | 0 | 0 | 0 | 0 | 0 | 0 | 0 | 0 | 0 | 0 | 0 | 0 | 0 | 0 | 0 | 0 | 0 | 0 | 0 | 0
F1_Commercial_Grocery_Existing_Food Preparation_Natural Gas_Fryer_E10 | F1 | Commercial | Grocery | Existing | Food Preparation | Natural Gas | Fryer | E10 | CCE | 0 | 0 | 0 | 0 | 0 | 0 | 0 | 0 | 0 | 0 | 0 | 0 | 0 | 0 | 0 | 0 | 0 | 0 | 0 | 0 | 0 | 0 | 0 | 0 | 0 | 0 | 0 | 0 | 0 | 0 | 0 | 0 | 0
F2_Commercial_Grocery_Existing_Food Preparation_Natural Gas_Fryer_E1 | F2 | Commercial | Grocery | Existing | Food Preparation | Natural Gas | Fryer | E1 | TRC BC Ratio | 1 | 1 | 1 | 0 | 0 | 0 | 0 | 0 | 0 | 0 | 0 | 0 | 0 | 0 | 0 | 0 | 0 | 0 | 0 | 0 | 0 | 0 | 0 | 0 | 0 | 0 | 0 | 0 | 0 | 0 | 0 | 0 | 0
F2_Commercial_Grocery_Existing_Food Preparation_Natural Gas_Fryer_E2 | F2 | Commercial | Grocery | Existing | Food Preparation | Natural Gas | Fryer | E2 | TRC BC Ratio | 2.6303 | 2.6385 | 2.6536 | 1 | 1 | 1 | 1 | 1 | 1 | 1 | 1 | 1 | 1 | 1 | 1 | 1 | 1 | 1 | 1 | 1 | 1 | 1 | 1 | 1 | 1 | 1 | 1 | 1 | 1 | 1 | 1 | 1 | 1
F2_Commercial_Grocery_Existing_Food Preparation_Natural Gas_Fryer_E3 | F2 | Commercial | Grocery | Existing | Food Preparation | Natural Gas | Fryer | E3 | TRC BC Ratio | 0 | 0 | 0 | 0 | 0 | 0 | 0 | 0 | 0 | 0 | 0 | 0 | 0 | 0 | 0 | 0 | 0 | 0 | 0 | 0 | 0 | 0 | 0 | 0 | 0 | 0 | 0 | 0 | 0 | 0 | 0 | 0 | 0
F2_Commercial_Grocery_Existing_Food Preparation_Natural Gas_Fryer_E4 | F2 | Commercial | Grocery | Existing | Food Preparation | Natural Gas | Fryer | E4 | TRC BC Ratio | 0 | 0 | 0 | 0 | 0 | 0 | 0 | 0 | 0 | 0 | 0 | 0 | 0 | 0 | 0 | 0 | 0 | 0 | 0 | 0 | 0 | 0 | 0 | 0 | 0 | 0 | 0 | 0 | 0 | 0 | 0 | 0 | 0
F2_Commercial_Grocery_Existing_Food Preparation_Natural Gas_Fryer_E5 | F2 | Commercial | Grocery | Existing | Food Preparation | Natural Gas | Fryer | E5 | TRC BC Ratio | 0 | 0 | 0 | 0 | 0 | 0 | 0 | 0 | 0 | 0 | 0 | 0 | 0 | 0 | 0 | 0 | 0 | 0 | 0 | 0 | 0 | 0 | 0 | 0 | 0 | 0 | 0 | 0 | 0 | 0 | 0 | 0 | 0
F2_Commercial_Grocery_Existing_Food Preparation_Natural Gas_Fryer_E6 | F2 | Commercial | Grocery | Existing | Food Preparation | Natural Gas | Fryer | E6 | TRC BC Ratio | 0 | 0 | 0 | 0 | 0 | 0 | 0 | 0 | 0 | 0 | 0 | 0 | 0 | 0 | 0 | 0 | 0 | 0 | 0 | 0 | 0 | 0 | 0 | 0 | 0 | 0 | 0 | 0 | 0 | 0 | 0 | 0 | 0
F2_Commercial_Grocery_Existing_Food Preparation_Natural Gas_Fryer_E7 | F2 | Commercial | Grocery | Existing | Food Preparation | Natural Gas | Fryer | E7 | TRC BC Ratio | 0 | 0 | 0 | 0 | 0 | 0 | 0 | 0 | 0 | 0 | 0 | 0 | 0 | 0 | 0 | 0 | 0 | 0 | 0 | 0 | 0 | 0 | 0 | 0 | 0 | 0 | 0 | 0 | 0 | 0 | 0 | 0 | 0
F2_Commercial_Grocery_Existing_Food Preparation_Natural Gas_Fryer_E8 | F2 | Commercial | Grocery | Existing | Food Preparation | Natural Gas | Fryer | E8 | TRC BC Ratio | 0 | 0 | 0 | 0 | 0 | 0 | 0 | 0 | 0 | 0 | 0 | 0 | 0 | 0 | 0 | 0 | 0 | 0 | 0 | 0 | 0 | 0 | 0 | 0 | 0 | 0 | 0 | 0 | 0 | 0 | 0 | 0 | 0
F2_Commercial_Grocery_Existing_Food Preparation_Natural Gas_Fryer_E9 | F2 | Commercial | Grocery | Existing | Food Preparation | Natural Gas | Fryer | E9 | TRC BC Ratio | 0 | 0 | 0 | 0 | 0 | 0 | 0 | 0 | 0 | 0 | 0 | 0 | 0 | 0 | 0 | 0 | 0 | 0 | 0 | 0 | 0 | 0 | 0 | 0 | 0 | 0 | 0 | 0 | 0 | 0 | 0 | 0 | 0
F2_Commercial_Grocery_Existing_Food Preparation_Natural Gas_Fryer_E10 | F2 | Commercial | Grocery | Existing | Food Preparation | Natural Gas | Fryer | E10 | TRC BC Ratio | 0 | 0 | 0 | 0 | 0 | 0 | 0 | 0 | 0 | 0 | 0 | 0 | 0 | 0 | 0 | 0 | 0 | 0 | 0 | 0 | 0 | 0 | 0 | 0 | 0 | 0 | 0 | 0 | 0 | 0 | 0 | 0 | 0
F3_Commercial_Grocery_Existing_Food Preparation_Natural Gas_Fryer_E1 | F3 | Commercial | Grocery | Existing | Food Preparation | Natural Gas | Fryer | E1 | PACT BC Ratio | 1 | 1 | 1 | 0 | 0 | 0 | 0 | 0 | 0 | 0 | 0 | 0 | 0 | 0 | 0 | 0 | 0 | 0 | 0 | 0 | 0 | 0 | 0 | 0 | 0 | 0 | 0 | 0 | 0 | 0 | 0 | 0 | 0
F3_Commercial_Grocery_Existing_Food Preparation_Natural Gas_Fryer_E2 | F3 | Commercial | Grocery | Existing | Food Preparation | Natural Gas | Fryer | E2 | PACT BC Ratio | 3.5071 | 3.518 | 3.5381 | 1 | 1 | 1 | 1 | 1 | 1 | 1 | 1 | 1 | 1 | 1 | 1 | 1 | 1 | 1 | 1 | 1 | 1 | 1 | 1 | 1 | 1 | 1 | 1 | 1 | 1 | 1 | 1 | 1 | 1
F3_Commercial_Grocery_Existing_Food Preparation_Natural Gas_Fryer_E3 | F3 | Commercial | Grocery | Existing | Food Preparation | Natural Gas | Fryer | E3 | PACT BC Ratio | 0 | 0 | 0 | 0 | 0 | 0 | 0 | 0 | 0 | 0 | 0 | 0 | 0 | 0 | 0 | 0 | 0 | 0 | 0 | 0 | 0 | 0 | 0 | 0 | 0 | 0 | 0 | 0 | 0 | 0 | 0 | 0 | 0
F3_Commercial_Grocery_Existing_Food Preparation_Natural Gas_Fryer_E4 | F3 | Commercial | Grocery | Existing | Food Preparation | Natural Gas | Fryer | E4 | PACT BC Ratio | 0 | 0 | 0 | 0 | 0 | 0 | 0 | 0 | 0 | 0 | 0 | 0 | 0 | 0 | 0 | 0 | 0 | 0 | 0 | 0 | 0 | 0 | 0 | 0 | 0 | 0 | 0 | 0 | 0 | 0 | 0 | 0 | 0
F3_Commercial_Grocery_Existing_Food Preparation_Natural Gas_Fryer_E5 | F3 | Commercial | Grocery | Existing | Food Preparation | Natural Gas | Fryer | E5 | PACT BC Ratio | 0 | 0 | 0 | 0 | 0 | 0 | 0 | 0 | 0 | 0 | 0 | 0 | 0 | 0 | 0 | 0 | 0 | 0 | 0 | 0 | 0 | 0 | 0 | 0 | 0 | 0 | 0 | 0 | 0 | 0 | 0 | 0 | 0
F3_Commercial_Grocery_Existing_Food Preparation_Natural Gas_Fryer_E6 | F3 | Commercial | Grocery | Existing | Food Preparation | Natural Gas | Fryer | E6 | PACT BC Ratio | 0 | 0 | 0 | 0 | 0 | 0 | 0 | 0 | 0 | 0 | 0 | 0 | 0 | 0 | 0 | 0 | 0 | 0 | 0 | 0 | 0 | 0 | 0 | 0 | 0 | 0 | 0 | 0 | 0 | 0 | 0 | 0 | 0
F3_Commercial_Grocery_Existing_Food Preparation_Natural Gas_Fryer_E7 | F3 | Commercial | Grocery | Existing | Food Preparation | Natural Gas | Fryer | E7 | PACT BC Ratio | 0 | 0 | 0 | 0 | 0 | 0 | 0 | 0 | 0 | 0 | 0 | 0 | 0 | 0 | 0 | 0 | 0 | 0 | 0 | 0 | 0 | 0 | 0 | 0 | 0 | 0 | 0 | 0 | 0 | 0 | 0 | 0 | 0
F3_Commercial_Grocery_Existing_Food Preparation_Natural Gas_Fryer_E8 | F3 | Commercial | Grocery | Existing | Food Preparation | Natural Gas | Fryer | E8 | PACT BC Ratio | 0 | 0 | 0 | 0 | 0 | 0 | 0 | 0 | 0 | 0 | 0 | 0 | 0 | 0 | 0 | 0 | 0 | 0 | 0 | 0 | 0 | 0 | 0 | 0 | 0 | 0 | 0 | 0 | 0 | 0 | 0 | 0 | 0
F3_Commercial_Grocery_Existing_Food Preparation_Natural Gas_Fryer_E9 | F3 | Commercial | Grocery | Existing | Food Preparation | Natural Gas | Fryer | E9 | PACT BC Ratio | 0 | 0 | 0 | 0 | 0 | 0 | 0 | 0 | 0 | 0 | 0 | 0 | 0 | 0 | 0 | 0 | 0 | 0 | 0 | 0 | 0 | 0 | 0 | 0 | 0 | 0 | 0 | 0 | 0 | 0 | 0 | 0 | 0
F3_Commercial_Grocery_Existing_Food Preparation_Natural Gas_Fryer_E10 | F3 | Commercial | Grocery | Existing | Food Preparation | Natural Gas | Fryer | E10 | PACT BC Ratio | 0 | 0 | 0 | 0 | 0 | 0 | 0 | 0 | 0 | 0 | 0 | 0 | 0 | 0 | 0 | 0 | 0 | 0 | 0 | 0 | 0 | 0 | 0 | 0 | 0 | 0 | 0 | 0 | 0 | 0 | 0 | 0 | 0
F4_Commercial_Grocery_Existing_Food Preparation_Natural Gas_Fryer_E1 | F4 | Commercial | Grocery | Existing | Food Preparation | Natural Gas | Fryer | E1 | RVT BC Ratio | 1 | 1 | 1 | 0 | 0 | 0 | 0 | 0 | 0 | 0 | 0 | 0 | 0 | 0 | 0 | 0 | 0 | 0 | 0 | 0 | 0 | 0 | 0 | 0 | 0 | 0 | 0 | 0 | 0 | 0 | 0 | 0 | 0
F4_Commercial_Grocery_Existing_Food Preparation_Natural Gas_Fryer_E2 | F4 | Commercial | Grocery | Existing | Food Preparation | Natural Gas | Fryer | E2 | RVT BC Ratio | 4.4816 | 4.4933 | 4.515 | 1 | 1 | 1 | 1 | 1 | 1 | 1 | 1 | 1 | 1 | 1 | 1 | 1 | 1 | 1 | 1 | 1 | 1 | 1 | 1 | 1 | 1 | 1 | 1 | 1 | 1 | 1 | 1 | 1 | 1
F4_Commercial_Grocery_Existing_Food Preparation_Natural Gas_Fryer_E3 | F4 | Commercial | Grocery | Existing | Food Preparation | Natural Gas | Fryer | E3 | RVT BC Ratio | 0 | 0 | 0 | 0 | 0 | 0 | 0 | 0 | 0 | 0 | 0 | 0 | 0 | 0 | 0 | 0 | 0 | 0 | 0 | 0 | 0 | 0 | 0 | 0 | 0 | 0 | 0 | 0 | 0 | 0 | 0 | 0 | 0
F4_Commercial_Grocery_Existing_Food Preparation_Natural Gas_Fryer_E4 | F4 | Commercial | Grocery | Existing | Food Preparation | Natural Gas | Fryer | E4 | RVT BC Ratio | 0 | 0 | 0 | 0 | 0 | 0 | 0 | 0 | 0 | 0 | 0 | 0 | 0 | 0 | 0 | 0 | 0 | 0 | 0 | 0 | 0 | 0 | 0 | 0 | 0 | 0 | 0 | 0 | 0 | 0 | 0 | 0 | 0
F4_Commercial_Grocery_Existing_Food Preparation_Natural Gas_Fryer_E5 | F4 | Commercial | Grocery | Existing | Food Preparation | Natural Gas | Fryer | E5 | RVT BC Ratio | 0 | 0 | 0 | 0 | 0 | 0 | 0 | 0 | 0 | 0 | 0 | 0 | 0 | 0 | 0 | 0 | 0 | 0 | 0 | 0 | 0 | 0 | 0 | 0 | 0 | 0 | 0 | 0 | 0 | 0 | 0 | 0 | 0
F4_Commercial_Grocery_Existing_Food Preparation_Natural Gas_Fryer_E6 | F4 | Commercial | Grocery | Existing | Food Preparation | Natural Gas | Fryer | E6 | RVT BC Ratio | 0 | 0 | 0 | 0 | 0 | 0 | 0 | 0 | 0 | 0 | 0 | 0 | 0 | 0 | 0 | 0 | 0 | 0 | 0 | 0 | 0 | 0 | 0 | 0 | 0 | 0 | 0 | 0 | 0 | 0 | 0 | 0 | 0
F4_Commercial_Grocery_Existing_Food Preparation_Natural Gas_Fryer_E7 | F4 | Commercial | Grocery | Existing | Food Preparation | Natural Gas | Fryer | E7 | RVT BC Ratio | 0 | 0 | 0 | 0 | 0 | 0 | 0 | 0 | 0 | 0 | 0 | 0 | 0 | 0 | 0 | 0 | 0 | 0 | 0 | 0 | 0 | 0 | 0 | 0 | 0 | 0 | 0 | 0 | 0 | 0 | 0 | 0 | 0
F4_Commercial_Grocery_Existing_Food Preparation_Natural Gas_Fryer_E8 | F4 | Commercial | Grocery | Existing | Food Preparation | Natural Gas | Fryer | E8 | RVT BC Ratio | 0 | 0 | 0 | 0 | 0 | 0 | 0 | 0 | 0 | 0 | 0 | 0 | 0 | 0 | 0 | 0 | 0 | 0 | 0 | 0 | 0 | 0 | 0 | 0 | 0 | 0 | 0 | 0 | 0 | 0 | 0 | 0 | 0
F4_Commercial_Grocery_Existing_Food Preparation_Natural Gas_Fryer_E9 | F4 | Commercial | Grocery | Existing | Food Preparation | Natural Gas | Fryer | E9 | RVT BC Ratio | 0 | 0 | 0 | 0 | 0 | 0 | 0 | 0 | 0 | 0 | 0 | 0 | 0 | 0 | 0 | 0 | 0 | 0 | 0 | 0 | 0 | 0 | 0 | 0 | 0 | 0 | 0 | 0 | 0 | 0 | 0 | 0 | 0
F4_Commercial_Grocery_Existing_Food Preparation_Natural Gas_Fryer_E10 | F4 | Commercial | Grocery | Existing | Food Preparation | Natural Gas | Fryer | E10 | RVT BC Ratio | 0 | 0 | 0 | 0 | 0 | 0 | 0 | 0 | 0 | 0 | 0 | 0 | 0 | 0 | 0 | 0 | 0 | 0 | 0 | 0 | 0 | 0 | 0 | 0 | 0 | 0 | 0 | 0 | 0 | 0 | 0 | 0 | 0
F5_Commercial_Grocery_Existing_Food Preparation_Natural Gas_Fryer_E1 | F5 | Commercial | Grocery | Existing | Food Preparation | Natural Gas | Fryer | E1 | RIM BC Ratio | 1 | 1 | 1 | 0 | 0 | 0 | 0 | 0 | 0 | 0 | 0 | 0 | 0 | 0 | 0 | 0 | 0 | 0 | 0 | 0 | 0 | 0 | 0 | 0 | 0 | 0 | 0 | 0 | 0 | 0 | 0 | 0 | 0
F5_Commercial_Grocery_Existing_Food Preparation_Natural Gas_Fryer_E2 | F5 | Commercial | Grocery | Existing | Food Preparation | Natural Gas | Fryer | E2 | RIM BC Ratio | 0.67422 | 0.67462 | 0.67536 | 1 | 1 | 1 | 1 | 1 | 1 | 1 | 1 | 1 | 1 | 1 | 1 | 1 | 1 | 1 | 1 | 1 | 1 | 1 | 1 | 1 | 1 | 1 | 1 | 1 | 1 | 1 | 1 | 1 | 1
F5_Commercial_Grocery_Existing_Food Preparation_Natural Gas_Fryer_E3 | F5 | Commercial | Grocery | Existing | Food Preparation | Natural Gas | Fryer | E3 | RIM BC Ratio | 0 | 0 | 0 | 0 | 0 | 0 | 0 | 0 | 0 | 0 | 0 | 0 | 0 | 0 | 0 | 0 | 0 | 0 | 0 | 0 | 0 | 0 | 0 | 0 | 0 | 0 | 0 | 0 | 0 | 0 | 0 | 0 | 0
F5_Commercial_Grocery_Existing_Food Preparation_Natural Gas_Fryer_E4 | F5 | Commercial | Grocery | Existing | Food Preparation | Natural Gas | Fryer | E4 | RIM BC Ratio | 0 | 0 | 0 | 0 | 0 | 0 | 0 | 0 | 0 | 0 | 0 | 0 | 0 | 0 | 0 | 0 | 0 | 0 | 0 | 0 | 0 | 0 | 0 | 0 | 0 | 0 | 0 | 0 | 0 | 0 | 0 | 0 | 0
F5_Commercial_Grocery_Existing_Food Preparation_Natural Gas_Fryer_E5 | F5 | Commercial | Grocery | Existing | Food Preparation | Natural Gas | Fryer | E5 | RIM BC Ratio | 0 | 0 | 0 | 0 | 0 | 0 | 0 | 0 | 0 | 0 | 0 | 0 | 0 | 0 | 0 | 0 | 0 | 0 | 0 | 0 | 0 | 0 | 0 | 0 | 0 | 0 | 0 | 0 | 0 | 0 | 0 | 0 | 0
F5_Commercial_Grocery_Existing_Food Preparation_Natural Gas_Fryer_E6 | F5 | Commercial | Grocery | Existing | Food Preparation | Natural Gas | Fryer | E6 | RIM BC Ratio | 0 | 0 | 0 | 0 | 0 | 0 | 0 | 0 | 0 | 0 | 0 | 0 | 0 | 0 | 0 | 0 | 0 | 0 | 0 | 0 | 0 | 0 | 0 | 0 | 0 | 0 | 0 | 0 | 0 | 0 | 0 | 0 | 0
F5_Commercial_Grocery_Existing_Food Preparation_Natural Gas_Fryer_E7 | F5 | Commercial | Grocery | Existing | Food Preparation | Natural Gas | Fryer | E7 | RIM BC Ratio | 0 | 0 | 0 | 0 | 0 | 0 | 0 | 0 | 0 | 0 | 0 | 0 | 0 | 0 | 0 | 0 | 0 | 0 | 0 | 0 | 0 | 0 | 0 | 0 | 0 | 0 | 0 | 0 | 0 | 0 | 0 | 0 | 0
F5_Commercial_Grocery_Existing_Food Preparation_Natural Gas_Fryer_E8 | F5 | Commercial | Grocery | Existing | Food Preparation | Natural Gas | Fryer | E8 | RIM BC Ratio | 0 | 0 | 0 | 0 | 0 | 0 | 0 | 0 | 0 | 0 | 0 | 0 | 0 | 0 | 0 | 0 | 0 | 0 | 0 | 0 | 0 | 0 | 0 | 0 | 0 | 0 | 0 | 0 | 0 | 0 | 0 | 0 | 0
F5_Commercial_Grocery_Existing_Food Preparation_Natural Gas_Fryer_E9 | F5 | Commercial | Grocery | Existing | Food Preparation | Natural Gas | Fryer | E9 | RIM BC Ratio | 0 | 0 | 0 | 0 | 0 | 0 | 0 | 0 | 0 | 0 | 0 | 0 | 0 | 0 | 0 | 0 | 0 | 0 | 0 | 0 | 0 | 0 | 0 | 0 | 0 | 0 | 0 | 0 | 0 | 0 | 0 | 0 | 0
F5_Commercial_Grocery_Existing_Food Preparation_Natural Gas_Fryer_E10 | F5 | Commercial | Grocery | Existing | Food Preparation | Natural Gas | Fryer | E10 | RIM BC Ratio | 0 | 0 | 0 | 0 | 0 | 0 | 0 | 0 | 0 | 0 | 0 | 0 | 0 | 0 | 0 | 0 | 0 | 0 | 0 | 0 | 0 | 0 | 0 | 0 | 0 | 0 | 0 | 0 | 0 | 0 | 0 | 0 | 0
F0_Commercial_Grocery_Existing_Food Preparation_Natural Gas_Broiler_E0 | F0 | Commercial | Grocery | Existing | Food Preparation | Natural Gas | Broiler | E0 | Economic Unit | Infrared Burners | Infrared Burners | Infrared Burners | Infrared Burners | Infrared Burners | Infrared Burners | Infrared Burners | Infrared Burners | Infrared Burners | Infrared Burners | Infrared Burners | Infrared Burners | Infrared Burners | Infrared Burners | Infrared Burners | Infrared Burners | Infrared Burners | Infrared Burners | Infrared Burners | Infrared Burners | Infrared Burners | Infrared Burners | Infrared Burners | Infrared Burners | Infrared Burners | Infrared Burners | Infrared Burners | Infrared Burners | Infrared Burners | Infrared Burners | Infrared Burners | Infrared Burners | Infrared Burners
F1_Commercial_Grocery_Existing_Food Preparation_Natural Gas_Broiler_E1 | F1 | Commercial | Grocery | Existing | Food Preparation | Natural Gas | Broiler | E1 | CCE | 0 | 0 | 0 | 0 | 0 | 0 | 0 | 0 | 0 | 0 | 0 | 0 | 0 | 0 | 0 | 0 | 0 | 0 | 0 | 0 | 0 | 0 | 0 | 0 | 0 | 0 | 0 | 0 | 0 | 0 | 0 | 0 | 0
F1_Commercial_Grocery_Existing_Food Preparation_Natural Gas_Broiler_E2 | F1 | Commercial | Grocery | Existing | Food Preparation | Natural Gas | Broiler | E2 | CCE | 0.62853 | 0.62853 | 0.62853 | 0.62853 | 0.62853 | 0.62853 | 0.62853 | 0.62853 | 0.62853 | 0.62853 | 0.62853 | 0.62853 | 0.62853 | 0.62853 | 0.62853 | 0.62853 | 0.62853 | 0.62853 | 0.62853 | 0.62853 | 0.62853 | 0.62853 | 0.62853 | 0.62853 | 0.62853 | 0.62853 | 0.62853 | 0.62853 | 0.62853 | 0.62853 | 0.62853 | 0.62853 | 0.62853
F1_Commercial_Grocery_Existing_Food Preparation_Natural Gas_Broiler_E3 | F1 | Commercial | Grocery | Existing | Food Preparation | Natural Gas | Broiler | E3 | CCE | 0 | 0 | 0 | 0 | 0 | 0 | 0 | 0 | 0 | 0 | 0 | 0 | 0 | 0 | 0 | 0 | 0 | 0 | 0 | 0 | 0 | 0 | 0 | 0 | 0 | 0 | 0 | 0 | 0 | 0 | 0 | 0 | 0
F1_Commercial_Grocery_Existing_Food Preparation_Natural Gas_Broiler_E4 | F1 | Commercial | Grocery | Existing | Food Preparation | Natural Gas | Broiler | E4 | CCE | 0 | 0 | 0 | 0 | 0 | 0 | 0 | 0 | 0 | 0 | 0 | 0 | 0 | 0 | 0 | 0 | 0 | 0 | 0 | 0 | 0 | 0 | 0 | 0 | 0 | 0 | 0 | 0 | 0 | 0 | 0 | 0 | 0
F1_Commercial_Grocery_Existing_Food Preparation_Natural Gas_Broiler_E5 | F1 | Commercial | Grocery | Existing | Food Preparation | Natural Gas | Broiler | E5 | CCE | 0 | 0 | 0 | 0 | 0 | 0 | 0 | 0 | 0 | 0 | 0 | 0 | 0 | 0 | 0 | 0 | 0 | 0 | 0 | 0 | 0 | 0 | 0 | 0 | 0 | 0 | 0 | 0 | 0 | 0 | 0 | 0 | 0
F1_Commercial_Grocery_Existing_Food Preparation_Natural Gas_Broiler_E6 | F1 | Commercial | Grocery | Existing | Food Preparation | Natural Gas | Broiler | E6 | CCE | 0 | 0 | 0 | 0 | 0 | 0 | 0 | 0 | 0 | 0 | 0 | 0 | 0 | 0 | 0 | 0 | 0 | 0 | 0 | 0 | 0 | 0 | 0 | 0 | 0 | 0 | 0 | 0 | 0 | 0 | 0 | 0 | 0
F1_Commercial_Grocery_Existing_Food Preparation_Natural Gas_Broiler_E7 | F1 | Commercial | Grocery | Existing | Food Preparation | Natural Gas | Broiler | E7 | CCE | 0 | 0 | 0 | 0 | 0 | 0 | 0 | 0 | 0 | 0 | 0 | 0 | 0 | 0 | 0 | 0 | 0 | 0 | 0 | 0 | 0 | 0 | 0 | 0 | 0 | 0 | 0 | 0 | 0 | 0 | 0 | 0 | 0
F1_Commercial_Grocery_Existing_Food Preparation_Natural Gas_Broiler_E8 | F1 | Commercial | Grocery | Existing | Food Preparation | Natural Gas | Broiler | E8 | CCE | 0 | 0 | 0 | 0 | 0 | 0 | 0 | 0 | 0 | 0 | 0 | 0 | 0 | 0 | 0 | 0 | 0 | 0 | 0 | 0 | 0 | 0 | 0 | 0 | 0 | 0 | 0 | 0 | 0 | 0 | 0 | 0 | 0
F1_Commercial_Grocery_Existing_Food Preparation_Natural Gas_Broiler_E9 | F1 | Commercial | Grocery | Existing | Food Preparation | Natural Gas | Broiler | E9 | CCE | 0 | 0 | 0 | 0 | 0 | 0 | 0 | 0 | 0 | 0 | 0 | 0 | 0 | 0 | 0 | 0 | 0 | 0 | 0 | 0 | 0 | 0 | 0 | 0 | 0 | 0 | 0 | 0 | 0 | 0 | 0 | 0 | 0
F1_Commercial_Grocery_Existing_Food Preparation_Natural Gas_Broiler_E10 | F1 | Commercial | Grocery | Existing | Food Preparation | Natural Gas | Broiler | E10 | CCE | 0 | 0 | 0 | 0 | 0 | 0 | 0 | 0 | 0 | 0 | 0 | 0 | 0 | 0 | 0 | 0 | 0 | 0 | 0 | 0 | 0 | 0 | 0 | 0 | 0 | 0 | 0 | 0 | 0 | 0 | 0 | 0 | 0
F2_Commercial_Grocery_Existing_Food Preparation_Natural Gas_Broiler_E1 | F2 | Commercial | Grocery | Existing | Food Preparation | Natural Gas | Broiler | E1 | TRC BC Ratio | bar: 2019 to 2051
F2_Commercial_Grocery_Existing_Food Preparation_Natural Gas_Broiler_E2 | F2 | Commercial | Grocery | Existing | Food Preparation | Natural Gas | Broiler | E2 | TRC BC Ratio | 2.2386 | 2.2557 | 2.2748 | 2.2957 | 2.3196 | 2.3473 | 2.3697 | 2.3913 | 2.4131 | 2.4359 | 2.4576 | 2.4775 | 2.4979 | 2.5193 | 2.543 | 2.5661 | 2.5906 | 2.6165 | 2.6435 | 2.671 | 2.6988 | 2.7247 | 2.7482 | 2.7689 | 2.7868 | 2.8022 | 2.8129 | 2.8208 | 2.8277 | 2.8336 | 2.8394 | 2.842 | 2.842
F2_Commercial_Grocery_Existing_Food Preparation_Natural Gas_Broiler_E3 | F2 | Commercial | Grocery | Existing | Food Preparation | Natural Gas | Broiler | E3 | TRC BC Ratio | 0 | 0 | 0 | 0 | 0 | 0 | 0 | 0 | 0 | 0 | 0 | 0 | 0 | 0 | 0 | 0 | 0 | 0 | 0 | 0 | 0 | 0 | 0 | 0 | 0 | 0 | 0 | 0 | 0 | 0 | 0 | 0 | 0
F2_Commercial_Grocery_Existing_Food Preparation_Natural Gas_Broiler_E4 | F2 | Commercial | Grocery | Existing | Food Preparation | Natural Gas | Broiler | E4 | TRC BC Ratio | 0 | 0 | 0 | 0 | 0 | 0 | 0 | 0 | 0 | 0 | 0 | 0 | 0 | 0 | 0 | 0 | 0 | 0 | 0 | 0 | 0 | 0 | 0 | 0 | 0 | 0 | 0 | 0 | 0 | 0 | 0 | 0 | 0
F2_Commercial_Grocery_Existing_Food Preparation_Natural Gas_Broiler_E5 | F2 | Commercial | Grocery | Existing | Food Preparation | Natural Gas | Broiler | E5 | TRC BC Ratio | 0 | 0 | 0 | 0 | 0 | 0 | 0 | 0 | 0 | 0 | 0 | 0 | 0 | 0 | 0 | 0 | 0 | 0 | 0 | 0 | 0 | 0 | 0 | 0 | 0 | 0 | 0 | 0 | 0 | 0 | 0 | 0 | 0
F2_Commercial_Grocery_Existing_Food Preparation_Natural Gas_Broiler_E6 | F2 | Commercial | Grocery | Existing | Food Preparation | Natural Gas | Broiler | E6 | TRC BC Ratio | 0 | 0 | 0 | 0 | 0 | 0 | 0 | 0 | 0 | 0 | 0 | 0 | 0 | 0 | 0 | 0 | 0 | 0 | 0 | 0 | 0 | 0 | 0 | 0 | 0 | 0 | 0 | 0 | 0 | 0 | 0 | 0 | 0
F2_Commercial_Grocery_Existing_Food Preparation_Natural Gas_Broiler_E7 | F2 | Commercial | Grocery | Existing | Food Preparation | Natural Gas | Broiler | E7 | TRC BC Ratio | 0 | 0 | 0 | 0 | 0 | 0 | 0 | 0 | 0 | 0 | 0 | 0 | 0 | 0 | 0 | 0 | 0 | 0 | 0 | 0 | 0 | 0 | 0 | 0 | 0 | 0 | 0 | 0 | 0 | 0 | 0 | 0 | 0
F2_Commercial_Grocery_Existing_Food Preparation_Natural Gas_Broiler_E8 | F2 | Commercial | Grocery | Existing | Food Preparation | Natural Gas | Broiler | E8 | TRC BC Ratio | 0 | 0 | 0 | 0 | 0 | 0 | 0 | 0 | 0 | 0 | 0 | 0 | 0 | 0 | 0 | 0 | 0 | 0 | 0 | 0 | 0 | 0 | 0 | 0 | 0 | 0 | 0 | 0 | 0 | 0 | 0 | 0 | 0
F2_Commercial_Grocery_Existing_Food Preparation_Natural Gas_Broiler_E9 | F2 | Commercial | Grocery | Existing | Food Preparation | Natural Gas | Broiler | E9 | TRC BC Ratio | 0 | 0 | 0 | 0 | 0 | 0 | 0 | 0 | 0 | 0 | 0 | 0 | 0 | 0 | 0 | 0 | 0 | 0 | 0 | 0 | 0 | 0 | 0 | 0 | 0 | 0 | 0 | 0 | 0 | 0 | 0 | 0 | 0
F2_Commercial_Grocery_Existing_Food Preparation_Natural Gas_Broiler_E10 | F2 | Commercial | Grocery | Existing | Food Preparation | Natural Gas | Broiler | E10 | TRC BC Ratio | 0 | 0 | 0 | 0 | 0 | 0 | 0 | 0 | 0 | 0 | 0 | 0 | 0 | 0 | 0 | 0 | 0 | 0 | 0 | 0 | 0 | 0 | 0 | 0 | 0 | 0 | 0 | 0 | 0 | 0 | 0 | 0 | 0
F3_Commercial_Grocery_Existing_Food Preparation_Natural Gas_Broiler_E1 | F3 | Commercial | Grocery | Existing | Food Preparation | Natural Gas | Broiler | E1 | PACT BC Ratio | bar: 2019 to 2051
F3_Commercial_Grocery_Existing_Food Preparation_Natural Gas_Broiler_E2 | F3 | Commercial | Grocery | Existing | Food Preparation | Natural Gas | Broiler | E2 | PACT BC Ratio | 2.9849 | 3.0076 | 3.033 | 3.061 | 3.0929 | 3.1297 | 3.1596 | 3.1884 | 3.2175 | 3.2479 | 3.2768 | 3.3034 | 3.3306 | 3.3591 | 3.3906 | 3.4215 | 3.4542 | 3.4887 | 3.5247 | 3.5614 | 3.5983 | 3.633 | 3.6642 | 3.6918 | 3.7157 | 3.7363 | 3.7505 | 3.7611 | 3.7703 | 3.7781 | 3.7859 | 3.7893 | 3.7893
F3_Commercial_Grocery_Existing_Food Preparation_Natural Gas_Broiler_E3 | F3 | Commercial | Grocery | Existing | Food Preparation | Natural Gas | Broiler | E3 | PACT BC Ratio | 0 | 0 | 0 | 0 | 0 | 0 | 0 | 0 | 0 | 0 | 0 | 0 | 0 | 0 | 0 | 0 | 0 | 0 | 0 | 0 | 0 | 0 | 0 | 0 | 0 | 0 | 0 | 0 | 0 | 0 | 0 | 0 | 0
F3_Commercial_Grocery_Existing_Food Preparation_Natural Gas_Broiler_E4 | F3 | Commercial | Grocery | Existing | Food Preparation | Natural Gas | Broiler | E4 | PACT BC Ratio | 0 | 0 | 0 | 0 | 0 | 0 | 0 | 0 | 0 | 0 | 0 | 0 | 0 | 0 | 0 | 0 | 0 | 0 | 0 | 0 | 0 | 0 | 0 | 0 | 0 | 0 | 0 | 0 | 0 | 0 | 0 | 0 | 0
F3_Commercial_Grocery_Existing_Food Preparation_Natural Gas_Broiler_E5 | F3 | Commercial | Grocery | Existing | Food Preparation | Natural Gas | Broiler | E5 | PACT BC Ratio | 0 | 0 | 0 | 0 | 0 | 0 | 0 | 0 | 0 | 0 | 0 | 0 | 0 | 0 | 0 | 0 | 0 | 0 | 0 | 0 | 0 | 0 | 0 | 0 | 0 | 0 | 0 | 0 | 0 | 0 | 0 | 0 | 0
F3_Commercial_Grocery_Existing_Food Preparation_Natural Gas_Broiler_E6 | F3 | Commercial | Grocery | Existing | Food Preparation | Natural Gas | Broiler | E6 | PACT BC Ratio | 0 | 0 | 0 | 0 | 0 | 0 | 0 | 0 | 0 | 0 | 0 | 0 | 0 | 0 | 0 | 0 | 0 | 0 | 0 | 0 | 0 | 0 | 0 | 0 | 0 | 0 | 0 | 0 | 0 | 0 | 0 | 0 | 0
F3_Commercial_Grocery_Existing_Food Preparation_Natural Gas_Broiler_E7 | F3 | Commercial | Grocery | Existing | Food Preparation | Natural Gas | Broiler | E7 | PACT BC Ratio | 0 | 0 | 0 | 0 | 0 | 0 | 0 | 0 | 0 | 0 | 0 | 0 | 0 | 0 | 0 | 0 | 0 | 0 | 0 | 0 | 0 | 0 | 0 | 0 | 0 | 0 | 0 | 0 | 0 | 0 | 0 | 0 | 0
F3_Commercial_Grocery_Existing_Food Preparation_Natural Gas_Broiler_E8 | F3 | Commercial | Grocery | Existing | Food Preparation | Natural Gas | Broiler | E8 | PACT BC Ratio | 0 | 0 | 0 | 0 | 0 | 0 | 0 | 0 | 0 | 0 | 0 | 0 | 0 | 0 | 0 | 0 | 0 | 0 | 0 | 0 | 0 | 0 | 0 | 0 | 0 | 0 | 0 | 0 | 0 | 0 | 0 | 0 | 0
F3_Commercial_Grocery_Existing_Food Preparation_Natural Gas_Broiler_E9 | F3 | Commercial | Grocery | Existing | Food Preparation | Natural Gas | Broiler | E9 | PACT BC Ratio | 0 | 0 | 0 | 0 | 0 | 0 | 0 | 0 | 0 | 0 | 0 | 0 | 0 | 0 | 0 | 0 | 0 | 0 | 0 | 0 | 0 | 0 | 0 | 0 | 0 | 0 | 0 | 0 | 0 | 0 | 0 | 0 | 0
F3_Commercial_Grocery_Existing_Food Preparation_Natural Gas_Broiler_E10 | F3 | Commercial | Grocery | Existing | Food Preparation | Natural Gas | Broiler | E10 | PACT BC Ratio | 0 | 0 | 0 | 0 | 0 | 0 | 0 | 0 | 0 | 0 | 0 | 0 | 0 | 0 | 0 | 0 | 0 | 0 | 0 | 0 | 0 | 0 | 0 | 0 | 0 | 0 | 0 | 0 | 0 | 0 | 0 | 0 | 0
F4_Commercial_Grocery_Existing_Food Preparation_Natural Gas_Broiler_E1 | F4 | Commercial | Grocery | Existing | Food Preparation | Natural Gas | Broiler | E1 | RVT BC Ratio | bar: 2019 to 2051
F4_Commercial_Grocery_Existing_Food Preparation_Natural Gas_Broiler_E2 | F4 | Commercial | Grocery | Existing | Food Preparation | Natural Gas | Broiler | E2 | RVT BC Ratio | 3.9184 | 3.943 | 3.9704 | 4.0005 | 4.0349 | 4.0747 | 4.1069 | 4.1379 | 4.1693 | 4.202 | 4.2332 | 4.2619 | 4.2912 | 4.322 | 4.356 | 4.3892 | 4.4245 | 4.4617 | 4.5005 | 4.5401 | 4.5799 | 4.6173 | 4.651 | 4.6808 | 4.7065 | 4.7286 | 4.744 | 4.7554 | 4.7653 | 4.7738 | 4.7822 | 4.7859 | 4.7859
F4_Commercial_Grocery_Existing_Food Preparation_Natural Gas_Broiler_E3 | F4 | Commercial | Grocery | Existing | Food Preparation | Natural Gas | Broiler | E3 | RVT BC Ratio | 0 | 0 | 0 | 0 | 0 | 0 | 0 | 0 | 0 | 0 | 0 | 0 | 0 | 0 | 0 | 0 | 0 | 0 | 0 | 0 | 0 | 0 | 0 | 0 | 0 | 0 | 0 | 0 | 0 | 0 | 0 | 0 | 0
F4_Commercial_Grocery_Existing_Food Preparation_Natural Gas_Broiler_E4 | F4 | Commercial | Grocery | Existing | Food Preparation | Natural Gas | Broiler | E4 | RVT BC Ratio | 0 | 0 | 0 | 0 | 0 | 0 | 0 | 0 | 0 | 0 | 0 | 0 | 0 | 0 | 0 | 0 | 0 | 0 | 0 | 0 | 0 | 0 | 0 | 0 | 0 | 0 | 0 | 0 | 0 | 0 | 0 | 0 | 0
F4_Commercial_Grocery_Existing_Food Preparation_Natural Gas_Broiler_E5 | F4 | Commercial | Grocery | Existing | Food Preparation | Natural Gas | Broiler | E5 | RVT BC Ratio | 0 | 0 | 0 | 0 | 0 | 0 | 0 | 0 | 0 | 0 | 0 | 0 | 0 | 0 | 0 | 0 | 0 | 0 | 0 | 0 | 0 | 0 | 0 | 0 | 0 | 0 | 0 | 0 | 0 | 0 | 0 | 0 | 0
F4_Commercial_Grocery_Existing_Food Preparation_Natural Gas_Broiler_E6 | F4 | Commercial | Grocery | Existing | Food Preparation | Natural Gas | Broiler | E6 | RVT BC Ratio | 0 | 0 | 0 | 0 | 0 | 0 | 0 | 0 | 0 | 0 | 0 | 0 | 0 | 0 | 0 | 0 | 0 | 0 | 0 | 0 | 0 | 0 | 0 | 0 | 0 | 0 | 0 | 0 | 0 | 0 | 0 | 0 | 0
F4_Commercial_Grocery_Existing_Food Preparation_Natural Gas_Broiler_E7 | F4 | Commercial | Grocery | Existing | Food Preparation | Natural Gas | Broiler | E7 | RVT BC Ratio | 0 | 0 | 0 | 0 | 0 | 0 | 0 | 0 | 0 | 0 | 0 | 0 | 0 | 0 | 0 | 0 | 0 | 0 | 0 | 0 | 0 | 0 | 0 | 0 | 0 | 0 | 0 | 0 | 0 | 0 | 0 | 0 | 0
F4_Commercial_Grocery_Existing_Food Preparation_Natural Gas_Broiler_E8 | F4 | Commercial | Grocery | Existing | Food Preparation | Natural Gas | Broiler | E8 | RVT BC Ratio | 0 | 0 | 0 | 0 | 0 | 0 | 0 | 0 | 0 | 0 | 0 | 0 | 0 | 0 | 0 | 0 | 0 | 0 | 0 | 0 | 0 | 0 | 0 | 0 | 0 | 0 | 0 | 0 | 0 | 0 | 0 | 0 | 0
F4_Commercial_Grocery_Existing_Food Preparation_Natural Gas_Broiler_E9 | F4 | Commercial | Grocery | Existing | Food Preparation | Natural Gas | Broiler | E9 | RVT BC Ratio | 0 | 0 | 0 | 0 | 0 | 0 | 0 | 0 | 0 | 0 | 0 | 0 | 0 | 0 | 0 | 0 | 0 | 0 | 0 | 0 | 0 | 0 | 0 | 0 | 0 | 0 | 0 | 0 | 0 | 0 | 0 | 0 | 0
F4_Commercial_Grocery_Existing_Food Preparation_Natural Gas_Broiler_E10 | F4 | Commercial | Grocery | Existing | Food Preparation | Natural Gas | Broiler | E10 | RVT BC Ratio | 0 | 0 | 0 | 0 | 0 | 0 | 0 | 0 | 0 | 0 | 0 | 0 | 0 | 0 | 0 | 0 | 0 | 0 | 0 | 0 | 0 | 0 | 0 | 0 | 0 | 0 | 0 | 0 | 0 | 0 | 0 | 0 | 0
F5_Commercial_Grocery_Existing_Food Preparation_Natural Gas_Broiler_E1 | F5 | Commercial | Grocery | Existing | Food Preparation | Natural Gas | Broiler | E1 | RIM BC Ratio | bar: 2019 to 2051
F5_Commercial_Grocery_Existing_Food Preparation_Natural Gas_Broiler_E2 | F5 | Commercial | Grocery | Existing | Food Preparation | Natural Gas | Broiler | E2 | RIM BC Ratio | 0.65228 | 0.65336 | 0.65455 | 0.65584 | 0.65729 | 0.65894 | 0.66026 | 0.6615 | 0.66275 | 0.66403 | 0.66523 | 0.66632 | 0.66742 | 0.66856 | 0.6698 | 0.67099 | 0.67224 | 0.67353 | 0.67486 | 0.6762 | 0.67752 | 0.67874 | 0.67982 | 0.68077 | 0.68157 | 0.68226 | 0.68274 | 0.68309 | 0.68339 | 0.68365 | 0.6839 | 0.68401 | 0.68401
F5_Commercial_Grocery_Existing_Food Preparation_Natural Gas_Broiler_E3 | F5 | Commercial | Grocery | Existing | Food Preparation | Natural Gas | Broiler | E3 | RIM BC Ratio | 0 | 0 | 0 | 0 | 0 | 0 | 0 | 0 | 0 | 0 | 0 | 0 | 0 | 0 | 0 | 0 | 0 | 0 | 0 | 0 | 0 | 0 | 0 | 0 | 0 | 0 | 0 | 0 | 0 | 0 | 0 | 0 | 0
F5_Commercial_Grocery_Existing_Food Preparation_Natural Gas_Broiler_E4 | F5 | Commercial | Grocery | Existing | Food Preparation | Natural Gas | Broiler | E4 | RIM BC Ratio | 0 | 0 | 0 | 0 | 0 | 0 | 0 | 0 | 0 | 0 | 0 | 0 | 0 | 0 | 0 | 0 | 0 | 0 | 0 | 0 | 0 | 0 | 0 | 0 | 0 | 0 | 0 | 0 | 0 | 0 | 0 | 0 | 0
F5_Commercial_Grocery_Existing_Food Preparation_Natural Gas_Broiler_E5 | F5 | Commercial | Grocery | Existing | Food Preparation | Natural Gas | Broiler | E5 | RIM BC Ratio | 0 | 0 | 0 | 0 | 0 | 0 | 0 | 0 | 0 | 0 | 0 | 0 | 0 | 0 | 0 | 0 | 0 | 0 | 0 | 0 | 0 | 0 | 0 | 0 | 0 | 0 | 0 | 0 | 0 | 0 | 0 | 0 | 0
F5_Commercial_Grocery_Existing_Food Preparation_Natural Gas_Broiler_E6 | F5 | Commercial | Grocery | Existing | Food Preparation | Natural Gas | Broiler | E6 | RIM BC Ratio | 0 | 0 | 0 | 0 | 0 | 0 | 0 | 0 | 0 | 0 | 0 | 0 | 0 | 0 | 0 | 0 | 0 | 0 | 0 | 0 | 0 | 0 | 0 | 0 | 0 | 0 | 0 | 0 | 0 | 0 | 0 | 0 | 0
F5_Commercial_Grocery_Existing_Food Preparation_Natural Gas_Broiler_E7 | F5 | Commercial | Grocery | Existing | Food Preparation | Natural Gas | Broiler | E7 | RIM BC Ratio | 0 | 0 | 0 | 0 | 0 | 0 | 0 | 0 | 0 | 0 | 0 | 0 | 0 | 0 | 0 | 0 | 0 | 0 | 0 | 0 | 0 | 0 | 0 | 0 | 0 | 0 | 0 | 0 | 0 | 0 | 0 | 0 | 0
F5_Commercial_Grocery_Existing_Food Preparation_Natural Gas_Broiler_E8 | F5 | Commercial | Grocery | Existing | Food Preparation | Natural Gas | Broiler | E8 | RIM BC Ratio | 0 | 0 | 0 | 0 | 0 | 0 | 0 | 0 | 0 | 0 | 0 | 0 | 0 | 0 | 0 | 0 | 0 | 0 | 0 | 0 | 0 | 0 | 0 | 0 | 0 | 0 | 0 | 0 | 0 | 0 | 0 | 0 | 0
F5_Commercial_Grocery_Existing_Food Preparation_Natural Gas_Broiler_E9 | F5 | Commercial | Grocery | Existing | Food Preparation | Natural Gas | Broiler | E9 | RIM BC Ratio | 0 | 0 | 0 | 0 | 0 | 0 | 0 | 0 | 0 | 0 | 0 | 0 | 0 | 0 | 0 | 0 | 0 | 0 | 0 | 0 | 0 | 0 | 0 | 0 | 0 | 0 | 0 | 0 | 0 | 0 | 0 | 0 | 0
F5_Commercial_Grocery_Existing_Food Preparation_Natural Gas_Broiler_E10 | F5 | Commercial | Grocery | Existing | Food Preparation | Natural Gas | Broiler | E10 | RIM BC Ratio | 0 | 0 | 0 | 0 | 0 | 0 | 0 | 0 | 0 | 0 | 0 | 0 | 0 | 0 | 0 | 0 | 0 | 0 | 0 | 0 | 0 | 0 | 0 | 0 | 0 | 0 | 0 | 0 | 0 | 0 | 0 | 0 | 0
F0_Commercial_Grocery_Existing_Food Preparation_Natural Gas_Griddle_E0 | F0 | Commercial | Grocery | Existing | Food Preparation | Natural Gas | Griddle | E0 | Economic Unit | Standard | Standard | Standard | Standard | Standard | Standard | Standard | Standard | Standard | Standard | Standard | Standard | Standard | Standard | Standard | Standard | Standard | Standard | Standard | Standard | Standard | Standard | Standard | Standard | Standard | Standard | ENERGY STAR | ENERGY STAR | ENERGY STAR | ENERGY STAR | ENERGY STAR | ENERGY STAR | ENERGY STAR
F1_Commercial_Grocery_Existing_Food Preparation_Natural Gas_Griddle_E1 | F1 | Commercial | Grocery | Existing | Food Preparation | Natural Gas | Griddle | E1 | CCE | 0 | 0 | 0 | 0 | 0 | 0 | 0 | 0 | 0 | 0 | 0 | 0 | 0 | 0 | 0 | 0 | 0 | 0 | 0 | 0 | 0 | 0 | 0 | 0 | 0 | 0 | 0 | 0 | 0 | 0 | 0 | 0 | 0
F1_Commercial_Grocery_Existing_Food Preparation_Natural Gas_Griddle_E2 | F1 | Commercial | Grocery | Existing | Food Preparation | Natural Gas | Griddle | E2 | CCE | 1.768 | 1.768 | 1.768 | 1.768 | 1.768 | 1.768 | 1.768 | 1.768 | 1.768 | 1.768 | 1.768 | 1.768 | 1.768 | 1.768 | 1.768 | 1.768 | 1.768 | 1.768 | 1.768 | 1.768 | 1.768 | 1.768 | 1.768 | 1.768 | 1.768 | 1.768 | 1.768 | 1.768 | 1.768 | 1.768 | 1.768 | 1.768 | 1.768
F1_Commercial_Grocery_Existing_Food Preparation_Natural Gas_Griddle_E3 | F1 | Commercial | Grocery | Existing | Food Preparation | Natural Gas | Griddle | E3 | CCE | 0 | 0 | 0 | 0 | 0 | 0 | 0 | 0 | 0 | 0 | 0 | 0 | 0 | 0 | 0 | 0 | 0 | 0 | 0 | 0 | 0 | 0 | 0 | 0 | 0 | 0 | 0 | 0 | 0 | 0 | 0 | 0 | 0
F1_Commercial_Grocery_Existing_Food Preparation_Natural Gas_Griddle_E4 | F1 | Commercial | Grocery | Existing | Food Preparation | Natural Gas | Griddle | E4 | CCE | 0 | 0 | 0 | 0 | 0 | 0 | 0 | 0 | 0 | 0 | 0 | 0 | 0 | 0 | 0 | 0 | 0 | 0 | 0 | 0 | 0 | 0 | 0 | 0 | 0 | 0 | 0 | 0 | 0 | 0 | 0 | 0 | 0
F1_Commercial_Grocery_Existing_Food Preparation_Natural Gas_Griddle_E5 | F1 | Commercial | Grocery | Existing | Food Preparation | Natural Gas | Griddle | E5 | CCE | 0 | 0 | 0 | 0 | 0 | 0 | 0 | 0 | 0 | 0 | 0 | 0 | 0 | 0 | 0 | 0 | 0 | 0 | 0 | 0 | 0 | 0 | 0 | 0 | 0 | 0 | 0 | 0 | 0 | 0 | 0 | 0 | 0
F1_Commercial_Grocery_Existing_Food Preparation_Natural Gas_Griddle_E6 | F1 | Commercial | Grocery | Existing | Food Preparation | Natural Gas | Griddle | E6 | CCE | 0 | 0 | 0 | 0 | 0 | 0 | 0 | 0 | 0 | 0 | 0 | 0 | 0 | 0 | 0 | 0 | 0 | 0 | 0 | 0 | 0 | 0 | 0 | 0 | 0 | 0 | 0 | 0 | 0 | 0 | 0 | 0 | 0
F1_Commercial_Grocery_Existing_Food Preparation_Natural Gas_Griddle_E7 | F1 | Commercial | Grocery | Existing | Food Preparation | Natural Gas | Griddle | E7 | CCE | 0 | 0 | 0 | 0 | 0 | 0 | 0 | 0 | 0 | 0 | 0 | 0 | 0 | 0 | 0 | 0 | 0 | 0 | 0 | 0 | 0 | 0 | 0 | 0 | 0 | 0 | 0 | 0 | 0 | 0 | 0 | 0 | 0
F1_Commercial_Grocery_Existing_Food Preparation_Natural Gas_Griddle_E8 | F1 | Commercial | Grocery | Existing | Food Preparation | Natural Gas | Griddle | E8 | CCE | 0 | 0 | 0 | 0 | 0 | 0 | 0 | 0 | 0 | 0 | 0 | 0 | 0 | 0 | 0 | 0 | 0 | 0 | 0 | 0 | 0 | 0 | 0 | 0 | 0 | 0 | 0 | 0 | 0 | 0 | 0 | 0 | 0
F1_Commercial_Grocery_Existing_Food Preparation_Natural Gas_Griddle_E9 | F1 | Commercial | Grocery | Existing | Food Preparation | Natural Gas | Griddle | E9 | CCE | 0 | 0 | 0 | 0 | 0 | 0 | 0 | 0 | 0 | 0 | 0 | 0 | 0 | 0 | 0 | 0 | 0 | 0 | 0 | 0 | 0 | 0 | 0 | 0 | 0 | 0 | 0 | 0 | 0 | 0 | 0 | 0 | 0
F1_Commercial_Grocery_Existing_Food Preparation_Natural Gas_Griddle_E10 | F1 | Commercial | Grocery | Existing | Food Preparation | Natural Gas | Griddle | E10 | CCE | 0 | 0 | 0 | 0 | 0 | 0 | 0 | 0 | 0 | 0 | 0 | 0 | 0 | 0 | 0 | 0 | 0 | 0 | 0 | 0 | 0 | 0 | 0 | 0 | 0 | 0 | 0 | 0 | 0 | 0 | 0 | 0 | 0
F2_Commercial_Grocery_Existing_Food Preparation_Natural Gas_Griddle_E1 | F2 | Commercial | Grocery | Existing | Food Preparation | Natural Gas | Griddle | E1 | TRC BC Ratio | bar: 2019 to 2051
F2_Commercial_Grocery_Existing_Food Preparation_Natural Gas_Griddle_E2 | F2 | Commercial | Grocery | Existing | Food Preparation | Natural Gas | Griddle | E2 | TRC BC Ratio | 0.79587 | 0.80193 | 0.80871 | 0.81616 | 0.82466 | 0.8345 | 0.84247 | 0.85013 | 0.8579 | 0.86599 | 0.87371 | 0.8808 | 0.88805 | 0.89566 | 0.90406 | 0.91228 | 0.921 | 0.9302 | 0.9398 | 0.94959 | 0.95944 | 0.96867 | 0.97701 | 0.98437 | 0.99074 | 0.99622 | 1 | 1.0028 | 1.0053 | 1.0074 | 1.0094 | 1.0104 | 1.0104
F2_Commercial_Grocery_Existing_Food Preparation_Natural Gas_Griddle_E3 | F2 | Commercial | Grocery | Existing | Food Preparation | Natural Gas | Griddle | E3 | TRC BC Ratio | 0 | 0 | 0 | 0 | 0 | 0 | 0 | 0 | 0 | 0 | 0 | 0 | 0 | 0 | 0 | 0 | 0 | 0 | 0 | 0 | 0 | 0 | 0 | 0 | 0 | 0 | 0 | 0 | 0 | 0 | 0 | 0 | 0
F2_Commercial_Grocery_Existing_Food Preparation_Natural Gas_Griddle_E4 | F2 | Commercial | Grocery | Existing | Food Preparation | Natural Gas | Griddle | E4 | TRC BC Ratio | 0 | 0 | 0 | 0 | 0 | 0 | 0 | 0 | 0 | 0 | 0 | 0 | 0 | 0 | 0 | 0 | 0 | 0 | 0 | 0 | 0 | 0 | 0 | 0 | 0 | 0 | 0 | 0 | 0 | 0 | 0 | 0 | 0
F2_Commercial_Grocery_Existing_Food Preparation_Natural Gas_Griddle_E5 | F2 | Commercial | Grocery | Existing | Food Preparation | Natural Gas | Griddle | E5 | TRC BC Ratio | 0 | 0 | 0 | 0 | 0 | 0 | 0 | 0 | 0 | 0 | 0 | 0 | 0 | 0 | 0 | 0 | 0 | 0 | 0 | 0 | 0 | 0 | 0 | 0 | 0 | 0 | 0 | 0 | 0 | 0 | 0 | 0 | 0
F2_Commercial_Grocery_Existing_Food Preparation_Natural Gas_Griddle_E6 | F2 | Commercial | Grocery | Existing | Food Preparation | Natural Gas | Griddle | E6 | TRC BC Ratio | 0 | 0 | 0 | 0 | 0 | 0 | 0 | 0 | 0 | 0 | 0 | 0 | 0 | 0 | 0 | 0 | 0 | 0 | 0 | 0 | 0 | 0 | 0 | 0 | 0 | 0 | 0 | 0 | 0 | 0 | 0 | 0 | 0
F2_Commercial_Grocery_Existing_Food Preparation_Natural Gas_Griddle_E7 | F2 | Commercial | Grocery | Existing | Food Preparation | Natural Gas | Griddle | E7 | TRC BC Ratio | 0 | 0 | 0 | 0 | 0 | 0 | 0 | 0 | 0 | 0 | 0 | 0 | 0 | 0 | 0 | 0 | 0 | 0 | 0 | 0 | 0 | 0 | 0 | 0 | 0 | 0 | 0 | 0 | 0 | 0 | 0 | 0 | 0
F2_Commercial_Grocery_Existing_Food Preparation_Natural Gas_Griddle_E8 | F2 | Commercial | Grocery | Existing | Food Preparation | Natural Gas | Griddle | E8 | TRC BC Ratio | 0 | 0 | 0 | 0 | 0 | 0 | 0 | 0 | 0 | 0 | 0 | 0 | 0 | 0 | 0 | 0 | 0 | 0 | 0 | 0 | 0 | 0 | 0 | 0 | 0 | 0 | 0 | 0 | 0 | 0 | 0 | 0 | 0
F2_Commercial_Grocery_Existing_Food Preparation_Natural Gas_Griddle_E9 | F2 | Commercial | Grocery | Existing | Food Preparation | Natural Gas | Griddle | E9 | TRC BC Ratio | 0 | 0 | 0 | 0 | 0 | 0 | 0 | 0 | 0 | 0 | 0 | 0 | 0 | 0 | 0 | 0 | 0 | 0 | 0 | 0 | 0 | 0 | 0 | 0 | 0 | 0 | 0 | 0 | 0 | 0 | 0 | 0 | 0
F2_Commercial_Grocery_Existing_Food Preparation_Natural Gas_Griddle_E10 | F2 | Commercial | Grocery | Existing | Food Preparation | Natural Gas | Griddle | E10 | TRC BC Ratio | 0 | 0 | 0 | 0 | 0 | 0 | 0 | 0 | 0 | 0 | 0 | 0 | 0 | 0 | 0 | 0 | 0 | 0 | 0 | 0 | 0 | 0 | 0 | 0 | 0 | 0 | 0 | 0 | 0 | 0 | 0 | 0 | 0
F3_Commercial_Grocery_Existing_Food Preparation_Natural Gas_Griddle_E1 | F3 | Commercial | Grocery | Existing | Food Preparation | Natural Gas | Griddle | E1 | PACT BC Ratio | bar: 2019 to 2051
F3_Commercial_Grocery_Existing_Food Preparation_Natural Gas_Griddle_E2 | F3 | Commercial | Grocery | Existing | Food Preparation | Natural Gas | Griddle | E2 | PACT BC Ratio | 1.0612 | 1.0692 | 1.0783 | 1.0882 | 1.0996 | 1.1127 | 1.1233 | 1.1335 | 1.1439 | 1.1547 | 1.1649 | 1.1744 | 1.1841 | 1.1942 | 1.2054 | 1.2164 | 1.228 | 1.2403 | 1.2531 | 1.2661 | 1.2793 | 1.2916 | 1.3027 | 1.3125 | 1.321 | 1.3283 | 1.3333 | 1.3371 | 1.3404 | 1.3432 | 1.3459 | 1.3472 | 1.3472
F3_Commercial_Grocery_Existing_Food Preparation_Natural Gas_Griddle_E3 | F3 | Commercial | Grocery | Existing | Food Preparation | Natural Gas | Griddle | E3 | PACT BC Ratio | 0 | 0 | 0 | 0 | 0 | 0 | 0 | 0 | 0 | 0 | 0 | 0 | 0 | 0 | 0 | 0 | 0 | 0 | 0 | 0 | 0 | 0 | 0 | 0 | 0 | 0 | 0 | 0 | 0 | 0 | 0 | 0 | 0
F3_Commercial_Grocery_Existing_Food Preparation_Natural Gas_Griddle_E4 | F3 | Commercial | Grocery | Existing | Food Preparation | Natural Gas | Griddle | E4 | PACT BC Ratio | 0 | 0 | 0 | 0 | 0 | 0 | 0 | 0 | 0 | 0 | 0 | 0 | 0 | 0 | 0 | 0 | 0 | 0 | 0 | 0 | 0 | 0 | 0 | 0 | 0 | 0 | 0 | 0 | 0 | 0 | 0 | 0 | 0
F3_Commercial_Grocery_Existing_Food Preparation_Natural Gas_Griddle_E5 | F3 | Commercial | Grocery | Existing | Food Preparation | Natural Gas | Griddle | E5 | PACT BC Ratio | 0 | 0 | 0 | 0 | 0 | 0 | 0 | 0 | 0 | 0 | 0 | 0 | 0 | 0 | 0 | 0 | 0 | 0 | 0 | 0 | 0 | 0 | 0 | 0 | 0 | 0 | 0 | 0 | 0 | 0 | 0 | 0 | 0
F3_Commercial_Grocery_Existing_Food Preparation_Natural Gas_Griddle_E6 | F3 | Commercial | Grocery | Existing | Food Preparation | Natural Gas | Griddle | E6 | PACT BC Ratio | 0 | 0 | 0 | 0 | 0 | 0 | 0 | 0 | 0 | 0 | 0 | 0 | 0 | 0 | 0 | 0 | 0 | 0 | 0 | 0 | 0 | 0 | 0 | 0 | 0 | 0 | 0 | 0 | 0 | 0 | 0 | 0 | 0
F3_Commercial_Grocery_Existing_Food Preparation_Natural Gas_Griddle_E7 | F3 | Commercial | Grocery | Existing | Food Preparation | Natural Gas | Griddle | E7 | PACT BC Ratio | 0 | 0 | 0 | 0 | 0 | 0 | 0 | 0 | 0 | 0 | 0 | 0 | 0 | 0 | 0 | 0 | 0 | 0 | 0 | 0 | 0 | 0 | 0 | 0 | 0 | 0 | 0 | 0 | 0 | 0 | 0 | 0 | 0
F3_Commercial_Grocery_Existing_Food Preparation_Natural Gas_Griddle_E8 | F3 | Commercial | Grocery | Existing | Food Preparation | Natural Gas | Griddle | E8 | PACT BC Ratio | 0 | 0 | 0 | 0 | 0 | 0 | 0 | 0 | 0 | 0 | 0 | 0 | 0 | 0 | 0 | 0 | 0 | 0 | 0 | 0 | 0 | 0 | 0 | 0 | 0 | 0 | 0 | 0 | 0 | 0 | 0 | 0 | 0
F3_Commercial_Grocery_Existing_Food Preparation_Natural Gas_Griddle_E9 | F3 | Commercial | Grocery | Existing | Food Preparation | Natural Gas | Griddle | E9 | PACT BC Ratio | 0 | 0 | 0 | 0 | 0 | 0 | 0 | 0 | 0 | 0 | 0 | 0 | 0 | 0 | 0 | 0 | 0 | 0 | 0 | 0 | 0 | 0 | 0 | 0 | 0 | 0 | 0 | 0 | 0 | 0 | 0 | 0 | 0
F3_Commercial_Grocery_Existing_Food Preparation_Natural Gas_Griddle_E10 | F3 | Commercial | Grocery | Existing | Food Preparation | Natural Gas | Griddle | E10 | PACT BC Ratio | 0 | 0 | 0 | 0 | 0 | 0 | 0 | 0 | 0 | 0 | 0 | 0 | 0 | 0 | 0 | 0 | 0 | 0 | 0 | 0 | 0 | 0 | 0 | 0 | 0 | 0 | 0 | 0 | 0 | 0 | 0 | 0 | 0
F4_Commercial_Grocery_Existing_Food Preparation_Natural Gas_Griddle_E1 | F4 | Commercial | Grocery | Existing | Food Preparation | Natural Gas | Griddle | E1 | RVT BC Ratio | bar: 2019 to 2051
F4_Commercial_Grocery_Existing_Food Preparation_Natural Gas_Griddle_E2 | F4 | Commercial | Grocery | Existing | Food Preparation | Natural Gas | Griddle | E2 | RVT BC Ratio | 1.8442 | 1.8529 | 1.8627 | 1.8734 | 1.8856 | 1.8997 | 1.9112 | 1.9222 | 1.9334 | 1.945 | 1.9561 | 1.9663 | 1.9767 | 1.9877 | 1.9998 | 2.0116 | 2.0241 | 2.0373 | 2.0511 | 2.0652 | 2.0794 | 2.0926 | 2.1046 | 2.1152 | 2.1244 | 2.1322 | 2.1377 | 2.1418 | 2.1453 | 2.1483 | 2.1513 | 2.1526 | 2.1526
F4_Commercial_Grocery_Existing_Food Preparation_Natural Gas_Griddle_E3 | F4 | Commercial | Grocery | Existing | Food Preparation | Natural Gas | Griddle | E3 | RVT BC Ratio | 0 | 0 | 0 | 0 | 0 | 0 | 0 | 0 | 0 | 0 | 0 | 0 | 0 | 0 | 0 | 0 | 0 | 0 | 0 | 0 | 0 | 0 | 0 | 0 | 0 | 0 | 0 | 0 | 0 | 0 | 0 | 0 | 0
F4_Commercial_Grocery_Existing_Food Preparation_Natural Gas_Griddle_E4 | F4 | Commercial | Grocery | Existing | Food Preparation | Natural Gas | Griddle | E4 | RVT BC Ratio | 0 | 0 | 0 | 0 | 0 | 0 | 0 | 0 | 0 | 0 | 0 | 0 | 0 | 0 | 0 | 0 | 0 | 0 | 0 | 0 | 0 | 0 | 0 | 0 | 0 | 0 | 0 | 0 | 0 | 0 | 0 | 0 | 0
F4_Commercial_Grocery_Existing_Food Preparation_Natural Gas_Griddle_E5 | F4 | Commercial | Grocery | Existing | Food Preparation | Natural Gas | Griddle | E5 | RVT BC Ratio | 0 | 0 | 0 | 0 | 0 | 0 | 0 | 0 | 0 | 0 | 0 | 0 | 0 | 0 | 0 | 0 | 0 | 0 | 0 | 0 | 0 | 0 | 0 | 0 | 0 | 0 | 0 | 0 | 0 | 0 | 0 | 0 | 0
F4_Commercial_Grocery_Existing_Food Preparation_Natural Gas_Griddle_E6 | F4 | Commercial | Grocery | Existing | Food Preparation | Natural Gas | Griddle | E6 | RVT BC Ratio | 0 | 0 | 0 | 0 | 0 | 0 | 0 | 0 | 0 | 0 | 0 | 0 | 0 | 0 | 0 | 0 | 0 | 0 | 0 | 0 | 0 | 0 | 0 | 0 | 0 | 0 | 0 | 0 | 0 | 0 | 0 | 0 | 0
F4_Commercial_Grocery_Existing_Food Preparation_Natural Gas_Griddle_E7 | F4 | Commercial | Grocery | Existing | Food Preparation | Natural Gas | Griddle | E7 | RVT BC Ratio | 0 | 0 | 0 | 0 | 0 | 0 | 0 | 0 | 0 | 0 | 0 | 0 | 0 | 0 | 0 | 0 | 0 | 0 | 0 | 0 | 0 | 0 | 0 | 0 | 0 | 0 | 0 | 0 | 0 | 0 | 0 | 0 | 0
F4_Commercial_Grocery_Existing_Food Preparation_Natural Gas_Griddle_E8 | F4 | Commercial | Grocery | Existing | Food Preparation | Natural Gas | Griddle | E8 | RVT BC Ratio | 0 | 0 | 0 | 0 | 0 | 0 | 0 | 0 | 0 | 0 | 0 | 0 | 0 | 0 | 0 | 0 | 0 | 0 | 0 | 0 | 0 | 0 | 0 | 0 | 0 | 0 | 0 | 0 | 0 | 0 | 0 | 0 | 0
F4_Commercial_Grocery_Existing_Food Preparation_Natural Gas_Griddle_E9 | F4 | Commercial | Grocery | Existing | Food Preparation | Natural Gas | Griddle | E9 | RVT BC Ratio | 0 | 0 | 0 | 0 | 0 | 0 | 0 | 0 | 0 | 0 | 0 | 0 | 0 | 0 | 0 | 0 | 0 | 0 | 0 | 0 | 0 | 0 | 0 | 0 | 0 | 0 | 0 | 0 | 0 | 0 | 0 | 0 | 0
F4_Commercial_Grocery_Existing_Food Preparation_Natural Gas_Griddle_E10 | F4 | Commercial | Grocery | Existing | Food Preparation | Natural Gas | Griddle | E10 | RVT BC Ratio | 0 | 0 | 0 | 0 | 0 | 0 | 0 | 0 | 0 | 0 | 0 | 0 | 0 | 0 | 0 | 0 | 0 | 0 | 0 | 0 | 0 | 0 | 0 | 0 | 0 | 0 | 0 | 0 | 0 | 0 | 0 | 0 | 0
F5_Commercial_Grocery_Existing_Food Preparation_Natural Gas_Griddle_E1 | F5 | Commercial | Grocery | Existing | Food Preparation | Natural Gas | Griddle | E1 | RIM BC Ratio | bar: 2019 to 2051
F5_Commercial_Grocery_Existing_Food Preparation_Natural Gas_Griddle_E2 | F5 | Commercial | Grocery | Existing | Food Preparation | Natural Gas | Griddle | E2 | RIM BC Ratio | 0.46719 | 0.46876 | 0.47048 | 0.47237 | 0.47449 | 0.47691 | 0.47886 | 0.4807 | 0.48256 | 0.48447 | 0.48627 | 0.48791 | 0.48957 | 0.4913 | 0.49318 | 0.49501 | 0.49692 | 0.49892 | 0.50097 | 0.50305 | 0.50511 | 0.50702 | 0.50872 | 0.51021 | 0.51149 | 0.51258 | 0.51333 | 0.51389 | 0.51437 | 0.51478 | 0.51519 | 0.51537 | 0.51537
F5_Commercial_Grocery_Existing_Food Preparation_Natural Gas_Griddle_E3 | F5 | Commercial | Grocery | Existing | Food Preparation | Natural Gas | Griddle | E3 | RIM BC Ratio | 0 | 0 | 0 | 0 | 0 | 0 | 0 | 0 | 0 | 0 | 0 | 0 | 0 | 0 | 0 | 0 | 0 | 0 | 0 | 0 | 0 | 0 | 0 | 0 | 0 | 0 | 0 | 0 | 0 | 0 | 0 | 0 | 0
F5_Commercial_Grocery_Existing_Food Preparation_Natural Gas_Griddle_E4 | F5 | Commercial | Grocery | Existing | Food Preparation | Natural Gas | Griddle | E4 | RIM BC Ratio | 0 | 0 | 0 | 0 | 0 | 0 | 0 | 0 | 0 | 0 | 0 | 0 | 0 | 0 | 0 | 0 | 0 | 0 | 0 | 0 | 0 | 0 | 0 | 0 | 0 | 0 | 0 | 0 | 0 | 0 | 0 | 0 | 0
F5_Commercial_Grocery_Existing_Food Preparation_Natural Gas_Griddle_E5 | F5 | Commercial | Grocery | Existing | Food Preparation | Natural Gas | Griddle | E5 | RIM BC Ratio | 0 | 0 | 0 | 0 | 0 | 0 | 0 | 0 | 0 | 0 | 0 | 0 | 0 | 0 | 0 | 0 | 0 | 0 | 0 | 0 | 0 | 0 | 0 | 0 | 0 | 0 | 0 | 0 | 0 | 0 | 0 | 0 | 0
F5_Commercial_Grocery_Existing_Food Preparation_Natural Gas_Griddle_E6 | F5 | Commercial | Grocery | Existing | Food Preparation | Natural Gas | Griddle | E6 | RIM BC Ratio | 0 | 0 | 0 | 0 | 0 | 0 | 0 | 0 | 0 | 0 | 0 | 0 | 0 | 0 | 0 | 0 | 0 | 0 | 0 | 0 | 0 | 0 | 0 | 0 | 0 | 0 | 0 | 0 | 0 | 0 | 0 | 0 | 0
F5_Commercial_Grocery_Existing_Food Preparation_Natural Gas_Griddle_E7 | F5 | Commercial | Grocery | Existing | Food Preparation | Natural Gas | Griddle | E7 | RIM BC Ratio | 0 | 0 | 0 | 0 | 0 | 0 | 0 | 0 | 0 | 0 | 0 | 0 | 0 | 0 | 0 | 0 | 0 | 0 | 0 | 0 | 0 | 0 | 0 | 0 | 0 | 0 | 0 | 0 | 0 | 0 | 0 | 0 | 0
F5_Commercial_Grocery_Existing_Food Preparation_Natural Gas_Griddle_E8 | F5 | Commercial | Grocery | Existing | Food Preparation | Natural Gas | Griddle | E8 | RIM BC Ratio | 0 | 0 | 0 | 0 | 0 | 0 | 0 | 0 | 0 | 0 | 0 | 0 | 0 | 0 | 0 | 0 | 0 | 0 | 0 | 0 | 0 | 0 | 0 | 0 | 0 | 0 | 0 | 0 | 0 | 0 | 0 | 0 | 0
F5_Commercial_Grocery_Existing_Food Preparation_Natural Gas_Griddle_E9 | F5 | Commercial | Grocery | Existing | Food Preparation | Natural Gas | Griddle | E9 | RIM BC Ratio | 0 | 0 | 0 | 0 | 0 | 0 | 0 | 0 | 0 | 0 | 0 | 0 | 0 | 0 | 0 | 0 | 0 | 0 | 0 | 0 | 0 | 0 | 0 | 0 | 0 | 0 | 0 | 0 | 0 | 0 | 0 | 0 | 0
F5_Commercial_Grocery_Existing_Food Preparation_Natural Gas_Griddle_E10 | F5 | Commercial | Grocery | Existing | Food Preparation | Natural Gas | Griddle | E10 | RIM BC Ratio | 0 | 0 | 0 | 0 | 0 | 0 | 0 | 0 | 0 | 0 | 0 | 0 | 0 | 0 | 0 | 0 | 0 | 0 | 0 | 0 | 0 | 0 | 0 | 0 | 0 | 0 | 0 | 0 | 0 | 0 | 0 | 0 | 0
F0_Commercial_Grocery_Existing_Food Preparation_Natural Gas_Range_E0 | F0 | Commercial | Grocery | Existing | Food Preparation | Natural Gas | Range | E0 | Economic Unit | High Efficiency | High Efficiency | High Efficiency | High Efficiency | High Efficiency | High Efficiency | High Efficiency | High Efficiency | High Efficiency | High Efficiency | High Efficiency | High Efficiency | High Efficiency | High Efficiency | High Efficiency | High Efficiency | High Efficiency | High Efficiency | High Efficiency | High Efficiency | High Efficiency | High Efficiency | High Efficiency | High Efficiency | High Efficiency | High Efficiency | High Efficiency | High Efficiency | High Efficiency | High Efficiency | High Efficiency | High Efficiency | High Efficiency
F1_Commercial_Grocery_Existing_Food Preparation_Natural Gas_Range_E1 | F1 | Commercial | Grocery | Existing | Food Preparation | Natural Gas | Range | E1 | CCE | 0 | 0 | 0 | 0 | 0 | 0 | 0 | 0 | 0 | 0 | 0 | 0 | 0 | 0 | 0 | 0 | 0 | 0 | 0 | 0 | 0 | 0 | 0 | 0 | 0 | 0 | 0 | 0 | 0 | 0 | 0 | 0 | 0
F1_Commercial_Grocery_Existing_Food Preparation_Natural Gas_Range_E2 | F1 | Commercial | Grocery | Existing | Food Preparation | Natural Gas | Range | E2 | CCE | 0.00052644 | 0.00052644 | 0.00052644 | 0.00052644 | 0.00052644 | 0.00052644 | 0.00052644 | 0.00052644 | 0.00052644 | 0.00052644 | 0.00052644 | 0.00052644 | 0.00052644 | 0.00052644 | 0.00052644 | 0.00052644 | 0.00052644 | 0.00052644 | 0.00052644 | 0.00052644 | 0.00052644 | 0.00052644 | 0.00052644 | 0.00052644 | 0.00052644 | 0.00052644 | 0.00052644 | 0.00052644 | 0.00052644 | 0.00052644 | 0.00052644 | 0.00052644 | 0.00052644
F1_Commercial_Grocery_Existing_Food Preparation_Natural Gas_Range_E3 | F1 | Commercial | Grocery | Existing | Food Preparation | Natural Gas | Range | E3 | CCE | 0 | 0 | 0 | 0 | 0 | 0 | 0 | 0 | 0 | 0 | 0 | 0 | 0 | 0 | 0 | 0 | 0 | 0 | 0 | 0 | 0 | 0 | 0 | 0 | 0 | 0 | 0 | 0 | 0 | 0 | 0 | 0 | 0
F1_Commercial_Grocery_Existing_Food Preparation_Natural Gas_Range_E4 | F1 | Commercial | Grocery | Existing | Food Preparation | Natural Gas | Range | E4 | CCE | 0 | 0 | 0 | 0 | 0 | 0 | 0 | 0 | 0 | 0 | 0 | 0 | 0 | 0 | 0 | 0 | 0 | 0 | 0 | 0 | 0 | 0 | 0 | 0 | 0 | 0 | 0 | 0 | 0 | 0 | 0 | 0 | 0
F1_Commercial_Grocery_Existing_Food Preparation_Natural Gas_Range_E5 | F1 | Commercial | Grocery | Existing | Food Preparation | Natural Gas | Range | E5 | CCE | 0 | 0 | 0 | 0 | 0 | 0 | 0 | 0 | 0 | 0 | 0 | 0 | 0 | 0 | 0 | 0 | 0 | 0 | 0 | 0 | 0 | 0 | 0 | 0 | 0 | 0 | 0 | 0 | 0 | 0 | 0 | 0 | 0
F1_Commercial_Grocery_Existing_Food Preparation_Natural Gas_Range_E6 | F1 | Commercial | Grocery | Existing | Food Preparation | Natural Gas | Range | E6 | CCE | 0 | 0 | 0 | 0 | 0 | 0 | 0 | 0 | 0 | 0 | 0 | 0 | 0 | 0 | 0 | 0 | 0 | 0 | 0 | 0 | 0 | 0 | 0 | 0 | 0 | 0 | 0 | 0 | 0 | 0 | 0 | 0 | 0
F1_Commercial_Grocery_Existing_Food Preparation_Natural Gas_Range_E7 | F1 | Commercial | Grocery | Existing | Food Preparation | Natural Gas | Range | E7 | CCE | 0 | 0 | 0 | 0 | 0 | 0 | 0 | 0 | 0 | 0 | 0 | 0 | 0 | 0 | 0 | 0 | 0 | 0 | 0 | 0 | 0 | 0 | 0 | 0 | 0 | 0 | 0 | 0 | 0 | 0 | 0 | 0 | 0
F1_Commercial_Grocery_Existing_Food Preparation_Natural Gas_Range_E8 | F1 | Commercial | Grocery | Existing | Food Preparation | Natural Gas | Range | E8 | CCE | 0 | 0 | 0 | 0 | 0 | 0 | 0 | 0 | 0 | 0 | 0 | 0 | 0 | 0 | 0 | 0 | 0 | 0 | 0 | 0 | 0 | 0 | 0 | 0 | 0 | 0 | 0 | 0 | 0 | 0 | 0 | 0 | 0
F1_Commercial_Grocery_Existing_Food Preparation_Natural Gas_Range_E9 | F1 | Commercial | Grocery | Existing | Food Preparation | Natural Gas | Range | E9 | CCE | 0 | 0 | 0 | 0 | 0 | 0 | 0 | 0 | 0 | 0 | 0 | 0 | 0 | 0 | 0 | 0 | 0 | 0 | 0 | 0 | 0 | 0 | 0 | 0 | 0 | 0 | 0 | 0 | 0 | 0 | 0 | 0 | 0
F1_Commercial_Grocery_Existing_Food Preparation_Natural Gas_Range_E10 | F1 | Commercial | Grocery | Existing | Food Preparation | Natural Gas | Range | E10 | CCE | 0 | 0 | 0 | 0 | 0 | 0 | 0 | 0 | 0 | 0 | 0 | 0 | 0 | 0 | 0 | 0 | 0 | 0 | 0 | 0 | 0 | 0 | 0 | 0 | 0 | 0 | 0 | 0 | 0 | 0 | 0 | 0 | 0
F2_Commercial_Grocery_Existing_Food Preparation_Natural Gas_Range_E1 | F2 | Commercial | Grocery | Existing | Food Preparation | Natural Gas | Range | E1 | TRC BC Ratio | bar: 2019 to 2051
F2_Commercial_Grocery_Existing_Food Preparation_Natural Gas_Range_E2 | F2 | Commercial | Grocery | Existing | Food Preparation | Natural Gas | Range | E2 | TRC BC Ratio | 2647.7231 | 2666.33 | 2688.4832 | 2714.1962 | 2744.4245 | 2779.83 | 2808.1783 | 2835.1894 | 2861.7342 | 2888.6003 | 2913.2148 | 2934.7489 | 2956.3968 | 2979.3351 | 3005.7993 | 3032.2609 | 3061.4725 | 3093.4023 | 3127.3907 | 3162.4699 | 3198.1505 | 3231.6304 | 3262.246 | 3290.1881 | 3314.7734 | 3335.911 | 3350.568 | 3361.4829 | 3370.9376 | 3379.0123 | 3387.0032 | 3390.5371 | 3390.5371
F2_Commercial_Grocery_Existing_Food Preparation_Natural Gas_Range_E3 | F2 | Commercial | Grocery | Existing | Food Preparation | Natural Gas | Range | E3 | TRC BC Ratio | 0 | 0 | 0 | 0 | 0 | 0 | 0 | 0 | 0 | 0 | 0 | 0 | 0 | 0 | 0 | 0 | 0 | 0 | 0 | 0 | 0 | 0 | 0 | 0 | 0 | 0 | 0 | 0 | 0 | 0 | 0 | 0 | 0
F2_Commercial_Grocery_Existing_Food Preparation_Natural Gas_Range_E4 | F2 | Commercial | Grocery | Existing | Food Preparation | Natural Gas | Range | E4 | TRC BC Ratio | 0 | 0 | 0 | 0 | 0 | 0 | 0 | 0 | 0 | 0 | 0 | 0 | 0 | 0 | 0 | 0 | 0 | 0 | 0 | 0 | 0 | 0 | 0 | 0 | 0 | 0 | 0 | 0 | 0 | 0 | 0 | 0 | 0
F2_Commercial_Grocery_Existing_Food Preparation_Natural Gas_Range_E5 | F2 | Commercial | Grocery | Existing | Food Preparation | Natural Gas | Range | E5 | TRC BC Ratio | 0 | 0 | 0 | 0 | 0 | 0 | 0 | 0 | 0 | 0 | 0 | 0 | 0 | 0 | 0 | 0 | 0 | 0 | 0 | 0 | 0 | 0 | 0 | 0 | 0 | 0 | 0 | 0 | 0 | 0 | 0 | 0 | 0
F2_Commercial_Grocery_Existing_Food Preparation_Natural Gas_Range_E6 | F2 | Commercial | Grocery | Existing | Food Preparation | Natural Gas | Range | E6 | TRC BC Ratio | 0 | 0 | 0 | 0 | 0 | 0 | 0 | 0 | 0 | 0 | 0 | 0 | 0 | 0 | 0 | 0 | 0 | 0 | 0 | 0 | 0 | 0 | 0 | 0 | 0 | 0 | 0 | 0 | 0 | 0 | 0 | 0 | 0
F2_Commercial_Grocery_Existing_Food Preparation_Natural Gas_Range_E7 | F2 | Commercial | Grocery | Existing | Food Preparation | Natural Gas | Range | E7 | TRC BC Ratio | 0 | 0 | 0 | 0 | 0 | 0 | 0 | 0 | 0 | 0 | 0 | 0 | 0 | 0 | 0 | 0 | 0 | 0 | 0 | 0 | 0 | 0 | 0 | 0 | 0 | 0 | 0 | 0 | 0 | 0 | 0 | 0 | 0
F2_Commercial_Grocery_Existing_Food Preparation_Natural Gas_Range_E8 | F2 | Commercial | Grocery | Existing | Food Preparation | Natural Gas | Range | E8 | TRC BC Ratio | 0 | 0 | 0 | 0 | 0 | 0 | 0 | 0 | 0 | 0 | 0 | 0 | 0 | 0 | 0 | 0 | 0 | 0 | 0 | 0 | 0 | 0 | 0 | 0 | 0 | 0 | 0 | 0 | 0 | 0 | 0 | 0 | 0
F2_Commercial_Grocery_Existing_Food Preparation_Natural Gas_Range_E9 | F2 | Commercial | Grocery | Existing | Food Preparation | Natural Gas | Range | E9 | TRC BC Ratio | 0 | 0 | 0 | 0 | 0 | 0 | 0 | 0 | 0 | 0 | 0 | 0 | 0 | 0 | 0 | 0 | 0 | 0 | 0 | 0 | 0 | 0 | 0 | 0 | 0 | 0 | 0 | 0 | 0 | 0 | 0 | 0 | 0
F2_Commercial_Grocery_Existing_Food Preparation_Natural Gas_Range_E10 | F2 | Commercial | Grocery | Existing | Food Preparation | Natural Gas | Range | E10 | TRC BC Ratio | 0 | 0 | 0 | 0 | 0 | 0 | 0 | 0 | 0 | 0 | 0 | 0 | 0 | 0 | 0 | 0 | 0 | 0 | 0 | 0 | 0 | 0 | 0 | 0 | 0 | 0 | 0 | 0 | 0 | 0 | 0 | 0 | 0
F3_Commercial_Grocery_Existing_Food Preparation_Natural Gas_Range_E1 | F3 | Commercial | Grocery | Existing | Food Preparation | Natural Gas | Range | E1 | PACT BC Ratio | bar: 2019 to 2051
F3_Commercial_Grocery_Existing_Food Preparation_Natural Gas_Range_E2 | F3 | Commercial | Grocery | Existing | Food Preparation | Natural Gas | Range | E2 | PACT BC Ratio | 3530.2974 | 3555.1067 | 3584.6443 | 3618.9282 | 3659.2327 | 3706.44 | 3744.2377 | 3780.2525 | 3815.6456 | 3851.4671 | 3884.2865 | 3912.9985 | 3941.8625 | 3972.4468 | 4007.7324 | 4043.0145 | 4081.9633 | 4124.5364 | 4169.8543 | 4216.6265 | 4264.2006 | 4308.8405 | 4349.6613 | 4386.9175 | 4419.6979 | 4447.8813 | 4467.424 | 4481.9772 | 4494.5834 | 4505.3498 | 4516.0042 | 4520.7161 | 4520.7161
F3_Commercial_Grocery_Existing_Food Preparation_Natural Gas_Range_E3 | F3 | Commercial | Grocery | Existing | Food Preparation | Natural Gas | Range | E3 | PACT BC Ratio | 0 | 0 | 0 | 0 | 0 | 0 | 0 | 0 | 0 | 0 | 0 | 0 | 0 | 0 | 0 | 0 | 0 | 0 | 0 | 0 | 0 | 0 | 0 | 0 | 0 | 0 | 0 | 0 | 0 | 0 | 0 | 0 | 0
F3_Commercial_Grocery_Existing_Food Preparation_Natural Gas_Range_E4 | F3 | Commercial | Grocery | Existing | Food Preparation | Natural Gas | Range | E4 | PACT BC Ratio | 0 | 0 | 0 | 0 | 0 | 0 | 0 | 0 | 0 | 0 | 0 | 0 | 0 | 0 | 0 | 0 | 0 | 0 | 0 | 0 | 0 | 0 | 0 | 0 | 0 | 0 | 0 | 0 | 0 | 0 | 0 | 0 | 0
F3_Commercial_Grocery_Existing_Food Preparation_Natural Gas_Range_E5 | F3 | Commercial | Grocery | Existing | Food Preparation | Natural Gas | Range | E5 | PACT BC Ratio | 0 | 0 | 0 | 0 | 0 | 0 | 0 | 0 | 0 | 0 | 0 | 0 | 0 | 0 | 0 | 0 | 0 | 0 | 0 | 0 | 0 | 0 | 0 | 0 | 0 | 0 | 0 | 0 | 0 | 0 | 0 | 0 | 0
F3_Commercial_Grocery_Existing_Food Preparation_Natural Gas_Range_E6 | F3 | Commercial | Grocery | Existing | Food Preparation | Natural Gas | Range | E6 | PACT BC Ratio | 0 | 0 | 0 | 0 | 0 | 0 | 0 | 0 | 0 | 0 | 0 | 0 | 0 | 0 | 0 | 0 | 0 | 0 | 0 | 0 | 0 | 0 | 0 | 0 | 0 | 0 | 0 | 0 | 0 | 0 | 0 | 0 | 0
F3_Commercial_Grocery_Existing_Food Preparation_Natural Gas_Range_E7 | F3 | Commercial | Grocery | Existing | Food Preparation | Natural Gas | Range | E7 | PACT BC Ratio | 0 | 0 | 0 | 0 | 0 | 0 | 0 | 0 | 0 | 0 | 0 | 0 | 0 | 0 | 0 | 0 | 0 | 0 | 0 | 0 | 0 | 0 | 0 | 0 | 0 | 0 | 0 | 0 | 0 | 0 | 0 | 0 | 0
F3_Commercial_Grocery_Existing_Food Preparation_Natural Gas_Range_E8 | F3 | Commercial | Grocery | Existing | Food Preparation | Natural Gas | Range | E8 | PACT BC Ratio | 0 | 0 | 0 | 0 | 0 | 0 | 0 | 0 | 0 | 0 | 0 | 0 | 0 | 0 | 0 | 0 | 0 | 0 | 0 | 0 | 0 | 0 | 0 | 0 | 0 | 0 | 0 | 0 | 0 | 0 | 0 | 0 | 0
F3_Commercial_Grocery_Existing_Food Preparation_Natural Gas_Range_E9 | F3 | Commercial | Grocery | Existing | Food Preparation | Natural Gas | Range | E9 | PACT BC Ratio | 0 | 0 | 0 | 0 | 0 | 0 | 0 | 0 | 0 | 0 | 0 | 0 | 0 | 0 | 0 | 0 | 0 | 0 | 0 | 0 | 0 | 0 | 0 | 0 | 0 | 0 | 0 | 0 | 0 | 0 | 0 | 0 | 0
F3_Commercial_Grocery_Existing_Food Preparation_Natural Gas_Range_E10 | F3 | Commercial | Grocery | Existing | Food Preparation | Natural Gas | Range | E10 | PACT BC Ratio | 0 | 0 | 0 | 0 | 0 | 0 | 0 | 0 | 0 | 0 | 0 | 0 | 0 | 0 | 0 | 0 | 0 | 0 | 0 | 0 | 0 | 0 | 0 | 0 | 0 | 0 | 0 | 0 | 0 | 0 | 0 | 0 | 0
F4_Commercial_Grocery_Existing_Food Preparation_Natural Gas_Range_E1 | F4 | Commercial | Grocery | Existing | Food Preparation | Natural Gas | Range | E1 | RVT BC Ratio | bar: 2019 to 2051
F4_Commercial_Grocery_Existing_Food Preparation_Natural Gas_Range_E2 | F4 | Commercial | Grocery | Existing | Food Preparation | Natural Gas | Range | E2 | RVT BC Ratio | 3807.2736 | 3834.0244 | 3865.8736 | 3902.8406 | 3946.2991 | 3997.2009 | 4037.9565 | 4076.7898 | 4114.9527 | 4153.5775 | 4188.9653 | 4219.9244 | 4251.0471 | 4284.025 | 4322.072 | 4360.1152 | 4402.1121 | 4448.0169 | 4496.8813 | 4547.3138 | 4598.611 | 4646.7444 | 4690.7598 | 4730.9316 | 4766.2773 | 4796.6664 | 4817.7384 | 4833.4305 | 4847.0233 | 4858.6322 | 4870.1205 | 4875.2011 | 4875.2011
F4_Commercial_Grocery_Existing_Food Preparation_Natural Gas_Range_E3 | F4 | Commercial | Grocery | Existing | Food Preparation | Natural Gas | Range | E3 | RVT BC Ratio | 0 | 0 | 0 | 0 | 0 | 0 | 0 | 0 | 0 | 0 | 0 | 0 | 0 | 0 | 0 | 0 | 0 | 0 | 0 | 0 | 0 | 0 | 0 | 0 | 0 | 0 | 0 | 0 | 0 | 0 | 0 | 0 | 0
F4_Commercial_Grocery_Existing_Food Preparation_Natural Gas_Range_E4 | F4 | Commercial | Grocery | Existing | Food Preparation | Natural Gas | Range | E4 | RVT BC Ratio | 0 | 0 | 0 | 0 | 0 | 0 | 0 | 0 | 0 | 0 | 0 | 0 | 0 | 0 | 0 | 0 | 0 | 0 | 0 | 0 | 0 | 0 | 0 | 0 | 0 | 0 | 0 | 0 | 0 | 0 | 0 | 0 | 0
F4_Commercial_Grocery_Existing_Food Preparation_Natural Gas_Range_E5 | F4 | Commercial | Grocery | Existing | Food Preparation | Natural Gas | Range | E5 | RVT BC Ratio | 0 | 0 | 0 | 0 | 0 | 0 | 0 | 0 | 0 | 0 | 0 | 0 | 0 | 0 | 0 | 0 | 0 | 0 | 0 | 0 | 0 | 0 | 0 | 0 | 0 | 0 | 0 | 0 | 0 | 0 | 0 | 0 | 0
F4_Commercial_Grocery_Existing_Food Preparation_Natural Gas_Range_E6 | F4 | Commercial | Grocery | Existing | Food Preparation | Natural Gas | Range | E6 | RVT BC Ratio | 0 | 0 | 0 | 0 | 0 | 0 | 0 | 0 | 0 | 0 | 0 | 0 | 0 | 0 | 0 | 0 | 0 | 0 | 0 | 0 | 0 | 0 | 0 | 0 | 0 | 0 | 0 | 0 | 0 | 0 | 0 | 0 | 0
F4_Commercial_Grocery_Existing_Food Preparation_Natural Gas_Range_E7 | F4 | Commercial | Grocery | Existing | Food Preparation | Natural Gas | Range | E7 | RVT BC Ratio | 0 | 0 | 0 | 0 | 0 | 0 | 0 | 0 | 0 | 0 | 0 | 0 | 0 | 0 | 0 | 0 | 0 | 0 | 0 | 0 | 0 | 0 | 0 | 0 | 0 | 0 | 0 | 0 | 0 | 0 | 0 | 0 | 0
F4_Commercial_Grocery_Existing_Food Preparation_Natural Gas_Range_E8 | F4 | Commercial | Grocery | Existing | Food Preparation | Natural Gas | Range | E8 | RVT BC Ratio | 0 | 0 | 0 | 0 | 0 | 0 | 0 | 0 | 0 | 0 | 0 | 0 | 0 | 0 | 0 | 0 | 0 | 0 | 0 | 0 | 0 | 0 | 0 | 0 | 0 | 0 | 0 | 0 | 0 | 0 | 0 | 0 | 0
F4_Commercial_Grocery_Existing_Food Preparation_Natural Gas_Range_E9 | F4 | Commercial | Grocery | Existing | Food Preparation | Natural Gas | Range | E9 | RVT BC Ratio | 0 | 0 | 0 | 0 | 0 | 0 | 0 | 0 | 0 | 0 | 0 | 0 | 0 | 0 | 0 | 0 | 0 | 0 | 0 | 0 | 0 | 0 | 0 | 0 | 0 | 0 | 0 | 0 | 0 | 0 | 0 | 0 | 0
F4_Commercial_Grocery_Existing_Food Preparation_Natural Gas_Range_E10 | F4 | Commercial | Grocery | Existing | Food Preparation | Natural Gas | Range | E10 | RVT BC Ratio | 0 | 0 | 0 | 0 | 0 | 0 | 0 | 0 | 0 | 0 | 0 | 0 | 0 | 0 | 0 | 0 | 0 | 0 | 0 | 0 | 0 | 0 | 0 | 0 | 0 | 0 | 0 | 0 | 0 | 0 | 0 | 0 | 0
F5_Commercial_Grocery_Existing_Food Preparation_Natural Gas_Range_E1 | F5 | Commercial | Grocery | Existing | Food Preparation | Natural Gas | Range | E1 | RIM BC Ratio | bar: 2019 to 2051
F5_Commercial_Grocery_Existing_Food Preparation_Natural Gas_Range_E2 | F5 | Commercial | Grocery | Existing | Food Preparation | Natural Gas | Range | E2 | RIM BC Ratio | 0.83448 | 0.83448 | 0.83448 | 0.83449 | 0.83449 | 0.83449 | 0.83449 | 0.83449 | 0.8345 | 0.8345 | 0.8345 | 0.8345 | 0.8345 | 0.8345 | 0.83451 | 0.83451 | 0.83451 | 0.83451 | 0.83451 | 0.83451 | 0.83452 | 0.83452 | 0.83452 | 0.83452 | 0.83452 | 0.83452 | 0.83452 | 0.83452 | 0.83452 | 0.83452 | 0.83452 | 0.83453 | 0.83453
F5_Commercial_Grocery_Existing_Food Preparation_Natural Gas_Range_E3 | F5 | Commercial | Grocery | Existing | Food Preparation | Natural Gas | Range | E3 | RIM BC Ratio | 0 | 0 | 0 | 0 | 0 | 0 | 0 | 0 | 0 | 0 | 0 | 0 | 0 | 0 | 0 | 0 | 0 | 0 | 0 | 0 | 0 | 0 | 0 | 0 | 0 | 0 | 0 | 0 | 0 | 0 | 0 | 0 | 0
F5_Commercial_Grocery_Existing_Food Preparation_Natural Gas_Range_E4 | F5 | Commercial | Grocery | Existing | Food Preparation | Natural Gas | Range | E4 | RIM BC Ratio | 0 | 0 | 0 | 0 | 0 | 0 | 0 | 0 | 0 | 0 | 0 | 0 | 0 | 0 | 0 | 0 | 0 | 0 | 0 | 0 | 0 | 0 | 0 | 0 | 0 | 0 | 0 | 0 | 0 | 0 | 0 | 0 | 0
F5_Commercial_Grocery_Existing_Food Preparation_Natural Gas_Range_E5 | F5 | Commercial | Grocery | Existing | Food Preparation | Natural Gas | Range | E5 | RIM BC Ratio | 0 | 0 | 0 | 0 | 0 | 0 | 0 | 0 | 0 | 0 | 0 | 0 | 0 | 0 | 0 | 0 | 0 | 0 | 0 | 0 | 0 | 0 | 0 | 0 | 0 | 0 | 0 | 0 | 0 | 0 | 0 | 0 | 0
F5_Commercial_Grocery_Existing_Food Preparation_Natural Gas_Range_E6 | F5 | Commercial | Grocery | Existing | Food Preparation | Natural Gas | Range | E6 | RIM BC Ratio | 0 | 0 | 0 | 0 | 0 | 0 | 0 | 0 | 0 | 0 | 0 | 0 | 0 | 0 | 0 | 0 | 0 | 0 | 0 | 0 | 0 | 0 | 0 | 0 | 0 | 0 | 0 | 0 | 0 | 0 | 0 | 0 | 0
F5_Commercial_Grocery_Existing_Food Preparation_Natural Gas_Range_E7 | F5 | Commercial | Grocery | Existing | Food Preparation | Natural Gas | Range | E7 | RIM BC Ratio | 0 | 0 | 0 | 0 | 0 | 0 | 0 | 0 | 0 | 0 | 0 | 0 | 0 | 0 | 0 | 0 | 0 | 0 | 0 | 0 | 0 | 0 | 0 | 0 | 0 | 0 | 0 | 0 | 0 | 0 | 0 | 0 | 0
F5_Commercial_Grocery_Existing_Food Preparation_Natural Gas_Range_E8 | F5 | Commercial | Grocery | Existing | Food Preparation | Natural Gas | Range | E8 | RIM BC Ratio | 0 | 0 | 0 | 0 | 0 | 0 | 0 | 0 | 0 | 0 | 0 | 0 | 0 | 0 | 0 | 0 | 0 | 0 | 0 | 0 | 0 | 0 | 0 | 0 | 0 | 0 | 0 | 0 | 0 | 0 | 0 | 0 | 0
F5_Commercial_Grocery_Existing_Food Preparation_Natural Gas_Range_E9 | F5 | Commercial | Grocery | Existing | Food Preparation | Natural Gas | Range | E9 | RIM BC Ratio | 0 | 0 | 0 | 0 | 0 | 0 | 0 | 0 | 0 | 0 | 0 | 0 | 0 | 0 | 0 | 0 | 0 | 0 | 0 | 0 | 0 | 0 | 0 | 0 | 0 | 0 | 0 | 0 | 0 | 0 | 0 | 0 | 0
F5_Commercial_Grocery_Existing_Food Preparation_Natural Gas_Range_E10 | F5 | Commercial | Grocery | Existing | Food Preparation | Natural Gas | Range | E10 | RIM BC Ratio | 0 | 0 | 0 | 0 | 0 | 0 | 0 | 0 | 0 | 0 | 0 | 0 | 0 | 0 | 0 | 0 | 0 | 0 | 0 | 0 | 0 | 0 | 0 | 0 | 0 | 0 | 0 | 0 | 0 | 0 | 0 | 0 | 0
F0_Commercial_Grocery_Existing_Food Preparation_Natural Gas_Steamer_E0 | F0 | Commercial | Grocery | Existing | Food Preparation | Natural Gas | Steamer | E0 | Economic Unit | ENERGY STAR | ENERGY STAR | ENERGY STAR | ENERGY STAR | ENERGY STAR | ENERGY STAR | ENERGY STAR | ENERGY STAR | ENERGY STAR | ENERGY STAR | ENERGY STAR | ENERGY STAR | ENERGY STAR | ENERGY STAR | ENERGY STAR | ENERGY STAR | ENERGY STAR | ENERGY STAR | ENERGY STAR | ENERGY STAR | ENERGY STAR | ENERGY STAR | ENERGY STAR | ENERGY STAR | ENERGY STAR | ENERGY STAR | ENERGY STAR | ENERGY STAR | ENERGY STAR | ENERGY STAR | ENERGY STAR | ENERGY STAR | ENERGY STAR
F1_Commercial_Grocery_Existing_Food Preparation_Natural Gas_Steamer_E1 | F1 | Commercial | Grocery | Existing | Food Preparation | Natural Gas | Steamer | E1 | CCE | 0 | 0 | 0 | 0 | 0 | 0 | 0 | 0 | 0 | 0 | 0 | 0 | 0 | 0 | 0 | 0 | 0 | 0 | 0 | 0 | 0 | 0 | 0 | 0 | 0 | 0 | 0 | 0 | 0 | 0 | 0 | 0 | 0
F1_Commercial_Grocery_Existing_Food Preparation_Natural Gas_Steamer_E2 | F1 | Commercial | Grocery | Existing | Food Preparation | Natural Gas | Steamer | E2 | CCE | 0.38542 | 0.38542 | 0.38542 | 0 | 0 | 0 | 0 | 0 | 0 | 0 | 0 | 0 | 0 | 0 | 0 | 0 | 0 | 0 | 0 | 0 | 0 | 0 | 0 | 0 | 0 | 0 | 0 | 0 | 0 | 0 | 0 | 0 | 0
F1_Commercial_Grocery_Existing_Food Preparation_Natural Gas_Steamer_E3 | F1 | Commercial | Grocery | Existing | Food Preparation | Natural Gas | Steamer | E3 | CCE | 0 | 0 | 0 | 0 | 0 | 0 | 0 | 0 | 0 | 0 | 0 | 0 | 0 | 0 | 0 | 0 | 0 | 0 | 0 | 0 | 0 | 0 | 0 | 0 | 0 | 0 | 0 | 0 | 0 | 0 | 0 | 0 | 0
F1_Commercial_Grocery_Existing_Food Preparation_Natural Gas_Steamer_E4 | F1 | Commercial | Grocery | Existing | Food Preparation | Natural Gas | Steamer | E4 | CCE | 0 | 0 | 0 | 0 | 0 | 0 | 0 | 0 | 0 | 0 | 0 | 0 | 0 | 0 | 0 | 0 | 0 | 0 | 0 | 0 | 0 | 0 | 0 | 0 | 0 | 0 | 0 | 0 | 0 | 0 | 0 | 0 | 0
F1_Commercial_Grocery_Existing_Food Preparation_Natural Gas_Steamer_E5 | F1 | Commercial | Grocery | Existing | Food Preparation | Natural Gas | Steamer | E5 | CCE | 0 | 0 | 0 | 0 | 0 | 0 | 0 | 0 | 0 | 0 | 0 | 0 | 0 | 0 | 0 | 0 | 0 | 0 | 0 | 0 | 0 | 0 | 0 | 0 | 0 | 0 | 0 | 0 | 0 | 0 | 0 | 0 | 0
F1_Commercial_Grocery_Existing_Food Preparation_Natural Gas_Steamer_E6 | F1 | Commercial | Grocery | Existing | Food Preparation | Natural Gas | Steamer | E6 | CCE | 0 | 0 | 0 | 0 | 0 | 0 | 0 | 0 | 0 | 0 | 0 | 0 | 0 | 0 | 0 | 0 | 0 | 0 | 0 | 0 | 0 | 0 | 0 | 0 | 0 | 0 | 0 | 0 | 0 | 0 | 0 | 0 | 0
F1_Commercial_Grocery_Existing_Food Preparation_Natural Gas_Steamer_E7 | F1 | Commercial | Grocery | Existing | Food Preparation | Natural Gas | Steamer | E7 | CCE | 0 | 0 | 0 | 0 | 0 | 0 | 0 | 0 | 0 | 0 | 0 | 0 | 0 | 0 | 0 | 0 | 0 | 0 | 0 | 0 | 0 | 0 | 0 | 0 | 0 | 0 | 0 | 0 | 0 | 0 | 0 | 0 | 0
F1_Commercial_Grocery_Existing_Food Preparation_Natural Gas_Steamer_E8 | F1 | Commercial | Grocery | Existing | Food Preparation | Natural Gas | Steamer | E8 | CCE | 0 | 0 | 0 | 0 | 0 | 0 | 0 | 0 | 0 | 0 | 0 | 0 | 0 | 0 | 0 | 0 | 0 | 0 | 0 | 0 | 0 | 0 | 0 | 0 | 0 | 0 | 0 | 0 | 0 | 0 | 0 | 0 | 0
F1_Commercial_Grocery_Existing_Food Preparation_Natural Gas_Steamer_E9 | F1 | Commercial | Grocery | Existing | Food Preparation | Natural Gas | Steamer | E9 | CCE | 0 | 0 | 0 | 0 | 0 | 0 | 0 | 0 | 0 | 0 | 0 | 0 | 0 | 0 | 0 | 0 | 0 | 0 | 0 | 0 | 0 | 0 | 0 | 0 | 0 | 0 | 0 | 0 | 0 | 0 | 0 | 0 | 0
F1_Commercial_Grocery_Existing_Food Preparation_Natural Gas_Steamer_E10 | F1 | Commercial | Grocery | Existing | Food Preparation | Natural Gas | Steamer | E10 | CCE | 0 | 0 | 0 | 0 | 0 | 0 | 0 | 0 | 0 | 0 | 0 | 0 | 0 | 0 | 0 | 0 | 0 | 0 | 0 | 0 | 0 | 0 | 0 | 0 | 0 | 0 | 0 | 0 | 0 | 0 | 0 | 0 | 0
F2_Commercial_Grocery_Existing_Food Preparation_Natural Gas_Steamer_E1 | F2 | Commercial | Grocery | Existing | Food Preparation | Natural Gas | Steamer | E1 | TRC BC Ratio | 1 | 1 | 1 | 0 | 0 | 0 | 0 | 0 | 0 | 0 | 0 | 0 | 0 | 0 | 0 | 0 | 0 | 0 | 0 | 0 | 0 | 0 | 0 | 0 | 0 | 0 | 0 | 0 | 0 | 0 | 0 | 0 | 0
F2_Commercial_Grocery_Existing_Food Preparation_Natural Gas_Steamer_E2 | F2 | Commercial | Grocery | Existing | Food Preparation | Natural Gas | Steamer | E2 | TRC BC Ratio | 3.6298 | 3.6563 | 3.6864 | 1 | 1 | 1 | 1 | 1 | 1 | 1 | 1 | 1 | 1 | 1 | 1 | 1 | 1 | 1 | 1 | 1 | 1 | 1 | 1 | 1 | 1 | 1 | 1 | 1 | 1 | 1 | 1 | 1 | 1
F2_Commercial_Grocery_Existing_Food Preparation_Natural Gas_Steamer_E3 | F2 | Commercial | Grocery | Existing | Food Preparation | Natural Gas | Steamer | E3 | TRC BC Ratio | 0 | 0 | 0 | 0 | 0 | 0 | 0 | 0 | 0 | 0 | 0 | 0 | 0 | 0 | 0 | 0 | 0 | 0 | 0 | 0 | 0 | 0 | 0 | 0 | 0 | 0 | 0 | 0 | 0 | 0 | 0 | 0 | 0
F2_Commercial_Grocery_Existing_Food Preparation_Natural Gas_Steamer_E4 | F2 | Commercial | Grocery | Existing | Food Preparation | Natural Gas | Steamer | E4 | TRC BC Ratio | 0 | 0 | 0 | 0 | 0 | 0 | 0 | 0 | 0 | 0 | 0 | 0 | 0 | 0 | 0 | 0 | 0 | 0 | 0 | 0 | 0 | 0 | 0 | 0 | 0 | 0 | 0 | 0 | 0 | 0 | 0 | 0 | 0
F2_Commercial_Grocery_Existing_Food Preparation_Natural Gas_Steamer_E5 | F2 | Commercial | Grocery | Existing | Food Preparation | Natural Gas | Steamer | E5 | TRC BC Ratio | 0 | 0 | 0 | 0 | 0 | 0 | 0 | 0 | 0 | 0 | 0 | 0 | 0 | 0 | 0 | 0 | 0 | 0 | 0 | 0 | 0 | 0 | 0 | 0 | 0 | 0 | 0 | 0 | 0 | 0 | 0 | 0 | 0
F2_Commercial_Grocery_Existing_Food Preparation_Natural Gas_Steamer_E6 | F2 | Commercial | Grocery | Existing | Food Preparation | Natural Gas | Steamer | E6 | TRC BC Ratio | 0 | 0 | 0 | 0 | 0 | 0 | 0 | 0 | 0 | 0 | 0 | 0 | 0 | 0 | 0 | 0 | 0 | 0 | 0 | 0 | 0 | 0 | 0 | 0 | 0 | 0 | 0 | 0 | 0 | 0 | 0 | 0 | 0
F2_Commercial_Grocery_Existing_Food Preparation_Natural Gas_Steamer_E7 | F2 | Commercial | Grocery | Existing | Food Preparation | Natural Gas | Steamer | E7 | TRC BC Ratio | 0 | 0 | 0 | 0 | 0 | 0 | 0 | 0 | 0 | 0 | 0 | 0 | 0 | 0 | 0 | 0 | 0 | 0 | 0 | 0 | 0 | 0 | 0 | 0 | 0 | 0 | 0 | 0 | 0 | 0 | 0 | 0 | 0
F2_Commercial_Grocery_Existing_Food Preparation_Natural Gas_Steamer_E8 | F2 | Commercial | Grocery | Existing | Food Preparation | Natural Gas | Steamer | E8 | TRC BC Ratio | 0 | 0 | 0 | 0 | 0 | 0 | 0 | 0 | 0 | 0 | 0 | 0 | 0 | 0 | 0 | 0 | 0 | 0 | 0 | 0 | 0 | 0 | 0 | 0 | 0 | 0 | 0 | 0 | 0 | 0 | 0 | 0 | 0
F2_Commercial_Grocery_Existing_Food Preparation_Natural Gas_Steamer_E9 | F2 | Commercial | Grocery | Existing | Food Preparation | Natural Gas | Steamer | E9 | TRC BC Ratio | 0 | 0 | 0 | 0 | 0 | 0 | 0 | 0 | 0 | 0 | 0 | 0 | 0 | 0 | 0 | 0 | 0 | 0 | 0 | 0 | 0 | 0 | 0 | 0 | 0 | 0 | 0 | 0 | 0 | 0 | 0 | 0 | 0
F2_Commercial_Grocery_Existing_Food Preparation_Natural Gas_Steamer_E10 | F2 | Commercial | Grocery | Existing | Food Preparation | Natural Gas | Steamer | E10 | TRC BC Ratio | 0 | 0 | 0 | 0 | 0 | 0 | 0 | 0 | 0 | 0 | 0 | 0 | 0 | 0 | 0 | 0 | 0 | 0 | 0 | 0 | 0 | 0 | 0 | 0 | 0 | 0 | 0 | 0 | 0 | 0 | 0 | 0 | 0
F3_Commercial_Grocery_Existing_Food Preparation_Natural Gas_Steamer_E1 | F3 | Commercial | Grocery | Existing | Food Preparation | Natural Gas | Steamer | E1 | PACT BC Ratio | 1 | 1 | 1 | 0 | 0 | 0 | 0 | 0 | 0 | 0 | 0 | 0 | 0 | 0 | 0 | 0 | 0 | 0 | 0 | 0 | 0 | 0 | 0 | 0 | 0 | 0 | 0 | 0 | 0 | 0 | 0 | 0 | 0
F3_Commercial_Grocery_Existing_Food Preparation_Natural Gas_Steamer_E2 | F3 | Commercial | Grocery | Existing | Food Preparation | Natural Gas | Steamer | E2 | PACT BC Ratio | 4.8398 | 4.875 | 4.9151 | 1 | 1 | 1 | 1 | 1 | 1 | 1 | 1 | 1 | 1 | 1 | 1 | 1 | 1 | 1 | 1 | 1 | 1 | 1 | 1 | 1 | 1 | 1 | 1 | 1 | 1 | 1 | 1 | 1 | 1
F3_Commercial_Grocery_Existing_Food Preparation_Natural Gas_Steamer_E3 | F3 | Commercial | Grocery | Existing | Food Preparation | Natural Gas | Steamer | E3 | PACT BC Ratio | 0 | 0 | 0 | 0 | 0 | 0 | 0 | 0 | 0 | 0 | 0 | 0 | 0 | 0 | 0 | 0 | 0 | 0 | 0 | 0 | 0 | 0 | 0 | 0 | 0 | 0 | 0 | 0 | 0 | 0 | 0 | 0 | 0
F3_Commercial_Grocery_Existing_Food Preparation_Natural Gas_Steamer_E4 | F3 | Commercial | Grocery | Existing | Food Preparation | Natural Gas | Steamer | E4 | PACT BC Ratio | 0 | 0 | 0 | 0 | 0 | 0 | 0 | 0 | 0 | 0 | 0 | 0 | 0 | 0 | 0 | 0 | 0 | 0 | 0 | 0 | 0 | 0 | 0 | 0 | 0 | 0 | 0 | 0 | 0 | 0 | 0 | 0 | 0
F3_Commercial_Grocery_Existing_Food Preparation_Natural Gas_Steamer_E5 | F3 | Commercial | Grocery | Existing | Food Preparation | Natural Gas | Steamer | E5 | PACT BC Ratio | 0 | 0 | 0 | 0 | 0 | 0 | 0 | 0 | 0 | 0 | 0 | 0 | 0 | 0 | 0 | 0 | 0 | 0 | 0 | 0 | 0 | 0 | 0 | 0 | 0 | 0 | 0 | 0 | 0 | 0 | 0 | 0 | 0
F3_Commercial_Grocery_Existing_Food Preparation_Natural Gas_Steamer_E6 | F3 | Commercial | Grocery | Existing | Food Preparation | Natural Gas | Steamer | E6 | PACT BC Ratio | 0 | 0 | 0 | 0 | 0 | 0 | 0 | 0 | 0 | 0 | 0 | 0 | 0 | 0 | 0 | 0 | 0 | 0 | 0 | 0 | 0 | 0 | 0 | 0 | 0 | 0 | 0 | 0 | 0 | 0 | 0 | 0 | 0
F3_Commercial_Grocery_Existing_Food Preparation_Natural Gas_Steamer_E7 | F3 | Commercial | Grocery | Existing | Food Preparation | Natural Gas | Steamer | E7 | PACT BC Ratio | 0 | 0 | 0 | 0 | 0 | 0 | 0 | 0 | 0 | 0 | 0 | 0 | 0 | 0 | 0 | 0 | 0 | 0 | 0 | 0 | 0 | 0 | 0 | 0 | 0 | 0 | 0 | 0 | 0 | 0 | 0 | 0 | 0
F3_Commercial_Grocery_Existing_Food Preparation_Natural Gas_Steamer_E8 | F3 | Commercial | Grocery | Existing | Food Preparation | Natural Gas | Steamer | E8 | PACT BC Ratio | 0 | 0 | 0 | 0 | 0 | 0 | 0 | 0 | 0 | 0 | 0 | 0 | 0 | 0 | 0 | 0 | 0 | 0 | 0 | 0 | 0 | 0 | 0 | 0 | 0 | 0 | 0 | 0 | 0 | 0 | 0 | 0 | 0
F3_Commercial_Grocery_Existing_Food Preparation_Natural Gas_Steamer_E9 | F3 | Commercial | Grocery | Existing | Food Preparation | Natural Gas | Steamer | E9 | PACT BC Ratio | 0 | 0 | 0 | 0 | 0 | 0 | 0 | 0 | 0 | 0 | 0 | 0 | 0 | 0 | 0 | 0 | 0 | 0 | 0 | 0 | 0 | 0 | 0 | 0 | 0 | 0 | 0 | 0 | 0 | 0 | 0 | 0 | 0
F3_Commercial_Grocery_Existing_Food Preparation_Natural Gas_Steamer_E10 | F3 | Commercial | Grocery | Existing | Food Preparation | Natural Gas | Steamer | E10 | PACT BC Ratio | 0 | 0 | 0 | 0 | 0 | 0 | 0 | 0 | 0 | 0 | 0 | 0 | 0 | 0 | 0 | 0 | 0 | 0 | 0 | 0 | 0 | 0 | 0 | 0 | 0 | 0 | 0 | 0 | 0 | 0 | 0 | 0 | 0
F4_Commercial_Grocery_Existing_Food Preparation_Natural Gas_Steamer_E1 | F4 | Commercial | Grocery | Existing | Food Preparation | Natural Gas | Steamer | E1 | RVT BC Ratio | 1 | 1 | 1 | 0 | 0 | 0 | 0 | 0 | 0 | 0 | 0 | 0 | 0 | 0 | 0 | 0 | 0 | 0 | 0 | 0 | 0 | 0 | 0 | 0 | 0 | 0 | 0 | 0 | 0 | 0 | 0 | 0 | 0
F4_Commercial_Grocery_Existing_Food Preparation_Natural Gas_Steamer_E2 | F4 | Commercial | Grocery | Existing | Food Preparation | Natural Gas | Steamer | E2 | RVT BC Ratio | 5.9186 | 5.9566 | 5.9998 | 1 | 1 | 1 | 1 | 1 | 1 | 1 | 1 | 1 | 1 | 1 | 1 | 1 | 1 | 1 | 1 | 1 | 1 | 1 | 1 | 1 | 1 | 1 | 1 | 1 | 1 | 1 | 1 | 1 | 1
F4_Commercial_Grocery_Existing_Food Preparation_Natural Gas_Steamer_E3 | F4 | Commercial | Grocery | Existing | Food Preparation | Natural Gas | Steamer | E3 | RVT BC Ratio | 0 | 0 | 0 | 0 | 0 | 0 | 0 | 0 | 0 | 0 | 0 | 0 | 0 | 0 | 0 | 0 | 0 | 0 | 0 | 0 | 0 | 0 | 0 | 0 | 0 | 0 | 0 | 0 | 0 | 0 | 0 | 0 | 0
F4_Commercial_Grocery_Existing_Food Preparation_Natural Gas_Steamer_E4 | F4 | Commercial | Grocery | Existing | Food Preparation | Natural Gas | Steamer | E4 | RVT BC Ratio | 0 | 0 | 0 | 0 | 0 | 0 | 0 | 0 | 0 | 0 | 0 | 0 | 0 | 0 | 0 | 0 | 0 | 0 | 0 | 0 | 0 | 0 | 0 | 0 | 0 | 0 | 0 | 0 | 0 | 0 | 0 | 0 | 0
F4_Commercial_Grocery_Existing_Food Preparation_Natural Gas_Steamer_E5 | F4 | Commercial | Grocery | Existing | Food Preparation | Natural Gas | Steamer | E5 | RVT BC Ratio | 0 | 0 | 0 | 0 | 0 | 0 | 0 | 0 | 0 | 0 | 0 | 0 | 0 | 0 | 0 | 0 | 0 | 0 | 0 | 0 | 0 | 0 | 0 | 0 | 0 | 0 | 0 | 0 | 0 | 0 | 0 | 0 | 0
F4_Commercial_Grocery_Existing_Food Preparation_Natural Gas_Steamer_E6 | F4 | Commercial | Grocery | Existing | Food Preparation | Natural Gas | Steamer | E6 | RVT BC Ratio | 0 | 0 | 0 | 0 | 0 | 0 | 0 | 0 | 0 | 0 | 0 | 0 | 0 | 0 | 0 | 0 | 0 | 0 | 0 | 0 | 0 | 0 | 0 | 0 | 0 | 0 | 0 | 0 | 0 | 0 | 0 | 0 | 0
F4_Commercial_Grocery_Existing_Food Preparation_Natural Gas_Steamer_E7 | F4 | Commercial | Grocery | Existing | Food Preparation | Natural Gas | Steamer | E7 | RVT BC Ratio | 0 | 0 | 0 | 0 | 0 | 0 | 0 | 0 | 0 | 0 | 0 | 0 | 0 | 0 | 0 | 0 | 0 | 0 | 0 | 0 | 0 | 0 | 0 | 0 | 0 | 0 | 0 | 0 | 0 | 0 | 0 | 0 | 0
F4_Commercial_Grocery_Existing_Food Preparation_Natural Gas_Steamer_E8 | F4 | Commercial | Grocery | Existing | Food Preparation | Natural Gas | Steamer | E8 | RVT BC Ratio | 0 | 0 | 0 | 0 | 0 | 0 | 0 | 0 | 0 | 0 | 0 | 0 | 0 | 0 | 0 | 0 | 0 | 0 | 0 | 0 | 0 | 0 | 0 | 0 | 0 | 0 | 0 | 0 | 0 | 0 | 0 | 0 | 0
F4_Commercial_Grocery_Existing_Food Preparation_Natural Gas_Steamer_E9 | F4 | Commercial | Grocery | Existing | Food Preparation | Natural Gas | Steamer | E9 | RVT BC Ratio | 0 | 0 | 0 | 0 | 0 | 0 | 0 | 0 | 0 | 0 | 0 | 0 | 0 | 0 | 0 | 0 | 0 | 0 | 0 | 0 | 0 | 0 | 0 | 0 | 0 | 0 | 0 | 0 | 0 | 0 | 0 | 0 | 0
F4_Commercial_Grocery_Existing_Food Preparation_Natural Gas_Steamer_E10 | F4 | Commercial | Grocery | Existing | Food Preparation | Natural Gas | Steamer | E10 | RVT BC Ratio | 0 | 0 | 0 | 0 | 0 | 0 | 0 | 0 | 0 | 0 | 0 | 0 | 0 | 0 | 0 | 0 | 0 | 0 | 0 | 0 | 0 | 0 | 0 | 0 | 0 | 0 | 0 | 0 | 0 | 0 | 0 | 0 | 0
F5_Commercial_Grocery_Existing_Food Preparation_Natural Gas_Steamer_E1 | F5 | Commercial | Grocery | Existing | Food Preparation | Natural Gas | Steamer | E1 | RIM BC Ratio | 1 | 1 | 1 | 0 | 0 | 0 | 0 | 0 | 0 | 0 | 0 | 0 | 0 | 0 | 0 | 0 | 0 | 0 | 0 | 0 | 0 | 0 | 0 | 0 | 0 | 0 | 0 | 0 | 0 | 0 | 0 | 0 | 0
F5_Commercial_Grocery_Existing_Food Preparation_Natural Gas_Steamer_E2 | F5 | Commercial | Grocery | Existing | Food Preparation | Natural Gas | Steamer | E2 | RIM BC Ratio | 0.7119 | 0.71266 | 0.71351 | 1 | 1 | 1 | 1 | 1 | 1 | 1 | 1 | 1 | 1 | 1 | 1 | 1 | 1 | 1 | 1 | 1 | 1 | 1 | 1 | 1 | 1 | 1 | 1 | 1 | 1 | 1 | 1 | 1 | 1
F5_Commercial_Grocery_Existing_Food Preparation_Natural Gas_Steamer_E3 | F5 | Commercial | Grocery | Existing | Food Preparation | Natural Gas | Steamer | E3 | RIM BC Ratio | 0 | 0 | 0 | 0 | 0 | 0 | 0 | 0 | 0 | 0 | 0 | 0 | 0 | 0 | 0 | 0 | 0 | 0 | 0 | 0 | 0 | 0 | 0 | 0 | 0 | 0 | 0 | 0 | 0 | 0 | 0 | 0 | 0
F5_Commercial_Grocery_Existing_Food Preparation_Natural Gas_Steamer_E4 | F5 | Commercial | Grocery | Existing | Food Preparation | Natural Gas | Steamer | E4 | RIM BC Ratio | 0 | 0 | 0 | 0 | 0 | 0 | 0 | 0 | 0 | 0 | 0 | 0 | 0 | 0 | 0 | 0 | 0 | 0 | 0 | 0 | 0 | 0 | 0 | 0 | 0 | 0 | 0 | 0 | 0 | 0 | 0 | 0 | 0
F5_Commercial_Grocery_Existing_Food Preparation_Natural Gas_Steamer_E5 | F5 | Commercial | Grocery | Existing | Food Preparation | Natural Gas | Steamer | E5 | RIM BC Ratio | 0 | 0 | 0 | 0 | 0 | 0 | 0 | 0 | 0 | 0 | 0 | 0 | 0 | 0 | 0 | 0 | 0 | 0 | 0 | 0 | 0 | 0 | 0 | 0 | 0 | 0 | 0 | 0 | 0 | 0 | 0 | 0 | 0
F5_Commercial_Grocery_Existing_Food Preparation_Natural Gas_Steamer_E6 | F5 | Commercial | Grocery | Existing | Food Preparation | Natural Gas | Steamer | E6 | RIM BC Ratio | 0 | 0 | 0 | 0 | 0 | 0 | 0 | 0 | 0 | 0 | 0 | 0 | 0 | 0 | 0 | 0 | 0 | 0 | 0 | 0 | 0 | 0 | 0 | 0 | 0 | 0 | 0 | 0 | 0 | 0 | 0 | 0 | 0
F5_Commercial_Grocery_Existing_Food Preparation_Natural Gas_Steamer_E7 | F5 | Commercial | Grocery | Existing | Food Preparation | Natural Gas | Steamer | E7 | RIM BC Ratio | 0 | 0 | 0 | 0 | 0 | 0 | 0 | 0 | 0 | 0 | 0 | 0 | 0 | 0 | 0 | 0 | 0 | 0 | 0 | 0 | 0 | 0 | 0 | 0 | 0 | 0 | 0 | 0 | 0 | 0 | 0 | 0 | 0
F5_Commercial_Grocery_Existing_Food Preparation_Natural Gas_Steamer_E8 | F5 | Commercial | Grocery | Existing | Food Preparation | Natural Gas | Steamer | E8 | RIM BC Ratio | 0 | 0 | 0 | 0 | 0 | 0 | 0 | 0 | 0 | 0 | 0 | 0 | 0 | 0 | 0 | 0 | 0 | 0 | 0 | 0 | 0 | 0 | 0 | 0 | 0 | 0 | 0 | 0 | 0 | 0 | 0 | 0 | 0
F5_Commercial_Grocery_Existing_Food Preparation_Natural Gas_Steamer_E9 | F5 | Commercial | Grocery | Existing | Food Preparation | Natural Gas | Steamer | E9 | RIM BC Ratio | 0 | 0 | 0 | 0 | 0 | 0 | 0 | 0 | 0 | 0 | 0 | 0 | 0 | 0 | 0 | 0 | 0 | 0 | 0 | 0 | 0 | 0 | 0 | 0 | 0 | 0 | 0 | 0 | 0 | 0 | 0 | 0 | 0
F5_Commercial_Grocery_Existing_Food Preparation_Natural Gas_Steamer_E10 | F5 | Commercial | Grocery | Existing | Food Preparation | Natural Gas | Steamer | E10 | RIM BC Ratio | 0 | 0 | 0 | 0 | 0 | 0 | 0 | 0 | 0 | 0 | 0 | 0 | 0 | 0 | 0 | 0 | 0 | 0 | 0 | 0 | 0 | 0 | 0 | 0 | 0 | 0 | 0 | 0 | 0 | 0 | 0 | 0 | 0
F0_Commercial_Grocery_Existing_Food Preparation_Natural Gas_Food Prep Other_E0 | F0 | Commercial | Grocery | Existing | Food Preparation | Natural Gas | Food Prep Other | E0 | Economic Unit | Standard | Standard | Standard | Standard | Standard | Standard | Standard | Standard | Standard | Standard | Standard | Standard | Standard | Standard | Standard | Standard | Standard | Standard | Standard | Standard | Standard | Standard | Standard | Standard | Standard | Standard | Standard | Standard | Standard | Standard | Standard | Standard | Standard
F1_Commercial_Grocery_Existing_Food Preparation_Natural Gas_Food Prep Other_E1 | F1 | Commercial | Grocery | Existing | Food Preparation | Natural Gas | Food Prep Other | E1 | CCE | 0 | 0 | 0 | 0 | 0 | 0 | 0 | 0 | 0 | 0 | 0 | 0 | 0 | 0 | 0 | 0 | 0 | 0 | 0 | 0 | 0 | 0 | 0 | 0 | 0 | 0 | 0 | 0 | 0 | 0 | 0 | 0 | 0
F1_Commercial_Grocery_Existing_Food Preparation_Natural Gas_Food Prep Other_E2 | F1 | Commercial | Grocery | Existing | Food Preparation | Natural Gas | Food Prep Other | E2 | CCE | #DIV/0! | #DIV/0! | #DIV/0! | #DIV/0! | #DIV/0! | #DIV/0! | #DIV/0! | #DIV/0! | #DIV/0! | #DIV/0! | #DIV/0! | #DIV/0! | #DIV/0! | #DIV/0! | #DIV/0! | #DIV/0! | #DIV/0! | #DIV/0! | #DIV/0! | #DIV/0! | #DIV/0! | #DIV/0! | #DIV/0! | #DIV/0! | #DIV/0! | #DIV/0! | #DIV/0! | #DIV/0! | #DIV/0! | #DIV/0! | #DIV/0! | #DIV/0! | #DIV/0!
F1_Commercial_Grocery_Existing_Food Preparation_Natural Gas_Food Prep Other_E3 | F1 | Commercial | Grocery | Existing | Food Preparation | Natural Gas | Food Prep Other | E3 | CCE | 0 | 0 | 0 | 0 | 0 | 0 | 0 | 0 | 0 | 0 | 0 | 0 | 0 | 0 | 0 | 0 | 0 | 0 | 0 | 0 | 0 | 0 | 0 | 0 | 0 | 0 | 0 | 0 | 0 | 0 | 0 | 0 | 0
F1_Commercial_Grocery_Existing_Food Preparation_Natural Gas_Food Prep Other_E4 | F1 | Commercial | Grocery | Existing | Food Preparation | Natural Gas | Food Prep Other | E4 | CCE | 0 | 0 | 0 | 0 | 0 | 0 | 0 | 0 | 0 | 0 | 0 | 0 | 0 | 0 | 0 | 0 | 0 | 0 | 0 | 0 | 0 | 0 | 0 | 0 | 0 | 0 | 0 | 0 | 0 | 0 | 0 | 0 | 0
F1_Commercial_Grocery_Existing_Food Preparation_Natural Gas_Food Prep Other_E5 | F1 | Commercial | Grocery | Existing | Food Preparation | Natural Gas | Food Prep Other | E5 | CCE | 0 | 0 | 0 | 0 | 0 | 0 | 0 | 0 | 0 | 0 | 0 | 0 | 0 | 0 | 0 | 0 | 0 | 0 | 0 | 0 | 0 | 0 | 0 | 0 | 0 | 0 | 0 | 0 | 0 | 0 | 0 | 0 | 0
F1_Commercial_Grocery_Existing_Food Preparation_Natural Gas_Food Prep Other_E6 | F1 | Commercial | Grocery | Existing | Food Preparation | Natural Gas | Food Prep Other | E6 | CCE | 0 | 0 | 0 | 0 | 0 | 0 | 0 | 0 | 0 | 0 | 0 | 0 | 0 | 0 | 0 | 0 | 0 | 0 | 0 | 0 | 0 | 0 | 0 | 0 | 0 | 0 | 0 | 0 | 0 | 0 | 0 | 0 | 0
F1_Commercial_Grocery_Existing_Food Preparation_Natural Gas_Food Prep Other_E7 | F1 | Commercial | Grocery | Existing | Food Preparation | Natural Gas | Food Prep Other | E7 | CCE | 0 | 0 | 0 | 0 | 0 | 0 | 0 | 0 | 0 | 0 | 0 | 0 | 0 | 0 | 0 | 0 | 0 | 0 | 0 | 0 | 0 | 0 | 0 | 0 | 0 | 0 | 0 | 0 | 0 | 0 | 0 | 0 | 0
F1_Commercial_Grocery_Existing_Food Preparation_Natural Gas_Food Prep Other_E8 | F1 | Commercial | Grocery | Existing | Food Preparation | Natural Gas | Food Prep Other | E8 | CCE | 0 | 0 | 0 | 0 | 0 | 0 | 0 | 0 | 0 | 0 | 0 | 0 | 0 | 0 | 0 | 0 | 0 | 0 | 0 | 0 | 0 | 0 | 0 | 0 | 0 | 0 | 0 | 0 | 0 | 0 | 0 | 0 | 0
F1_Commercial_Grocery_Existing_Food Preparation_Natural Gas_Food Prep Other_E9 | F1 | Commercial | Grocery | Existing | Food Preparation | Natural Gas | Food Prep Other | E9 | CCE | 0 | 0 | 0 | 0 | 0 | 0 | 0 | 0 | 0 | 0 | 0 | 0 | 0 | 0 | 0 | 0 | 0 | 0 | 0 | 0 | 0 | 0 | 0 | 0 | 0 | 0 | 0 | 0 | 0 | 0 | 0 | 0 | 0
F1_Commercial_Grocery_Existing_Food Preparation_Natural Gas_Food Prep Other_E10 | F1 | Commercial | Grocery | Existing | Food Preparation | Natural Gas | Food Prep Other | E10 | CCE | 0 | 0 | 0 | 0 | 0 | 0 | 0 | 0 | 0 | 0 | 0 | 0 | 0 | 0 | 0 | 0 | 0 | 0 | 0 | 0 | 0 | 0 | 0 | 0 | 0 | 0 | 0 | 0 | 0 | 0 | 0 | 0 | 0
F2_Commercial_Grocery_Existing_Food Preparation_Natural Gas_Food Prep Other_E1 | F2 | Commercial | Grocery | Existing | Food Preparation | Natural Gas | Food Prep Other | E1 | TRC BC Ratio | bar: 2019 to 2051
F2_Commercial_Grocery_Existing_Food Preparation_Natural Gas_Food Prep Other_E2 | F2 | Commercial | Grocery | Existing | Food Preparation | Natural Gas | Food Prep Other | E2 | TRC BC Ratio | 0 | 0 | 0 | 0 | 0 | 0 | 0 | 0 | 0 | 0 | 0 | 0 | 0 | 0 | 0 | 0 | 0 | 0 | 0 | 0 | 0 | 0 | 0 | 0 | 0 | 0 | 0 | 0 | 0 | 0 | 0 | 0 | 0
F2_Commercial_Grocery_Existing_Food Preparation_Natural Gas_Food Prep Other_E3 | F2 | Commercial | Grocery | Existing | Food Preparation | Natural Gas | Food Prep Other | E3 | TRC BC Ratio | 0 | 0 | 0 | 0 | 0 | 0 | 0 | 0 | 0 | 0 | 0 | 0 | 0 | 0 | 0 | 0 | 0 | 0 | 0 | 0 | 0 | 0 | 0 | 0 | 0 | 0 | 0 | 0 | 0 | 0 | 0 | 0 | 0
F2_Commercial_Grocery_Existing_Food Preparation_Natural Gas_Food Prep Other_E4 | F2 | Commercial | Grocery | Existing | Food Preparation | Natural Gas | Food Prep Other | E4 | TRC BC Ratio | 0 | 0 | 0 | 0 | 0 | 0 | 0 | 0 | 0 | 0 | 0 | 0 | 0 | 0 | 0 | 0 | 0 | 0 | 0 | 0 | 0 | 0 | 0 | 0 | 0 | 0 | 0 | 0 | 0 | 0 | 0 | 0 | 0
F2_Commercial_Grocery_Existing_Food Preparation_Natural Gas_Food Prep Other_E5 | F2 | Commercial | Grocery | Existing | Food Preparation | Natural Gas | Food Prep Other | E5 | TRC BC Ratio | 0 | 0 | 0 | 0 | 0 | 0 | 0 | 0 | 0 | 0 | 0 | 0 | 0 | 0 | 0 | 0 | 0 | 0 | 0 | 0 | 0 | 0 | 0 | 0 | 0 | 0 | 0 | 0 | 0 | 0 | 0 | 0 | 0
F2_Commercial_Grocery_Existing_Food Preparation_Natural Gas_Food Prep Other_E6 | F2 | Commercial | Grocery | Existing | Food Preparation | Natural Gas | Food Prep Other | E6 | TRC BC Ratio | 0 | 0 | 0 | 0 | 0 | 0 | 0 | 0 | 0 | 0 | 0 | 0 | 0 | 0 | 0 | 0 | 0 | 0 | 0 | 0 | 0 | 0 | 0 | 0 | 0 | 0 | 0 | 0 | 0 | 0 | 0 | 0 | 0
F2_Commercial_Grocery_Existing_Food Preparation_Natural Gas_Food Prep Other_E7 | F2 | Commercial | Grocery | Existing | Food Preparation | Natural Gas | Food Prep Other | E7 | TRC BC Ratio | 0 | 0 | 0 | 0 | 0 | 0 | 0 | 0 | 0 | 0 | 0 | 0 | 0 | 0 | 0 | 0 | 0 | 0 | 0 | 0 | 0 | 0 | 0 | 0 | 0 | 0 | 0 | 0 | 0 | 0 | 0 | 0 | 0
F2_Commercial_Grocery_Existing_Food Preparation_Natural Gas_Food Prep Other_E8 | F2 | Commercial | Grocery | Existing | Food Preparation | Natural Gas | Food Prep Other | E8 | TRC BC Ratio | 0 | 0 | 0 | 0 | 0 | 0 | 0 | 0 | 0 | 0 | 0 | 0 | 0 | 0 | 0 | 0 | 0 | 0 | 0 | 0 | 0 | 0 | 0 | 0 | 0 | 0 | 0 | 0 | 0 | 0 | 0 | 0 | 0
F2_Commercial_Grocery_Existing_Food Preparation_Natural Gas_Food Prep Other_E9 | F2 | Commercial | Grocery | Existing | Food Preparation | Natural Gas | Food Prep Other | E9 | TRC BC Ratio | 0 | 0 | 0 | 0 | 0 | 0 | 0 | 0 | 0 | 0 | 0 | 0 | 0 | 0 | 0 | 0 | 0 | 0 | 0 | 0 | 0 | 0 | 0 | 0 | 0 | 0 | 0 | 0 | 0 | 0 | 0 | 0 | 0
F2_Commercial_Grocery_Existing_Food Preparation_Natural Gas_Food Prep Other_E10 | F2 | Commercial | Grocery | Existing | Food Preparation | Natural Gas | Food Prep Other | E10 | TRC BC Ratio | 0 | 0 | 0 | 0 | 0 | 0 | 0 | 0 | 0 | 0 | 0 | 0 | 0 | 0 | 0 | 0 | 0 | 0 | 0 | 0 | 0 | 0 | 0 | 0 | 0 | 0 | 0 | 0 | 0 | 0 | 0 | 0 | 0
F3_Commercial_Grocery_Existing_Food Preparation_Natural Gas_Food Prep Other_E1 | F3 | Commercial | Grocery | Existing | Food Preparation | Natural Gas | Food Prep Other | E1 | PACT BC Ratio | bar: 2019 to 2051
F3_Commercial_Grocery_Existing_Food Preparation_Natural Gas_Food Prep Other_E2 | F3 | Commercial | Grocery | Existing | Food Preparation | Natural Gas | Food Prep Other | E2 | PACT BC Ratio | 0 | 0 | 0 | 0 | 0 | 0 | 0 | 0 | 0 | 0 | 0 | 0 | 0 | 0 | 0 | 0 | 0 | 0 | 0 | 0 | 0 | 0 | 0 | 0 | 0 | 0 | 0 | 0 | 0 | 0 | 0 | 0 | 0
F3_Commercial_Grocery_Existing_Food Preparation_Natural Gas_Food Prep Other_E3 | F3 | Commercial | Grocery | Existing | Food Preparation | Natural Gas | Food Prep Other | E3 | PACT BC Ratio | 0 | 0 | 0 | 0 | 0 | 0 | 0 | 0 | 0 | 0 | 0 | 0 | 0 | 0 | 0 | 0 | 0 | 0 | 0 | 0 | 0 | 0 | 0 | 0 | 0 | 0 | 0 | 0 | 0 | 0 | 0 | 0 | 0
F3_Commercial_Grocery_Existing_Food Preparation_Natural Gas_Food Prep Other_E4 | F3 | Commercial | Grocery | Existing | Food Preparation | Natural Gas | Food Prep Other | E4 | PACT BC Ratio | 0 | 0 | 0 | 0 | 0 | 0 | 0 | 0 | 0 | 0 | 0 | 0 | 0 | 0 | 0 | 0 | 0 | 0 | 0 | 0 | 0 | 0 | 0 | 0 | 0 | 0 | 0 | 0 | 0 | 0 | 0 | 0 | 0
F3_Commercial_Grocery_Existing_Food Preparation_Natural Gas_Food Prep Other_E5 | F3 | Commercial | Grocery | Existing | Food Preparation | Natural Gas | Food Prep Other | E5 | PACT BC Ratio | 0 | 0 | 0 | 0 | 0 | 0 | 0 | 0 | 0 | 0 | 0 | 0 | 0 | 0 | 0 | 0 | 0 | 0 | 0 | 0 | 0 | 0 | 0 | 0 | 0 | 0 | 0 | 0 | 0 | 0 | 0 | 0 | 0
F3_Commercial_Grocery_Existing_Food Preparation_Natural Gas_Food Prep Other_E6 | F3 | Commercial | Grocery | Existing | Food Preparation | Natural Gas | Food Prep Other | E6 | PACT BC Ratio | 0 | 0 | 0 | 0 | 0 | 0 | 0 | 0 | 0 | 0 | 0 | 0 | 0 | 0 | 0 | 0 | 0 | 0 | 0 | 0 | 0 | 0 | 0 | 0 | 0 | 0 | 0 | 0 | 0 | 0 | 0 | 0 | 0
F3_Commercial_Grocery_Existing_Food Preparation_Natural Gas_Food Prep Other_E7 | F3 | Commercial | Grocery | Existing | Food Preparation | Natural Gas | Food Prep Other | E7 | PACT BC Ratio | 0 | 0 | 0 | 0 | 0 | 0 | 0 | 0 | 0 | 0 | 0 | 0 | 0 | 0 | 0 | 0 | 0 | 0 | 0 | 0 | 0 | 0 | 0 | 0 | 0 | 0 | 0 | 0 | 0 | 0 | 0 | 0 | 0
F3_Commercial_Grocery_Existing_Food Preparation_Natural Gas_Food Prep Other_E8 | F3 | Commercial | Grocery | Existing | Food Preparation | Natural Gas | Food Prep Other | E8 | PACT BC Ratio | 0 | 0 | 0 | 0 | 0 | 0 | 0 | 0 | 0 | 0 | 0 | 0 | 0 | 0 | 0 | 0 | 0 | 0 | 0 | 0 | 0 | 0 | 0 | 0 | 0 | 0 | 0 | 0 | 0 | 0 | 0 | 0 | 0
F3_Commercial_Grocery_Existing_Food Preparation_Natural Gas_Food Prep Other_E9 | F3 | Commercial | Grocery | Existing | Food Preparation | Natural Gas | Food Prep Other | E9 | PACT BC Ratio | 0 | 0 | 0 | 0 | 0 | 0 | 0 | 0 | 0 | 0 | 0 | 0 | 0 | 0 | 0 | 0 | 0 | 0 | 0 | 0 | 0 | 0 | 0 | 0 | 0 | 0 | 0 | 0 | 0 | 0 | 0 | 0 | 0
F3_Commercial_Grocery_Existing_Food Preparation_Natural Gas_Food Prep Other_E10 | F3 | Commercial | Grocery | Existing | Food Preparation | Natural Gas | Food Prep Other | E10 | PACT BC Ratio | 0 | 0 | 0 | 0 | 0 | 0 | 0 | 0 | 0 | 0 | 0 | 0 | 0 | 0 | 0 | 0 | 0 | 0 | 0 | 0 | 0 | 0 | 0 | 0 | 0 | 0 | 0 | 0 | 0 | 0 | 0 | 0 | 0
F4_Commercial_Grocery_Existing_Food Preparation_Natural Gas_Food Prep Other_E1 | F4 | Commercial | Grocery | Existing | Food Preparation | Natural Gas | Food Prep Other | E1 | RVT BC Ratio | bar: 2019 to 2051
F4_Commercial_Grocery_Existing_Food Preparation_Natural Gas_Food Prep Other_E2 | F4 | Commercial | Grocery | Existing | Food Preparation | Natural Gas | Food Prep Other | E2 | RVT BC Ratio | 0.7 | 0.7 | 0.7 | 0.7 | 0.7 | 0.7 | 0.7 | 0.7 | 0.7 | 0.7 | 0.7 | 0.7 | 0.7 | 0.7 | 0.7 | 0.7 | 0.7 | 0.7 | 0.7 | 0.7 | 0.7 | 0.7 | 0.7 | 0.7 | 0.7 | 0.7 | 0.7 | 0.7 | 0.7 | 0.7 | 0.7 | 0.7 | 0.7
F4_Commercial_Grocery_Existing_Food Preparation_Natural Gas_Food Prep Other_E3 | F4 | Commercial | Grocery | Existing | Food Preparation | Natural Gas | Food Prep Other | E3 | RVT BC Ratio | 0 | 0 | 0 | 0 | 0 | 0 | 0 | 0 | 0 | 0 | 0 | 0 | 0 | 0 | 0 | 0 | 0 | 0 | 0 | 0 | 0 | 0 | 0 | 0 | 0 | 0 | 0 | 0 | 0 | 0 | 0 | 0 | 0
F4_Commercial_Grocery_Existing_Food Preparation_Natural Gas_Food Prep Other_E4 | F4 | Commercial | Grocery | Existing | Food Preparation | Natural Gas | Food Prep Other | E4 | RVT BC Ratio | 0 | 0 | 0 | 0 | 0 | 0 | 0 | 0 | 0 | 0 | 0 | 0 | 0 | 0 | 0 | 0 | 0 | 0 | 0 | 0 | 0 | 0 | 0 | 0 | 0 | 0 | 0 | 0 | 0 | 0 | 0 | 0 | 0
F4_Commercial_Grocery_Existing_Food Preparation_Natural Gas_Food Prep Other_E5 | F4 | Commercial | Grocery | Existing | Food Preparation | Natural Gas | Food Prep Other | E5 | RVT BC Ratio | 0 | 0 | 0 | 0 | 0 | 0 | 0 | 0 | 0 | 0 | 0 | 0 | 0 | 0 | 0 | 0 | 0 | 0 | 0 | 0 | 0 | 0 | 0 | 0 | 0 | 0 | 0 | 0 | 0 | 0 | 0 | 0 | 0
F4_Commercial_Grocery_Existing_Food Preparation_Natural Gas_Food Prep Other_E6 | F4 | Commercial | Grocery | Existing | Food Preparation | Natural Gas | Food Prep Other | E6 | RVT BC Ratio | 0 | 0 | 0 | 0 | 0 | 0 | 0 | 0 | 0 | 0 | 0 | 0 | 0 | 0 | 0 | 0 | 0 | 0 | 0 | 0 | 0 | 0 | 0 | 0 | 0 | 0 | 0 | 0 | 0 | 0 | 0 | 0 | 0
F4_Commercial_Grocery_Existing_Food Preparation_Natural Gas_Food Prep Other_E7 | F4 | Commercial | Grocery | Existing | Food Preparation | Natural Gas | Food Prep Other | E7 | RVT BC Ratio | 0 | 0 | 0 | 0 | 0 | 0 | 0 | 0 | 0 | 0 | 0 | 0 | 0 | 0 | 0 | 0 | 0 | 0 | 0 | 0 | 0 | 0 | 0 | 0 | 0 | 0 | 0 | 0 | 0 | 0 | 0 | 0 | 0
F4_Commercial_Grocery_Existing_Food Preparation_Natural Gas_Food Prep Other_E8 | F4 | Commercial | Grocery | Existing | Food Preparation | Natural Gas | Food Prep Other | E8 | RVT BC Ratio | 0 | 0 | 0 | 0 | 0 | 0 | 0 | 0 | 0 | 0 | 0 | 0 | 0 | 0 | 0 | 0 | 0 | 0 | 0 | 0 | 0 | 0 | 0 | 0 | 0 | 0 | 0 | 0 | 0 | 0 | 0 | 0 | 0
F4_Commercial_Grocery_Existing_Food Preparation_Natural Gas_Food Prep Other_E9 | F4 | Commercial | Grocery | Existing | Food Preparation | Natural Gas | Food Prep Other | E9 | RVT BC Ratio | 0 | 0 | 0 | 0 | 0 | 0 | 0 | 0 | 0 | 0 | 0 | 0 | 0 | 0 | 0 | 0 | 0 | 0 | 0 | 0 | 0 | 0 | 0 | 0 | 0 | 0 | 0 | 0 | 0 | 0 | 0 | 0 | 0
F4_Commercial_Grocery_Existing_Food Preparation_Natural Gas_Food Prep Other_E10 | F4 | Commercial | Grocery | Existing | Food Preparation | Natural Gas | Food Prep Other | E10 | RVT BC Ratio | 0 | 0 | 0 | 0 | 0 | 0 | 0 | 0 | 0 | 0 | 0 | 0 | 0 | 0 | 0 | 0 | 0 | 0 | 0 | 0 | 0 | 0 | 0 | 0 | 0 | 0 | 0 | 0 | 0 | 0 | 0 | 0 | 0
F5_Commercial_Grocery_Existing_Food Preparation_Natural Gas_Food Prep Other_E1 | F5 | Commercial | Grocery | Existing | Food Preparation | Natural Gas | Food Prep Other | E1 | RIM BC Ratio | bar: 2019 to 2051
F5_Commercial_Grocery_Existing_Food Preparation_Natural Gas_Food Prep Other_E2 | F5 | Commercial | Grocery | Existing | Food Preparation | Natural Gas | Food Prep Other | E2 | RIM BC Ratio | 0 | 0 | 0 | 0 | 0 | 0 | 0 | 0 | 0 | 0 | 0 | 0 | 0 | 0 | 0 | 0 | 0 | 0 | 0 | 0 | 0 | 0 | 0 | 0 | 0 | 0 | 0 | 0 | 0 | 0 | 0 | 0 | 0
F5_Commercial_Grocery_Existing_Food Preparation_Natural Gas_Food Prep Other_E3 | F5 | Commercial | Grocery | Existing | Food Preparation | Natural Gas | Food Prep Other | E3 | RIM BC Ratio | 0 | 0 | 0 | 0 | 0 | 0 | 0 | 0 | 0 | 0 | 0 | 0 | 0 | 0 | 0 | 0 | 0 | 0 | 0 | 0 | 0 | 0 | 0 | 0 | 0 | 0 | 0 | 0 | 0 | 0 | 0 | 0 | 0
F5_Commercial_Grocery_Existing_Food Preparation_Natural Gas_Food Prep Other_E4 | F5 | Commercial | Grocery | Existing | Food Preparation | Natural Gas | Food Prep Other | E4 | RIM BC Ratio | 0 | 0 | 0 | 0 | 0 | 0 | 0 | 0 | 0 | 0 | 0 | 0 | 0 | 0 | 0 | 0 | 0 | 0 | 0 | 0 | 0 | 0 | 0 | 0 | 0 | 0 | 0 | 0 | 0 | 0 | 0 | 0 | 0
F5_Commercial_Grocery_Existing_Food Preparation_Natural Gas_Food Prep Other_E5 | F5 | Commercial | Grocery | Existing | Food Preparation | Natural Gas | Food Prep Other | E5 | RIM BC Ratio | 0 | 0 | 0 | 0 | 0 | 0 | 0 | 0 | 0 | 0 | 0 | 0 | 0 | 0 | 0 | 0 | 0 | 0 | 0 | 0 | 0 | 0 | 0 | 0 | 0 | 0 | 0 | 0 | 0 | 0 | 0 | 0 | 0
F5_Commercial_Grocery_Existing_Food Preparation_Natural Gas_Food Prep Other_E6 | F5 | Commercial | Grocery | Existing | Food Preparation | Natural Gas | Food Prep Other | E6 | RIM BC Ratio | 0 | 0 | 0 | 0 | 0 | 0 | 0 | 0 | 0 | 0 | 0 | 0 | 0 | 0 | 0 | 0 | 0 | 0 | 0 | 0 | 0 | 0 | 0 | 0 | 0 | 0 | 0 | 0 | 0 | 0 | 0 | 0 | 0
F5_Commercial_Grocery_Existing_Food Preparation_Natural Gas_Food Prep Other_E7 | F5 | Commercial | Grocery | Existing | Food Preparation | Natural Gas | Food Prep Other | E7 | RIM BC Ratio | 0 | 0 | 0 | 0 | 0 | 0 | 0 | 0 | 0 | 0 | 0 | 0 | 0 | 0 | 0 | 0 | 0 | 0 | 0 | 0 | 0 | 0 | 0 | 0 | 0 | 0 | 0 | 0 | 0 | 0 | 0 | 0 | 0
F5_Commercial_Grocery_Existing_Food Preparation_Natural Gas_Food Prep Other_E8 | F5 | Commercial | Grocery | Existing | Food Preparation | Natural Gas | Food Prep Other | E8 | RIM BC Ratio | 0 | 0 | 0 | 0 | 0 | 0 | 0 | 0 | 0 | 0 | 0 | 0 | 0 | 0 | 0 | 0 | 0 | 0 | 0 | 0 | 0 | 0 | 0 | 0 | 0 | 0 | 0 | 0 | 0 | 0 | 0 | 0 | 0
F5_Commercial_Grocery_Existing_Food Preparation_Natural Gas_Food Prep Other_E9 | F5 | Commercial | Grocery | Existing | Food Preparation | Natural Gas | Food Prep Other | E9 | RIM BC Ratio | 0 | 0 | 0 | 0 | 0 | 0 | 0 | 0 | 0 | 0 | 0 | 0 | 0 | 0 | 0 | 0 | 0 | 0 | 0 | 0 | 0 | 0 | 0 | 0 | 0 | 0 | 0 | 0 | 0 | 0 | 0 | 0 | 0
F5_Commercial_Grocery_Existing_Food Preparation_Natural Gas_Food Prep Other_E10 | F5 | Commercial | Grocery | Existing | Food Preparation | Natural Gas | Food Prep Other | E10 | RIM BC Ratio | 0 | 0 | 0 | 0 | 0 | 0 | 0 | 0 | 0 | 0 | 0 | 0 | 0 | 0 | 0 | 0 | 0 | 0 | 0 | 0 | 0 | 0 | 0 | 0 | 0 | 0 | 0 | 0 | 0 | 0 | 0 | 0 | 0
F0_Commercial_Grocery_Existing_Miscellaneous_Natural Gas_Pool Heater_E0 | F0 | Commercial | Grocery | Existing | Miscellaneous | Natural Gas | Pool Heater | E0 | Economic Unit | Standard (EF .78) | Standard (EF .78) | Standard (EF .78) | Standard (EF .78) | Standard (EF .78) | Standard (EF .78) | Standard (EF .78) | Standard (EF .78) | Standard (EF .78) | Standard (EF .78) | Standard (EF .78) | Standard (EF .78) | Standard (EF .78) | Standard (EF .78) | Standard (EF .78) | Standard (EF .78) | Standard (EF .78) | Standard (EF .78) | Standard (EF .78) | Standard (EF .78) | Standard (EF .78) | Standard (EF .78) | Standard (EF .78) | Standard (EF .78) | Standard (EF .78) | Standard (EF .78) | Standard (EF .78) | Standard (EF .78) | Standard (EF .78) | Standard (EF .78) | Standard (EF .78) | Standard (EF .78) | Standard (EF .78)
F1_Commercial_Grocery_Existing_Miscellaneous_Natural Gas_Pool Heater_E1 | F1 | Commercial | Grocery | Existing | Miscellaneous | Natural Gas | Pool Heater | E1 | CCE | 0 | 0 | 0 | 0 | 0 | 0 | 0 | 0 | 0 | 0 | 0 | 0 | 0 | 0 | 0 | 0 | 0 | 0 | 0 | 0 | 0 | 0 | 0 | 0 | 0 | 0 | 0 | 0 | 0 | 0 | 0 | 0 | 0
F1_Commercial_Grocery_Existing_Miscellaneous_Natural Gas_Pool Heater_E2 | F1 | Commercial | Grocery | Existing | Miscellaneous | Natural Gas | Pool Heater | E2 | CCE | 1.2838 | 1.2838 | 1.2838 | 1.2838 | 1.2838 | 1.2838 | 1.2838 | 1.2838 | 1.2838 | 1.2838 | 1.2838 | 1.2838 | 1.2838 | 1.2838 | 1.2838 | 1.2838 | 1.2838 | 1.2838 | 1.2838 | 1.2838 | 1.2838 | 1.2838 | 1.2838 | 1.2838 | 1.2838 | 1.2838 | 1.2838 | 1.2838 | 1.2838 | 1.2838 | 1.2838 | 1.2838 | 1.2838
F1_Commercial_Grocery_Existing_Miscellaneous_Natural Gas_Pool Heater_E3 | F1 | Commercial | Grocery | Existing | Miscellaneous | Natural Gas | Pool Heater | E3 | CCE | 0 | 0 | 0 | 0 | 0 | 0 | 0 | 0 | 0 | 0 | 0 | 0 | 0 | 0 | 0 | 0 | 0 | 0 | 0 | 0 | 0 | 0 | 0 | 0 | 0 | 0 | 0 | 0 | 0 | 0 | 0 | 0 | 0
F1_Commercial_Grocery_Existing_Miscellaneous_Natural Gas_Pool Heater_E4 | F1 | Commercial | Grocery | Existing | Miscellaneous | Natural Gas | Pool Heater | E4 | CCE | 0 | 0 | 0 | 0 | 0 | 0 | 0 | 0 | 0 | 0 | 0 | 0 | 0 | 0 | 0 | 0 | 0 | 0 | 0 | 0 | 0 | 0 | 0 | 0 | 0 | 0 | 0 | 0 | 0 | 0 | 0 | 0 | 0
F1_Commercial_Grocery_Existing_Miscellaneous_Natural Gas_Pool Heater_E5 | F1 | Commercial | Grocery | Existing | Miscellaneous | Natural Gas | Pool Heater | E5 | CCE | 0 | 0 | 0 | 0 | 0 | 0 | 0 | 0 | 0 | 0 | 0 | 0 | 0 | 0 | 0 | 0 | 0 | 0 | 0 | 0 | 0 | 0 | 0 | 0 | 0 | 0 | 0 | 0 | 0 | 0 | 0 | 0 | 0
F1_Commercial_Grocery_Existing_Miscellaneous_Natural Gas_Pool Heater_E6 | F1 | Commercial | Grocery | Existing | Miscellaneous | Natural Gas | Pool Heater | E6 | CCE | 0 | 0 | 0 | 0 | 0 | 0 | 0 | 0 | 0 | 0 | 0 | 0 | 0 | 0 | 0 | 0 | 0 | 0 | 0 | 0 | 0 | 0 | 0 | 0 | 0 | 0 | 0 | 0 | 0 | 0 | 0 | 0 | 0
F1_Commercial_Grocery_Existing_Miscellaneous_Natural Gas_Pool Heater_E7 | F1 | Commercial | Grocery | Existing | Miscellaneous | Natural Gas | Pool Heater | E7 | CCE | 0 | 0 | 0 | 0 | 0 | 0 | 0 | 0 | 0 | 0 | 0 | 0 | 0 | 0 | 0 | 0 | 0 | 0 | 0 | 0 | 0 | 0 | 0 | 0 | 0 | 0 | 0 | 0 | 0 | 0 | 0 | 0 | 0
F1_Commercial_Grocery_Existing_Miscellaneous_Natural Gas_Pool Heater_E8 | F1 | Commercial | Grocery | Existing | Miscellaneous | Natural Gas | Pool Heater | E8 | CCE | 0 | 0 | 0 | 0 | 0 | 0 | 0 | 0 | 0 | 0 | 0 | 0 | 0 | 0 | 0 | 0 | 0 | 0 | 0 | 0 | 0 | 0 | 0 | 0 | 0 | 0 | 0 | 0 | 0 | 0 | 0 | 0 | 0
F1_Commercial_Grocery_Existing_Miscellaneous_Natural Gas_Pool Heater_E9 | F1 | Commercial | Grocery | Existing | Miscellaneous | Natural Gas | Pool Heater | E9 | CCE | 0 | 0 | 0 | 0 | 0 | 0 | 0 | 0 | 0 | 0 | 0 | 0 | 0 | 0 | 0 | 0 | 0 | 0 | 0 | 0 | 0 | 0 | 0 | 0 | 0 | 0 | 0 | 0 | 0 | 0 | 0 | 0 | 0
F1_Commercial_Grocery_Existing_Miscellaneous_Natural Gas_Pool Heater_E10 | F1 | Commercial | Grocery | Existing | Miscellaneous | Natural Gas | Pool Heater | E10 | CCE | 0 | 0 | 0 | 0 | 0 | 0 | 0 | 0 | 0 | 0 | 0 | 0 | 0 | 0 | 0 | 0 | 0 | 0 | 0 | 0 | 0 | 0 | 0 | 0 | 0 | 0 | 0 | 0 | 0 | 0 | 0 | 0 | 0
F2_Commercial_Grocery_Existing_Miscellaneous_Natural Gas_Pool Heater_E1 | F2 | Commercial | Grocery | Existing | Miscellaneous | Natural Gas | Pool Heater | E1 | TRC BC Ratio | bar: 2019 to 2051
F2_Commercial_Grocery_Existing_Miscellaneous_Natural Gas_Pool Heater_E2 | F2 | Commercial | Grocery | Existing | Miscellaneous | Natural Gas | Pool Heater | E2 | TRC BC Ratio | 0 | 0 | 0 | 0 | 0 | 0 | 0 | 0 | 0 | 0 | 0 | 0 | 0 | 0 | 0 | 0 | 0 | 0 | 0 | 0 | 0 | 0 | 0 | 0 | 0 | 0 | 0 | 0 | 0 | 0 | 0 | 0 | 0
F2_Commercial_Grocery_Existing_Miscellaneous_Natural Gas_Pool Heater_E3 | F2 | Commercial | Grocery | Existing | Miscellaneous | Natural Gas | Pool Heater | E3 | TRC BC Ratio | 0 | 0 | 0 | 0 | 0 | 0 | 0 | 0 | 0 | 0 | 0 | 0 | 0 | 0 | 0 | 0 | 0 | 0 | 0 | 0 | 0 | 0 | 0 | 0 | 0 | 0 | 0 | 0 | 0 | 0 | 0 | 0 | 0
F2_Commercial_Grocery_Existing_Miscellaneous_Natural Gas_Pool Heater_E4 | F2 | Commercial | Grocery | Existing | Miscellaneous | Natural Gas | Pool Heater | E4 | TRC BC Ratio | 0 | 0 | 0 | 0 | 0 | 0 | 0 | 0 | 0 | 0 | 0 | 0 | 0 | 0 | 0 | 0 | 0 | 0 | 0 | 0 | 0 | 0 | 0 | 0 | 0 | 0 | 0 | 0 | 0 | 0 | 0 | 0 | 0
F2_Commercial_Grocery_Existing_Miscellaneous_Natural Gas_Pool Heater_E5 | F2 | Commercial | Grocery | Existing | Miscellaneous | Natural Gas | Pool Heater | E5 | TRC BC Ratio | 0 | 0 | 0 | 0 | 0 | 0 | 0 | 0 | 0 | 0 | 0 | 0 | 0 | 0 | 0 | 0 | 0 | 0 | 0 | 0 | 0 | 0 | 0 | 0 | 0 | 0 | 0 | 0 | 0 | 0 | 0 | 0 | 0
F2_Commercial_Grocery_Existing_Miscellaneous_Natural Gas_Pool Heater_E6 | F2 | Commercial | Grocery | Existing | Miscellaneous | Natural Gas | Pool Heater | E6 | TRC BC Ratio | 0 | 0 | 0 | 0 | 0 | 0 | 0 | 0 | 0 | 0 | 0 | 0 | 0 | 0 | 0 | 0 | 0 | 0 | 0 | 0 | 0 | 0 | 0 | 0 | 0 | 0 | 0 | 0 | 0 | 0 | 0 | 0 | 0
F2_Commercial_Grocery_Existing_Miscellaneous_Natural Gas_Pool Heater_E7 | F2 | Commercial | Grocery | Existing | Miscellaneous | Natural Gas | Pool Heater | E7 | TRC BC Ratio | 0 | 0 | 0 | 0 | 0 | 0 | 0 | 0 | 0 | 0 | 0 | 0 | 0 | 0 | 0 | 0 | 0 | 0 | 0 | 0 | 0 | 0 | 0 | 0 | 0 | 0 | 0 | 0 | 0 | 0 | 0 | 0 | 0
F2_Commercial_Grocery_Existing_Miscellaneous_Natural Gas_Pool Heater_E8 | F2 | Commercial | Grocery | Existing | Miscellaneous | Natural Gas | Pool Heater | E8 | TRC BC Ratio | 0 | 0 | 0 | 0 | 0 | 0 | 0 | 0 | 0 | 0 | 0 | 0 | 0 | 0 | 0 | 0 | 0 | 0 | 0 | 0 | 0 | 0 | 0 | 0 | 0 | 0 | 0 | 0 | 0 | 0 | 0 | 0 | 0
F2_Commercial_Grocery_Existing_Miscellaneous_Natural Gas_Pool Heater_E9 | F2 | Commercial | Grocery | Existing | Miscellaneous | Natural Gas | Pool Heater | E9 | TRC BC Ratio | 0 | 0 | 0 | 0 | 0 | 0 | 0 | 0 | 0 | 0 | 0 | 0 | 0 | 0 | 0 | 0 | 0 | 0 | 0 | 0 | 0 | 0 | 0 | 0 | 0 | 0 | 0 | 0 | 0 | 0 | 0 | 0 | 0
F2_Commercial_Grocery_Existing_Miscellaneous_Natural Gas_Pool Heater_E10 | F2 | Commercial | Grocery | Existing | Miscellaneous | Natural Gas | Pool Heater | E10 | TRC BC Ratio | 0 | 0 | 0 | 0 | 0 | 0 | 0 | 0 | 0 | 0 | 0 | 0 | 0 | 0 | 0 | 0 | 0 | 0 | 0 | 0 | 0 | 0 | 0 | 0 | 0 | 0 | 0 | 0 | 0 | 0 | 0 | 0 | 0
F3_Commercial_Grocery_Existing_Miscellaneous_Natural Gas_Pool Heater_E1 | F3 | Commercial | Grocery | Existing | Miscellaneous | Natural Gas | Pool Heater | E1 | PACT BC Ratio | bar: 2019 to 2051
F3_Commercial_Grocery_Existing_Miscellaneous_Natural Gas_Pool Heater_E2 | F3 | Commercial | Grocery | Existing | Miscellaneous | Natural Gas | Pool Heater | E2 | PACT BC Ratio | 0 | 0 | 0 | 0 | 0 | 0 | 0 | 0 | 0 | 0 | 0 | 0 | 0 | 0 | 0 | 0 | 0 | 0 | 0 | 0 | 0 | 0 | 0 | 0 | 0 | 0 | 0 | 0 | 0 | 0 | 0 | 0 | 0
F3_Commercial_Grocery_Existing_Miscellaneous_Natural Gas_Pool Heater_E3 | F3 | Commercial | Grocery | Existing | Miscellaneous | Natural Gas | Pool Heater | E3 | PACT BC Ratio | 0 | 0 | 0 | 0 | 0 | 0 | 0 | 0 | 0 | 0 | 0 | 0 | 0 | 0 | 0 | 0 | 0 | 0 | 0 | 0 | 0 | 0 | 0 | 0 | 0 | 0 | 0 | 0 | 0 | 0 | 0 | 0 | 0
F3_Commercial_Grocery_Existing_Miscellaneous_Natural Gas_Pool Heater_E4 | F3 | Commercial | Grocery | Existing | Miscellaneous | Natural Gas | Pool Heater | E4 | PACT BC Ratio | 0 | 0 | 0 | 0 | 0 | 0 | 0 | 0 | 0 | 0 | 0 | 0 | 0 | 0 | 0 | 0 | 0 | 0 | 0 | 0 | 0 | 0 | 0 | 0 | 0 | 0 | 0 | 0 | 0 | 0 | 0 | 0 | 0
F3_Commercial_Grocery_Existing_Miscellaneous_Natural Gas_Pool Heater_E5 | F3 | Commercial | Grocery | Existing | Miscellaneous | Natural Gas | Pool Heater | E5 | PACT BC Ratio | 0 | 0 | 0 | 0 | 0 | 0 | 0 | 0 | 0 | 0 | 0 | 0 | 0 | 0 | 0 | 0 | 0 | 0 | 0 | 0 | 0 | 0 | 0 | 0 | 0 | 0 | 0 | 0 | 0 | 0 | 0 | 0 | 0
F3_Commercial_Grocery_Existing_Miscellaneous_Natural Gas_Pool Heater_E6 | F3 | Commercial | Grocery | Existing | Miscellaneous | Natural Gas | Pool Heater | E6 | PACT BC Ratio | 0 | 0 | 0 | 0 | 0 | 0 | 0 | 0 | 0 | 0 | 0 | 0 | 0 | 0 | 0 | 0 | 0 | 0 | 0 | 0 | 0 | 0 | 0 | 0 | 0 | 0 | 0 | 0 | 0 | 0 | 0 | 0 | 0
F3_Commercial_Grocery_Existing_Miscellaneous_Natural Gas_Pool Heater_E7 | F3 | Commercial | Grocery | Existing | Miscellaneous | Natural Gas | Pool Heater | E7 | PACT BC Ratio | 0 | 0 | 0 | 0 | 0 | 0 | 0 | 0 | 0 | 0 | 0 | 0 | 0 | 0 | 0 | 0 | 0 | 0 | 0 | 0 | 0 | 0 | 0 | 0 | 0 | 0 | 0 | 0 | 0 | 0 | 0 | 0 | 0
F3_Commercial_Grocery_Existing_Miscellaneous_Natural Gas_Pool Heater_E8 | F3 | Commercial | Grocery | Existing | Miscellaneous | Natural Gas | Pool Heater | E8 | PACT BC Ratio | 0 | 0 | 0 | 0 | 0 | 0 | 0 | 0 | 0 | 0 | 0 | 0 | 0 | 0 | 0 | 0 | 0 | 0 | 0 | 0 | 0 | 0 | 0 | 0 | 0 | 0 | 0 | 0 | 0 | 0 | 0 | 0 | 0
F3_Commercial_Grocery_Existing_Miscellaneous_Natural Gas_Pool Heater_E9 | F3 | Commercial | Grocery | Existing | Miscellaneous | Natural Gas | Pool Heater | E9 | PACT BC Ratio | 0 | 0 | 0 | 0 | 0 | 0 | 0 | 0 | 0 | 0 | 0 | 0 | 0 | 0 | 0 | 0 | 0 | 0 | 0 | 0 | 0 | 0 | 0 | 0 | 0 | 0 | 0 | 0 | 0 | 0 | 0 | 0 | 0
F3_Commercial_Grocery_Existing_Miscellaneous_Natural Gas_Pool Heater_E10 | F3 | Commercial | Grocery | Existing | Miscellaneous | Natural Gas | Pool Heater | E10 | PACT BC Ratio | 0 | 0 | 0 | 0 | 0 | 0 | 0 | 0 | 0 | 0 | 0 | 0 | 0 | 0 | 0 | 0 | 0 | 0 | 0 | 0 | 0 | 0 | 0 | 0 | 0 | 0 | 0 | 0 | 0 | 0 | 0 | 0 | 0
F4_Commercial_Grocery_Existing_Miscellaneous_Natural Gas_Pool Heater_E1 | F4 | Commercial | Grocery | Existing | Miscellaneous | Natural Gas | Pool Heater | E1 | RVT BC Ratio | bar: 2019 to 2051
F4_Commercial_Grocery_Existing_Miscellaneous_Natural Gas_Pool Heater_E2 | F4 | Commercial | Grocery | Existing | Miscellaneous | Natural Gas | Pool Heater | E2 | RVT BC Ratio | 0.7 | 0.7 | 0.7 | 0.7 | 0.7 | 0.7 | 0.7 | 0.7 | 0.7 | 0.7 | 0.7 | 0.7 | 0.7 | 0.7 | 0.7 | 0.7 | 0.7 | 0.7 | 0.7 | 0.7 | 0.7 | 0.7 | 0.7 | 0.7 | 0.7 | 0.7 | 0.7 | 0.7 | 0.7 | 0.7 | 0.7 | 0.7 | 0.7
F4_Commercial_Grocery_Existing_Miscellaneous_Natural Gas_Pool Heater_E3 | F4 | Commercial | Grocery | Existing | Miscellaneous | Natural Gas | Pool Heater | E3 | RVT BC Ratio | 0 | 0 | 0 | 0 | 0 | 0 | 0 | 0 | 0 | 0 | 0 | 0 | 0 | 0 | 0 | 0 | 0 | 0 | 0 | 0 | 0 | 0 | 0 | 0 | 0 | 0 | 0 | 0 | 0 | 0 | 0 | 0 | 0
F4_Commercial_Grocery_Existing_Miscellaneous_Natural Gas_Pool Heater_E4 | F4 | Commercial | Grocery | Existing | Miscellaneous | Natural Gas | Pool Heater | E4 | RVT BC Ratio | 0 | 0 | 0 | 0 | 0 | 0 | 0 | 0 | 0 | 0 | 0 | 0 | 0 | 0 | 0 | 0 | 0 | 0 | 0 | 0 | 0 | 0 | 0 | 0 | 0 | 0 | 0 | 0 | 0 | 0 | 0 | 0 | 0
F4_Commercial_Grocery_Existing_Miscellaneous_Natural Gas_Pool Heater_E5 | F4 | Commercial | Grocery | Existing | Miscellaneous | Natural Gas | Pool Heater | E5 | RVT BC Ratio | 0 | 0 | 0 | 0 | 0 | 0 | 0 | 0 | 0 | 0 | 0 | 0 | 0 | 0 | 0 | 0 | 0 | 0 | 0 | 0 | 0 | 0 | 0 | 0 | 0 | 0 | 0 | 0 | 0 | 0 | 0 | 0 | 0
F4_Commercial_Grocery_Existing_Miscellaneous_Natural Gas_Pool Heater_E6 | F4 | Commercial | Grocery | Existing | Miscellaneous | Natural Gas | Pool Heater | E6 | RVT BC Ratio | 0 | 0 | 0 | 0 | 0 | 0 | 0 | 0 | 0 | 0 | 0 | 0 | 0 | 0 | 0 | 0 | 0 | 0 | 0 | 0 | 0 | 0 | 0 | 0 | 0 | 0 | 0 | 0 | 0 | 0 | 0 | 0 | 0
F4_Commercial_Grocery_Existing_Miscellaneous_Natural Gas_Pool Heater_E7 | F4 | Commercial | Grocery | Existing | Miscellaneous | Natural Gas | Pool Heater | E7 | RVT BC Ratio | 0 | 0 | 0 | 0 | 0 | 0 | 0 | 0 | 0 | 0 | 0 | 0 | 0 | 0 | 0 | 0 | 0 | 0 | 0 | 0 | 0 | 0 | 0 | 0 | 0 | 0 | 0 | 0 | 0 | 0 | 0 | 0 | 0
F4_Commercial_Grocery_Existing_Miscellaneous_Natural Gas_Pool Heater_E8 | F4 | Commercial | Grocery | Existing | Miscellaneous | Natural Gas | Pool Heater | E8 | RVT BC Ratio | 0 | 0 | 0 | 0 | 0 | 0 | 0 | 0 | 0 | 0 | 0 | 0 | 0 | 0 | 0 | 0 | 0 | 0 | 0 | 0 | 0 | 0 | 0 | 0 | 0 | 0 | 0 | 0 | 0 | 0 | 0 | 0 | 0
F4_Commercial_Grocery_Existing_Miscellaneous_Natural Gas_Pool Heater_E9 | F4 | Commercial | Grocery | Existing | Miscellaneous | Natural Gas | Pool Heater | E9 | RVT BC Ratio | 0 | 0 | 0 | 0 | 0 | 0 | 0 | 0 | 0 | 0 | 0 | 0 | 0 | 0 | 0 | 0 | 0 | 0 | 0 | 0 | 0 | 0 | 0 | 0 | 0 | 0 | 0 | 0 | 0 | 0 | 0 | 0 | 0
F4_Commercial_Grocery_Existing_Miscellaneous_Natural Gas_Pool Heater_E10 | F4 | Commercial | Grocery | Existing | Miscellaneous | Natural Gas | Pool Heater | E10 | RVT BC Ratio | 0 | 0 | 0 | 0 | 0 | 0 | 0 | 0 | 0 | 0 | 0 | 0 | 0 | 0 | 0 | 0 | 0 | 0 | 0 | 0 | 0 | 0 | 0 | 0 | 0 | 0 | 0 | 0 | 0 | 0 | 0 | 0 | 0
F5_Commercial_Grocery_Existing_Miscellaneous_Natural Gas_Pool Heater_E1 | F5 | Commercial | Grocery | Existing | Miscellaneous | Natural Gas | Pool Heater | E1 | RIM BC Ratio | bar: 2019 to 2051
F5_Commercial_Grocery_Existing_Miscellaneous_Natural Gas_Pool Heater_E2 | F5 | Commercial | Grocery | Existing | Miscellaneous | Natural Gas | Pool Heater | E2 | RIM BC Ratio | 0 | 0 | 0 | 0 | 0 | 0 | 0 | 0 | 0 | 0 | 0 | 0 | 0 | 0 | 0 | 0 | 0 | 0 | 0 | 0 | 0 | 0 | 0 | 0 | 0 | 0 | 0 | 0 | 0 | 0 | 0 | 0 | 0
F5_Commercial_Grocery_Existing_Miscellaneous_Natural Gas_Pool Heater_E3 | F5 | Commercial | Grocery | Existing | Miscellaneous | Natural Gas | Pool Heater | E3 | RIM BC Ratio | 0 | 0 | 0 | 0 | 0 | 0 | 0 | 0 | 0 | 0 | 0 | 0 | 0 | 0 | 0 | 0 | 0 | 0 | 0 | 0 | 0 | 0 | 0 | 0 | 0 | 0 | 0 | 0 | 0 | 0 | 0 | 0 | 0
F5_Commercial_Grocery_Existing_Miscellaneous_Natural Gas_Pool Heater_E4 | F5 | Commercial | Grocery | Existing | Miscellaneous | Natural Gas | Pool Heater | E4 | RIM BC Ratio | 0 | 0 | 0 | 0 | 0 | 0 | 0 | 0 | 0 | 0 | 0 | 0 | 0 | 0 | 0 | 0 | 0 | 0 | 0 | 0 | 0 | 0 | 0 | 0 | 0 | 0 | 0 | 0 | 0 | 0 | 0 | 0 | 0
F5_Commercial_Grocery_Existing_Miscellaneous_Natural Gas_Pool Heater_E5 | F5 | Commercial | Grocery | Existing | Miscellaneous | Natural Gas | Pool Heater | E5 | RIM BC Ratio | 0 | 0 | 0 | 0 | 0 | 0 | 0 | 0 | 0 | 0 | 0 | 0 | 0 | 0 | 0 | 0 | 0 | 0 | 0 | 0 | 0 | 0 | 0 | 0 | 0 | 0 | 0 | 0 | 0 | 0 | 0 | 0 | 0
F5_Commercial_Grocery_Existing_Miscellaneous_Natural Gas_Pool Heater_E6 | F5 | Commercial | Grocery | Existing | Miscellaneous | Natural Gas | Pool Heater | E6 | RIM BC Ratio | 0 | 0 | 0 | 0 | 0 | 0 | 0 | 0 | 0 | 0 | 0 | 0 | 0 | 0 | 0 | 0 | 0 | 0 | 0 | 0 | 0 | 0 | 0 | 0 | 0 | 0 | 0 | 0 | 0 | 0 | 0 | 0 | 0
F5_Commercial_Grocery_Existing_Miscellaneous_Natural Gas_Pool Heater_E7 | F5 | Commercial | Grocery | Existing | Miscellaneous | Natural Gas | Pool Heater | E7 | RIM BC Ratio | 0 | 0 | 0 | 0 | 0 | 0 | 0 | 0 | 0 | 0 | 0 | 0 | 0 | 0 | 0 | 0 | 0 | 0 | 0 | 0 | 0 | 0 | 0 | 0 | 0 | 0 | 0 | 0 | 0 | 0 | 0 | 0 | 0
F5_Commercial_Grocery_Existing_Miscellaneous_Natural Gas_Pool Heater_E8 | F5 | Commercial | Grocery | Existing | Miscellaneous | Natural Gas | Pool Heater | E8 | RIM BC Ratio | 0 | 0 | 0 | 0 | 0 | 0 | 0 | 0 | 0 | 0 | 0 | 0 | 0 | 0 | 0 | 0 | 0 | 0 | 0 | 0 | 0 | 0 | 0 | 0 | 0 | 0 | 0 | 0 | 0 | 0 | 0 | 0 | 0
F5_Commercial_Grocery_Existing_Miscellaneous_Natural Gas_Pool Heater_E9 | F5 | Commercial | Grocery | Existing | Miscellaneous | Natural Gas | Pool Heater | E9 | RIM BC Ratio | 0 | 0 | 0 | 0 | 0 | 0 | 0 | 0 | 0 | 0 | 0 | 0 | 0 | 0 | 0 | 0 | 0 | 0 | 0 | 0 | 0 | 0 | 0 | 0 | 0 | 0 | 0 | 0 | 0 | 0 | 0 | 0 | 0
F5_Commercial_Grocery_Existing_Miscellaneous_Natural Gas_Pool Heater_E10 | F5 | Commercial | Grocery | Existing | Miscellaneous | Natural Gas | Pool Heater | E10 | RIM BC Ratio | 0 | 0 | 0 | 0 | 0 | 0 | 0 | 0 | 0 | 0 | 0 | 0 | 0 | 0 | 0 | 0 | 0 | 0 | 0 | 0 | 0 | 0 | 0 | 0 | 0 | 0 | 0 | 0 | 0 | 0 | 0 | 0 | 0
F0_Commercial_Grocery_Existing_Miscellaneous_Natural Gas_Miscellaneous_E0 | F0 | Commercial | Grocery | Existing | Miscellaneous | Natural Gas | Miscellaneous | E0 | Economic Unit | Miscellaneous | Miscellaneous | Miscellaneous | Miscellaneous | Miscellaneous | Miscellaneous | Miscellaneous | Miscellaneous | Miscellaneous | Miscellaneous | Miscellaneous | Miscellaneous | Miscellaneous | Miscellaneous | Miscellaneous | Miscellaneous | Miscellaneous | Miscellaneous | Miscellaneous | Miscellaneous | Miscellaneous | Miscellaneous | Miscellaneous | Miscellaneous | Miscellaneous | Miscellaneous | Miscellaneous | Miscellaneous | Miscellaneous | Miscellaneous | Miscellaneous | Miscellaneous | Miscellaneous
F1_Commercial_Grocery_Existing_Miscellaneous_Natural Gas_Miscellaneous_E1 | F1 | Commercial | Grocery | Existing | Miscellaneous | Natural Gas | Miscellaneous | E1 | CCE | 0 | 0 | 0 | 0 | 0 | 0 | 0 | 0 | 0 | 0 | 0 | 0 | 0 | 0 | 0 | 0 | 0 | 0 | 0 | 0 | 0 | 0 | 0 | 0 | 0 | 0 | 0 | 0 | 0 | 0 | 0 | 0 | 0
F1_Commercial_Grocery_Existing_Miscellaneous_Natural Gas_Miscellaneous_E2 | F1 | Commercial | Grocery | Existing | Miscellaneous | Natural Gas | Miscellaneous | E2 | CCE | 0 | 0 | 0 | 0 | 0 | 0 | 0 | 0 | 0 | 0 | 0 | 0 | 0 | 0 | 0 | 0 | 0 | 0 | 0 | 0 | 0 | 0 | 0 | 0 | 0 | 0 | 0 | 0 | 0 | 0 | 0 | 0 | 0
F1_Commercial_Grocery_Existing_Miscellaneous_Natural Gas_Miscellaneous_E3 | F1 | Commercial | Grocery | Existing | Miscellaneous | Natural Gas | Miscellaneous | E3 | CCE | 0 | 0 | 0 | 0 | 0 | 0 | 0 | 0 | 0 | 0 | 0 | 0 | 0 | 0 | 0 | 0 | 0 | 0 | 0 | 0 | 0 | 0 | 0 | 0 | 0 | 0 | 0 | 0 | 0 | 0 | 0 | 0 | 0
F1_Commercial_Grocery_Existing_Miscellaneous_Natural Gas_Miscellaneous_E4 | F1 | Commercial | Grocery | Existing | Miscellaneous | Natural Gas | Miscellaneous | E4 | CCE | 0 | 0 | 0 | 0 | 0 | 0 | 0 | 0 | 0 | 0 | 0 | 0 | 0 | 0 | 0 | 0 | 0 | 0 | 0 | 0 | 0 | 0 | 0 | 0 | 0 | 0 | 0 | 0 | 0 | 0 | 0 | 0 | 0
F1_Commercial_Grocery_Existing_Miscellaneous_Natural Gas_Miscellaneous_E5 | F1 | Commercial | Grocery | Existing | Miscellaneous | Natural Gas | Miscellaneous | E5 | CCE | 0 | 0 | 0 | 0 | 0 | 0 | 0 | 0 | 0 | 0 | 0 | 0 | 0 | 0 | 0 | 0 | 0 | 0 | 0 | 0 | 0 | 0 | 0 | 0 | 0 | 0 | 0 | 0 | 0 | 0 | 0 | 0 | 0
F1_Commercial_Grocery_Existing_Miscellaneous_Natural Gas_Miscellaneous_E6 | F1 | Commercial | Grocery | Existing | Miscellaneous | Natural Gas | Miscellaneous | E6 | CCE | 0 | 0 | 0 | 0 | 0 | 0 | 0 | 0 | 0 | 0 | 0 | 0 | 0 | 0 | 0 | 0 | 0 | 0 | 0 | 0 | 0 | 0 | 0 | 0 | 0 | 0 | 0 | 0 | 0 | 0 | 0 | 0 | 0
F1_Commercial_Grocery_Existing_Miscellaneous_Natural Gas_Miscellaneous_E7 | F1 | Commercial | Grocery | Existing | Miscellaneous | Natural Gas | Miscellaneous | E7 | CCE | 0 | 0 | 0 | 0 | 0 | 0 | 0 | 0 | 0 | 0 | 0 | 0 | 0 | 0 | 0 | 0 | 0 | 0 | 0 | 0 | 0 | 0 | 0 | 0 | 0 | 0 | 0 | 0 | 0 | 0 | 0 | 0 | 0
F1_Commercial_Grocery_Existing_Miscellaneous_Natural Gas_Miscellaneous_E8 | F1 | Commercial | Grocery | Existing | Miscellaneous | Natural Gas | Miscellaneous | E8 | CCE | 0 | 0 | 0 | 0 | 0 | 0 | 0 | 0 | 0 | 0 | 0 | 0 | 0 | 0 | 0 | 0 | 0 | 0 | 0 | 0 | 0 | 0 | 0 | 0 | 0 | 0 | 0 | 0 | 0 | 0 | 0 | 0 | 0
F1_Commercial_Grocery_Existing_Miscellaneous_Natural Gas_Miscellaneous_E9 | F1 | Commercial | Grocery | Existing | Miscellaneous | Natural Gas | Miscellaneous | E9 | CCE | 0 | 0 | 0 | 0 | 0 | 0 | 0 | 0 | 0 | 0 | 0 | 0 | 0 | 0 | 0 | 0 | 0 | 0 | 0 | 0 | 0 | 0 | 0 | 0 | 0 | 0 | 0 | 0 | 0 | 0 | 0 | 0 | 0
F1_Commercial_Grocery_Existing_Miscellaneous_Natural Gas_Miscellaneous_E10 | F1 | Commercial | Grocery | Existing | Miscellaneous | Natural Gas | Miscellaneous | E10 | CCE | 0 | 0 | 0 | 0 | 0 | 0 | 0 | 0 | 0 | 0 | 0 | 0 | 0 | 0 | 0 | 0 | 0 | 0 | 0 | 0 | 0 | 0 | 0 | 0 | 0 | 0 | 0 | 0 | 0 | 0 | 0 | 0 | 0
F2_Commercial_Grocery_Existing_Miscellaneous_Natural Gas_Miscellaneous_E1 | F2 | Commercial | Grocery | Existing | Miscellaneous | Natural Gas | Miscellaneous | E1 | TRC BC Ratio | bar: 2019 to 2051
F2_Commercial_Grocery_Existing_Miscellaneous_Natural Gas_Miscellaneous_E2 | F2 | Commercial | Grocery | Existing | Miscellaneous | Natural Gas | Miscellaneous | E2 | TRC BC Ratio | 0 | 0 | 0 | 0 | 0 | 0 | 0 | 0 | 0 | 0 | 0 | 0 | 0 | 0 | 0 | 0 | 0 | 0 | 0 | 0 | 0 | 0 | 0 | 0 | 0 | 0 | 0 | 0 | 0 | 0 | 0 | 0 | 0
F2_Commercial_Grocery_Existing_Miscellaneous_Natural Gas_Miscellaneous_E3 | F2 | Commercial | Grocery | Existing | Miscellaneous | Natural Gas | Miscellaneous | E3 | TRC BC Ratio | 0 | 0 | 0 | 0 | 0 | 0 | 0 | 0 | 0 | 0 | 0 | 0 | 0 | 0 | 0 | 0 | 0 | 0 | 0 | 0 | 0 | 0 | 0 | 0 | 0 | 0 | 0 | 0 | 0 | 0 | 0 | 0 | 0
F2_Commercial_Grocery_Existing_Miscellaneous_Natural Gas_Miscellaneous_E4 | F2 | Commercial | Grocery | Existing | Miscellaneous | Natural Gas | Miscellaneous | E4 | TRC BC Ratio | 0 | 0 | 0 | 0 | 0 | 0 | 0 | 0 | 0 | 0 | 0 | 0 | 0 | 0 | 0 | 0 | 0 | 0 | 0 | 0 | 0 | 0 | 0 | 0 | 0 | 0 | 0 | 0 | 0 | 0 | 0 | 0 | 0
F2_Commercial_Grocery_Existing_Miscellaneous_Natural Gas_Miscellaneous_E5 | F2 | Commercial | Grocery | Existing | Miscellaneous | Natural Gas | Miscellaneous | E5 | TRC BC Ratio | 0 | 0 | 0 | 0 | 0 | 0 | 0 | 0 | 0 | 0 | 0 | 0 | 0 | 0 | 0 | 0 | 0 | 0 | 0 | 0 | 0 | 0 | 0 | 0 | 0 | 0 | 0 | 0 | 0 | 0 | 0 | 0 | 0
F2_Commercial_Grocery_Existing_Miscellaneous_Natural Gas_Miscellaneous_E6 | F2 | Commercial | Grocery | Existing | Miscellaneous | Natural Gas | Miscellaneous | E6 | TRC BC Ratio | 0 | 0 | 0 | 0 | 0 | 0 | 0 | 0 | 0 | 0 | 0 | 0 | 0 | 0 | 0 | 0 | 0 | 0 | 0 | 0 | 0 | 0 | 0 | 0 | 0 | 0 | 0 | 0 | 0 | 0 | 0 | 0 | 0
F2_Commercial_Grocery_Existing_Miscellaneous_Natural Gas_Miscellaneous_E7 | F2 | Commercial | Grocery | Existing | Miscellaneous | Natural Gas | Miscellaneous | E7 | TRC BC Ratio | 0 | 0 | 0 | 0 | 0 | 0 | 0 | 0 | 0 | 0 | 0 | 0 | 0 | 0 | 0 | 0 | 0 | 0 | 0 | 0 | 0 | 0 | 0 | 0 | 0 | 0 | 0 | 0 | 0 | 0 | 0 | 0 | 0
F2_Commercial_Grocery_Existing_Miscellaneous_Natural Gas_Miscellaneous_E8 | F2 | Commercial | Grocery | Existing | Miscellaneous | Natural Gas | Miscellaneous | E8 | TRC BC Ratio | 0 | 0 | 0 | 0 | 0 | 0 | 0 | 0 | 0 | 0 | 0 | 0 | 0 | 0 | 0 | 0 | 0 | 0 | 0 | 0 | 0 | 0 | 0 | 0 | 0 | 0 | 0 | 0 | 0 | 0 | 0 | 0 | 0
F2_Commercial_Grocery_Existing_Miscellaneous_Natural Gas_Miscellaneous_E9 | F2 | Commercial | Grocery | Existing | Miscellaneous | Natural Gas | Miscellaneous | E9 | TRC BC Ratio | 0 | 0 | 0 | 0 | 0 | 0 | 0 | 0 | 0 | 0 | 0 | 0 | 0 | 0 | 0 | 0 | 0 | 0 | 0 | 0 | 0 | 0 | 0 | 0 | 0 | 0 | 0 | 0 | 0 | 0 | 0 | 0 | 0
F2_Commercial_Grocery_Existing_Miscellaneous_Natural Gas_Miscellaneous_E10 | F2 | Commercial | Grocery | Existing | Miscellaneous | Natural Gas | Miscellaneous | E10 | TRC BC Ratio | 0 | 0 | 0 | 0 | 0 | 0 | 0 | 0 | 0 | 0 | 0 | 0 | 0 | 0 | 0 | 0 | 0 | 0 | 0 | 0 | 0 | 0 | 0 | 0 | 0 | 0 | 0 | 0 | 0 | 0 | 0 | 0 | 0
F3_Commercial_Grocery_Existing_Miscellaneous_Natural Gas_Miscellaneous_E1 | F3 | Commercial | Grocery | Existing | Miscellaneous | Natural Gas | Miscellaneous | E1 | PACT BC Ratio | bar: 2019 to 2051
F3_Commercial_Grocery_Existing_Miscellaneous_Natural Gas_Miscellaneous_E2 | F3 | Commercial | Grocery | Existing | Miscellaneous | Natural Gas | Miscellaneous | E2 | PACT BC Ratio | 0 | 0 | 0 | 0 | 0 | 0 | 0 | 0 | 0 | 0 | 0 | 0 | 0 | 0 | 0 | 0 | 0 | 0 | 0 | 0 | 0 | 0 | 0 | 0 | 0 | 0 | 0 | 0 | 0 | 0 | 0 | 0 | 0
F3_Commercial_Grocery_Existing_Miscellaneous_Natural Gas_Miscellaneous_E3 | F3 | Commercial | Grocery | Existing | Miscellaneous | Natural Gas | Miscellaneous | E3 | PACT BC Ratio | 0 | 0 | 0 | 0 | 0 | 0 | 0 | 0 | 0 | 0 | 0 | 0 | 0 | 0 | 0 | 0 | 0 | 0 | 0 | 0 | 0 | 0 | 0 | 0 | 0 | 0 | 0 | 0 | 0 | 0 | 0 | 0 | 0
F3_Commercial_Grocery_Existing_Miscellaneous_Natural Gas_Miscellaneous_E4 | F3 | Commercial | Grocery | Existing | Miscellaneous | Natural Gas | Miscellaneous | E4 | PACT BC Ratio | 0 | 0 | 0 | 0 | 0 | 0 | 0 | 0 | 0 | 0 | 0 | 0 | 0 | 0 | 0 | 0 | 0 | 0 | 0 | 0 | 0 | 0 | 0 | 0 | 0 | 0 | 0 | 0 | 0 | 0 | 0 | 0 | 0
F3_Commercial_Grocery_Existing_Miscellaneous_Natural Gas_Miscellaneous_E5 | F3 | Commercial | Grocery | Existing | Miscellaneous | Natural Gas | Miscellaneous | E5 | PACT BC Ratio | 0 | 0 | 0 | 0 | 0 | 0 | 0 | 0 | 0 | 0 | 0 | 0 | 0 | 0 | 0 | 0 | 0 | 0 | 0 | 0 | 0 | 0 | 0 | 0 | 0 | 0 | 0 | 0 | 0 | 0 | 0 | 0 | 0
F3_Commercial_Grocery_Existing_Miscellaneous_Natural Gas_Miscellaneous_E6 | F3 | Commercial | Grocery | Existing | Miscellaneous | Natural Gas | Miscellaneous | E6 | PACT BC Ratio | 0 | 0 | 0 | 0 | 0 | 0 | 0 | 0 | 0 | 0 | 0 | 0 | 0 | 0 | 0 | 0 | 0 | 0 | 0 | 0 | 0 | 0 | 0 | 0 | 0 | 0 | 0 | 0 | 0 | 0 | 0 | 0 | 0
F3_Commercial_Grocery_Existing_Miscellaneous_Natural Gas_Miscellaneous_E7 | F3 | Commercial | Grocery | Existing | Miscellaneous | Natural Gas | Miscellaneous | E7 | PACT BC Ratio | 0 | 0 | 0 | 0 | 0 | 0 | 0 | 0 | 0 | 0 | 0 | 0 | 0 | 0 | 0 | 0 | 0 | 0 | 0 | 0 | 0 | 0 | 0 | 0 | 0 | 0 | 0 | 0 | 0 | 0 | 0 | 0 | 0
F3_Commercial_Grocery_Existing_Miscellaneous_Natural Gas_Miscellaneous_E8 | F3 | Commercial | Grocery | Existing | Miscellaneous | Natural Gas | Miscellaneous | E8 | PACT BC Ratio | 0 | 0 | 0 | 0 | 0 | 0 | 0 | 0 | 0 | 0 | 0 | 0 | 0 | 0 | 0 | 0 | 0 | 0 | 0 | 0 | 0 | 0 | 0 | 0 | 0 | 0 | 0 | 0 | 0 | 0 | 0 | 0 | 0
F3_Commercial_Grocery_Existing_Miscellaneous_Natural Gas_Miscellaneous_E9 | F3 | Commercial | Grocery | Existing | Miscellaneous | Natural Gas | Miscellaneous | E9 | PACT BC Ratio | 0 | 0 | 0 | 0 | 0 | 0 | 0 | 0 | 0 | 0 | 0 | 0 | 0 | 0 | 0 | 0 | 0 | 0 | 0 | 0 | 0 | 0 | 0 | 0 | 0 | 0 | 0 | 0 | 0 | 0 | 0 | 0 | 0
F3_Commercial_Grocery_Existing_Miscellaneous_Natural Gas_Miscellaneous_E10 | F3 | Commercial | Grocery | Existing | Miscellaneous | Natural Gas | Miscellaneous | E10 | PACT BC Ratio | 0 | 0 | 0 | 0 | 0 | 0 | 0 | 0 | 0 | 0 | 0 | 0 | 0 | 0 | 0 | 0 | 0 | 0 | 0 | 0 | 0 | 0 | 0 | 0 | 0 | 0 | 0 | 0 | 0 | 0 | 0 | 0 | 0
F4_Commercial_Grocery_Existing_Miscellaneous_Natural Gas_Miscellaneous_E1 | F4 | Commercial | Grocery | Existing | Miscellaneous | Natural Gas | Miscellaneous | E1 | RVT BC Ratio | bar: 2019 to 2051
F4_Commercial_Grocery_Existing_Miscellaneous_Natural Gas_Miscellaneous_E2 | F4 | Commercial | Grocery | Existing | Miscellaneous | Natural Gas | Miscellaneous | E2 | RVT BC Ratio | 0 | 0 | 0 | 0 | 0 | 0 | 0 | 0 | 0 | 0 | 0 | 0 | 0 | 0 | 0 | 0 | 0 | 0 | 0 | 0 | 0 | 0 | 0 | 0 | 0 | 0 | 0 | 0 | 0 | 0 | 0 | 0 | 0
F4_Commercial_Grocery_Existing_Miscellaneous_Natural Gas_Miscellaneous_E3 | F4 | Commercial | Grocery | Existing | Miscellaneous | Natural Gas | Miscellaneous | E3 | RVT BC Ratio | 0 | 0 | 0 | 0 | 0 | 0 | 0 | 0 | 0 | 0 | 0 | 0 | 0 | 0 | 0 | 0 | 0 | 0 | 0 | 0 | 0 | 0 | 0 | 0 | 0 | 0 | 0 | 0 | 0 | 0 | 0 | 0 | 0
F4_Commercial_Grocery_Existing_Miscellaneous_Natural Gas_Miscellaneous_E4 | F4 | Commercial | Grocery | Existing | Miscellaneous | Natural Gas | Miscellaneous | E4 | RVT BC Ratio | 0 | 0 | 0 | 0 | 0 | 0 | 0 | 0 | 0 | 0 | 0 | 0 | 0 | 0 | 0 | 0 | 0 | 0 | 0 | 0 | 0 | 0 | 0 | 0 | 0 | 0 | 0 | 0 | 0 | 0 | 0 | 0 | 0
F4_Commercial_Grocery_Existing_Miscellaneous_Natural Gas_Miscellaneous_E5 | F4 | Commercial | Grocery | Existing | Miscellaneous | Natural Gas | Miscellaneous | E5 | RVT BC Ratio | 0 | 0 | 0 | 0 | 0 | 0 | 0 | 0 | 0 | 0 | 0 | 0 | 0 | 0 | 0 | 0 | 0 | 0 | 0 | 0 | 0 | 0 | 0 | 0 | 0 | 0 | 0 | 0 | 0 | 0 | 0 | 0 | 0
F4_Commercial_Grocery_Existing_Miscellaneous_Natural Gas_Miscellaneous_E6 | F4 | Commercial | Grocery | Existing | Miscellaneous | Natural Gas | Miscellaneous | E6 | RVT BC Ratio | 0 | 0 | 0 | 0 | 0 | 0 | 0 | 0 | 0 | 0 | 0 | 0 | 0 | 0 | 0 | 0 | 0 | 0 | 0 | 0 | 0 | 0 | 0 | 0 | 0 | 0 | 0 | 0 | 0 | 0 | 0 | 0 | 0
F4_Commercial_Grocery_Existing_Miscellaneous_Natural Gas_Miscellaneous_E7 | F4 | Commercial | Grocery | Existing | Miscellaneous | Natural Gas | Miscellaneous | E7 | RVT BC Ratio | 0 | 0 | 0 | 0 | 0 | 0 | 0 | 0 | 0 | 0 | 0 | 0 | 0 | 0 | 0 | 0 | 0 | 0 | 0 | 0 | 0 | 0 | 0 | 0 | 0 | 0 | 0 | 0 | 0 | 0 | 0 | 0 | 0
F4_Commercial_Grocery_Existing_Miscellaneous_Natural Gas_Miscellaneous_E8 | F4 | Commercial | Grocery | Existing | Miscellaneous | Natural Gas | Miscellaneous | E8 | RVT BC Ratio | 0 | 0 | 0 | 0 | 0 | 0 | 0 | 0 | 0 | 0 | 0 | 0 | 0 | 0 | 0 | 0 | 0 | 0 | 0 | 0 | 0 | 0 | 0 | 0 | 0 | 0 | 0 | 0 | 0 | 0 | 0 | 0 | 0
F4_Commercial_Grocery_Existing_Miscellaneous_Natural Gas_Miscellaneous_E9 | F4 | Commercial | Grocery | Existing | Miscellaneous | Natural Gas | Miscellaneous | E9 | RVT BC Ratio | 0 | 0 | 0 | 0 | 0 | 0 | 0 | 0 | 0 | 0 | 0 | 0 | 0 | 0 | 0 | 0 | 0 | 0 | 0 | 0 | 0 | 0 | 0 | 0 | 0 | 0 | 0 | 0 | 0 | 0 | 0 | 0 | 0
F4_Commercial_Grocery_Existing_Miscellaneous_Natural Gas_Miscellaneous_E10 | F4 | Commercial | Grocery | Existing | Miscellaneous | Natural Gas | Miscellaneous | E10 | RVT BC Ratio | 0 | 0 | 0 | 0 | 0 | 0 | 0 | 0 | 0 | 0 | 0 | 0 | 0 | 0 | 0 | 0 | 0 | 0 | 0 | 0 | 0 | 0 | 0 | 0 | 0 | 0 | 0 | 0 | 0 | 0 | 0 | 0 | 0
F5_Commercial_Grocery_Existing_Miscellaneous_Natural Gas_Miscellaneous_E1 | F5 | Commercial | Grocery | Existing | Miscellaneous | Natural Gas | Miscellaneous | E1 | RIM BC Ratio | bar: 2019 to 2051
F5_Commercial_Grocery_Existing_Miscellaneous_Natural Gas_Miscellaneous_E2 | F5 | Commercial | Grocery | Existing | Miscellaneous | Natural Gas | Miscellaneous | E2 | RIM BC Ratio | 0 | 0 | 0 | 0 | 0 | 0 | 0 | 0 | 0 | 0 | 0 | 0 | 0 | 0 | 0 | 0 | 0 | 0 | 0 | 0 | 0 | 0 | 0 | 0 | 0 | 0 | 0 | 0 | 0 | 0 | 0 | 0 | 0
F5_Commercial_Grocery_Existing_Miscellaneous_Natural Gas_Miscellaneous_E3 | F5 | Commercial | Grocery | Existing | Miscellaneous | Natural Gas | Miscellaneous | E3 | RIM BC Ratio | 0 | 0 | 0 | 0 | 0 | 0 | 0 | 0 | 0 | 0 | 0 | 0 | 0 | 0 | 0 | 0 | 0 | 0 | 0 | 0 | 0 | 0 | 0 | 0 | 0 | 0 | 0 | 0 | 0 | 0 | 0 | 0 | 0
F5_Commercial_Grocery_Existing_Miscellaneous_Natural Gas_Miscellaneous_E4 | F5 | Commercial | Grocery | Existing | Miscellaneous | Natural Gas | Miscellaneous | E4 | RIM BC Ratio | 0 | 0 | 0 | 0 | 0 | 0 | 0 | 0 | 0 | 0 | 0 | 0 | 0 | 0 | 0 | 0 | 0 | 0 | 0 | 0 | 0 | 0 | 0 | 0 | 0 | 0 | 0 | 0 | 0 | 0 | 0 | 0 | 0
F5_Commercial_Grocery_Existing_Miscellaneous_Natural Gas_Miscellaneous_E5 | F5 | Commercial | Grocery | Existing | Miscellaneous | Natural Gas | Miscellaneous | E5 | RIM BC Ratio | 0 | 0 | 0 | 0 | 0 | 0 | 0 | 0 | 0 | 0 | 0 | 0 | 0 | 0 | 0 | 0 | 0 | 0 | 0 | 0 | 0 | 0 | 0 | 0 | 0 | 0 | 0 | 0 | 0 | 0 | 0 | 0 | 0
F5_Commercial_Grocery_Existing_Miscellaneous_Natural Gas_Miscellaneous_E6 | F5 | Commercial | Grocery | Existing | Miscellaneous | Natural Gas | Miscellaneous | E6 | RIM BC Ratio | 0 | 0 | 0 | 0 | 0 | 0 | 0 | 0 | 0 | 0 | 0 | 0 | 0 | 0 | 0 | 0 | 0 | 0 | 0 | 0 | 0 | 0 | 0 | 0 | 0 | 0 | 0 | 0 | 0 | 0 | 0 | 0 | 0
F5_Commercial_Grocery_Existing_Miscellaneous_Natural Gas_Miscellaneous_E7 | F5 | Commercial | Grocery | Existing | Miscellaneous | Natural Gas | Miscellaneous | E7 | RIM BC Ratio | 0 | 0 | 0 | 0 | 0 | 0 | 0 | 0 | 0 | 0 | 0 | 0 | 0 | 0 | 0 | 0 | 0 | 0 | 0 | 0 | 0 | 0 | 0 | 0 | 0 | 0 | 0 | 0 | 0 | 0 | 0 | 0 | 0
F5_Commercial_Grocery_Existing_Miscellaneous_Natural Gas_Miscellaneous_E8 | F5 | Commercial | Grocery | Existing | Miscellaneous | Natural Gas | Miscellaneous | E8 | RIM BC Ratio | 0 | 0 | 0 | 0 | 0 | 0 | 0 | 0 | 0 | 0 | 0 | 0 | 0 | 0 | 0 | 0 | 0 | 0 | 0 | 0 | 0 | 0 | 0 | 0 | 0 | 0 | 0 | 0 | 0 | 0 | 0 | 0 | 0
F5_Commercial_Grocery_Existing_Miscellaneous_Natural Gas_Miscellaneous_E9 | F5 | Commercial | Grocery | Existing | Miscellaneous | Natural Gas | Miscellaneous | E9 | RIM BC Ratio | 0 | 0 | 0 | 0 | 0 | 0 | 0 | 0 | 0 | 0 | 0 | 0 | 0 | 0 | 0 | 0 | 0 | 0 | 0 | 0 | 0 | 0 | 0 | 0 | 0 | 0 | 0 | 0 | 0 | 0 | 0 | 0 | 0
F5_Commercial_Grocery_Existing_Miscellaneous_Natural Gas_Miscellaneous_E10 | F5 | Commercial | Grocery | Existing | Miscellaneous | Natural Gas | Miscellaneous | E10 | RIM BC Ratio | 0 | 0 | 0 | 0 | 0 | 0 | 0 | 0 | 0 | 0 | 0 | 0 | 0 | 0 | 0 | 0 | 0 | 0 | 0 | 0 | 0 | 0 | 0 | 0 | 0 | 0 | 0 | 0 | 0 | 0 | 0 | 0 | 0
F0_Commercial_Grocery_New_Space Heating_Natural Gas_Furnace_E0 | F0 | Commercial | Grocery | New | Space Heating | Natural Gas | Furnace | E0 | Economic Unit | AFUE 96% | AFUE 96% | AFUE 96% | AFUE 96% | AFUE 96% | AFUE 96% | AFUE 96% | AFUE 96% | AFUE 96% | AFUE 96% | AFUE 96% | AFUE 96% | AFUE 96% | AFUE 96% | AFUE 96% | AFUE 96% | AFUE 96% | AFUE 96% | AFUE 96% | AFUE 96% | AFUE 96% | AFUE 96% | AFUE 96% | AFUE 96% | AFUE 96% | AFUE 96% | AFUE 96% | AFUE 96% | AFUE 96% | AFUE 96% | AFUE 96% | AFUE 96% | AFUE 96%
F1_Commercial_Grocery_New_Space Heating_Natural Gas_Furnace_E1 | F1 | Commercial | Grocery | New | Space Heating | Natural Gas | Furnace | E1 | CCE | 0 | 0 | 0 | 0 | 0 | 0 | 0 | 0 | 0 | 0 | 0 | 0 | 0 | 0 | 0 | 0 | 0 | 0 | 0 | 0 | 0 | 0 | 0 | 0 | 0 | 0 | 0 | 0 | 0 | 0 | 0 | 0 | 0
F1_Commercial_Grocery_New_Space Heating_Natural Gas_Furnace_E2 | F1 | Commercial | Grocery | New | Space Heating | Natural Gas | Furnace | E2 | CCE | 0.4624 | 0.4624 | 0.46487 | 0.46735 | 0.46987 | 0.4724 | 0.47498 | 0.47757 | 0.4802 | 0.48285 | 0.48553 | 0.48825 | 0.49099 | 0.49376 | 0.49657 | 0.49941 | 0.50228 | 0.50518 | 0.50812 | 0.51109 | 0.5141 | 0.51713 | 0.52022 | 0.52333 | 0.52648 | 0.52966 | 0.5329 | 0.53616 | 0.53947 | 0.54282 | 0.54621 | 0.54965 | 0.54965
F1_Commercial_Grocery_New_Space Heating_Natural Gas_Furnace_E3 | F1 | Commercial | Grocery | New | Space Heating | Natural Gas | Furnace | E3 | CCE | 0.6165 | 0.6165 | 0.61978 | 0.6231 | 0.62645 | 0.62983 | 0.63326 | 0.63672 | 0.64022 | 0.64376 | 0.64734 | 0.65095 | 0.65461 | 0.65831 | 0.66205 | 0.66584 | 0.66966 | 0.67353 | 0.67745 | 0.68141 | 0.68542 | 0.68947 | 0.69358 | 0.69773 | 0.70193 | 0.70617 | 0.71048 | 0.71484 | 0.71925 | 0.72371 | 0.72824 | 0.73282 | 0.73282
F1_Commercial_Grocery_New_Space Heating_Natural Gas_Furnace_E4 | F1 | Commercial | Grocery | New | Space Heating | Natural Gas | Furnace | E4 | CCE | 38.888 | 38.888 | 39.0952 | 39.3043 | 39.5157 | 39.7292 | 39.9454 | 40.1637 | 40.3845 | 40.6075 | 40.8334 | 41.0616 | 41.2923 | 41.5254 | 41.7616 | 42.0003 | 42.2417 | 42.4856 | 42.7329 | 42.9829 | 43.2358 | 43.4909 | 43.7501 | 44.012 | 44.2771 | 44.5446 | 44.8167 | 45.0914 | 45.3696 | 45.6509 | 45.9365 | 46.2253 | 46.2253
F1_Commercial_Grocery_New_Space Heating_Natural Gas_Furnace_E5 | F1 | Commercial | Grocery | New | Space Heating | Natural Gas | Furnace | E5 | CCE | 0 | 0 | 0 | 0 | 0 | 0 | 0 | 0 | 0 | 0 | 0 | 0 | 0 | 0 | 0 | 0 | 0 | 0 | 0 | 0 | 0 | 0 | 0 | 0 | 0 | 0 | 0 | 0 | 0 | 0 | 0 | 0 | 0
F1_Commercial_Grocery_New_Space Heating_Natural Gas_Furnace_E6 | F1 | Commercial | Grocery | New | Space Heating | Natural Gas | Furnace | E6 | CCE | 0 | 0 | 0 | 0 | 0 | 0 | 0 | 0 | 0 | 0 | 0 | 0 | 0 | 0 | 0 | 0 | 0 | 0 | 0 | 0 | 0 | 0 | 0 | 0 | 0 | 0 | 0 | 0 | 0 | 0 | 0 | 0 | 0
F1_Commercial_Grocery_New_Space Heating_Natural Gas_Furnace_E7 | F1 | Commercial | Grocery | New | Space Heating | Natural Gas | Furnace | E7 | CCE | 0 | 0 | 0 | 0 | 0 | 0 | 0 | 0 | 0 | 0 | 0 | 0 | 0 | 0 | 0 | 0 | 0 | 0 | 0 | 0 | 0 | 0 | 0 | 0 | 0 | 0 | 0 | 0 | 0 | 0 | 0 | 0 | 0
F1_Commercial_Grocery_New_Space Heating_Natural Gas_Furnace_E8 | F1 | Commercial | Grocery | New | Space Heating | Natural Gas | Furnace | E8 | CCE | 0 | 0 | 0 | 0 | 0 | 0 | 0 | 0 | 0 | 0 | 0 | 0 | 0 | 0 | 0 | 0 | 0 | 0 | 0 | 0 | 0 | 0 | 0 | 0 | 0 | 0 | 0 | 0 | 0 | 0 | 0 | 0 | 0
F1_Commercial_Grocery_New_Space Heating_Natural Gas_Furnace_E9 | F1 | Commercial | Grocery | New | Space Heating | Natural Gas | Furnace | E9 | CCE | 0 | 0 | 0 | 0 | 0 | 0 | 0 | 0 | 0 | 0 | 0 | 0 | 0 | 0 | 0 | 0 | 0 | 0 | 0 | 0 | 0 | 0 | 0 | 0 | 0 | 0 | 0 | 0 | 0 | 0 | 0 | 0 | 0
F1_Commercial_Grocery_New_Space Heating_Natural Gas_Furnace_E10 | F1 | Commercial | Grocery | New | Space Heating | Natural Gas | Furnace | E10 | CCE | 0 | 0 | 0 | 0 | 0 | 0 | 0 | 0 | 0 | 0 | 0 | 0 | 0 | 0 | 0 | 0 | 0 | 0 | 0 | 0 | 0 | 0 | 0 | 0 | 0 | 0 | 0 | 0 | 0 | 0 | 0 | 0 | 0
F2_Commercial_Grocery_New_Space Heating_Natural Gas_Furnace_E1 | F2 | Commercial | Grocery | New | Space Heating | Natural Gas | Furnace | E1 | TRC BC Ratio | bar: 2019 to 2051
F2_Commercial_Grocery_New_Space Heating_Natural Gas_Furnace_E2 | F2 | Commercial | Grocery | New | Space Heating | Natural Gas | Furnace | E2 | TRC BC Ratio | 3.8734 | 3.8769 | 3.8806 | 3.8863 | 3.8943 | 3.9065 | 3.915 | 3.9216 | 3.9289 | 3.9357 | 3.9404 | 3.9433 | 3.9458 | 3.9481 | 3.9512 | 3.9524 | 3.9546 | 3.9586 | 3.963 | 3.968 | 3.9739 | 3.9789 | 3.9828 | 3.9857 | 3.9877 | 3.9882 | 3.9872 | 3.985 | 3.9833 | 3.9825 | 3.9831 | 3.9834 | 3.9834
F2_Commercial_Grocery_New_Space Heating_Natural Gas_Furnace_E3 | F2 | Commercial | Grocery | New | Space Heating | Natural Gas | Furnace | E3 | TRC BC Ratio | 2.9053 | 2.9078 | 2.9107 | 2.9149 | 2.9209 | 2.93 | 2.9364 | 2.9414 | 2.9469 | 2.952 | 2.9555 | 2.9576 | 2.9596 | 2.9613 | 2.9636 | 2.9645 | 2.9661 | 2.9692 | 2.9724 | 2.9762 | 2.9806 | 2.9844 | 2.9873 | 2.9895 | 2.9909 | 2.9914 | 2.9906 | 2.989 | 2.9877 | 2.9871 | 2.9875 | 2.9877 | 2.9877
F2_Commercial_Grocery_New_Space Heating_Natural Gas_Furnace_E4 | F2 | Commercial | Grocery | New | Space Heating | Natural Gas | Furnace | E4 | TRC BC Ratio | 0.047719 | 0.047766 | 0.047823 | 0.047883 | 0.047943 | 0.047984 | 0.048056 | 0.048138 | 0.048204 | 0.048259 | 0.048306 | 0.048336 | 0.048343 | 0.048331 | 0.048304 | 0.048279 | 0.048245 | 0.048202 | 0.048167 | 0.048135 | 0.048101 | 0.048071 | 0.048046 | 0.048028 | 0.048015 | 0.048012 | 0.048018 | 0.048032 | 0.048043 | 0.048048 | 0.048044 | 0.048043 | 0.048043
F2_Commercial_Grocery_New_Space Heating_Natural Gas_Furnace_E5 | F2 | Commercial | Grocery | New | Space Heating | Natural Gas | Furnace | E5 | TRC BC Ratio | 0 | 0 | 0 | 0 | 0 | 0 | 0 | 0 | 0 | 0 | 0 | 0 | 0 | 0 | 0 | 0 | 0 | 0 | 0 | 0 | 0 | 0 | 0 | 0 | 0 | 0 | 0 | 0 | 0 | 0 | 0 | 0 | 0
F2_Commercial_Grocery_New_Space Heating_Natural Gas_Furnace_E6 | F2 | Commercial | Grocery | New | Space Heating | Natural Gas | Furnace | E6 | TRC BC Ratio | 0 | 0 | 0 | 0 | 0 | 0 | 0 | 0 | 0 | 0 | 0 | 0 | 0 | 0 | 0 | 0 | 0 | 0 | 0 | 0 | 0 | 0 | 0 | 0 | 0 | 0 | 0 | 0 | 0 | 0 | 0 | 0 | 0
F2_Commercial_Grocery_New_Space Heating_Natural Gas_Furnace_E7 | F2 | Commercial | Grocery | New | Space Heating | Natural Gas | Furnace | E7 | TRC BC Ratio | 0 | 0 | 0 | 0 | 0 | 0 | 0 | 0 | 0 | 0 | 0 | 0 | 0 | 0 | 0 | 0 | 0 | 0 | 0 | 0 | 0 | 0 | 0 | 0 | 0 | 0 | 0 | 0 | 0 | 0 | 0 | 0 | 0
F2_Commercial_Grocery_New_Space Heating_Natural Gas_Furnace_E8 | F2 | Commercial | Grocery | New | Space Heating | Natural Gas | Furnace | E8 | TRC BC Ratio | 0 | 0 | 0 | 0 | 0 | 0 | 0 | 0 | 0 | 0 | 0 | 0 | 0 | 0 | 0 | 0 | 0 | 0 | 0 | 0 | 0 | 0 | 0 | 0 | 0 | 0 | 0 | 0 | 0 | 0 | 0 | 0 | 0
F2_Commercial_Grocery_New_Space Heating_Natural Gas_Furnace_E9 | F2 | Commercial | Grocery | New | Space Heating | Natural Gas | Furnace | E9 | TRC BC Ratio | 0 | 0 | 0 | 0 | 0 | 0 | 0 | 0 | 0 | 0 | 0 | 0 | 0 | 0 | 0 | 0 | 0 | 0 | 0 | 0 | 0 | 0 | 0 | 0 | 0 | 0 | 0 | 0 | 0 | 0 | 0 | 0 | 0
F2_Commercial_Grocery_New_Space Heating_Natural Gas_Furnace_E10 | F2 | Commercial | Grocery | New | Space Heating | Natural Gas | Furnace | E10 | TRC BC Ratio | 0 | 0 | 0 | 0 | 0 | 0 | 0 | 0 | 0 | 0 | 0 | 0 | 0 | 0 | 0 | 0 | 0 | 0 | 0 | 0 | 0 | 0 | 0 | 0 | 0 | 0 | 0 | 0 | 0 | 0 | 0 | 0 | 0
F3_Commercial_Grocery_New_Space Heating_Natural Gas_Furnace_E1 | F3 | Commercial | Grocery | New | Space Heating | Natural Gas | Furnace | E1 | PACT BC Ratio | bar: 2019 to 2051
F3_Commercial_Grocery_New_Space Heating_Natural Gas_Furnace_E2 | F3 | Commercial | Grocery | New | Space Heating | Natural Gas | Furnace | E2 | PACT BC Ratio | 5.1646 | 5.1692 | 5.1742 | 5.1817 | 5.1924 | 5.2086 | 5.22 | 5.2288 | 5.2386 | 5.2476 | 5.2538 | 5.2577 | 5.2611 | 5.2642 | 5.2682 | 5.2699 | 5.2728 | 5.2782 | 5.2839 | 5.2906 | 5.2985 | 5.3052 | 5.3103 | 5.3143 | 5.3169 | 5.3176 | 5.3162 | 5.3134 | 5.3111 | 5.31 | 5.3108 | 5.3111 | 5.3111
F3_Commercial_Grocery_New_Space Heating_Natural Gas_Furnace_E3 | F3 | Commercial | Grocery | New | Space Heating | Natural Gas | Furnace | E3 | PACT BC Ratio | 3.8737 | 3.8771 | 3.8809 | 3.8865 | 3.8945 | 3.9067 | 3.9152 | 3.9219 | 3.9292 | 3.936 | 3.9406 | 3.9435 | 3.9461 | 3.9484 | 3.9514 | 3.9527 | 3.9548 | 3.9589 | 3.9632 | 3.9682 | 3.9742 | 3.9791 | 3.983 | 3.986 | 3.9879 | 3.9885 | 3.9874 | 3.9853 | 3.9836 | 3.9828 | 3.9834 | 3.9836 | 3.9836
F3_Commercial_Grocery_New_Space Heating_Natural Gas_Furnace_E4 | F3 | Commercial | Grocery | New | Space Heating | Natural Gas | Furnace | E4 | PACT BC Ratio | 0.063626 | 0.063688 | 0.063764 | 0.063843 | 0.063924 | 0.063978 | 0.064074 | 0.064184 | 0.064272 | 0.064345 | 0.064408 | 0.064448 | 0.064457 | 0.064442 | 0.064405 | 0.064372 | 0.064326 | 0.064269 | 0.064223 | 0.06418 | 0.064135 | 0.064095 | 0.064062 | 0.064037 | 0.064021 | 0.064016 | 0.064025 | 0.064043 | 0.064057 | 0.064064 | 0.064059 | 0.064057 | 0.064057
F3_Commercial_Grocery_New_Space Heating_Natural Gas_Furnace_E5 | F3 | Commercial | Grocery | New | Space Heating | Natural Gas | Furnace | E5 | PACT BC Ratio | 0 | 0 | 0 | 0 | 0 | 0 | 0 | 0 | 0 | 0 | 0 | 0 | 0 | 0 | 0 | 0 | 0 | 0 | 0 | 0 | 0 | 0 | 0 | 0 | 0 | 0 | 0 | 0 | 0 | 0 | 0 | 0 | 0
F3_Commercial_Grocery_New_Space Heating_Natural Gas_Furnace_E6 | F3 | Commercial | Grocery | New | Space Heating | Natural Gas | Furnace | E6 | PACT BC Ratio | 0 | 0 | 0 | 0 | 0 | 0 | 0 | 0 | 0 | 0 | 0 | 0 | 0 | 0 | 0 | 0 | 0 | 0 | 0 | 0 | 0 | 0 | 0 | 0 | 0 | 0 | 0 | 0 | 0 | 0 | 0 | 0 | 0
F3_Commercial_Grocery_New_Space Heating_Natural Gas_Furnace_E7 | F3 | Commercial | Grocery | New | Space Heating | Natural Gas | Furnace | E7 | PACT BC Ratio | 0 | 0 | 0 | 0 | 0 | 0 | 0 | 0 | 0 | 0 | 0 | 0 | 0 | 0 | 0 | 0 | 0 | 0 | 0 | 0 | 0 | 0 | 0 | 0 | 0 | 0 | 0 | 0 | 0 | 0 | 0 | 0 | 0
F3_Commercial_Grocery_New_Space Heating_Natural Gas_Furnace_E8 | F3 | Commercial | Grocery | New | Space Heating | Natural Gas | Furnace | E8 | PACT BC Ratio | 0 | 0 | 0 | 0 | 0 | 0 | 0 | 0 | 0 | 0 | 0 | 0 | 0 | 0 | 0 | 0 | 0 | 0 | 0 | 0 | 0 | 0 | 0 | 0 | 0 | 0 | 0 | 0 | 0 | 0 | 0 | 0 | 0
F3_Commercial_Grocery_New_Space Heating_Natural Gas_Furnace_E9 | F3 | Commercial | Grocery | New | Space Heating | Natural Gas | Furnace | E9 | PACT BC Ratio | 0 | 0 | 0 | 0 | 0 | 0 | 0 | 0 | 0 | 0 | 0 | 0 | 0 | 0 | 0 | 0 | 0 | 0 | 0 | 0 | 0 | 0 | 0 | 0 | 0 | 0 | 0 | 0 | 0 | 0 | 0 | 0 | 0
F3_Commercial_Grocery_New_Space Heating_Natural Gas_Furnace_E10 | F3 | Commercial | Grocery | New | Space Heating | Natural Gas | Furnace | E10 | PACT BC Ratio | 0 | 0 | 0 | 0 | 0 | 0 | 0 | 0 | 0 | 0 | 0 | 0 | 0 | 0 | 0 | 0 | 0 | 0 | 0 | 0 | 0 | 0 | 0 | 0 | 0 | 0 | 0 | 0 | 0 | 0 | 0 | 0 | 0
F4_Commercial_Grocery_New_Space Heating_Natural Gas_Furnace_E1 | F4 | Commercial | Grocery | New | Space Heating | Natural Gas | Furnace | E1 | RVT BC Ratio | bar: 2019 to 2051
F4_Commercial_Grocery_New_Space Heating_Natural Gas_Furnace_E2 | F4 | Commercial | Grocery | New | Space Heating | Natural Gas | Furnace | E2 | RVT BC Ratio | 6.2687 | 6.2737 | 6.2791 | 6.2872 | 6.2987 | 6.3162 | 6.3285 | 6.338 | 6.3485 | 6.3583 | 6.365 | 6.3691 | 6.3728 | 6.3762 | 6.3805 | 6.3823 | 6.3854 | 6.3913 | 6.3975 | 6.4047 | 6.4132 | 6.4203 | 6.4259 | 6.4302 | 6.433 | 6.4338 | 6.4323 | 6.4292 | 6.4268 | 6.4256 | 6.4265 | 6.4268 | 6.4268
F4_Commercial_Grocery_New_Space Heating_Natural Gas_Furnace_E3 | F4 | Commercial | Grocery | New | Space Heating | Natural Gas | Furnace | E3 | RVT BC Ratio | 4.8768 | 4.8805 | 4.8846 | 4.8907 | 4.8993 | 4.9124 | 4.9216 | 4.9288 | 4.9367 | 4.944 | 4.949 | 4.9521 | 4.9549 | 4.9574 | 4.9607 | 4.962 | 4.9643 | 4.9687 | 4.9734 | 4.9788 | 4.9852 | 4.9905 | 4.9947 | 4.9979 | 5 | 5.0006 | 4.9995 | 4.9972 | 4.9954 | 4.9945 | 4.9951 | 4.9954 | 4.9954
F4_Commercial_Grocery_New_Space Heating_Natural Gas_Furnace_E4 | F4 | Commercial | Grocery | New | Space Heating | Natural Gas | Furnace | E4 | RVT BC Ratio | 0.76861 | 0.76867 | 0.76875 | 0.76884 | 0.76893 | 0.76899 | 0.76909 | 0.76921 | 0.7693 | 0.76938 | 0.76945 | 0.76949 | 0.7695 | 0.76948 | 0.76945 | 0.76941 | 0.76936 | 0.7693 | 0.76925 | 0.7692 | 0.76915 | 0.76911 | 0.76908 | 0.76905 | 0.76903 | 0.76903 | 0.76904 | 0.76905 | 0.76907 | 0.76908 | 0.76907 | 0.76907 | 0.76907
F4_Commercial_Grocery_New_Space Heating_Natural Gas_Furnace_E5 | F4 | Commercial | Grocery | New | Space Heating | Natural Gas | Furnace | E5 | RVT BC Ratio | 0 | 0 | 0 | 0 | 0 | 0 | 0 | 0 | 0 | 0 | 0 | 0 | 0 | 0 | 0 | 0 | 0 | 0 | 0 | 0 | 0 | 0 | 0 | 0 | 0 | 0 | 0 | 0 | 0 | 0 | 0 | 0 | 0
F4_Commercial_Grocery_New_Space Heating_Natural Gas_Furnace_E6 | F4 | Commercial | Grocery | New | Space Heating | Natural Gas | Furnace | E6 | RVT BC Ratio | 0 | 0 | 0 | 0 | 0 | 0 | 0 | 0 | 0 | 0 | 0 | 0 | 0 | 0 | 0 | 0 | 0 | 0 | 0 | 0 | 0 | 0 | 0 | 0 | 0 | 0 | 0 | 0 | 0 | 0 | 0 | 0 | 0
F4_Commercial_Grocery_New_Space Heating_Natural Gas_Furnace_E7 | F4 | Commercial | Grocery | New | Space Heating | Natural Gas | Furnace | E7 | RVT BC Ratio | 0 | 0 | 0 | 0 | 0 | 0 | 0 | 0 | 0 | 0 | 0 | 0 | 0 | 0 | 0 | 0 | 0 | 0 | 0 | 0 | 0 | 0 | 0 | 0 | 0 | 0 | 0 | 0 | 0 | 0 | 0 | 0 | 0
F4_Commercial_Grocery_New_Space Heating_Natural Gas_Furnace_E8 | F4 | Commercial | Grocery | New | Space Heating | Natural Gas | Furnace | E8 | RVT BC Ratio | 0 | 0 | 0 | 0 | 0 | 0 | 0 | 0 | 0 | 0 | 0 | 0 | 0 | 0 | 0 | 0 | 0 | 0 | 0 | 0 | 0 | 0 | 0 | 0 | 0 | 0 | 0 | 0 | 0 | 0 | 0 | 0 | 0
F4_Commercial_Grocery_New_Space Heating_Natural Gas_Furnace_E9 | F4 | Commercial | Grocery | New | Space Heating | Natural Gas | Furnace | E9 | RVT BC Ratio | 0 | 0 | 0 | 0 | 0 | 0 | 0 | 0 | 0 | 0 | 0 | 0 | 0 | 0 | 0 | 0 | 0 | 0 | 0 | 0 | 0 | 0 | 0 | 0 | 0 | 0 | 0 | 0 | 0 | 0 | 0 | 0 | 0
F4_Commercial_Grocery_New_Space Heating_Natural Gas_Furnace_E10 | F4 | Commercial | Grocery | New | Space Heating | Natural Gas | Furnace | E10 | RVT BC Ratio | 0 | 0 | 0 | 0 | 0 | 0 | 0 | 0 | 0 | 0 | 0 | 0 | 0 | 0 | 0 | 0 | 0 | 0 | 0 | 0 | 0 | 0 | 0 | 0 | 0 | 0 | 0 | 0 | 0 | 0 | 0 | 0 | 0
F5_Commercial_Grocery_New_Space Heating_Natural Gas_Furnace_E1 | F5 | Commercial | Grocery | New | Space Heating | Natural Gas | Furnace | E1 | RIM BC Ratio | bar: 2019 to 2051
F5_Commercial_Grocery_New_Space Heating_Natural Gas_Furnace_E2 | F5 | Commercial | Grocery | New | Space Heating | Natural Gas | Furnace | E2 | RIM BC Ratio | 0.71855 | 0.71864 | 0.71874 | 0.71888 | 0.71909 | 0.7194 | 0.71961 | 0.71978 | 0.71996 | 0.72014 | 0.72025 | 0.72032 | 0.72039 | 0.72045 | 0.72052 | 0.72055 | 0.72061 | 0.72071 | 0.72082 | 0.72094 | 0.72109 | 0.72121 | 0.7213 | 0.72138 | 0.72142 | 0.72144 | 0.72141 | 0.72136 | 0.72132 | 0.7213 | 0.72131 | 0.72132 | 0.72132
F5_Commercial_Grocery_New_Space Heating_Natural Gas_Furnace_E3 | F5 | Commercial | Grocery | New | Space Heating | Natural Gas | Furnace | E3 | RIM BC Ratio | 0.68671 | 0.68682 | 0.68694 | 0.68711 | 0.68736 | 0.68774 | 0.68801 | 0.68821 | 0.68843 | 0.68864 | 0.68879 | 0.68887 | 0.68895 | 0.68902 | 0.68911 | 0.68915 | 0.68922 | 0.68934 | 0.68947 | 0.68962 | 0.6898 | 0.68995 | 0.69007 | 0.69016 | 0.69022 | 0.69023 | 0.6902 | 0.69014 | 0.69009 | 0.69006 | 0.69008 | 0.69009 | 0.69009
F5_Commercial_Grocery_New_Space Heating_Natural Gas_Furnace_E4 | F5 | Commercial | Grocery | New | Space Heating | Natural Gas | Furnace | E4 | RIM BC Ratio | 0.059119 | 0.059173 | 0.059238 | 0.059307 | 0.059377 | 0.059424 | 0.059506 | 0.059601 | 0.059677 | 0.059739 | 0.059794 | 0.059829 | 0.059836 | 0.059823 | 0.059791 | 0.059763 | 0.059723 | 0.059675 | 0.059634 | 0.059598 | 0.059559 | 0.059524 | 0.059496 | 0.059474 | 0.05946 | 0.059456 | 0.059463 | 0.059479 | 0.059491 | 0.059497 | 0.059493 | 0.059491 | 0.059491
F5_Commercial_Grocery_New_Space Heating_Natural Gas_Furnace_E5 | F5 | Commercial | Grocery | New | Space Heating | Natural Gas | Furnace | E5 | RIM BC Ratio | 0 | 0 | 0 | 0 | 0 | 0 | 0 | 0 | 0 | 0 | 0 | 0 | 0 | 0 | 0 | 0 | 0 | 0 | 0 | 0 | 0 | 0 | 0 | 0 | 0 | 0 | 0 | 0 | 0 | 0 | 0 | 0 | 0
F5_Commercial_Grocery_New_Space Heating_Natural Gas_Furnace_E6 | F5 | Commercial | Grocery | New | Space Heating | Natural Gas | Furnace | E6 | RIM BC Ratio | 0 | 0 | 0 | 0 | 0 | 0 | 0 | 0 | 0 | 0 | 0 | 0 | 0 | 0 | 0 | 0 | 0 | 0 | 0 | 0 | 0 | 0 | 0 | 0 | 0 | 0 | 0 | 0 | 0 | 0 | 0 | 0 | 0
F5_Commercial_Grocery_New_Space Heating_Natural Gas_Furnace_E7 | F5 | Commercial | Grocery | New | Space Heating | Natural Gas | Furnace | E7 | RIM BC Ratio | 0 | 0 | 0 | 0 | 0 | 0 | 0 | 0 | 0 | 0 | 0 | 0 | 0 | 0 | 0 | 0 | 0 | 0 | 0 | 0 | 0 | 0 | 0 | 0 | 0 | 0 | 0 | 0 | 0 | 0 | 0 | 0 | 0
F5_Commercial_Grocery_New_Space Heating_Natural Gas_Furnace_E8 | F5 | Commercial | Grocery | New | Space Heating | Natural Gas | Furnace | E8 | RIM BC Ratio | 0 | 0 | 0 | 0 | 0 | 0 | 0 | 0 | 0 | 0 | 0 | 0 | 0 | 0 | 0 | 0 | 0 | 0 | 0 | 0 | 0 | 0 | 0 | 0 | 0 | 0 | 0 | 0 | 0 | 0 | 0 | 0 | 0
F5_Commercial_Grocery_New_Space Heating_Natural Gas_Furnace_E9 | F5 | Commercial | Grocery | New | Space Heating | Natural Gas | Furnace | E9 | RIM BC Ratio | 0 | 0 | 0 | 0 | 0 | 0 | 0 | 0 | 0 | 0 | 0 | 0 | 0 | 0 | 0 | 0 | 0 | 0 | 0 | 0 | 0 | 0 | 0 | 0 | 0 | 0 | 0 | 0 | 0 | 0 | 0 | 0 | 0
F5_Commercial_Grocery_New_Space Heating_Natural Gas_Furnace_E10 | F5 | Commercial | Grocery | New | Space Heating | Natural Gas | Furnace | E10 | RIM BC Ratio | 0 | 0 | 0 | 0 | 0 | 0 | 0 | 0 | 0 | 0 | 0 | 0 | 0 | 0 | 0 | 0 | 0 | 0 | 0 | 0 | 0 | 0 | 0 | 0 | 0 | 0 | 0 | 0 | 0 | 0 | 0 | 0 | 0
F0_Commercial_Grocery_New_Space Heating_Natural Gas_Boiler_E0 | F0 | Commercial | Grocery | New | Space Heating | Natural Gas | Boiler | E0 | Economic Unit | AFUE 97% | AFUE 97% | AFUE 97% | AFUE 97% | AFUE 97% | AFUE 97% | AFUE 97% | AFUE 97% | AFUE 97% | AFUE 97% | AFUE 97% | AFUE 97% | AFUE 97% | AFUE 97% | AFUE 97% | AFUE 97% | AFUE 97% | AFUE 97% | AFUE 97% | AFUE 97% | AFUE 97% | AFUE 97% | AFUE 97% | AFUE 97% | AFUE 97% | AFUE 97% | AFUE 97% | AFUE 97% | AFUE 97% | AFUE 97% | AFUE 97% | AFUE 97% | AFUE 97%
F1_Commercial_Grocery_New_Space Heating_Natural Gas_Boiler_E1 | F1 | Commercial | Grocery | New | Space Heating | Natural Gas | Boiler | E1 | CCE | 0 | 0 | 0 | 0 | 0 | 0 | 0 | 0 | 0 | 0 | 0 | 0 | 0 | 0 | 0 | 0 | 0 | 0 | 0 | 0 | 0 | 0 | 0 | 0 | 0 | 0 | 0 | 0 | 0 | 0 | 0 | 0 | 0
F1_Commercial_Grocery_New_Space Heating_Natural Gas_Boiler_E2 | F1 | Commercial | Grocery | New | Space Heating | Natural Gas | Boiler | E2 | CCE | 0.68102 | 0.68102 | 0.68465 | 0.68831 | 0.69201 | 0.69575 | 0.69954 | 0.70336 | 0.70723 | 0.71113 | 0.71509 | 0.71909 | 0.72313 | 0.72721 | 0.73135 | 0.73553 | 0.73975 | 0.74402 | 0.74836 | 0.75273 | 0.75716 | 0.76163 | 0.76617 | 0.77075 | 0.7754 | 0.78008 | 0.78485 | 0.78966 | 0.79453 | 0.79946 | 0.80446 | 0.80952 | 0.80952
F1_Commercial_Grocery_New_Space Heating_Natural Gas_Boiler_E3 | F1 | Commercial | Grocery | New | Space Heating | Natural Gas | Boiler | E3 | CCE | 0.68764 | 0.68764 | 0.69131 | 0.69501 | 0.69874 | 0.70252 | 0.70634 | 0.7102 | 0.71411 | 0.71805 | 0.72204 | 0.72608 | 0.73016 | 0.73428 | 0.73846 | 0.74268 | 0.74695 | 0.75126 | 0.75563 | 0.76005 | 0.76452 | 0.76904 | 0.77362 | 0.77825 | 0.78294 | 0.78767 | 0.79248 | 0.79734 | 0.80226 | 0.80723 | 0.81228 | 0.81739 | 0.81739
F1_Commercial_Grocery_New_Space Heating_Natural Gas_Boiler_E4 | F1 | Commercial | Grocery | New | Space Heating | Natural Gas | Boiler | E4 | CCE | 3.492 | 3.492 | 3.5106 | 3.5293 | 3.5483 | 3.5675 | 3.5869 | 3.6065 | 3.6263 | 3.6464 | 3.6666 | 3.6871 | 3.7078 | 3.7288 | 3.75 | 3.7714 | 3.7931 | 3.815 | 3.8372 | 3.8597 | 3.8824 | 3.9053 | 3.9286 | 3.9521 | 3.9759 | 3.9999 | 4.0243 | 4.049 | 4.074 | 4.0992 | 4.1249 | 4.1508 | 4.1508
F1_Commercial_Grocery_New_Space Heating_Natural Gas_Boiler_E5 | F1 | Commercial | Grocery | New | Space Heating | Natural Gas | Boiler | E5 | CCE | 0 | 0 | 0 | 0 | 0 | 0 | 0 | 0 | 0 | 0 | 0 | 0 | 0 | 0 | 0 | 0 | 0 | 0 | 0 | 0 | 0 | 0 | 0 | 0 | 0 | 0 | 0 | 0 | 0 | 0 | 0 | 0 | 0
F1_Commercial_Grocery_New_Space Heating_Natural Gas_Boiler_E6 | F1 | Commercial | Grocery | New | Space Heating | Natural Gas | Boiler | E6 | CCE | 0 | 0 | 0 | 0 | 0 | 0 | 0 | 0 | 0 | 0 | 0 | 0 | 0 | 0 | 0 | 0 | 0 | 0 | 0 | 0 | 0 | 0 | 0 | 0 | 0 | 0 | 0 | 0 | 0 | 0 | 0 | 0 | 0
F1_Commercial_Grocery_New_Space Heating_Natural Gas_Boiler_E7 | F1 | Commercial | Grocery | New | Space Heating | Natural Gas | Boiler | E7 | CCE | 0 | 0 | 0 | 0 | 0 | 0 | 0 | 0 | 0 | 0 | 0 | 0 | 0 | 0 | 0 | 0 | 0 | 0 | 0 | 0 | 0 | 0 | 0 | 0 | 0 | 0 | 0 | 0 | 0 | 0 | 0 | 0 | 0
F1_Commercial_Grocery_New_Space Heating_Natural Gas_Boiler_E8 | F1 | Commercial | Grocery | New | Space Heating | Natural Gas | Boiler | E8 | CCE | 0 | 0 | 0 | 0 | 0 | 0 | 0 | 0 | 0 | 0 | 0 | 0 | 0 | 0 | 0 | 0 | 0 | 0 | 0 | 0 | 0 | 0 | 0 | 0 | 0 | 0 | 0 | 0 | 0 | 0 | 0 | 0 | 0
F1_Commercial_Grocery_New_Space Heating_Natural Gas_Boiler_E9 | F1 | Commercial | Grocery | New | Space Heating | Natural Gas | Boiler | E9 | CCE | 0 | 0 | 0 | 0 | 0 | 0 | 0 | 0 | 0 | 0 | 0 | 0 | 0 | 0 | 0 | 0 | 0 | 0 | 0 | 0 | 0 | 0 | 0 | 0 | 0 | 0 | 0 | 0 | 0 | 0 | 0 | 0 | 0
F1_Commercial_Grocery_New_Space Heating_Natural Gas_Boiler_E10 | F1 | Commercial | Grocery | New | Space Heating | Natural Gas | Boiler | E10 | CCE | 0 | 0 | 0 | 0 | 0 | 0 | 0 | 0 | 0 | 0 | 0 | 0 | 0 | 0 | 0 | 0 | 0 | 0 | 0 | 0 | 0 | 0 | 0 | 0 | 0 | 0 | 0 | 0 | 0 | 0 | 0 | 0 | 0
F2_Commercial_Grocery_New_Space Heating_Natural Gas_Boiler_E1 | F2 | Commercial | Grocery | New | Space Heating | Natural Gas | Boiler | E1 | TRC BC Ratio | bar: 2019 to 2051
F2_Commercial_Grocery_New_Space Heating_Natural Gas_Boiler_E2 | F2 | Commercial | Grocery | New | Space Heating | Natural Gas | Boiler | E2 | TRC BC Ratio | 2.6402 | 2.6427 | 2.6455 | 2.6495 | 2.6549 | 2.6631 | 2.6687 | 2.6731 | 2.6778 | 2.6821 | 2.685 | 2.6868 | 2.6885 | 2.69 | 2.692 | 2.6928 | 2.6942 | 2.6968 | 2.6996 | 2.7029 | 2.7067 | 2.71 | 2.7125 | 2.7144 | 2.7157 | 2.716 | 2.7154 | 2.714 | 2.7129 | 2.7123 | 2.7127 | 2.7129 | 2.7129
F2_Commercial_Grocery_New_Space Heating_Natural Gas_Boiler_E3 | F2 | Commercial | Grocery | New | Space Heating | Natural Gas | Boiler | E3 | TRC BC Ratio | 2.6148 | 2.6173 | 2.62 | 2.624 | 2.6294 | 2.6374 | 2.643 | 2.6473 | 2.652 | 2.6562 | 2.6591 | 2.6609 | 2.6626 | 2.6641 | 2.6661 | 2.6669 | 2.6682 | 2.6709 | 2.6736 | 2.6769 | 2.6807 | 2.6839 | 2.6864 | 2.6883 | 2.6895 | 2.6899 | 2.6892 | 2.6878 | 2.6867 | 2.6862 | 2.6866 | 2.6867 | 2.6867
F2_Commercial_Grocery_New_Space Heating_Natural Gas_Boiler_E4 | F2 | Commercial | Grocery | New | Space Heating | Natural Gas | Boiler | E4 | TRC BC Ratio | 0.52403 | 0.5246 | 0.52525 | 0.52604 | 0.52699 | 0.52815 | 0.52911 | 0.52993 | 0.53069 | 0.53133 | 0.5318 | 0.5321 | 0.53232 | 0.53246 | 0.53259 | 0.53259 | 0.53263 | 0.53279 | 0.53299 | 0.53325 | 0.53357 | 0.53383 | 0.53404 | 0.53419 | 0.53429 | 0.53432 | 0.53427 | 0.53416 | 0.53407 | 0.53403 | 0.53406 | 0.53407 | 0.53407
F2_Commercial_Grocery_New_Space Heating_Natural Gas_Boiler_E5 | F2 | Commercial | Grocery | New | Space Heating | Natural Gas | Boiler | E5 | TRC BC Ratio | 0 | 0 | 0 | 0 | 0 | 0 | 0 | 0 | 0 | 0 | 0 | 0 | 0 | 0 | 0 | 0 | 0 | 0 | 0 | 0 | 0 | 0 | 0 | 0 | 0 | 0 | 0 | 0 | 0 | 0 | 0 | 0 | 0
F2_Commercial_Grocery_New_Space Heating_Natural Gas_Boiler_E6 | F2 | Commercial | Grocery | New | Space Heating | Natural Gas | Boiler | E6 | TRC BC Ratio | 0 | 0 | 0 | 0 | 0 | 0 | 0 | 0 | 0 | 0 | 0 | 0 | 0 | 0 | 0 | 0 | 0 | 0 | 0 | 0 | 0 | 0 | 0 | 0 | 0 | 0 | 0 | 0 | 0 | 0 | 0 | 0 | 0
F2_Commercial_Grocery_New_Space Heating_Natural Gas_Boiler_E7 | F2 | Commercial | Grocery | New | Space Heating | Natural Gas | Boiler | E7 | TRC BC Ratio | 0 | 0 | 0 | 0 | 0 | 0 | 0 | 0 | 0 | 0 | 0 | 0 | 0 | 0 | 0 | 0 | 0 | 0 | 0 | 0 | 0 | 0 | 0 | 0 | 0 | 0 | 0 | 0 | 0 | 0 | 0 | 0 | 0
F2_Commercial_Grocery_New_Space Heating_Natural Gas_Boiler_E8 | F2 | Commercial | Grocery | New | Space Heating | Natural Gas | Boiler | E8 | TRC BC Ratio | 0 | 0 | 0 | 0 | 0 | 0 | 0 | 0 | 0 | 0 | 0 | 0 | 0 | 0 | 0 | 0 | 0 | 0 | 0 | 0 | 0 | 0 | 0 | 0 | 0 | 0 | 0 | 0 | 0 | 0 | 0 | 0 | 0
F2_Commercial_Grocery_New_Space Heating_Natural Gas_Boiler_E9 | F2 | Commercial | Grocery | New | Space Heating | Natural Gas | Boiler | E9 | TRC BC Ratio | 0 | 0 | 0 | 0 | 0 | 0 | 0 | 0 | 0 | 0 | 0 | 0 | 0 | 0 | 0 | 0 | 0 | 0 | 0 | 0 | 0 | 0 | 0 | 0 | 0 | 0 | 0 | 0 | 0 | 0 | 0 | 0 | 0
F2_Commercial_Grocery_New_Space Heating_Natural Gas_Boiler_E10 | F2 | Commercial | Grocery | New | Space Heating | Natural Gas | Boiler | E10 | TRC BC Ratio | 0 | 0 | 0 | 0 | 0 | 0 | 0 | 0 | 0 | 0 | 0 | 0 | 0 | 0 | 0 | 0 | 0 | 0 | 0 | 0 | 0 | 0 | 0 | 0 | 0 | 0 | 0 | 0 | 0 | 0 | 0 | 0 | 0
F3_Commercial_Grocery_New_Space Heating_Natural Gas_Boiler_E1 | F3 | Commercial | Grocery | New | Space Heating | Natural Gas | Boiler | E1 | PACT BC Ratio | bar: 2019 to 2051
F3_Commercial_Grocery_New_Space Heating_Natural Gas_Boiler_E2 | F3 | Commercial | Grocery | New | Space Heating | Natural Gas | Boiler | E2 | PACT BC Ratio | 3.5203 | 3.5237 | 3.5274 | 3.5326 | 3.5399 | 3.5507 | 3.5583 | 3.5641 | 3.5704 | 3.5761 | 3.58 | 3.5824 | 3.5847 | 3.5867 | 3.5893 | 3.5904 | 3.5923 | 3.5958 | 3.5995 | 3.6039 | 3.609 | 3.6133 | 3.6167 | 3.6192 | 3.6209 | 3.6214 | 3.6205 | 3.6186 | 3.6172 | 3.6165 | 3.617 | 3.6172 | 3.6172
F3_Commercial_Grocery_New_Space Heating_Natural Gas_Boiler_E3 | F3 | Commercial | Grocery | New | Space Heating | Natural Gas | Boiler | E3 | PACT BC Ratio | 3.4864 | 3.4897 | 3.4934 | 3.4986 | 3.5058 | 3.5165 | 3.524 | 3.5298 | 3.536 | 3.5417 | 3.5455 | 3.5479 | 3.5501 | 3.5521 | 3.5548 | 3.5558 | 3.5577 | 3.5612 | 3.5648 | 3.5691 | 3.5742 | 3.5785 | 3.5818 | 3.5843 | 3.586 | 3.5865 | 3.5856 | 3.5838 | 3.5823 | 3.5816 | 3.5821 | 3.5823 | 3.5823
F3_Commercial_Grocery_New_Space Heating_Natural Gas_Boiler_E4 | F3 | Commercial | Grocery | New | Space Heating | Natural Gas | Boiler | E4 | PACT BC Ratio | 0.6987 | 0.69946 | 0.70033 | 0.70139 | 0.70265 | 0.7042 | 0.70548 | 0.70657 | 0.70758 | 0.70845 | 0.70907 | 0.70947 | 0.70975 | 0.70994 | 0.71012 | 0.71013 | 0.71018 | 0.71038 | 0.71065 | 0.711 | 0.71143 | 0.71178 | 0.71205 | 0.71225 | 0.71239 | 0.71243 | 0.71236 | 0.71221 | 0.71209 | 0.71203 | 0.71208 | 0.71209 | 0.71209
F3_Commercial_Grocery_New_Space Heating_Natural Gas_Boiler_E5 | F3 | Commercial | Grocery | New | Space Heating | Natural Gas | Boiler | E5 | PACT BC Ratio | 0 | 0 | 0 | 0 | 0 | 0 | 0 | 0 | 0 | 0 | 0 | 0 | 0 | 0 | 0 | 0 | 0 | 0 | 0 | 0 | 0 | 0 | 0 | 0 | 0 | 0 | 0 | 0 | 0 | 0 | 0 | 0 | 0
F3_Commercial_Grocery_New_Space Heating_Natural Gas_Boiler_E6 | F3 | Commercial | Grocery | New | Space Heating | Natural Gas | Boiler | E6 | PACT BC Ratio | 0 | 0 | 0 | 0 | 0 | 0 | 0 | 0 | 0 | 0 | 0 | 0 | 0 | 0 | 0 | 0 | 0 | 0 | 0 | 0 | 0 | 0 | 0 | 0 | 0 | 0 | 0 | 0 | 0 | 0 | 0 | 0 | 0
F3_Commercial_Grocery_New_Space Heating_Natural Gas_Boiler_E7 | F3 | Commercial | Grocery | New | Space Heating | Natural Gas | Boiler | E7 | PACT BC Ratio | 0 | 0 | 0 | 0 | 0 | 0 | 0 | 0 | 0 | 0 | 0 | 0 | 0 | 0 | 0 | 0 | 0 | 0 | 0 | 0 | 0 | 0 | 0 | 0 | 0 | 0 | 0 | 0 | 0 | 0 | 0 | 0 | 0
F3_Commercial_Grocery_New_Space Heating_Natural Gas_Boiler_E8 | F3 | Commercial | Grocery | New | Space Heating | Natural Gas | Boiler | E8 | PACT BC Ratio | 0 | 0 | 0 | 0 | 0 | 0 | 0 | 0 | 0 | 0 | 0 | 0 | 0 | 0 | 0 | 0 | 0 | 0 | 0 | 0 | 0 | 0 | 0 | 0 | 0 | 0 | 0 | 0 | 0 | 0 | 0 | 0 | 0
F3_Commercial_Grocery_New_Space Heating_Natural Gas_Boiler_E9 | F3 | Commercial | Grocery | New | Space Heating | Natural Gas | Boiler | E9 | PACT BC Ratio | 0 | 0 | 0 | 0 | 0 | 0 | 0 | 0 | 0 | 0 | 0 | 0 | 0 | 0 | 0 | 0 | 0 | 0 | 0 | 0 | 0 | 0 | 0 | 0 | 0 | 0 | 0 | 0 | 0 | 0 | 0 | 0 | 0
F3_Commercial_Grocery_New_Space Heating_Natural Gas_Boiler_E10 | F3 | Commercial | Grocery | New | Space Heating | Natural Gas | Boiler | E10 | PACT BC Ratio | 0 | 0 | 0 | 0 | 0 | 0 | 0 | 0 | 0 | 0 | 0 | 0 | 0 | 0 | 0 | 0 | 0 | 0 | 0 | 0 | 0 | 0 | 0 | 0 | 0 | 0 | 0 | 0 | 0 | 0 | 0 | 0 | 0
F4_Commercial_Grocery_New_Space Heating_Natural Gas_Boiler_E1 | F4 | Commercial | Grocery | New | Space Heating | Natural Gas | Boiler | E1 | RVT BC Ratio | bar: 2019 to 2051
F4_Commercial_Grocery_New_Space Heating_Natural Gas_Boiler_E2 | F4 | Commercial | Grocery | New | Space Heating | Natural Gas | Boiler | E2 | RVT BC Ratio | 4.4958 | 4.4994 | 4.5034 | 4.5091 | 4.5169 | 4.5286 | 4.5368 | 4.543 | 4.5498 | 4.556 | 4.5602 | 4.5628 | 4.5652 | 4.5674 | 4.5702 | 4.5714 | 4.5734 | 4.5772 | 4.5812 | 4.5859 | 4.5914 | 4.5961 | 4.5997 | 4.6024 | 4.6043 | 4.6048 | 4.6038 | 4.6018 | 4.6002 | 4.5995 | 4.6 | 4.6002 | 4.6002
F4_Commercial_Grocery_New_Space Heating_Natural Gas_Boiler_E3 | F4 | Commercial | Grocery | New | Space Heating | Natural Gas | Boiler | E3 | RVT BC Ratio | 4.4592 | 4.4628 | 4.4668 | 4.4724 | 4.4802 | 4.4917 | 4.4998 | 4.506 | 4.5127 | 4.5188 | 4.523 | 4.5256 | 4.528 | 4.5301 | 4.5329 | 4.5341 | 4.5361 | 4.5398 | 4.5438 | 4.5485 | 4.5539 | 4.5585 | 4.5621 | 4.5648 | 4.5667 | 4.5672 | 4.5662 | 4.5642 | 4.5627 | 4.5619 | 4.5625 | 4.5627 | 4.5627
F4_Commercial_Grocery_New_Space Heating_Natural Gas_Boiler_E4 | F4 | Commercial | Grocery | New | Space Heating | Natural Gas | Boiler | E4 | RVT BC Ratio | 1.4534 | 1.4542 | 1.4551 | 1.4563 | 1.4576 | 1.4593 | 1.4607 | 1.4619 | 1.463 | 1.4639 | 1.4646 | 1.465 | 1.4653 | 1.4655 | 1.4657 | 1.4657 | 1.4658 | 1.466 | 1.4663 | 1.4666 | 1.4671 | 1.4675 | 1.4678 | 1.468 | 1.4681 | 1.4682 | 1.4681 | 1.4679 | 1.4678 | 1.4678 | 1.4678 | 1.4678 | 1.4678
F4_Commercial_Grocery_New_Space Heating_Natural Gas_Boiler_E5 | F4 | Commercial | Grocery | New | Space Heating | Natural Gas | Boiler | E5 | RVT BC Ratio | 0 | 0 | 0 | 0 | 0 | 0 | 0 | 0 | 0 | 0 | 0 | 0 | 0 | 0 | 0 | 0 | 0 | 0 | 0 | 0 | 0 | 0 | 0 | 0 | 0 | 0 | 0 | 0 | 0 | 0 | 0 | 0 | 0
F4_Commercial_Grocery_New_Space Heating_Natural Gas_Boiler_E6 | F4 | Commercial | Grocery | New | Space Heating | Natural Gas | Boiler | E6 | RVT BC Ratio | 0 | 0 | 0 | 0 | 0 | 0 | 0 | 0 | 0 | 0 | 0 | 0 | 0 | 0 | 0 | 0 | 0 | 0 | 0 | 0 | 0 | 0 | 0 | 0 | 0 | 0 | 0 | 0 | 0 | 0 | 0 | 0 | 0
F4_Commercial_Grocery_New_Space Heating_Natural Gas_Boiler_E7 | F4 | Commercial | Grocery | New | Space Heating | Natural Gas | Boiler | E7 | RVT BC Ratio | 0 | 0 | 0 | 0 | 0 | 0 | 0 | 0 | 0 | 0 | 0 | 0 | 0 | 0 | 0 | 0 | 0 | 0 | 0 | 0 | 0 | 0 | 0 | 0 | 0 | 0 | 0 | 0 | 0 | 0 | 0 | 0 | 0
F4_Commercial_Grocery_New_Space Heating_Natural Gas_Boiler_E8 | F4 | Commercial | Grocery | New | Space Heating | Natural Gas | Boiler | E8 | RVT BC Ratio | 0 | 0 | 0 | 0 | 0 | 0 | 0 | 0 | 0 | 0 | 0 | 0 | 0 | 0 | 0 | 0 | 0 | 0 | 0 | 0 | 0 | 0 | 0 | 0 | 0 | 0 | 0 | 0 | 0 | 0 | 0 | 0 | 0
F4_Commercial_Grocery_New_Space Heating_Natural Gas_Boiler_E9 | F4 | Commercial | Grocery | New | Space Heating | Natural Gas | Boiler | E9 | RVT BC Ratio | 0 | 0 | 0 | 0 | 0 | 0 | 0 | 0 | 0 | 0 | 0 | 0 | 0 | 0 | 0 | 0 | 0 | 0 | 0 | 0 | 0 | 0 | 0 | 0 | 0 | 0 | 0 | 0 | 0 | 0 | 0 | 0 | 0
F4_Commercial_Grocery_New_Space Heating_Natural Gas_Boiler_E10 | F4 | Commercial | Grocery | New | Space Heating | Natural Gas | Boiler | E10 | RVT BC Ratio | 0 | 0 | 0 | 0 | 0 | 0 | 0 | 0 | 0 | 0 | 0 | 0 | 0 | 0 | 0 | 0 | 0 | 0 | 0 | 0 | 0 | 0 | 0 | 0 | 0 | 0 | 0 | 0 | 0 | 0 | 0 | 0 | 0
F5_Commercial_Grocery_New_Space Heating_Natural Gas_Boiler_E1 | F5 | Commercial | Grocery | New | Space Heating | Natural Gas | Boiler | E1 | RIM BC Ratio | bar: 2019 to 2051
F5_Commercial_Grocery_New_Space Heating_Natural Gas_Boiler_E2 | F5 | Commercial | Grocery | New | Space Heating | Natural Gas | Boiler | E2 | RIM BC Ratio | 0.6747 | 0.67483 | 0.67496 | 0.67516 | 0.67542 | 0.67581 | 0.67609 | 0.6763 | 0.67652 | 0.67673 | 0.67687 | 0.67695 | 0.67703 | 0.67711 | 0.6772 | 0.67724 | 0.6773 | 0.67743 | 0.67756 | 0.67772 | 0.6779 | 0.67805 | 0.67817 | 0.67826 | 0.67832 | 0.67833 | 0.6783 | 0.67824 | 0.67818 | 0.67816 | 0.67818 | 0.67818 | 0.67818
F5_Commercial_Grocery_New_Space Heating_Natural Gas_Boiler_E3 | F5 | Commercial | Grocery | New | Space Heating | Natural Gas | Boiler | E3 | RIM BC Ratio | 0.67345 | 0.67357 | 0.67371 | 0.6739 | 0.67417 | 0.67457 | 0.67484 | 0.67505 | 0.67528 | 0.67548 | 0.67563 | 0.67571 | 0.67579 | 0.67587 | 0.67596 | 0.676 | 0.67606 | 0.67619 | 0.67632 | 0.67648 | 0.67666 | 0.67681 | 0.67693 | 0.67702 | 0.67708 | 0.6771 | 0.67707 | 0.677 | 0.67695 | 0.67693 | 0.67694 | 0.67695 | 0.67695
F5_Commercial_Grocery_New_Space Heating_Natural Gas_Boiler_E4 | F5 | Commercial | Grocery | New | Space Heating | Natural Gas | Boiler | E4 | RIM BC Ratio | 0.38033 | 0.38056 | 0.38081 | 0.38112 | 0.3815 | 0.38195 | 0.38233 | 0.38265 | 0.38295 | 0.3832 | 0.38338 | 0.3835 | 0.38358 | 0.38364 | 0.38369 | 0.38369 | 0.38371 | 0.38377 | 0.38384 | 0.38394 | 0.38407 | 0.38417 | 0.38425 | 0.38431 | 0.38435 | 0.38436 | 0.38434 | 0.3843 | 0.38426 | 0.38425 | 0.38426 | 0.38426 | 0.38426
F5_Commercial_Grocery_New_Space Heating_Natural Gas_Boiler_E5 | F5 | Commercial | Grocery | New | Space Heating | Natural Gas | Boiler | E5 | RIM BC Ratio | 0 | 0 | 0 | 0 | 0 | 0 | 0 | 0 | 0 | 0 | 0 | 0 | 0 | 0 | 0 | 0 | 0 | 0 | 0 | 0 | 0 | 0 | 0 | 0 | 0 | 0 | 0 | 0 | 0 | 0 | 0 | 0 | 0
F5_Commercial_Grocery_New_Space Heating_Natural Gas_Boiler_E6 | F5 | Commercial | Grocery | New | Space Heating | Natural Gas | Boiler | E6 | RIM BC Ratio | 0 | 0 | 0 | 0 | 0 | 0 | 0 | 0 | 0 | 0 | 0 | 0 | 0 | 0 | 0 | 0 | 0 | 0 | 0 | 0 | 0 | 0 | 0 | 0 | 0 | 0 | 0 | 0 | 0 | 0 | 0 | 0 | 0
F5_Commercial_Grocery_New_Space Heating_Natural Gas_Boiler_E7 | F5 | Commercial | Grocery | New | Space Heating | Natural Gas | Boiler | E7 | RIM BC Ratio | 0 | 0 | 0 | 0 | 0 | 0 | 0 | 0 | 0 | 0 | 0 | 0 | 0 | 0 | 0 | 0 | 0 | 0 | 0 | 0 | 0 | 0 | 0 | 0 | 0 | 0 | 0 | 0 | 0 | 0 | 0 | 0 | 0
F5_Commercial_Grocery_New_Space Heating_Natural Gas_Boiler_E8 | F5 | Commercial | Grocery | New | Space Heating | Natural Gas | Boiler | E8 | RIM BC Ratio | 0 | 0 | 0 | 0 | 0 | 0 | 0 | 0 | 0 | 0 | 0 | 0 | 0 | 0 | 0 | 0 | 0 | 0 | 0 | 0 | 0 | 0 | 0 | 0 | 0 | 0 | 0 | 0 | 0 | 0 | 0 | 0 | 0
F5_Commercial_Grocery_New_Space Heating_Natural Gas_Boiler_E9 | F5 | Commercial | Grocery | New | Space Heating | Natural Gas | Boiler | E9 | RIM BC Ratio | 0 | 0 | 0 | 0 | 0 | 0 | 0 | 0 | 0 | 0 | 0 | 0 | 0 | 0 | 0 | 0 | 0 | 0 | 0 | 0 | 0 | 0 | 0 | 0 | 0 | 0 | 0 | 0 | 0 | 0 | 0 | 0 | 0
F5_Commercial_Grocery_New_Space Heating_Natural Gas_Boiler_E10 | F5 | Commercial | Grocery | New | Space Heating | Natural Gas | Boiler | E10 | RIM BC Ratio | 0 | 0 | 0 | 0 | 0 | 0 | 0 | 0 | 0 | 0 | 0 | 0 | 0 | 0 | 0 | 0 | 0 | 0 | 0 | 0 | 0 | 0 | 0 | 0 | 0 | 0 | 0 | 0 | 0 | 0 | 0 | 0 | 0
F0_Commercial_Grocery_New_Space Heating_Natural Gas_Unit Heater_E0 | F0 | Commercial | Grocery | New | Space Heating | Natural Gas | Unit Heater | E0 | Economic Unit | Infrared Radiant | Infrared Radiant | Infrared Radiant | Infrared Radiant | Infrared Radiant | Infrared Radiant | Infrared Radiant | Infrared Radiant | Infrared Radiant | Infrared Radiant | Infrared Radiant | Infrared Radiant | Infrared Radiant | Infrared Radiant | Infrared Radiant | Infrared Radiant | Infrared Radiant | Infrared Radiant | Infrared Radiant | Infrared Radiant | Infrared Radiant | Infrared Radiant | Infrared Radiant | Infrared Radiant | Infrared Radiant | Infrared Radiant | Infrared Radiant | Infrared Radiant | Infrared Radiant | Infrared Radiant | Infrared Radiant | Infrared Radiant | Infrared Radiant
F1_Commercial_Grocery_New_Space Heating_Natural Gas_Unit Heater_E1 | F1 | Commercial | Grocery | New | Space Heating | Natural Gas | Unit Heater | E1 | CCE | 0 | 0 | 0 | 0 | 0 | 0 | 0 | 0 | 0 | 0 | 0 | 0 | 0 | 0 | 0 | 0 | 0 | 0 | 0 | 0 | 0 | 0 | 0 | 0 | 0 | 0 | 0 | 0 | 0 | 0 | 0 | 0 | 0
F1_Commercial_Grocery_New_Space Heating_Natural Gas_Unit Heater_E2 | F1 | Commercial | Grocery | New | Space Heating | Natural Gas | Unit Heater | E2 | CCE | 1.2484 | 1.2484 | 1.255 | 1.2617 | 1.2685 | 1.2754 | 1.2823 | 1.2893 | 1.2964 | 1.3036 | 1.3108 | 1.3181 | 1.3256 | 1.333 | 1.3406 | 1.3483 | 1.356 | 1.3639 | 1.3718 | 1.3798 | 1.3879 | 1.3961 | 1.4045 | 1.4129 | 1.4214 | 1.43 | 1.4387 | 1.4475 | 1.4564 | 1.4655 | 1.4746 | 1.4839 | 1.4839
F1_Commercial_Grocery_New_Space Heating_Natural Gas_Unit Heater_E3 | F1 | Commercial | Grocery | New | Space Heating | Natural Gas | Unit Heater | E3 | CCE | 0.12436 | 0.12436 | 0.12503 | 0.12569 | 0.12637 | 0.12705 | 0.12775 | 0.12844 | 0.12915 | 0.12986 | 0.13058 | 0.13131 | 0.13205 | 0.1328 | 0.13355 | 0.13432 | 0.13509 | 0.13587 | 0.13666 | 0.13746 | 0.13827 | 0.13908 | 0.13991 | 0.14075 | 0.1416 | 0.14245 | 0.14332 | 0.1442 | 0.14509 | 0.14599 | 0.1469 | 0.14783 | 0.14783
F1_Commercial_Grocery_New_Space Heating_Natural Gas_Unit Heater_E4 | F1 | Commercial | Grocery | New | Space Heating | Natural Gas | Unit Heater | E4 | CCE | 0 | 0 | 0 | 0 | 0 | 0 | 0 | 0 | 0 | 0 | 0 | 0 | 0 | 0 | 0 | 0 | 0 | 0 | 0 | 0 | 0 | 0 | 0 | 0 | 0 | 0 | 0 | 0 | 0 | 0 | 0 | 0 | 0
F1_Commercial_Grocery_New_Space Heating_Natural Gas_Unit Heater_E5 | F1 | Commercial | Grocery | New | Space Heating | Natural Gas | Unit Heater | E5 | CCE | 0 | 0 | 0 | 0 | 0 | 0 | 0 | 0 | 0 | 0 | 0 | 0 | 0 | 0 | 0 | 0 | 0 | 0 | 0 | 0 | 0 | 0 | 0 | 0 | 0 | 0 | 0 | 0 | 0 | 0 | 0 | 0 | 0
F1_Commercial_Grocery_New_Space Heating_Natural Gas_Unit Heater_E6 | F1 | Commercial | Grocery | New | Space Heating | Natural Gas | Unit Heater | E6 | CCE | 0 | 0 | 0 | 0 | 0 | 0 | 0 | 0 | 0 | 0 | 0 | 0 | 0 | 0 | 0 | 0 | 0 | 0 | 0 | 0 | 0 | 0 | 0 | 0 | 0 | 0 | 0 | 0 | 0 | 0 | 0 | 0 | 0
F1_Commercial_Grocery_New_Space Heating_Natural Gas_Unit Heater_E7 | F1 | Commercial | Grocery | New | Space Heating | Natural Gas | Unit Heater | E7 | CCE | 0 | 0 | 0 | 0 | 0 | 0 | 0 | 0 | 0 | 0 | 0 | 0 | 0 | 0 | 0 | 0 | 0 | 0 | 0 | 0 | 0 | 0 | 0 | 0 | 0 | 0 | 0 | 0 | 0 | 0 | 0 | 0 | 0
F1_Commercial_Grocery_New_Space Heating_Natural Gas_Unit Heater_E8 | F1 | Commercial | Grocery | New | Space Heating | Natural Gas | Unit Heater | E8 | CCE | 0 | 0 | 0 | 0 | 0 | 0 | 0 | 0 | 0 | 0 | 0 | 0 | 0 | 0 | 0 | 0 | 0 | 0 | 0 | 0 | 0 | 0 | 0 | 0 | 0 | 0 | 0 | 0 | 0 | 0 | 0 | 0 | 0
F1_Commercial_Grocery_New_Space Heating_Natural Gas_Unit Heater_E9 | F1 | Commercial | Grocery | New | Space Heating | Natural Gas | Unit Heater | E9 | CCE | 0 | 0 | 0 | 0 | 0 | 0 | 0 | 0 | 0 | 0 | 0 | 0 | 0 | 0 | 0 | 0 | 0 | 0 | 0 | 0 | 0 | 0 | 0 | 0 | 0 | 0 | 0 | 0 | 0 | 0 | 0 | 0 | 0
F1_Commercial_Grocery_New_Space Heating_Natural Gas_Unit Heater_E10 | F1 | Commercial | Grocery | New | Space Heating | Natural Gas | Unit Heater | E10 | CCE | 0 | 0 | 0 | 0 | 0 | 0 | 0 | 0 | 0 | 0 | 0 | 0 | 0 | 0 | 0 | 0 | 0 | 0 | 0 | 0 | 0 | 0 | 0 | 0 | 0 | 0 | 0 | 0 | 0 | 0 | 0 | 0 | 0
F2_Commercial_Grocery_New_Space Heating_Natural Gas_Unit Heater_E1 | F2 | Commercial | Grocery | New | Space Heating | Natural Gas | Unit Heater | E1 | TRC BC Ratio | bar: 2019 to 2051
F2_Commercial_Grocery_New_Space Heating_Natural Gas_Unit Heater_E2 | F2 | Commercial | Grocery | New | Space Heating | Natural Gas | Unit Heater | E2 | TRC BC Ratio | 1.4316 | 1.4333 | 1.4351 | 1.4377 | 1.4415 | 1.4475 | 1.451 | 1.4531 | 1.4557 | 1.4579 | 1.4592 | 1.4598 | 1.4607 | 1.4619 | 1.4637 | 1.4647 | 1.4663 | 1.4689 | 1.4715 | 1.4743 | 1.4776 | 1.4804 | 1.4826 | 1.4843 | 1.4854 | 1.4857 | 1.4852 | 1.4839 | 1.483 | 1.4825 | 1.4828 | 1.483 | 1.483
F2_Commercial_Grocery_New_Space Heating_Natural Gas_Unit Heater_E3 | F2 | Commercial | Grocery | New | Space Heating | Natural Gas | Unit Heater | E3 | TRC BC Ratio | 14.4795 | 14.5162 | 14.5616 | 14.6219 | 14.6976 | 14.8103 | 14.8618 | 14.8723 | 14.8808 | 14.8782 | 14.8554 | 14.8297 | 14.8204 | 14.8293 | 14.8623 | 14.8883 | 14.9269 | 14.9846 | 15.0378 | 15.0922 | 15.1509 | 15.2019 | 15.2426 | 15.2734 | 15.2939 | 15.2998 | 15.2889 | 15.2664 | 15.2487 | 15.2402 | 15.2464 | 15.2488 | 15.2488
F2_Commercial_Grocery_New_Space Heating_Natural Gas_Unit Heater_E4 | F2 | Commercial | Grocery | New | Space Heating | Natural Gas | Unit Heater | E4 | TRC BC Ratio | 0 | 0 | 0 | 0 | 0 | 0 | 0 | 0 | 0 | 0 | 0 | 0 | 0 | 0 | 0 | 0 | 0 | 0 | 0 | 0 | 0 | 0 | 0 | 0 | 0 | 0 | 0 | 0 | 0 | 0 | 0 | 0 | 0
F2_Commercial_Grocery_New_Space Heating_Natural Gas_Unit Heater_E5 | F2 | Commercial | Grocery | New | Space Heating | Natural Gas | Unit Heater | E5 | TRC BC Ratio | 0 | 0 | 0 | 0 | 0 | 0 | 0 | 0 | 0 | 0 | 0 | 0 | 0 | 0 | 0 | 0 | 0 | 0 | 0 | 0 | 0 | 0 | 0 | 0 | 0 | 0 | 0 | 0 | 0 | 0 | 0 | 0 | 0
F2_Commercial_Grocery_New_Space Heating_Natural Gas_Unit Heater_E6 | F2 | Commercial | Grocery | New | Space Heating | Natural Gas | Unit Heater | E6 | TRC BC Ratio | 0 | 0 | 0 | 0 | 0 | 0 | 0 | 0 | 0 | 0 | 0 | 0 | 0 | 0 | 0 | 0 | 0 | 0 | 0 | 0 | 0 | 0 | 0 | 0 | 0 | 0 | 0 | 0 | 0 | 0 | 0 | 0 | 0
F2_Commercial_Grocery_New_Space Heating_Natural Gas_Unit Heater_E7 | F2 | Commercial | Grocery | New | Space Heating | Natural Gas | Unit Heater | E7 | TRC BC Ratio | 0 | 0 | 0 | 0 | 0 | 0 | 0 | 0 | 0 | 0 | 0 | 0 | 0 | 0 | 0 | 0 | 0 | 0 | 0 | 0 | 0 | 0 | 0 | 0 | 0 | 0 | 0 | 0 | 0 | 0 | 0 | 0 | 0
F2_Commercial_Grocery_New_Space Heating_Natural Gas_Unit Heater_E8 | F2 | Commercial | Grocery | New | Space Heating | Natural Gas | Unit Heater | E8 | TRC BC Ratio | 0 | 0 | 0 | 0 | 0 | 0 | 0 | 0 | 0 | 0 | 0 | 0 | 0 | 0 | 0 | 0 | 0 | 0 | 0 | 0 | 0 | 0 | 0 | 0 | 0 | 0 | 0 | 0 | 0 | 0 | 0 | 0 | 0
F2_Commercial_Grocery_New_Space Heating_Natural Gas_Unit Heater_E9 | F2 | Commercial | Grocery | New | Space Heating | Natural Gas | Unit Heater | E9 | TRC BC Ratio | 0 | 0 | 0 | 0 | 0 | 0 | 0 | 0 | 0 | 0 | 0 | 0 | 0 | 0 | 0 | 0 | 0 | 0 | 0 | 0 | 0 | 0 | 0 | 0 | 0 | 0 | 0 | 0 | 0 | 0 | 0 | 0 | 0
F2_Commercial_Grocery_New_Space Heating_Natural Gas_Unit Heater_E10 | F2 | Commercial | Grocery | New | Space Heating | Natural Gas | Unit Heater | E10 | TRC BC Ratio | 0 | 0 | 0 | 0 | 0 | 0 | 0 | 0 | 0 | 0 | 0 | 0 | 0 | 0 | 0 | 0 | 0 | 0 | 0 | 0 | 0 | 0 | 0 | 0 | 0 | 0 | 0 | 0 | 0 | 0 | 0 | 0 | 0
F3_Commercial_Grocery_New_Space Heating_Natural Gas_Unit Heater_E1 | F3 | Commercial | Grocery | New | Space Heating | Natural Gas | Unit Heater | E1 | PACT BC Ratio | bar: 2019 to 2051
F3_Commercial_Grocery_New_Space Heating_Natural Gas_Unit Heater_E2 | F3 | Commercial | Grocery | New | Space Heating | Natural Gas | Unit Heater | E2 | PACT BC Ratio | 1.9089 | 1.911 | 1.9134 | 1.917 | 1.922 | 1.93 | 1.9346 | 1.9375 | 1.9409 | 1.9439 | 1.9456 | 1.9464 | 1.9476 | 1.9492 | 1.9516 | 1.953 | 1.9551 | 1.9585 | 1.9619 | 1.9658 | 1.9702 | 1.9739 | 1.9769 | 1.9791 | 1.9806 | 1.981 | 1.9802 | 1.9786 | 1.9773 | 1.9767 | 1.9771 | 1.9773 | 1.9773
F3_Commercial_Grocery_New_Space Heating_Natural Gas_Unit Heater_E3 | F3 | Commercial | Grocery | New | Space Heating | Natural Gas | Unit Heater | E3 | PACT BC Ratio | 19.306 | 19.355 | 19.4154 | 19.4958 | 19.5967 | 19.747 | 19.8157 | 19.8297 | 19.8411 | 19.8377 | 19.8073 | 19.773 | 19.7606 | 19.7724 | 19.8164 | 19.851 | 19.9026 | 19.9794 | 20.0504 | 20.1229 | 20.2012 | 20.2691 | 20.3234 | 20.3645 | 20.3919 | 20.3998 | 20.3852 | 20.3553 | 20.3317 | 20.3202 | 20.3286 | 20.3318 | 20.3318
F3_Commercial_Grocery_New_Space Heating_Natural Gas_Unit Heater_E4 | F3 | Commercial | Grocery | New | Space Heating | Natural Gas | Unit Heater | E4 | PACT BC Ratio | 0 | 0 | 0 | 0 | 0 | 0 | 0 | 0 | 0 | 0 | 0 | 0 | 0 | 0 | 0 | 0 | 0 | 0 | 0 | 0 | 0 | 0 | 0 | 0 | 0 | 0 | 0 | 0 | 0 | 0 | 0 | 0 | 0
F3_Commercial_Grocery_New_Space Heating_Natural Gas_Unit Heater_E5 | F3 | Commercial | Grocery | New | Space Heating | Natural Gas | Unit Heater | E5 | PACT BC Ratio | 0 | 0 | 0 | 0 | 0 | 0 | 0 | 0 | 0 | 0 | 0 | 0 | 0 | 0 | 0 | 0 | 0 | 0 | 0 | 0 | 0 | 0 | 0 | 0 | 0 | 0 | 0 | 0 | 0 | 0 | 0 | 0 | 0
F3_Commercial_Grocery_New_Space Heating_Natural Gas_Unit Heater_E6 | F3 | Commercial | Grocery | New | Space Heating | Natural Gas | Unit Heater | E6 | PACT BC Ratio | 0 | 0 | 0 | 0 | 0 | 0 | 0 | 0 | 0 | 0 | 0 | 0 | 0 | 0 | 0 | 0 | 0 | 0 | 0 | 0 | 0 | 0 | 0 | 0 | 0 | 0 | 0 | 0 | 0 | 0 | 0 | 0 | 0
F3_Commercial_Grocery_New_Space Heating_Natural Gas_Unit Heater_E7 | F3 | Commercial | Grocery | New | Space Heating | Natural Gas | Unit Heater | E7 | PACT BC Ratio | 0 | 0 | 0 | 0 | 0 | 0 | 0 | 0 | 0 | 0 | 0 | 0 | 0 | 0 | 0 | 0 | 0 | 0 | 0 | 0 | 0 | 0 | 0 | 0 | 0 | 0 | 0 | 0 | 0 | 0 | 0 | 0 | 0
F3_Commercial_Grocery_New_Space Heating_Natural Gas_Unit Heater_E8 | F3 | Commercial | Grocery | New | Space Heating | Natural Gas | Unit Heater | E8 | PACT BC Ratio | 0 | 0 | 0 | 0 | 0 | 0 | 0 | 0 | 0 | 0 | 0 | 0 | 0 | 0 | 0 | 0 | 0 | 0 | 0 | 0 | 0 | 0 | 0 | 0 | 0 | 0 | 0 | 0 | 0 | 0 | 0 | 0 | 0
F3_Commercial_Grocery_New_Space Heating_Natural Gas_Unit Heater_E9 | F3 | Commercial | Grocery | New | Space Heating | Natural Gas | Unit Heater | E9 | PACT BC Ratio | 0 | 0 | 0 | 0 | 0 | 0 | 0 | 0 | 0 | 0 | 0 | 0 | 0 | 0 | 0 | 0 | 0 | 0 | 0 | 0 | 0 | 0 | 0 | 0 | 0 | 0 | 0 | 0 | 0 | 0 | 0 | 0 | 0
F3_Commercial_Grocery_New_Space Heating_Natural Gas_Unit Heater_E10 | F3 | Commercial | Grocery | New | Space Heating | Natural Gas | Unit Heater | E10 | PACT BC Ratio | 0 | 0 | 0 | 0 | 0 | 0 | 0 | 0 | 0 | 0 | 0 | 0 | 0 | 0 | 0 | 0 | 0 | 0 | 0 | 0 | 0 | 0 | 0 | 0 | 0 | 0 | 0 | 0 | 0 | 0 | 0 | 0 | 0
F4_Commercial_Grocery_New_Space Heating_Natural Gas_Unit Heater_E1 | F4 | Commercial | Grocery | New | Space Heating | Natural Gas | Unit Heater | E1 | RVT BC Ratio | bar: 2019 to 2051
F4_Commercial_Grocery_New_Space Heating_Natural Gas_Unit Heater_E2 | F4 | Commercial | Grocery | New | Space Heating | Natural Gas | Unit Heater | E2 | RVT BC Ratio | 2.7582 | 2.7606 | 2.7631 | 2.767 | 2.7724 | 2.781 | 2.786 | 2.7891 | 2.7928 | 2.796 | 2.7979 | 2.7988 | 2.8 | 2.8017 | 2.8044 | 2.8058 | 2.8081 | 2.8118 | 2.8155 | 2.8196 | 2.8244 | 2.8284 | 2.8316 | 2.834 | 2.8356 | 2.836 | 2.8352 | 2.8334 | 2.832 | 2.8314 | 2.8319 | 2.832 | 2.832
F4_Commercial_Grocery_New_Space Heating_Natural Gas_Unit Heater_E3 | F4 | Commercial | Grocery | New | Space Heating | Natural Gas | Unit Heater | E3 | RVT BC Ratio | 21.5169 | 21.5696 | 21.6348 | 21.7215 | 21.8304 | 21.9924 | 22.0664 | 22.0815 | 22.0938 | 22.0901 | 22.0573 | 22.0204 | 22.007 | 22.0198 | 22.0672 | 22.1045 | 22.1601 | 22.243 | 22.3196 | 22.3977 | 22.4821 | 22.5554 | 22.6139 | 22.6582 | 22.6877 | 22.6962 | 22.6806 | 22.6482 | 22.6228 | 22.6104 | 22.6194 | 22.6229 | 22.6229
F4_Commercial_Grocery_New_Space Heating_Natural Gas_Unit Heater_E4 | F4 | Commercial | Grocery | New | Space Heating | Natural Gas | Unit Heater | E4 | RVT BC Ratio | 0 | 0 | 0 | 0 | 0 | 0 | 0 | 0 | 0 | 0 | 0 | 0 | 0 | 0 | 0 | 0 | 0 | 0 | 0 | 0 | 0 | 0 | 0 | 0 | 0 | 0 | 0 | 0 | 0 | 0 | 0 | 0 | 0
F4_Commercial_Grocery_New_Space Heating_Natural Gas_Unit Heater_E5 | F4 | Commercial | Grocery | New | Space Heating | Natural Gas | Unit Heater | E5 | RVT BC Ratio | 0 | 0 | 0 | 0 | 0 | 0 | 0 | 0 | 0 | 0 | 0 | 0 | 0 | 0 | 0 | 0 | 0 | 0 | 0 | 0 | 0 | 0 | 0 | 0 | 0 | 0 | 0 | 0 | 0 | 0 | 0 | 0 | 0
F4_Commercial_Grocery_New_Space Heating_Natural Gas_Unit Heater_E6 | F4 | Commercial | Grocery | New | Space Heating | Natural Gas | Unit Heater | E6 | RVT BC Ratio | 0 | 0 | 0 | 0 | 0 | 0 | 0 | 0 | 0 | 0 | 0 | 0 | 0 | 0 | 0 | 0 | 0 | 0 | 0 | 0 | 0 | 0 | 0 | 0 | 0 | 0 | 0 | 0 | 0 | 0 | 0 | 0 | 0
F4_Commercial_Grocery_New_Space Heating_Natural Gas_Unit Heater_E7 | F4 | Commercial | Grocery | New | Space Heating | Natural Gas | Unit Heater | E7 | RVT BC Ratio | 0 | 0 | 0 | 0 | 0 | 0 | 0 | 0 | 0 | 0 | 0 | 0 | 0 | 0 | 0 | 0 | 0 | 0 | 0 | 0 | 0 | 0 | 0 | 0 | 0 | 0 | 0 | 0 | 0 | 0 | 0 | 0 | 0
F4_Commercial_Grocery_New_Space Heating_Natural Gas_Unit Heater_E8 | F4 | Commercial | Grocery | New | Space Heating | Natural Gas | Unit Heater | E8 | RVT BC Ratio | 0 | 0 | 0 | 0 | 0 | 0 | 0 | 0 | 0 | 0 | 0 | 0 | 0 | 0 | 0 | 0 | 0 | 0 | 0 | 0 | 0 | 0 | 0 | 0 | 0 | 0 | 0 | 0 | 0 | 0 | 0 | 0 | 0
F4_Commercial_Grocery_New_Space Heating_Natural Gas_Unit Heater_E9 | F4 | Commercial | Grocery | New | Space Heating | Natural Gas | Unit Heater | E9 | RVT BC Ratio | 0 | 0 | 0 | 0 | 0 | 0 | 0 | 0 | 0 | 0 | 0 | 0 | 0 | 0 | 0 | 0 | 0 | 0 | 0 | 0 | 0 | 0 | 0 | 0 | 0 | 0 | 0 | 0 | 0 | 0 | 0 | 0 | 0
F4_Commercial_Grocery_New_Space Heating_Natural Gas_Unit Heater_E10 | F4 | Commercial | Grocery | New | Space Heating | Natural Gas | Unit Heater | E10 | RVT BC Ratio | 0 | 0 | 0 | 0 | 0 | 0 | 0 | 0 | 0 | 0 | 0 | 0 | 0 | 0 | 0 | 0 | 0 | 0 | 0 | 0 | 0 | 0 | 0 | 0 | 0 | 0 | 0 | 0 | 0 | 0 | 0 | 0 | 0
F5_Commercial_Grocery_New_Space Heating_Natural Gas_Unit Heater_E1 | F5 | Commercial | Grocery | New | Space Heating | Natural Gas | Unit Heater | E1 | RIM BC Ratio | bar: 2019 to 2051
F5_Commercial_Grocery_New_Space Heating_Natural Gas_Unit Heater_E2 | F5 | Commercial | Grocery | New | Space Heating | Natural Gas | Unit Heater | E2 | RIM BC Ratio | 0.58074 | 0.58094 | 0.58116 | 0.58149 | 0.58195 | 0.58268 | 0.58311 | 0.58337 | 0.58367 | 0.58394 | 0.5841 | 0.58417 | 0.58428 | 0.58442 | 0.58464 | 0.58476 | 0.58495 | 0.58526 | 0.58556 | 0.5859 | 0.58629 | 0.58662 | 0.58688 | 0.58708 | 0.58721 | 0.58725 | 0.58718 | 0.58703 | 0.58692 | 0.58687 | 0.58691 | 0.58692 | 0.58692
F5_Commercial_Grocery_New_Space Heating_Natural Gas_Unit Heater_E3 | F5 | Commercial | Grocery | New | Space Heating | Natural Gas | Unit Heater | E3 | RIM BC Ratio | 0.80009 | 0.80017 | 0.80027 | 0.80041 | 0.80058 | 0.80083 | 0.80094 | 0.80096 | 0.80098 | 0.80098 | 0.80093 | 0.80087 | 0.80085 | 0.80087 | 0.80094 | 0.801 | 0.80108 | 0.80121 | 0.80132 | 0.80144 | 0.80156 | 0.80167 | 0.80175 | 0.80182 | 0.80186 | 0.80187 | 0.80185 | 0.8018 | 0.80176 | 0.80175 | 0.80176 | 0.80176 | 0.80176
F5_Commercial_Grocery_New_Space Heating_Natural Gas_Unit Heater_E4 | F5 | Commercial | Grocery | New | Space Heating | Natural Gas | Unit Heater | E4 | RIM BC Ratio | 0 | 0 | 0 | 0 | 0 | 0 | 0 | 0 | 0 | 0 | 0 | 0 | 0 | 0 | 0 | 0 | 0 | 0 | 0 | 0 | 0 | 0 | 0 | 0 | 0 | 0 | 0 | 0 | 0 | 0 | 0 | 0 | 0
F5_Commercial_Grocery_New_Space Heating_Natural Gas_Unit Heater_E5 | F5 | Commercial | Grocery | New | Space Heating | Natural Gas | Unit Heater | E5 | RIM BC Ratio | 0 | 0 | 0 | 0 | 0 | 0 | 0 | 0 | 0 | 0 | 0 | 0 | 0 | 0 | 0 | 0 | 0 | 0 | 0 | 0 | 0 | 0 | 0 | 0 | 0 | 0 | 0 | 0 | 0 | 0 | 0 | 0 | 0
F5_Commercial_Grocery_New_Space Heating_Natural Gas_Unit Heater_E6 | F5 | Commercial | Grocery | New | Space Heating | Natural Gas | Unit Heater | E6 | RIM BC Ratio | 0 | 0 | 0 | 0 | 0 | 0 | 0 | 0 | 0 | 0 | 0 | 0 | 0 | 0 | 0 | 0 | 0 | 0 | 0 | 0 | 0 | 0 | 0 | 0 | 0 | 0 | 0 | 0 | 0 | 0 | 0 | 0 | 0
F5_Commercial_Grocery_New_Space Heating_Natural Gas_Unit Heater_E7 | F5 | Commercial | Grocery | New | Space Heating | Natural Gas | Unit Heater | E7 | RIM BC Ratio | 0 | 0 | 0 | 0 | 0 | 0 | 0 | 0 | 0 | 0 | 0 | 0 | 0 | 0 | 0 | 0 | 0 | 0 | 0 | 0 | 0 | 0 | 0 | 0 | 0 | 0 | 0 | 0 | 0 | 0 | 0 | 0 | 0
F5_Commercial_Grocery_New_Space Heating_Natural Gas_Unit Heater_E8 | F5 | Commercial | Grocery | New | Space Heating | Natural Gas | Unit Heater | E8 | RIM BC Ratio | 0 | 0 | 0 | 0 | 0 | 0 | 0 | 0 | 0 | 0 | 0 | 0 | 0 | 0 | 0 | 0 | 0 | 0 | 0 | 0 | 0 | 0 | 0 | 0 | 0 | 0 | 0 | 0 | 0 | 0 | 0 | 0 | 0
F5_Commercial_Grocery_New_Space Heating_Natural Gas_Unit Heater_E9 | F5 | Commercial | Grocery | New | Space Heating | Natural Gas | Unit Heater | E9 | RIM BC Ratio | 0 | 0 | 0 | 0 | 0 | 0 | 0 | 0 | 0 | 0 | 0 | 0 | 0 | 0 | 0 | 0 | 0 | 0 | 0 | 0 | 0 | 0 | 0 | 0 | 0 | 0 | 0 | 0 | 0 | 0 | 0 | 0 | 0
F5_Commercial_Grocery_New_Space Heating_Natural Gas_Unit Heater_E10 | F5 | Commercial | Grocery | New | Space Heating | Natural Gas | Unit Heater | E10 | RIM BC Ratio | 0 | 0 | 0 | 0 | 0 | 0 | 0 | 0 | 0 | 0 | 0 | 0 | 0 | 0 | 0 | 0 | 0 | 0 | 0 | 0 | 0 | 0 | 0 | 0 | 0 | 0 | 0 | 0 | 0 | 0 | 0 | 0 | 0
F0_Commercial_Grocery_New_Water Heating_Natural Gas_Water Heater_E0 | F0 | Commercial | Grocery | New | Water Heating | Natural Gas | Water Heater | E0 | Economic Unit | Gas-Fired Absorption HPWH | Gas-Fired Absorption HPWH | Gas-Fired Absorption HPWH | Gas-Fired Absorption HPWH | Gas-Fired Absorption HPWH | Gas-Fired Absorption HPWH | Gas-Fired Absorption HPWH | Gas-Fired Absorption HPWH | Gas-Fired Absorption HPWH | Gas-Fired Absorption HPWH | Gas-Fired Absorption HPWH | Gas-Fired Absorption HPWH | Gas-Fired Absorption HPWH | Gas-Fired Absorption HPWH | Gas-Fired Absorption HPWH | Gas-Fired Absorption HPWH | Gas-Fired Absorption HPWH | Gas-Fired Absorption HPWH | Gas-Fired Absorption HPWH | Gas-Fired Absorption HPWH | Gas-Fired Absorption HPWH | Gas-Fired Absorption HPWH | Gas-Fired Absorption HPWH | Gas-Fired Absorption HPWH | Gas-Fired Absorption HPWH | Gas-Fired Absorption HPWH | Gas-Fired Absorption HPWH | Gas-Fired Absorption HPWH | Gas-Fired Absorption HPWH | Gas-Fired Absorption HPWH | Gas-Fired Absorption HPWH | Gas-Fired Absorption HPWH | Gas-Fired Absorption HPWH
F1_Commercial_Grocery_New_Water Heating_Natural Gas_Water Heater_E1 | F1 | Commercial | Grocery | New | Water Heating | Natural Gas | Water Heater | E1 | CCE | 0 | 0 | 0 | 0 | 0 | 0 | 0 | 0 | 0 | 0 | 0 | 0 | 0 | 0 | 0 | 0 | 0 | 0 | 0 | 0 | 0 | 0 | 0 | 0 | 0 | 0 | 0 | 0 | 0 | 0 | 0 | 0 | 0
F1_Commercial_Grocery_New_Water Heating_Natural Gas_Water Heater_E2 | F1 | Commercial | Grocery | New | Water Heating | Natural Gas | Water Heater | E2 | CCE | -0.0025678 | -0.0025678 | -0.0025678 | -0.0025678 | -0.0025678 | -0.0025678 | -0.0025678 | -0.0025678 | -0.0025678 | -0.0025678 | -0.0025678 | -0.0025678 | -0.0025678 | -0.0025678 | -0.0025678 | -0.0025678 | -0.0025678 | -0.0025678 | -0.0025678 | -0.0025678 | -0.0025678 | -0.0025678 | -0.0025678 | -0.0025678 | -0.0025678 | -0.0025678 | -0.0025678 | -0.0025678 | -0.0025678 | -0.0025678 | -0.0025678 | -0.0025678 | -0.0025678
F1_Commercial_Grocery_New_Water Heating_Natural Gas_Water Heater_E3 | F1 | Commercial | Grocery | New | Water Heating | Natural Gas | Water Heater | E3 | CCE | 0.022378 | 0.022378 | 0.022378 | 0.022378 | 0.022378 | 0.022378 | 0.022378 | 0.022378 | 0.022378 | 0.022378 | 0.022378 | 0.022378 | 0.022378 | 0.022378 | 0.022378 | 0.022378 | 0.022378 | 0.022378 | 0.022378 | 0.022378 | 0.022378 | 0.022378 | 0.022378 | 0.022378 | 0.022378 | 0.022378 | 0.022378 | 0.022378 | 0.022378 | 0.022378 | 0.022378 | 0.022378 | 0.022378
F1_Commercial_Grocery_New_Water Heating_Natural Gas_Water Heater_E4 | F1 | Commercial | Grocery | New | Water Heating | Natural Gas | Water Heater | E4 | CCE | 0.027532 | 0.027532 | 0.027532 | 0.027532 | 0.027532 | 0.027532 | 0.027532 | 0.027532 | 0.027532 | 0.027532 | 0.027532 | 0.027532 | 0.027532 | 0.027532 | 0.027532 | 0.027532 | 0.027532 | 0.027532 | 0.027532 | 0.027532 | 0.027532 | 0.027532 | 0.027532 | 0.027532 | 0.027532 | 0.027532 | 0.027532 | 0.027532 | 0.027532 | 0.027532 | 0.027532 | 0.027532 | 0.027532
F1_Commercial_Grocery_New_Water Heating_Natural Gas_Water Heater_E5 | F1 | Commercial | Grocery | New | Water Heating | Natural Gas | Water Heater | E5 | CCE | 0.041018 | 0.041018 | 0.041018 | 0.041018 | 0.041018 | 0.041018 | 0.041018 | 0.041018 | 0.041018 | 0.041018 | 0.041018 | 0.041018 | 0.041018 | 0.041018 | 0.041018 | 0.041018 | 0.041018 | 0.041018 | 0.041018 | 0.041018 | 0.041018 | 0.041018 | 0.041018 | 0.041018 | 0.041018 | 0.041018 | 0.041018 | 0.041018 | 0.041018 | 0.041018 | 0.041018 | 0.041018 | 0.041018
F1_Commercial_Grocery_New_Water Heating_Natural Gas_Water Heater_E6 | F1 | Commercial | Grocery | New | Water Heating | Natural Gas | Water Heater | E6 | CCE | -0.073748 | -0.073748 | -0.073748 | -0.073748 | -0.073748 | -0.073748 | -0.073748 | -0.073748 | -0.073748 | -0.073748 | -0.073748 | -0.073748 | -0.073748 | -0.073748 | -0.073748 | -0.073748 | -0.073748 | -0.073748 | -0.073748 | -0.073748 | -0.073748 | -0.073748 | -0.073748 | -0.073748 | -0.073748 | -0.073748 | -0.073748 | -0.073748 | -0.073748 | -0.073748 | -0.073748 | -0.073748 | -0.073748
F1_Commercial_Grocery_New_Water Heating_Natural Gas_Water Heater_E7 | F1 | Commercial | Grocery | New | Water Heating | Natural Gas | Water Heater | E7 | CCE | 0.063582 | 0.063582 | 0.063582 | 0.063582 | 0.063582 | 0.063582 | 0.063582 | 0.063582 | 0.063582 | 0.063582 | 0.063582 | 0.063582 | 0.063582 | 0.063582 | 0.063582 | 0.063582 | 0.063582 | 0.063582 | 0.063582 | 0.063582 | 0.063582 | 0.063582 | 0.063582 | 0.063582 | 0.063582 | 0.063582 | 0.063582 | 0.063582 | 0.063582 | 0.063582 | 0.063582 | 0.063582 | 0.063582
F1_Commercial_Grocery_New_Water Heating_Natural Gas_Water Heater_E8 | F1 | Commercial | Grocery | New | Water Heating | Natural Gas | Water Heater | E8 | CCE | 0 | 0 | 0 | 0 | 0 | 0 | 0 | 0 | 0 | 0 | 0 | 0 | 0 | 0 | 0 | 0 | 0 | 0 | 0 | 0 | 0 | 0 | 0 | 0 | 0 | 0 | 0 | 0 | 0 | 0 | 0 | 0 | 0
F1_Commercial_Grocery_New_Water Heating_Natural Gas_Water Heater_E9 | F1 | Commercial | Grocery | New | Water Heating | Natural Gas | Water Heater | E9 | CCE | 0 | 0 | 0 | 0 | 0 | 0 | 0 | 0 | 0 | 0 | 0 | 0 | 0 | 0 | 0 | 0 | 0 | 0 | 0 | 0 | 0 | 0 | 0 | 0 | 0 | 0 | 0 | 0 | 0 | 0 | 0 | 0 | 0
F1_Commercial_Grocery_New_Water Heating_Natural Gas_Water Heater_E10 | F1 | Commercial | Grocery | New | Water Heating | Natural Gas | Water Heater | E10 | CCE | 0 | 0 | 0 | 0 | 0 | 0 | 0 | 0 | 0 | 0 | 0 | 0 | 0 | 0 | 0 | 0 | 0 | 0 | 0 | 0 | 0 | 0 | 0 | 0 | 0 | 0 | 0 | 0 | 0 | 0 | 0 | 0 | 0
F2_Commercial_Grocery_New_Water Heating_Natural Gas_Water Heater_E1 | F2 | Commercial | Grocery | New | Water Heating | Natural Gas | Water Heater | E1 | TRC BC Ratio | bar: 2019 to 2051
F2_Commercial_Grocery_New_Water Heating_Natural Gas_Water Heater_E2 | F2 | Commercial | Grocery | New | Water Heating | Natural Gas | Water Heater | E2 | TRC BC Ratio | bar: 2019 to 2051
F2_Commercial_Grocery_New_Water Heating_Natural Gas_Water Heater_E3 | F2 | Commercial | Grocery | New | Water Heating | Natural Gas | Water Heater | E3 | TRC BC Ratio | 48.0066 | 48.4453 | 48.9673 | 49.5731 | 50.2798 | 51.1165 | 51.7927 | 52.4292 | 53.0578 | 53.6895 | 54.2664 | 54.7731 | 55.2825 | 55.8205 | 56.4413 | 57.0574 | 57.7367 | 58.4858 | 59.2796 | 60.0983 | 60.9351 | 61.7203 | 62.44 | 63.0958 | 63.675 | 64.1681 | 64.5147 | 64.7698 | 64.9895 | 65.1766 | 65.3623 | 65.4461 | 65.4461
F2_Commercial_Grocery_New_Water Heating_Natural Gas_Water Heater_E4 | F2 | Commercial | Grocery | New | Water Heating | Natural Gas | Water Heater | E4 | TRC BC Ratio | 39.0206 | 39.3771 | 39.8014 | 40.2938 | 40.8683 | 41.5483 | 42.098 | 42.6153 | 43.1262 | 43.6397 | 44.1086 | 44.5205 | 44.9345 | 45.3718 | 45.8764 | 46.3772 | 46.9293 | 47.5382 | 48.1834 | 48.8489 | 49.529 | 50.1673 | 50.7523 | 51.2853 | 51.7561 | 52.1569 | 52.4386 | 52.6459 | 52.8245 | 52.9766 | 53.1275 | 53.1956 | 53.1956
F2_Commercial_Grocery_New_Water Heating_Natural Gas_Water Heater_E5 | F2 | Commercial | Grocery | New | Water Heating | Natural Gas | Water Heater | E5 | TRC BC Ratio | 26.191 | 26.4303 | 26.7151 | 27.0456 | 27.4312 | 27.8876 | 28.2565 | 28.6038 | 28.9467 | 29.2914 | 29.6061 | 29.8825 | 30.1605 | 30.454 | 30.7927 | 31.1288 | 31.4994 | 31.9081 | 32.3412 | 32.7878 | 33.2444 | 33.6728 | 34.0654 | 34.4232 | 34.7392 | 35.0082 | 35.1973 | 35.3364 | 35.4563 | 35.5584 | 35.6597 | 35.7054 | 35.7054
F2_Commercial_Grocery_New_Water Heating_Natural Gas_Water Heater_E6 | F2 | Commercial | Grocery | New | Water Heating | Natural Gas | Water Heater | E6 | TRC BC Ratio | bar: 2019 to 2051
F2_Commercial_Grocery_New_Water Heating_Natural Gas_Water Heater_E7 | F2 | Commercial | Grocery | New | Water Heating | Natural Gas | Water Heater | E7 | TRC BC Ratio | 16.0796 | 16.1919 | 16.3699 | 16.6149 | 16.9245 | 17.3014 | 17.5832 | 17.8332 | 18.0542 | 18.2542 | 18.404 | 18.4992 | 18.5914 | 18.7069 | 18.8879 | 19.0865 | 19.3351 | 19.6423 | 19.9921 | 20.369 | 20.7695 | 21.1517 | 21.5127 | 21.8611 | 22.1778 | 22.4474 | 22.6369 | 22.7763 | 22.8965 | 22.9988 | 23.1003 | 23.1461 | 23.1461
F2_Commercial_Grocery_New_Water Heating_Natural Gas_Water Heater_E8 | F2 | Commercial | Grocery | New | Water Heating | Natural Gas | Water Heater | E8 | TRC BC Ratio | 0 | 0 | 0 | 0 | 0 | 0 | 0 | 0 | 0 | 0 | 0 | 0 | 0 | 0 | 0 | 0 | 0 | 0 | 0 | 0 | 0 | 0 | 0 | 0 | 0 | 0 | 0 | 0 | 0 | 0 | 0 | 0 | 0
F2_Commercial_Grocery_New_Water Heating_Natural Gas_Water Heater_E9 | F2 | Commercial | Grocery | New | Water Heating | Natural Gas | Water Heater | E9 | TRC BC Ratio | 0 | 0 | 0 | 0 | 0 | 0 | 0 | 0 | 0 | 0 | 0 | 0 | 0 | 0 | 0 | 0 | 0 | 0 | 0 | 0 | 0 | 0 | 0 | 0 | 0 | 0 | 0 | 0 | 0 | 0 | 0 | 0 | 0
F2_Commercial_Grocery_New_Water Heating_Natural Gas_Water Heater_E10 | F2 | Commercial | Grocery | New | Water Heating | Natural Gas | Water Heater | E10 | TRC BC Ratio | 0 | 0 | 0 | 0 | 0 | 0 | 0 | 0 | 0 | 0 | 0 | 0 | 0 | 0 | 0 | 0 | 0 | 0 | 0 | 0 | 0 | 0 | 0 | 0 | 0 | 0 | 0 | 0 | 0 | 0 | 0 | 0 | 0
F3_Commercial_Grocery_New_Water Heating_Natural Gas_Water Heater_E1 | F3 | Commercial | Grocery | New | Water Heating | Natural Gas | Water Heater | E1 | PACT BC Ratio | bar: 2019 to 2051
F3_Commercial_Grocery_New_Water Heating_Natural Gas_Water Heater_E2 | F3 | Commercial | Grocery | New | Water Heating | Natural Gas | Water Heater | E2 | PACT BC Ratio | bar: 2019 to 2051
F3_Commercial_Grocery_New_Water Heating_Natural Gas_Water Heater_E3 | F3 | Commercial | Grocery | New | Water Heating | Natural Gas | Water Heater | E3 | PACT BC Ratio | 64.0088 | 64.5938 | 65.2897 | 66.0975 | 67.0398 | 68.1553 | 69.057 | 69.9056 | 70.7437 | 71.586 | 72.3553 | 73.0308 | 73.71 | 74.4273 | 75.255 | 76.0766 | 76.9822 | 77.9811 | 79.0395 | 80.1311 | 81.2468 | 82.2938 | 83.2534 | 84.1278 | 84.9 | 85.5575 | 86.0196 | 86.3597 | 86.6527 | 86.9022 | 87.1497 | 87.2615 | 87.2615
F3_Commercial_Grocery_New_Water Heating_Natural Gas_Water Heater_E4 | F3 | Commercial | Grocery | New | Water Heating | Natural Gas | Water Heater | E4 | PACT BC Ratio | 52.0274 | 52.5029 | 53.0685 | 53.7251 | 54.491 | 55.3977 | 56.1306 | 56.8204 | 57.5016 | 58.1863 | 58.8115 | 59.3606 | 59.9127 | 60.4957 | 61.1685 | 61.8363 | 62.5724 | 63.3843 | 64.2446 | 65.1318 | 66.0387 | 66.8897 | 67.6697 | 68.3804 | 69.0081 | 69.5425 | 69.9181 | 70.1945 | 70.4327 | 70.6355 | 70.8367 | 70.9275 | 70.9275
F3_Commercial_Grocery_New_Water Heating_Natural Gas_Water Heater_E5 | F3 | Commercial | Grocery | New | Water Heating | Natural Gas | Water Heater | E5 | PACT BC Ratio | 34.9213 | 35.2404 | 35.6201 | 36.0608 | 36.5749 | 37.1835 | 37.6754 | 38.1384 | 38.5956 | 39.0552 | 39.4748 | 39.8434 | 40.214 | 40.6053 | 41.0569 | 41.5051 | 41.9992 | 42.5441 | 43.1215 | 43.7171 | 44.3258 | 44.897 | 45.4205 | 45.8976 | 46.3189 | 46.6776 | 46.9297 | 47.1152 | 47.2751 | 47.4112 | 47.5463 | 47.6072 | 47.6072
F3_Commercial_Grocery_New_Water Heating_Natural Gas_Water Heater_E6 | F3 | Commercial | Grocery | New | Water Heating | Natural Gas | Water Heater | E6 | PACT BC Ratio | bar: 2019 to 2051
F3_Commercial_Grocery_New_Water Heating_Natural Gas_Water Heater_E7 | F3 | Commercial | Grocery | New | Water Heating | Natural Gas | Water Heater | E7 | PACT BC Ratio | 21.4394 | 21.5892 | 21.8266 | 22.1532 | 22.566 | 23.0686 | 23.4443 | 23.7777 | 24.0722 | 24.3389 | 24.5386 | 24.6656 | 24.7885 | 24.9426 | 25.1839 | 25.4487 | 25.7801 | 26.1897 | 26.6561 | 27.1586 | 27.6926 | 28.2022 | 28.6837 | 29.1481 | 29.5704 | 29.9298 | 30.1825 | 30.3684 | 30.5286 | 30.665 | 30.8004 | 30.8615 | 30.8615
F3_Commercial_Grocery_New_Water Heating_Natural Gas_Water Heater_E8 | F3 | Commercial | Grocery | New | Water Heating | Natural Gas | Water Heater | E8 | PACT BC Ratio | 0 | 0 | 0 | 0 | 0 | 0 | 0 | 0 | 0 | 0 | 0 | 0 | 0 | 0 | 0 | 0 | 0 | 0 | 0 | 0 | 0 | 0 | 0 | 0 | 0 | 0 | 0 | 0 | 0 | 0 | 0 | 0 | 0
F3_Commercial_Grocery_New_Water Heating_Natural Gas_Water Heater_E9 | F3 | Commercial | Grocery | New | Water Heating | Natural Gas | Water Heater | E9 | PACT BC Ratio | 0 | 0 | 0 | 0 | 0 | 0 | 0 | 0 | 0 | 0 | 0 | 0 | 0 | 0 | 0 | 0 | 0 | 0 | 0 | 0 | 0 | 0 | 0 | 0 | 0 | 0 | 0 | 0 | 0 | 0 | 0 | 0 | 0
F3_Commercial_Grocery_New_Water Heating_Natural Gas_Water Heater_E10 | F3 | Commercial | Grocery | New | Water Heating | Natural Gas | Water Heater | E10 | PACT BC Ratio | 0 | 0 | 0 | 0 | 0 | 0 | 0 | 0 | 0 | 0 | 0 | 0 | 0 | 0 | 0 | 0 | 0 | 0 | 0 | 0 | 0 | 0 | 0 | 0 | 0 | 0 | 0 | 0 | 0 | 0 | 0 | 0 | 0
F4_Commercial_Grocery_New_Water Heating_Natural Gas_Water Heater_E1 | F4 | Commercial | Grocery | New | Water Heating | Natural Gas | Water Heater | E1 | RVT BC Ratio | bar: 2019 to 2051
F4_Commercial_Grocery_New_Water Heating_Natural Gas_Water Heater_E2 | F4 | Commercial | Grocery | New | Water Heating | Natural Gas | Water Heater | E2 | RVT BC Ratio | bar: 2019 to 2051
F4_Commercial_Grocery_New_Water Heating_Natural Gas_Water Heater_E3 | F4 | Commercial | Grocery | New | Water Heating | Natural Gas | Water Heater | E3 | RVT BC Ratio | 69.7181 | 70.3488 | 71.0992 | 71.9702 | 72.9862 | 74.1891 | 75.1613 | 76.0763 | 76.98 | 77.8883 | 78.7177 | 79.4461 | 80.1785 | 80.9519 | 81.8444 | 82.7302 | 83.7067 | 84.7838 | 85.925 | 87.102 | 88.3051 | 89.434 | 90.4687 | 91.4115 | 92.2442 | 92.9531 | 93.4514 | 93.8181 | 94.134 | 94.403 | 94.67 | 94.7904 | 94.7904
F4_Commercial_Grocery_New_Water Heating_Natural Gas_Water Heater_E4 | F4 | Commercial | Grocery | New | Water Heating | Natural Gas | Water Heater | E4 | RVT BC Ratio | 56.799 | 57.3117 | 57.9216 | 58.6295 | 59.4554 | 60.4331 | 61.2233 | 61.9671 | 62.7016 | 63.4399 | 64.114 | 64.7061 | 65.3014 | 65.93 | 66.6555 | 67.3755 | 68.1692 | 69.0447 | 69.9722 | 70.9289 | 71.9068 | 72.8244 | 73.6654 | 74.4318 | 75.1086 | 75.6848 | 76.0898 | 76.3879 | 76.6447 | 76.8633 | 77.0803 | 77.1782 | 77.1782
F4_Commercial_Grocery_New_Water Heating_Natural Gas_Water Heater_E5 | F4 | Commercial | Grocery | New | Water Heating | Natural Gas | Water Heater | E5 | RVT BC Ratio | 38.3542 | 38.6983 | 39.1077 | 39.5829 | 40.1372 | 40.7934 | 41.3238 | 41.823 | 42.3161 | 42.8116 | 43.2641 | 43.6615 | 44.061 | 44.483 | 44.9699 | 45.4532 | 45.986 | 46.5736 | 47.1962 | 47.8383 | 48.4947 | 49.1106 | 49.6751 | 50.1894 | 50.6437 | 51.0305 | 51.3023 | 51.5024 | 51.6748 | 51.8215 | 51.9672 | 52.0329 | 52.0329
F4_Commercial_Grocery_New_Water Heating_Natural Gas_Water Heater_E6 | F4 | Commercial | Grocery | New | Water Heating | Natural Gas | Water Heater | E6 | RVT BC Ratio | bar: 2019 to 2051
F4_Commercial_Grocery_New_Water Heating_Natural Gas_Water Heater_E7 | F4 | Commercial | Grocery | New | Water Heating | Natural Gas | Water Heater | E7 | RVT BC Ratio | 23.8173 | 23.9788 | 24.2347 | 24.5869 | 25.032 | 25.5739 | 25.979 | 26.3385 | 26.6561 | 26.9436 | 27.159 | 27.2959 | 27.4284 | 27.5946 | 27.8548 | 28.1403 | 28.4976 | 28.9393 | 29.4421 | 29.984 | 30.5598 | 31.1093 | 31.6284 | 32.1292 | 32.5845 | 32.9721 | 33.2445 | 33.445 | 33.6177 | 33.7648 | 33.9108 | 33.9766 | 33.9766
F4_Commercial_Grocery_New_Water Heating_Natural Gas_Water Heater_E8 | F4 | Commercial | Grocery | New | Water Heating | Natural Gas | Water Heater | E8 | RVT BC Ratio | 0 | 0 | 0 | 0 | 0 | 0 | 0 | 0 | 0 | 0 | 0 | 0 | 0 | 0 | 0 | 0 | 0 | 0 | 0 | 0 | 0 | 0 | 0 | 0 | 0 | 0 | 0 | 0 | 0 | 0 | 0 | 0 | 0
F4_Commercial_Grocery_New_Water Heating_Natural Gas_Water Heater_E9 | F4 | Commercial | Grocery | New | Water Heating | Natural Gas | Water Heater | E9 | RVT BC Ratio | 0 | 0 | 0 | 0 | 0 | 0 | 0 | 0 | 0 | 0 | 0 | 0 | 0 | 0 | 0 | 0 | 0 | 0 | 0 | 0 | 0 | 0 | 0 | 0 | 0 | 0 | 0 | 0 | 0 | 0 | 0 | 0 | 0
F4_Commercial_Grocery_New_Water Heating_Natural Gas_Water Heater_E10 | F4 | Commercial | Grocery | New | Water Heating | Natural Gas | Water Heater | E10 | RVT BC Ratio | 0 | 0 | 0 | 0 | 0 | 0 | 0 | 0 | 0 | 0 | 0 | 0 | 0 | 0 | 0 | 0 | 0 | 0 | 0 | 0 | 0 | 0 | 0 | 0 | 0 | 0 | 0 | 0 | 0 | 0 | 0 | 0 | 0
F5_Commercial_Grocery_New_Water Heating_Natural Gas_Water Heater_E1 | F5 | Commercial | Grocery | New | Water Heating | Natural Gas | Water Heater | E1 | RIM BC Ratio | bar: 2019 to 2051
F5_Commercial_Grocery_New_Water Heating_Natural Gas_Water Heater_E2 | F5 | Commercial | Grocery | New | Water Heating | Natural Gas | Water Heater | E2 | RIM BC Ratio | bar: 2019 to 2051
F5_Commercial_Grocery_New_Water Heating_Natural Gas_Water Heater_E3 | F5 | Commercial | Grocery | New | Water Heating | Natural Gas | Water Heater | E3 | RIM BC Ratio | 0.82394 | 0.82403 | 0.82414 | 0.82427 | 0.82441 | 0.82458 | 0.82471 | 0.82483 | 0.82495 | 0.82506 | 0.82516 | 0.82525 | 0.82533 | 0.82542 | 0.82552 | 0.82562 | 0.82573 | 0.82584 | 0.82596 | 0.82607 | 0.82619 | 0.8263 | 0.82639 | 0.82648 | 0.82655 | 0.82661 | 0.82666 | 0.82669 | 0.82672 | 0.82674 | 0.82676 | 0.82677 | 0.82677
F5_Commercial_Grocery_New_Water Heating_Natural Gas_Water Heater_E4 | F5 | Commercial | Grocery | New | Water Heating | Natural Gas | Water Heater | E4 | RIM BC Ratio | 0.8215 | 0.82162 | 0.82175 | 0.82191 | 0.82209 | 0.82229 | 0.82245 | 0.8226 | 0.82274 | 0.82288 | 0.823 | 0.82311 | 0.82321 | 0.82332 | 0.82344 | 0.82356 | 0.82369 | 0.82383 | 0.82397 | 0.82412 | 0.82426 | 0.82439 | 0.82451 | 0.82461 | 0.8247 | 0.82478 | 0.82483 | 0.82487 | 0.8249 | 0.82493 | 0.82496 | 0.82497 | 0.82497
F5_Commercial_Grocery_New_Water Heating_Natural Gas_Water Heater_E5 | F5 | Commercial | Grocery | New | Water Heating | Natural Gas | Water Heater | E5 | RIM BC Ratio | 0.81519 | 0.81537 | 0.81557 | 0.8158 | 0.81606 | 0.81635 | 0.81659 | 0.8168 | 0.81701 | 0.81721 | 0.8174 | 0.81755 | 0.81771 | 0.81787 | 0.81805 | 0.81822 | 0.81841 | 0.81862 | 0.81883 | 0.81904 | 0.81925 | 0.81944 | 0.81962 | 0.81977 | 0.8199 | 0.82002 | 0.82009 | 0.82015 | 0.8202 | 0.82024 | 0.82028 | 0.8203 | 0.8203
F5_Commercial_Grocery_New_Water Heating_Natural Gas_Water Heater_E6 | F5 | Commercial | Grocery | New | Water Heating | Natural Gas | Water Heater | E6 | RIM BC Ratio | bar: 2019 to 2051
F5_Commercial_Grocery_New_Water Heating_Natural Gas_Water Heater_E7 | F5 | Commercial | Grocery | New | Water Heating | Natural Gas | Water Heater | E7 | RIM BC Ratio | 0.8034 | 0.80361 | 0.80394 | 0.80437 | 0.80491 | 0.80553 | 0.80598 | 0.80637 | 0.80671 | 0.807 | 0.80722 | 0.80736 | 0.80749 | 0.80765 | 0.8079 | 0.80817 | 0.8085 | 0.8089 | 0.80934 | 0.80979 | 0.81026 | 0.81069 | 0.81108 | 0.81144 | 0.81177 | 0.81203 | 0.81222 | 0.81235 | 0.81247 | 0.81256 | 0.81266 | 0.8127 | 0.8127
F5_Commercial_Grocery_New_Water Heating_Natural Gas_Water Heater_E8 | F5 | Commercial | Grocery | New | Water Heating | Natural Gas | Water Heater | E8 | RIM BC Ratio | 0 | 0 | 0 | 0 | 0 | 0 | 0 | 0 | 0 | 0 | 0 | 0 | 0 | 0 | 0 | 0 | 0 | 0 | 0 | 0 | 0 | 0 | 0 | 0 | 0 | 0 | 0 | 0 | 0 | 0 | 0 | 0 | 0
F5_Commercial_Grocery_New_Water Heating_Natural Gas_Water Heater_E9 | F5 | Commercial | Grocery | New | Water Heating | Natural Gas | Water Heater | E9 | RIM BC Ratio | 0 | 0 | 0 | 0 | 0 | 0 | 0 | 0 | 0 | 0 | 0 | 0 | 0 | 0 | 0 | 0 | 0 | 0 | 0 | 0 | 0 | 0 | 0 | 0 | 0 | 0 | 0 | 0 | 0 | 0 | 0 | 0 | 0
F5_Commercial_Grocery_New_Water Heating_Natural Gas_Water Heater_E10 | F5 | Commercial | Grocery | New | Water Heating | Natural Gas | Water Heater | E10 | RIM BC Ratio | 0 | 0 | 0 | 0 | 0 | 0 | 0 | 0 | 0 | 0 | 0 | 0 | 0 | 0 | 0 | 0 | 0 | 0 | 0 | 0 | 0 | 0 | 0 | 0 | 0 | 0 | 0 | 0 | 0 | 0 | 0 | 0 | 0
F0_Commercial_Grocery_New_Food Preparation_Natural Gas_Oven_E0 | F0 | Commercial | Grocery | New | Food Preparation | Natural Gas | Oven | E0 | Economic Unit | ENERGY STAR (>44% Baking Efficiency) | ENERGY STAR (>44% Baking Efficiency) | ENERGY STAR (>44% Baking Efficiency) | ENERGY STAR (>44% Baking Efficiency) | ENERGY STAR (>44% Baking Efficiency) | ENERGY STAR (>44% Baking Efficiency) | ENERGY STAR (>44% Baking Efficiency) | ENERGY STAR (>44% Baking Efficiency) | ENERGY STAR (>44% Baking Efficiency) | ENERGY STAR (>44% Baking Efficiency) | ENERGY STAR (>44% Baking Efficiency) | ENERGY STAR (>44% Baking Efficiency) | ENERGY STAR (>44% Baking Efficiency) | ENERGY STAR (>44% Baking Efficiency) | ENERGY STAR (>44% Baking Efficiency) | ENERGY STAR (>44% Baking Efficiency) | ENERGY STAR (>44% Baking Efficiency) | ENERGY STAR (>44% Baking Efficiency) | ENERGY STAR (>44% Baking Efficiency) | ENERGY STAR (>44% Baking Efficiency) | ENERGY STAR (>44% Baking Efficiency) | ENERGY STAR (>44% Baking Efficiency) | ENERGY STAR (>44% Baking Efficiency) | ENERGY STAR (>44% Baking Efficiency) | ENERGY STAR (>44% Baking Efficiency) | ENERGY STAR (>44% Baking Efficiency) | ENERGY STAR (>44% Baking Efficiency) | ENERGY STAR (>44% Baking Efficiency) | ENERGY STAR (>44% Baking Efficiency) | ENERGY STAR (>44% Baking Efficiency) | ENERGY STAR (>44% Baking Efficiency) | ENERGY STAR (>44% Baking Efficiency) | ENERGY STAR (>44% Baking Efficiency)
F1_Commercial_Grocery_New_Food Preparation_Natural Gas_Oven_E1 | F1 | Commercial | Grocery | New | Food Preparation | Natural Gas | Oven | E1 | CCE | 0 | 0 | 0 | 0 | 0 | 0 | 0 | 0 | 0 | 0 | 0 | 0 | 0 | 0 | 0 | 0 | 0 | 0 | 0 | 0 | 0 | 0 | 0 | 0 | 0 | 0 | 0 | 0 | 0 | 0 | 0 | 0 | 0
F1_Commercial_Grocery_New_Food Preparation_Natural Gas_Oven_E2 | F1 | Commercial | Grocery | New | Food Preparation | Natural Gas | Oven | E2 | CCE | 0.52905 | 0.52905 | 0.52905 | 0.52905 | 0.52905 | 0.52905 | 0.52905 | 0.52905 | 0.52905 | 0.52905 | 0.52905 | 0.52905 | 0.52905 | 0.52905 | 0.52905 | 0.52905 | 0.52905 | 0.52905 | 0.52905 | 0.52905 | 0.52905 | 0.52905 | 0.52905 | 0.52905 | 0.52905 | 0.52905 | 0.52905 | 0.52905 | 0.52905 | 0.52905 | 0.52905 | 0.52905 | 0.52905
F1_Commercial_Grocery_New_Food Preparation_Natural Gas_Oven_E3 | F1 | Commercial | Grocery | New | Food Preparation | Natural Gas | Oven | E3 | CCE | 0 | 0 | 0 | 0 | 0 | 0 | 0 | 0 | 0 | 0 | 0 | 0 | 0 | 0 | 0 | 0 | 0 | 0 | 0 | 0 | 0 | 0 | 0 | 0 | 0 | 0 | 0 | 0 | 0 | 0 | 0 | 0 | 0
F1_Commercial_Grocery_New_Food Preparation_Natural Gas_Oven_E4 | F1 | Commercial | Grocery | New | Food Preparation | Natural Gas | Oven | E4 | CCE | 0 | 0 | 0 | 0 | 0 | 0 | 0 | 0 | 0 | 0 | 0 | 0 | 0 | 0 | 0 | 0 | 0 | 0 | 0 | 0 | 0 | 0 | 0 | 0 | 0 | 0 | 0 | 0 | 0 | 0 | 0 | 0 | 0
F1_Commercial_Grocery_New_Food Preparation_Natural Gas_Oven_E5 | F1 | Commercial | Grocery | New | Food Preparation | Natural Gas | Oven | E5 | CCE | 0 | 0 | 0 | 0 | 0 | 0 | 0 | 0 | 0 | 0 | 0 | 0 | 0 | 0 | 0 | 0 | 0 | 0 | 0 | 0 | 0 | 0 | 0 | 0 | 0 | 0 | 0 | 0 | 0 | 0 | 0 | 0 | 0
F1_Commercial_Grocery_New_Food Preparation_Natural Gas_Oven_E6 | F1 | Commercial | Grocery | New | Food Preparation | Natural Gas | Oven | E6 | CCE | 0 | 0 | 0 | 0 | 0 | 0 | 0 | 0 | 0 | 0 | 0 | 0 | 0 | 0 | 0 | 0 | 0 | 0 | 0 | 0 | 0 | 0 | 0 | 0 | 0 | 0 | 0 | 0 | 0 | 0 | 0 | 0 | 0
F1_Commercial_Grocery_New_Food Preparation_Natural Gas_Oven_E7 | F1 | Commercial | Grocery | New | Food Preparation | Natural Gas | Oven | E7 | CCE | 0 | 0 | 0 | 0 | 0 | 0 | 0 | 0 | 0 | 0 | 0 | 0 | 0 | 0 | 0 | 0 | 0 | 0 | 0 | 0 | 0 | 0 | 0 | 0 | 0 | 0 | 0 | 0 | 0 | 0 | 0 | 0 | 0
F1_Commercial_Grocery_New_Food Preparation_Natural Gas_Oven_E8 | F1 | Commercial | Grocery | New | Food Preparation | Natural Gas | Oven | E8 | CCE | 0 | 0 | 0 | 0 | 0 | 0 | 0 | 0 | 0 | 0 | 0 | 0 | 0 | 0 | 0 | 0 | 0 | 0 | 0 | 0 | 0 | 0 | 0 | 0 | 0 | 0 | 0 | 0 | 0 | 0 | 0 | 0 | 0
F1_Commercial_Grocery_New_Food Preparation_Natural Gas_Oven_E9 | F1 | Commercial | Grocery | New | Food Preparation | Natural Gas | Oven | E9 | CCE | 0 | 0 | 0 | 0 | 0 | 0 | 0 | 0 | 0 | 0 | 0 | 0 | 0 | 0 | 0 | 0 | 0 | 0 | 0 | 0 | 0 | 0 | 0 | 0 | 0 | 0 | 0 | 0 | 0 | 0 | 0 | 0 | 0
F1_Commercial_Grocery_New_Food Preparation_Natural Gas_Oven_E10 | F1 | Commercial | Grocery | New | Food Preparation | Natural Gas | Oven | E10 | CCE | 0 | 0 | 0 | 0 | 0 | 0 | 0 | 0 | 0 | 0 | 0 | 0 | 0 | 0 | 0 | 0 | 0 | 0 | 0 | 0 | 0 | 0 | 0 | 0 | 0 | 0 | 0 | 0 | 0 | 0 | 0 | 0 | 0
F2_Commercial_Grocery_New_Food Preparation_Natural Gas_Oven_E1 | F2 | Commercial | Grocery | New | Food Preparation | Natural Gas | Oven | E1 | TRC BC Ratio | bar: 2019 to 2051
F2_Commercial_Grocery_New_Food Preparation_Natural Gas_Oven_E2 | F2 | Commercial | Grocery | New | Food Preparation | Natural Gas | Oven | E2 | TRC BC Ratio | 2.6596 | 2.6798 | 2.7025 | 2.7274 | 2.7558 | 2.7887 | 2.8153 | 2.8409 | 2.8669 | 2.8939 | 2.9197 | 2.9434 | 2.9676 | 2.9931 | 3.0212 | 3.0486 | 3.0777 | 3.1085 | 3.1406 | 3.1733 | 3.2062 | 3.2371 | 3.2649 | 3.2895 | 3.3108 | 3.3291 | 3.3418 | 3.3512 | 3.3594 | 3.3664 | 3.3733 | 3.3764 | 3.3764
F2_Commercial_Grocery_New_Food Preparation_Natural Gas_Oven_E3 | F2 | Commercial | Grocery | New | Food Preparation | Natural Gas | Oven | E3 | TRC BC Ratio | 0 | 0 | 0 | 0 | 0 | 0 | 0 | 0 | 0 | 0 | 0 | 0 | 0 | 0 | 0 | 0 | 0 | 0 | 0 | 0 | 0 | 0 | 0 | 0 | 0 | 0 | 0 | 0 | 0 | 0 | 0 | 0 | 0
F2_Commercial_Grocery_New_Food Preparation_Natural Gas_Oven_E4 | F2 | Commercial | Grocery | New | Food Preparation | Natural Gas | Oven | E4 | TRC BC Ratio | 0 | 0 | 0 | 0 | 0 | 0 | 0 | 0 | 0 | 0 | 0 | 0 | 0 | 0 | 0 | 0 | 0 | 0 | 0 | 0 | 0 | 0 | 0 | 0 | 0 | 0 | 0 | 0 | 0 | 0 | 0 | 0 | 0
F2_Commercial_Grocery_New_Food Preparation_Natural Gas_Oven_E5 | F2 | Commercial | Grocery | New | Food Preparation | Natural Gas | Oven | E5 | TRC BC Ratio | 0 | 0 | 0 | 0 | 0 | 0 | 0 | 0 | 0 | 0 | 0 | 0 | 0 | 0 | 0 | 0 | 0 | 0 | 0 | 0 | 0 | 0 | 0 | 0 | 0 | 0 | 0 | 0 | 0 | 0 | 0 | 0 | 0
F2_Commercial_Grocery_New_Food Preparation_Natural Gas_Oven_E6 | F2 | Commercial | Grocery | New | Food Preparation | Natural Gas | Oven | E6 | TRC BC Ratio | 0 | 0 | 0 | 0 | 0 | 0 | 0 | 0 | 0 | 0 | 0 | 0 | 0 | 0 | 0 | 0 | 0 | 0 | 0 | 0 | 0 | 0 | 0 | 0 | 0 | 0 | 0 | 0 | 0 | 0 | 0 | 0 | 0
F2_Commercial_Grocery_New_Food Preparation_Natural Gas_Oven_E7 | F2 | Commercial | Grocery | New | Food Preparation | Natural Gas | Oven | E7 | TRC BC Ratio | 0 | 0 | 0 | 0 | 0 | 0 | 0 | 0 | 0 | 0 | 0 | 0 | 0 | 0 | 0 | 0 | 0 | 0 | 0 | 0 | 0 | 0 | 0 | 0 | 0 | 0 | 0 | 0 | 0 | 0 | 0 | 0 | 0
F2_Commercial_Grocery_New_Food Preparation_Natural Gas_Oven_E8 | F2 | Commercial | Grocery | New | Food Preparation | Natural Gas | Oven | E8 | TRC BC Ratio | 0 | 0 | 0 | 0 | 0 | 0 | 0 | 0 | 0 | 0 | 0 | 0 | 0 | 0 | 0 | 0 | 0 | 0 | 0 | 0 | 0 | 0 | 0 | 0 | 0 | 0 | 0 | 0 | 0 | 0 | 0 | 0 | 0
F2_Commercial_Grocery_New_Food Preparation_Natural Gas_Oven_E9 | F2 | Commercial | Grocery | New | Food Preparation | Natural Gas | Oven | E9 | TRC BC Ratio | 0 | 0 | 0 | 0 | 0 | 0 | 0 | 0 | 0 | 0 | 0 | 0 | 0 | 0 | 0 | 0 | 0 | 0 | 0 | 0 | 0 | 0 | 0 | 0 | 0 | 0 | 0 | 0 | 0 | 0 | 0 | 0 | 0
F2_Commercial_Grocery_New_Food Preparation_Natural Gas_Oven_E10 | F2 | Commercial | Grocery | New | Food Preparation | Natural Gas | Oven | E10 | TRC BC Ratio | 0 | 0 | 0 | 0 | 0 | 0 | 0 | 0 | 0 | 0 | 0 | 0 | 0 | 0 | 0 | 0 | 0 | 0 | 0 | 0 | 0 | 0 | 0 | 0 | 0 | 0 | 0 | 0 | 0 | 0 | 0 | 0 | 0
F3_Commercial_Grocery_New_Food Preparation_Natural Gas_Oven_E1 | F3 | Commercial | Grocery | New | Food Preparation | Natural Gas | Oven | E1 | PACT BC Ratio | bar: 2019 to 2051
F3_Commercial_Grocery_New_Food Preparation_Natural Gas_Oven_E2 | F3 | Commercial | Grocery | New | Food Preparation | Natural Gas | Oven | E2 | PACT BC Ratio | 3.5461 | 3.5731 | 3.6033 | 3.6366 | 3.6744 | 3.7182 | 3.7538 | 3.7879 | 3.8225 | 3.8586 | 3.893 | 3.9245 | 3.9568 | 3.9908 | 4.0282 | 4.0648 | 4.1037 | 4.1447 | 4.1874 | 4.2311 | 4.275 | 4.3161 | 4.3532 | 4.386 | 4.4144 | 4.4388 | 4.4557 | 4.4683 | 4.4792 | 4.4885 | 4.4978 | 4.5018 | 4.5018
F3_Commercial_Grocery_New_Food Preparation_Natural Gas_Oven_E3 | F3 | Commercial | Grocery | New | Food Preparation | Natural Gas | Oven | E3 | PACT BC Ratio | 0 | 0 | 0 | 0 | 0 | 0 | 0 | 0 | 0 | 0 | 0 | 0 | 0 | 0 | 0 | 0 | 0 | 0 | 0 | 0 | 0 | 0 | 0 | 0 | 0 | 0 | 0 | 0 | 0 | 0 | 0 | 0 | 0
F3_Commercial_Grocery_New_Food Preparation_Natural Gas_Oven_E4 | F3 | Commercial | Grocery | New | Food Preparation | Natural Gas | Oven | E4 | PACT BC Ratio | 0 | 0 | 0 | 0 | 0 | 0 | 0 | 0 | 0 | 0 | 0 | 0 | 0 | 0 | 0 | 0 | 0 | 0 | 0 | 0 | 0 | 0 | 0 | 0 | 0 | 0 | 0 | 0 | 0 | 0 | 0 | 0 | 0
F3_Commercial_Grocery_New_Food Preparation_Natural Gas_Oven_E5 | F3 | Commercial | Grocery | New | Food Preparation | Natural Gas | Oven | E5 | PACT BC Ratio | 0 | 0 | 0 | 0 | 0 | 0 | 0 | 0 | 0 | 0 | 0 | 0 | 0 | 0 | 0 | 0 | 0 | 0 | 0 | 0 | 0 | 0 | 0 | 0 | 0 | 0 | 0 | 0 | 0 | 0 | 0 | 0 | 0
F3_Commercial_Grocery_New_Food Preparation_Natural Gas_Oven_E6 | F3 | Commercial | Grocery | New | Food Preparation | Natural Gas | Oven | E6 | PACT BC Ratio | 0 | 0 | 0 | 0 | 0 | 0 | 0 | 0 | 0 | 0 | 0 | 0 | 0 | 0 | 0 | 0 | 0 | 0 | 0 | 0 | 0 | 0 | 0 | 0 | 0 | 0 | 0 | 0 | 0 | 0 | 0 | 0 | 0
F3_Commercial_Grocery_New_Food Preparation_Natural Gas_Oven_E7 | F3 | Commercial | Grocery | New | Food Preparation | Natural Gas | Oven | E7 | PACT BC Ratio | 0 | 0 | 0 | 0 | 0 | 0 | 0 | 0 | 0 | 0 | 0 | 0 | 0 | 0 | 0 | 0 | 0 | 0 | 0 | 0 | 0 | 0 | 0 | 0 | 0 | 0 | 0 | 0 | 0 | 0 | 0 | 0 | 0
F3_Commercial_Grocery_New_Food Preparation_Natural Gas_Oven_E8 | F3 | Commercial | Grocery | New | Food Preparation | Natural Gas | Oven | E8 | PACT BC Ratio | 0 | 0 | 0 | 0 | 0 | 0 | 0 | 0 | 0 | 0 | 0 | 0 | 0 | 0 | 0 | 0 | 0 | 0 | 0 | 0 | 0 | 0 | 0 | 0 | 0 | 0 | 0 | 0 | 0 | 0 | 0 | 0 | 0
F3_Commercial_Grocery_New_Food Preparation_Natural Gas_Oven_E9 | F3 | Commercial | Grocery | New | Food Preparation | Natural Gas | Oven | E9 | PACT BC Ratio | 0 | 0 | 0 | 0 | 0 | 0 | 0 | 0 | 0 | 0 | 0 | 0 | 0 | 0 | 0 | 0 | 0 | 0 | 0 | 0 | 0 | 0 | 0 | 0 | 0 | 0 | 0 | 0 | 0 | 0 | 0 | 0 | 0
F3_Commercial_Grocery_New_Food Preparation_Natural Gas_Oven_E10 | F3 | Commercial | Grocery | New | Food Preparation | Natural Gas | Oven | E10 | PACT BC Ratio | 0 | 0 | 0 | 0 | 0 | 0 | 0 | 0 | 0 | 0 | 0 | 0 | 0 | 0 | 0 | 0 | 0 | 0 | 0 | 0 | 0 | 0 | 0 | 0 | 0 | 0 | 0 | 0 | 0 | 0 | 0 | 0 | 0
F4_Commercial_Grocery_New_Food Preparation_Natural Gas_Oven_E1 | F4 | Commercial | Grocery | New | Food Preparation | Natural Gas | Oven | E1 | RVT BC Ratio | bar: 2019 to 2051
F4_Commercial_Grocery_New_Food Preparation_Natural Gas_Oven_E2 | F4 | Commercial | Grocery | New | Food Preparation | Natural Gas | Oven | E2 | RVT BC Ratio | 4.5236 | 4.5528 | 4.5853 | 4.6211 | 4.662 | 4.7092 | 4.7475 | 4.7843 | 4.8216 | 4.8605 | 4.8976 | 4.9317 | 4.9665 | 5.0031 | 5.0435 | 5.0829 | 5.1248 | 5.169 | 5.2151 | 5.2622 | 5.3095 | 5.3539 | 5.3939 | 5.4293 | 5.4599 | 5.4862 | 5.5044 | 5.518 | 5.5298 | 5.5398 | 5.5498 | 5.5542 | 5.5542
F4_Commercial_Grocery_New_Food Preparation_Natural Gas_Oven_E3 | F4 | Commercial | Grocery | New | Food Preparation | Natural Gas | Oven | E3 | RVT BC Ratio | 0 | 0 | 0 | 0 | 0 | 0 | 0 | 0 | 0 | 0 | 0 | 0 | 0 | 0 | 0 | 0 | 0 | 0 | 0 | 0 | 0 | 0 | 0 | 0 | 0 | 0 | 0 | 0 | 0 | 0 | 0 | 0 | 0
F4_Commercial_Grocery_New_Food Preparation_Natural Gas_Oven_E4 | F4 | Commercial | Grocery | New | Food Preparation | Natural Gas | Oven | E4 | RVT BC Ratio | 0 | 0 | 0 | 0 | 0 | 0 | 0 | 0 | 0 | 0 | 0 | 0 | 0 | 0 | 0 | 0 | 0 | 0 | 0 | 0 | 0 | 0 | 0 | 0 | 0 | 0 | 0 | 0 | 0 | 0 | 0 | 0 | 0
F4_Commercial_Grocery_New_Food Preparation_Natural Gas_Oven_E5 | F4 | Commercial | Grocery | New | Food Preparation | Natural Gas | Oven | E5 | RVT BC Ratio | 0 | 0 | 0 | 0 | 0 | 0 | 0 | 0 | 0 | 0 | 0 | 0 | 0 | 0 | 0 | 0 | 0 | 0 | 0 | 0 | 0 | 0 | 0 | 0 | 0 | 0 | 0 | 0 | 0 | 0 | 0 | 0 | 0
F4_Commercial_Grocery_New_Food Preparation_Natural Gas_Oven_E6 | F4 | Commercial | Grocery | New | Food Preparation | Natural Gas | Oven | E6 | RVT BC Ratio | 0 | 0 | 0 | 0 | 0 | 0 | 0 | 0 | 0 | 0 | 0 | 0 | 0 | 0 | 0 | 0 | 0 | 0 | 0 | 0 | 0 | 0 | 0 | 0 | 0 | 0 | 0 | 0 | 0 | 0 | 0 | 0 | 0
F4_Commercial_Grocery_New_Food Preparation_Natural Gas_Oven_E7 | F4 | Commercial | Grocery | New | Food Preparation | Natural Gas | Oven | E7 | RVT BC Ratio | 0 | 0 | 0 | 0 | 0 | 0 | 0 | 0 | 0 | 0 | 0 | 0 | 0 | 0 | 0 | 0 | 0 | 0 | 0 | 0 | 0 | 0 | 0 | 0 | 0 | 0 | 0 | 0 | 0 | 0 | 0 | 0 | 0
F4_Commercial_Grocery_New_Food Preparation_Natural Gas_Oven_E8 | F4 | Commercial | Grocery | New | Food Preparation | Natural Gas | Oven | E8 | RVT BC Ratio | 0 | 0 | 0 | 0 | 0 | 0 | 0 | 0 | 0 | 0 | 0 | 0 | 0 | 0 | 0 | 0 | 0 | 0 | 0 | 0 | 0 | 0 | 0 | 0 | 0 | 0 | 0 | 0 | 0 | 0 | 0 | 0 | 0
F4_Commercial_Grocery_New_Food Preparation_Natural Gas_Oven_E9 | F4 | Commercial | Grocery | New | Food Preparation | Natural Gas | Oven | E9 | RVT BC Ratio | 0 | 0 | 0 | 0 | 0 | 0 | 0 | 0 | 0 | 0 | 0 | 0 | 0 | 0 | 0 | 0 | 0 | 0 | 0 | 0 | 0 | 0 | 0 | 0 | 0 | 0 | 0 | 0 | 0 | 0 | 0 | 0 | 0
F4_Commercial_Grocery_New_Food Preparation_Natural Gas_Oven_E10 | F4 | Commercial | Grocery | New | Food Preparation | Natural Gas | Oven | E10 | RVT BC Ratio | 0 | 0 | 0 | 0 | 0 | 0 | 0 | 0 | 0 | 0 | 0 | 0 | 0 | 0 | 0 | 0 | 0 | 0 | 0 | 0 | 0 | 0 | 0 | 0 | 0 | 0 | 0 | 0 | 0 | 0 | 0 | 0 | 0
F5_Commercial_Grocery_New_Food Preparation_Natural Gas_Oven_E1 | F5 | Commercial | Grocery | New | Food Preparation | Natural Gas | Oven | E1 | RIM BC Ratio | bar: 2019 to 2051
F5_Commercial_Grocery_New_Food Preparation_Natural Gas_Oven_E2 | F5 | Commercial | Grocery | New | Food Preparation | Natural Gas | Oven | E2 | RIM BC Ratio | 0.67565 | 0.67662 | 0.6777 | 0.67886 | 0.68017 | 0.68166 | 0.68284 | 0.68396 | 0.68508 | 0.68623 | 0.68731 | 0.68829 | 0.68928 | 0.6903 | 0.69141 | 0.69248 | 0.6936 | 0.69476 | 0.69595 | 0.69715 | 0.69833 | 0.69942 | 0.70039 | 0.70123 | 0.70195 | 0.70257 | 0.70299 | 0.7033 | 0.70357 | 0.7038 | 0.70403 | 0.70413 | 0.70413
F5_Commercial_Grocery_New_Food Preparation_Natural Gas_Oven_E3 | F5 | Commercial | Grocery | New | Food Preparation | Natural Gas | Oven | E3 | RIM BC Ratio | 0 | 0 | 0 | 0 | 0 | 0 | 0 | 0 | 0 | 0 | 0 | 0 | 0 | 0 | 0 | 0 | 0 | 0 | 0 | 0 | 0 | 0 | 0 | 0 | 0 | 0 | 0 | 0 | 0 | 0 | 0 | 0 | 0
F5_Commercial_Grocery_New_Food Preparation_Natural Gas_Oven_E4 | F5 | Commercial | Grocery | New | Food Preparation | Natural Gas | Oven | E4 | RIM BC Ratio | 0 | 0 | 0 | 0 | 0 | 0 | 0 | 0 | 0 | 0 | 0 | 0 | 0 | 0 | 0 | 0 | 0 | 0 | 0 | 0 | 0 | 0 | 0 | 0 | 0 | 0 | 0 | 0 | 0 | 0 | 0 | 0 | 0
F5_Commercial_Grocery_New_Food Preparation_Natural Gas_Oven_E5 | F5 | Commercial | Grocery | New | Food Preparation | Natural Gas | Oven | E5 | RIM BC Ratio | 0 | 0 | 0 | 0 | 0 | 0 | 0 | 0 | 0 | 0 | 0 | 0 | 0 | 0 | 0 | 0 | 0 | 0 | 0 | 0 | 0 | 0 | 0 | 0 | 0 | 0 | 0 | 0 | 0 | 0 | 0 | 0 | 0
F5_Commercial_Grocery_New_Food Preparation_Natural Gas_Oven_E6 | F5 | Commercial | Grocery | New | Food Preparation | Natural Gas | Oven | E6 | RIM BC Ratio | 0 | 0 | 0 | 0 | 0 | 0 | 0 | 0 | 0 | 0 | 0 | 0 | 0 | 0 | 0 | 0 | 0 | 0 | 0 | 0 | 0 | 0 | 0 | 0 | 0 | 0 | 0 | 0 | 0 | 0 | 0 | 0 | 0
F5_Commercial_Grocery_New_Food Preparation_Natural Gas_Oven_E7 | F5 | Commercial | Grocery | New | Food Preparation | Natural Gas | Oven | E7 | RIM BC Ratio | 0 | 0 | 0 | 0 | 0 | 0 | 0 | 0 | 0 | 0 | 0 | 0 | 0 | 0 | 0 | 0 | 0 | 0 | 0 | 0 | 0 | 0 | 0 | 0 | 0 | 0 | 0 | 0 | 0 | 0 | 0 | 0 | 0
F5_Commercial_Grocery_New_Food Preparation_Natural Gas_Oven_E8 | F5 | Commercial | Grocery | New | Food Preparation | Natural Gas | Oven | E8 | RIM BC Ratio | 0 | 0 | 0 | 0 | 0 | 0 | 0 | 0 | 0 | 0 | 0 | 0 | 0 | 0 | 0 | 0 | 0 | 0 | 0 | 0 | 0 | 0 | 0 | 0 | 0 | 0 | 0 | 0 | 0 | 0 | 0 | 0 | 0
F5_Commercial_Grocery_New_Food Preparation_Natural Gas_Oven_E9 | F5 | Commercial | Grocery | New | Food Preparation | Natural Gas | Oven | E9 | RIM BC Ratio | 0 | 0 | 0 | 0 | 0 | 0 | 0 | 0 | 0 | 0 | 0 | 0 | 0 | 0 | 0 | 0 | 0 | 0 | 0 | 0 | 0 | 0 | 0 | 0 | 0 | 0 | 0 | 0 | 0 | 0 | 0 | 0 | 0
F5_Commercial_Grocery_New_Food Preparation_Natural Gas_Oven_E10 | F5 | Commercial | Grocery | New | Food Preparation | Natural Gas | Oven | E10 | RIM BC Ratio | 0 | 0 | 0 | 0 | 0 | 0 | 0 | 0 | 0 | 0 | 0 | 0 | 0 | 0 | 0 | 0 | 0 | 0 | 0 | 0 | 0 | 0 | 0 | 0 | 0 | 0 | 0 | 0 | 0 | 0 | 0 | 0 | 0
F0_Commercial_Grocery_New_Food Preparation_Natural Gas_Conveyor Oven_E0 | F0 | Commercial | Grocery | New | Food Preparation | Natural Gas | Conveyor Oven | E0 | Economic Unit | Efficient (>44% Baking Efficiency) | Efficient (>44% Baking Efficiency) | Efficient (>44% Baking Efficiency) | Efficient (>44% Baking Efficiency) | Efficient (>44% Baking Efficiency) | Efficient (>44% Baking Efficiency) | Efficient (>44% Baking Efficiency) | Efficient (>44% Baking Efficiency) | Efficient (>44% Baking Efficiency) | Efficient (>44% Baking Efficiency) | Efficient (>44% Baking Efficiency) | Efficient (>44% Baking Efficiency) | Efficient (>44% Baking Efficiency) | Efficient (>44% Baking Efficiency) | Efficient (>44% Baking Efficiency) | Efficient (>44% Baking Efficiency) | Efficient (>44% Baking Efficiency) | Efficient (>44% Baking Efficiency) | Efficient (>44% Baking Efficiency) | Efficient (>44% Baking Efficiency) | Efficient (>44% Baking Efficiency) | Efficient (>44% Baking Efficiency) | Efficient (>44% Baking Efficiency) | Efficient (>44% Baking Efficiency) | Efficient (>44% Baking Efficiency) | Efficient (>44% Baking Efficiency) | Efficient (>44% Baking Efficiency) | Efficient (>44% Baking Efficiency) | Efficient (>44% Baking Efficiency) | Efficient (>44% Baking Efficiency) | Efficient (>44% Baking Efficiency) | Efficient (>44% Baking Efficiency) | Efficient (>44% Baking Efficiency)
F1_Commercial_Grocery_New_Food Preparation_Natural Gas_Conveyor Oven_E1 | F1 | Commercial | Grocery | New | Food Preparation | Natural Gas | Conveyor Oven | E1 | CCE | 0 | 0 | 0 | 0 | 0 | 0 | 0 | 0 | 0 | 0 | 0 | 0 | 0 | 0 | 0 | 0 | 0 | 0 | 0 | 0 | 0 | 0 | 0 | 0 | 0 | 0 | 0 | 0 | 0 | 0 | 0 | 0 | 0
F1_Commercial_Grocery_New_Food Preparation_Natural Gas_Conveyor Oven_E2 | F1 | Commercial | Grocery | New | Food Preparation | Natural Gas | Conveyor Oven | E2 | CCE | 0.35475 | 0.35475 | 0.35475 | 0.35475 | 0.35475 | 0.35475 | 0.35475 | 0.35475 | 0.35475 | 0.35475 | 0.35475 | 0.35475 | 0.35475 | 0.35475 | 0.35475 | 0.35475 | 0.35475 | 0.35475 | 0.35475 | 0.35475 | 0.35475 | 0.35475 | 0.35475 | 0.35475 | 0.35475 | 0.35475 | 0.35475 | 0.35475 | 0.35475 | 0.35475 | 0.35475 | 0.35475 | 0.35475
F1_Commercial_Grocery_New_Food Preparation_Natural Gas_Conveyor Oven_E3 | F1 | Commercial | Grocery | New | Food Preparation | Natural Gas | Conveyor Oven | E3 | CCE | 0 | 0 | 0 | 0 | 0 | 0 | 0 | 0 | 0 | 0 | 0 | 0 | 0 | 0 | 0 | 0 | 0 | 0 | 0 | 0 | 0 | 0 | 0 | 0 | 0 | 0 | 0 | 0 | 0 | 0 | 0 | 0 | 0
F1_Commercial_Grocery_New_Food Preparation_Natural Gas_Conveyor Oven_E4 | F1 | Commercial | Grocery | New | Food Preparation | Natural Gas | Conveyor Oven | E4 | CCE | 0 | 0 | 0 | 0 | 0 | 0 | 0 | 0 | 0 | 0 | 0 | 0 | 0 | 0 | 0 | 0 | 0 | 0 | 0 | 0 | 0 | 0 | 0 | 0 | 0 | 0 | 0 | 0 | 0 | 0 | 0 | 0 | 0
F1_Commercial_Grocery_New_Food Preparation_Natural Gas_Conveyor Oven_E5 | F1 | Commercial | Grocery | New | Food Preparation | Natural Gas | Conveyor Oven | E5 | CCE | 0 | 0 | 0 | 0 | 0 | 0 | 0 | 0 | 0 | 0 | 0 | 0 | 0 | 0 | 0 | 0 | 0 | 0 | 0 | 0 | 0 | 0 | 0 | 0 | 0 | 0 | 0 | 0 | 0 | 0 | 0 | 0 | 0
F1_Commercial_Grocery_New_Food Preparation_Natural Gas_Conveyor Oven_E6 | F1 | Commercial | Grocery | New | Food Preparation | Natural Gas | Conveyor Oven | E6 | CCE | 0 | 0 | 0 | 0 | 0 | 0 | 0 | 0 | 0 | 0 | 0 | 0 | 0 | 0 | 0 | 0 | 0 | 0 | 0 | 0 | 0 | 0 | 0 | 0 | 0 | 0 | 0 | 0 | 0 | 0 | 0 | 0 | 0
F1_Commercial_Grocery_New_Food Preparation_Natural Gas_Conveyor Oven_E7 | F1 | Commercial | Grocery | New | Food Preparation | Natural Gas | Conveyor Oven | E7 | CCE | 0 | 0 | 0 | 0 | 0 | 0 | 0 | 0 | 0 | 0 | 0 | 0 | 0 | 0 | 0 | 0 | 0 | 0 | 0 | 0 | 0 | 0 | 0 | 0 | 0 | 0 | 0 | 0 | 0 | 0 | 0 | 0 | 0
F1_Commercial_Grocery_New_Food Preparation_Natural Gas_Conveyor Oven_E8 | F1 | Commercial | Grocery | New | Food Preparation | Natural Gas | Conveyor Oven | E8 | CCE | 0 | 0 | 0 | 0 | 0 | 0 | 0 | 0 | 0 | 0 | 0 | 0 | 0 | 0 | 0 | 0 | 0 | 0 | 0 | 0 | 0 | 0 | 0 | 0 | 0 | 0 | 0 | 0 | 0 | 0 | 0 | 0 | 0
F1_Commercial_Grocery_New_Food Preparation_Natural Gas_Conveyor Oven_E9 | F1 | Commercial | Grocery | New | Food Preparation | Natural Gas | Conveyor Oven | E9 | CCE | 0 | 0 | 0 | 0 | 0 | 0 | 0 | 0 | 0 | 0 | 0 | 0 | 0 | 0 | 0 | 0 | 0 | 0 | 0 | 0 | 0 | 0 | 0 | 0 | 0 | 0 | 0 | 0 | 0 | 0 | 0 | 0 | 0
F1_Commercial_Grocery_New_Food Preparation_Natural Gas_Conveyor Oven_E10 | F1 | Commercial | Grocery | New | Food Preparation | Natural Gas | Conveyor Oven | E10 | CCE | 0 | 0 | 0 | 0 | 0 | 0 | 0 | 0 | 0 | 0 | 0 | 0 | 0 | 0 | 0 | 0 | 0 | 0 | 0 | 0 | 0 | 0 | 0 | 0 | 0 | 0 | 0 | 0 | 0 | 0 | 0 | 0 | 0
F2_Commercial_Grocery_New_Food Preparation_Natural Gas_Conveyor Oven_E1 | F2 | Commercial | Grocery | New | Food Preparation | Natural Gas | Conveyor Oven | E1 | TRC BC Ratio | bar: 2019 to 2051
F2_Commercial_Grocery_New_Food Preparation_Natural Gas_Conveyor Oven_E2 | F2 | Commercial | Grocery | New | Food Preparation | Natural Gas | Conveyor Oven | E2 | TRC BC Ratio | 4.0477 | 4.0772 | 4.1092 | 4.1444 | 4.1846 | 4.2312 | 4.2722 | 4.3136 | 4.3565 | 4.4011 | 4.4439 | 4.4835 | 4.5223 | 4.561 | 4.6015 | 4.64 | 4.6797 | 4.7203 | 4.7612 | 4.8019 | 4.8418 | 4.8782 | 4.9108 | 4.9395 | 4.9644 | 4.9858 | 5.0006 | 5.0116 | 5.0212 | 5.0293 | 5.0374 | 5.041 | 5.041
F2_Commercial_Grocery_New_Food Preparation_Natural Gas_Conveyor Oven_E3 | F2 | Commercial | Grocery | New | Food Preparation | Natural Gas | Conveyor Oven | E3 | TRC BC Ratio | 0 | 0 | 0 | 0 | 0 | 0 | 0 | 0 | 0 | 0 | 0 | 0 | 0 | 0 | 0 | 0 | 0 | 0 | 0 | 0 | 0 | 0 | 0 | 0 | 0 | 0 | 0 | 0 | 0 | 0 | 0 | 0 | 0
F2_Commercial_Grocery_New_Food Preparation_Natural Gas_Conveyor Oven_E4 | F2 | Commercial | Grocery | New | Food Preparation | Natural Gas | Conveyor Oven | E4 | TRC BC Ratio | 0 | 0 | 0 | 0 | 0 | 0 | 0 | 0 | 0 | 0 | 0 | 0 | 0 | 0 | 0 | 0 | 0 | 0 | 0 | 0 | 0 | 0 | 0 | 0 | 0 | 0 | 0 | 0 | 0 | 0 | 0 | 0 | 0
F2_Commercial_Grocery_New_Food Preparation_Natural Gas_Conveyor Oven_E5 | F2 | Commercial | Grocery | New | Food Preparation | Natural Gas | Conveyor Oven | E5 | TRC BC Ratio | 0 | 0 | 0 | 0 | 0 | 0 | 0 | 0 | 0 | 0 | 0 | 0 | 0 | 0 | 0 | 0 | 0 | 0 | 0 | 0 | 0 | 0 | 0 | 0 | 0 | 0 | 0 | 0 | 0 | 0 | 0 | 0 | 0
F2_Commercial_Grocery_New_Food Preparation_Natural Gas_Conveyor Oven_E6 | F2 | Commercial | Grocery | New | Food Preparation | Natural Gas | Conveyor Oven | E6 | TRC BC Ratio | 0 | 0 | 0 | 0 | 0 | 0 | 0 | 0 | 0 | 0 | 0 | 0 | 0 | 0 | 0 | 0 | 0 | 0 | 0 | 0 | 0 | 0 | 0 | 0 | 0 | 0 | 0 | 0 | 0 | 0 | 0 | 0 | 0
F2_Commercial_Grocery_New_Food Preparation_Natural Gas_Conveyor Oven_E7 | F2 | Commercial | Grocery | New | Food Preparation | Natural Gas | Conveyor Oven | E7 | TRC BC Ratio | 0 | 0 | 0 | 0 | 0 | 0 | 0 | 0 | 0 | 0 | 0 | 0 | 0 | 0 | 0 | 0 | 0 | 0 | 0 | 0 | 0 | 0 | 0 | 0 | 0 | 0 | 0 | 0 | 0 | 0 | 0 | 0 | 0
F2_Commercial_Grocery_New_Food Preparation_Natural Gas_Conveyor Oven_E8 | F2 | Commercial | Grocery | New | Food Preparation | Natural Gas | Conveyor Oven | E8 | TRC BC Ratio | 0 | 0 | 0 | 0 | 0 | 0 | 0 | 0 | 0 | 0 | 0 | 0 | 0 | 0 | 0 | 0 | 0 | 0 | 0 | 0 | 0 | 0 | 0 | 0 | 0 | 0 | 0 | 0 | 0 | 0 | 0 | 0 | 0
F2_Commercial_Grocery_New_Food Preparation_Natural Gas_Conveyor Oven_E9 | F2 | Commercial | Grocery | New | Food Preparation | Natural Gas | Conveyor Oven | E9 | TRC BC Ratio | 0 | 0 | 0 | 0 | 0 | 0 | 0 | 0 | 0 | 0 | 0 | 0 | 0 | 0 | 0 | 0 | 0 | 0 | 0 | 0 | 0 | 0 | 0 | 0 | 0 | 0 | 0 | 0 | 0 | 0 | 0 | 0 | 0
F2_Commercial_Grocery_New_Food Preparation_Natural Gas_Conveyor Oven_E10 | F2 | Commercial | Grocery | New | Food Preparation | Natural Gas | Conveyor Oven | E10 | TRC BC Ratio | 0 | 0 | 0 | 0 | 0 | 0 | 0 | 0 | 0 | 0 | 0 | 0 | 0 | 0 | 0 | 0 | 0 | 0 | 0 | 0 | 0 | 0 | 0 | 0 | 0 | 0 | 0 | 0 | 0 | 0 | 0 | 0 | 0
F3_Commercial_Grocery_New_Food Preparation_Natural Gas_Conveyor Oven_E1 | F3 | Commercial | Grocery | New | Food Preparation | Natural Gas | Conveyor Oven | E1 | PACT BC Ratio | bar: 2019 to 2051
F3_Commercial_Grocery_New_Food Preparation_Natural Gas_Conveyor Oven_E2 | F3 | Commercial | Grocery | New | Food Preparation | Natural Gas | Conveyor Oven | E2 | PACT BC Ratio | 5.397 | 5.4363 | 5.479 | 5.5258 | 5.5794 | 5.6416 | 5.6963 | 5.7515 | 5.8086 | 5.8681 | 5.9253 | 5.978 | 6.0297 | 6.0814 | 6.1353 | 6.1867 | 6.2396 | 6.2937 | 6.3483 | 6.4025 | 6.4557 | 6.5043 | 6.5477 | 6.586 | 6.6192 | 6.6477 | 6.6674 | 6.6822 | 6.6949 | 6.7058 | 6.7166 | 6.7213 | 6.7213
F3_Commercial_Grocery_New_Food Preparation_Natural Gas_Conveyor Oven_E3 | F3 | Commercial | Grocery | New | Food Preparation | Natural Gas | Conveyor Oven | E3 | PACT BC Ratio | 0 | 0 | 0 | 0 | 0 | 0 | 0 | 0 | 0 | 0 | 0 | 0 | 0 | 0 | 0 | 0 | 0 | 0 | 0 | 0 | 0 | 0 | 0 | 0 | 0 | 0 | 0 | 0 | 0 | 0 | 0 | 0 | 0
F3_Commercial_Grocery_New_Food Preparation_Natural Gas_Conveyor Oven_E4 | F3 | Commercial | Grocery | New | Food Preparation | Natural Gas | Conveyor Oven | E4 | PACT BC Ratio | 0 | 0 | 0 | 0 | 0 | 0 | 0 | 0 | 0 | 0 | 0 | 0 | 0 | 0 | 0 | 0 | 0 | 0 | 0 | 0 | 0 | 0 | 0 | 0 | 0 | 0 | 0 | 0 | 0 | 0 | 0 | 0 | 0
F3_Commercial_Grocery_New_Food Preparation_Natural Gas_Conveyor Oven_E5 | F3 | Commercial | Grocery | New | Food Preparation | Natural Gas | Conveyor Oven | E5 | PACT BC Ratio | 0 | 0 | 0 | 0 | 0 | 0 | 0 | 0 | 0 | 0 | 0 | 0 | 0 | 0 | 0 | 0 | 0 | 0 | 0 | 0 | 0 | 0 | 0 | 0 | 0 | 0 | 0 | 0 | 0 | 0 | 0 | 0 | 0
F3_Commercial_Grocery_New_Food Preparation_Natural Gas_Conveyor Oven_E6 | F3 | Commercial | Grocery | New | Food Preparation | Natural Gas | Conveyor Oven | E6 | PACT BC Ratio | 0 | 0 | 0 | 0 | 0 | 0 | 0 | 0 | 0 | 0 | 0 | 0 | 0 | 0 | 0 | 0 | 0 | 0 | 0 | 0 | 0 | 0 | 0 | 0 | 0 | 0 | 0 | 0 | 0 | 0 | 0 | 0 | 0
F3_Commercial_Grocery_New_Food Preparation_Natural Gas_Conveyor Oven_E7 | F3 | Commercial | Grocery | New | Food Preparation | Natural Gas | Conveyor Oven | E7 | PACT BC Ratio | 0 | 0 | 0 | 0 | 0 | 0 | 0 | 0 | 0 | 0 | 0 | 0 | 0 | 0 | 0 | 0 | 0 | 0 | 0 | 0 | 0 | 0 | 0 | 0 | 0 | 0 | 0 | 0 | 0 | 0 | 0 | 0 | 0
F3_Commercial_Grocery_New_Food Preparation_Natural Gas_Conveyor Oven_E8 | F3 | Commercial | Grocery | New | Food Preparation | Natural Gas | Conveyor Oven | E8 | PACT BC Ratio | 0 | 0 | 0 | 0 | 0 | 0 | 0 | 0 | 0 | 0 | 0 | 0 | 0 | 0 | 0 | 0 | 0 | 0 | 0 | 0 | 0 | 0 | 0 | 0 | 0 | 0 | 0 | 0 | 0 | 0 | 0 | 0 | 0
F3_Commercial_Grocery_New_Food Preparation_Natural Gas_Conveyor Oven_E9 | F3 | Commercial | Grocery | New | Food Preparation | Natural Gas | Conveyor Oven | E9 | PACT BC Ratio | 0 | 0 | 0 | 0 | 0 | 0 | 0 | 0 | 0 | 0 | 0 | 0 | 0 | 0 | 0 | 0 | 0 | 0 | 0 | 0 | 0 | 0 | 0 | 0 | 0 | 0 | 0 | 0 | 0 | 0 | 0 | 0 | 0
F3_Commercial_Grocery_New_Food Preparation_Natural Gas_Conveyor Oven_E10 | F3 | Commercial | Grocery | New | Food Preparation | Natural Gas | Conveyor Oven | E10 | PACT BC Ratio | 0 | 0 | 0 | 0 | 0 | 0 | 0 | 0 | 0 | 0 | 0 | 0 | 0 | 0 | 0 | 0 | 0 | 0 | 0 | 0 | 0 | 0 | 0 | 0 | 0 | 0 | 0 | 0 | 0 | 0 | 0 | 0 | 0
F4_Commercial_Grocery_New_Food Preparation_Natural Gas_Conveyor Oven_E1 | F4 | Commercial | Grocery | New | Food Preparation | Natural Gas | Conveyor Oven | E1 | RVT BC Ratio | bar: 2019 to 2051
F4_Commercial_Grocery_New_Food Preparation_Natural Gas_Conveyor Oven_E2 | F4 | Commercial | Grocery | New | Food Preparation | Natural Gas | Conveyor Oven | E2 | RVT BC Ratio | 6.5193 | 6.5617 | 6.6078 | 6.6583 | 6.7161 | 6.7831 | 6.8421 | 6.9016 | 6.9632 | 7.0273 | 7.089 | 7.1459 | 7.2016 | 7.2573 | 7.3154 | 7.3708 | 7.4279 | 7.4863 | 7.5451 | 7.6035 | 7.6609 | 7.7133 | 7.7601 | 7.8014 | 7.8372 | 7.8679 | 7.8892 | 7.9051 | 7.9188 | 7.9306 | 7.9422 | 7.9473 | 7.9473
F4_Commercial_Grocery_New_Food Preparation_Natural Gas_Conveyor Oven_E3 | F4 | Commercial | Grocery | New | Food Preparation | Natural Gas | Conveyor Oven | E3 | RVT BC Ratio | 0 | 0 | 0 | 0 | 0 | 0 | 0 | 0 | 0 | 0 | 0 | 0 | 0 | 0 | 0 | 0 | 0 | 0 | 0 | 0 | 0 | 0 | 0 | 0 | 0 | 0 | 0 | 0 | 0 | 0 | 0 | 0 | 0
F4_Commercial_Grocery_New_Food Preparation_Natural Gas_Conveyor Oven_E4 | F4 | Commercial | Grocery | New | Food Preparation | Natural Gas | Conveyor Oven | E4 | RVT BC Ratio | 0 | 0 | 0 | 0 | 0 | 0 | 0 | 0 | 0 | 0 | 0 | 0 | 0 | 0 | 0 | 0 | 0 | 0 | 0 | 0 | 0 | 0 | 0 | 0 | 0 | 0 | 0 | 0 | 0 | 0 | 0 | 0 | 0
F4_Commercial_Grocery_New_Food Preparation_Natural Gas_Conveyor Oven_E5 | F4 | Commercial | Grocery | New | Food Preparation | Natural Gas | Conveyor Oven | E5 | RVT BC Ratio | 0 | 0 | 0 | 0 | 0 | 0 | 0 | 0 | 0 | 0 | 0 | 0 | 0 | 0 | 0 | 0 | 0 | 0 | 0 | 0 | 0 | 0 | 0 | 0 | 0 | 0 | 0 | 0 | 0 | 0 | 0 | 0 | 0
F4_Commercial_Grocery_New_Food Preparation_Natural Gas_Conveyor Oven_E6 | F4 | Commercial | Grocery | New | Food Preparation | Natural Gas | Conveyor Oven | E6 | RVT BC Ratio | 0 | 0 | 0 | 0 | 0 | 0 | 0 | 0 | 0 | 0 | 0 | 0 | 0 | 0 | 0 | 0 | 0 | 0 | 0 | 0 | 0 | 0 | 0 | 0 | 0 | 0 | 0 | 0 | 0 | 0 | 0 | 0 | 0
F4_Commercial_Grocery_New_Food Preparation_Natural Gas_Conveyor Oven_E7 | F4 | Commercial | Grocery | New | Food Preparation | Natural Gas | Conveyor Oven | E7 | RVT BC Ratio | 0 | 0 | 0 | 0 | 0 | 0 | 0 | 0 | 0 | 0 | 0 | 0 | 0 | 0 | 0 | 0 | 0 | 0 | 0 | 0 | 0 | 0 | 0 | 0 | 0 | 0 | 0 | 0 | 0 | 0 | 0 | 0 | 0
F4_Commercial_Grocery_New_Food Preparation_Natural Gas_Conveyor Oven_E8 | F4 | Commercial | Grocery | New | Food Preparation | Natural Gas | Conveyor Oven | E8 | RVT BC Ratio | 0 | 0 | 0 | 0 | 0 | 0 | 0 | 0 | 0 | 0 | 0 | 0 | 0 | 0 | 0 | 0 | 0 | 0 | 0 | 0 | 0 | 0 | 0 | 0 | 0 | 0 | 0 | 0 | 0 | 0 | 0 | 0 | 0
F4_Commercial_Grocery_New_Food Preparation_Natural Gas_Conveyor Oven_E9 | F4 | Commercial | Grocery | New | Food Preparation | Natural Gas | Conveyor Oven | E9 | RVT BC Ratio | 0 | 0 | 0 | 0 | 0 | 0 | 0 | 0 | 0 | 0 | 0 | 0 | 0 | 0 | 0 | 0 | 0 | 0 | 0 | 0 | 0 | 0 | 0 | 0 | 0 | 0 | 0 | 0 | 0 | 0 | 0 | 0 | 0
F4_Commercial_Grocery_New_Food Preparation_Natural Gas_Conveyor Oven_E10 | F4 | Commercial | Grocery | New | Food Preparation | Natural Gas | Conveyor Oven | E10 | RVT BC Ratio | 0 | 0 | 0 | 0 | 0 | 0 | 0 | 0 | 0 | 0 | 0 | 0 | 0 | 0 | 0 | 0 | 0 | 0 | 0 | 0 | 0 | 0 | 0 | 0 | 0 | 0 | 0 | 0 | 0 | 0 | 0 | 0 | 0
F5_Commercial_Grocery_New_Food Preparation_Natural Gas_Conveyor Oven_E1 | F5 | Commercial | Grocery | New | Food Preparation | Natural Gas | Conveyor Oven | E1 | RIM BC Ratio | bar: 2019 to 2051
F5_Commercial_Grocery_New_Food Preparation_Natural Gas_Conveyor Oven_E2 | F5 | Commercial | Grocery | New | Food Preparation | Natural Gas | Conveyor Oven | E2 | RIM BC Ratio | 0.72288 | 0.72358 | 0.72433 | 0.72515 | 0.72606 | 0.7271 | 0.728 | 0.7289 | 0.72981 | 0.73074 | 0.73162 | 0.73242 | 0.73319 | 0.73394 | 0.73472 | 0.73545 | 0.7362 | 0.73694 | 0.73769 | 0.73841 | 0.73912 | 0.73975 | 0.74031 | 0.74079 | 0.74121 | 0.74157 | 0.74181 | 0.742 | 0.74215 | 0.74229 | 0.74242 | 0.74248 | 0.74248
F5_Commercial_Grocery_New_Food Preparation_Natural Gas_Conveyor Oven_E3 | F5 | Commercial | Grocery | New | Food Preparation | Natural Gas | Conveyor Oven | E3 | RIM BC Ratio | 0 | 0 | 0 | 0 | 0 | 0 | 0 | 0 | 0 | 0 | 0 | 0 | 0 | 0 | 0 | 0 | 0 | 0 | 0 | 0 | 0 | 0 | 0 | 0 | 0 | 0 | 0 | 0 | 0 | 0 | 0 | 0 | 0
F5_Commercial_Grocery_New_Food Preparation_Natural Gas_Conveyor Oven_E4 | F5 | Commercial | Grocery | New | Food Preparation | Natural Gas | Conveyor Oven | E4 | RIM BC Ratio | 0 | 0 | 0 | 0 | 0 | 0 | 0 | 0 | 0 | 0 | 0 | 0 | 0 | 0 | 0 | 0 | 0 | 0 | 0 | 0 | 0 | 0 | 0 | 0 | 0 | 0 | 0 | 0 | 0 | 0 | 0 | 0 | 0
F5_Commercial_Grocery_New_Food Preparation_Natural Gas_Conveyor Oven_E5 | F5 | Commercial | Grocery | New | Food Preparation | Natural Gas | Conveyor Oven | E5 | RIM BC Ratio | 0 | 0 | 0 | 0 | 0 | 0 | 0 | 0 | 0 | 0 | 0 | 0 | 0 | 0 | 0 | 0 | 0 | 0 | 0 | 0 | 0 | 0 | 0 | 0 | 0 | 0 | 0 | 0 | 0 | 0 | 0 | 0 | 0
F5_Commercial_Grocery_New_Food Preparation_Natural Gas_Conveyor Oven_E6 | F5 | Commercial | Grocery | New | Food Preparation | Natural Gas | Conveyor Oven | E6 | RIM BC Ratio | 0 | 0 | 0 | 0 | 0 | 0 | 0 | 0 | 0 | 0 | 0 | 0 | 0 | 0 | 0 | 0 | 0 | 0 | 0 | 0 | 0 | 0 | 0 | 0 | 0 | 0 | 0 | 0 | 0 | 0 | 0 | 0 | 0
F5_Commercial_Grocery_New_Food Preparation_Natural Gas_Conveyor Oven_E7 | F5 | Commercial | Grocery | New | Food Preparation | Natural Gas | Conveyor Oven | E7 | RIM BC Ratio | 0 | 0 | 0 | 0 | 0 | 0 | 0 | 0 | 0 | 0 | 0 | 0 | 0 | 0 | 0 | 0 | 0 | 0 | 0 | 0 | 0 | 0 | 0 | 0 | 0 | 0 | 0 | 0 | 0 | 0 | 0 | 0 | 0
F5_Commercial_Grocery_New_Food Preparation_Natural Gas_Conveyor Oven_E8 | F5 | Commercial | Grocery | New | Food Preparation | Natural Gas | Conveyor Oven | E8 | RIM BC Ratio | 0 | 0 | 0 | 0 | 0 | 0 | 0 | 0 | 0 | 0 | 0 | 0 | 0 | 0 | 0 | 0 | 0 | 0 | 0 | 0 | 0 | 0 | 0 | 0 | 0 | 0 | 0 | 0 | 0 | 0 | 0 | 0 | 0
F5_Commercial_Grocery_New_Food Preparation_Natural Gas_Conveyor Oven_E9 | F5 | Commercial | Grocery | New | Food Preparation | Natural Gas | Conveyor Oven | E9 | RIM BC Ratio | 0 | 0 | 0 | 0 | 0 | 0 | 0 | 0 | 0 | 0 | 0 | 0 | 0 | 0 | 0 | 0 | 0 | 0 | 0 | 0 | 0 | 0 | 0 | 0 | 0 | 0 | 0 | 0 | 0 | 0 | 0 | 0 | 0
F5_Commercial_Grocery_New_Food Preparation_Natural Gas_Conveyor Oven_E10 | F5 | Commercial | Grocery | New | Food Preparation | Natural Gas | Conveyor Oven | E10 | RIM BC Ratio | 0 | 0 | 0 | 0 | 0 | 0 | 0 | 0 | 0 | 0 | 0 | 0 | 0 | 0 | 0 | 0 | 0 | 0 | 0 | 0 | 0 | 0 | 0 | 0 | 0 | 0 | 0 | 0 | 0 | 0 | 0 | 0 | 0
F0_Commercial_Grocery_New_Food Preparation_Natural Gas_Double Rack Oven_E0 | F0 | Commercial | Grocery | New | Food Preparation | Natural Gas | Double Rack Oven | E0 | Economic Unit | FTSC Qualified (>50% Cooking Efficiency) | FTSC Qualified (>50% Cooking Efficiency) | FTSC Qualified (>50% Cooking Efficiency) | FTSC Qualified (>50% Cooking Efficiency) | FTSC Qualified (>50% Cooking Efficiency) | FTSC Qualified (>50% Cooking Efficiency) | FTSC Qualified (>50% Cooking Efficiency) | FTSC Qualified (>50% Cooking Efficiency) | FTSC Qualified (>50% Cooking Efficiency) | FTSC Qualified (>50% Cooking Efficiency) | FTSC Qualified (>50% Cooking Efficiency) | FTSC Qualified (>50% Cooking Efficiency) | FTSC Qualified (>50% Cooking Efficiency) | FTSC Qualified (>50% Cooking Efficiency) | FTSC Qualified (>50% Cooking Efficiency) | FTSC Qualified (>50% Cooking Efficiency) | FTSC Qualified (>50% Cooking Efficiency) | FTSC Qualified (>50% Cooking Efficiency) | FTSC Qualified (>50% Cooking Efficiency) | FTSC Qualified (>50% Cooking Efficiency) | FTSC Qualified (>50% Cooking Efficiency) | FTSC Qualified (>50% Cooking Efficiency) | FTSC Qualified (>50% Cooking Efficiency) | FTSC Qualified (>50% Cooking Efficiency) | FTSC Qualified (>50% Cooking Efficiency) | FTSC Qualified (>50% Cooking Efficiency) | FTSC Qualified (>50% Cooking Efficiency) | FTSC Qualified (>50% Cooking Efficiency) | FTSC Qualified (>50% Cooking Efficiency) | FTSC Qualified (>50% Cooking Efficiency) | FTSC Qualified (>50% Cooking Efficiency) | FTSC Qualified (>50% Cooking Efficiency) | FTSC Qualified (>50% Cooking Efficiency)
F1_Commercial_Grocery_New_Food Preparation_Natural Gas_Double Rack Oven_E1 | F1 | Commercial | Grocery | New | Food Preparation | Natural Gas | Double Rack Oven | E1 | CCE | 0 | 0 | 0 | 0 | 0 | 0 | 0 | 0 | 0 | 0 | 0 | 0 | 0 | 0 | 0 | 0 | 0 | 0 | 0 | 0 | 0 | 0 | 0 | 0 | 0 | 0 | 0 | 0 | 0 | 0 | 0 | 0 | 0
F1_Commercial_Grocery_New_Food Preparation_Natural Gas_Double Rack Oven_E2 | F1 | Commercial | Grocery | New | Food Preparation | Natural Gas | Double Rack Oven | E2 | CCE | 0.29688 | 0.29688 | 0.29688 | 0.29688 | 0.29688 | 0.29688 | 0.29688 | 0.29688 | 0.29688 | 0.29688 | 0.29688 | 0.29688 | 0.29688 | 0.29688 | 0.29688 | 0.29688 | 0.29688 | 0.29688 | 0.29688 | 0.29688 | 0.29688 | 0.29688 | 0.29688 | 0.29688 | 0.29688 | 0.29688 | 0.29688 | 0.29688 | 0.29688 | 0.29688 | 0.29688 | 0.29688 | 0.29688
F1_Commercial_Grocery_New_Food Preparation_Natural Gas_Double Rack Oven_E3 | F1 | Commercial | Grocery | New | Food Preparation | Natural Gas | Double Rack Oven | E3 | CCE | 0 | 0 | 0 | 0 | 0 | 0 | 0 | 0 | 0 | 0 | 0 | 0 | 0 | 0 | 0 | 0 | 0 | 0 | 0 | 0 | 0 | 0 | 0 | 0 | 0 | 0 | 0 | 0 | 0 | 0 | 0 | 0 | 0
F1_Commercial_Grocery_New_Food Preparation_Natural Gas_Double Rack Oven_E4 | F1 | Commercial | Grocery | New | Food Preparation | Natural Gas | Double Rack Oven | E4 | CCE | 0 | 0 | 0 | 0 | 0 | 0 | 0 | 0 | 0 | 0 | 0 | 0 | 0 | 0 | 0 | 0 | 0 | 0 | 0 | 0 | 0 | 0 | 0 | 0 | 0 | 0 | 0 | 0 | 0 | 0 | 0 | 0 | 0
F1_Commercial_Grocery_New_Food Preparation_Natural Gas_Double Rack Oven_E5 | F1 | Commercial | Grocery | New | Food Preparation | Natural Gas | Double Rack Oven | E5 | CCE | 0 | 0 | 0 | 0 | 0 | 0 | 0 | 0 | 0 | 0 | 0 | 0 | 0 | 0 | 0 | 0 | 0 | 0 | 0 | 0 | 0 | 0 | 0 | 0 | 0 | 0 | 0 | 0 | 0 | 0 | 0 | 0 | 0
F1_Commercial_Grocery_New_Food Preparation_Natural Gas_Double Rack Oven_E6 | F1 | Commercial | Grocery | New | Food Preparation | Natural Gas | Double Rack Oven | E6 | CCE | 0 | 0 | 0 | 0 | 0 | 0 | 0 | 0 | 0 | 0 | 0 | 0 | 0 | 0 | 0 | 0 | 0 | 0 | 0 | 0 | 0 | 0 | 0 | 0 | 0 | 0 | 0 | 0 | 0 | 0 | 0 | 0 | 0
F1_Commercial_Grocery_New_Food Preparation_Natural Gas_Double Rack Oven_E7 | F1 | Commercial | Grocery | New | Food Preparation | Natural Gas | Double Rack Oven | E7 | CCE | 0 | 0 | 0 | 0 | 0 | 0 | 0 | 0 | 0 | 0 | 0 | 0 | 0 | 0 | 0 | 0 | 0 | 0 | 0 | 0 | 0 | 0 | 0 | 0 | 0 | 0 | 0 | 0 | 0 | 0 | 0 | 0 | 0
F1_Commercial_Grocery_New_Food Preparation_Natural Gas_Double Rack Oven_E8 | F1 | Commercial | Grocery | New | Food Preparation | Natural Gas | Double Rack Oven | E8 | CCE | 0 | 0 | 0 | 0 | 0 | 0 | 0 | 0 | 0 | 0 | 0 | 0 | 0 | 0 | 0 | 0 | 0 | 0 | 0 | 0 | 0 | 0 | 0 | 0 | 0 | 0 | 0 | 0 | 0 | 0 | 0 | 0 | 0
F1_Commercial_Grocery_New_Food Preparation_Natural Gas_Double Rack Oven_E9 | F1 | Commercial | Grocery | New | Food Preparation | Natural Gas | Double Rack Oven | E9 | CCE | 0 | 0 | 0 | 0 | 0 | 0 | 0 | 0 | 0 | 0 | 0 | 0 | 0 | 0 | 0 | 0 | 0 | 0 | 0 | 0 | 0 | 0 | 0 | 0 | 0 | 0 | 0 | 0 | 0 | 0 | 0 | 0 | 0
F1_Commercial_Grocery_New_Food Preparation_Natural Gas_Double Rack Oven_E10 | F1 | Commercial | Grocery | New | Food Preparation | Natural Gas | Double Rack Oven | E10 | CCE | 0 | 0 | 0 | 0 | 0 | 0 | 0 | 0 | 0 | 0 | 0 | 0 | 0 | 0 | 0 | 0 | 0 | 0 | 0 | 0 | 0 | 0 | 0 | 0 | 0 | 0 | 0 | 0 | 0 | 0 | 0 | 0 | 0
F2_Commercial_Grocery_New_Food Preparation_Natural Gas_Double Rack Oven_E1 | F2 | Commercial | Grocery | New | Food Preparation | Natural Gas | Double Rack Oven | E1 | TRC BC Ratio | bar: 2019 to 2051
F2_Commercial_Grocery_New_Food Preparation_Natural Gas_Double Rack Oven_E2 | F2 | Commercial | Grocery | New | Food Preparation | Natural Gas | Double Rack Oven | E2 | TRC BC Ratio | 4.7395 | 4.7756 | 4.816 | 4.8604 | 4.911 | 4.9696 | 5.017 | 5.0626 | 5.1089 | 5.1571 | 5.2031 | 5.2453 | 5.2885 | 5.3338 | 5.3838 | 5.4328 | 5.4847 | 5.5395 | 5.5966 | 5.655 | 5.7136 | 5.7686 | 5.8182 | 5.8621 | 5.9 | 5.9326 | 5.9552 | 5.9721 | 5.9866 | 5.9991 | 6.0114 | 6.0169 | 6.0169
F2_Commercial_Grocery_New_Food Preparation_Natural Gas_Double Rack Oven_E3 | F2 | Commercial | Grocery | New | Food Preparation | Natural Gas | Double Rack Oven | E3 | TRC BC Ratio | 0 | 0 | 0 | 0 | 0 | 0 | 0 | 0 | 0 | 0 | 0 | 0 | 0 | 0 | 0 | 0 | 0 | 0 | 0 | 0 | 0 | 0 | 0 | 0 | 0 | 0 | 0 | 0 | 0 | 0 | 0 | 0 | 0
F2_Commercial_Grocery_New_Food Preparation_Natural Gas_Double Rack Oven_E4 | F2 | Commercial | Grocery | New | Food Preparation | Natural Gas | Double Rack Oven | E4 | TRC BC Ratio | 0 | 0 | 0 | 0 | 0 | 0 | 0 | 0 | 0 | 0 | 0 | 0 | 0 | 0 | 0 | 0 | 0 | 0 | 0 | 0 | 0 | 0 | 0 | 0 | 0 | 0 | 0 | 0 | 0 | 0 | 0 | 0 | 0
F2_Commercial_Grocery_New_Food Preparation_Natural Gas_Double Rack Oven_E5 | F2 | Commercial | Grocery | New | Food Preparation | Natural Gas | Double Rack Oven | E5 | TRC BC Ratio | 0 | 0 | 0 | 0 | 0 | 0 | 0 | 0 | 0 | 0 | 0 | 0 | 0 | 0 | 0 | 0 | 0 | 0 | 0 | 0 | 0 | 0 | 0 | 0 | 0 | 0 | 0 | 0 | 0 | 0 | 0 | 0 | 0
F2_Commercial_Grocery_New_Food Preparation_Natural Gas_Double Rack Oven_E6 | F2 | Commercial | Grocery | New | Food Preparation | Natural Gas | Double Rack Oven | E6 | TRC BC Ratio | 0 | 0 | 0 | 0 | 0 | 0 | 0 | 0 | 0 | 0 | 0 | 0 | 0 | 0 | 0 | 0 | 0 | 0 | 0 | 0 | 0 | 0 | 0 | 0 | 0 | 0 | 0 | 0 | 0 | 0 | 0 | 0 | 0
F2_Commercial_Grocery_New_Food Preparation_Natural Gas_Double Rack Oven_E7 | F2 | Commercial | Grocery | New | Food Preparation | Natural Gas | Double Rack Oven | E7 | TRC BC Ratio | 0 | 0 | 0 | 0 | 0 | 0 | 0 | 0 | 0 | 0 | 0 | 0 | 0 | 0 | 0 | 0 | 0 | 0 | 0 | 0 | 0 | 0 | 0 | 0 | 0 | 0 | 0 | 0 | 0 | 0 | 0 | 0 | 0
F2_Commercial_Grocery_New_Food Preparation_Natural Gas_Double Rack Oven_E8 | F2 | Commercial | Grocery | New | Food Preparation | Natural Gas | Double Rack Oven | E8 | TRC BC Ratio | 0 | 0 | 0 | 0 | 0 | 0 | 0 | 0 | 0 | 0 | 0 | 0 | 0 | 0 | 0 | 0 | 0 | 0 | 0 | 0 | 0 | 0 | 0 | 0 | 0 | 0 | 0 | 0 | 0 | 0 | 0 | 0 | 0
F2_Commercial_Grocery_New_Food Preparation_Natural Gas_Double Rack Oven_E9 | F2 | Commercial | Grocery | New | Food Preparation | Natural Gas | Double Rack Oven | E9 | TRC BC Ratio | 0 | 0 | 0 | 0 | 0 | 0 | 0 | 0 | 0 | 0 | 0 | 0 | 0 | 0 | 0 | 0 | 0 | 0 | 0 | 0 | 0 | 0 | 0 | 0 | 0 | 0 | 0 | 0 | 0 | 0 | 0 | 0 | 0
F2_Commercial_Grocery_New_Food Preparation_Natural Gas_Double Rack Oven_E10 | F2 | Commercial | Grocery | New | Food Preparation | Natural Gas | Double Rack Oven | E10 | TRC BC Ratio | 0 | 0 | 0 | 0 | 0 | 0 | 0 | 0 | 0 | 0 | 0 | 0 | 0 | 0 | 0 | 0 | 0 | 0 | 0 | 0 | 0 | 0 | 0 | 0 | 0 | 0 | 0 | 0 | 0 | 0 | 0 | 0 | 0
F3_Commercial_Grocery_New_Food Preparation_Natural Gas_Double Rack Oven_E1 | F3 | Commercial | Grocery | New | Food Preparation | Natural Gas | Double Rack Oven | E1 | PACT BC Ratio | bar: 2019 to 2051
F3_Commercial_Grocery_New_Food Preparation_Natural Gas_Double Rack Oven_E2 | F3 | Commercial | Grocery | New | Food Preparation | Natural Gas | Double Rack Oven | E2 | PACT BC Ratio | 6.3193 | 6.3675 | 6.4213 | 6.4805 | 6.548 | 6.6261 | 6.6894 | 6.7502 | 6.8119 | 6.8761 | 6.9374 | 6.9937 | 7.0513 | 7.1117 | 7.1784 | 7.2437 | 7.3129 | 7.386 | 7.4622 | 7.5399 | 7.6182 | 7.6915 | 7.7576 | 7.8161 | 7.8667 | 7.9101 | 7.9403 | 7.9627 | 7.9822 | 7.9988 | 8.0152 | 8.0225 | 8.0225
F3_Commercial_Grocery_New_Food Preparation_Natural Gas_Double Rack Oven_E3 | F3 | Commercial | Grocery | New | Food Preparation | Natural Gas | Double Rack Oven | E3 | PACT BC Ratio | 0 | 0 | 0 | 0 | 0 | 0 | 0 | 0 | 0 | 0 | 0 | 0 | 0 | 0 | 0 | 0 | 0 | 0 | 0 | 0 | 0 | 0 | 0 | 0 | 0 | 0 | 0 | 0 | 0 | 0 | 0 | 0 | 0
F3_Commercial_Grocery_New_Food Preparation_Natural Gas_Double Rack Oven_E4 | F3 | Commercial | Grocery | New | Food Preparation | Natural Gas | Double Rack Oven | E4 | PACT BC Ratio | 0 | 0 | 0 | 0 | 0 | 0 | 0 | 0 | 0 | 0 | 0 | 0 | 0 | 0 | 0 | 0 | 0 | 0 | 0 | 0 | 0 | 0 | 0 | 0 | 0 | 0 | 0 | 0 | 0 | 0 | 0 | 0 | 0
F3_Commercial_Grocery_New_Food Preparation_Natural Gas_Double Rack Oven_E5 | F3 | Commercial | Grocery | New | Food Preparation | Natural Gas | Double Rack Oven | E5 | PACT BC Ratio | 0 | 0 | 0 | 0 | 0 | 0 | 0 | 0 | 0 | 0 | 0 | 0 | 0 | 0 | 0 | 0 | 0 | 0 | 0 | 0 | 0 | 0 | 0 | 0 | 0 | 0 | 0 | 0 | 0 | 0 | 0 | 0 | 0
F3_Commercial_Grocery_New_Food Preparation_Natural Gas_Double Rack Oven_E6 | F3 | Commercial | Grocery | New | Food Preparation | Natural Gas | Double Rack Oven | E6 | PACT BC Ratio | 0 | 0 | 0 | 0 | 0 | 0 | 0 | 0 | 0 | 0 | 0 | 0 | 0 | 0 | 0 | 0 | 0 | 0 | 0 | 0 | 0 | 0 | 0 | 0 | 0 | 0 | 0 | 0 | 0 | 0 | 0 | 0 | 0
F3_Commercial_Grocery_New_Food Preparation_Natural Gas_Double Rack Oven_E7 | F3 | Commercial | Grocery | New | Food Preparation | Natural Gas | Double Rack Oven | E7 | PACT BC Ratio | 0 | 0 | 0 | 0 | 0 | 0 | 0 | 0 | 0 | 0 | 0 | 0 | 0 | 0 | 0 | 0 | 0 | 0 | 0 | 0 | 0 | 0 | 0 | 0 | 0 | 0 | 0 | 0 | 0 | 0 | 0 | 0 | 0
F3_Commercial_Grocery_New_Food Preparation_Natural Gas_Double Rack Oven_E8 | F3 | Commercial | Grocery | New | Food Preparation | Natural Gas | Double Rack Oven | E8 | PACT BC Ratio | 0 | 0 | 0 | 0 | 0 | 0 | 0 | 0 | 0 | 0 | 0 | 0 | 0 | 0 | 0 | 0 | 0 | 0 | 0 | 0 | 0 | 0 | 0 | 0 | 0 | 0 | 0 | 0 | 0 | 0 | 0 | 0 | 0
F3_Commercial_Grocery_New_Food Preparation_Natural Gas_Double Rack Oven_E9 | F3 | Commercial | Grocery | New | Food Preparation | Natural Gas | Double Rack Oven | E9 | PACT BC Ratio | 0 | 0 | 0 | 0 | 0 | 0 | 0 | 0 | 0 | 0 | 0 | 0 | 0 | 0 | 0 | 0 | 0 | 0 | 0 | 0 | 0 | 0 | 0 | 0 | 0 | 0 | 0 | 0 | 0 | 0 | 0 | 0 | 0
F3_Commercial_Grocery_New_Food Preparation_Natural Gas_Double Rack Oven_E10 | F3 | Commercial | Grocery | New | Food Preparation | Natural Gas | Double Rack Oven | E10 | PACT BC Ratio | 0 | 0 | 0 | 0 | 0 | 0 | 0 | 0 | 0 | 0 | 0 | 0 | 0 | 0 | 0 | 0 | 0 | 0 | 0 | 0 | 0 | 0 | 0 | 0 | 0 | 0 | 0 | 0 | 0 | 0 | 0 | 0 | 0
F4_Commercial_Grocery_New_Food Preparation_Natural Gas_Double Rack Oven_E1 | F4 | Commercial | Grocery | New | Food Preparation | Natural Gas | Double Rack Oven | E1 | RVT BC Ratio | bar: 2019 to 2051
F4_Commercial_Grocery_New_Food Preparation_Natural Gas_Double Rack Oven_E2 | F4 | Commercial | Grocery | New | Food Preparation | Natural Gas | Double Rack Oven | E2 | RVT BC Ratio | 7.5139 | 7.5658 | 7.6238 | 7.6877 | 7.7604 | 7.8446 | 7.9129 | 7.9784 | 8.045 | 8.1143 | 8.1804 | 8.241 | 8.3031 | 8.3683 | 8.4402 | 8.5106 | 8.5852 | 8.664 | 8.7461 | 8.83 | 8.9144 | 8.9934 | 9.0647 | 9.1278 | 9.1823 | 9.2292 | 9.2617 | 9.2859 | 9.3069 | 9.3248 | 9.3425 | 9.3503 | 9.3503
F4_Commercial_Grocery_New_Food Preparation_Natural Gas_Double Rack Oven_E3 | F4 | Commercial | Grocery | New | Food Preparation | Natural Gas | Double Rack Oven | E3 | RVT BC Ratio | 0 | 0 | 0 | 0 | 0 | 0 | 0 | 0 | 0 | 0 | 0 | 0 | 0 | 0 | 0 | 0 | 0 | 0 | 0 | 0 | 0 | 0 | 0 | 0 | 0 | 0 | 0 | 0 | 0 | 0 | 0 | 0 | 0
F4_Commercial_Grocery_New_Food Preparation_Natural Gas_Double Rack Oven_E4 | F4 | Commercial | Grocery | New | Food Preparation | Natural Gas | Double Rack Oven | E4 | RVT BC Ratio | 0 | 0 | 0 | 0 | 0 | 0 | 0 | 0 | 0 | 0 | 0 | 0 | 0 | 0 | 0 | 0 | 0 | 0 | 0 | 0 | 0 | 0 | 0 | 0 | 0 | 0 | 0 | 0 | 0 | 0 | 0 | 0 | 0
F4_Commercial_Grocery_New_Food Preparation_Natural Gas_Double Rack Oven_E5 | F4 | Commercial | Grocery | New | Food Preparation | Natural Gas | Double Rack Oven | E5 | RVT BC Ratio | 0 | 0 | 0 | 0 | 0 | 0 | 0 | 0 | 0 | 0 | 0 | 0 | 0 | 0 | 0 | 0 | 0 | 0 | 0 | 0 | 0 | 0 | 0 | 0 | 0 | 0 | 0 | 0 | 0 | 0 | 0 | 0 | 0
F4_Commercial_Grocery_New_Food Preparation_Natural Gas_Double Rack Oven_E6 | F4 | Commercial | Grocery | New | Food Preparation | Natural Gas | Double Rack Oven | E6 | RVT BC Ratio | 0 | 0 | 0 | 0 | 0 | 0 | 0 | 0 | 0 | 0 | 0 | 0 | 0 | 0 | 0 | 0 | 0 | 0 | 0 | 0 | 0 | 0 | 0 | 0 | 0 | 0 | 0 | 0 | 0 | 0 | 0 | 0 | 0
F4_Commercial_Grocery_New_Food Preparation_Natural Gas_Double Rack Oven_E7 | F4 | Commercial | Grocery | New | Food Preparation | Natural Gas | Double Rack Oven | E7 | RVT BC Ratio | 0 | 0 | 0 | 0 | 0 | 0 | 0 | 0 | 0 | 0 | 0 | 0 | 0 | 0 | 0 | 0 | 0 | 0 | 0 | 0 | 0 | 0 | 0 | 0 | 0 | 0 | 0 | 0 | 0 | 0 | 0 | 0 | 0
F4_Commercial_Grocery_New_Food Preparation_Natural Gas_Double Rack Oven_E8 | F4 | Commercial | Grocery | New | Food Preparation | Natural Gas | Double Rack Oven | E8 | RVT BC Ratio | 0 | 0 | 0 | 0 | 0 | 0 | 0 | 0 | 0 | 0 | 0 | 0 | 0 | 0 | 0 | 0 | 0 | 0 | 0 | 0 | 0 | 0 | 0 | 0 | 0 | 0 | 0 | 0 | 0 | 0 | 0 | 0 | 0
F4_Commercial_Grocery_New_Food Preparation_Natural Gas_Double Rack Oven_E9 | F4 | Commercial | Grocery | New | Food Preparation | Natural Gas | Double Rack Oven | E9 | RVT BC Ratio | 0 | 0 | 0 | 0 | 0 | 0 | 0 | 0 | 0 | 0 | 0 | 0 | 0 | 0 | 0 | 0 | 0 | 0 | 0 | 0 | 0 | 0 | 0 | 0 | 0 | 0 | 0 | 0 | 0 | 0 | 0 | 0 | 0
F4_Commercial_Grocery_New_Food Preparation_Natural Gas_Double Rack Oven_E10 | F4 | Commercial | Grocery | New | Food Preparation | Natural Gas | Double Rack Oven | E10 | RVT BC Ratio | 0 | 0 | 0 | 0 | 0 | 0 | 0 | 0 | 0 | 0 | 0 | 0 | 0 | 0 | 0 | 0 | 0 | 0 | 0 | 0 | 0 | 0 | 0 | 0 | 0 | 0 | 0 | 0 | 0 | 0 | 0 | 0 | 0
F5_Commercial_Grocery_New_Food Preparation_Natural Gas_Double Rack Oven_E1 | F5 | Commercial | Grocery | New | Food Preparation | Natural Gas | Double Rack Oven | E1 | RIM BC Ratio | bar: 2019 to 2051
F5_Commercial_Grocery_New_Food Preparation_Natural Gas_Double Rack Oven_E2 | F5 | Commercial | Grocery | New | Food Preparation | Natural Gas | Double Rack Oven | E2 | RIM BC Ratio | 0.73729 | 0.73795 | 0.73866 | 0.73944 | 0.74031 | 0.7413 | 0.74208 | 0.74283 | 0.74357 | 0.74433 | 0.74504 | 0.74568 | 0.74633 | 0.74701 | 0.74774 | 0.74844 | 0.74917 | 0.74993 | 0.75071 | 0.75149 | 0.75226 | 0.75297 | 0.7536 | 0.75414 | 0.75461 | 0.75501 | 0.75528 | 0.75549 | 0.75566 | 0.75581 | 0.75596 | 0.75602 | 0.75602
F5_Commercial_Grocery_New_Food Preparation_Natural Gas_Double Rack Oven_E3 | F5 | Commercial | Grocery | New | Food Preparation | Natural Gas | Double Rack Oven | E3 | RIM BC Ratio | 0 | 0 | 0 | 0 | 0 | 0 | 0 | 0 | 0 | 0 | 0 | 0 | 0 | 0 | 0 | 0 | 0 | 0 | 0 | 0 | 0 | 0 | 0 | 0 | 0 | 0 | 0 | 0 | 0 | 0 | 0 | 0 | 0
F5_Commercial_Grocery_New_Food Preparation_Natural Gas_Double Rack Oven_E4 | F5 | Commercial | Grocery | New | Food Preparation | Natural Gas | Double Rack Oven | E4 | RIM BC Ratio | 0 | 0 | 0 | 0 | 0 | 0 | 0 | 0 | 0 | 0 | 0 | 0 | 0 | 0 | 0 | 0 | 0 | 0 | 0 | 0 | 0 | 0 | 0 | 0 | 0 | 0 | 0 | 0 | 0 | 0 | 0 | 0 | 0
F5_Commercial_Grocery_New_Food Preparation_Natural Gas_Double Rack Oven_E5 | F5 | Commercial | Grocery | New | Food Preparation | Natural Gas | Double Rack Oven | E5 | RIM BC Ratio | 0 | 0 | 0 | 0 | 0 | 0 | 0 | 0 | 0 | 0 | 0 | 0 | 0 | 0 | 0 | 0 | 0 | 0 | 0 | 0 | 0 | 0 | 0 | 0 | 0 | 0 | 0 | 0 | 0 | 0 | 0 | 0 | 0
F5_Commercial_Grocery_New_Food Preparation_Natural Gas_Double Rack Oven_E6 | F5 | Commercial | Grocery | New | Food Preparation | Natural Gas | Double Rack Oven | E6 | RIM BC Ratio | 0 | 0 | 0 | 0 | 0 | 0 | 0 | 0 | 0 | 0 | 0 | 0 | 0 | 0 | 0 | 0 | 0 | 0 | 0 | 0 | 0 | 0 | 0 | 0 | 0 | 0 | 0 | 0 | 0 | 0 | 0 | 0 | 0
F5_Commercial_Grocery_New_Food Preparation_Natural Gas_Double Rack Oven_E7 | F5 | Commercial | Grocery | New | Food Preparation | Natural Gas | Double Rack Oven | E7 | RIM BC Ratio | 0 | 0 | 0 | 0 | 0 | 0 | 0 | 0 | 0 | 0 | 0 | 0 | 0 | 0 | 0 | 0 | 0 | 0 | 0 | 0 | 0 | 0 | 0 | 0 | 0 | 0 | 0 | 0 | 0 | 0 | 0 | 0 | 0
F5_Commercial_Grocery_New_Food Preparation_Natural Gas_Double Rack Oven_E8 | F5 | Commercial | Grocery | New | Food Preparation | Natural Gas | Double Rack Oven | E8 | RIM BC Ratio | 0 | 0 | 0 | 0 | 0 | 0 | 0 | 0 | 0 | 0 | 0 | 0 | 0 | 0 | 0 | 0 | 0 | 0 | 0 | 0 | 0 | 0 | 0 | 0 | 0 | 0 | 0 | 0 | 0 | 0 | 0 | 0 | 0
F5_Commercial_Grocery_New_Food Preparation_Natural Gas_Double Rack Oven_E9 | F5 | Commercial | Grocery | New | Food Preparation | Natural Gas | Double Rack Oven | E9 | RIM BC Ratio | 0 | 0 | 0 | 0 | 0 | 0 | 0 | 0 | 0 | 0 | 0 | 0 | 0 | 0 | 0 | 0 | 0 | 0 | 0 | 0 | 0 | 0 | 0 | 0 | 0 | 0 | 0 | 0 | 0 | 0 | 0 | 0 | 0
F5_Commercial_Grocery_New_Food Preparation_Natural Gas_Double Rack Oven_E10 | F5 | Commercial | Grocery | New | Food Preparation | Natural Gas | Double Rack Oven | E10 | RIM BC Ratio | 0 | 0 | 0 | 0 | 0 | 0 | 0 | 0 | 0 | 0 | 0 | 0 | 0 | 0 | 0 | 0 | 0 | 0 | 0 | 0 | 0 | 0 | 0 | 0 | 0 | 0 | 0 | 0 | 0 | 0 | 0 | 0 | 0
F0_Commercial_Grocery_New_Food Preparation_Natural Gas_Fryer_E0 | F0 | Commercial | Grocery | New | Food Preparation | Natural Gas | Fryer | E0 | Economic Unit | ENERGY STAR | ENERGY STAR | ENERGY STAR | ENERGY STAR | ENERGY STAR | ENERGY STAR | ENERGY STAR | ENERGY STAR | ENERGY STAR | ENERGY STAR | ENERGY STAR | ENERGY STAR | ENERGY STAR | ENERGY STAR | ENERGY STAR | ENERGY STAR | ENERGY STAR | ENERGY STAR | ENERGY STAR | ENERGY STAR | ENERGY STAR | ENERGY STAR | ENERGY STAR | ENERGY STAR | ENERGY STAR | ENERGY STAR | ENERGY STAR | ENERGY STAR | ENERGY STAR | ENERGY STAR | ENERGY STAR | ENERGY STAR | ENERGY STAR
F1_Commercial_Grocery_New_Food Preparation_Natural Gas_Fryer_E1 | F1 | Commercial | Grocery | New | Food Preparation | Natural Gas | Fryer | E1 | CCE | 0 | 0 | 0 | 0 | 0 | 0 | 0 | 0 | 0 | 0 | 0 | 0 | 0 | 0 | 0 | 0 | 0 | 0 | 0 | 0 | 0 | 0 | 0 | 0 | 0 | 0 | 0 | 0 | 0 | 0 | 0 | 0 | 0
F1_Commercial_Grocery_New_Food Preparation_Natural Gas_Fryer_E2 | F1 | Commercial | Grocery | New | Food Preparation | Natural Gas | Fryer | E2 | CCE | 0.52081 | 0.52081 | 0.52081 | 0 | 0 | 0 | 0 | 0 | 0 | 0 | 0 | 0 | 0 | 0 | 0 | 0 | 0 | 0 | 0 | 0 | 0 | 0 | 0 | 0 | 0 | 0 | 0 | 0 | 0 | 0 | 0 | 0 | 0
F1_Commercial_Grocery_New_Food Preparation_Natural Gas_Fryer_E3 | F1 | Commercial | Grocery | New | Food Preparation | Natural Gas | Fryer | E3 | CCE | 0 | 0 | 0 | 0 | 0 | 0 | 0 | 0 | 0 | 0 | 0 | 0 | 0 | 0 | 0 | 0 | 0 | 0 | 0 | 0 | 0 | 0 | 0 | 0 | 0 | 0 | 0 | 0 | 0 | 0 | 0 | 0 | 0
F1_Commercial_Grocery_New_Food Preparation_Natural Gas_Fryer_E4 | F1 | Commercial | Grocery | New | Food Preparation | Natural Gas | Fryer | E4 | CCE | 0 | 0 | 0 | 0 | 0 | 0 | 0 | 0 | 0 | 0 | 0 | 0 | 0 | 0 | 0 | 0 | 0 | 0 | 0 | 0 | 0 | 0 | 0 | 0 | 0 | 0 | 0 | 0 | 0 | 0 | 0 | 0 | 0
F1_Commercial_Grocery_New_Food Preparation_Natural Gas_Fryer_E5 | F1 | Commercial | Grocery | New | Food Preparation | Natural Gas | Fryer | E5 | CCE | 0 | 0 | 0 | 0 | 0 | 0 | 0 | 0 | 0 | 0 | 0 | 0 | 0 | 0 | 0 | 0 | 0 | 0 | 0 | 0 | 0 | 0 | 0 | 0 | 0 | 0 | 0 | 0 | 0 | 0 | 0 | 0 | 0
F1_Commercial_Grocery_New_Food Preparation_Natural Gas_Fryer_E6 | F1 | Commercial | Grocery | New | Food Preparation | Natural Gas | Fryer | E6 | CCE | 0 | 0 | 0 | 0 | 0 | 0 | 0 | 0 | 0 | 0 | 0 | 0 | 0 | 0 | 0 | 0 | 0 | 0 | 0 | 0 | 0 | 0 | 0 | 0 | 0 | 0 | 0 | 0 | 0 | 0 | 0 | 0 | 0
F1_Commercial_Grocery_New_Food Preparation_Natural Gas_Fryer_E7 | F1 | Commercial | Grocery | New | Food Preparation | Natural Gas | Fryer | E7 | CCE | 0 | 0 | 0 | 0 | 0 | 0 | 0 | 0 | 0 | 0 | 0 | 0 | 0 | 0 | 0 | 0 | 0 | 0 | 0 | 0 | 0 | 0 | 0 | 0 | 0 | 0 | 0 | 0 | 0 | 0 | 0 | 0 | 0
F1_Commercial_Grocery_New_Food Preparation_Natural Gas_Fryer_E8 | F1 | Commercial | Grocery | New | Food Preparation | Natural Gas | Fryer | E8 | CCE | 0 | 0 | 0 | 0 | 0 | 0 | 0 | 0 | 0 | 0 | 0 | 0 | 0 | 0 | 0 | 0 | 0 | 0 | 0 | 0 | 0 | 0 | 0 | 0 | 0 | 0 | 0 | 0 | 0 | 0 | 0 | 0 | 0
F1_Commercial_Grocery_New_Food Preparation_Natural Gas_Fryer_E9 | F1 | Commercial | Grocery | New | Food Preparation | Natural Gas | Fryer | E9 | CCE | 0 | 0 | 0 | 0 | 0 | 0 | 0 | 0 | 0 | 0 | 0 | 0 | 0 | 0 | 0 | 0 | 0 | 0 | 0 | 0 | 0 | 0 | 0 | 0 | 0 | 0 | 0 | 0 | 0 | 0 | 0 | 0 | 0
F1_Commercial_Grocery_New_Food Preparation_Natural Gas_Fryer_E10 | F1 | Commercial | Grocery | New | Food Preparation | Natural Gas | Fryer | E10 | CCE | 0 | 0 | 0 | 0 | 0 | 0 | 0 | 0 | 0 | 0 | 0 | 0 | 0 | 0 | 0 | 0 | 0 | 0 | 0 | 0 | 0 | 0 | 0 | 0 | 0 | 0 | 0 | 0 | 0 | 0 | 0 | 0 | 0
F2_Commercial_Grocery_New_Food Preparation_Natural Gas_Fryer_E1 | F2 | Commercial | Grocery | New | Food Preparation | Natural Gas | Fryer | E1 | TRC BC Ratio | 1 | 1 | 1 | 0 | 0 | 0 | 0 | 0 | 0 | 0 | 0 | 0 | 0 | 0 | 0 | 0 | 0 | 0 | 0 | 0 | 0 | 0 | 0 | 0 | 0 | 0 | 0 | 0 | 0 | 0 | 0 | 0 | 0
F2_Commercial_Grocery_New_Food Preparation_Natural Gas_Fryer_E2 | F2 | Commercial | Grocery | New | Food Preparation | Natural Gas | Fryer | E2 | TRC BC Ratio | 2.6303 | 2.6385 | 2.6536 | 1 | 1 | 1 | 1 | 1 | 1 | 1 | 1 | 1 | 1 | 1 | 1 | 1 | 1 | 1 | 1 | 1 | 1 | 1 | 1 | 1 | 1 | 1 | 1 | 1 | 1 | 1 | 1 | 1 | 1
F2_Commercial_Grocery_New_Food Preparation_Natural Gas_Fryer_E3 | F2 | Commercial | Grocery | New | Food Preparation | Natural Gas | Fryer | E3 | TRC BC Ratio | 0 | 0 | 0 | 0 | 0 | 0 | 0 | 0 | 0 | 0 | 0 | 0 | 0 | 0 | 0 | 0 | 0 | 0 | 0 | 0 | 0 | 0 | 0 | 0 | 0 | 0 | 0 | 0 | 0 | 0 | 0 | 0 | 0
F2_Commercial_Grocery_New_Food Preparation_Natural Gas_Fryer_E4 | F2 | Commercial | Grocery | New | Food Preparation | Natural Gas | Fryer | E4 | TRC BC Ratio | 0 | 0 | 0 | 0 | 0 | 0 | 0 | 0 | 0 | 0 | 0 | 0 | 0 | 0 | 0 | 0 | 0 | 0 | 0 | 0 | 0 | 0 | 0 | 0 | 0 | 0 | 0 | 0 | 0 | 0 | 0 | 0 | 0
F2_Commercial_Grocery_New_Food Preparation_Natural Gas_Fryer_E5 | F2 | Commercial | Grocery | New | Food Preparation | Natural Gas | Fryer | E5 | TRC BC Ratio | 0 | 0 | 0 | 0 | 0 | 0 | 0 | 0 | 0 | 0 | 0 | 0 | 0 | 0 | 0 | 0 | 0 | 0 | 0 | 0 | 0 | 0 | 0 | 0 | 0 | 0 | 0 | 0 | 0 | 0 | 0 | 0 | 0
F2_Commercial_Grocery_New_Food Preparation_Natural Gas_Fryer_E6 | F2 | Commercial | Grocery | New | Food Preparation | Natural Gas | Fryer | E6 | TRC BC Ratio | 0 | 0 | 0 | 0 | 0 | 0 | 0 | 0 | 0 | 0 | 0 | 0 | 0 | 0 | 0 | 0 | 0 | 0 | 0 | 0 | 0 | 0 | 0 | 0 | 0 | 0 | 0 | 0 | 0 | 0 | 0 | 0 | 0
F2_Commercial_Grocery_New_Food Preparation_Natural Gas_Fryer_E7 | F2 | Commercial | Grocery | New | Food Preparation | Natural Gas | Fryer | E7 | TRC BC Ratio | 0 | 0 | 0 | 0 | 0 | 0 | 0 | 0 | 0 | 0 | 0 | 0 | 0 | 0 | 0 | 0 | 0 | 0 | 0 | 0 | 0 | 0 | 0 | 0 | 0 | 0 | 0 | 0 | 0 | 0 | 0 | 0 | 0
F2_Commercial_Grocery_New_Food Preparation_Natural Gas_Fryer_E8 | F2 | Commercial | Grocery | New | Food Preparation | Natural Gas | Fryer | E8 | TRC BC Ratio | 0 | 0 | 0 | 0 | 0 | 0 | 0 | 0 | 0 | 0 | 0 | 0 | 0 | 0 | 0 | 0 | 0 | 0 | 0 | 0 | 0 | 0 | 0 | 0 | 0 | 0 | 0 | 0 | 0 | 0 | 0 | 0 | 0
F2_Commercial_Grocery_New_Food Preparation_Natural Gas_Fryer_E9 | F2 | Commercial | Grocery | New | Food Preparation | Natural Gas | Fryer | E9 | TRC BC Ratio | 0 | 0 | 0 | 0 | 0 | 0 | 0 | 0 | 0 | 0 | 0 | 0 | 0 | 0 | 0 | 0 | 0 | 0 | 0 | 0 | 0 | 0 | 0 | 0 | 0 | 0 | 0 | 0 | 0 | 0 | 0 | 0 | 0
F2_Commercial_Grocery_New_Food Preparation_Natural Gas_Fryer_E10 | F2 | Commercial | Grocery | New | Food Preparation | Natural Gas | Fryer | E10 | TRC BC Ratio | 0 | 0 | 0 | 0 | 0 | 0 | 0 | 0 | 0 | 0 | 0 | 0 | 0 | 0 | 0 | 0 | 0 | 0 | 0 | 0 | 0 | 0 | 0 | 0 | 0 | 0 | 0 | 0 | 0 | 0 | 0 | 0 | 0
F3_Commercial_Grocery_New_Food Preparation_Natural Gas_Fryer_E1 | F3 | Commercial | Grocery | New | Food Preparation | Natural Gas | Fryer | E1 | PACT BC Ratio | 1 | 1 | 1 | 0 | 0 | 0 | 0 | 0 | 0 | 0 | 0 | 0 | 0 | 0 | 0 | 0 | 0 | 0 | 0 | 0 | 0 | 0 | 0 | 0 | 0 | 0 | 0 | 0 | 0 | 0 | 0 | 0 | 0
F3_Commercial_Grocery_New_Food Preparation_Natural Gas_Fryer_E2 | F3 | Commercial | Grocery | New | Food Preparation | Natural Gas | Fryer | E2 | PACT BC Ratio | 3.5071 | 3.518 | 3.5381 | 1 | 1 | 1 | 1 | 1 | 1 | 1 | 1 | 1 | 1 | 1 | 1 | 1 | 1 | 1 | 1 | 1 | 1 | 1 | 1 | 1 | 1 | 1 | 1 | 1 | 1 | 1 | 1 | 1 | 1
F3_Commercial_Grocery_New_Food Preparation_Natural Gas_Fryer_E3 | F3 | Commercial | Grocery | New | Food Preparation | Natural Gas | Fryer | E3 | PACT BC Ratio | 0 | 0 | 0 | 0 | 0 | 0 | 0 | 0 | 0 | 0 | 0 | 0 | 0 | 0 | 0 | 0 | 0 | 0 | 0 | 0 | 0 | 0 | 0 | 0 | 0 | 0 | 0 | 0 | 0 | 0 | 0 | 0 | 0
F3_Commercial_Grocery_New_Food Preparation_Natural Gas_Fryer_E4 | F3 | Commercial | Grocery | New | Food Preparation | Natural Gas | Fryer | E4 | PACT BC Ratio | 0 | 0 | 0 | 0 | 0 | 0 | 0 | 0 | 0 | 0 | 0 | 0 | 0 | 0 | 0 | 0 | 0 | 0 | 0 | 0 | 0 | 0 | 0 | 0 | 0 | 0 | 0 | 0 | 0 | 0 | 0 | 0 | 0
F3_Commercial_Grocery_New_Food Preparation_Natural Gas_Fryer_E5 | F3 | Commercial | Grocery | New | Food Preparation | Natural Gas | Fryer | E5 | PACT BC Ratio | 0 | 0 | 0 | 0 | 0 | 0 | 0 | 0 | 0 | 0 | 0 | 0 | 0 | 0 | 0 | 0 | 0 | 0 | 0 | 0 | 0 | 0 | 0 | 0 | 0 | 0 | 0 | 0 | 0 | 0 | 0 | 0 | 0
F3_Commercial_Grocery_New_Food Preparation_Natural Gas_Fryer_E6 | F3 | Commercial | Grocery | New | Food Preparation | Natural Gas | Fryer | E6 | PACT BC Ratio | 0 | 0 | 0 | 0 | 0 | 0 | 0 | 0 | 0 | 0 | 0 | 0 | 0 | 0 | 0 | 0 | 0 | 0 | 0 | 0 | 0 | 0 | 0 | 0 | 0 | 0 | 0 | 0 | 0 | 0 | 0 | 0 | 0
F3_Commercial_Grocery_New_Food Preparation_Natural Gas_Fryer_E7 | F3 | Commercial | Grocery | New | Food Preparation | Natural Gas | Fryer | E7 | PACT BC Ratio | 0 | 0 | 0 | 0 | 0 | 0 | 0 | 0 | 0 | 0 | 0 | 0 | 0 | 0 | 0 | 0 | 0 | 0 | 0 | 0 | 0 | 0 | 0 | 0 | 0 | 0 | 0 | 0 | 0 | 0 | 0 | 0 | 0
F3_Commercial_Grocery_New_Food Preparation_Natural Gas_Fryer_E8 | F3 | Commercial | Grocery | New | Food Preparation | Natural Gas | Fryer | E8 | PACT BC Ratio | 0 | 0 | 0 | 0 | 0 | 0 | 0 | 0 | 0 | 0 | 0 | 0 | 0 | 0 | 0 | 0 | 0 | 0 | 0 | 0 | 0 | 0 | 0 | 0 | 0 | 0 | 0 | 0 | 0 | 0 | 0 | 0 | 0
F3_Commercial_Grocery_New_Food Preparation_Natural Gas_Fryer_E9 | F3 | Commercial | Grocery | New | Food Preparation | Natural Gas | Fryer | E9 | PACT BC Ratio | 0 | 0 | 0 | 0 | 0 | 0 | 0 | 0 | 0 | 0 | 0 | 0 | 0 | 0 | 0 | 0 | 0 | 0 | 0 | 0 | 0 | 0 | 0 | 0 | 0 | 0 | 0 | 0 | 0 | 0 | 0 | 0 | 0
F3_Commercial_Grocery_New_Food Preparation_Natural Gas_Fryer_E10 | F3 | Commercial | Grocery | New | Food Preparation | Natural Gas | Fryer | E10 | PACT BC Ratio | 0 | 0 | 0 | 0 | 0 | 0 | 0 | 0 | 0 | 0 | 0 | 0 | 0 | 0 | 0 | 0 | 0 | 0 | 0 | 0 | 0 | 0 | 0 | 0 | 0 | 0 | 0 | 0 | 0 | 0 | 0 | 0 | 0
F4_Commercial_Grocery_New_Food Preparation_Natural Gas_Fryer_E1 | F4 | Commercial | Grocery | New | Food Preparation | Natural Gas | Fryer | E1 | RVT BC Ratio | 1 | 1 | 1 | 0 | 0 | 0 | 0 | 0 | 0 | 0 | 0 | 0 | 0 | 0 | 0 | 0 | 0 | 0 | 0 | 0 | 0 | 0 | 0 | 0 | 0 | 0 | 0 | 0 | 0 | 0 | 0 | 0 | 0
F4_Commercial_Grocery_New_Food Preparation_Natural Gas_Fryer_E2 | F4 | Commercial | Grocery | New | Food Preparation | Natural Gas | Fryer | E2 | RVT BC Ratio | 4.4816 | 4.4933 | 4.515 | 1 | 1 | 1 | 1 | 1 | 1 | 1 | 1 | 1 | 1 | 1 | 1 | 1 | 1 | 1 | 1 | 1 | 1 | 1 | 1 | 1 | 1 | 1 | 1 | 1 | 1 | 1 | 1 | 1 | 1
F4_Commercial_Grocery_New_Food Preparation_Natural Gas_Fryer_E3 | F4 | Commercial | Grocery | New | Food Preparation | Natural Gas | Fryer | E3 | RVT BC Ratio | 0 | 0 | 0 | 0 | 0 | 0 | 0 | 0 | 0 | 0 | 0 | 0 | 0 | 0 | 0 | 0 | 0 | 0 | 0 | 0 | 0 | 0 | 0 | 0 | 0 | 0 | 0 | 0 | 0 | 0 | 0 | 0 | 0
F4_Commercial_Grocery_New_Food Preparation_Natural Gas_Fryer_E4 | F4 | Commercial | Grocery | New | Food Preparation | Natural Gas | Fryer | E4 | RVT BC Ratio | 0 | 0 | 0 | 0 | 0 | 0 | 0 | 0 | 0 | 0 | 0 | 0 | 0 | 0 | 0 | 0 | 0 | 0 | 0 | 0 | 0 | 0 | 0 | 0 | 0 | 0 | 0 | 0 | 0 | 0 | 0 | 0 | 0
F4_Commercial_Grocery_New_Food Preparation_Natural Gas_Fryer_E5 | F4 | Commercial | Grocery | New | Food Preparation | Natural Gas | Fryer | E5 | RVT BC Ratio | 0 | 0 | 0 | 0 | 0 | 0 | 0 | 0 | 0 | 0 | 0 | 0 | 0 | 0 | 0 | 0 | 0 | 0 | 0 | 0 | 0 | 0 | 0 | 0 | 0 | 0 | 0 | 0 | 0 | 0 | 0 | 0 | 0
F4_Commercial_Grocery_New_Food Preparation_Natural Gas_Fryer_E6 | F4 | Commercial | Grocery | New | Food Preparation | Natural Gas | Fryer | E6 | RVT BC Ratio | 0 | 0 | 0 | 0 | 0 | 0 | 0 | 0 | 0 | 0 | 0 | 0 | 0 | 0 | 0 | 0 | 0 | 0 | 0 | 0 | 0 | 0 | 0 | 0 | 0 | 0 | 0 | 0 | 0 | 0 | 0 | 0 | 0
F4_Commercial_Grocery_New_Food Preparation_Natural Gas_Fryer_E7 | F4 | Commercial | Grocery | New | Food Preparation | Natural Gas | Fryer | E7 | RVT BC Ratio | 0 | 0 | 0 | 0 | 0 | 0 | 0 | 0 | 0 | 0 | 0 | 0 | 0 | 0 | 0 | 0 | 0 | 0 | 0 | 0 | 0 | 0 | 0 | 0 | 0 | 0 | 0 | 0 | 0 | 0 | 0 | 0 | 0
F4_Commercial_Grocery_New_Food Preparation_Natural Gas_Fryer_E8 | F4 | Commercial | Grocery | New | Food Preparation | Natural Gas | Fryer | E8 | RVT BC Ratio | 0 | 0 | 0 | 0 | 0 | 0 | 0 | 0 | 0 | 0 | 0 | 0 | 0 | 0 | 0 | 0 | 0 | 0 | 0 | 0 | 0 | 0 | 0 | 0 | 0 | 0 | 0 | 0 | 0 | 0 | 0 | 0 | 0
F4_Commercial_Grocery_New_Food Preparation_Natural Gas_Fryer_E9 | F4 | Commercial | Grocery | New | Food Preparation | Natural Gas | Fryer | E9 | RVT BC Ratio | 0 | 0 | 0 | 0 | 0 | 0 | 0 | 0 | 0 | 0 | 0 | 0 | 0 | 0 | 0 | 0 | 0 | 0 | 0 | 0 | 0 | 0 | 0 | 0 | 0 | 0 | 0 | 0 | 0 | 0 | 0 | 0 | 0
F4_Commercial_Grocery_New_Food Preparation_Natural Gas_Fryer_E10 | F4 | Commercial | Grocery | New | Food Preparation | Natural Gas | Fryer | E10 | RVT BC Ratio | 0 | 0 | 0 | 0 | 0 | 0 | 0 | 0 | 0 | 0 | 0 | 0 | 0 | 0 | 0 | 0 | 0 | 0 | 0 | 0 | 0 | 0 | 0 | 0 | 0 | 0 | 0 | 0 | 0 | 0 | 0 | 0 | 0
F5_Commercial_Grocery_New_Food Preparation_Natural Gas_Fryer_E1 | F5 | Commercial | Grocery | New | Food Preparation | Natural Gas | Fryer | E1 | RIM BC Ratio | 1 | 1 | 1 | 0 | 0 | 0 | 0 | 0 | 0 | 0 | 0 | 0 | 0 | 0 | 0 | 0 | 0 | 0 | 0 | 0 | 0 | 0 | 0 | 0 | 0 | 0 | 0 | 0 | 0 | 0 | 0 | 0 | 0
F5_Commercial_Grocery_New_Food Preparation_Natural Gas_Fryer_E2 | F5 | Commercial | Grocery | New | Food Preparation | Natural Gas | Fryer | E2 | RIM BC Ratio | 0.67422 | 0.67462 | 0.67536 | 1 | 1 | 1 | 1 | 1 | 1 | 1 | 1 | 1 | 1 | 1 | 1 | 1 | 1 | 1 | 1 | 1 | 1 | 1 | 1 | 1 | 1 | 1 | 1 | 1 | 1 | 1 | 1 | 1 | 1
F5_Commercial_Grocery_New_Food Preparation_Natural Gas_Fryer_E3 | F5 | Commercial | Grocery | New | Food Preparation | Natural Gas | Fryer | E3 | RIM BC Ratio | 0 | 0 | 0 | 0 | 0 | 0 | 0 | 0 | 0 | 0 | 0 | 0 | 0 | 0 | 0 | 0 | 0 | 0 | 0 | 0 | 0 | 0 | 0 | 0 | 0 | 0 | 0 | 0 | 0 | 0 | 0 | 0 | 0
F5_Commercial_Grocery_New_Food Preparation_Natural Gas_Fryer_E4 | F5 | Commercial | Grocery | New | Food Preparation | Natural Gas | Fryer | E4 | RIM BC Ratio | 0 | 0 | 0 | 0 | 0 | 0 | 0 | 0 | 0 | 0 | 0 | 0 | 0 | 0 | 0 | 0 | 0 | 0 | 0 | 0 | 0 | 0 | 0 | 0 | 0 | 0 | 0 | 0 | 0 | 0 | 0 | 0 | 0
F5_Commercial_Grocery_New_Food Preparation_Natural Gas_Fryer_E5 | F5 | Commercial | Grocery | New | Food Preparation | Natural Gas | Fryer | E5 | RIM BC Ratio | 0 | 0 | 0 | 0 | 0 | 0 | 0 | 0 | 0 | 0 | 0 | 0 | 0 | 0 | 0 | 0 | 0 | 0 | 0 | 0 | 0 | 0 | 0 | 0 | 0 | 0 | 0 | 0 | 0 | 0 | 0 | 0 | 0
F5_Commercial_Grocery_New_Food Preparation_Natural Gas_Fryer_E6 | F5 | Commercial | Grocery | New | Food Preparation | Natural Gas | Fryer | E6 | RIM BC Ratio | 0 | 0 | 0 | 0 | 0 | 0 | 0 | 0 | 0 | 0 | 0 | 0 | 0 | 0 | 0 | 0 | 0 | 0 | 0 | 0 | 0 | 0 | 0 | 0 | 0 | 0 | 0 | 0 | 0 | 0 | 0 | 0 | 0
F5_Commercial_Grocery_New_Food Preparation_Natural Gas_Fryer_E7 | F5 | Commercial | Grocery | New | Food Preparation | Natural Gas | Fryer | E7 | RIM BC Ratio | 0 | 0 | 0 | 0 | 0 | 0 | 0 | 0 | 0 | 0 | 0 | 0 | 0 | 0 | 0 | 0 | 0 | 0 | 0 | 0 | 0 | 0 | 0 | 0 | 0 | 0 | 0 | 0 | 0 | 0 | 0 | 0 | 0
F5_Commercial_Grocery_New_Food Preparation_Natural Gas_Fryer_E8 | F5 | Commercial | Grocery | New | Food Preparation | Natural Gas | Fryer | E8 | RIM BC Ratio | 0 | 0 | 0 | 0 | 0 | 0 | 0 | 0 | 0 | 0 | 0 | 0 | 0 | 0 | 0 | 0 | 0 | 0 | 0 | 0 | 0 | 0 | 0 | 0 | 0 | 0 | 0 | 0 | 0 | 0 | 0 | 0 | 0
F5_Commercial_Grocery_New_Food Preparation_Natural Gas_Fryer_E9 | F5 | Commercial | Grocery | New | Food Preparation | Natural Gas | Fryer | E9 | RIM BC Ratio | 0 | 0 | 0 | 0 | 0 | 0 | 0 | 0 | 0 | 0 | 0 | 0 | 0 | 0 | 0 | 0 | 0 | 0 | 0 | 0 | 0 | 0 | 0 | 0 | 0 | 0 | 0 | 0 | 0 | 0 | 0 | 0 | 0
F5_Commercial_Grocery_New_Food Preparation_Natural Gas_Fryer_E10 | F5 | Commercial | Grocery | New | Food Preparation | Natural Gas | Fryer | E10 | RIM BC Ratio | 0 | 0 | 0 | 0 | 0 | 0 | 0 | 0 | 0 | 0 | 0 | 0 | 0 | 0 | 0 | 0 | 0 | 0 | 0 | 0 | 0 | 0 | 0 | 0 | 0 | 0 | 0 | 0 | 0 | 0 | 0 | 0 | 0
F0_Commercial_Grocery_New_Food Preparation_Natural Gas_Broiler_E0 | F0 | Commercial | Grocery | New | Food Preparation | Natural Gas | Broiler | E0 | Economic Unit | Infrared Burners | Infrared Burners | Infrared Burners | Infrared Burners | Infrared Burners | Infrared Burners | Infrared Burners | Infrared Burners | Infrared Burners | Infrared Burners | Infrared Burners | Infrared Burners | Infrared Burners | Infrared Burners | Infrared Burners | Infrared Burners | Infrared Burners | Infrared Burners | Infrared Burners | Infrared Burners | Infrared Burners | Infrared Burners | Infrared Burners | Infrared Burners | Infrared Burners | Infrared Burners | Infrared Burners | Infrared Burners | Infrared Burners | Infrared Burners | Infrared Burners | Infrared Burners | Infrared Burners
F1_Commercial_Grocery_New_Food Preparation_Natural Gas_Broiler_E1 | F1 | Commercial | Grocery | New | Food Preparation | Natural Gas | Broiler | E1 | CCE | 0 | 0 | 0 | 0 | 0 | 0 | 0 | 0 | 0 | 0 | 0 | 0 | 0 | 0 | 0 | 0 | 0 | 0 | 0 | 0 | 0 | 0 | 0 | 0 | 0 | 0 | 0 | 0 | 0 | 0 | 0 | 0 | 0
F1_Commercial_Grocery_New_Food Preparation_Natural Gas_Broiler_E2 | F1 | Commercial | Grocery | New | Food Preparation | Natural Gas | Broiler | E2 | CCE | 0.62853 | 0.62853 | 0.62853 | 0.62853 | 0.62853 | 0.62853 | 0.62853 | 0.62853 | 0.62853 | 0.62853 | 0.62853 | 0.62853 | 0.62853 | 0.62853 | 0.62853 | 0.62853 | 0.62853 | 0.62853 | 0.62853 | 0.62853 | 0.62853 | 0.62853 | 0.62853 | 0.62853 | 0.62853 | 0.62853 | 0.62853 | 0.62853 | 0.62853 | 0.62853 | 0.62853 | 0.62853 | 0.62853
F1_Commercial_Grocery_New_Food Preparation_Natural Gas_Broiler_E3 | F1 | Commercial | Grocery | New | Food Preparation | Natural Gas | Broiler | E3 | CCE | 0 | 0 | 0 | 0 | 0 | 0 | 0 | 0 | 0 | 0 | 0 | 0 | 0 | 0 | 0 | 0 | 0 | 0 | 0 | 0 | 0 | 0 | 0 | 0 | 0 | 0 | 0 | 0 | 0 | 0 | 0 | 0 | 0
F1_Commercial_Grocery_New_Food Preparation_Natural Gas_Broiler_E4 | F1 | Commercial | Grocery | New | Food Preparation | Natural Gas | Broiler | E4 | CCE | 0 | 0 | 0 | 0 | 0 | 0 | 0 | 0 | 0 | 0 | 0 | 0 | 0 | 0 | 0 | 0 | 0 | 0 | 0 | 0 | 0 | 0 | 0 | 0 | 0 | 0 | 0 | 0 | 0 | 0 | 0 | 0 | 0
F1_Commercial_Grocery_New_Food Preparation_Natural Gas_Broiler_E5 | F1 | Commercial | Grocery | New | Food Preparation | Natural Gas | Broiler | E5 | CCE | 0 | 0 | 0 | 0 | 0 | 0 | 0 | 0 | 0 | 0 | 0 | 0 | 0 | 0 | 0 | 0 | 0 | 0 | 0 | 0 | 0 | 0 | 0 | 0 | 0 | 0 | 0 | 0 | 0 | 0 | 0 | 0 | 0
F1_Commercial_Grocery_New_Food Preparation_Natural Gas_Broiler_E6 | F1 | Commercial | Grocery | New | Food Preparation | Natural Gas | Broiler | E6 | CCE | 0 | 0 | 0 | 0 | 0 | 0 | 0 | 0 | 0 | 0 | 0 | 0 | 0 | 0 | 0 | 0 | 0 | 0 | 0 | 0 | 0 | 0 | 0 | 0 | 0 | 0 | 0 | 0 | 0 | 0 | 0 | 0 | 0
F1_Commercial_Grocery_New_Food Preparation_Natural Gas_Broiler_E7 | F1 | Commercial | Grocery | New | Food Preparation | Natural Gas | Broiler | E7 | CCE | 0 | 0 | 0 | 0 | 0 | 0 | 0 | 0 | 0 | 0 | 0 | 0 | 0 | 0 | 0 | 0 | 0 | 0 | 0 | 0 | 0 | 0 | 0 | 0 | 0 | 0 | 0 | 0 | 0 | 0 | 0 | 0 | 0
F1_Commercial_Grocery_New_Food Preparation_Natural Gas_Broiler_E8 | F1 | Commercial | Grocery | New | Food Preparation | Natural Gas | Broiler | E8 | CCE | 0 | 0 | 0 | 0 | 0 | 0 | 0 | 0 | 0 | 0 | 0 | 0 | 0 | 0 | 0 | 0 | 0 | 0 | 0 | 0 | 0 | 0 | 0 | 0 | 0 | 0 | 0 | 0 | 0 | 0 | 0 | 0 | 0
F1_Commercial_Grocery_New_Food Preparation_Natural Gas_Broiler_E9 | F1 | Commercial | Grocery | New | Food Preparation | Natural Gas | Broiler | E9 | CCE | 0 | 0 | 0 | 0 | 0 | 0 | 0 | 0 | 0 | 0 | 0 | 0 | 0 | 0 | 0 | 0 | 0 | 0 | 0 | 0 | 0 | 0 | 0 | 0 | 0 | 0 | 0 | 0 | 0 | 0 | 0 | 0 | 0
F1_Commercial_Grocery_New_Food Preparation_Natural Gas_Broiler_E10 | F1 | Commercial | Grocery | New | Food Preparation | Natural Gas | Broiler | E10 | CCE | 0 | 0 | 0 | 0 | 0 | 0 | 0 | 0 | 0 | 0 | 0 | 0 | 0 | 0 | 0 | 0 | 0 | 0 | 0 | 0 | 0 | 0 | 0 | 0 | 0 | 0 | 0 | 0 | 0 | 0 | 0 | 0 | 0
F2_Commercial_Grocery_New_Food Preparation_Natural Gas_Broiler_E1 | F2 | Commercial | Grocery | New | Food Preparation | Natural Gas | Broiler | E1 | TRC BC Ratio | bar: 2019 to 2051
F2_Commercial_Grocery_New_Food Preparation_Natural Gas_Broiler_E2 | F2 | Commercial | Grocery | New | Food Preparation | Natural Gas | Broiler | E2 | TRC BC Ratio | 2.2386 | 2.2557 | 2.2748 | 2.2957 | 2.3196 | 2.3473 | 2.3697 | 2.3913 | 2.4131 | 2.4359 | 2.4576 | 2.4775 | 2.4979 | 2.5193 | 2.543 | 2.5661 | 2.5906 | 2.6165 | 2.6435 | 2.671 | 2.6988 | 2.7247 | 2.7482 | 2.7689 | 2.7868 | 2.8022 | 2.8129 | 2.8208 | 2.8277 | 2.8336 | 2.8394 | 2.842 | 2.842
F2_Commercial_Grocery_New_Food Preparation_Natural Gas_Broiler_E3 | F2 | Commercial | Grocery | New | Food Preparation | Natural Gas | Broiler | E3 | TRC BC Ratio | 0 | 0 | 0 | 0 | 0 | 0 | 0 | 0 | 0 | 0 | 0 | 0 | 0 | 0 | 0 | 0 | 0 | 0 | 0 | 0 | 0 | 0 | 0 | 0 | 0 | 0 | 0 | 0 | 0 | 0 | 0 | 0 | 0
F2_Commercial_Grocery_New_Food Preparation_Natural Gas_Broiler_E4 | F2 | Commercial | Grocery | New | Food Preparation | Natural Gas | Broiler | E4 | TRC BC Ratio | 0 | 0 | 0 | 0 | 0 | 0 | 0 | 0 | 0 | 0 | 0 | 0 | 0 | 0 | 0 | 0 | 0 | 0 | 0 | 0 | 0 | 0 | 0 | 0 | 0 | 0 | 0 | 0 | 0 | 0 | 0 | 0 | 0
F2_Commercial_Grocery_New_Food Preparation_Natural Gas_Broiler_E5 | F2 | Commercial | Grocery | New | Food Preparation | Natural Gas | Broiler | E5 | TRC BC Ratio | 0 | 0 | 0 | 0 | 0 | 0 | 0 | 0 | 0 | 0 | 0 | 0 | 0 | 0 | 0 | 0 | 0 | 0 | 0 | 0 | 0 | 0 | 0 | 0 | 0 | 0 | 0 | 0 | 0 | 0 | 0 | 0 | 0
F2_Commercial_Grocery_New_Food Preparation_Natural Gas_Broiler_E6 | F2 | Commercial | Grocery | New | Food Preparation | Natural Gas | Broiler | E6 | TRC BC Ratio | 0 | 0 | 0 | 0 | 0 | 0 | 0 | 0 | 0 | 0 | 0 | 0 | 0 | 0 | 0 | 0 | 0 | 0 | 0 | 0 | 0 | 0 | 0 | 0 | 0 | 0 | 0 | 0 | 0 | 0 | 0 | 0 | 0
F2_Commercial_Grocery_New_Food Preparation_Natural Gas_Broiler_E7 | F2 | Commercial | Grocery | New | Food Preparation | Natural Gas | Broiler | E7 | TRC BC Ratio | 0 | 0 | 0 | 0 | 0 | 0 | 0 | 0 | 0 | 0 | 0 | 0 | 0 | 0 | 0 | 0 | 0 | 0 | 0 | 0 | 0 | 0 | 0 | 0 | 0 | 0 | 0 | 0 | 0 | 0 | 0 | 0 | 0
F2_Commercial_Grocery_New_Food Preparation_Natural Gas_Broiler_E8 | F2 | Commercial | Grocery | New | Food Preparation | Natural Gas | Broiler | E8 | TRC BC Ratio | 0 | 0 | 0 | 0 | 0 | 0 | 0 | 0 | 0 | 0 | 0 | 0 | 0 | 0 | 0 | 0 | 0 | 0 | 0 | 0 | 0 | 0 | 0 | 0 | 0 | 0 | 0 | 0 | 0 | 0 | 0 | 0 | 0
F2_Commercial_Grocery_New_Food Preparation_Natural Gas_Broiler_E9 | F2 | Commercial | Grocery | New | Food Preparation | Natural Gas | Broiler | E9 | TRC BC Ratio | 0 | 0 | 0 | 0 | 0 | 0 | 0 | 0 | 0 | 0 | 0 | 0 | 0 | 0 | 0 | 0 | 0 | 0 | 0 | 0 | 0 | 0 | 0 | 0 | 0 | 0 | 0 | 0 | 0 | 0 | 0 | 0 | 0
F2_Commercial_Grocery_New_Food Preparation_Natural Gas_Broiler_E10 | F2 | Commercial | Grocery | New | Food Preparation | Natural Gas | Broiler | E10 | TRC BC Ratio | 0 | 0 | 0 | 0 | 0 | 0 | 0 | 0 | 0 | 0 | 0 | 0 | 0 | 0 | 0 | 0 | 0 | 0 | 0 | 0 | 0 | 0 | 0 | 0 | 0 | 0 | 0 | 0 | 0 | 0 | 0 | 0 | 0
F3_Commercial_Grocery_New_Food Preparation_Natural Gas_Broiler_E1 | F3 | Commercial | Grocery | New | Food Preparation | Natural Gas | Broiler | E1 | PACT BC Ratio | bar: 2019 to 2051
F3_Commercial_Grocery_New_Food Preparation_Natural Gas_Broiler_E2 | F3 | Commercial | Grocery | New | Food Preparation | Natural Gas | Broiler | E2 | PACT BC Ratio | 2.9849 | 3.0076 | 3.033 | 3.061 | 3.0929 | 3.1297 | 3.1596 | 3.1884 | 3.2175 | 3.2479 | 3.2768 | 3.3034 | 3.3306 | 3.3591 | 3.3906 | 3.4215 | 3.4542 | 3.4887 | 3.5247 | 3.5614 | 3.5983 | 3.633 | 3.6642 | 3.6918 | 3.7157 | 3.7363 | 3.7505 | 3.7611 | 3.7703 | 3.7781 | 3.7859 | 3.7893 | 3.7893
F3_Commercial_Grocery_New_Food Preparation_Natural Gas_Broiler_E3 | F3 | Commercial | Grocery | New | Food Preparation | Natural Gas | Broiler | E3 | PACT BC Ratio | 0 | 0 | 0 | 0 | 0 | 0 | 0 | 0 | 0 | 0 | 0 | 0 | 0 | 0 | 0 | 0 | 0 | 0 | 0 | 0 | 0 | 0 | 0 | 0 | 0 | 0 | 0 | 0 | 0 | 0 | 0 | 0 | 0
F3_Commercial_Grocery_New_Food Preparation_Natural Gas_Broiler_E4 | F3 | Commercial | Grocery | New | Food Preparation | Natural Gas | Broiler | E4 | PACT BC Ratio | 0 | 0 | 0 | 0 | 0 | 0 | 0 | 0 | 0 | 0 | 0 | 0 | 0 | 0 | 0 | 0 | 0 | 0 | 0 | 0 | 0 | 0 | 0 | 0 | 0 | 0 | 0 | 0 | 0 | 0 | 0 | 0 | 0
F3_Commercial_Grocery_New_Food Preparation_Natural Gas_Broiler_E5 | F3 | Commercial | Grocery | New | Food Preparation | Natural Gas | Broiler | E5 | PACT BC Ratio | 0 | 0 | 0 | 0 | 0 | 0 | 0 | 0 | 0 | 0 | 0 | 0 | 0 | 0 | 0 | 0 | 0 | 0 | 0 | 0 | 0 | 0 | 0 | 0 | 0 | 0 | 0 | 0 | 0 | 0 | 0 | 0 | 0
F3_Commercial_Grocery_New_Food Preparation_Natural Gas_Broiler_E6 | F3 | Commercial | Grocery | New | Food Preparation | Natural Gas | Broiler | E6 | PACT BC Ratio | 0 | 0 | 0 | 0 | 0 | 0 | 0 | 0 | 0 | 0 | 0 | 0 | 0 | 0 | 0 | 0 | 0 | 0 | 0 | 0 | 0 | 0 | 0 | 0 | 0 | 0 | 0 | 0 | 0 | 0 | 0 | 0 | 0
F3_Commercial_Grocery_New_Food Preparation_Natural Gas_Broiler_E7 | F3 | Commercial | Grocery | New | Food Preparation | Natural Gas | Broiler | E7 | PACT BC Ratio | 0 | 0 | 0 | 0 | 0 | 0 | 0 | 0 | 0 | 0 | 0 | 0 | 0 | 0 | 0 | 0 | 0 | 0 | 0 | 0 | 0 | 0 | 0 | 0 | 0 | 0 | 0 | 0 | 0 | 0 | 0 | 0 | 0
F3_Commercial_Grocery_New_Food Preparation_Natural Gas_Broiler_E8 | F3 | Commercial | Grocery | New | Food Preparation | Natural Gas | Broiler | E8 | PACT BC Ratio | 0 | 0 | 0 | 0 | 0 | 0 | 0 | 0 | 0 | 0 | 0 | 0 | 0 | 0 | 0 | 0 | 0 | 0 | 0 | 0 | 0 | 0 | 0 | 0 | 0 | 0 | 0 | 0 | 0 | 0 | 0 | 0 | 0
F3_Commercial_Grocery_New_Food Preparation_Natural Gas_Broiler_E9 | F3 | Commercial | Grocery | New | Food Preparation | Natural Gas | Broiler | E9 | PACT BC Ratio | 0 | 0 | 0 | 0 | 0 | 0 | 0 | 0 | 0 | 0 | 0 | 0 | 0 | 0 | 0 | 0 | 0 | 0 | 0 | 0 | 0 | 0 | 0 | 0 | 0 | 0 | 0 | 0 | 0 | 0 | 0 | 0 | 0
F3_Commercial_Grocery_New_Food Preparation_Natural Gas_Broiler_E10 | F3 | Commercial | Grocery | New | Food Preparation | Natural Gas | Broiler | E10 | PACT BC Ratio | 0 | 0 | 0 | 0 | 0 | 0 | 0 | 0 | 0 | 0 | 0 | 0 | 0 | 0 | 0 | 0 | 0 | 0 | 0 | 0 | 0 | 0 | 0 | 0 | 0 | 0 | 0 | 0 | 0 | 0 | 0 | 0 | 0
F4_Commercial_Grocery_New_Food Preparation_Natural Gas_Broiler_E1 | F4 | Commercial | Grocery | New | Food Preparation | Natural Gas | Broiler | E1 | RVT BC Ratio | bar: 2019 to 2051
F4_Commercial_Grocery_New_Food Preparation_Natural Gas_Broiler_E2 | F4 | Commercial | Grocery | New | Food Preparation | Natural Gas | Broiler | E2 | RVT BC Ratio | 3.9184 | 3.943 | 3.9704 | 4.0005 | 4.0349 | 4.0747 | 4.1069 | 4.1379 | 4.1693 | 4.202 | 4.2332 | 4.2619 | 4.2912 | 4.322 | 4.356 | 4.3892 | 4.4245 | 4.4617 | 4.5005 | 4.5401 | 4.5799 | 4.6173 | 4.651 | 4.6808 | 4.7065 | 4.7286 | 4.744 | 4.7554 | 4.7653 | 4.7738 | 4.7822 | 4.7859 | 4.7859
F4_Commercial_Grocery_New_Food Preparation_Natural Gas_Broiler_E3 | F4 | Commercial | Grocery | New | Food Preparation | Natural Gas | Broiler | E3 | RVT BC Ratio | 0 | 0 | 0 | 0 | 0 | 0 | 0 | 0 | 0 | 0 | 0 | 0 | 0 | 0 | 0 | 0 | 0 | 0 | 0 | 0 | 0 | 0 | 0 | 0 | 0 | 0 | 0 | 0 | 0 | 0 | 0 | 0 | 0
F4_Commercial_Grocery_New_Food Preparation_Natural Gas_Broiler_E4 | F4 | Commercial | Grocery | New | Food Preparation | Natural Gas | Broiler | E4 | RVT BC Ratio | 0 | 0 | 0 | 0 | 0 | 0 | 0 | 0 | 0 | 0 | 0 | 0 | 0 | 0 | 0 | 0 | 0 | 0 | 0 | 0 | 0 | 0 | 0 | 0 | 0 | 0 | 0 | 0 | 0 | 0 | 0 | 0 | 0
F4_Commercial_Grocery_New_Food Preparation_Natural Gas_Broiler_E5 | F4 | Commercial | Grocery | New | Food Preparation | Natural Gas | Broiler | E5 | RVT BC Ratio | 0 | 0 | 0 | 0 | 0 | 0 | 0 | 0 | 0 | 0 | 0 | 0 | 0 | 0 | 0 | 0 | 0 | 0 | 0 | 0 | 0 | 0 | 0 | 0 | 0 | 0 | 0 | 0 | 0 | 0 | 0 | 0 | 0
F4_Commercial_Grocery_New_Food Preparation_Natural Gas_Broiler_E6 | F4 | Commercial | Grocery | New | Food Preparation | Natural Gas | Broiler | E6 | RVT BC Ratio | 0 | 0 | 0 | 0 | 0 | 0 | 0 | 0 | 0 | 0 | 0 | 0 | 0 | 0 | 0 | 0 | 0 | 0 | 0 | 0 | 0 | 0 | 0 | 0 | 0 | 0 | 0 | 0 | 0 | 0 | 0 | 0 | 0
F4_Commercial_Grocery_New_Food Preparation_Natural Gas_Broiler_E7 | F4 | Commercial | Grocery | New | Food Preparation | Natural Gas | Broiler | E7 | RVT BC Ratio | 0 | 0 | 0 | 0 | 0 | 0 | 0 | 0 | 0 | 0 | 0 | 0 | 0 | 0 | 0 | 0 | 0 | 0 | 0 | 0 | 0 | 0 | 0 | 0 | 0 | 0 | 0 | 0 | 0 | 0 | 0 | 0 | 0
F4_Commercial_Grocery_New_Food Preparation_Natural Gas_Broiler_E8 | F4 | Commercial | Grocery | New | Food Preparation | Natural Gas | Broiler | E8 | RVT BC Ratio | 0 | 0 | 0 | 0 | 0 | 0 | 0 | 0 | 0 | 0 | 0 | 0 | 0 | 0 | 0 | 0 | 0 | 0 | 0 | 0 | 0 | 0 | 0 | 0 | 0 | 0 | 0 | 0 | 0 | 0 | 0 | 0 | 0
F4_Commercial_Grocery_New_Food Preparation_Natural Gas_Broiler_E9 | F4 | Commercial | Grocery | New | Food Preparation | Natural Gas | Broiler | E9 | RVT BC Ratio | 0 | 0 | 0 | 0 | 0 | 0 | 0 | 0 | 0 | 0 | 0 | 0 | 0 | 0 | 0 | 0 | 0 | 0 | 0 | 0 | 0 | 0 | 0 | 0 | 0 | 0 | 0 | 0 | 0 | 0 | 0 | 0 | 0
F4_Commercial_Grocery_New_Food Preparation_Natural Gas_Broiler_E10 | F4 | Commercial | Grocery | New | Food Preparation | Natural Gas | Broiler | E10 | RVT BC Ratio | 0 | 0 | 0 | 0 | 0 | 0 | 0 | 0 | 0 | 0 | 0 | 0 | 0 | 0 | 0 | 0 | 0 | 0 | 0 | 0 | 0 | 0 | 0 | 0 | 0 | 0 | 0 | 0 | 0 | 0 | 0 | 0 | 0
F5_Commercial_Grocery_New_Food Preparation_Natural Gas_Broiler_E1 | F5 | Commercial | Grocery | New | Food Preparation | Natural Gas | Broiler | E1 | RIM BC Ratio | bar: 2019 to 2051
F5_Commercial_Grocery_New_Food Preparation_Natural Gas_Broiler_E2 | F5 | Commercial | Grocery | New | Food Preparation | Natural Gas | Broiler | E2 | RIM BC Ratio | 0.65228 | 0.65336 | 0.65455 | 0.65584 | 0.65729 | 0.65894 | 0.66026 | 0.6615 | 0.66275 | 0.66403 | 0.66523 | 0.66632 | 0.66742 | 0.66856 | 0.6698 | 0.67099 | 0.67224 | 0.67353 | 0.67486 | 0.6762 | 0.67752 | 0.67874 | 0.67982 | 0.68077 | 0.68157 | 0.68226 | 0.68274 | 0.68309 | 0.68339 | 0.68365 | 0.6839 | 0.68401 | 0.68401
F5_Commercial_Grocery_New_Food Preparation_Natural Gas_Broiler_E3 | F5 | Commercial | Grocery | New | Food Preparation | Natural Gas | Broiler | E3 | RIM BC Ratio | 0 | 0 | 0 | 0 | 0 | 0 | 0 | 0 | 0 | 0 | 0 | 0 | 0 | 0 | 0 | 0 | 0 | 0 | 0 | 0 | 0 | 0 | 0 | 0 | 0 | 0 | 0 | 0 | 0 | 0 | 0 | 0 | 0
F5_Commercial_Grocery_New_Food Preparation_Natural Gas_Broiler_E4 | F5 | Commercial | Grocery | New | Food Preparation | Natural Gas | Broiler | E4 | RIM BC Ratio | 0 | 0 | 0 | 0 | 0 | 0 | 0 | 0 | 0 | 0 | 0 | 0 | 0 | 0 | 0 | 0 | 0 | 0 | 0 | 0 | 0 | 0 | 0 | 0 | 0 | 0 | 0 | 0 | 0 | 0 | 0 | 0 | 0
F5_Commercial_Grocery_New_Food Preparation_Natural Gas_Broiler_E5 | F5 | Commercial | Grocery | New | Food Preparation | Natural Gas | Broiler | E5 | RIM BC Ratio | 0 | 0 | 0 | 0 | 0 | 0 | 0 | 0 | 0 | 0 | 0 | 0 | 0 | 0 | 0 | 0 | 0 | 0 | 0 | 0 | 0 | 0 | 0 | 0 | 0 | 0 | 0 | 0 | 0 | 0 | 0 | 0 | 0
F5_Commercial_Grocery_New_Food Preparation_Natural Gas_Broiler_E6 | F5 | Commercial | Grocery | New | Food Preparation | Natural Gas | Broiler | E6 | RIM BC Ratio | 0 | 0 | 0 | 0 | 0 | 0 | 0 | 0 | 0 | 0 | 0 | 0 | 0 | 0 | 0 | 0 | 0 | 0 | 0 | 0 | 0 | 0 | 0 | 0 | 0 | 0 | 0 | 0 | 0 | 0 | 0 | 0 | 0
F5_Commercial_Grocery_New_Food Preparation_Natural Gas_Broiler_E7 | F5 | Commercial | Grocery | New | Food Preparation | Natural Gas | Broiler | E7 | RIM BC Ratio | 0 | 0 | 0 | 0 | 0 | 0 | 0 | 0 | 0 | 0 | 0 | 0 | 0 | 0 | 0 | 0 | 0 | 0 | 0 | 0 | 0 | 0 | 0 | 0 | 0 | 0 | 0 | 0 | 0 | 0 | 0 | 0 | 0
F5_Commercial_Grocery_New_Food Preparation_Natural Gas_Broiler_E8 | F5 | Commercial | Grocery | New | Food Preparation | Natural Gas | Broiler | E8 | RIM BC Ratio | 0 | 0 | 0 | 0 | 0 | 0 | 0 | 0 | 0 | 0 | 0 | 0 | 0 | 0 | 0 | 0 | 0 | 0 | 0 | 0 | 0 | 0 | 0 | 0 | 0 | 0 | 0 | 0 | 0 | 0 | 0 | 0 | 0
F5_Commercial_Grocery_New_Food Preparation_Natural Gas_Broiler_E9 | F5 | Commercial | Grocery | New | Food Preparation | Natural Gas | Broiler | E9 | RIM BC Ratio | 0 | 0 | 0 | 0 | 0 | 0 | 0 | 0 | 0 | 0 | 0 | 0 | 0 | 0 | 0 | 0 | 0 | 0 | 0 | 0 | 0 | 0 | 0 | 0 | 0 | 0 | 0 | 0 | 0 | 0 | 0 | 0 | 0
F5_Commercial_Grocery_New_Food Preparation_Natural Gas_Broiler_E10 | F5 | Commercial | Grocery | New | Food Preparation | Natural Gas | Broiler | E10 | RIM BC Ratio | 0 | 0 | 0 | 0 | 0 | 0 | 0 | 0 | 0 | 0 | 0 | 0 | 0 | 0 | 0 | 0 | 0 | 0 | 0 | 0 | 0 | 0 | 0 | 0 | 0 | 0 | 0 | 0 | 0 | 0 | 0 | 0 | 0
F0_Commercial_Grocery_New_Food Preparation_Natural Gas_Griddle_E0 | F0 | Commercial | Grocery | New | Food Preparation | Natural Gas | Griddle | E0 | Economic Unit | Standard | Standard | Standard | Standard | Standard | Standard | Standard | Standard | Standard | Standard | Standard | Standard | Standard | Standard | Standard | Standard | Standard | Standard | Standard | Standard | Standard | Standard | Standard | Standard | Standard | Standard | ENERGY STAR | ENERGY STAR | ENERGY STAR | ENERGY STAR | ENERGY STAR | ENERGY STAR | ENERGY STAR
F1_Commercial_Grocery_New_Food Preparation_Natural Gas_Griddle_E1 | F1 | Commercial | Grocery | New | Food Preparation | Natural Gas | Griddle | E1 | CCE | 0 | 0 | 0 | 0 | 0 | 0 | 0 | 0 | 0 | 0 | 0 | 0 | 0 | 0 | 0 | 0 | 0 | 0 | 0 | 0 | 0 | 0 | 0 | 0 | 0 | 0 | 0 | 0 | 0 | 0 | 0 | 0 | 0
F1_Commercial_Grocery_New_Food Preparation_Natural Gas_Griddle_E2 | F1 | Commercial | Grocery | New | Food Preparation | Natural Gas | Griddle | E2 | CCE | 1.768 | 1.768 | 1.768 | 1.768 | 1.768 | 1.768 | 1.768 | 1.768 | 1.768 | 1.768 | 1.768 | 1.768 | 1.768 | 1.768 | 1.768 | 1.768 | 1.768 | 1.768 | 1.768 | 1.768 | 1.768 | 1.768 | 1.768 | 1.768 | 1.768 | 1.768 | 1.768 | 1.768 | 1.768 | 1.768 | 1.768 | 1.768 | 1.768
F1_Commercial_Grocery_New_Food Preparation_Natural Gas_Griddle_E3 | F1 | Commercial | Grocery | New | Food Preparation | Natural Gas | Griddle | E3 | CCE | 0 | 0 | 0 | 0 | 0 | 0 | 0 | 0 | 0 | 0 | 0 | 0 | 0 | 0 | 0 | 0 | 0 | 0 | 0 | 0 | 0 | 0 | 0 | 0 | 0 | 0 | 0 | 0 | 0 | 0 | 0 | 0 | 0
F1_Commercial_Grocery_New_Food Preparation_Natural Gas_Griddle_E4 | F1 | Commercial | Grocery | New | Food Preparation | Natural Gas | Griddle | E4 | CCE | 0 | 0 | 0 | 0 | 0 | 0 | 0 | 0 | 0 | 0 | 0 | 0 | 0 | 0 | 0 | 0 | 0 | 0 | 0 | 0 | 0 | 0 | 0 | 0 | 0 | 0 | 0 | 0 | 0 | 0 | 0 | 0 | 0
F1_Commercial_Grocery_New_Food Preparation_Natural Gas_Griddle_E5 | F1 | Commercial | Grocery | New | Food Preparation | Natural Gas | Griddle | E5 | CCE | 0 | 0 | 0 | 0 | 0 | 0 | 0 | 0 | 0 | 0 | 0 | 0 | 0 | 0 | 0 | 0 | 0 | 0 | 0 | 0 | 0 | 0 | 0 | 0 | 0 | 0 | 0 | 0 | 0 | 0 | 0 | 0 | 0
F1_Commercial_Grocery_New_Food Preparation_Natural Gas_Griddle_E6 | F1 | Commercial | Grocery | New | Food Preparation | Natural Gas | Griddle | E6 | CCE | 0 | 0 | 0 | 0 | 0 | 0 | 0 | 0 | 0 | 0 | 0 | 0 | 0 | 0 | 0 | 0 | 0 | 0 | 0 | 0 | 0 | 0 | 0 | 0 | 0 | 0 | 0 | 0 | 0 | 0 | 0 | 0 | 0
F1_Commercial_Grocery_New_Food Preparation_Natural Gas_Griddle_E7 | F1 | Commercial | Grocery | New | Food Preparation | Natural Gas | Griddle | E7 | CCE | 0 | 0 | 0 | 0 | 0 | 0 | 0 | 0 | 0 | 0 | 0 | 0 | 0 | 0 | 0 | 0 | 0 | 0 | 0 | 0 | 0 | 0 | 0 | 0 | 0 | 0 | 0 | 0 | 0 | 0 | 0 | 0 | 0
F1_Commercial_Grocery_New_Food Preparation_Natural Gas_Griddle_E8 | F1 | Commercial | Grocery | New | Food Preparation | Natural Gas | Griddle | E8 | CCE | 0 | 0 | 0 | 0 | 0 | 0 | 0 | 0 | 0 | 0 | 0 | 0 | 0 | 0 | 0 | 0 | 0 | 0 | 0 | 0 | 0 | 0 | 0 | 0 | 0 | 0 | 0 | 0 | 0 | 0 | 0 | 0 | 0
F1_Commercial_Grocery_New_Food Preparation_Natural Gas_Griddle_E9 | F1 | Commercial | Grocery | New | Food Preparation | Natural Gas | Griddle | E9 | CCE | 0 | 0 | 0 | 0 | 0 | 0 | 0 | 0 | 0 | 0 | 0 | 0 | 0 | 0 | 0 | 0 | 0 | 0 | 0 | 0 | 0 | 0 | 0 | 0 | 0 | 0 | 0 | 0 | 0 | 0 | 0 | 0 | 0
F1_Commercial_Grocery_New_Food Preparation_Natural Gas_Griddle_E10 | F1 | Commercial | Grocery | New | Food Preparation | Natural Gas | Griddle | E10 | CCE | 0 | 0 | 0 | 0 | 0 | 0 | 0 | 0 | 0 | 0 | 0 | 0 | 0 | 0 | 0 | 0 | 0 | 0 | 0 | 0 | 0 | 0 | 0 | 0 | 0 | 0 | 0 | 0 | 0 | 0 | 0 | 0 | 0
F2_Commercial_Grocery_New_Food Preparation_Natural Gas_Griddle_E1 | F2 | Commercial | Grocery | New | Food Preparation | Natural Gas | Griddle | E1 | TRC BC Ratio | bar: 2019 to 2051
F2_Commercial_Grocery_New_Food Preparation_Natural Gas_Griddle_E2 | F2 | Commercial | Grocery | New | Food Preparation | Natural Gas | Griddle | E2 | TRC BC Ratio | 0.79587 | 0.80193 | 0.80871 | 0.81616 | 0.82466 | 0.8345 | 0.84247 | 0.85013 | 0.8579 | 0.86599 | 0.87371 | 0.8808 | 0.88805 | 0.89566 | 0.90406 | 0.91228 | 0.921 | 0.9302 | 0.9398 | 0.94959 | 0.95944 | 0.96867 | 0.97701 | 0.98437 | 0.99074 | 0.99622 | 1 | 1.0028 | 1.0053 | 1.0074 | 1.0094 | 1.0104 | 1.0104
F2_Commercial_Grocery_New_Food Preparation_Natural Gas_Griddle_E3 | F2 | Commercial | Grocery | New | Food Preparation | Natural Gas | Griddle | E3 | TRC BC Ratio | 0 | 0 | 0 | 0 | 0 | 0 | 0 | 0 | 0 | 0 | 0 | 0 | 0 | 0 | 0 | 0 | 0 | 0 | 0 | 0 | 0 | 0 | 0 | 0 | 0 | 0 | 0 | 0 | 0 | 0 | 0 | 0 | 0
F2_Commercial_Grocery_New_Food Preparation_Natural Gas_Griddle_E4 | F2 | Commercial | Grocery | New | Food Preparation | Natural Gas | Griddle | E4 | TRC BC Ratio | 0 | 0 | 0 | 0 | 0 | 0 | 0 | 0 | 0 | 0 | 0 | 0 | 0 | 0 | 0 | 0 | 0 | 0 | 0 | 0 | 0 | 0 | 0 | 0 | 0 | 0 | 0 | 0 | 0 | 0 | 0 | 0 | 0
F2_Commercial_Grocery_New_Food Preparation_Natural Gas_Griddle_E5 | F2 | Commercial | Grocery | New | Food Preparation | Natural Gas | Griddle | E5 | TRC BC Ratio | 0 | 0 | 0 | 0 | 0 | 0 | 0 | 0 | 0 | 0 | 0 | 0 | 0 | 0 | 0 | 0 | 0 | 0 | 0 | 0 | 0 | 0 | 0 | 0 | 0 | 0 | 0 | 0 | 0 | 0 | 0 | 0 | 0
F2_Commercial_Grocery_New_Food Preparation_Natural Gas_Griddle_E6 | F2 | Commercial | Grocery | New | Food Preparation | Natural Gas | Griddle | E6 | TRC BC Ratio | 0 | 0 | 0 | 0 | 0 | 0 | 0 | 0 | 0 | 0 | 0 | 0 | 0 | 0 | 0 | 0 | 0 | 0 | 0 | 0 | 0 | 0 | 0 | 0 | 0 | 0 | 0 | 0 | 0 | 0 | 0 | 0 | 0
F2_Commercial_Grocery_New_Food Preparation_Natural Gas_Griddle_E7 | F2 | Commercial | Grocery | New | Food Preparation | Natural Gas | Griddle | E7 | TRC BC Ratio | 0 | 0 | 0 | 0 | 0 | 0 | 0 | 0 | 0 | 0 | 0 | 0 | 0 | 0 | 0 | 0 | 0 | 0 | 0 | 0 | 0 | 0 | 0 | 0 | 0 | 0 | 0 | 0 | 0 | 0 | 0 | 0 | 0
F2_Commercial_Grocery_New_Food Preparation_Natural Gas_Griddle_E8 | F2 | Commercial | Grocery | New | Food Preparation | Natural Gas | Griddle | E8 | TRC BC Ratio | 0 | 0 | 0 | 0 | 0 | 0 | 0 | 0 | 0 | 0 | 0 | 0 | 0 | 0 | 0 | 0 | 0 | 0 | 0 | 0 | 0 | 0 | 0 | 0 | 0 | 0 | 0 | 0 | 0 | 0 | 0 | 0 | 0
F2_Commercial_Grocery_New_Food Preparation_Natural Gas_Griddle_E9 | F2 | Commercial | Grocery | New | Food Preparation | Natural Gas | Griddle | E9 | TRC BC Ratio | 0 | 0 | 0 | 0 | 0 | 0 | 0 | 0 | 0 | 0 | 0 | 0 | 0 | 0 | 0 | 0 | 0 | 0 | 0 | 0 | 0 | 0 | 0 | 0 | 0 | 0 | 0 | 0 | 0 | 0 | 0 | 0 | 0
F2_Commercial_Grocery_New_Food Preparation_Natural Gas_Griddle_E10 | F2 | Commercial | Grocery | New | Food Preparation | Natural Gas | Griddle | E10 | TRC BC Ratio | 0 | 0 | 0 | 0 | 0 | 0 | 0 | 0 | 0 | 0 | 0 | 0 | 0 | 0 | 0 | 0 | 0 | 0 | 0 | 0 | 0 | 0 | 0 | 0 | 0 | 0 | 0 | 0 | 0 | 0 | 0 | 0 | 0
F3_Commercial_Grocery_New_Food Preparation_Natural Gas_Griddle_E1 | F3 | Commercial | Grocery | New | Food Preparation | Natural Gas | Griddle | E1 | PACT BC Ratio | bar: 2019 to 2051
F3_Commercial_Grocery_New_Food Preparation_Natural Gas_Griddle_E2 | F3 | Commercial | Grocery | New | Food Preparation | Natural Gas | Griddle | E2 | PACT BC Ratio | 1.0612 | 1.0692 | 1.0783 | 1.0882 | 1.0996 | 1.1127 | 1.1233 | 1.1335 | 1.1439 | 1.1547 | 1.1649 | 1.1744 | 1.1841 | 1.1942 | 1.2054 | 1.2164 | 1.228 | 1.2403 | 1.2531 | 1.2661 | 1.2793 | 1.2916 | 1.3027 | 1.3125 | 1.321 | 1.3283 | 1.3333 | 1.3371 | 1.3404 | 1.3432 | 1.3459 | 1.3472 | 1.3472
F3_Commercial_Grocery_New_Food Preparation_Natural Gas_Griddle_E3 | F3 | Commercial | Grocery | New | Food Preparation | Natural Gas | Griddle | E3 | PACT BC Ratio | 0 | 0 | 0 | 0 | 0 | 0 | 0 | 0 | 0 | 0 | 0 | 0 | 0 | 0 | 0 | 0 | 0 | 0 | 0 | 0 | 0 | 0 | 0 | 0 | 0 | 0 | 0 | 0 | 0 | 0 | 0 | 0 | 0
F3_Commercial_Grocery_New_Food Preparation_Natural Gas_Griddle_E4 | F3 | Commercial | Grocery | New | Food Preparation | Natural Gas | Griddle | E4 | PACT BC Ratio | 0 | 0 | 0 | 0 | 0 | 0 | 0 | 0 | 0 | 0 | 0 | 0 | 0 | 0 | 0 | 0 | 0 | 0 | 0 | 0 | 0 | 0 | 0 | 0 | 0 | 0 | 0 | 0 | 0 | 0 | 0 | 0 | 0
F3_Commercial_Grocery_New_Food Preparation_Natural Gas_Griddle_E5 | F3 | Commercial | Grocery | New | Food Preparation | Natural Gas | Griddle | E5 | PACT BC Ratio | 0 | 0 | 0 | 0 | 0 | 0 | 0 | 0 | 0 | 0 | 0 | 0 | 0 | 0 | 0 | 0 | 0 | 0 | 0 | 0 | 0 | 0 | 0 | 0 | 0 | 0 | 0 | 0 | 0 | 0 | 0 | 0 | 0
F3_Commercial_Grocery_New_Food Preparation_Natural Gas_Griddle_E6 | F3 | Commercial | Grocery | New | Food Preparation | Natural Gas | Griddle | E6 | PACT BC Ratio | 0 | 0 | 0 | 0 | 0 | 0 | 0 | 0 | 0 | 0 | 0 | 0 | 0 | 0 | 0 | 0 | 0 | 0 | 0 | 0 | 0 | 0 | 0 | 0 | 0 | 0 | 0 | 0 | 0 | 0 | 0 | 0 | 0
F3_Commercial_Grocery_New_Food Preparation_Natural Gas_Griddle_E7 | F3 | Commercial | Grocery | New | Food Preparation | Natural Gas | Griddle | E7 | PACT BC Ratio | 0 | 0 | 0 | 0 | 0 | 0 | 0 | 0 | 0 | 0 | 0 | 0 | 0 | 0 | 0 | 0 | 0 | 0 | 0 | 0 | 0 | 0 | 0 | 0 | 0 | 0 | 0 | 0 | 0 | 0 | 0 | 0 | 0
F3_Commercial_Grocery_New_Food Preparation_Natural Gas_Griddle_E8 | F3 | Commercial | Grocery | New | Food Preparation | Natural Gas | Griddle | E8 | PACT BC Ratio | 0 | 0 | 0 | 0 | 0 | 0 | 0 | 0 | 0 | 0 | 0 | 0 | 0 | 0 | 0 | 0 | 0 | 0 | 0 | 0 | 0 | 0 | 0 | 0 | 0 | 0 | 0 | 0 | 0 | 0 | 0 | 0 | 0
F3_Commercial_Grocery_New_Food Preparation_Natural Gas_Griddle_E9 | F3 | Commercial | Grocery | New | Food Preparation | Natural Gas | Griddle | E9 | PACT BC Ratio | 0 | 0 | 0 | 0 | 0 | 0 | 0 | 0 | 0 | 0 | 0 | 0 | 0 | 0 | 0 | 0 | 0 | 0 | 0 | 0 | 0 | 0 | 0 | 0 | 0 | 0 | 0 | 0 | 0 | 0 | 0 | 0 | 0
F3_Commercial_Grocery_New_Food Preparation_Natural Gas_Griddle_E10 | F3 | Commercial | Grocery | New | Food Preparation | Natural Gas | Griddle | E10 | PACT BC Ratio | 0 | 0 | 0 | 0 | 0 | 0 | 0 | 0 | 0 | 0 | 0 | 0 | 0 | 0 | 0 | 0 | 0 | 0 | 0 | 0 | 0 | 0 | 0 | 0 | 0 | 0 | 0 | 0 | 0 | 0 | 0 | 0 | 0
F4_Commercial_Grocery_New_Food Preparation_Natural Gas_Griddle_E1 | F4 | Commercial | Grocery | New | Food Preparation | Natural Gas | Griddle | E1 | RVT BC Ratio | bar: 2019 to 2051
F4_Commercial_Grocery_New_Food Preparation_Natural Gas_Griddle_E2 | F4 | Commercial | Grocery | New | Food Preparation | Natural Gas | Griddle | E2 | RVT BC Ratio | 1.8442 | 1.8529 | 1.8627 | 1.8734 | 1.8856 | 1.8997 | 1.9112 | 1.9222 | 1.9334 | 1.945 | 1.9561 | 1.9663 | 1.9767 | 1.9877 | 1.9998 | 2.0116 | 2.0241 | 2.0373 | 2.0511 | 2.0652 | 2.0794 | 2.0926 | 2.1046 | 2.1152 | 2.1244 | 2.1322 | 2.1377 | 2.1418 | 2.1453 | 2.1483 | 2.1513 | 2.1526 | 2.1526
F4_Commercial_Grocery_New_Food Preparation_Natural Gas_Griddle_E3 | F4 | Commercial | Grocery | New | Food Preparation | Natural Gas | Griddle | E3 | RVT BC Ratio | 0 | 0 | 0 | 0 | 0 | 0 | 0 | 0 | 0 | 0 | 0 | 0 | 0 | 0 | 0 | 0 | 0 | 0 | 0 | 0 | 0 | 0 | 0 | 0 | 0 | 0 | 0 | 0 | 0 | 0 | 0 | 0 | 0
F4_Commercial_Grocery_New_Food Preparation_Natural Gas_Griddle_E4 | F4 | Commercial | Grocery | New | Food Preparation | Natural Gas | Griddle | E4 | RVT BC Ratio | 0 | 0 | 0 | 0 | 0 | 0 | 0 | 0 | 0 | 0 | 0 | 0 | 0 | 0 | 0 | 0 | 0 | 0 | 0 | 0 | 0 | 0 | 0 | 0 | 0 | 0 | 0 | 0 | 0 | 0 | 0 | 0 | 0
F4_Commercial_Grocery_New_Food Preparation_Natural Gas_Griddle_E5 | F4 | Commercial | Grocery | New | Food Preparation | Natural Gas | Griddle | E5 | RVT BC Ratio | 0 | 0 | 0 | 0 | 0 | 0 | 0 | 0 | 0 | 0 | 0 | 0 | 0 | 0 | 0 | 0 | 0 | 0 | 0 | 0 | 0 | 0 | 0 | 0 | 0 | 0 | 0 | 0 | 0 | 0 | 0 | 0 | 0
F4_Commercial_Grocery_New_Food Preparation_Natural Gas_Griddle_E6 | F4 | Commercial | Grocery | New | Food Preparation | Natural Gas | Griddle | E6 | RVT BC Ratio | 0 | 0 | 0 | 0 | 0 | 0 | 0 | 0 | 0 | 0 | 0 | 0 | 0 | 0 | 0 | 0 | 0 | 0 | 0 | 0 | 0 | 0 | 0 | 0 | 0 | 0 | 0 | 0 | 0 | 0 | 0 | 0 | 0
F4_Commercial_Grocery_New_Food Preparation_Natural Gas_Griddle_E7 | F4 | Commercial | Grocery | New | Food Preparation | Natural Gas | Griddle | E7 | RVT BC Ratio | 0 | 0 | 0 | 0 | 0 | 0 | 0 | 0 | 0 | 0 | 0 | 0 | 0 | 0 | 0 | 0 | 0 | 0 | 0 | 0 | 0 | 0 | 0 | 0 | 0 | 0 | 0 | 0 | 0 | 0 | 0 | 0 | 0
F4_Commercial_Grocery_New_Food Preparation_Natural Gas_Griddle_E8 | F4 | Commercial | Grocery | New | Food Preparation | Natural Gas | Griddle | E8 | RVT BC Ratio | 0 | 0 | 0 | 0 | 0 | 0 | 0 | 0 | 0 | 0 | 0 | 0 | 0 | 0 | 0 | 0 | 0 | 0 | 0 | 0 | 0 | 0 | 0 | 0 | 0 | 0 | 0 | 0 | 0 | 0 | 0 | 0 | 0
F4_Commercial_Grocery_New_Food Preparation_Natural Gas_Griddle_E9 | F4 | Commercial | Grocery | New | Food Preparation | Natural Gas | Griddle | E9 | RVT BC Ratio | 0 | 0 | 0 | 0 | 0 | 0 | 0 | 0 | 0 | 0 | 0 | 0 | 0 | 0 | 0 | 0 | 0 | 0 | 0 | 0 | 0 | 0 | 0 | 0 | 0 | 0 | 0 | 0 | 0 | 0 | 0 | 0 | 0
F4_Commercial_Grocery_New_Food Preparation_Natural Gas_Griddle_E10 | F4 | Commercial | Grocery | New | Food Preparation | Natural Gas | Griddle | E10 | RVT BC Ratio | 0 | 0 | 0 | 0 | 0 | 0 | 0 | 0 | 0 | 0 | 0 | 0 | 0 | 0 | 0 | 0 | 0 | 0 | 0 | 0 | 0 | 0 | 0 | 0 | 0 | 0 | 0 | 0 | 0 | 0 | 0 | 0 | 0
F5_Commercial_Grocery_New_Food Preparation_Natural Gas_Griddle_E1 | F5 | Commercial | Grocery | New | Food Preparation | Natural Gas | Griddle | E1 | RIM BC Ratio | bar: 2019 to 2051
F5_Commercial_Grocery_New_Food Preparation_Natural Gas_Griddle_E2 | F5 | Commercial | Grocery | New | Food Preparation | Natural Gas | Griddle | E2 | RIM BC Ratio | 0.46719 | 0.46876 | 0.47048 | 0.47237 | 0.47449 | 0.47691 | 0.47886 | 0.4807 | 0.48256 | 0.48447 | 0.48627 | 0.48791 | 0.48957 | 0.4913 | 0.49318 | 0.49501 | 0.49692 | 0.49892 | 0.50097 | 0.50305 | 0.50511 | 0.50702 | 0.50872 | 0.51021 | 0.51149 | 0.51258 | 0.51333 | 0.51389 | 0.51437 | 0.51478 | 0.51519 | 0.51537 | 0.51537
F5_Commercial_Grocery_New_Food Preparation_Natural Gas_Griddle_E3 | F5 | Commercial | Grocery | New | Food Preparation | Natural Gas | Griddle | E3 | RIM BC Ratio | 0 | 0 | 0 | 0 | 0 | 0 | 0 | 0 | 0 | 0 | 0 | 0 | 0 | 0 | 0 | 0 | 0 | 0 | 0 | 0 | 0 | 0 | 0 | 0 | 0 | 0 | 0 | 0 | 0 | 0 | 0 | 0 | 0
F5_Commercial_Grocery_New_Food Preparation_Natural Gas_Griddle_E4 | F5 | Commercial | Grocery | New | Food Preparation | Natural Gas | Griddle | E4 | RIM BC Ratio | 0 | 0 | 0 | 0 | 0 | 0 | 0 | 0 | 0 | 0 | 0 | 0 | 0 | 0 | 0 | 0 | 0 | 0 | 0 | 0 | 0 | 0 | 0 | 0 | 0 | 0 | 0 | 0 | 0 | 0 | 0 | 0 | 0
F5_Commercial_Grocery_New_Food Preparation_Natural Gas_Griddle_E5 | F5 | Commercial | Grocery | New | Food Preparation | Natural Gas | Griddle | E5 | RIM BC Ratio | 0 | 0 | 0 | 0 | 0 | 0 | 0 | 0 | 0 | 0 | 0 | 0 | 0 | 0 | 0 | 0 | 0 | 0 | 0 | 0 | 0 | 0 | 0 | 0 | 0 | 0 | 0 | 0 | 0 | 0 | 0 | 0 | 0
F5_Commercial_Grocery_New_Food Preparation_Natural Gas_Griddle_E6 | F5 | Commercial | Grocery | New | Food Preparation | Natural Gas | Griddle | E6 | RIM BC Ratio | 0 | 0 | 0 | 0 | 0 | 0 | 0 | 0 | 0 | 0 | 0 | 0 | 0 | 0 | 0 | 0 | 0 | 0 | 0 | 0 | 0 | 0 | 0 | 0 | 0 | 0 | 0 | 0 | 0 | 0 | 0 | 0 | 0
F5_Commercial_Grocery_New_Food Preparation_Natural Gas_Griddle_E7 | F5 | Commercial | Grocery | New | Food Preparation | Natural Gas | Griddle | E7 | RIM BC Ratio | 0 | 0 | 0 | 0 | 0 | 0 | 0 | 0 | 0 | 0 | 0 | 0 | 0 | 0 | 0 | 0 | 0 | 0 | 0 | 0 | 0 | 0 | 0 | 0 | 0 | 0 | 0 | 0 | 0 | 0 | 0 | 0 | 0
F5_Commercial_Grocery_New_Food Preparation_Natural Gas_Griddle_E8 | F5 | Commercial | Grocery | New | Food Preparation | Natural Gas | Griddle | E8 | RIM BC Ratio | 0 | 0 | 0 | 0 | 0 | 0 | 0 | 0 | 0 | 0 | 0 | 0 | 0 | 0 | 0 | 0 | 0 | 0 | 0 | 0 | 0 | 0 | 0 | 0 | 0 | 0 | 0 | 0 | 0 | 0 | 0 | 0 | 0
F5_Commercial_Grocery_New_Food Preparation_Natural Gas_Griddle_E9 | F5 | Commercial | Grocery | New | Food Preparation | Natural Gas | Griddle | E9 | RIM BC Ratio | 0 | 0 | 0 | 0 | 0 | 0 | 0 | 0 | 0 | 0 | 0 | 0 | 0 | 0 | 0 | 0 | 0 | 0 | 0 | 0 | 0 | 0 | 0 | 0 | 0 | 0 | 0 | 0 | 0 | 0 | 0 | 0 | 0
F5_Commercial_Grocery_New_Food Preparation_Natural Gas_Griddle_E10 | F5 | Commercial | Grocery | New | Food Preparation | Natural Gas | Griddle | E10 | RIM BC Ratio | 0 | 0 | 0 | 0 | 0 | 0 | 0 | 0 | 0 | 0 | 0 | 0 | 0 | 0 | 0 | 0 | 0 | 0 | 0 | 0 | 0 | 0 | 0 | 0 | 0 | 0 | 0 | 0 | 0 | 0 | 0 | 0 | 0
F0_Commercial_Grocery_New_Food Preparation_Natural Gas_Range_E0 | F0 | Commercial | Grocery | New | Food Preparation | Natural Gas | Range | E0 | Economic Unit | High Efficiency | High Efficiency | High Efficiency | High Efficiency | High Efficiency | High Efficiency | High Efficiency | High Efficiency | High Efficiency | High Efficiency | High Efficiency | High Efficiency | High Efficiency | High Efficiency | High Efficiency | High Efficiency | High Efficiency | High Efficiency | High Efficiency | High Efficiency | High Efficiency | High Efficiency | High Efficiency | High Efficiency | High Efficiency | High Efficiency | High Efficiency | High Efficiency | High Efficiency | High Efficiency | High Efficiency | High Efficiency | High Efficiency
F1_Commercial_Grocery_New_Food Preparation_Natural Gas_Range_E1 | F1 | Commercial | Grocery | New | Food Preparation | Natural Gas | Range | E1 | CCE | 0 | 0 | 0 | 0 | 0 | 0 | 0 | 0 | 0 | 0 | 0 | 0 | 0 | 0 | 0 | 0 | 0 | 0 | 0 | 0 | 0 | 0 | 0 | 0 | 0 | 0 | 0 | 0 | 0 | 0 | 0 | 0 | 0
F1_Commercial_Grocery_New_Food Preparation_Natural Gas_Range_E2 | F1 | Commercial | Grocery | New | Food Preparation | Natural Gas | Range | E2 | CCE | 0.00052644 | 0.00052644 | 0.00052644 | 0.00052644 | 0.00052644 | 0.00052644 | 0.00052644 | 0.00052644 | 0.00052644 | 0.00052644 | 0.00052644 | 0.00052644 | 0.00052644 | 0.00052644 | 0.00052644 | 0.00052644 | 0.00052644 | 0.00052644 | 0.00052644 | 0.00052644 | 0.00052644 | 0.00052644 | 0.00052644 | 0.00052644 | 0.00052644 | 0.00052644 | 0.00052644 | 0.00052644 | 0.00052644 | 0.00052644 | 0.00052644 | 0.00052644 | 0.00052644
F1_Commercial_Grocery_New_Food Preparation_Natural Gas_Range_E3 | F1 | Commercial | Grocery | New | Food Preparation | Natural Gas | Range | E3 | CCE | 0 | 0 | 0 | 0 | 0 | 0 | 0 | 0 | 0 | 0 | 0 | 0 | 0 | 0 | 0 | 0 | 0 | 0 | 0 | 0 | 0 | 0 | 0 | 0 | 0 | 0 | 0 | 0 | 0 | 0 | 0 | 0 | 0
F1_Commercial_Grocery_New_Food Preparation_Natural Gas_Range_E4 | F1 | Commercial | Grocery | New | Food Preparation | Natural Gas | Range | E4 | CCE | 0 | 0 | 0 | 0 | 0 | 0 | 0 | 0 | 0 | 0 | 0 | 0 | 0 | 0 | 0 | 0 | 0 | 0 | 0 | 0 | 0 | 0 | 0 | 0 | 0 | 0 | 0 | 0 | 0 | 0 | 0 | 0 | 0
F1_Commercial_Grocery_New_Food Preparation_Natural Gas_Range_E5 | F1 | Commercial | Grocery | New | Food Preparation | Natural Gas | Range | E5 | CCE | 0 | 0 | 0 | 0 | 0 | 0 | 0 | 0 | 0 | 0 | 0 | 0 | 0 | 0 | 0 | 0 | 0 | 0 | 0 | 0 | 0 | 0 | 0 | 0 | 0 | 0 | 0 | 0 | 0 | 0 | 0 | 0 | 0
F1_Commercial_Grocery_New_Food Preparation_Natural Gas_Range_E6 | F1 | Commercial | Grocery | New | Food Preparation | Natural Gas | Range | E6 | CCE | 0 | 0 | 0 | 0 | 0 | 0 | 0 | 0 | 0 | 0 | 0 | 0 | 0 | 0 | 0 | 0 | 0 | 0 | 0 | 0 | 0 | 0 | 0 | 0 | 0 | 0 | 0 | 0 | 0 | 0 | 0 | 0 | 0
F1_Commercial_Grocery_New_Food Preparation_Natural Gas_Range_E7 | F1 | Commercial | Grocery | New | Food Preparation | Natural Gas | Range | E7 | CCE | 0 | 0 | 0 | 0 | 0 | 0 | 0 | 0 | 0 | 0 | 0 | 0 | 0 | 0 | 0 | 0 | 0 | 0 | 0 | 0 | 0 | 0 | 0 | 0 | 0 | 0 | 0 | 0 | 0 | 0 | 0 | 0 | 0
F1_Commercial_Grocery_New_Food Preparation_Natural Gas_Range_E8 | F1 | Commercial | Grocery | New | Food Preparation | Natural Gas | Range | E8 | CCE | 0 | 0 | 0 | 0 | 0 | 0 | 0 | 0 | 0 | 0 | 0 | 0 | 0 | 0 | 0 | 0 | 0 | 0 | 0 | 0 | 0 | 0 | 0 | 0 | 0 | 0 | 0 | 0 | 0 | 0 | 0 | 0 | 0
F1_Commercial_Grocery_New_Food Preparation_Natural Gas_Range_E9 | F1 | Commercial | Grocery | New | Food Preparation | Natural Gas | Range | E9 | CCE | 0 | 0 | 0 | 0 | 0 | 0 | 0 | 0 | 0 | 0 | 0 | 0 | 0 | 0 | 0 | 0 | 0 | 0 | 0 | 0 | 0 | 0 | 0 | 0 | 0 | 0 | 0 | 0 | 0 | 0 | 0 | 0 | 0
F1_Commercial_Grocery_New_Food Preparation_Natural Gas_Range_E10 | F1 | Commercial | Grocery | New | Food Preparation | Natural Gas | Range | E10 | CCE | 0 | 0 | 0 | 0 | 0 | 0 | 0 | 0 | 0 | 0 | 0 | 0 | 0 | 0 | 0 | 0 | 0 | 0 | 0 | 0 | 0 | 0 | 0 | 0 | 0 | 0 | 0 | 0 | 0 | 0 | 0 | 0 | 0
F2_Commercial_Grocery_New_Food Preparation_Natural Gas_Range_E1 | F2 | Commercial | Grocery | New | Food Preparation | Natural Gas | Range | E1 | TRC BC Ratio | bar: 2019 to 2051
F2_Commercial_Grocery_New_Food Preparation_Natural Gas_Range_E2 | F2 | Commercial | Grocery | New | Food Preparation | Natural Gas | Range | E2 | TRC BC Ratio | 2647.7231 | 2666.33 | 2688.4832 | 2714.1962 | 2744.4245 | 2779.83 | 2808.1783 | 2835.1894 | 2861.7342 | 2888.6003 | 2913.2148 | 2934.7489 | 2956.3968 | 2979.3351 | 3005.7993 | 3032.2609 | 3061.4725 | 3093.4023 | 3127.3907 | 3162.4699 | 3198.1505 | 3231.6304 | 3262.246 | 3290.1881 | 3314.7734 | 3335.911 | 3350.568 | 3361.4829 | 3370.9376 | 3379.0123 | 3387.0032 | 3390.5371 | 3390.5371
F2_Commercial_Grocery_New_Food Preparation_Natural Gas_Range_E3 | F2 | Commercial | Grocery | New | Food Preparation | Natural Gas | Range | E3 | TRC BC Ratio | 0 | 0 | 0 | 0 | 0 | 0 | 0 | 0 | 0 | 0 | 0 | 0 | 0 | 0 | 0 | 0 | 0 | 0 | 0 | 0 | 0 | 0 | 0 | 0 | 0 | 0 | 0 | 0 | 0 | 0 | 0 | 0 | 0
F2_Commercial_Grocery_New_Food Preparation_Natural Gas_Range_E4 | F2 | Commercial | Grocery | New | Food Preparation | Natural Gas | Range | E4 | TRC BC Ratio | 0 | 0 | 0 | 0 | 0 | 0 | 0 | 0 | 0 | 0 | 0 | 0 | 0 | 0 | 0 | 0 | 0 | 0 | 0 | 0 | 0 | 0 | 0 | 0 | 0 | 0 | 0 | 0 | 0 | 0 | 0 | 0 | 0
F2_Commercial_Grocery_New_Food Preparation_Natural Gas_Range_E5 | F2 | Commercial | Grocery | New | Food Preparation | Natural Gas | Range | E5 | TRC BC Ratio | 0 | 0 | 0 | 0 | 0 | 0 | 0 | 0 | 0 | 0 | 0 | 0 | 0 | 0 | 0 | 0 | 0 | 0 | 0 | 0 | 0 | 0 | 0 | 0 | 0 | 0 | 0 | 0 | 0 | 0 | 0 | 0 | 0
F2_Commercial_Grocery_New_Food Preparation_Natural Gas_Range_E6 | F2 | Commercial | Grocery | New | Food Preparation | Natural Gas | Range | E6 | TRC BC Ratio | 0 | 0 | 0 | 0 | 0 | 0 | 0 | 0 | 0 | 0 | 0 | 0 | 0 | 0 | 0 | 0 | 0 | 0 | 0 | 0 | 0 | 0 | 0 | 0 | 0 | 0 | 0 | 0 | 0 | 0 | 0 | 0 | 0
F2_Commercial_Grocery_New_Food Preparation_Natural Gas_Range_E7 | F2 | Commercial | Grocery | New | Food Preparation | Natural Gas | Range | E7 | TRC BC Ratio | 0 | 0 | 0 | 0 | 0 | 0 | 0 | 0 | 0 | 0 | 0 | 0 | 0 | 0 | 0 | 0 | 0 | 0 | 0 | 0 | 0 | 0 | 0 | 0 | 0 | 0 | 0 | 0 | 0 | 0 | 0 | 0 | 0
F2_Commercial_Grocery_New_Food Preparation_Natural Gas_Range_E8 | F2 | Commercial | Grocery | New | Food Preparation | Natural Gas | Range | E8 | TRC BC Ratio | 0 | 0 | 0 | 0 | 0 | 0 | 0 | 0 | 0 | 0 | 0 | 0 | 0 | 0 | 0 | 0 | 0 | 0 | 0 | 0 | 0 | 0 | 0 | 0 | 0 | 0 | 0 | 0 | 0 | 0 | 0 | 0 | 0
F2_Commercial_Grocery_New_Food Preparation_Natural Gas_Range_E9 | F2 | Commercial | Grocery | New | Food Preparation | Natural Gas | Range | E9 | TRC BC Ratio | 0 | 0 | 0 | 0 | 0 | 0 | 0 | 0 | 0 | 0 | 0 | 0 | 0 | 0 | 0 | 0 | 0 | 0 | 0 | 0 | 0 | 0 | 0 | 0 | 0 | 0 | 0 | 0 | 0 | 0 | 0 | 0 | 0
F2_Commercial_Grocery_New_Food Preparation_Natural Gas_Range_E10 | F2 | Commercial | Grocery | New | Food Preparation | Natural Gas | Range | E10 | TRC BC Ratio | 0 | 0 | 0 | 0 | 0 | 0 | 0 | 0 | 0 | 0 | 0 | 0 | 0 | 0 | 0 | 0 | 0 | 0 | 0 | 0 | 0 | 0 | 0 | 0 | 0 | 0 | 0 | 0 | 0 | 0 | 0 | 0 | 0
F3_Commercial_Grocery_New_Food Preparation_Natural Gas_Range_E1 | F3 | Commercial | Grocery | New | Food Preparation | Natural Gas | Range | E1 | PACT BC Ratio | bar: 2019 to 2051
F3_Commercial_Grocery_New_Food Preparation_Natural Gas_Range_E2 | F3 | Commercial | Grocery | New | Food Preparation | Natural Gas | Range | E2 | PACT BC Ratio | 3530.2974 | 3555.1067 | 3584.6443 | 3618.9282 | 3659.2327 | 3706.44 | 3744.2377 | 3780.2525 | 3815.6456 | 3851.4671 | 3884.2865 | 3912.9985 | 3941.8625 | 3972.4468 | 4007.7324 | 4043.0145 | 4081.9633 | 4124.5364 | 4169.8543 | 4216.6265 | 4264.2006 | 4308.8405 | 4349.6613 | 4386.9175 | 4419.6979 | 4447.8813 | 4467.424 | 4481.9772 | 4494.5834 | 4505.3498 | 4516.0042 | 4520.7161 | 4520.7161
F3_Commercial_Grocery_New_Food Preparation_Natural Gas_Range_E3 | F3 | Commercial | Grocery | New | Food Preparation | Natural Gas | Range | E3 | PACT BC Ratio | 0 | 0 | 0 | 0 | 0 | 0 | 0 | 0 | 0 | 0 | 0 | 0 | 0 | 0 | 0 | 0 | 0 | 0 | 0 | 0 | 0 | 0 | 0 | 0 | 0 | 0 | 0 | 0 | 0 | 0 | 0 | 0 | 0
F3_Commercial_Grocery_New_Food Preparation_Natural Gas_Range_E4 | F3 | Commercial | Grocery | New | Food Preparation | Natural Gas | Range | E4 | PACT BC Ratio | 0 | 0 | 0 | 0 | 0 | 0 | 0 | 0 | 0 | 0 | 0 | 0 | 0 | 0 | 0 | 0 | 0 | 0 | 0 | 0 | 0 | 0 | 0 | 0 | 0 | 0 | 0 | 0 | 0 | 0 | 0 | 0 | 0
F3_Commercial_Grocery_New_Food Preparation_Natural Gas_Range_E5 | F3 | Commercial | Grocery | New | Food Preparation | Natural Gas | Range | E5 | PACT BC Ratio | 0 | 0 | 0 | 0 | 0 | 0 | 0 | 0 | 0 | 0 | 0 | 0 | 0 | 0 | 0 | 0 | 0 | 0 | 0 | 0 | 0 | 0 | 0 | 0 | 0 | 0 | 0 | 0 | 0 | 0 | 0 | 0 | 0
F3_Commercial_Grocery_New_Food Preparation_Natural Gas_Range_E6 | F3 | Commercial | Grocery | New | Food Preparation | Natural Gas | Range | E6 | PACT BC Ratio | 0 | 0 | 0 | 0 | 0 | 0 | 0 | 0 | 0 | 0 | 0 | 0 | 0 | 0 | 0 | 0 | 0 | 0 | 0 | 0 | 0 | 0 | 0 | 0 | 0 | 0 | 0 | 0 | 0 | 0 | 0 | 0 | 0
F3_Commercial_Grocery_New_Food Preparation_Natural Gas_Range_E7 | F3 | Commercial | Grocery | New | Food Preparation | Natural Gas | Range | E7 | PACT BC Ratio | 0 | 0 | 0 | 0 | 0 | 0 | 0 | 0 | 0 | 0 | 0 | 0 | 0 | 0 | 0 | 0 | 0 | 0 | 0 | 0 | 0 | 0 | 0 | 0 | 0 | 0 | 0 | 0 | 0 | 0 | 0 | 0 | 0
F3_Commercial_Grocery_New_Food Preparation_Natural Gas_Range_E8 | F3 | Commercial | Grocery | New | Food Preparation | Natural Gas | Range | E8 | PACT BC Ratio | 0 | 0 | 0 | 0 | 0 | 0 | 0 | 0 | 0 | 0 | 0 | 0 | 0 | 0 | 0 | 0 | 0 | 0 | 0 | 0 | 0 | 0 | 0 | 0 | 0 | 0 | 0 | 0 | 0 | 0 | 0 | 0 | 0
F3_Commercial_Grocery_New_Food Preparation_Natural Gas_Range_E9 | F3 | Commercial | Grocery | New | Food Preparation | Natural Gas | Range | E9 | PACT BC Ratio | 0 | 0 | 0 | 0 | 0 | 0 | 0 | 0 | 0 | 0 | 0 | 0 | 0 | 0 | 0 | 0 | 0 | 0 | 0 | 0 | 0 | 0 | 0 | 0 | 0 | 0 | 0 | 0 | 0 | 0 | 0 | 0 | 0
F3_Commercial_Grocery_New_Food Preparation_Natural Gas_Range_E10 | F3 | Commercial | Grocery | New | Food Preparation | Natural Gas | Range | E10 | PACT BC Ratio | 0 | 0 | 0 | 0 | 0 | 0 | 0 | 0 | 0 | 0 | 0 | 0 | 0 | 0 | 0 | 0 | 0 | 0 | 0 | 0 | 0 | 0 | 0 | 0 | 0 | 0 | 0 | 0 | 0 | 0 | 0 | 0 | 0
F4_Commercial_Grocery_New_Food Preparation_Natural Gas_Range_E1 | F4 | Commercial | Grocery | New | Food Preparation | Natural Gas | Range | E1 | RVT BC Ratio | bar: 2019 to 2051
F4_Commercial_Grocery_New_Food Preparation_Natural Gas_Range_E2 | F4 | Commercial | Grocery | New | Food Preparation | Natural Gas | Range | E2 | RVT BC Ratio | 3807.2736 | 3834.0244 | 3865.8736 | 3902.8406 | 3946.2991 | 3997.2009 | 4037.9565 | 4076.7898 | 4114.9527 | 4153.5775 | 4188.9653 | 4219.9244 | 4251.0471 | 4284.025 | 4322.072 | 4360.1152 | 4402.1121 | 4448.0169 | 4496.8813 | 4547.3138 | 4598.611 | 4646.7444 | 4690.7598 | 4730.9316 | 4766.2773 | 4796.6664 | 4817.7384 | 4833.4305 | 4847.0233 | 4858.6322 | 4870.1205 | 4875.2011 | 4875.2011
F4_Commercial_Grocery_New_Food Preparation_Natural Gas_Range_E3 | F4 | Commercial | Grocery | New | Food Preparation | Natural Gas | Range | E3 | RVT BC Ratio | 0 | 0 | 0 | 0 | 0 | 0 | 0 | 0 | 0 | 0 | 0 | 0 | 0 | 0 | 0 | 0 | 0 | 0 | 0 | 0 | 0 | 0 | 0 | 0 | 0 | 0 | 0 | 0 | 0 | 0 | 0 | 0 | 0
F4_Commercial_Grocery_New_Food Preparation_Natural Gas_Range_E4 | F4 | Commercial | Grocery | New | Food Preparation | Natural Gas | Range | E4 | RVT BC Ratio | 0 | 0 | 0 | 0 | 0 | 0 | 0 | 0 | 0 | 0 | 0 | 0 | 0 | 0 | 0 | 0 | 0 | 0 | 0 | 0 | 0 | 0 | 0 | 0 | 0 | 0 | 0 | 0 | 0 | 0 | 0 | 0 | 0
F4_Commercial_Grocery_New_Food Preparation_Natural Gas_Range_E5 | F4 | Commercial | Grocery | New | Food Preparation | Natural Gas | Range | E5 | RVT BC Ratio | 0 | 0 | 0 | 0 | 0 | 0 | 0 | 0 | 0 | 0 | 0 | 0 | 0 | 0 | 0 | 0 | 0 | 0 | 0 | 0 | 0 | 0 | 0 | 0 | 0 | 0 | 0 | 0 | 0 | 0 | 0 | 0 | 0
F4_Commercial_Grocery_New_Food Preparation_Natural Gas_Range_E6 | F4 | Commercial | Grocery | New | Food Preparation | Natural Gas | Range | E6 | RVT BC Ratio | 0 | 0 | 0 | 0 | 0 | 0 | 0 | 0 | 0 | 0 | 0 | 0 | 0 | 0 | 0 | 0 | 0 | 0 | 0 | 0 | 0 | 0 | 0 | 0 | 0 | 0 | 0 | 0 | 0 | 0 | 0 | 0 | 0
F4_Commercial_Grocery_New_Food Preparation_Natural Gas_Range_E7 | F4 | Commercial | Grocery | New | Food Preparation | Natural Gas | Range | E7 | RVT BC Ratio | 0 | 0 | 0 | 0 | 0 | 0 | 0 | 0 | 0 | 0 | 0 | 0 | 0 | 0 | 0 | 0 | 0 | 0 | 0 | 0 | 0 | 0 | 0 | 0 | 0 | 0 | 0 | 0 | 0 | 0 | 0 | 0 | 0
F4_Commercial_Grocery_New_Food Preparation_Natural Gas_Range_E8 | F4 | Commercial | Grocery | New | Food Preparation | Natural Gas | Range | E8 | RVT BC Ratio | 0 | 0 | 0 | 0 | 0 | 0 | 0 | 0 | 0 | 0 | 0 | 0 | 0 | 0 | 0 | 0 | 0 | 0 | 0 | 0 | 0 | 0 | 0 | 0 | 0 | 0 | 0 | 0 | 0 | 0 | 0 | 0 | 0
F4_Commercial_Grocery_New_Food Preparation_Natural Gas_Range_E9 | F4 | Commercial | Grocery | New | Food Preparation | Natural Gas | Range | E9 | RVT BC Ratio | 0 | 0 | 0 | 0 | 0 | 0 | 0 | 0 | 0 | 0 | 0 | 0 | 0 | 0 | 0 | 0 | 0 | 0 | 0 | 0 | 0 | 0 | 0 | 0 | 0 | 0 | 0 | 0 | 0 | 0 | 0 | 0 | 0
F4_Commercial_Grocery_New_Food Preparation_Natural Gas_Range_E10 | F4 | Commercial | Grocery | New | Food Preparation | Natural Gas | Range | E10 | RVT BC Ratio | 0 | 0 | 0 | 0 | 0 | 0 | 0 | 0 | 0 | 0 | 0 | 0 | 0 | 0 | 0 | 0 | 0 | 0 | 0 | 0 | 0 | 0 | 0 | 0 | 0 | 0 | 0 | 0 | 0 | 0 | 0 | 0 | 0
F5_Commercial_Grocery_New_Food Preparation_Natural Gas_Range_E1 | F5 | Commercial | Grocery | New | Food Preparation | Natural Gas | Range | E1 | RIM BC Ratio | bar: 2019 to 2051
F5_Commercial_Grocery_New_Food Preparation_Natural Gas_Range_E2 | F5 | Commercial | Grocery | New | Food Preparation | Natural Gas | Range | E2 | RIM BC Ratio | 0.83448 | 0.83448 | 0.83448 | 0.83449 | 0.83449 | 0.83449 | 0.83449 | 0.83449 | 0.8345 | 0.8345 | 0.8345 | 0.8345 | 0.8345 | 0.8345 | 0.83451 | 0.83451 | 0.83451 | 0.83451 | 0.83451 | 0.83451 | 0.83452 | 0.83452 | 0.83452 | 0.83452 | 0.83452 | 0.83452 | 0.83452 | 0.83452 | 0.83452 | 0.83452 | 0.83452 | 0.83453 | 0.83453
F5_Commercial_Grocery_New_Food Preparation_Natural Gas_Range_E3 | F5 | Commercial | Grocery | New | Food Preparation | Natural Gas | Range | E3 | RIM BC Ratio | 0 | 0 | 0 | 0 | 0 | 0 | 0 | 0 | 0 | 0 | 0 | 0 | 0 | 0 | 0 | 0 | 0 | 0 | 0 | 0 | 0 | 0 | 0 | 0 | 0 | 0 | 0 | 0 | 0 | 0 | 0 | 0 | 0
F5_Commercial_Grocery_New_Food Preparation_Natural Gas_Range_E4 | F5 | Commercial | Grocery | New | Food Preparation | Natural Gas | Range | E4 | RIM BC Ratio | 0 | 0 | 0 | 0 | 0 | 0 | 0 | 0 | 0 | 0 | 0 | 0 | 0 | 0 | 0 | 0 | 0 | 0 | 0 | 0 | 0 | 0 | 0 | 0 | 0 | 0 | 0 | 0 | 0 | 0 | 0 | 0 | 0
F5_Commercial_Grocery_New_Food Preparation_Natural Gas_Range_E5 | F5 | Commercial | Grocery | New | Food Preparation | Natural Gas | Range | E5 | RIM BC Ratio | 0 | 0 | 0 | 0 | 0 | 0 | 0 | 0 | 0 | 0 | 0 | 0 | 0 | 0 | 0 | 0 | 0 | 0 | 0 | 0 | 0 | 0 | 0 | 0 | 0 | 0 | 0 | 0 | 0 | 0 | 0 | 0 | 0
F5_Commercial_Grocery_New_Food Preparation_Natural Gas_Range_E6 | F5 | Commercial | Grocery | New | Food Preparation | Natural Gas | Range | E6 | RIM BC Ratio | 0 | 0 | 0 | 0 | 0 | 0 | 0 | 0 | 0 | 0 | 0 | 0 | 0 | 0 | 0 | 0 | 0 | 0 | 0 | 0 | 0 | 0 | 0 | 0 | 0 | 0 | 0 | 0 | 0 | 0 | 0 | 0 | 0
F5_Commercial_Grocery_New_Food Preparation_Natural Gas_Range_E7 | F5 | Commercial | Grocery | New | Food Preparation | Natural Gas | Range | E7 | RIM BC Ratio | 0 | 0 | 0 | 0 | 0 | 0 | 0 | 0 | 0 | 0 | 0 | 0 | 0 | 0 | 0 | 0 | 0 | 0 | 0 | 0 | 0 | 0 | 0 | 0 | 0 | 0 | 0 | 0 | 0 | 0 | 0 | 0 | 0
F5_Commercial_Grocery_New_Food Preparation_Natural Gas_Range_E8 | F5 | Commercial | Grocery | New | Food Preparation | Natural Gas | Range | E8 | RIM BC Ratio | 0 | 0 | 0 | 0 | 0 | 0 | 0 | 0 | 0 | 0 | 0 | 0 | 0 | 0 | 0 | 0 | 0 | 0 | 0 | 0 | 0 | 0 | 0 | 0 | 0 | 0 | 0 | 0 | 0 | 0 | 0 | 0 | 0
F5_Commercial_Grocery_New_Food Preparation_Natural Gas_Range_E9 | F5 | Commercial | Grocery | New | Food Preparation | Natural Gas | Range | E9 | RIM BC Ratio | 0 | 0 | 0 | 0 | 0 | 0 | 0 | 0 | 0 | 0 | 0 | 0 | 0 | 0 | 0 | 0 | 0 | 0 | 0 | 0 | 0 | 0 | 0 | 0 | 0 | 0 | 0 | 0 | 0 | 0 | 0 | 0 | 0
F5_Commercial_Grocery_New_Food Preparation_Natural Gas_Range_E10 | F5 | Commercial | Grocery | New | Food Preparation | Natural Gas | Range | E10 | RIM BC Ratio | 0 | 0 | 0 | 0 | 0 | 0 | 0 | 0 | 0 | 0 | 0 | 0 | 0 | 0 | 0 | 0 | 0 | 0 | 0 | 0 | 0 | 0 | 0 | 0 | 0 | 0 | 0 | 0 | 0 | 0 | 0 | 0 | 0
F0_Commercial_Grocery_New_Food Preparation_Natural Gas_Steamer_E0 | F0 | Commercial | Grocery | New | Food Preparation | Natural Gas | Steamer | E0 | Economic Unit | ENERGY STAR | ENERGY STAR | ENERGY STAR | ENERGY STAR | ENERGY STAR | ENERGY STAR | ENERGY STAR | ENERGY STAR | ENERGY STAR | ENERGY STAR | ENERGY STAR | ENERGY STAR | ENERGY STAR | ENERGY STAR | ENERGY STAR | ENERGY STAR | ENERGY STAR | ENERGY STAR | ENERGY STAR | ENERGY STAR | ENERGY STAR | ENERGY STAR | ENERGY STAR | ENERGY STAR | ENERGY STAR | ENERGY STAR | ENERGY STAR | ENERGY STAR | ENERGY STAR | ENERGY STAR | ENERGY STAR | ENERGY STAR | ENERGY STAR
F1_Commercial_Grocery_New_Food Preparation_Natural Gas_Steamer_E1 | F1 | Commercial | Grocery | New | Food Preparation | Natural Gas | Steamer | E1 | CCE | 0 | 0 | 0 | 0 | 0 | 0 | 0 | 0 | 0 | 0 | 0 | 0 | 0 | 0 | 0 | 0 | 0 | 0 | 0 | 0 | 0 | 0 | 0 | 0 | 0 | 0 | 0 | 0 | 0 | 0 | 0 | 0 | 0
F1_Commercial_Grocery_New_Food Preparation_Natural Gas_Steamer_E2 | F1 | Commercial | Grocery | New | Food Preparation | Natural Gas | Steamer | E2 | CCE | 0.38542 | 0.38542 | 0.38542 | 0 | 0 | 0 | 0 | 0 | 0 | 0 | 0 | 0 | 0 | 0 | 0 | 0 | 0 | 0 | 0 | 0 | 0 | 0 | 0 | 0 | 0 | 0 | 0 | 0 | 0 | 0 | 0 | 0 | 0
F1_Commercial_Grocery_New_Food Preparation_Natural Gas_Steamer_E3 | F1 | Commercial | Grocery | New | Food Preparation | Natural Gas | Steamer | E3 | CCE | 0 | 0 | 0 | 0 | 0 | 0 | 0 | 0 | 0 | 0 | 0 | 0 | 0 | 0 | 0 | 0 | 0 | 0 | 0 | 0 | 0 | 0 | 0 | 0 | 0 | 0 | 0 | 0 | 0 | 0 | 0 | 0 | 0
F1_Commercial_Grocery_New_Food Preparation_Natural Gas_Steamer_E4 | F1 | Commercial | Grocery | New | Food Preparation | Natural Gas | Steamer | E4 | CCE | 0 | 0 | 0 | 0 | 0 | 0 | 0 | 0 | 0 | 0 | 0 | 0 | 0 | 0 | 0 | 0 | 0 | 0 | 0 | 0 | 0 | 0 | 0 | 0 | 0 | 0 | 0 | 0 | 0 | 0 | 0 | 0 | 0
F1_Commercial_Grocery_New_Food Preparation_Natural Gas_Steamer_E5 | F1 | Commercial | Grocery | New | Food Preparation | Natural Gas | Steamer | E5 | CCE | 0 | 0 | 0 | 0 | 0 | 0 | 0 | 0 | 0 | 0 | 0 | 0 | 0 | 0 | 0 | 0 | 0 | 0 | 0 | 0 | 0 | 0 | 0 | 0 | 0 | 0 | 0 | 0 | 0 | 0 | 0 | 0 | 0
F1_Commercial_Grocery_New_Food Preparation_Natural Gas_Steamer_E6 | F1 | Commercial | Grocery | New | Food Preparation | Natural Gas | Steamer | E6 | CCE | 0 | 0 | 0 | 0 | 0 | 0 | 0 | 0 | 0 | 0 | 0 | 0 | 0 | 0 | 0 | 0 | 0 | 0 | 0 | 0 | 0 | 0 | 0 | 0 | 0 | 0 | 0 | 0 | 0 | 0 | 0 | 0 | 0
F1_Commercial_Grocery_New_Food Preparation_Natural Gas_Steamer_E7 | F1 | Commercial | Grocery | New | Food Preparation | Natural Gas | Steamer | E7 | CCE | 0 | 0 | 0 | 0 | 0 | 0 | 0 | 0 | 0 | 0 | 0 | 0 | 0 | 0 | 0 | 0 | 0 | 0 | 0 | 0 | 0 | 0 | 0 | 0 | 0 | 0 | 0 | 0 | 0 | 0 | 0 | 0 | 0
F1_Commercial_Grocery_New_Food Preparation_Natural Gas_Steamer_E8 | F1 | Commercial | Grocery | New | Food Preparation | Natural Gas | Steamer | E8 | CCE | 0 | 0 | 0 | 0 | 0 | 0 | 0 | 0 | 0 | 0 | 0 | 0 | 0 | 0 | 0 | 0 | 0 | 0 | 0 | 0 | 0 | 0 | 0 | 0 | 0 | 0 | 0 | 0 | 0 | 0 | 0 | 0 | 0
F1_Commercial_Grocery_New_Food Preparation_Natural Gas_Steamer_E9 | F1 | Commercial | Grocery | New | Food Preparation | Natural Gas | Steamer | E9 | CCE | 0 | 0 | 0 | 0 | 0 | 0 | 0 | 0 | 0 | 0 | 0 | 0 | 0 | 0 | 0 | 0 | 0 | 0 | 0 | 0 | 0 | 0 | 0 | 0 | 0 | 0 | 0 | 0 | 0 | 0 | 0 | 0 | 0
F1_Commercial_Grocery_New_Food Preparation_Natural Gas_Steamer_E10 | F1 | Commercial | Grocery | New | Food Preparation | Natural Gas | Steamer | E10 | CCE | 0 | 0 | 0 | 0 | 0 | 0 | 0 | 0 | 0 | 0 | 0 | 0 | 0 | 0 | 0 | 0 | 0 | 0 | 0 | 0 | 0 | 0 | 0 | 0 | 0 | 0 | 0 | 0 | 0 | 0 | 0 | 0 | 0
F2_Commercial_Grocery_New_Food Preparation_Natural Gas_Steamer_E1 | F2 | Commercial | Grocery | New | Food Preparation | Natural Gas | Steamer | E1 | TRC BC Ratio | 1 | 1 | 1 | 0 | 0 | 0 | 0 | 0 | 0 | 0 | 0 | 0 | 0 | 0 | 0 | 0 | 0 | 0 | 0 | 0 | 0 | 0 | 0 | 0 | 0 | 0 | 0 | 0 | 0 | 0 | 0 | 0 | 0
F2_Commercial_Grocery_New_Food Preparation_Natural Gas_Steamer_E2 | F2 | Commercial | Grocery | New | Food Preparation | Natural Gas | Steamer | E2 | TRC BC Ratio | 3.6298 | 3.6563 | 3.6864 | 1 | 1 | 1 | 1 | 1 | 1 | 1 | 1 | 1 | 1 | 1 | 1 | 1 | 1 | 1 | 1 | 1 | 1 | 1 | 1 | 1 | 1 | 1 | 1 | 1 | 1 | 1 | 1 | 1 | 1
F2_Commercial_Grocery_New_Food Preparation_Natural Gas_Steamer_E3 | F2 | Commercial | Grocery | New | Food Preparation | Natural Gas | Steamer | E3 | TRC BC Ratio | 0 | 0 | 0 | 0 | 0 | 0 | 0 | 0 | 0 | 0 | 0 | 0 | 0 | 0 | 0 | 0 | 0 | 0 | 0 | 0 | 0 | 0 | 0 | 0 | 0 | 0 | 0 | 0 | 0 | 0 | 0 | 0 | 0
F2_Commercial_Grocery_New_Food Preparation_Natural Gas_Steamer_E4 | F2 | Commercial | Grocery | New | Food Preparation | Natural Gas | Steamer | E4 | TRC BC Ratio | 0 | 0 | 0 | 0 | 0 | 0 | 0 | 0 | 0 | 0 | 0 | 0 | 0 | 0 | 0 | 0 | 0 | 0 | 0 | 0 | 0 | 0 | 0 | 0 | 0 | 0 | 0 | 0 | 0 | 0 | 0 | 0 | 0
F2_Commercial_Grocery_New_Food Preparation_Natural Gas_Steamer_E5 | F2 | Commercial | Grocery | New | Food Preparation | Natural Gas | Steamer | E5 | TRC BC Ratio | 0 | 0 | 0 | 0 | 0 | 0 | 0 | 0 | 0 | 0 | 0 | 0 | 0 | 0 | 0 | 0 | 0 | 0 | 0 | 0 | 0 | 0 | 0 | 0 | 0 | 0 | 0 | 0 | 0 | 0 | 0 | 0 | 0
F2_Commercial_Grocery_New_Food Preparation_Natural Gas_Steamer_E6 | F2 | Commercial | Grocery | New | Food Preparation | Natural Gas | Steamer | E6 | TRC BC Ratio | 0 | 0 | 0 | 0 | 0 | 0 | 0 | 0 | 0 | 0 | 0 | 0 | 0 | 0 | 0 | 0 | 0 | 0 | 0 | 0 | 0 | 0 | 0 | 0 | 0 | 0 | 0 | 0 | 0 | 0 | 0 | 0 | 0
F2_Commercial_Grocery_New_Food Preparation_Natural Gas_Steamer_E7 | F2 | Commercial | Grocery | New | Food Preparation | Natural Gas | Steamer | E7 | TRC BC Ratio | 0 | 0 | 0 | 0 | 0 | 0 | 0 | 0 | 0 | 0 | 0 | 0 | 0 | 0 | 0 | 0 | 0 | 0 | 0 | 0 | 0 | 0 | 0 | 0 | 0 | 0 | 0 | 0 | 0 | 0 | 0 | 0 | 0
F2_Commercial_Grocery_New_Food Preparation_Natural Gas_Steamer_E8 | F2 | Commercial | Grocery | New | Food Preparation | Natural Gas | Steamer | E8 | TRC BC Ratio | 0 | 0 | 0 | 0 | 0 | 0 | 0 | 0 | 0 | 0 | 0 | 0 | 0 | 0 | 0 | 0 | 0 | 0 | 0 | 0 | 0 | 0 | 0 | 0 | 0 | 0 | 0 | 0 | 0 | 0 | 0 | 0 | 0
F2_Commercial_Grocery_New_Food Preparation_Natural Gas_Steamer_E9 | F2 | Commercial | Grocery | New | Food Preparation | Natural Gas | Steamer | E9 | TRC BC Ratio | 0 | 0 | 0 | 0 | 0 | 0 | 0 | 0 | 0 | 0 | 0 | 0 | 0 | 0 | 0 | 0 | 0 | 0 | 0 | 0 | 0 | 0 | 0 | 0 | 0 | 0 | 0 | 0 | 0 | 0 | 0 | 0 | 0
F2_Commercial_Grocery_New_Food Preparation_Natural Gas_Steamer_E10 | F2 | Commercial | Grocery | New | Food Preparation | Natural Gas | Steamer | E10 | TRC BC Ratio | 0 | 0 | 0 | 0 | 0 | 0 | 0 | 0 | 0 | 0 | 0 | 0 | 0 | 0 | 0 | 0 | 0 | 0 | 0 | 0 | 0 | 0 | 0 | 0 | 0 | 0 | 0 | 0 | 0 | 0 | 0 | 0 | 0
F3_Commercial_Grocery_New_Food Preparation_Natural Gas_Steamer_E1 | F3 | Commercial | Grocery | New | Food Preparation | Natural Gas | Steamer | E1 | PACT BC Ratio | 1 | 1 | 1 | 0 | 0 | 0 | 0 | 0 | 0 | 0 | 0 | 0 | 0 | 0 | 0 | 0 | 0 | 0 | 0 | 0 | 0 | 0 | 0 | 0 | 0 | 0 | 0 | 0 | 0 | 0 | 0 | 0 | 0
F3_Commercial_Grocery_New_Food Preparation_Natural Gas_Steamer_E2 | F3 | Commercial | Grocery | New | Food Preparation | Natural Gas | Steamer | E2 | PACT BC Ratio | 4.8398 | 4.875 | 4.9151 | 1 | 1 | 1 | 1 | 1 | 1 | 1 | 1 | 1 | 1 | 1 | 1 | 1 | 1 | 1 | 1 | 1 | 1 | 1 | 1 | 1 | 1 | 1 | 1 | 1 | 1 | 1 | 1 | 1 | 1
F3_Commercial_Grocery_New_Food Preparation_Natural Gas_Steamer_E3 | F3 | Commercial | Grocery | New | Food Preparation | Natural Gas | Steamer | E3 | PACT BC Ratio | 0 | 0 | 0 | 0 | 0 | 0 | 0 | 0 | 0 | 0 | 0 | 0 | 0 | 0 | 0 | 0 | 0 | 0 | 0 | 0 | 0 | 0 | 0 | 0 | 0 | 0 | 0 | 0 | 0 | 0 | 0 | 0 | 0
F3_Commercial_Grocery_New_Food Preparation_Natural Gas_Steamer_E4 | F3 | Commercial | Grocery | New | Food Preparation | Natural Gas | Steamer | E4 | PACT BC Ratio | 0 | 0 | 0 | 0 | 0 | 0 | 0 | 0 | 0 | 0 | 0 | 0 | 0 | 0 | 0 | 0 | 0 | 0 | 0 | 0 | 0 | 0 | 0 | 0 | 0 | 0 | 0 | 0 | 0 | 0 | 0 | 0 | 0
F3_Commercial_Grocery_New_Food Preparation_Natural Gas_Steamer_E5 | F3 | Commercial | Grocery | New | Food Preparation | Natural Gas | Steamer | E5 | PACT BC Ratio | 0 | 0 | 0 | 0 | 0 | 0 | 0 | 0 | 0 | 0 | 0 | 0 | 0 | 0 | 0 | 0 | 0 | 0 | 0 | 0 | 0 | 0 | 0 | 0 | 0 | 0 | 0 | 0 | 0 | 0 | 0 | 0 | 0
F3_Commercial_Grocery_New_Food Preparation_Natural Gas_Steamer_E6 | F3 | Commercial | Grocery | New | Food Preparation | Natural Gas | Steamer | E6 | PACT BC Ratio | 0 | 0 | 0 | 0 | 0 | 0 | 0 | 0 | 0 | 0 | 0 | 0 | 0 | 0 | 0 | 0 | 0 | 0 | 0 | 0 | 0 | 0 | 0 | 0 | 0 | 0 | 0 | 0 | 0 | 0 | 0 | 0 | 0
F3_Commercial_Grocery_New_Food Preparation_Natural Gas_Steamer_E7 | F3 | Commercial | Grocery | New | Food Preparation | Natural Gas | Steamer | E7 | PACT BC Ratio | 0 | 0 | 0 | 0 | 0 | 0 | 0 | 0 | 0 | 0 | 0 | 0 | 0 | 0 | 0 | 0 | 0 | 0 | 0 | 0 | 0 | 0 | 0 | 0 | 0 | 0 | 0 | 0 | 0 | 0 | 0 | 0 | 0
F3_Commercial_Grocery_New_Food Preparation_Natural Gas_Steamer_E8 | F3 | Commercial | Grocery | New | Food Preparation | Natural Gas | Steamer | E8 | PACT BC Ratio | 0 | 0 | 0 | 0 | 0 | 0 | 0 | 0 | 0 | 0 | 0 | 0 | 0 | 0 | 0 | 0 | 0 | 0 | 0 | 0 | 0 | 0 | 0 | 0 | 0 | 0 | 0 | 0 | 0 | 0 | 0 | 0 | 0
F3_Commercial_Grocery_New_Food Preparation_Natural Gas_Steamer_E9 | F3 | Commercial | Grocery | New | Food Preparation | Natural Gas | Steamer | E9 | PACT BC Ratio | 0 | 0 | 0 | 0 | 0 | 0 | 0 | 0 | 0 | 0 | 0 | 0 | 0 | 0 | 0 | 0 | 0 | 0 | 0 | 0 | 0 | 0 | 0 | 0 | 0 | 0 | 0 | 0 | 0 | 0 | 0 | 0 | 0
F3_Commercial_Grocery_New_Food Preparation_Natural Gas_Steamer_E10 | F3 | Commercial | Grocery | New | Food Preparation | Natural Gas | Steamer | E10 | PACT BC Ratio | 0 | 0 | 0 | 0 | 0 | 0 | 0 | 0 | 0 | 0 | 0 | 0 | 0 | 0 | 0 | 0 | 0 | 0 | 0 | 0 | 0 | 0 | 0 | 0 | 0 | 0 | 0 | 0 | 0 | 0 | 0 | 0 | 0
F4_Commercial_Grocery_New_Food Preparation_Natural Gas_Steamer_E1 | F4 | Commercial | Grocery | New | Food Preparation | Natural Gas | Steamer | E1 | RVT BC Ratio | 1 | 1 | 1 | 0 | 0 | 0 | 0 | 0 | 0 | 0 | 0 | 0 | 0 | 0 | 0 | 0 | 0 | 0 | 0 | 0 | 0 | 0 | 0 | 0 | 0 | 0 | 0 | 0 | 0 | 0 | 0 | 0 | 0
F4_Commercial_Grocery_New_Food Preparation_Natural Gas_Steamer_E2 | F4 | Commercial | Grocery | New | Food Preparation | Natural Gas | Steamer | E2 | RVT BC Ratio | 5.9186 | 5.9566 | 5.9998 | 1 | 1 | 1 | 1 | 1 | 1 | 1 | 1 | 1 | 1 | 1 | 1 | 1 | 1 | 1 | 1 | 1 | 1 | 1 | 1 | 1 | 1 | 1 | 1 | 1 | 1 | 1 | 1 | 1 | 1
F4_Commercial_Grocery_New_Food Preparation_Natural Gas_Steamer_E3 | F4 | Commercial | Grocery | New | Food Preparation | Natural Gas | Steamer | E3 | RVT BC Ratio | 0 | 0 | 0 | 0 | 0 | 0 | 0 | 0 | 0 | 0 | 0 | 0 | 0 | 0 | 0 | 0 | 0 | 0 | 0 | 0 | 0 | 0 | 0 | 0 | 0 | 0 | 0 | 0 | 0 | 0 | 0 | 0 | 0
F4_Commercial_Grocery_New_Food Preparation_Natural Gas_Steamer_E4 | F4 | Commercial | Grocery | New | Food Preparation | Natural Gas | Steamer | E4 | RVT BC Ratio | 0 | 0 | 0 | 0 | 0 | 0 | 0 | 0 | 0 | 0 | 0 | 0 | 0 | 0 | 0 | 0 | 0 | 0 | 0 | 0 | 0 | 0 | 0 | 0 | 0 | 0 | 0 | 0 | 0 | 0 | 0 | 0 | 0
F4_Commercial_Grocery_New_Food Preparation_Natural Gas_Steamer_E5 | F4 | Commercial | Grocery | New | Food Preparation | Natural Gas | Steamer | E5 | RVT BC Ratio | 0 | 0 | 0 | 0 | 0 | 0 | 0 | 0 | 0 | 0 | 0 | 0 | 0 | 0 | 0 | 0 | 0 | 0 | 0 | 0 | 0 | 0 | 0 | 0 | 0 | 0 | 0 | 0 | 0 | 0 | 0 | 0 | 0
F4_Commercial_Grocery_New_Food Preparation_Natural Gas_Steamer_E6 | F4 | Commercial | Grocery | New | Food Preparation | Natural Gas | Steamer | E6 | RVT BC Ratio | 0 | 0 | 0 | 0 | 0 | 0 | 0 | 0 | 0 | 0 | 0 | 0 | 0 | 0 | 0 | 0 | 0 | 0 | 0 | 0 | 0 | 0 | 0 | 0 | 0 | 0 | 0 | 0 | 0 | 0 | 0 | 0 | 0
F4_Commercial_Grocery_New_Food Preparation_Natural Gas_Steamer_E7 | F4 | Commercial | Grocery | New | Food Preparation | Natural Gas | Steamer | E7 | RVT BC Ratio | 0 | 0 | 0 | 0 | 0 | 0 | 0 | 0 | 0 | 0 | 0 | 0 | 0 | 0 | 0 | 0 | 0 | 0 | 0 | 0 | 0 | 0 | 0 | 0 | 0 | 0 | 0 | 0 | 0 | 0 | 0 | 0 | 0
F4_Commercial_Grocery_New_Food Preparation_Natural Gas_Steamer_E8 | F4 | Commercial | Grocery | New | Food Preparation | Natural Gas | Steamer | E8 | RVT BC Ratio | 0 | 0 | 0 | 0 | 0 | 0 | 0 | 0 | 0 | 0 | 0 | 0 | 0 | 0 | 0 | 0 | 0 | 0 | 0 | 0 | 0 | 0 | 0 | 0 | 0 | 0 | 0 | 0 | 0 | 0 | 0 | 0 | 0
F4_Commercial_Grocery_New_Food Preparation_Natural Gas_Steamer_E9 | F4 | Commercial | Grocery | New | Food Preparation | Natural Gas | Steamer | E9 | RVT BC Ratio | 0 | 0 | 0 | 0 | 0 | 0 | 0 | 0 | 0 | 0 | 0 | 0 | 0 | 0 | 0 | 0 | 0 | 0 | 0 | 0 | 0 | 0 | 0 | 0 | 0 | 0 | 0 | 0 | 0 | 0 | 0 | 0 | 0
F4_Commercial_Grocery_New_Food Preparation_Natural Gas_Steamer_E10 | F4 | Commercial | Grocery | New | Food Preparation | Natural Gas | Steamer | E10 | RVT BC Ratio | 0 | 0 | 0 | 0 | 0 | 0 | 0 | 0 | 0 | 0 | 0 | 0 | 0 | 0 | 0 | 0 | 0 | 0 | 0 | 0 | 0 | 0 | 0 | 0 | 0 | 0 | 0 | 0 | 0 | 0 | 0 | 0 | 0
F5_Commercial_Grocery_New_Food Preparation_Natural Gas_Steamer_E1 | F5 | Commercial | Grocery | New | Food Preparation | Natural Gas | Steamer | E1 | RIM BC Ratio | 1 | 1 | 1 | 0 | 0 | 0 | 0 | 0 | 0 | 0 | 0 | 0 | 0 | 0 | 0 | 0 | 0 | 0 | 0 | 0 | 0 | 0 | 0 | 0 | 0 | 0 | 0 | 0 | 0 | 0 | 0 | 0 | 0
F5_Commercial_Grocery_New_Food Preparation_Natural Gas_Steamer_E2 | F5 | Commercial | Grocery | New | Food Preparation | Natural Gas | Steamer | E2 | RIM BC Ratio | 0.7119 | 0.71266 | 0.71351 | 1 | 1 | 1 | 1 | 1 | 1 | 1 | 1 | 1 | 1 | 1 | 1 | 1 | 1 | 1 | 1 | 1 | 1 | 1 | 1 | 1 | 1 | 1 | 1 | 1 | 1 | 1 | 1 | 1 | 1
F5_Commercial_Grocery_New_Food Preparation_Natural Gas_Steamer_E3 | F5 | Commercial | Grocery | New | Food Preparation | Natural Gas | Steamer | E3 | RIM BC Ratio | 0 | 0 | 0 | 0 | 0 | 0 | 0 | 0 | 0 | 0 | 0 | 0 | 0 | 0 | 0 | 0 | 0 | 0 | 0 | 0 | 0 | 0 | 0 | 0 | 0 | 0 | 0 | 0 | 0 | 0 | 0 | 0 | 0
F5_Commercial_Grocery_New_Food Preparation_Natural Gas_Steamer_E4 | F5 | Commercial | Grocery | New | Food Preparation | Natural Gas | Steamer | E4 | RIM BC Ratio | 0 | 0 | 0 | 0 | 0 | 0 | 0 | 0 | 0 | 0 | 0 | 0 | 0 | 0 | 0 | 0 | 0 | 0 | 0 | 0 | 0 | 0 | 0 | 0 | 0 | 0 | 0 | 0 | 0 | 0 | 0 | 0 | 0
F5_Commercial_Grocery_New_Food Preparation_Natural Gas_Steamer_E5 | F5 | Commercial | Grocery | New | Food Preparation | Natural Gas | Steamer | E5 | RIM BC Ratio | 0 | 0 | 0 | 0 | 0 | 0 | 0 | 0 | 0 | 0 | 0 | 0 | 0 | 0 | 0 | 0 | 0 | 0 | 0 | 0 | 0 | 0 | 0 | 0 | 0 | 0 | 0 | 0 | 0 | 0 | 0 | 0 | 0
F5_Commercial_Grocery_New_Food Preparation_Natural Gas_Steamer_E6 | F5 | Commercial | Grocery | New | Food Preparation | Natural Gas | Steamer | E6 | RIM BC Ratio | 0 | 0 | 0 | 0 | 0 | 0 | 0 | 0 | 0 | 0 | 0 | 0 | 0 | 0 | 0 | 0 | 0 | 0 | 0 | 0 | 0 | 0 | 0 | 0 | 0 | 0 | 0 | 0 | 0 | 0 | 0 | 0 | 0
F5_Commercial_Grocery_New_Food Preparation_Natural Gas_Steamer_E7 | F5 | Commercial | Grocery | New | Food Preparation | Natural Gas | Steamer | E7 | RIM BC Ratio | 0 | 0 | 0 | 0 | 0 | 0 | 0 | 0 | 0 | 0 | 0 | 0 | 0 | 0 | 0 | 0 | 0 | 0 | 0 | 0 | 0 | 0 | 0 | 0 | 0 | 0 | 0 | 0 | 0 | 0 | 0 | 0 | 0
F5_Commercial_Grocery_New_Food Preparation_Natural Gas_Steamer_E8 | F5 | Commercial | Grocery | New | Food Preparation | Natural Gas | Steamer | E8 | RIM BC Ratio | 0 | 0 | 0 | 0 | 0 | 0 | 0 | 0 | 0 | 0 | 0 | 0 | 0 | 0 | 0 | 0 | 0 | 0 | 0 | 0 | 0 | 0 | 0 | 0 | 0 | 0 | 0 | 0 | 0 | 0 | 0 | 0 | 0
F5_Commercial_Grocery_New_Food Preparation_Natural Gas_Steamer_E9 | F5 | Commercial | Grocery | New | Food Preparation | Natural Gas | Steamer | E9 | RIM BC Ratio | 0 | 0 | 0 | 0 | 0 | 0 | 0 | 0 | 0 | 0 | 0 | 0 | 0 | 0 | 0 | 0 | 0 | 0 | 0 | 0 | 0 | 0 | 0 | 0 | 0 | 0 | 0 | 0 | 0 | 0 | 0 | 0 | 0
F5_Commercial_Grocery_New_Food Preparation_Natural Gas_Steamer_E10 | F5 | Commercial | Grocery | New | Food Preparation | Natural Gas | Steamer | E10 | RIM BC Ratio | 0 | 0 | 0 | 0 | 0 | 0 | 0 | 0 | 0 | 0 | 0 | 0 | 0 | 0 | 0 | 0 | 0 | 0 | 0 | 0 | 0 | 0 | 0 | 0 | 0 | 0 | 0 | 0 | 0 | 0 | 0 | 0 | 0
F0_Commercial_Grocery_New_Food Preparation_Natural Gas_Food Prep Other_E0 | F0 | Commercial | Grocery | New | Food Preparation | Natural Gas | Food Prep Other | E0 | Economic Unit | Standard | Standard | Standard | Standard | Standard | Standard | Standard | Standard | Standard | Standard | Standard | Standard | Standard | Standard | Standard | Standard | Standard | Standard | Standard | Standard | Standard | Standard | Standard | Standard | Standard | Standard | Standard | Standard | Standard | Standard | Standard | Standard | Standard
F1_Commercial_Grocery_New_Food Preparation_Natural Gas_Food Prep Other_E1 | F1 | Commercial | Grocery | New | Food Preparation | Natural Gas | Food Prep Other | E1 | CCE | 0 | 0 | 0 | 0 | 0 | 0 | 0 | 0 | 0 | 0 | 0 | 0 | 0 | 0 | 0 | 0 | 0 | 0 | 0 | 0 | 0 | 0 | 0 | 0 | 0 | 0 | 0 | 0 | 0 | 0 | 0 | 0 | 0
F1_Commercial_Grocery_New_Food Preparation_Natural Gas_Food Prep Other_E2 | F1 | Commercial | Grocery | New | Food Preparation | Natural Gas | Food Prep Other | E2 | CCE | #DIV/0! | #DIV/0! | #DIV/0! | #DIV/0! | #DIV/0! | #DIV/0! | #DIV/0! | #DIV/0! | #DIV/0! | #DIV/0! | #DIV/0! | #DIV/0! | #DIV/0! | #DIV/0! | #DIV/0! | #DIV/0! | #DIV/0! | #DIV/0! | #DIV/0! | #DIV/0! | #DIV/0! | #DIV/0! | #DIV/0! | #DIV/0! | #DIV/0! | #DIV/0! | #DIV/0! | #DIV/0! | #DIV/0! | #DIV/0! | #DIV/0! | #DIV/0! | #DIV/0!
F1_Commercial_Grocery_New_Food Preparation_Natural Gas_Food Prep Other_E3 | F1 | Commercial | Grocery | New | Food Preparation | Natural Gas | Food Prep Other | E3 | CCE | 0 | 0 | 0 | 0 | 0 | 0 | 0 | 0 | 0 | 0 | 0 | 0 | 0 | 0 | 0 | 0 | 0 | 0 | 0 | 0 | 0 | 0 | 0 | 0 | 0 | 0 | 0 | 0 | 0 | 0 | 0 | 0 | 0
F1_Commercial_Grocery_New_Food Preparation_Natural Gas_Food Prep Other_E4 | F1 | Commercial | Grocery | New | Food Preparation | Natural Gas | Food Prep Other | E4 | CCE | 0 | 0 | 0 | 0 | 0 | 0 | 0 | 0 | 0 | 0 | 0 | 0 | 0 | 0 | 0 | 0 | 0 | 0 | 0 | 0 | 0 | 0 | 0 | 0 | 0 | 0 | 0 | 0 | 0 | 0 | 0 | 0 | 0
F1_Commercial_Grocery_New_Food Preparation_Natural Gas_Food Prep Other_E5 | F1 | Commercial | Grocery | New | Food Preparation | Natural Gas | Food Prep Other | E5 | CCE | 0 | 0 | 0 | 0 | 0 | 0 | 0 | 0 | 0 | 0 | 0 | 0 | 0 | 0 | 0 | 0 | 0 | 0 | 0 | 0 | 0 | 0 | 0 | 0 | 0 | 0 | 0 | 0 | 0 | 0 | 0 | 0 | 0
F1_Commercial_Grocery_New_Food Preparation_Natural Gas_Food Prep Other_E6 | F1 | Commercial | Grocery | New | Food Preparation | Natural Gas | Food Prep Other | E6 | CCE | 0 | 0 | 0 | 0 | 0 | 0 | 0 | 0 | 0 | 0 | 0 | 0 | 0 | 0 | 0 | 0 | 0 | 0 | 0 | 0 | 0 | 0 | 0 | 0 | 0 | 0 | 0 | 0 | 0 | 0 | 0 | 0 | 0
F1_Commercial_Grocery_New_Food Preparation_Natural Gas_Food Prep Other_E7 | F1 | Commercial | Grocery | New | Food Preparation | Natural Gas | Food Prep Other | E7 | CCE | 0 | 0 | 0 | 0 | 0 | 0 | 0 | 0 | 0 | 0 | 0 | 0 | 0 | 0 | 0 | 0 | 0 | 0 | 0 | 0 | 0 | 0 | 0 | 0 | 0 | 0 | 0 | 0 | 0 | 0 | 0 | 0 | 0
F1_Commercial_Grocery_New_Food Preparation_Natural Gas_Food Prep Other_E8 | F1 | Commercial | Grocery | New | Food Preparation | Natural Gas | Food Prep Other | E8 | CCE | 0 | 0 | 0 | 0 | 0 | 0 | 0 | 0 | 0 | 0 | 0 | 0 | 0 | 0 | 0 | 0 | 0 | 0 | 0 | 0 | 0 | 0 | 0 | 0 | 0 | 0 | 0 | 0 | 0 | 0 | 0 | 0 | 0
F1_Commercial_Grocery_New_Food Preparation_Natural Gas_Food Prep Other_E9 | F1 | Commercial | Grocery | New | Food Preparation | Natural Gas | Food Prep Other | E9 | CCE | 0 | 0 | 0 | 0 | 0 | 0 | 0 | 0 | 0 | 0 | 0 | 0 | 0 | 0 | 0 | 0 | 0 | 0 | 0 | 0 | 0 | 0 | 0 | 0 | 0 | 0 | 0 | 0 | 0 | 0 | 0 | 0 | 0
F1_Commercial_Grocery_New_Food Preparation_Natural Gas_Food Prep Other_E10 | F1 | Commercial | Grocery | New | Food Preparation | Natural Gas | Food Prep Other | E10 | CCE | 0 | 0 | 0 | 0 | 0 | 0 | 0 | 0 | 0 | 0 | 0 | 0 | 0 | 0 | 0 | 0 | 0 | 0 | 0 | 0 | 0 | 0 | 0 | 0 | 0 | 0 | 0 | 0 | 0 | 0 | 0 | 0 | 0
F2_Commercial_Grocery_New_Food Preparation_Natural Gas_Food Prep Other_E1 | F2 | Commercial | Grocery | New | Food Preparation | Natural Gas | Food Prep Other | E1 | TRC BC Ratio | bar: 2019 to 2051
F2_Commercial_Grocery_New_Food Preparation_Natural Gas_Food Prep Other_E2 | F2 | Commercial | Grocery | New | Food Preparation | Natural Gas | Food Prep Other | E2 | TRC BC Ratio | 0 | 0 | 0 | 0 | 0 | 0 | 0 | 0 | 0 | 0 | 0 | 0 | 0 | 0 | 0 | 0 | 0 | 0 | 0 | 0 | 0 | 0 | 0 | 0 | 0 | 0 | 0 | 0 | 0 | 0 | 0 | 0 | 0
F2_Commercial_Grocery_New_Food Preparation_Natural Gas_Food Prep Other_E3 | F2 | Commercial | Grocery | New | Food Preparation | Natural Gas | Food Prep Other | E3 | TRC BC Ratio | 0 | 0 | 0 | 0 | 0 | 0 | 0 | 0 | 0 | 0 | 0 | 0 | 0 | 0 | 0 | 0 | 0 | 0 | 0 | 0 | 0 | 0 | 0 | 0 | 0 | 0 | 0 | 0 | 0 | 0 | 0 | 0 | 0
F2_Commercial_Grocery_New_Food Preparation_Natural Gas_Food Prep Other_E4 | F2 | Commercial | Grocery | New | Food Preparation | Natural Gas | Food Prep Other | E4 | TRC BC Ratio | 0 | 0 | 0 | 0 | 0 | 0 | 0 | 0 | 0 | 0 | 0 | 0 | 0 | 0 | 0 | 0 | 0 | 0 | 0 | 0 | 0 | 0 | 0 | 0 | 0 | 0 | 0 | 0 | 0 | 0 | 0 | 0 | 0
F2_Commercial_Grocery_New_Food Preparation_Natural Gas_Food Prep Other_E5 | F2 | Commercial | Grocery | New | Food Preparation | Natural Gas | Food Prep Other | E5 | TRC BC Ratio | 0 | 0 | 0 | 0 | 0 | 0 | 0 | 0 | 0 | 0 | 0 | 0 | 0 | 0 | 0 | 0 | 0 | 0 | 0 | 0 | 0 | 0 | 0 | 0 | 0 | 0 | 0 | 0 | 0 | 0 | 0 | 0 | 0
F2_Commercial_Grocery_New_Food Preparation_Natural Gas_Food Prep Other_E6 | F2 | Commercial | Grocery | New | Food Preparation | Natural Gas | Food Prep Other | E6 | TRC BC Ratio | 0 | 0 | 0 | 0 | 0 | 0 | 0 | 0 | 0 | 0 | 0 | 0 | 0 | 0 | 0 | 0 | 0 | 0 | 0 | 0 | 0 | 0 | 0 | 0 | 0 | 0 | 0 | 0 | 0 | 0 | 0 | 0 | 0
F2_Commercial_Grocery_New_Food Preparation_Natural Gas_Food Prep Other_E7 | F2 | Commercial | Grocery | New | Food Preparation | Natural Gas | Food Prep Other | E7 | TRC BC Ratio | 0 | 0 | 0 | 0 | 0 | 0 | 0 | 0 | 0 | 0 | 0 | 0 | 0 | 0 | 0 | 0 | 0 | 0 | 0 | 0 | 0 | 0 | 0 | 0 | 0 | 0 | 0 | 0 | 0 | 0 | 0 | 0 | 0
F2_Commercial_Grocery_New_Food Preparation_Natural Gas_Food Prep Other_E8 | F2 | Commercial | Grocery | New | Food Preparation | Natural Gas | Food Prep Other | E8 | TRC BC Ratio | 0 | 0 | 0 | 0 | 0 | 0 | 0 | 0 | 0 | 0 | 0 | 0 | 0 | 0 | 0 | 0 | 0 | 0 | 0 | 0 | 0 | 0 | 0 | 0 | 0 | 0 | 0 | 0 | 0 | 0 | 0 | 0 | 0
F2_Commercial_Grocery_New_Food Preparation_Natural Gas_Food Prep Other_E9 | F2 | Commercial | Grocery | New | Food Preparation | Natural Gas | Food Prep Other | E9 | TRC BC Ratio | 0 | 0 | 0 | 0 | 0 | 0 | 0 | 0 | 0 | 0 | 0 | 0 | 0 | 0 | 0 | 0 | 0 | 0 | 0 | 0 | 0 | 0 | 0 | 0 | 0 | 0 | 0 | 0 | 0 | 0 | 0 | 0 | 0
F2_Commercial_Grocery_New_Food Preparation_Natural Gas_Food Prep Other_E10 | F2 | Commercial | Grocery | New | Food Preparation | Natural Gas | Food Prep Other | E10 | TRC BC Ratio | 0 | 0 | 0 | 0 | 0 | 0 | 0 | 0 | 0 | 0 | 0 | 0 | 0 | 0 | 0 | 0 | 0 | 0 | 0 | 0 | 0 | 0 | 0 | 0 | 0 | 0 | 0 | 0 | 0 | 0 | 0 | 0 | 0
F3_Commercial_Grocery_New_Food Preparation_Natural Gas_Food Prep Other_E1 | F3 | Commercial | Grocery | New | Food Preparation | Natural Gas | Food Prep Other | E1 | PACT BC Ratio | bar: 2019 to 2051
F3_Commercial_Grocery_New_Food Preparation_Natural Gas_Food Prep Other_E2 | F3 | Commercial | Grocery | New | Food Preparation | Natural Gas | Food Prep Other | E2 | PACT BC Ratio | 0 | 0 | 0 | 0 | 0 | 0 | 0 | 0 | 0 | 0 | 0 | 0 | 0 | 0 | 0 | 0 | 0 | 0 | 0 | 0 | 0 | 0 | 0 | 0 | 0 | 0 | 0 | 0 | 0 | 0 | 0 | 0 | 0
F3_Commercial_Grocery_New_Food Preparation_Natural Gas_Food Prep Other_E3 | F3 | Commercial | Grocery | New | Food Preparation | Natural Gas | Food Prep Other | E3 | PACT BC Ratio | 0 | 0 | 0 | 0 | 0 | 0 | 0 | 0 | 0 | 0 | 0 | 0 | 0 | 0 | 0 | 0 | 0 | 0 | 0 | 0 | 0 | 0 | 0 | 0 | 0 | 0 | 0 | 0 | 0 | 0 | 0 | 0 | 0
F3_Commercial_Grocery_New_Food Preparation_Natural Gas_Food Prep Other_E4 | F3 | Commercial | Grocery | New | Food Preparation | Natural Gas | Food Prep Other | E4 | PACT BC Ratio | 0 | 0 | 0 | 0 | 0 | 0 | 0 | 0 | 0 | 0 | 0 | 0 | 0 | 0 | 0 | 0 | 0 | 0 | 0 | 0 | 0 | 0 | 0 | 0 | 0 | 0 | 0 | 0 | 0 | 0 | 0 | 0 | 0
F3_Commercial_Grocery_New_Food Preparation_Natural Gas_Food Prep Other_E5 | F3 | Commercial | Grocery | New | Food Preparation | Natural Gas | Food Prep Other | E5 | PACT BC Ratio | 0 | 0 | 0 | 0 | 0 | 0 | 0 | 0 | 0 | 0 | 0 | 0 | 0 | 0 | 0 | 0 | 0 | 0 | 0 | 0 | 0 | 0 | 0 | 0 | 0 | 0 | 0 | 0 | 0 | 0 | 0 | 0 | 0
F3_Commercial_Grocery_New_Food Preparation_Natural Gas_Food Prep Other_E6 | F3 | Commercial | Grocery | New | Food Preparation | Natural Gas | Food Prep Other | E6 | PACT BC Ratio | 0 | 0 | 0 | 0 | 0 | 0 | 0 | 0 | 0 | 0 | 0 | 0 | 0 | 0 | 0 | 0 | 0 | 0 | 0 | 0 | 0 | 0 | 0 | 0 | 0 | 0 | 0 | 0 | 0 | 0 | 0 | 0 | 0
F3_Commercial_Grocery_New_Food Preparation_Natural Gas_Food Prep Other_E7 | F3 | Commercial | Grocery | New | Food Preparation | Natural Gas | Food Prep Other | E7 | PACT BC Ratio | 0 | 0 | 0 | 0 | 0 | 0 | 0 | 0 | 0 | 0 | 0 | 0 | 0 | 0 | 0 | 0 | 0 | 0 | 0 | 0 | 0 | 0 | 0 | 0 | 0 | 0 | 0 | 0 | 0 | 0 | 0 | 0 | 0
F3_Commercial_Grocery_New_Food Preparation_Natural Gas_Food Prep Other_E8 | F3 | Commercial | Grocery | New | Food Preparation | Natural Gas | Food Prep Other | E8 | PACT BC Ratio | 0 | 0 | 0 | 0 | 0 | 0 | 0 | 0 | 0 | 0 | 0 | 0 | 0 | 0 | 0 | 0 | 0 | 0 | 0 | 0 | 0 | 0 | 0 | 0 | 0 | 0 | 0 | 0 | 0 | 0 | 0 | 0 | 0
F3_Commercial_Grocery_New_Food Preparation_Natural Gas_Food Prep Other_E9 | F3 | Commercial | Grocery | New | Food Preparation | Natural Gas | Food Prep Other | E9 | PACT BC Ratio | 0 | 0 | 0 | 0 | 0 | 0 | 0 | 0 | 0 | 0 | 0 | 0 | 0 | 0 | 0 | 0 | 0 | 0 | 0 | 0 | 0 | 0 | 0 | 0 | 0 | 0 | 0 | 0 | 0 | 0 | 0 | 0 | 0
F3_Commercial_Grocery_New_Food Preparation_Natural Gas_Food Prep Other_E10 | F3 | Commercial | Grocery | New | Food Preparation | Natural Gas | Food Prep Other | E10 | PACT BC Ratio | 0 | 0 | 0 | 0 | 0 | 0 | 0 | 0 | 0 | 0 | 0 | 0 | 0 | 0 | 0 | 0 | 0 | 0 | 0 | 0 | 0 | 0 | 0 | 0 | 0 | 0 | 0 | 0 | 0 | 0 | 0 | 0 | 0
F4_Commercial_Grocery_New_Food Preparation_Natural Gas_Food Prep Other_E1 | F4 | Commercial | Grocery | New | Food Preparation | Natural Gas | Food Prep Other | E1 | RVT BC Ratio | bar: 2019 to 2051
F4_Commercial_Grocery_New_Food Preparation_Natural Gas_Food Prep Other_E2 | F4 | Commercial | Grocery | New | Food Preparation | Natural Gas | Food Prep Other | E2 | RVT BC Ratio | 0.7 | 0.7 | 0.7 | 0.7 | 0.7 | 0.7 | 0.7 | 0.7 | 0.7 | 0.7 | 0.7 | 0.7 | 0.7 | 0.7 | 0.7 | 0.7 | 0.7 | 0.7 | 0.7 | 0.7 | 0.7 | 0.7 | 0.7 | 0.7 | 0.7 | 0.7 | 0.7 | 0.7 | 0.7 | 0.7 | 0.7 | 0.7 | 0.7
F4_Commercial_Grocery_New_Food Preparation_Natural Gas_Food Prep Other_E3 | F4 | Commercial | Grocery | New | Food Preparation | Natural Gas | Food Prep Other | E3 | RVT BC Ratio | 0 | 0 | 0 | 0 | 0 | 0 | 0 | 0 | 0 | 0 | 0 | 0 | 0 | 0 | 0 | 0 | 0 | 0 | 0 | 0 | 0 | 0 | 0 | 0 | 0 | 0 | 0 | 0 | 0 | 0 | 0 | 0 | 0
F4_Commercial_Grocery_New_Food Preparation_Natural Gas_Food Prep Other_E4 | F4 | Commercial | Grocery | New | Food Preparation | Natural Gas | Food Prep Other | E4 | RVT BC Ratio | 0 | 0 | 0 | 0 | 0 | 0 | 0 | 0 | 0 | 0 | 0 | 0 | 0 | 0 | 0 | 0 | 0 | 0 | 0 | 0 | 0 | 0 | 0 | 0 | 0 | 0 | 0 | 0 | 0 | 0 | 0 | 0 | 0
F4_Commercial_Grocery_New_Food Preparation_Natural Gas_Food Prep Other_E5 | F4 | Commercial | Grocery | New | Food Preparation | Natural Gas | Food Prep Other | E5 | RVT BC Ratio | 0 | 0 | 0 | 0 | 0 | 0 | 0 | 0 | 0 | 0 | 0 | 0 | 0 | 0 | 0 | 0 | 0 | 0 | 0 | 0 | 0 | 0 | 0 | 0 | 0 | 0 | 0 | 0 | 0 | 0 | 0 | 0 | 0
F4_Commercial_Grocery_New_Food Preparation_Natural Gas_Food Prep Other_E6 | F4 | Commercial | Grocery | New | Food Preparation | Natural Gas | Food Prep Other | E6 | RVT BC Ratio | 0 | 0 | 0 | 0 | 0 | 0 | 0 | 0 | 0 | 0 | 0 | 0 | 0 | 0 | 0 | 0 | 0 | 0 | 0 | 0 | 0 | 0 | 0 | 0 | 0 | 0 | 0 | 0 | 0 | 0 | 0 | 0 | 0
F4_Commercial_Grocery_New_Food Preparation_Natural Gas_Food Prep Other_E7 | F4 | Commercial | Grocery | New | Food Preparation | Natural Gas | Food Prep Other | E7 | RVT BC Ratio | 0 | 0 | 0 | 0 | 0 | 0 | 0 | 0 | 0 | 0 | 0 | 0 | 0 | 0 | 0 | 0 | 0 | 0 | 0 | 0 | 0 | 0 | 0 | 0 | 0 | 0 | 0 | 0 | 0 | 0 | 0 | 0 | 0
F4_Commercial_Grocery_New_Food Preparation_Natural Gas_Food Prep Other_E8 | F4 | Commercial | Grocery | New | Food Preparation | Natural Gas | Food Prep Other | E8 | RVT BC Ratio | 0 | 0 | 0 | 0 | 0 | 0 | 0 | 0 | 0 | 0 | 0 | 0 | 0 | 0 | 0 | 0 | 0 | 0 | 0 | 0 | 0 | 0 | 0 | 0 | 0 | 0 | 0 | 0 | 0 | 0 | 0 | 0 | 0
F4_Commercial_Grocery_New_Food Preparation_Natural Gas_Food Prep Other_E9 | F4 | Commercial | Grocery | New | Food Preparation | Natural Gas | Food Prep Other | E9 | RVT BC Ratio | 0 | 0 | 0 | 0 | 0 | 0 | 0 | 0 | 0 | 0 | 0 | 0 | 0 | 0 | 0 | 0 | 0 | 0 | 0 | 0 | 0 | 0 | 0 | 0 | 0 | 0 | 0 | 0 | 0 | 0 | 0 | 0 | 0
F4_Commercial_Grocery_New_Food Preparation_Natural Gas_Food Prep Other_E10 | F4 | Commercial | Grocery | New | Food Preparation | Natural Gas | Food Prep Other | E10 | RVT BC Ratio | 0 | 0 | 0 | 0 | 0 | 0 | 0 | 0 | 0 | 0 | 0 | 0 | 0 | 0 | 0 | 0 | 0 | 0 | 0 | 0 | 0 | 0 | 0 | 0 | 0 | 0 | 0 | 0 | 0 | 0 | 0 | 0 | 0
F5_Commercial_Grocery_New_Food Preparation_Natural Gas_Food Prep Other_E1 | F5 | Commercial | Grocery | New | Food Preparation | Natural Gas | Food Prep Other | E1 | RIM BC Ratio | bar: 2019 to 2051
F5_Commercial_Grocery_New_Food Preparation_Natural Gas_Food Prep Other_E2 | F5 | Commercial | Grocery | New | Food Preparation | Natural Gas | Food Prep Other | E2 | RIM BC Ratio | 0 | 0 | 0 | 0 | 0 | 0 | 0 | 0 | 0 | 0 | 0 | 0 | 0 | 0 | 0 | 0 | 0 | 0 | 0 | 0 | 0 | 0 | 0 | 0 | 0 | 0 | 0 | 0 | 0 | 0 | 0 | 0 | 0
F5_Commercial_Grocery_New_Food Preparation_Natural Gas_Food Prep Other_E3 | F5 | Commercial | Grocery | New | Food Preparation | Natural Gas | Food Prep Other | E3 | RIM BC Ratio | 0 | 0 | 0 | 0 | 0 | 0 | 0 | 0 | 0 | 0 | 0 | 0 | 0 | 0 | 0 | 0 | 0 | 0 | 0 | 0 | 0 | 0 | 0 | 0 | 0 | 0 | 0 | 0 | 0 | 0 | 0 | 0 | 0
F5_Commercial_Grocery_New_Food Preparation_Natural Gas_Food Prep Other_E4 | F5 | Commercial | Grocery | New | Food Preparation | Natural Gas | Food Prep Other | E4 | RIM BC Ratio | 0 | 0 | 0 | 0 | 0 | 0 | 0 | 0 | 0 | 0 | 0 | 0 | 0 | 0 | 0 | 0 | 0 | 0 | 0 | 0 | 0 | 0 | 0 | 0 | 0 | 0 | 0 | 0 | 0 | 0 | 0 | 0 | 0
F5_Commercial_Grocery_New_Food Preparation_Natural Gas_Food Prep Other_E5 | F5 | Commercial | Grocery | New | Food Preparation | Natural Gas | Food Prep Other | E5 | RIM BC Ratio | 0 | 0 | 0 | 0 | 0 | 0 | 0 | 0 | 0 | 0 | 0 | 0 | 0 | 0 | 0 | 0 | 0 | 0 | 0 | 0 | 0 | 0 | 0 | 0 | 0 | 0 | 0 | 0 | 0 | 0 | 0 | 0 | 0
F5_Commercial_Grocery_New_Food Preparation_Natural Gas_Food Prep Other_E6 | F5 | Commercial | Grocery | New | Food Preparation | Natural Gas | Food Prep Other | E6 | RIM BC Ratio | 0 | 0 | 0 | 0 | 0 | 0 | 0 | 0 | 0 | 0 | 0 | 0 | 0 | 0 | 0 | 0 | 0 | 0 | 0 | 0 | 0 | 0 | 0 | 0 | 0 | 0 | 0 | 0 | 0 | 0 | 0 | 0 | 0
F5_Commercial_Grocery_New_Food Preparation_Natural Gas_Food Prep Other_E7 | F5 | Commercial | Grocery | New | Food Preparation | Natural Gas | Food Prep Other | E7 | RIM BC Ratio | 0 | 0 | 0 | 0 | 0 | 0 | 0 | 0 | 0 | 0 | 0 | 0 | 0 | 0 | 0 | 0 | 0 | 0 | 0 | 0 | 0 | 0 | 0 | 0 | 0 | 0 | 0 | 0 | 0 | 0 | 0 | 0 | 0
F5_Commercial_Grocery_New_Food Preparation_Natural Gas_Food Prep Other_E8 | F5 | Commercial | Grocery | New | Food Preparation | Natural Gas | Food Prep Other | E8 | RIM BC Ratio | 0 | 0 | 0 | 0 | 0 | 0 | 0 | 0 | 0 | 0 | 0 | 0 | 0 | 0 | 0 | 0 | 0 | 0 | 0 | 0 | 0 | 0 | 0 | 0 | 0 | 0 | 0 | 0 | 0 | 0 | 0 | 0 | 0
F5_Commercial_Grocery_New_Food Preparation_Natural Gas_Food Prep Other_E9 | F5 | Commercial | Grocery | New | Food Preparation | Natural Gas | Food Prep Other | E9 | RIM BC Ratio | 0 | 0 | 0 | 0 | 0 | 0 | 0 | 0 | 0 | 0 | 0 | 0 | 0 | 0 | 0 | 0 | 0 | 0 | 0 | 0 | 0 | 0 | 0 | 0 | 0 | 0 | 0 | 0 | 0 | 0 | 0 | 0 | 0
F5_Commercial_Grocery_New_Food Preparation_Natural Gas_Food Prep Other_E10 | F5 | Commercial | Grocery | New | Food Preparation | Natural Gas | Food Prep Other | E10 | RIM BC Ratio | 0 | 0 | 0 | 0 | 0 | 0 | 0 | 0 | 0 | 0 | 0 | 0 | 0 | 0 | 0 | 0 | 0 | 0 | 0 | 0 | 0 | 0 | 0 | 0 | 0 | 0 | 0 | 0 | 0 | 0 | 0 | 0 | 0
F0_Commercial_Grocery_New_Miscellaneous_Natural Gas_Pool Heater_E0 | F0 | Commercial | Grocery | New | Miscellaneous | Natural Gas | Pool Heater | E0 | Economic Unit | Standard (EF .78) | Standard (EF .78) | Standard (EF .78) | Standard (EF .78) | Standard (EF .78) | Standard (EF .78) | Standard (EF .78) | Standard (EF .78) | Standard (EF .78) | Standard (EF .78) | Standard (EF .78) | Standard (EF .78) | Standard (EF .78) | Standard (EF .78) | Standard (EF .78) | Standard (EF .78) | Standard (EF .78) | Standard (EF .78) | Standard (EF .78) | Standard (EF .78) | Standard (EF .78) | Standard (EF .78) | Standard (EF .78) | Standard (EF .78) | Standard (EF .78) | Standard (EF .78) | Standard (EF .78) | Standard (EF .78) | Standard (EF .78) | Standard (EF .78) | Standard (EF .78) | Standard (EF .78) | Standard (EF .78)
F1_Commercial_Grocery_New_Miscellaneous_Natural Gas_Pool Heater_E1 | F1 | Commercial | Grocery | New | Miscellaneous | Natural Gas | Pool Heater | E1 | CCE | 0 | 0 | 0 | 0 | 0 | 0 | 0 | 0 | 0 | 0 | 0 | 0 | 0 | 0 | 0 | 0 | 0 | 0 | 0 | 0 | 0 | 0 | 0 | 0 | 0 | 0 | 0 | 0 | 0 | 0 | 0 | 0 | 0
F1_Commercial_Grocery_New_Miscellaneous_Natural Gas_Pool Heater_E2 | F1 | Commercial | Grocery | New | Miscellaneous | Natural Gas | Pool Heater | E2 | CCE | 1.2838 | 1.2838 | 1.2838 | 1.2838 | 1.2838 | 1.2838 | 1.2838 | 1.2838 | 1.2838 | 1.2838 | 1.2838 | 1.2838 | 1.2838 | 1.2838 | 1.2838 | 1.2838 | 1.2838 | 1.2838 | 1.2838 | 1.2838 | 1.2838 | 1.2838 | 1.2838 | 1.2838 | 1.2838 | 1.2838 | 1.2838 | 1.2838 | 1.2838 | 1.2838 | 1.2838 | 1.2838 | 1.2838
F1_Commercial_Grocery_New_Miscellaneous_Natural Gas_Pool Heater_E3 | F1 | Commercial | Grocery | New | Miscellaneous | Natural Gas | Pool Heater | E3 | CCE | 0 | 0 | 0 | 0 | 0 | 0 | 0 | 0 | 0 | 0 | 0 | 0 | 0 | 0 | 0 | 0 | 0 | 0 | 0 | 0 | 0 | 0 | 0 | 0 | 0 | 0 | 0 | 0 | 0 | 0 | 0 | 0 | 0
F1_Commercial_Grocery_New_Miscellaneous_Natural Gas_Pool Heater_E4 | F1 | Commercial | Grocery | New | Miscellaneous | Natural Gas | Pool Heater | E4 | CCE | 0 | 0 | 0 | 0 | 0 | 0 | 0 | 0 | 0 | 0 | 0 | 0 | 0 | 0 | 0 | 0 | 0 | 0 | 0 | 0 | 0 | 0 | 0 | 0 | 0 | 0 | 0 | 0 | 0 | 0 | 0 | 0 | 0
F1_Commercial_Grocery_New_Miscellaneous_Natural Gas_Pool Heater_E5 | F1 | Commercial | Grocery | New | Miscellaneous | Natural Gas | Pool Heater | E5 | CCE | 0 | 0 | 0 | 0 | 0 | 0 | 0 | 0 | 0 | 0 | 0 | 0 | 0 | 0 | 0 | 0 | 0 | 0 | 0 | 0 | 0 | 0 | 0 | 0 | 0 | 0 | 0 | 0 | 0 | 0 | 0 | 0 | 0
F1_Commercial_Grocery_New_Miscellaneous_Natural Gas_Pool Heater_E6 | F1 | Commercial | Grocery | New | Miscellaneous | Natural Gas | Pool Heater | E6 | CCE | 0 | 0 | 0 | 0 | 0 | 0 | 0 | 0 | 0 | 0 | 0 | 0 | 0 | 0 | 0 | 0 | 0 | 0 | 0 | 0 | 0 | 0 | 0 | 0 | 0 | 0 | 0 | 0 | 0 | 0 | 0 | 0 | 0
F1_Commercial_Grocery_New_Miscellaneous_Natural Gas_Pool Heater_E7 | F1 | Commercial | Grocery | New | Miscellaneous | Natural Gas | Pool Heater | E7 | CCE | 0 | 0 | 0 | 0 | 0 | 0 | 0 | 0 | 0 | 0 | 0 | 0 | 0 | 0 | 0 | 0 | 0 | 0 | 0 | 0 | 0 | 0 | 0 | 0 | 0 | 0 | 0 | 0 | 0 | 0 | 0 | 0 | 0
F1_Commercial_Grocery_New_Miscellaneous_Natural Gas_Pool Heater_E8 | F1 | Commercial | Grocery | New | Miscellaneous | Natural Gas | Pool Heater | E8 | CCE | 0 | 0 | 0 | 0 | 0 | 0 | 0 | 0 | 0 | 0 | 0 | 0 | 0 | 0 | 0 | 0 | 0 | 0 | 0 | 0 | 0 | 0 | 0 | 0 | 0 | 0 | 0 | 0 | 0 | 0 | 0 | 0 | 0
F1_Commercial_Grocery_New_Miscellaneous_Natural Gas_Pool Heater_E9 | F1 | Commercial | Grocery | New | Miscellaneous | Natural Gas | Pool Heater | E9 | CCE | 0 | 0 | 0 | 0 | 0 | 0 | 0 | 0 | 0 | 0 | 0 | 0 | 0 | 0 | 0 | 0 | 0 | 0 | 0 | 0 | 0 | 0 | 0 | 0 | 0 | 0 | 0 | 0 | 0 | 0 | 0 | 0 | 0
F1_Commercial_Grocery_New_Miscellaneous_Natural Gas_Pool Heater_E10 | F1 | Commercial | Grocery | New | Miscellaneous | Natural Gas | Pool Heater | E10 | CCE | 0 | 0 | 0 | 0 | 0 | 0 | 0 | 0 | 0 | 0 | 0 | 0 | 0 | 0 | 0 | 0 | 0 | 0 | 0 | 0 | 0 | 0 | 0 | 0 | 0 | 0 | 0 | 0 | 0 | 0 | 0 | 0 | 0
F2_Commercial_Grocery_New_Miscellaneous_Natural Gas_Pool Heater_E1 | F2 | Commercial | Grocery | New | Miscellaneous | Natural Gas | Pool Heater | E1 | TRC BC Ratio | bar: 2019 to 2051
F2_Commercial_Grocery_New_Miscellaneous_Natural Gas_Pool Heater_E2 | F2 | Commercial | Grocery | New | Miscellaneous | Natural Gas | Pool Heater | E2 | TRC BC Ratio | 0 | 0 | 0 | 0 | 0 | 0 | 0 | 0 | 0 | 0 | 0 | 0 | 0 | 0 | 0 | 0 | 0 | 0 | 0 | 0 | 0 | 0 | 0 | 0 | 0 | 0 | 0 | 0 | 0 | 0 | 0 | 0 | 0
F2_Commercial_Grocery_New_Miscellaneous_Natural Gas_Pool Heater_E3 | F2 | Commercial | Grocery | New | Miscellaneous | Natural Gas | Pool Heater | E3 | TRC BC Ratio | 0 | 0 | 0 | 0 | 0 | 0 | 0 | 0 | 0 | 0 | 0 | 0 | 0 | 0 | 0 | 0 | 0 | 0 | 0 | 0 | 0 | 0 | 0 | 0 | 0 | 0 | 0 | 0 | 0 | 0 | 0 | 0 | 0
F2_Commercial_Grocery_New_Miscellaneous_Natural Gas_Pool Heater_E4 | F2 | Commercial | Grocery | New | Miscellaneous | Natural Gas | Pool Heater | E4 | TRC BC Ratio | 0 | 0 | 0 | 0 | 0 | 0 | 0 | 0 | 0 | 0 | 0 | 0 | 0 | 0 | 0 | 0 | 0 | 0 | 0 | 0 | 0 | 0 | 0 | 0 | 0 | 0 | 0 | 0 | 0 | 0 | 0 | 0 | 0
F2_Commercial_Grocery_New_Miscellaneous_Natural Gas_Pool Heater_E5 | F2 | Commercial | Grocery | New | Miscellaneous | Natural Gas | Pool Heater | E5 | TRC BC Ratio | 0 | 0 | 0 | 0 | 0 | 0 | 0 | 0 | 0 | 0 | 0 | 0 | 0 | 0 | 0 | 0 | 0 | 0 | 0 | 0 | 0 | 0 | 0 | 0 | 0 | 0 | 0 | 0 | 0 | 0 | 0 | 0 | 0
F2_Commercial_Grocery_New_Miscellaneous_Natural Gas_Pool Heater_E6 | F2 | Commercial | Grocery | New | Miscellaneous | Natural Gas | Pool Heater | E6 | TRC BC Ratio | 0 | 0 | 0 | 0 | 0 | 0 | 0 | 0 | 0 | 0 | 0 | 0 | 0 | 0 | 0 | 0 | 0 | 0 | 0 | 0 | 0 | 0 | 0 | 0 | 0 | 0 | 0 | 0 | 0 | 0 | 0 | 0 | 0
F2_Commercial_Grocery_New_Miscellaneous_Natural Gas_Pool Heater_E7 | F2 | Commercial | Grocery | New | Miscellaneous | Natural Gas | Pool Heater | E7 | TRC BC Ratio | 0 | 0 | 0 | 0 | 0 | 0 | 0 | 0 | 0 | 0 | 0 | 0 | 0 | 0 | 0 | 0 | 0 | 0 | 0 | 0 | 0 | 0 | 0 | 0 | 0 | 0 | 0 | 0 | 0 | 0 | 0 | 0 | 0
F2_Commercial_Grocery_New_Miscellaneous_Natural Gas_Pool Heater_E8 | F2 | Commercial | Grocery | New | Miscellaneous | Natural Gas | Pool Heater | E8 | TRC BC Ratio | 0 | 0 | 0 | 0 | 0 | 0 | 0 | 0 | 0 | 0 | 0 | 0 | 0 | 0 | 0 | 0 | 0 | 0 | 0 | 0 | 0 | 0 | 0 | 0 | 0 | 0 | 0 | 0 | 0 | 0 | 0 | 0 | 0
F2_Commercial_Grocery_New_Miscellaneous_Natural Gas_Pool Heater_E9 | F2 | Commercial | Grocery | New | Miscellaneous | Natural Gas | Pool Heater | E9 | TRC BC Ratio | 0 | 0 | 0 | 0 | 0 | 0 | 0 | 0 | 0 | 0 | 0 | 0 | 0 | 0 | 0 | 0 | 0 | 0 | 0 | 0 | 0 | 0 | 0 | 0 | 0 | 0 | 0 | 0 | 0 | 0 | 0 | 0 | 0
F2_Commercial_Grocery_New_Miscellaneous_Natural Gas_Pool Heater_E10 | F2 | Commercial | Grocery | New | Miscellaneous | Natural Gas | Pool Heater | E10 | TRC BC Ratio | 0 | 0 | 0 | 0 | 0 | 0 | 0 | 0 | 0 | 0 | 0 | 0 | 0 | 0 | 0 | 0 | 0 | 0 | 0 | 0 | 0 | 0 | 0 | 0 | 0 | 0 | 0 | 0 | 0 | 0 | 0 | 0 | 0
F3_Commercial_Grocery_New_Miscellaneous_Natural Gas_Pool Heater_E1 | F3 | Commercial | Grocery | New | Miscellaneous | Natural Gas | Pool Heater | E1 | PACT BC Ratio | bar: 2019 to 2051
F3_Commercial_Grocery_New_Miscellaneous_Natural Gas_Pool Heater_E2 | F3 | Commercial | Grocery | New | Miscellaneous | Natural Gas | Pool Heater | E2 | PACT BC Ratio | 0 | 0 | 0 | 0 | 0 | 0 | 0 | 0 | 0 | 0 | 0 | 0 | 0 | 0 | 0 | 0 | 0 | 0 | 0 | 0 | 0 | 0 | 0 | 0 | 0 | 0 | 0 | 0 | 0 | 0 | 0 | 0 | 0
F3_Commercial_Grocery_New_Miscellaneous_Natural Gas_Pool Heater_E3 | F3 | Commercial | Grocery | New | Miscellaneous | Natural Gas | Pool Heater | E3 | PACT BC Ratio | 0 | 0 | 0 | 0 | 0 | 0 | 0 | 0 | 0 | 0 | 0 | 0 | 0 | 0 | 0 | 0 | 0 | 0 | 0 | 0 | 0 | 0 | 0 | 0 | 0 | 0 | 0 | 0 | 0 | 0 | 0 | 0 | 0
F3_Commercial_Grocery_New_Miscellaneous_Natural Gas_Pool Heater_E4 | F3 | Commercial | Grocery | New | Miscellaneous | Natural Gas | Pool Heater | E4 | PACT BC Ratio | 0 | 0 | 0 | 0 | 0 | 0 | 0 | 0 | 0 | 0 | 0 | 0 | 0 | 0 | 0 | 0 | 0 | 0 | 0 | 0 | 0 | 0 | 0 | 0 | 0 | 0 | 0 | 0 | 0 | 0 | 0 | 0 | 0
F3_Commercial_Grocery_New_Miscellaneous_Natural Gas_Pool Heater_E5 | F3 | Commercial | Grocery | New | Miscellaneous | Natural Gas | Pool Heater | E5 | PACT BC Ratio | 0 | 0 | 0 | 0 | 0 | 0 | 0 | 0 | 0 | 0 | 0 | 0 | 0 | 0 | 0 | 0 | 0 | 0 | 0 | 0 | 0 | 0 | 0 | 0 | 0 | 0 | 0 | 0 | 0 | 0 | 0 | 0 | 0
F3_Commercial_Grocery_New_Miscellaneous_Natural Gas_Pool Heater_E6 | F3 | Commercial | Grocery | New | Miscellaneous | Natural Gas | Pool Heater | E6 | PACT BC Ratio | 0 | 0 | 0 | 0 | 0 | 0 | 0 | 0 | 0 | 0 | 0 | 0 | 0 | 0 | 0 | 0 | 0 | 0 | 0 | 0 | 0 | 0 | 0 | 0 | 0 | 0 | 0 | 0 | 0 | 0 | 0 | 0 | 0
F3_Commercial_Grocery_New_Miscellaneous_Natural Gas_Pool Heater_E7 | F3 | Commercial | Grocery | New | Miscellaneous | Natural Gas | Pool Heater | E7 | PACT BC Ratio | 0 | 0 | 0 | 0 | 0 | 0 | 0 | 0 | 0 | 0 | 0 | 0 | 0 | 0 | 0 | 0 | 0 | 0 | 0 | 0 | 0 | 0 | 0 | 0 | 0 | 0 | 0 | 0 | 0 | 0 | 0 | 0 | 0
F3_Commercial_Grocery_New_Miscellaneous_Natural Gas_Pool Heater_E8 | F3 | Commercial | Grocery | New | Miscellaneous | Natural Gas | Pool Heater | E8 | PACT BC Ratio | 0 | 0 | 0 | 0 | 0 | 0 | 0 | 0 | 0 | 0 | 0 | 0 | 0 | 0 | 0 | 0 | 0 | 0 | 0 | 0 | 0 | 0 | 0 | 0 | 0 | 0 | 0 | 0 | 0 | 0 | 0 | 0 | 0
F3_Commercial_Grocery_New_Miscellaneous_Natural Gas_Pool Heater_E9 | F3 | Commercial | Grocery | New | Miscellaneous | Natural Gas | Pool Heater | E9 | PACT BC Ratio | 0 | 0 | 0 | 0 | 0 | 0 | 0 | 0 | 0 | 0 | 0 | 0 | 0 | 0 | 0 | 0 | 0 | 0 | 0 | 0 | 0 | 0 | 0 | 0 | 0 | 0 | 0 | 0 | 0 | 0 | 0 | 0 | 0
F3_Commercial_Grocery_New_Miscellaneous_Natural Gas_Pool Heater_E10 | F3 | Commercial | Grocery | New | Miscellaneous | Natural Gas | Pool Heater | E10 | PACT BC Ratio | 0 | 0 | 0 | 0 | 0 | 0 | 0 | 0 | 0 | 0 | 0 | 0 | 0 | 0 | 0 | 0 | 0 | 0 | 0 | 0 | 0 | 0 | 0 | 0 | 0 | 0 | 0 | 0 | 0 | 0 | 0 | 0 | 0
F4_Commercial_Grocery_New_Miscellaneous_Natural Gas_Pool Heater_E1 | F4 | Commercial | Grocery | New | Miscellaneous | Natural Gas | Pool Heater | E1 | RVT BC Ratio | bar: 2019 to 2051
F4_Commercial_Grocery_New_Miscellaneous_Natural Gas_Pool Heater_E2 | F4 | Commercial | Grocery | New | Miscellaneous | Natural Gas | Pool Heater | E2 | RVT BC Ratio | 0.7 | 0.7 | 0.7 | 0.7 | 0.7 | 0.7 | 0.7 | 0.7 | 0.7 | 0.7 | 0.7 | 0.7 | 0.7 | 0.7 | 0.7 | 0.7 | 0.7 | 0.7 | 0.7 | 0.7 | 0.7 | 0.7 | 0.7 | 0.7 | 0.7 | 0.7 | 0.7 | 0.7 | 0.7 | 0.7 | 0.7 | 0.7 | 0.7
F4_Commercial_Grocery_New_Miscellaneous_Natural Gas_Pool Heater_E3 | F4 | Commercial | Grocery | New | Miscellaneous | Natural Gas | Pool Heater | E3 | RVT BC Ratio | 0 | 0 | 0 | 0 | 0 | 0 | 0 | 0 | 0 | 0 | 0 | 0 | 0 | 0 | 0 | 0 | 0 | 0 | 0 | 0 | 0 | 0 | 0 | 0 | 0 | 0 | 0 | 0 | 0 | 0 | 0 | 0 | 0
F4_Commercial_Grocery_New_Miscellaneous_Natural Gas_Pool Heater_E4 | F4 | Commercial | Grocery | New | Miscellaneous | Natural Gas | Pool Heater | E4 | RVT BC Ratio | 0 | 0 | 0 | 0 | 0 | 0 | 0 | 0 | 0 | 0 | 0 | 0 | 0 | 0 | 0 | 0 | 0 | 0 | 0 | 0 | 0 | 0 | 0 | 0 | 0 | 0 | 0 | 0 | 0 | 0 | 0 | 0 | 0
F4_Commercial_Grocery_New_Miscellaneous_Natural Gas_Pool Heater_E5 | F4 | Commercial | Grocery | New | Miscellaneous | Natural Gas | Pool Heater | E5 | RVT BC Ratio | 0 | 0 | 0 | 0 | 0 | 0 | 0 | 0 | 0 | 0 | 0 | 0 | 0 | 0 | 0 | 0 | 0 | 0 | 0 | 0 | 0 | 0 | 0 | 0 | 0 | 0 | 0 | 0 | 0 | 0 | 0 | 0 | 0
F4_Commercial_Grocery_New_Miscellaneous_Natural Gas_Pool Heater_E6 | F4 | Commercial | Grocery | New | Miscellaneous | Natural Gas | Pool Heater | E6 | RVT BC Ratio | 0 | 0 | 0 | 0 | 0 | 0 | 0 | 0 | 0 | 0 | 0 | 0 | 0 | 0 | 0 | 0 | 0 | 0 | 0 | 0 | 0 | 0 | 0 | 0 | 0 | 0 | 0 | 0 | 0 | 0 | 0 | 0 | 0
F4_Commercial_Grocery_New_Miscellaneous_Natural Gas_Pool Heater_E7 | F4 | Commercial | Grocery | New | Miscellaneous | Natural Gas | Pool Heater | E7 | RVT BC Ratio | 0 | 0 | 0 | 0 | 0 | 0 | 0 | 0 | 0 | 0 | 0 | 0 | 0 | 0 | 0 | 0 | 0 | 0 | 0 | 0 | 0 | 0 | 0 | 0 | 0 | 0 | 0 | 0 | 0 | 0 | 0 | 0 | 0
F4_Commercial_Grocery_New_Miscellaneous_Natural Gas_Pool Heater_E8 | F4 | Commercial | Grocery | New | Miscellaneous | Natural Gas | Pool Heater | E8 | RVT BC Ratio | 0 | 0 | 0 | 0 | 0 | 0 | 0 | 0 | 0 | 0 | 0 | 0 | 0 | 0 | 0 | 0 | 0 | 0 | 0 | 0 | 0 | 0 | 0 | 0 | 0 | 0 | 0 | 0 | 0 | 0 | 0 | 0 | 0
F4_Commercial_Grocery_New_Miscellaneous_Natural Gas_Pool Heater_E9 | F4 | Commercial | Grocery | New | Miscellaneous | Natural Gas | Pool Heater | E9 | RVT BC Ratio | 0 | 0 | 0 | 0 | 0 | 0 | 0 | 0 | 0 | 0 | 0 | 0 | 0 | 0 | 0 | 0 | 0 | 0 | 0 | 0 | 0 | 0 | 0 | 0 | 0 | 0 | 0 | 0 | 0 | 0 | 0 | 0 | 0
F4_Commercial_Grocery_New_Miscellaneous_Natural Gas_Pool Heater_E10 | F4 | Commercial | Grocery | New | Miscellaneous | Natural Gas | Pool Heater | E10 | RVT BC Ratio | 0 | 0 | 0 | 0 | 0 | 0 | 0 | 0 | 0 | 0 | 0 | 0 | 0 | 0 | 0 | 0 | 0 | 0 | 0 | 0 | 0 | 0 | 0 | 0 | 0 | 0 | 0 | 0 | 0 | 0 | 0 | 0 | 0
F5_Commercial_Grocery_New_Miscellaneous_Natural Gas_Pool Heater_E1 | F5 | Commercial | Grocery | New | Miscellaneous | Natural Gas | Pool Heater | E1 | RIM BC Ratio | bar: 2019 to 2051
F5_Commercial_Grocery_New_Miscellaneous_Natural Gas_Pool Heater_E2 | F5 | Commercial | Grocery | New | Miscellaneous | Natural Gas | Pool Heater | E2 | RIM BC Ratio | 0 | 0 | 0 | 0 | 0 | 0 | 0 | 0 | 0 | 0 | 0 | 0 | 0 | 0 | 0 | 0 | 0 | 0 | 0 | 0 | 0 | 0 | 0 | 0 | 0 | 0 | 0 | 0 | 0 | 0 | 0 | 0 | 0
F5_Commercial_Grocery_New_Miscellaneous_Natural Gas_Pool Heater_E3 | F5 | Commercial | Grocery | New | Miscellaneous | Natural Gas | Pool Heater | E3 | RIM BC Ratio | 0 | 0 | 0 | 0 | 0 | 0 | 0 | 0 | 0 | 0 | 0 | 0 | 0 | 0 | 0 | 0 | 0 | 0 | 0 | 0 | 0 | 0 | 0 | 0 | 0 | 0 | 0 | 0 | 0 | 0 | 0 | 0 | 0
F5_Commercial_Grocery_New_Miscellaneous_Natural Gas_Pool Heater_E4 | F5 | Commercial | Grocery | New | Miscellaneous | Natural Gas | Pool Heater | E4 | RIM BC Ratio | 0 | 0 | 0 | 0 | 0 | 0 | 0 | 0 | 0 | 0 | 0 | 0 | 0 | 0 | 0 | 0 | 0 | 0 | 0 | 0 | 0 | 0 | 0 | 0 | 0 | 0 | 0 | 0 | 0 | 0 | 0 | 0 | 0
F5_Commercial_Grocery_New_Miscellaneous_Natural Gas_Pool Heater_E5 | F5 | Commercial | Grocery | New | Miscellaneous | Natural Gas | Pool Heater | E5 | RIM BC Ratio | 0 | 0 | 0 | 0 | 0 | 0 | 0 | 0 | 0 | 0 | 0 | 0 | 0 | 0 | 0 | 0 | 0 | 0 | 0 | 0 | 0 | 0 | 0 | 0 | 0 | 0 | 0 | 0 | 0 | 0 | 0 | 0 | 0
F5_Commercial_Grocery_New_Miscellaneous_Natural Gas_Pool Heater_E6 | F5 | Commercial | Grocery | New | Miscellaneous | Natural Gas | Pool Heater | E6 | RIM BC Ratio | 0 | 0 | 0 | 0 | 0 | 0 | 0 | 0 | 0 | 0 | 0 | 0 | 0 | 0 | 0 | 0 | 0 | 0 | 0 | 0 | 0 | 0 | 0 | 0 | 0 | 0 | 0 | 0 | 0 | 0 | 0 | 0 | 0
F5_Commercial_Grocery_New_Miscellaneous_Natural Gas_Pool Heater_E7 | F5 | Commercial | Grocery | New | Miscellaneous | Natural Gas | Pool Heater | E7 | RIM BC Ratio | 0 | 0 | 0 | 0 | 0 | 0 | 0 | 0 | 0 | 0 | 0 | 0 | 0 | 0 | 0 | 0 | 0 | 0 | 0 | 0 | 0 | 0 | 0 | 0 | 0 | 0 | 0 | 0 | 0 | 0 | 0 | 0 | 0
F5_Commercial_Grocery_New_Miscellaneous_Natural Gas_Pool Heater_E8 | F5 | Commercial | Grocery | New | Miscellaneous | Natural Gas | Pool Heater | E8 | RIM BC Ratio | 0 | 0 | 0 | 0 | 0 | 0 | 0 | 0 | 0 | 0 | 0 | 0 | 0 | 0 | 0 | 0 | 0 | 0 | 0 | 0 | 0 | 0 | 0 | 0 | 0 | 0 | 0 | 0 | 0 | 0 | 0 | 0 | 0
F5_Commercial_Grocery_New_Miscellaneous_Natural Gas_Pool Heater_E9 | F5 | Commercial | Grocery | New | Miscellaneous | Natural Gas | Pool Heater | E9 | RIM BC Ratio | 0 | 0 | 0 | 0 | 0 | 0 | 0 | 0 | 0 | 0 | 0 | 0 | 0 | 0 | 0 | 0 | 0 | 0 | 0 | 0 | 0 | 0 | 0 | 0 | 0 | 0 | 0 | 0 | 0 | 0 | 0 | 0 | 0
F5_Commercial_Grocery_New_Miscellaneous_Natural Gas_Pool Heater_E10 | F5 | Commercial | Grocery | New | Miscellaneous | Natural Gas | Pool Heater | E10 | RIM BC Ratio | 0 | 0 | 0 | 0 | 0 | 0 | 0 | 0 | 0 | 0 | 0 | 0 | 0 | 0 | 0 | 0 | 0 | 0 | 0 | 0 | 0 | 0 | 0 | 0 | 0 | 0 | 0 | 0 | 0 | 0 | 0 | 0 | 0
F0_Commercial_Grocery_New_Miscellaneous_Natural Gas_Miscellaneous_E0 | F0 | Commercial | Grocery | New | Miscellaneous | Natural Gas | Miscellaneous | E0 | Economic Unit | Miscellaneous | Miscellaneous | Miscellaneous | Miscellaneous | Miscellaneous | Miscellaneous | Miscellaneous | Miscellaneous | Miscellaneous | Miscellaneous | Miscellaneous | Miscellaneous | Miscellaneous | Miscellaneous | Miscellaneous | Miscellaneous | Miscellaneous | Miscellaneous | Miscellaneous | Miscellaneous | Miscellaneous | Miscellaneous | Miscellaneous | Miscellaneous | Miscellaneous | Miscellaneous | Miscellaneous | Miscellaneous | Miscellaneous | Miscellaneous | Miscellaneous | Miscellaneous | Miscellaneous
F1_Commercial_Grocery_New_Miscellaneous_Natural Gas_Miscellaneous_E1 | F1 | Commercial | Grocery | New | Miscellaneous | Natural Gas | Miscellaneous | E1 | CCE | 0 | 0 | 0 | 0 | 0 | 0 | 0 | 0 | 0 | 0 | 0 | 0 | 0 | 0 | 0 | 0 | 0 | 0 | 0 | 0 | 0 | 0 | 0 | 0 | 0 | 0 | 0 | 0 | 0 | 0 | 0 | 0 | 0
F1_Commercial_Grocery_New_Miscellaneous_Natural Gas_Miscellaneous_E2 | F1 | Commercial | Grocery | New | Miscellaneous | Natural Gas | Miscellaneous | E2 | CCE | 0 | 0 | 0 | 0 | 0 | 0 | 0 | 0 | 0 | 0 | 0 | 0 | 0 | 0 | 0 | 0 | 0 | 0 | 0 | 0 | 0 | 0 | 0 | 0 | 0 | 0 | 0 | 0 | 0 | 0 | 0 | 0 | 0
F1_Commercial_Grocery_New_Miscellaneous_Natural Gas_Miscellaneous_E3 | F1 | Commercial | Grocery | New | Miscellaneous | Natural Gas | Miscellaneous | E3 | CCE | 0 | 0 | 0 | 0 | 0 | 0 | 0 | 0 | 0 | 0 | 0 | 0 | 0 | 0 | 0 | 0 | 0 | 0 | 0 | 0 | 0 | 0 | 0 | 0 | 0 | 0 | 0 | 0 | 0 | 0 | 0 | 0 | 0
F1_Commercial_Grocery_New_Miscellaneous_Natural Gas_Miscellaneous_E4 | F1 | Commercial | Grocery | New | Miscellaneous | Natural Gas | Miscellaneous | E4 | CCE | 0 | 0 | 0 | 0 | 0 | 0 | 0 | 0 | 0 | 0 | 0 | 0 | 0 | 0 | 0 | 0 | 0 | 0 | 0 | 0 | 0 | 0 | 0 | 0 | 0 | 0 | 0 | 0 | 0 | 0 | 0 | 0 | 0
F1_Commercial_Grocery_New_Miscellaneous_Natural Gas_Miscellaneous_E5 | F1 | Commercial | Grocery | New | Miscellaneous | Natural Gas | Miscellaneous | E5 | CCE | 0 | 0 | 0 | 0 | 0 | 0 | 0 | 0 | 0 | 0 | 0 | 0 | 0 | 0 | 0 | 0 | 0 | 0 | 0 | 0 | 0 | 0 | 0 | 0 | 0 | 0 | 0 | 0 | 0 | 0 | 0 | 0 | 0
F1_Commercial_Grocery_New_Miscellaneous_Natural Gas_Miscellaneous_E6 | F1 | Commercial | Grocery | New | Miscellaneous | Natural Gas | Miscellaneous | E6 | CCE | 0 | 0 | 0 | 0 | 0 | 0 | 0 | 0 | 0 | 0 | 0 | 0 | 0 | 0 | 0 | 0 | 0 | 0 | 0 | 0 | 0 | 0 | 0 | 0 | 0 | 0 | 0 | 0 | 0 | 0 | 0 | 0 | 0
F1_Commercial_Grocery_New_Miscellaneous_Natural Gas_Miscellaneous_E7 | F1 | Commercial | Grocery | New | Miscellaneous | Natural Gas | Miscellaneous | E7 | CCE | 0 | 0 | 0 | 0 | 0 | 0 | 0 | 0 | 0 | 0 | 0 | 0 | 0 | 0 | 0 | 0 | 0 | 0 | 0 | 0 | 0 | 0 | 0 | 0 | 0 | 0 | 0 | 0 | 0 | 0 | 0 | 0 | 0
F1_Commercial_Grocery_New_Miscellaneous_Natural Gas_Miscellaneous_E8 | F1 | Commercial | Grocery | New | Miscellaneous | Natural Gas | Miscellaneous | E8 | CCE | 0 | 0 | 0 | 0 | 0 | 0 | 0 | 0 | 0 | 0 | 0 | 0 | 0 | 0 | 0 | 0 | 0 | 0 | 0 | 0 | 0 | 0 | 0 | 0 | 0 | 0 | 0 | 0 | 0 | 0 | 0 | 0 | 0
F1_Commercial_Grocery_New_Miscellaneous_Natural Gas_Miscellaneous_E9 | F1 | Commercial | Grocery | New | Miscellaneous | Natural Gas | Miscellaneous | E9 | CCE | 0 | 0 | 0 | 0 | 0 | 0 | 0 | 0 | 0 | 0 | 0 | 0 | 0 | 0 | 0 | 0 | 0 | 0 | 0 | 0 | 0 | 0 | 0 | 0 | 0 | 0 | 0 | 0 | 0 | 0 | 0 | 0 | 0
F1_Commercial_Grocery_New_Miscellaneous_Natural Gas_Miscellaneous_E10 | F1 | Commercial | Grocery | New | Miscellaneous | Natural Gas | Miscellaneous | E10 | CCE | 0 | 0 | 0 | 0 | 0 | 0 | 0 | 0 | 0 | 0 | 0 | 0 | 0 | 0 | 0 | 0 | 0 | 0 | 0 | 0 | 0 | 0 | 0 | 0 | 0 | 0 | 0 | 0 | 0 | 0 | 0 | 0 | 0
F2_Commercial_Grocery_New_Miscellaneous_Natural Gas_Miscellaneous_E1 | F2 | Commercial | Grocery | New | Miscellaneous | Natural Gas | Miscellaneous | E1 | TRC BC Ratio | bar: 2019 to 2051
F2_Commercial_Grocery_New_Miscellaneous_Natural Gas_Miscellaneous_E2 | F2 | Commercial | Grocery | New | Miscellaneous | Natural Gas | Miscellaneous | E2 | TRC BC Ratio | 0 | 0 | 0 | 0 | 0 | 0 | 0 | 0 | 0 | 0 | 0 | 0 | 0 | 0 | 0 | 0 | 0 | 0 | 0 | 0 | 0 | 0 | 0 | 0 | 0 | 0 | 0 | 0 | 0 | 0 | 0 | 0 | 0
F2_Commercial_Grocery_New_Miscellaneous_Natural Gas_Miscellaneous_E3 | F2 | Commercial | Grocery | New | Miscellaneous | Natural Gas | Miscellaneous | E3 | TRC BC Ratio | 0 | 0 | 0 | 0 | 0 | 0 | 0 | 0 | 0 | 0 | 0 | 0 | 0 | 0 | 0 | 0 | 0 | 0 | 0 | 0 | 0 | 0 | 0 | 0 | 0 | 0 | 0 | 0 | 0 | 0 | 0 | 0 | 0
F2_Commercial_Grocery_New_Miscellaneous_Natural Gas_Miscellaneous_E4 | F2 | Commercial | Grocery | New | Miscellaneous | Natural Gas | Miscellaneous | E4 | TRC BC Ratio | 0 | 0 | 0 | 0 | 0 | 0 | 0 | 0 | 0 | 0 | 0 | 0 | 0 | 0 | 0 | 0 | 0 | 0 | 0 | 0 | 0 | 0 | 0 | 0 | 0 | 0 | 0 | 0 | 0 | 0 | 0 | 0 | 0
F2_Commercial_Grocery_New_Miscellaneous_Natural Gas_Miscellaneous_E5 | F2 | Commercial | Grocery | New | Miscellaneous | Natural Gas | Miscellaneous | E5 | TRC BC Ratio | 0 | 0 | 0 | 0 | 0 | 0 | 0 | 0 | 0 | 0 | 0 | 0 | 0 | 0 | 0 | 0 | 0 | 0 | 0 | 0 | 0 | 0 | 0 | 0 | 0 | 0 | 0 | 0 | 0 | 0 | 0 | 0 | 0
F2_Commercial_Grocery_New_Miscellaneous_Natural Gas_Miscellaneous_E6 | F2 | Commercial | Grocery | New | Miscellaneous | Natural Gas | Miscellaneous | E6 | TRC BC Ratio | 0 | 0 | 0 | 0 | 0 | 0 | 0 | 0 | 0 | 0 | 0 | 0 | 0 | 0 | 0 | 0 | 0 | 0 | 0 | 0 | 0 | 0 | 0 | 0 | 0 | 0 | 0 | 0 | 0 | 0 | 0 | 0 | 0
F2_Commercial_Grocery_New_Miscellaneous_Natural Gas_Miscellaneous_E7 | F2 | Commercial | Grocery | New | Miscellaneous | Natural Gas | Miscellaneous | E7 | TRC BC Ratio | 0 | 0 | 0 | 0 | 0 | 0 | 0 | 0 | 0 | 0 | 0 | 0 | 0 | 0 | 0 | 0 | 0 | 0 | 0 | 0 | 0 | 0 | 0 | 0 | 0 | 0 | 0 | 0 | 0 | 0 | 0 | 0 | 0
F2_Commercial_Grocery_New_Miscellaneous_Natural Gas_Miscellaneous_E8 | F2 | Commercial | Grocery | New | Miscellaneous | Natural Gas | Miscellaneous | E8 | TRC BC Ratio | 0 | 0 | 0 | 0 | 0 | 0 | 0 | 0 | 0 | 0 | 0 | 0 | 0 | 0 | 0 | 0 | 0 | 0 | 0 | 0 | 0 | 0 | 0 | 0 | 0 | 0 | 0 | 0 | 0 | 0 | 0 | 0 | 0
F2_Commercial_Grocery_New_Miscellaneous_Natural Gas_Miscellaneous_E9 | F2 | Commercial | Grocery | New | Miscellaneous | Natural Gas | Miscellaneous | E9 | TRC BC Ratio | 0 | 0 | 0 | 0 | 0 | 0 | 0 | 0 | 0 | 0 | 0 | 0 | 0 | 0 | 0 | 0 | 0 | 0 | 0 | 0 | 0 | 0 | 0 | 0 | 0 | 0 | 0 | 0 | 0 | 0 | 0 | 0 | 0
F2_Commercial_Grocery_New_Miscellaneous_Natural Gas_Miscellaneous_E10 | F2 | Commercial | Grocery | New | Miscellaneous | Natural Gas | Miscellaneous | E10 | TRC BC Ratio | 0 | 0 | 0 | 0 | 0 | 0 | 0 | 0 | 0 | 0 | 0 | 0 | 0 | 0 | 0 | 0 | 0 | 0 | 0 | 0 | 0 | 0 | 0 | 0 | 0 | 0 | 0 | 0 | 0 | 0 | 0 | 0 | 0
F3_Commercial_Grocery_New_Miscellaneous_Natural Gas_Miscellaneous_E1 | F3 | Commercial | Grocery | New | Miscellaneous | Natural Gas | Miscellaneous | E1 | PACT BC Ratio | bar: 2019 to 2051
F3_Commercial_Grocery_New_Miscellaneous_Natural Gas_Miscellaneous_E2 | F3 | Commercial | Grocery | New | Miscellaneous | Natural Gas | Miscellaneous | E2 | PACT BC Ratio | 0 | 0 | 0 | 0 | 0 | 0 | 0 | 0 | 0 | 0 | 0 | 0 | 0 | 0 | 0 | 0 | 0 | 0 | 0 | 0 | 0 | 0 | 0 | 0 | 0 | 0 | 0 | 0 | 0 | 0 | 0 | 0 | 0
F3_Commercial_Grocery_New_Miscellaneous_Natural Gas_Miscellaneous_E3 | F3 | Commercial | Grocery | New | Miscellaneous | Natural Gas | Miscellaneous | E3 | PACT BC Ratio | 0 | 0 | 0 | 0 | 0 | 0 | 0 | 0 | 0 | 0 | 0 | 0 | 0 | 0 | 0 | 0 | 0 | 0 | 0 | 0 | 0 | 0 | 0 | 0 | 0 | 0 | 0 | 0 | 0 | 0 | 0 | 0 | 0
F3_Commercial_Grocery_New_Miscellaneous_Natural Gas_Miscellaneous_E4 | F3 | Commercial | Grocery | New | Miscellaneous | Natural Gas | Miscellaneous | E4 | PACT BC Ratio | 0 | 0 | 0 | 0 | 0 | 0 | 0 | 0 | 0 | 0 | 0 | 0 | 0 | 0 | 0 | 0 | 0 | 0 | 0 | 0 | 0 | 0 | 0 | 0 | 0 | 0 | 0 | 0 | 0 | 0 | 0 | 0 | 0
F3_Commercial_Grocery_New_Miscellaneous_Natural Gas_Miscellaneous_E5 | F3 | Commercial | Grocery | New | Miscellaneous | Natural Gas | Miscellaneous | E5 | PACT BC Ratio | 0 | 0 | 0 | 0 | 0 | 0 | 0 | 0 | 0 | 0 | 0 | 0 | 0 | 0 | 0 | 0 | 0 | 0 | 0 | 0 | 0 | 0 | 0 | 0 | 0 | 0 | 0 | 0 | 0 | 0 | 0 | 0 | 0
F3_Commercial_Grocery_New_Miscellaneous_Natural Gas_Miscellaneous_E6 | F3 | Commercial | Grocery | New | Miscellaneous | Natural Gas | Miscellaneous | E6 | PACT BC Ratio | 0 | 0 | 0 | 0 | 0 | 0 | 0 | 0 | 0 | 0 | 0 | 0 | 0 | 0 | 0 | 0 | 0 | 0 | 0 | 0 | 0 | 0 | 0 | 0 | 0 | 0 | 0 | 0 | 0 | 0 | 0 | 0 | 0
F3_Commercial_Grocery_New_Miscellaneous_Natural Gas_Miscellaneous_E7 | F3 | Commercial | Grocery | New | Miscellaneous | Natural Gas | Miscellaneous | E7 | PACT BC Ratio | 0 | 0 | 0 | 0 | 0 | 0 | 0 | 0 | 0 | 0 | 0 | 0 | 0 | 0 | 0 | 0 | 0 | 0 | 0 | 0 | 0 | 0 | 0 | 0 | 0 | 0 | 0 | 0 | 0 | 0 | 0 | 0 | 0
F3_Commercial_Grocery_New_Miscellaneous_Natural Gas_Miscellaneous_E8 | F3 | Commercial | Grocery | New | Miscellaneous | Natural Gas | Miscellaneous | E8 | PACT BC Ratio | 0 | 0 | 0 | 0 | 0 | 0 | 0 | 0 | 0 | 0 | 0 | 0 | 0 | 0 | 0 | 0 | 0 | 0 | 0 | 0 | 0 | 0 | 0 | 0 | 0 | 0 | 0 | 0 | 0 | 0 | 0 | 0 | 0
F3_Commercial_Grocery_New_Miscellaneous_Natural Gas_Miscellaneous_E9 | F3 | Commercial | Grocery | New | Miscellaneous | Natural Gas | Miscellaneous | E9 | PACT BC Ratio | 0 | 0 | 0 | 0 | 0 | 0 | 0 | 0 | 0 | 0 | 0 | 0 | 0 | 0 | 0 | 0 | 0 | 0 | 0 | 0 | 0 | 0 | 0 | 0 | 0 | 0 | 0 | 0 | 0 | 0 | 0 | 0 | 0
F3_Commercial_Grocery_New_Miscellaneous_Natural Gas_Miscellaneous_E10 | F3 | Commercial | Grocery | New | Miscellaneous | Natural Gas | Miscellaneous | E10 | PACT BC Ratio | 0 | 0 | 0 | 0 | 0 | 0 | 0 | 0 | 0 | 0 | 0 | 0 | 0 | 0 | 0 | 0 | 0 | 0 | 0 | 0 | 0 | 0 | 0 | 0 | 0 | 0 | 0 | 0 | 0 | 0 | 0 | 0 | 0
F4_Commercial_Grocery_New_Miscellaneous_Natural Gas_Miscellaneous_E1 | F4 | Commercial | Grocery | New | Miscellaneous | Natural Gas | Miscellaneous | E1 | RVT BC Ratio | bar: 2019 to 2051
F4_Commercial_Grocery_New_Miscellaneous_Natural Gas_Miscellaneous_E2 | F4 | Commercial | Grocery | New | Miscellaneous | Natural Gas | Miscellaneous | E2 | RVT BC Ratio | 0 | 0 | 0 | 0 | 0 | 0 | 0 | 0 | 0 | 0 | 0 | 0 | 0 | 0 | 0 | 0 | 0 | 0 | 0 | 0 | 0 | 0 | 0 | 0 | 0 | 0 | 0 | 0 | 0 | 0 | 0 | 0 | 0
F4_Commercial_Grocery_New_Miscellaneous_Natural Gas_Miscellaneous_E3 | F4 | Commercial | Grocery | New | Miscellaneous | Natural Gas | Miscellaneous | E3 | RVT BC Ratio | 0 | 0 | 0 | 0 | 0 | 0 | 0 | 0 | 0 | 0 | 0 | 0 | 0 | 0 | 0 | 0 | 0 | 0 | 0 | 0 | 0 | 0 | 0 | 0 | 0 | 0 | 0 | 0 | 0 | 0 | 0 | 0 | 0
F4_Commercial_Grocery_New_Miscellaneous_Natural Gas_Miscellaneous_E4 | F4 | Commercial | Grocery | New | Miscellaneous | Natural Gas | Miscellaneous | E4 | RVT BC Ratio | 0 | 0 | 0 | 0 | 0 | 0 | 0 | 0 | 0 | 0 | 0 | 0 | 0 | 0 | 0 | 0 | 0 | 0 | 0 | 0 | 0 | 0 | 0 | 0 | 0 | 0 | 0 | 0 | 0 | 0 | 0 | 0 | 0
F4_Commercial_Grocery_New_Miscellaneous_Natural Gas_Miscellaneous_E5 | F4 | Commercial | Grocery | New | Miscellaneous | Natural Gas | Miscellaneous | E5 | RVT BC Ratio | 0 | 0 | 0 | 0 | 0 | 0 | 0 | 0 | 0 | 0 | 0 | 0 | 0 | 0 | 0 | 0 | 0 | 0 | 0 | 0 | 0 | 0 | 0 | 0 | 0 | 0 | 0 | 0 | 0 | 0 | 0 | 0 | 0
F4_Commercial_Grocery_New_Miscellaneous_Natural Gas_Miscellaneous_E6 | F4 | Commercial | Grocery | New | Miscellaneous | Natural Gas | Miscellaneous | E6 | RVT BC Ratio | 0 | 0 | 0 | 0 | 0 | 0 | 0 | 0 | 0 | 0 | 0 | 0 | 0 | 0 | 0 | 0 | 0 | 0 | 0 | 0 | 0 | 0 | 0 | 0 | 0 | 0 | 0 | 0 | 0 | 0 | 0 | 0 | 0
F4_Commercial_Grocery_New_Miscellaneous_Natural Gas_Miscellaneous_E7 | F4 | Commercial | Grocery | New | Miscellaneous | Natural Gas | Miscellaneous | E7 | RVT BC Ratio | 0 | 0 | 0 | 0 | 0 | 0 | 0 | 0 | 0 | 0 | 0 | 0 | 0 | 0 | 0 | 0 | 0 | 0 | 0 | 0 | 0 | 0 | 0 | 0 | 0 | 0 | 0 | 0 | 0 | 0 | 0 | 0 | 0
F4_Commercial_Grocery_New_Miscellaneous_Natural Gas_Miscellaneous_E8 | F4 | Commercial | Grocery | New | Miscellaneous | Natural Gas | Miscellaneous | E8 | RVT BC Ratio | 0 | 0 | 0 | 0 | 0 | 0 | 0 | 0 | 0 | 0 | 0 | 0 | 0 | 0 | 0 | 0 | 0 | 0 | 0 | 0 | 0 | 0 | 0 | 0 | 0 | 0 | 0 | 0 | 0 | 0 | 0 | 0 | 0
F4_Commercial_Grocery_New_Miscellaneous_Natural Gas_Miscellaneous_E9 | F4 | Commercial | Grocery | New | Miscellaneous | Natural Gas | Miscellaneous | E9 | RVT BC Ratio | 0 | 0 | 0 | 0 | 0 | 0 | 0 | 0 | 0 | 0 | 0 | 0 | 0 | 0 | 0 | 0 | 0 | 0 | 0 | 0 | 0 | 0 | 0 | 0 | 0 | 0 | 0 | 0 | 0 | 0 | 0 | 0 | 0
F4_Commercial_Grocery_New_Miscellaneous_Natural Gas_Miscellaneous_E10 | F4 | Commercial | Grocery | New | Miscellaneous | Natural Gas | Miscellaneous | E10 | RVT BC Ratio | 0 | 0 | 0 | 0 | 0 | 0 | 0 | 0 | 0 | 0 | 0 | 0 | 0 | 0 | 0 | 0 | 0 | 0 | 0 | 0 | 0 | 0 | 0 | 0 | 0 | 0 | 0 | 0 | 0 | 0 | 0 | 0 | 0
F5_Commercial_Grocery_New_Miscellaneous_Natural Gas_Miscellaneous_E1 | F5 | Commercial | Grocery | New | Miscellaneous | Natural Gas | Miscellaneous | E1 | RIM BC Ratio | bar: 2019 to 2051
F5_Commercial_Grocery_New_Miscellaneous_Natural Gas_Miscellaneous_E2 | F5 | Commercial | Grocery | New | Miscellaneous | Natural Gas | Miscellaneous | E2 | RIM BC Ratio | 0 | 0 | 0 | 0 | 0 | 0 | 0 | 0 | 0 | 0 | 0 | 0 | 0 | 0 | 0 | 0 | 0 | 0 | 0 | 0 | 0 | 0 | 0 | 0 | 0 | 0 | 0 | 0 | 0 | 0 | 0 | 0 | 0
F5_Commercial_Grocery_New_Miscellaneous_Natural Gas_Miscellaneous_E3 | F5 | Commercial | Grocery | New | Miscellaneous | Natural Gas | Miscellaneous | E3 | RIM BC Ratio | 0 | 0 | 0 | 0 | 0 | 0 | 0 | 0 | 0 | 0 | 0 | 0 | 0 | 0 | 0 | 0 | 0 | 0 | 0 | 0 | 0 | 0 | 0 | 0 | 0 | 0 | 0 | 0 | 0 | 0 | 0 | 0 | 0
F5_Commercial_Grocery_New_Miscellaneous_Natural Gas_Miscellaneous_E4 | F5 | Commercial | Grocery | New | Miscellaneous | Natural Gas | Miscellaneous | E4 | RIM BC Ratio | 0 | 0 | 0 | 0 | 0 | 0 | 0 | 0 | 0 | 0 | 0 | 0 | 0 | 0 | 0 | 0 | 0 | 0 | 0 | 0 | 0 | 0 | 0 | 0 | 0 | 0 | 0 | 0 | 0 | 0 | 0 | 0 | 0
F5_Commercial_Grocery_New_Miscellaneous_Natural Gas_Miscellaneous_E5 | F5 | Commercial | Grocery | New | Miscellaneous | Natural Gas | Miscellaneous | E5 | RIM BC Ratio | 0 | 0 | 0 | 0 | 0 | 0 | 0 | 0 | 0 | 0 | 0 | 0 | 0 | 0 | 0 | 0 | 0 | 0 | 0 | 0 | 0 | 0 | 0 | 0 | 0 | 0 | 0 | 0 | 0 | 0 | 0 | 0 | 0
F5_Commercial_Grocery_New_Miscellaneous_Natural Gas_Miscellaneous_E6 | F5 | Commercial | Grocery | New | Miscellaneous | Natural Gas | Miscellaneous | E6 | RIM BC Ratio | 0 | 0 | 0 | 0 | 0 | 0 | 0 | 0 | 0 | 0 | 0 | 0 | 0 | 0 | 0 | 0 | 0 | 0 | 0 | 0 | 0 | 0 | 0 | 0 | 0 | 0 | 0 | 0 | 0 | 0 | 0 | 0 | 0
F5_Commercial_Grocery_New_Miscellaneous_Natural Gas_Miscellaneous_E7 | F5 | Commercial | Grocery | New | Miscellaneous | Natural Gas | Miscellaneous | E7 | RIM BC Ratio | 0 | 0 | 0 | 0 | 0 | 0 | 0 | 0 | 0 | 0 | 0 | 0 | 0 | 0 | 0 | 0 | 0 | 0 | 0 | 0 | 0 | 0 | 0 | 0 | 0 | 0 | 0 | 0 | 0 | 0 | 0 | 0 | 0
F5_Commercial_Grocery_New_Miscellaneous_Natural Gas_Miscellaneous_E8 | F5 | Commercial | Grocery | New | Miscellaneous | Natural Gas | Miscellaneous | E8 | RIM BC Ratio | 0 | 0 | 0 | 0 | 0 | 0 | 0 | 0 | 0 | 0 | 0 | 0 | 0 | 0 | 0 | 0 | 0 | 0 | 0 | 0 | 0 | 0 | 0 | 0 | 0 | 0 | 0 | 0 | 0 | 0 | 0 | 0 | 0
F5_Commercial_Grocery_New_Miscellaneous_Natural Gas_Miscellaneous_E9 | F5 | Commercial | Grocery | New | Miscellaneous | Natural Gas | Miscellaneous | E9 | RIM BC Ratio | 0 | 0 | 0 | 0 | 0 | 0 | 0 | 0 | 0 | 0 | 0 | 0 | 0 | 0 | 0 | 0 | 0 | 0 | 0 | 0 | 0 | 0 | 0 | 0 | 0 | 0 | 0 | 0 | 0 | 0 | 0 | 0 | 0
F5_Commercial_Grocery_New_Miscellaneous_Natural Gas_Miscellaneous_E10 | F5 | Commercial | Grocery | New | Miscellaneous | Natural Gas | Miscellaneous | E10 | RIM BC Ratio | 0 | 0 | 0 | 0 | 0 | 0 | 0 | 0 | 0 | 0 | 0 | 0 | 0 | 0 | 0 | 0 | 0 | 0 | 0 | 0 | 0 | 0 | 0 | 0 | 0 | 0 | 0 | 0 | 0 | 0 | 0 | 0 | 0
F0_Commercial_School_Existing_Space Heating_Natural Gas_Furnace_E0 | F0 | Commercial | School | Existing | Space Heating | Natural Gas | Furnace | E0 | Economic Unit | AFUE 96% | AFUE 96% | AFUE 96% | AFUE 96% | AFUE 96% | AFUE 96% | AFUE 96% | AFUE 96% | AFUE 96% | AFUE 96% | AFUE 96% | AFUE 96% | AFUE 96% | AFUE 96% | AFUE 96% | AFUE 96% | AFUE 96% | AFUE 96% | AFUE 96% | AFUE 96% | AFUE 96% | AFUE 96% | AFUE 96% | AFUE 96% | AFUE 96% | AFUE 96% | AFUE 96% | AFUE 96% | AFUE 96% | AFUE 96% | AFUE 96% | AFUE 96% | AFUE 96%
F1_Commercial_School_Existing_Space Heating_Natural Gas_Furnace_E1 | F1 | Commercial | School | Existing | Space Heating | Natural Gas | Furnace | E1 | CCE | 0 | 0 | 0 | 0 | 0 | 0 | 0 | 0 | 0 | 0 | 0 | 0 | 0 | 0 | 0 | 0 | 0 | 0 | 0 | 0 | 0 | 0 | 0 | 0 | 0 | 0 | 0 | 0 | 0 | 0 | 0 | 0 | 0
F1_Commercial_School_Existing_Space Heating_Natural Gas_Furnace_E2 | F1 | Commercial | School | Existing | Space Heating | Natural Gas | Furnace | E2 | CCE | 0.35001 | 0.35001 | 0.35188 | 0.35376 | 0.35566 | 0.35758 | 0.35953 | 0.3615 | 0.36348 | 0.36549 | 0.36752 | 0.36958 | 0.37165 | 0.37375 | 0.37588 | 0.37803 | 0.3802 | 0.38239 | 0.38462 | 0.38687 | 0.38915 | 0.39144 | 0.39378 | 0.39613 | 0.39852 | 0.40093 | 0.40338 | 0.40585 | 0.40835 | 0.41088 | 0.41345 | 0.41605 | 0.41605
F1_Commercial_School_Existing_Space Heating_Natural Gas_Furnace_E3 | F1 | Commercial | School | Existing | Space Heating | Natural Gas | Furnace | E3 | CCE | 0.46672 | 0.46672 | 0.46921 | 0.47172 | 0.47425 | 0.47682 | 0.47941 | 0.48203 | 0.48468 | 0.48736 | 0.49007 | 0.49281 | 0.49558 | 0.49837 | 0.50121 | 0.50407 | 0.50697 | 0.5099 | 0.51287 | 0.51587 | 0.5189 | 0.52196 | 0.52507 | 0.52822 | 0.5314 | 0.53461 | 0.53787 | 0.54117 | 0.54451 | 0.54789 | 0.55131 | 0.55478 | 0.55478
F1_Commercial_School_Existing_Space Heating_Natural Gas_Furnace_E4 | F1 | Commercial | School | Existing | Space Heating | Natural Gas | Furnace | E4 | CCE | 12.7591 | 12.7591 | 12.8271 | 12.8957 | 12.9651 | 13.0351 | 13.1061 | 13.1777 | 13.2501 | 13.3233 | 13.3974 | 13.4723 | 13.548 | 13.6245 | 13.702 | 13.7803 | 13.8595 | 13.9395 | 14.0206 | 14.1026 | 14.1856 | 14.2693 | 14.3544 | 14.4403 | 14.5273 | 14.6151 | 14.7043 | 14.7944 | 14.8857 | 14.978 | 15.0717 | 15.1665 | 15.1665
F1_Commercial_School_Existing_Space Heating_Natural Gas_Furnace_E5 | F1 | Commercial | School | Existing | Space Heating | Natural Gas | Furnace | E5 | CCE | 0 | 0 | 0 | 0 | 0 | 0 | 0 | 0 | 0 | 0 | 0 | 0 | 0 | 0 | 0 | 0 | 0 | 0 | 0 | 0 | 0 | 0 | 0 | 0 | 0 | 0 | 0 | 0 | 0 | 0 | 0 | 0 | 0
F1_Commercial_School_Existing_Space Heating_Natural Gas_Furnace_E6 | F1 | Commercial | School | Existing | Space Heating | Natural Gas | Furnace | E6 | CCE | 0 | 0 | 0 | 0 | 0 | 0 | 0 | 0 | 0 | 0 | 0 | 0 | 0 | 0 | 0 | 0 | 0 | 0 | 0 | 0 | 0 | 0 | 0 | 0 | 0 | 0 | 0 | 0 | 0 | 0 | 0 | 0 | 0
F1_Commercial_School_Existing_Space Heating_Natural Gas_Furnace_E7 | F1 | Commercial | School | Existing | Space Heating | Natural Gas | Furnace | E7 | CCE | 0 | 0 | 0 | 0 | 0 | 0 | 0 | 0 | 0 | 0 | 0 | 0 | 0 | 0 | 0 | 0 | 0 | 0 | 0 | 0 | 0 | 0 | 0 | 0 | 0 | 0 | 0 | 0 | 0 | 0 | 0 | 0 | 0
F1_Commercial_School_Existing_Space Heating_Natural Gas_Furnace_E8 | F1 | Commercial | School | Existing | Space Heating | Natural Gas | Furnace | E8 | CCE | 0 | 0 | 0 | 0 | 0 | 0 | 0 | 0 | 0 | 0 | 0 | 0 | 0 | 0 | 0 | 0 | 0 | 0 | 0 | 0 | 0 | 0 | 0 | 0 | 0 | 0 | 0 | 0 | 0 | 0 | 0 | 0 | 0
F1_Commercial_School_Existing_Space Heating_Natural Gas_Furnace_E9 | F1 | Commercial | School | Existing | Space Heating | Natural Gas | Furnace | E9 | CCE | 0 | 0 | 0 | 0 | 0 | 0 | 0 | 0 | 0 | 0 | 0 | 0 | 0 | 0 | 0 | 0 | 0 | 0 | 0 | 0 | 0 | 0 | 0 | 0 | 0 | 0 | 0 | 0 | 0 | 0 | 0 | 0 | 0
F1_Commercial_School_Existing_Space Heating_Natural Gas_Furnace_E10 | F1 | Commercial | School | Existing | Space Heating | Natural Gas | Furnace | E10 | CCE | 0 | 0 | 0 | 0 | 0 | 0 | 0 | 0 | 0 | 0 | 0 | 0 | 0 | 0 | 0 | 0 | 0 | 0 | 0 | 0 | 0 | 0 | 0 | 0 | 0 | 0 | 0 | 0 | 0 | 0 | 0 | 0 | 0
F2_Commercial_School_Existing_Space Heating_Natural Gas_Furnace_E1 | F2 | Commercial | School | Existing | Space Heating | Natural Gas | Furnace | E1 | TRC BC Ratio | bar: 2019 to 2051
F2_Commercial_School_Existing_Space Heating_Natural Gas_Furnace_E2 | F2 | Commercial | School | Existing | Space Heating | Natural Gas | Furnace | E2 | TRC BC Ratio | 5.1172 | 5.1217 | 5.1267 | 5.1341 | 5.1447 | 5.1608 | 5.1721 | 5.1808 | 5.1905 | 5.1995 | 5.2056 | 5.2094 | 5.2128 | 5.2159 | 5.2199 | 5.2215 | 5.2244 | 5.2298 | 5.2355 | 5.2421 | 5.2499 | 5.2565 | 5.2616 | 5.2655 | 5.2681 | 5.2688 | 5.2675 | 5.2646 | 5.2624 | 5.2613 | 5.2621 | 5.2624 | 5.2624
F2_Commercial_School_Existing_Space Heating_Natural Gas_Furnace_E3 | F2 | Commercial | School | Existing | Space Heating | Natural Gas | Furnace | E3 | TRC BC Ratio | 3.8376 | 3.841 | 3.8447 | 3.8503 | 3.8582 | 3.8703 | 3.8788 | 3.8853 | 3.8926 | 3.8993 | 3.9039 | 3.9068 | 3.9093 | 3.9116 | 3.9146 | 3.9159 | 3.918 | 3.922 | 3.9263 | 3.9313 | 3.9371 | 3.9421 | 3.9459 | 3.9488 | 3.9508 | 3.9513 | 3.9503 | 3.9482 | 3.9465 | 3.9457 | 3.9463 | 3.9465 | 3.9465
F2_Commercial_School_Existing_Space Heating_Natural Gas_Furnace_E4 | F2 | Commercial | School | Existing | Space Heating | Natural Gas | Furnace | E4 | TRC BC Ratio | 0.142 | 0.14213 | 0.14228 | 0.14247 | 0.14273 | 0.14307 | 0.14335 | 0.14359 | 0.14384 | 0.14406 | 0.14422 | 0.14432 | 0.14439 | 0.14444 | 0.14448 | 0.14449 | 0.14451 | 0.14457 | 0.14464 | 0.14473 | 0.14485 | 0.14494 | 0.14501 | 0.14507 | 0.1451 | 0.14511 | 0.14509 | 0.14505 | 0.14502 | 0.14501 | 0.14502 | 0.14502 | 0.14502
F2_Commercial_School_Existing_Space Heating_Natural Gas_Furnace_E5 | F2 | Commercial | School | Existing | Space Heating | Natural Gas | Furnace | E5 | TRC BC Ratio | 0 | 0 | 0 | 0 | 0 | 0 | 0 | 0 | 0 | 0 | 0 | 0 | 0 | 0 | 0 | 0 | 0 | 0 | 0 | 0 | 0 | 0 | 0 | 0 | 0 | 0 | 0 | 0 | 0 | 0 | 0 | 0 | 0
F2_Commercial_School_Existing_Space Heating_Natural Gas_Furnace_E6 | F2 | Commercial | School | Existing | Space Heating | Natural Gas | Furnace | E6 | TRC BC Ratio | 0 | 0 | 0 | 0 | 0 | 0 | 0 | 0 | 0 | 0 | 0 | 0 | 0 | 0 | 0 | 0 | 0 | 0 | 0 | 0 | 0 | 0 | 0 | 0 | 0 | 0 | 0 | 0 | 0 | 0 | 0 | 0 | 0
F2_Commercial_School_Existing_Space Heating_Natural Gas_Furnace_E7 | F2 | Commercial | School | Existing | Space Heating | Natural Gas | Furnace | E7 | TRC BC Ratio | 0 | 0 | 0 | 0 | 0 | 0 | 0 | 0 | 0 | 0 | 0 | 0 | 0 | 0 | 0 | 0 | 0 | 0 | 0 | 0 | 0 | 0 | 0 | 0 | 0 | 0 | 0 | 0 | 0 | 0 | 0 | 0 | 0
F2_Commercial_School_Existing_Space Heating_Natural Gas_Furnace_E8 | F2 | Commercial | School | Existing | Space Heating | Natural Gas | Furnace | E8 | TRC BC Ratio | 0 | 0 | 0 | 0 | 0 | 0 | 0 | 0 | 0 | 0 | 0 | 0 | 0 | 0 | 0 | 0 | 0 | 0 | 0 | 0 | 0 | 0 | 0 | 0 | 0 | 0 | 0 | 0 | 0 | 0 | 0 | 0 | 0
F2_Commercial_School_Existing_Space Heating_Natural Gas_Furnace_E9 | F2 | Commercial | School | Existing | Space Heating | Natural Gas | Furnace | E9 | TRC BC Ratio | 0 | 0 | 0 | 0 | 0 | 0 | 0 | 0 | 0 | 0 | 0 | 0 | 0 | 0 | 0 | 0 | 0 | 0 | 0 | 0 | 0 | 0 | 0 | 0 | 0 | 0 | 0 | 0 | 0 | 0 | 0 | 0 | 0
F2_Commercial_School_Existing_Space Heating_Natural Gas_Furnace_E10 | F2 | Commercial | School | Existing | Space Heating | Natural Gas | Furnace | E10 | TRC BC Ratio | 0 | 0 | 0 | 0 | 0 | 0 | 0 | 0 | 0 | 0 | 0 | 0 | 0 | 0 | 0 | 0 | 0 | 0 | 0 | 0 | 0 | 0 | 0 | 0 | 0 | 0 | 0 | 0 | 0 | 0 | 0 | 0 | 0
F3_Commercial_School_Existing_Space Heating_Natural Gas_Furnace_E1 | F3 | Commercial | School | Existing | Space Heating | Natural Gas | Furnace | E1 | PACT BC Ratio | bar: 2019 to 2051
F3_Commercial_School_Existing_Space Heating_Natural Gas_Furnace_E2 | F3 | Commercial | School | Existing | Space Heating | Natural Gas | Furnace | E2 | PACT BC Ratio | 6.8229 | 6.829 | 6.8356 | 6.8455 | 6.8596 | 6.8811 | 6.8961 | 6.9078 | 6.9207 | 6.9326 | 6.9408 | 6.9459 | 6.9504 | 6.9545 | 6.9599 | 6.962 | 6.9658 | 6.973 | 6.9806 | 6.9895 | 6.9999 | 7.0087 | 7.0155 | 7.0207 | 7.0241 | 7.0251 | 7.0233 | 7.0195 | 7.0165 | 7.0151 | 7.0161 | 7.0165 | 7.0165
F3_Commercial_School_Existing_Space Heating_Natural Gas_Furnace_E3 | F3 | Commercial | School | Existing | Space Heating | Natural Gas | Furnace | E3 | PACT BC Ratio | 5.1168 | 5.1213 | 5.1263 | 5.1337 | 5.1443 | 5.1604 | 5.1717 | 5.1804 | 5.1901 | 5.1991 | 5.2052 | 5.209 | 5.2124 | 5.2155 | 5.2195 | 5.2211 | 5.224 | 5.2294 | 5.2351 | 5.2417 | 5.2495 | 5.2561 | 5.2612 | 5.2651 | 5.2677 | 5.2684 | 5.2671 | 5.2642 | 5.262 | 5.2609 | 5.2617 | 5.262 | 5.262
F3_Commercial_School_Existing_Space Heating_Natural Gas_Furnace_E4 | F3 | Commercial | School | Existing | Space Heating | Natural Gas | Furnace | E4 | PACT BC Ratio | 0.18933 | 0.1895 | 0.1897 | 0.18996 | 0.19031 | 0.19076 | 0.19113 | 0.19146 | 0.19178 | 0.19208 | 0.19229 | 0.19243 | 0.19252 | 0.19258 | 0.19265 | 0.19265 | 0.19268 | 0.19276 | 0.19285 | 0.19298 | 0.19313 | 0.19325 | 0.19335 | 0.19342 | 0.19347 | 0.19348 | 0.19346 | 0.1934 | 0.19336 | 0.19334 | 0.19336 | 0.19336 | 0.19336
F3_Commercial_School_Existing_Space Heating_Natural Gas_Furnace_E5 | F3 | Commercial | School | Existing | Space Heating | Natural Gas | Furnace | E5 | PACT BC Ratio | 0 | 0 | 0 | 0 | 0 | 0 | 0 | 0 | 0 | 0 | 0 | 0 | 0 | 0 | 0 | 0 | 0 | 0 | 0 | 0 | 0 | 0 | 0 | 0 | 0 | 0 | 0 | 0 | 0 | 0 | 0 | 0 | 0
F3_Commercial_School_Existing_Space Heating_Natural Gas_Furnace_E6 | F3 | Commercial | School | Existing | Space Heating | Natural Gas | Furnace | E6 | PACT BC Ratio | 0 | 0 | 0 | 0 | 0 | 0 | 0 | 0 | 0 | 0 | 0 | 0 | 0 | 0 | 0 | 0 | 0 | 0 | 0 | 0 | 0 | 0 | 0 | 0 | 0 | 0 | 0 | 0 | 0 | 0 | 0 | 0 | 0
F3_Commercial_School_Existing_Space Heating_Natural Gas_Furnace_E7 | F3 | Commercial | School | Existing | Space Heating | Natural Gas | Furnace | E7 | PACT BC Ratio | 0 | 0 | 0 | 0 | 0 | 0 | 0 | 0 | 0 | 0 | 0 | 0 | 0 | 0 | 0 | 0 | 0 | 0 | 0 | 0 | 0 | 0 | 0 | 0 | 0 | 0 | 0 | 0 | 0 | 0 | 0 | 0 | 0
F3_Commercial_School_Existing_Space Heating_Natural Gas_Furnace_E8 | F3 | Commercial | School | Existing | Space Heating | Natural Gas | Furnace | E8 | PACT BC Ratio | 0 | 0 | 0 | 0 | 0 | 0 | 0 | 0 | 0 | 0 | 0 | 0 | 0 | 0 | 0 | 0 | 0 | 0 | 0 | 0 | 0 | 0 | 0 | 0 | 0 | 0 | 0 | 0 | 0 | 0 | 0 | 0 | 0
F3_Commercial_School_Existing_Space Heating_Natural Gas_Furnace_E9 | F3 | Commercial | School | Existing | Space Heating | Natural Gas | Furnace | E9 | PACT BC Ratio | 0 | 0 | 0 | 0 | 0 | 0 | 0 | 0 | 0 | 0 | 0 | 0 | 0 | 0 | 0 | 0 | 0 | 0 | 0 | 0 | 0 | 0 | 0 | 0 | 0 | 0 | 0 | 0 | 0 | 0 | 0 | 0 | 0
F3_Commercial_School_Existing_Space Heating_Natural Gas_Furnace_E10 | F3 | Commercial | School | Existing | Space Heating | Natural Gas | Furnace | E10 | PACT BC Ratio | 0 | 0 | 0 | 0 | 0 | 0 | 0 | 0 | 0 | 0 | 0 | 0 | 0 | 0 | 0 | 0 | 0 | 0 | 0 | 0 | 0 | 0 | 0 | 0 | 0 | 0 | 0 | 0 | 0 | 0 | 0 | 0 | 0
F4_Commercial_School_Existing_Space Heating_Natural Gas_Furnace_E1 | F4 | Commercial | School | Existing | Space Heating | Natural Gas | Furnace | E1 | RVT BC Ratio | bar: 2019 to 2051
F4_Commercial_School_Existing_Space Heating_Natural Gas_Furnace_E2 | F4 | Commercial | School | Existing | Space Heating | Natural Gas | Furnace | E2 | RVT BC Ratio | 8.0569 | 8.0634 | 8.0705 | 8.0812 | 8.0964 | 8.1196 | 8.1358 | 8.1483 | 8.1623 | 8.1751 | 8.184 | 8.1895 | 8.1944 | 8.1988 | 8.2045 | 8.2069 | 8.211 | 8.2187 | 8.2269 | 8.2364 | 8.2477 | 8.2571 | 8.2645 | 8.2701 | 8.2738 | 8.2749 | 8.2729 | 8.2688 | 8.2656 | 8.2641 | 8.2652 | 8.2657 | 8.2657
F4_Commercial_School_Existing_Space Heating_Natural Gas_Furnace_E3 | F4 | Commercial | School | Existing | Space Heating | Natural Gas | Furnace | E3 | RVT BC Ratio | 6.2172 | 6.2221 | 6.2275 | 6.2355 | 6.2469 | 6.2643 | 6.2764 | 6.2858 | 6.2963 | 6.3059 | 6.3126 | 6.3167 | 6.3203 | 6.3237 | 6.328 | 6.3297 | 6.3328 | 6.3386 | 6.3447 | 6.3519 | 6.3604 | 6.3674 | 6.373 | 6.3771 | 6.3799 | 6.3807 | 6.3793 | 6.3762 | 6.3738 | 6.3726 | 6.3735 | 6.3738 | 6.3738
F4_Commercial_School_Existing_Space Heating_Natural Gas_Furnace_E4 | F4 | Commercial | School | Existing | Space Heating | Natural Gas | Furnace | E4 | RVT BC Ratio | 0.90415 | 0.90433 | 0.90455 | 0.90483 | 0.9052 | 0.90569 | 0.90609 | 0.90644 | 0.90679 | 0.90711 | 0.90734 | 0.90749 | 0.90759 | 0.90765 | 0.90772 | 0.90773 | 0.90776 | 0.90784 | 0.90795 | 0.90808 | 0.90824 | 0.90838 | 0.90848 | 0.90856 | 0.90861 | 0.90862 | 0.9086 | 0.90854 | 0.90849 | 0.90847 | 0.90849 | 0.9085 | 0.9085
F4_Commercial_School_Existing_Space Heating_Natural Gas_Furnace_E5 | F4 | Commercial | School | Existing | Space Heating | Natural Gas | Furnace | E5 | RVT BC Ratio | 0 | 0 | 0 | 0 | 0 | 0 | 0 | 0 | 0 | 0 | 0 | 0 | 0 | 0 | 0 | 0 | 0 | 0 | 0 | 0 | 0 | 0 | 0 | 0 | 0 | 0 | 0 | 0 | 0 | 0 | 0 | 0 | 0
F4_Commercial_School_Existing_Space Heating_Natural Gas_Furnace_E6 | F4 | Commercial | School | Existing | Space Heating | Natural Gas | Furnace | E6 | RVT BC Ratio | 0 | 0 | 0 | 0 | 0 | 0 | 0 | 0 | 0 | 0 | 0 | 0 | 0 | 0 | 0 | 0 | 0 | 0 | 0 | 0 | 0 | 0 | 0 | 0 | 0 | 0 | 0 | 0 | 0 | 0 | 0 | 0 | 0
F4_Commercial_School_Existing_Space Heating_Natural Gas_Furnace_E7 | F4 | Commercial | School | Existing | Space Heating | Natural Gas | Furnace | E7 | RVT BC Ratio | 0 | 0 | 0 | 0 | 0 | 0 | 0 | 0 | 0 | 0 | 0 | 0 | 0 | 0 | 0 | 0 | 0 | 0 | 0 | 0 | 0 | 0 | 0 | 0 | 0 | 0 | 0 | 0 | 0 | 0 | 0 | 0 | 0
F4_Commercial_School_Existing_Space Heating_Natural Gas_Furnace_E8 | F4 | Commercial | School | Existing | Space Heating | Natural Gas | Furnace | E8 | RVT BC Ratio | 0 | 0 | 0 | 0 | 0 | 0 | 0 | 0 | 0 | 0 | 0 | 0 | 0 | 0 | 0 | 0 | 0 | 0 | 0 | 0 | 0 | 0 | 0 | 0 | 0 | 0 | 0 | 0 | 0 | 0 | 0 | 0 | 0
F4_Commercial_School_Existing_Space Heating_Natural Gas_Furnace_E9 | F4 | Commercial | School | Existing | Space Heating | Natural Gas | Furnace | E9 | RVT BC Ratio | 0 | 0 | 0 | 0 | 0 | 0 | 0 | 0 | 0 | 0 | 0 | 0 | 0 | 0 | 0 | 0 | 0 | 0 | 0 | 0 | 0 | 0 | 0 | 0 | 0 | 0 | 0 | 0 | 0 | 0 | 0 | 0 | 0
F4_Commercial_School_Existing_Space Heating_Natural Gas_Furnace_E10 | F4 | Commercial | School | Existing | Space Heating | Natural Gas | Furnace | E10 | RVT BC Ratio | 0 | 0 | 0 | 0 | 0 | 0 | 0 | 0 | 0 | 0 | 0 | 0 | 0 | 0 | 0 | 0 | 0 | 0 | 0 | 0 | 0 | 0 | 0 | 0 | 0 | 0 | 0 | 0 | 0 | 0 | 0 | 0 | 0
F5_Commercial_School_Existing_Space Heating_Natural Gas_Furnace_E1 | F5 | Commercial | School | Existing | Space Heating | Natural Gas | Furnace | E1 | RIM BC Ratio | bar: 2019 to 2051
F5_Commercial_School_Existing_Space Heating_Natural Gas_Furnace_E2 | F5 | Commercial | School | Existing | Space Heating | Natural Gas | Furnace | E2 | RIM BC Ratio | 0.7437 | 0.74377 | 0.74385 | 0.74397 | 0.74413 | 0.74438 | 0.74456 | 0.7447 | 0.74485 | 0.74498 | 0.74508 | 0.74514 | 0.74519 | 0.74524 | 0.7453 | 0.74532 | 0.74537 | 0.74545 | 0.74553 | 0.74564 | 0.74575 | 0.74585 | 0.74593 | 0.74599 | 0.74603 | 0.74604 | 0.74602 | 0.74598 | 0.74594 | 0.74593 | 0.74594 | 0.74594 | 0.74594
F5_Commercial_School_Existing_Space Heating_Natural Gas_Furnace_E3 | F5 | Commercial | School | Existing | Space Heating | Natural Gas | Furnace | E3 | RIM BC Ratio | 0.71762 | 0.71771 | 0.7178 | 0.71795 | 0.71816 | 0.71847 | 0.71869 | 0.71886 | 0.71904 | 0.71921 | 0.71933 | 0.7194 | 0.71947 | 0.71953 | 0.7196 | 0.71963 | 0.71969 | 0.71979 | 0.7199 | 0.72002 | 0.72017 | 0.72029 | 0.72039 | 0.72046 | 0.72051 | 0.72053 | 0.7205 | 0.72045 | 0.72041 | 0.72039 | 0.7204 | 0.72041 | 0.72041
F5_Commercial_School_Existing_Space Heating_Natural Gas_Furnace_E4 | F5 | Commercial | School | Existing | Space Heating | Natural Gas | Furnace | E4 | RIM BC Ratio | 0.15432 | 0.15444 | 0.15457 | 0.15475 | 0.15497 | 0.15527 | 0.15552 | 0.15574 | 0.15595 | 0.15615 | 0.15629 | 0.15638 | 0.15644 | 0.15648 | 0.15652 | 0.15653 | 0.15654 | 0.15659 | 0.15666 | 0.15674 | 0.15684 | 0.15692 | 0.15698 | 0.15703 | 0.15706 | 0.15707 | 0.15706 | 0.15702 | 0.15699 | 0.15698 | 0.15699 | 0.15699 | 0.15699
F5_Commercial_School_Existing_Space Heating_Natural Gas_Furnace_E5 | F5 | Commercial | School | Existing | Space Heating | Natural Gas | Furnace | E5 | RIM BC Ratio | 0 | 0 | 0 | 0 | 0 | 0 | 0 | 0 | 0 | 0 | 0 | 0 | 0 | 0 | 0 | 0 | 0 | 0 | 0 | 0 | 0 | 0 | 0 | 0 | 0 | 0 | 0 | 0 | 0 | 0 | 0 | 0 | 0
F5_Commercial_School_Existing_Space Heating_Natural Gas_Furnace_E6 | F5 | Commercial | School | Existing | Space Heating | Natural Gas | Furnace | E6 | RIM BC Ratio | 0 | 0 | 0 | 0 | 0 | 0 | 0 | 0 | 0 | 0 | 0 | 0 | 0 | 0 | 0 | 0 | 0 | 0 | 0 | 0 | 0 | 0 | 0 | 0 | 0 | 0 | 0 | 0 | 0 | 0 | 0 | 0 | 0
F5_Commercial_School_Existing_Space Heating_Natural Gas_Furnace_E7 | F5 | Commercial | School | Existing | Space Heating | Natural Gas | Furnace | E7 | RIM BC Ratio | 0 | 0 | 0 | 0 | 0 | 0 | 0 | 0 | 0 | 0 | 0 | 0 | 0 | 0 | 0 | 0 | 0 | 0 | 0 | 0 | 0 | 0 | 0 | 0 | 0 | 0 | 0 | 0 | 0 | 0 | 0 | 0 | 0
F5_Commercial_School_Existing_Space Heating_Natural Gas_Furnace_E8 | F5 | Commercial | School | Existing | Space Heating | Natural Gas | Furnace | E8 | RIM BC Ratio | 0 | 0 | 0 | 0 | 0 | 0 | 0 | 0 | 0 | 0 | 0 | 0 | 0 | 0 | 0 | 0 | 0 | 0 | 0 | 0 | 0 | 0 | 0 | 0 | 0 | 0 | 0 | 0 | 0 | 0 | 0 | 0 | 0
F5_Commercial_School_Existing_Space Heating_Natural Gas_Furnace_E9 | F5 | Commercial | School | Existing | Space Heating | Natural Gas | Furnace | E9 | RIM BC Ratio | 0 | 0 | 0 | 0 | 0 | 0 | 0 | 0 | 0 | 0 | 0 | 0 | 0 | 0 | 0 | 0 | 0 | 0 | 0 | 0 | 0 | 0 | 0 | 0 | 0 | 0 | 0 | 0 | 0 | 0 | 0 | 0 | 0
F5_Commercial_School_Existing_Space Heating_Natural Gas_Furnace_E10 | F5 | Commercial | School | Existing | Space Heating | Natural Gas | Furnace | E10 | RIM BC Ratio | 0 | 0 | 0 | 0 | 0 | 0 | 0 | 0 | 0 | 0 | 0 | 0 | 0 | 0 | 0 | 0 | 0 | 0 | 0 | 0 | 0 | 0 | 0 | 0 | 0 | 0 | 0 | 0 | 0 | 0 | 0 | 0 | 0
F0_Commercial_School_Existing_Space Heating_Natural Gas_Boiler_E0 | F0 | Commercial | School | Existing | Space Heating | Natural Gas | Boiler | E0 | Economic Unit | AFUE 97% | AFUE 97% | AFUE 97% | AFUE 97% | AFUE 97% | AFUE 97% | AFUE 97% | AFUE 97% | AFUE 97% | AFUE 97% | AFUE 97% | AFUE 97% | AFUE 97% | AFUE 97% | AFUE 97% | AFUE 97% | AFUE 97% | AFUE 97% | AFUE 97% | AFUE 97% | AFUE 97% | AFUE 97% | AFUE 97% | AFUE 97% | AFUE 97% | AFUE 97% | AFUE 97% | AFUE 97% | AFUE 97% | AFUE 97% | AFUE 97% | AFUE 97% | AFUE 97%
F1_Commercial_School_Existing_Space Heating_Natural Gas_Boiler_E1 | F1 | Commercial | School | Existing | Space Heating | Natural Gas | Boiler | E1 | CCE | 0 | 0 | 0 | 0 | 0 | 0 | 0 | 0 | 0 | 0 | 0 | 0 | 0 | 0 | 0 | 0 | 0 | 0 | 0 | 0 | 0 | 0 | 0 | 0 | 0 | 0 | 0 | 0 | 0 | 0 | 0 | 0 | 0
F1_Commercial_School_Existing_Space Heating_Natural Gas_Boiler_E2 | F1 | Commercial | School | Existing | Space Heating | Natural Gas | Boiler | E2 | CCE | 0.75501 | 0.75501 | 0.75903 | 0.76309 | 0.76719 | 0.77134 | 0.77554 | 0.77978 | 0.78406 | 0.78839 | 0.79278 | 0.79721 | 0.80169 | 0.80621 | 0.8108 | 0.81543 | 0.82012 | 0.82485 | 0.82966 | 0.83451 | 0.83942 | 0.84437 | 0.8494 | 0.85449 | 0.85964 | 0.86483 | 0.87011 | 0.87544 | 0.88085 | 0.88631 | 0.89185 | 0.89746 | 0.89746
F1_Commercial_School_Existing_Space Heating_Natural Gas_Boiler_E3 | F1 | Commercial | School | Existing | Space Heating | Natural Gas | Boiler | E3 | CCE | 0.76235 | 0.76235 | 0.76641 | 0.77051 | 0.77465 | 0.77884 | 0.78308 | 0.78736 | 0.79169 | 0.79606 | 0.80049 | 0.80496 | 0.80948 | 0.81405 | 0.81868 | 0.82336 | 0.82809 | 0.83288 | 0.83772 | 0.84262 | 0.84758 | 0.85258 | 0.85766 | 0.8628 | 0.868 | 0.87324 | 0.87857 | 0.88396 | 0.88941 | 0.89493 | 0.90053 | 0.90619 | 0.90619
F1_Commercial_School_Existing_Space Heating_Natural Gas_Boiler_E4 | F1 | Commercial | School | Existing | Space Heating | Natural Gas | Boiler | E4 | CCE | 3.8713 | 3.8713 | 3.8919 | 3.9128 | 3.9338 | 3.9551 | 3.9766 | 3.9983 | 4.0203 | 4.0425 | 4.065 | 4.0877 | 4.1107 | 4.1339 | 4.1574 | 4.1811 | 4.2052 | 4.2295 | 4.2541 | 4.279 | 4.3041 | 4.3295 | 4.3553 | 4.3814 | 4.4078 | 4.4344 | 4.4615 | 4.4889 | 4.5166 | 4.5446 | 4.573 | 4.6018 | 4.6018
F1_Commercial_School_Existing_Space Heating_Natural Gas_Boiler_E5 | F1 | Commercial | School | Existing | Space Heating | Natural Gas | Boiler | E5 | CCE | 0 | 0 | 0 | 0 | 0 | 0 | 0 | 0 | 0 | 0 | 0 | 0 | 0 | 0 | 0 | 0 | 0 | 0 | 0 | 0 | 0 | 0 | 0 | 0 | 0 | 0 | 0 | 0 | 0 | 0 | 0 | 0 | 0
F1_Commercial_School_Existing_Space Heating_Natural Gas_Boiler_E6 | F1 | Commercial | School | Existing | Space Heating | Natural Gas | Boiler | E6 | CCE | 0 | 0 | 0 | 0 | 0 | 0 | 0 | 0 | 0 | 0 | 0 | 0 | 0 | 0 | 0 | 0 | 0 | 0 | 0 | 0 | 0 | 0 | 0 | 0 | 0 | 0 | 0 | 0 | 0 | 0 | 0 | 0 | 0
F1_Commercial_School_Existing_Space Heating_Natural Gas_Boiler_E7 | F1 | Commercial | School | Existing | Space Heating | Natural Gas | Boiler | E7 | CCE | 0 | 0 | 0 | 0 | 0 | 0 | 0 | 0 | 0 | 0 | 0 | 0 | 0 | 0 | 0 | 0 | 0 | 0 | 0 | 0 | 0 | 0 | 0 | 0 | 0 | 0 | 0 | 0 | 0 | 0 | 0 | 0 | 0
F1_Commercial_School_Existing_Space Heating_Natural Gas_Boiler_E8 | F1 | Commercial | School | Existing | Space Heating | Natural Gas | Boiler | E8 | CCE | 0 | 0 | 0 | 0 | 0 | 0 | 0 | 0 | 0 | 0 | 0 | 0 | 0 | 0 | 0 | 0 | 0 | 0 | 0 | 0 | 0 | 0 | 0 | 0 | 0 | 0 | 0 | 0 | 0 | 0 | 0 | 0 | 0
F1_Commercial_School_Existing_Space Heating_Natural Gas_Boiler_E9 | F1 | Commercial | School | Existing | Space Heating | Natural Gas | Boiler | E9 | CCE | 0 | 0 | 0 | 0 | 0 | 0 | 0 | 0 | 0 | 0 | 0 | 0 | 0 | 0 | 0 | 0 | 0 | 0 | 0 | 0 | 0 | 0 | 0 | 0 | 0 | 0 | 0 | 0 | 0 | 0 | 0 | 0 | 0
F1_Commercial_School_Existing_Space Heating_Natural Gas_Boiler_E10 | F1 | Commercial | School | Existing | Space Heating | Natural Gas | Boiler | E10 | CCE | 0 | 0 | 0 | 0 | 0 | 0 | 0 | 0 | 0 | 0 | 0 | 0 | 0 | 0 | 0 | 0 | 0 | 0 | 0 | 0 | 0 | 0 | 0 | 0 | 0 | 0 | 0 | 0 | 0 | 0 | 0 | 0 | 0
F2_Commercial_School_Existing_Space Heating_Natural Gas_Boiler_E1 | F2 | Commercial | School | Existing | Space Heating | Natural Gas | Boiler | E1 | TRC BC Ratio | bar: 2019 to 2051
F2_Commercial_School_Existing_Space Heating_Natural Gas_Boiler_E2 | F2 | Commercial | School | Existing | Space Heating | Natural Gas | Boiler | E2 | TRC BC Ratio | 2.3815 | 2.3838 | 2.3863 | 2.3898 | 2.3948 | 2.4021 | 2.4072 | 2.4111 | 2.4154 | 2.4192 | 2.4219 | 2.4235 | 2.425 | 2.4264 | 2.4282 | 2.4289 | 2.4302 | 2.4326 | 2.4351 | 2.438 | 2.4415 | 2.4444 | 2.4467 | 2.4484 | 2.4495 | 2.4499 | 2.4493 | 2.448 | 2.447 | 2.4465 | 2.4469 | 2.447 | 2.447
F2_Commercial_School_Existing_Space Heating_Natural Gas_Boiler_E3 | F2 | Commercial | School | Existing | Space Heating | Natural Gas | Boiler | E3 | TRC BC Ratio | 2.3586 | 2.3608 | 2.3633 | 2.3668 | 2.3717 | 2.379 | 2.384 | 2.3879 | 2.3921 | 2.3959 | 2.3986 | 2.4002 | 2.4017 | 2.403 | 2.4048 | 2.4055 | 2.4068 | 2.4091 | 2.4116 | 2.4145 | 2.418 | 2.4209 | 2.4231 | 2.4248 | 2.426 | 2.4263 | 2.4257 | 2.4244 | 2.4235 | 2.423 | 2.4233 | 2.4235 | 2.4235
F2_Commercial_School_Existing_Space Heating_Natural Gas_Boiler_E4 | F2 | Commercial | School | Existing | Space Heating | Natural Gas | Boiler | E4 | TRC BC Ratio | 0.47268 | 0.47319 | 0.47378 | 0.47449 | 0.47535 | 0.47639 | 0.47726 | 0.478 | 0.47868 | 0.47927 | 0.47969 | 0.47996 | 0.48015 | 0.48028 | 0.4804 | 0.4804 | 0.48044 | 0.48058 | 0.48076 | 0.48099 | 0.48128 | 0.48152 | 0.48171 | 0.48184 | 0.48194 | 0.48196 | 0.48191 | 0.48181 | 0.48173 | 0.48169 | 0.48172 | 0.48173 | 0.48173
F2_Commercial_School_Existing_Space Heating_Natural Gas_Boiler_E5 | F2 | Commercial | School | Existing | Space Heating | Natural Gas | Boiler | E5 | TRC BC Ratio | 0 | 0 | 0 | 0 | 0 | 0 | 0 | 0 | 0 | 0 | 0 | 0 | 0 | 0 | 0 | 0 | 0 | 0 | 0 | 0 | 0 | 0 | 0 | 0 | 0 | 0 | 0 | 0 | 0 | 0 | 0 | 0 | 0
F2_Commercial_School_Existing_Space Heating_Natural Gas_Boiler_E6 | F2 | Commercial | School | Existing | Space Heating | Natural Gas | Boiler | E6 | TRC BC Ratio | 0 | 0 | 0 | 0 | 0 | 0 | 0 | 0 | 0 | 0 | 0 | 0 | 0 | 0 | 0 | 0 | 0 | 0 | 0 | 0 | 0 | 0 | 0 | 0 | 0 | 0 | 0 | 0 | 0 | 0 | 0 | 0 | 0
F2_Commercial_School_Existing_Space Heating_Natural Gas_Boiler_E7 | F2 | Commercial | School | Existing | Space Heating | Natural Gas | Boiler | E7 | TRC BC Ratio | 0 | 0 | 0 | 0 | 0 | 0 | 0 | 0 | 0 | 0 | 0 | 0 | 0 | 0 | 0 | 0 | 0 | 0 | 0 | 0 | 0 | 0 | 0 | 0 | 0 | 0 | 0 | 0 | 0 | 0 | 0 | 0 | 0
F2_Commercial_School_Existing_Space Heating_Natural Gas_Boiler_E8 | F2 | Commercial | School | Existing | Space Heating | Natural Gas | Boiler | E8 | TRC BC Ratio | 0 | 0 | 0 | 0 | 0 | 0 | 0 | 0 | 0 | 0 | 0 | 0 | 0 | 0 | 0 | 0 | 0 | 0 | 0 | 0 | 0 | 0 | 0 | 0 | 0 | 0 | 0 | 0 | 0 | 0 | 0 | 0 | 0
F2_Commercial_School_Existing_Space Heating_Natural Gas_Boiler_E9 | F2 | Commercial | School | Existing | Space Heating | Natural Gas | Boiler | E9 | TRC BC Ratio | 0 | 0 | 0 | 0 | 0 | 0 | 0 | 0 | 0 | 0 | 0 | 0 | 0 | 0 | 0 | 0 | 0 | 0 | 0 | 0 | 0 | 0 | 0 | 0 | 0 | 0 | 0 | 0 | 0 | 0 | 0 | 0 | 0
F2_Commercial_School_Existing_Space Heating_Natural Gas_Boiler_E10 | F2 | Commercial | School | Existing | Space Heating | Natural Gas | Boiler | E10 | TRC BC Ratio | 0 | 0 | 0 | 0 | 0 | 0 | 0 | 0 | 0 | 0 | 0 | 0 | 0 | 0 | 0 | 0 | 0 | 0 | 0 | 0 | 0 | 0 | 0 | 0 | 0 | 0 | 0 | 0 | 0 | 0 | 0 | 0 | 0
F3_Commercial_School_Existing_Space Heating_Natural Gas_Boiler_E1 | F3 | Commercial | School | Existing | Space Heating | Natural Gas | Boiler | E1 | PACT BC Ratio | bar: 2019 to 2051
F3_Commercial_School_Existing_Space Heating_Natural Gas_Boiler_E2 | F3 | Commercial | School | Existing | Space Heating | Natural Gas | Boiler | E2 | PACT BC Ratio | 3.1753 | 3.1784 | 3.1817 | 3.1865 | 3.193 | 3.2028 | 3.2096 | 3.2148 | 3.2205 | 3.2257 | 3.2292 | 3.2314 | 3.2334 | 3.2352 | 3.2376 | 3.2386 | 3.2402 | 3.2434 | 3.2468 | 3.2507 | 3.2553 | 3.2592 | 3.2622 | 3.2645 | 3.2661 | 3.2665 | 3.2657 | 3.264 | 3.2627 | 3.2621 | 3.2625 | 3.2627 | 3.2627
F3_Commercial_School_Existing_Space Heating_Natural Gas_Boiler_E3 | F3 | Commercial | School | Existing | Space Heating | Natural Gas | Boiler | E3 | PACT BC Ratio | 3.1448 | 3.1478 | 3.1511 | 3.1558 | 3.1623 | 3.1719 | 3.1787 | 3.1839 | 3.1895 | 3.1946 | 3.1981 | 3.2003 | 3.2022 | 3.2041 | 3.2064 | 3.2074 | 3.209 | 3.2122 | 3.2155 | 3.2194 | 3.224 | 3.2278 | 3.2308 | 3.2331 | 3.2346 | 3.235 | 3.2342 | 3.2326 | 3.2313 | 3.2306 | 3.2311 | 3.2313 | 3.2313
F3_Commercial_School_Existing_Space Heating_Natural Gas_Boiler_E4 | F3 | Commercial | School | Existing | Space Heating | Natural Gas | Boiler | E4 | PACT BC Ratio | 0.63024 | 0.63092 | 0.6317 | 0.63266 | 0.6338 | 0.63519 | 0.63635 | 0.63733 | 0.63824 | 0.63902 | 0.63959 | 0.63995 | 0.6402 | 0.64038 | 0.64053 | 0.64054 | 0.64059 | 0.64077 | 0.64101 | 0.64132 | 0.64171 | 0.64203 | 0.64227 | 0.64246 | 0.64258 | 0.64262 | 0.64255 | 0.64242 | 0.64231 | 0.64226 | 0.6423 | 0.64231 | 0.64231
F3_Commercial_School_Existing_Space Heating_Natural Gas_Boiler_E5 | F3 | Commercial | School | Existing | Space Heating | Natural Gas | Boiler | E5 | PACT BC Ratio | 0 | 0 | 0 | 0 | 0 | 0 | 0 | 0 | 0 | 0 | 0 | 0 | 0 | 0 | 0 | 0 | 0 | 0 | 0 | 0 | 0 | 0 | 0 | 0 | 0 | 0 | 0 | 0 | 0 | 0 | 0 | 0 | 0
F3_Commercial_School_Existing_Space Heating_Natural Gas_Boiler_E6 | F3 | Commercial | School | Existing | Space Heating | Natural Gas | Boiler | E6 | PACT BC Ratio | 0 | 0 | 0 | 0 | 0 | 0 | 0 | 0 | 0 | 0 | 0 | 0 | 0 | 0 | 0 | 0 | 0 | 0 | 0 | 0 | 0 | 0 | 0 | 0 | 0 | 0 | 0 | 0 | 0 | 0 | 0 | 0 | 0
F3_Commercial_School_Existing_Space Heating_Natural Gas_Boiler_E7 | F3 | Commercial | School | Existing | Space Heating | Natural Gas | Boiler | E7 | PACT BC Ratio | 0 | 0 | 0 | 0 | 0 | 0 | 0 | 0 | 0 | 0 | 0 | 0 | 0 | 0 | 0 | 0 | 0 | 0 | 0 | 0 | 0 | 0 | 0 | 0 | 0 | 0 | 0 | 0 | 0 | 0 | 0 | 0 | 0
F3_Commercial_School_Existing_Space Heating_Natural Gas_Boiler_E8 | F3 | Commercial | School | Existing | Space Heating | Natural Gas | Boiler | E8 | PACT BC Ratio | 0 | 0 | 0 | 0 | 0 | 0 | 0 | 0 | 0 | 0 | 0 | 0 | 0 | 0 | 0 | 0 | 0 | 0 | 0 | 0 | 0 | 0 | 0 | 0 | 0 | 0 | 0 | 0 | 0 | 0 | 0 | 0 | 0
F3_Commercial_School_Existing_Space Heating_Natural Gas_Boiler_E9 | F3 | Commercial | School | Existing | Space Heating | Natural Gas | Boiler | E9 | PACT BC Ratio | 0 | 0 | 0 | 0 | 0 | 0 | 0 | 0 | 0 | 0 | 0 | 0 | 0 | 0 | 0 | 0 | 0 | 0 | 0 | 0 | 0 | 0 | 0 | 0 | 0 | 0 | 0 | 0 | 0 | 0 | 0 | 0 | 0
F3_Commercial_School_Existing_Space Heating_Natural Gas_Boiler_E10 | F3 | Commercial | School | Existing | Space Heating | Natural Gas | Boiler | E10 | PACT BC Ratio | 0 | 0 | 0 | 0 | 0 | 0 | 0 | 0 | 0 | 0 | 0 | 0 | 0 | 0 | 0 | 0 | 0 | 0 | 0 | 0 | 0 | 0 | 0 | 0 | 0 | 0 | 0 | 0 | 0 | 0 | 0 | 0 | 0
F4_Commercial_School_Existing_Space Heating_Natural Gas_Boiler_E1 | F4 | Commercial | School | Existing | Space Heating | Natural Gas | Boiler | E1 | RVT BC Ratio | bar: 2019 to 2051
F4_Commercial_School_Existing_Space Heating_Natural Gas_Boiler_E2 | F4 | Commercial | School | Existing | Space Heating | Natural Gas | Boiler | E2 | RVT BC Ratio | 4.1238 | 4.1271 | 4.1307 | 4.1358 | 4.1429 | 4.1534 | 4.1608 | 4.1664 | 4.1725 | 4.1781 | 4.1819 | 4.1843 | 4.1864 | 4.1884 | 4.191 | 4.192 | 4.1938 | 4.1972 | 4.2009 | 4.2051 | 4.2101 | 4.2143 | 4.2175 | 4.22 | 4.2217 | 4.2221 | 4.2213 | 4.2195 | 4.218 | 4.2173 | 4.2179 | 4.218 | 4.218
F4_Commercial_School_Existing_Space Heating_Natural Gas_Boiler_E3 | F4 | Commercial | School | Existing | Space Heating | Natural Gas | Boiler | E3 | RVT BC Ratio | 4.0909 | 4.0941 | 4.0977 | 4.1027 | 4.1098 | 4.1202 | 4.1275 | 4.133 | 4.1391 | 4.1446 | 4.1484 | 4.1507 | 4.1528 | 4.1548 | 4.1573 | 4.1584 | 4.1602 | 4.1636 | 4.1672 | 4.1713 | 4.1763 | 4.1804 | 4.1837 | 4.1861 | 4.1877 | 4.1882 | 4.1874 | 4.1856 | 4.1842 | 4.1835 | 4.184 | 4.1842 | 4.1842
F4_Commercial_School_Existing_Space Heating_Natural Gas_Boiler_E4 | F4 | Commercial | School | Existing | Space Heating | Natural Gas | Boiler | E4 | RVT BC Ratio | 1.3796 | 1.3803 | 1.3811 | 1.3822 | 1.3834 | 1.3849 | 1.3862 | 1.3872 | 1.3882 | 1.389 | 1.3896 | 1.39 | 1.3903 | 1.3905 | 1.3907 | 1.3907 | 1.3907 | 1.3909 | 1.3912 | 1.3915 | 1.3919 | 1.3923 | 1.3925 | 1.3927 | 1.3929 | 1.3929 | 1.3928 | 1.3927 | 1.3926 | 1.3925 | 1.3926 | 1.3926 | 1.3926
F4_Commercial_School_Existing_Space Heating_Natural Gas_Boiler_E5 | F4 | Commercial | School | Existing | Space Heating | Natural Gas | Boiler | E5 | RVT BC Ratio | 0 | 0 | 0 | 0 | 0 | 0 | 0 | 0 | 0 | 0 | 0 | 0 | 0 | 0 | 0 | 0 | 0 | 0 | 0 | 0 | 0 | 0 | 0 | 0 | 0 | 0 | 0 | 0 | 0 | 0 | 0 | 0 | 0
F4_Commercial_School_Existing_Space Heating_Natural Gas_Boiler_E6 | F4 | Commercial | School | Existing | Space Heating | Natural Gas | Boiler | E6 | RVT BC Ratio | 0 | 0 | 0 | 0 | 0 | 0 | 0 | 0 | 0 | 0 | 0 | 0 | 0 | 0 | 0 | 0 | 0 | 0 | 0 | 0 | 0 | 0 | 0 | 0 | 0 | 0 | 0 | 0 | 0 | 0 | 0 | 0 | 0
F4_Commercial_School_Existing_Space Heating_Natural Gas_Boiler_E7 | F4 | Commercial | School | Existing | Space Heating | Natural Gas | Boiler | E7 | RVT BC Ratio | 0 | 0 | 0 | 0 | 0 | 0 | 0 | 0 | 0 | 0 | 0 | 0 | 0 | 0 | 0 | 0 | 0 | 0 | 0 | 0 | 0 | 0 | 0 | 0 | 0 | 0 | 0 | 0 | 0 | 0 | 0 | 0 | 0
F4_Commercial_School_Existing_Space Heating_Natural Gas_Boiler_E8 | F4 | Commercial | School | Existing | Space Heating | Natural Gas | Boiler | E8 | RVT BC Ratio | 0 | 0 | 0 | 0 | 0 | 0 | 0 | 0 | 0 | 0 | 0 | 0 | 0 | 0 | 0 | 0 | 0 | 0 | 0 | 0 | 0 | 0 | 0 | 0 | 0 | 0 | 0 | 0 | 0 | 0 | 0 | 0 | 0
F4_Commercial_School_Existing_Space Heating_Natural Gas_Boiler_E9 | F4 | Commercial | School | Existing | Space Heating | Natural Gas | Boiler | E9 | RVT BC Ratio | 0 | 0 | 0 | 0 | 0 | 0 | 0 | 0 | 0 | 0 | 0 | 0 | 0 | 0 | 0 | 0 | 0 | 0 | 0 | 0 | 0 | 0 | 0 | 0 | 0 | 0 | 0 | 0 | 0 | 0 | 0 | 0 | 0
F4_Commercial_School_Existing_Space Heating_Natural Gas_Boiler_E10 | F4 | Commercial | School | Existing | Space Heating | Natural Gas | Boiler | E10 | RVT BC Ratio | 0 | 0 | 0 | 0 | 0 | 0 | 0 | 0 | 0 | 0 | 0 | 0 | 0 | 0 | 0 | 0 | 0 | 0 | 0 | 0 | 0 | 0 | 0 | 0 | 0 | 0 | 0 | 0 | 0 | 0 | 0 | 0 | 0
F5_Commercial_School_Existing_Space Heating_Natural Gas_Boiler_E1 | F5 | Commercial | School | Existing | Space Heating | Natural Gas | Boiler | E1 | RIM BC Ratio | bar: 2019 to 2051
F5_Commercial_School_Existing_Space Heating_Natural Gas_Boiler_E2 | F5 | Commercial | School | Existing | Space Heating | Natural Gas | Boiler | E2 | RIM BC Ratio | 0.66094 | 0.66107 | 0.66122 | 0.66142 | 0.66171 | 0.66212 | 0.66241 | 0.66264 | 0.66288 | 0.6631 | 0.66324 | 0.66334 | 0.66342 | 0.6635 | 0.6636 | 0.66364 | 0.66371 | 0.66384 | 0.66398 | 0.66415 | 0.66434 | 0.6645 | 0.66463 | 0.66472 | 0.66479 | 0.6648 | 0.66477 | 0.6647 | 0.66465 | 0.66462 | 0.66464 | 0.66465 | 0.66465
F5_Commercial_School_Existing_Space Heating_Natural Gas_Boiler_E3 | F5 | Commercial | School | Existing | Space Heating | Natural Gas | Boiler | E3 | RIM BC Ratio | 0.65961 | 0.65974 | 0.65988 | 0.66009 | 0.66037 | 0.66079 | 0.66109 | 0.66131 | 0.66155 | 0.66177 | 0.66192 | 0.66201 | 0.6621 | 0.66218 | 0.66228 | 0.66232 | 0.66239 | 0.66252 | 0.66267 | 0.66283 | 0.66302 | 0.66319 | 0.66331 | 0.66341 | 0.66347 | 0.66349 | 0.66346 | 0.66339 | 0.66333 | 0.66331 | 0.66333 | 0.66333 | 0.66333
F5_Commercial_School_Existing_Space Heating_Natural Gas_Boiler_E4 | F5 | Commercial | School | Existing | Space Heating | Natural Gas | Boiler | E4 | RIM BC Ratio | 0.3591 | 0.35932 | 0.35957 | 0.35988 | 0.36025 | 0.3607 | 0.36107 | 0.36139 | 0.36168 | 0.36193 | 0.36211 | 0.36223 | 0.36231 | 0.36236 | 0.36242 | 0.36242 | 0.36243 | 0.36249 | 0.36257 | 0.36267 | 0.36279 | 0.36289 | 0.36297 | 0.36303 | 0.36307 | 0.36308 | 0.36306 | 0.36302 | 0.36298 | 0.36297 | 0.36298 | 0.36298 | 0.36298
F5_Commercial_School_Existing_Space Heating_Natural Gas_Boiler_E5 | F5 | Commercial | School | Existing | Space Heating | Natural Gas | Boiler | E5 | RIM BC Ratio | 0 | 0 | 0 | 0 | 0 | 0 | 0 | 0 | 0 | 0 | 0 | 0 | 0 | 0 | 0 | 0 | 0 | 0 | 0 | 0 | 0 | 0 | 0 | 0 | 0 | 0 | 0 | 0 | 0 | 0 | 0 | 0 | 0
F5_Commercial_School_Existing_Space Heating_Natural Gas_Boiler_E6 | F5 | Commercial | School | Existing | Space Heating | Natural Gas | Boiler | E6 | RIM BC Ratio | 0 | 0 | 0 | 0 | 0 | 0 | 0 | 0 | 0 | 0 | 0 | 0 | 0 | 0 | 0 | 0 | 0 | 0 | 0 | 0 | 0 | 0 | 0 | 0 | 0 | 0 | 0 | 0 | 0 | 0 | 0 | 0 | 0
F5_Commercial_School_Existing_Space Heating_Natural Gas_Boiler_E7 | F5 | Commercial | School | Existing | Space Heating | Natural Gas | Boiler | E7 | RIM BC Ratio | 0 | 0 | 0 | 0 | 0 | 0 | 0 | 0 | 0 | 0 | 0 | 0 | 0 | 0 | 0 | 0 | 0 | 0 | 0 | 0 | 0 | 0 | 0 | 0 | 0 | 0 | 0 | 0 | 0 | 0 | 0 | 0 | 0
F5_Commercial_School_Existing_Space Heating_Natural Gas_Boiler_E8 | F5 | Commercial | School | Existing | Space Heating | Natural Gas | Boiler | E8 | RIM BC Ratio | 0 | 0 | 0 | 0 | 0 | 0 | 0 | 0 | 0 | 0 | 0 | 0 | 0 | 0 | 0 | 0 | 0 | 0 | 0 | 0 | 0 | 0 | 0 | 0 | 0 | 0 | 0 | 0 | 0 | 0 | 0 | 0 | 0
F5_Commercial_School_Existing_Space Heating_Natural Gas_Boiler_E9 | F5 | Commercial | School | Existing | Space Heating | Natural Gas | Boiler | E9 | RIM BC Ratio | 0 | 0 | 0 | 0 | 0 | 0 | 0 | 0 | 0 | 0 | 0 | 0 | 0 | 0 | 0 | 0 | 0 | 0 | 0 | 0 | 0 | 0 | 0 | 0 | 0 | 0 | 0 | 0 | 0 | 0 | 0 | 0 | 0
F5_Commercial_School_Existing_Space Heating_Natural Gas_Boiler_E10 | F5 | Commercial | School | Existing | Space Heating | Natural Gas | Boiler | E10 | RIM BC Ratio | 0 | 0 | 0 | 0 | 0 | 0 | 0 | 0 | 0 | 0 | 0 | 0 | 0 | 0 | 0 | 0 | 0 | 0 | 0 | 0 | 0 | 0 | 0 | 0 | 0 | 0 | 0 | 0 | 0 | 0 | 0 | 0 | 0
F0_Commercial_School_Existing_Space Heating_Natural Gas_Unit Heater_E0 | F0 | Commercial | School | Existing | Space Heating | Natural Gas | Unit Heater | E0 | Economic Unit | Infrared Radiant | Infrared Radiant | Infrared Radiant | Infrared Radiant | Infrared Radiant | Infrared Radiant | Infrared Radiant | Infrared Radiant | Infrared Radiant | Infrared Radiant | Infrared Radiant | Infrared Radiant | Infrared Radiant | Infrared Radiant | Infrared Radiant | Infrared Radiant | Infrared Radiant | Infrared Radiant | Infrared Radiant | Infrared Radiant | Infrared Radiant | Infrared Radiant | Infrared Radiant | Infrared Radiant | Infrared Radiant | Infrared Radiant | Infrared Radiant | Infrared Radiant | Infrared Radiant | Infrared Radiant | Infrared Radiant | Infrared Radiant | Infrared Radiant
F1_Commercial_School_Existing_Space Heating_Natural Gas_Unit Heater_E1 | F1 | Commercial | School | Existing | Space Heating | Natural Gas | Unit Heater | E1 | CCE | 0 | 0 | 0 | 0 | 0 | 0 | 0 | 0 | 0 | 0 | 0 | 0 | 0 | 0 | 0 | 0 | 0 | 0 | 0 | 0 | 0 | 0 | 0 | 0 | 0 | 0 | 0 | 0 | 0 | 0 | 0 | 0 | 0
F1_Commercial_School_Existing_Space Heating_Natural Gas_Unit Heater_E2 | F1 | Commercial | School | Existing | Space Heating | Natural Gas | Unit Heater | E2 | CCE | 1.2484 | 1.2484 | 1.255 | 1.2617 | 1.2685 | 1.2754 | 1.2823 | 1.2893 | 1.2964 | 1.3036 | 1.3108 | 1.3181 | 1.3256 | 1.333 | 1.3406 | 1.3483 | 1.356 | 1.3639 | 1.3718 | 1.3798 | 1.3879 | 1.3961 | 1.4045 | 1.4129 | 1.4214 | 1.43 | 1.4387 | 1.4475 | 1.4564 | 1.4655 | 1.4746 | 1.4839 | 1.4839
F1_Commercial_School_Existing_Space Heating_Natural Gas_Unit Heater_E3 | F1 | Commercial | School | Existing | Space Heating | Natural Gas | Unit Heater | E3 | CCE | 0.12436 | 0.12436 | 0.12503 | 0.12569 | 0.12637 | 0.12705 | 0.12775 | 0.12844 | 0.12915 | 0.12986 | 0.13058 | 0.13131 | 0.13205 | 0.1328 | 0.13355 | 0.13432 | 0.13509 | 0.13587 | 0.13666 | 0.13746 | 0.13827 | 0.13908 | 0.13991 | 0.14075 | 0.1416 | 0.14245 | 0.14332 | 0.1442 | 0.14509 | 0.14599 | 0.1469 | 0.14783 | 0.14783
F1_Commercial_School_Existing_Space Heating_Natural Gas_Unit Heater_E4 | F1 | Commercial | School | Existing | Space Heating | Natural Gas | Unit Heater | E4 | CCE | 0 | 0 | 0 | 0 | 0 | 0 | 0 | 0 | 0 | 0 | 0 | 0 | 0 | 0 | 0 | 0 | 0 | 0 | 0 | 0 | 0 | 0 | 0 | 0 | 0 | 0 | 0 | 0 | 0 | 0 | 0 | 0 | 0
F1_Commercial_School_Existing_Space Heating_Natural Gas_Unit Heater_E5 | F1 | Commercial | School | Existing | Space Heating | Natural Gas | Unit Heater | E5 | CCE | 0 | 0 | 0 | 0 | 0 | 0 | 0 | 0 | 0 | 0 | 0 | 0 | 0 | 0 | 0 | 0 | 0 | 0 | 0 | 0 | 0 | 0 | 0 | 0 | 0 | 0 | 0 | 0 | 0 | 0 | 0 | 0 | 0
F1_Commercial_School_Existing_Space Heating_Natural Gas_Unit Heater_E6 | F1 | Commercial | School | Existing | Space Heating | Natural Gas | Unit Heater | E6 | CCE | 0 | 0 | 0 | 0 | 0 | 0 | 0 | 0 | 0 | 0 | 0 | 0 | 0 | 0 | 0 | 0 | 0 | 0 | 0 | 0 | 0 | 0 | 0 | 0 | 0 | 0 | 0 | 0 | 0 | 0 | 0 | 0 | 0
F1_Commercial_School_Existing_Space Heating_Natural Gas_Unit Heater_E7 | F1 | Commercial | School | Existing | Space Heating | Natural Gas | Unit Heater | E7 | CCE | 0 | 0 | 0 | 0 | 0 | 0 | 0 | 0 | 0 | 0 | 0 | 0 | 0 | 0 | 0 | 0 | 0 | 0 | 0 | 0 | 0 | 0 | 0 | 0 | 0 | 0 | 0 | 0 | 0 | 0 | 0 | 0 | 0
F1_Commercial_School_Existing_Space Heating_Natural Gas_Unit Heater_E8 | F1 | Commercial | School | Existing | Space Heating | Natural Gas | Unit Heater | E8 | CCE | 0 | 0 | 0 | 0 | 0 | 0 | 0 | 0 | 0 | 0 | 0 | 0 | 0 | 0 | 0 | 0 | 0 | 0 | 0 | 0 | 0 | 0 | 0 | 0 | 0 | 0 | 0 | 0 | 0 | 0 | 0 | 0 | 0
F1_Commercial_School_Existing_Space Heating_Natural Gas_Unit Heater_E9 | F1 | Commercial | School | Existing | Space Heating | Natural Gas | Unit Heater | E9 | CCE | 0 | 0 | 0 | 0 | 0 | 0 | 0 | 0 | 0 | 0 | 0 | 0 | 0 | 0 | 0 | 0 | 0 | 0 | 0 | 0 | 0 | 0 | 0 | 0 | 0 | 0 | 0 | 0 | 0 | 0 | 0 | 0 | 0
F1_Commercial_School_Existing_Space Heating_Natural Gas_Unit Heater_E10 | F1 | Commercial | School | Existing | Space Heating | Natural Gas | Unit Heater | E10 | CCE | 0 | 0 | 0 | 0 | 0 | 0 | 0 | 0 | 0 | 0 | 0 | 0 | 0 | 0 | 0 | 0 | 0 | 0 | 0 | 0 | 0 | 0 | 0 | 0 | 0 | 0 | 0 | 0 | 0 | 0 | 0 | 0 | 0
F2_Commercial_School_Existing_Space Heating_Natural Gas_Unit Heater_E1 | F2 | Commercial | School | Existing | Space Heating | Natural Gas | Unit Heater | E1 | TRC BC Ratio | bar: 2019 to 2051
F2_Commercial_School_Existing_Space Heating_Natural Gas_Unit Heater_E2 | F2 | Commercial | School | Existing | Space Heating | Natural Gas | Unit Heater | E2 | TRC BC Ratio | 1.4316 | 1.4333 | 1.4351 | 1.4377 | 1.4415 | 1.4475 | 1.451 | 1.4531 | 1.4557 | 1.4579 | 1.4592 | 1.4598 | 1.4607 | 1.4619 | 1.4637 | 1.4647 | 1.4663 | 1.4689 | 1.4715 | 1.4743 | 1.4776 | 1.4804 | 1.4826 | 1.4843 | 1.4854 | 1.4857 | 1.4852 | 1.4839 | 1.483 | 1.4825 | 1.4828 | 1.483 | 1.483
F2_Commercial_School_Existing_Space Heating_Natural Gas_Unit Heater_E3 | F2 | Commercial | School | Existing | Space Heating | Natural Gas | Unit Heater | E3 | TRC BC Ratio | 14.4795 | 14.5162 | 14.5616 | 14.6219 | 14.6976 | 14.8103 | 14.8618 | 14.8723 | 14.8808 | 14.8782 | 14.8554 | 14.8297 | 14.8204 | 14.8293 | 14.8623 | 14.8883 | 14.9269 | 14.9846 | 15.0378 | 15.0922 | 15.1509 | 15.2019 | 15.2426 | 15.2734 | 15.2939 | 15.2998 | 15.2889 | 15.2664 | 15.2487 | 15.2402 | 15.2464 | 15.2488 | 15.2488
F2_Commercial_School_Existing_Space Heating_Natural Gas_Unit Heater_E4 | F2 | Commercial | School | Existing | Space Heating | Natural Gas | Unit Heater | E4 | TRC BC Ratio | 0 | 0 | 0 | 0 | 0 | 0 | 0 | 0 | 0 | 0 | 0 | 0 | 0 | 0 | 0 | 0 | 0 | 0 | 0 | 0 | 0 | 0 | 0 | 0 | 0 | 0 | 0 | 0 | 0 | 0 | 0 | 0 | 0
F2_Commercial_School_Existing_Space Heating_Natural Gas_Unit Heater_E5 | F2 | Commercial | School | Existing | Space Heating | Natural Gas | Unit Heater | E5 | TRC BC Ratio | 0 | 0 | 0 | 0 | 0 | 0 | 0 | 0 | 0 | 0 | 0 | 0 | 0 | 0 | 0 | 0 | 0 | 0 | 0 | 0 | 0 | 0 | 0 | 0 | 0 | 0 | 0 | 0 | 0 | 0 | 0 | 0 | 0
F2_Commercial_School_Existing_Space Heating_Natural Gas_Unit Heater_E6 | F2 | Commercial | School | Existing | Space Heating | Natural Gas | Unit Heater | E6 | TRC BC Ratio | 0 | 0 | 0 | 0 | 0 | 0 | 0 | 0 | 0 | 0 | 0 | 0 | 0 | 0 | 0 | 0 | 0 | 0 | 0 | 0 | 0 | 0 | 0 | 0 | 0 | 0 | 0 | 0 | 0 | 0 | 0 | 0 | 0
F2_Commercial_School_Existing_Space Heating_Natural Gas_Unit Heater_E7 | F2 | Commercial | School | Existing | Space Heating | Natural Gas | Unit Heater | E7 | TRC BC Ratio | 0 | 0 | 0 | 0 | 0 | 0 | 0 | 0 | 0 | 0 | 0 | 0 | 0 | 0 | 0 | 0 | 0 | 0 | 0 | 0 | 0 | 0 | 0 | 0 | 0 | 0 | 0 | 0 | 0 | 0 | 0 | 0 | 0
F2_Commercial_School_Existing_Space Heating_Natural Gas_Unit Heater_E8 | F2 | Commercial | School | Existing | Space Heating | Natural Gas | Unit Heater | E8 | TRC BC Ratio | 0 | 0 | 0 | 0 | 0 | 0 | 0 | 0 | 0 | 0 | 0 | 0 | 0 | 0 | 0 | 0 | 0 | 0 | 0 | 0 | 0 | 0 | 0 | 0 | 0 | 0 | 0 | 0 | 0 | 0 | 0 | 0 | 0
F2_Commercial_School_Existing_Space Heating_Natural Gas_Unit Heater_E9 | F2 | Commercial | School | Existing | Space Heating | Natural Gas | Unit Heater | E9 | TRC BC Ratio | 0 | 0 | 0 | 0 | 0 | 0 | 0 | 0 | 0 | 0 | 0 | 0 | 0 | 0 | 0 | 0 | 0 | 0 | 0 | 0 | 0 | 0 | 0 | 0 | 0 | 0 | 0 | 0 | 0 | 0 | 0 | 0 | 0
F2_Commercial_School_Existing_Space Heating_Natural Gas_Unit Heater_E10 | F2 | Commercial | School | Existing | Space Heating | Natural Gas | Unit Heater | E10 | TRC BC Ratio | 0 | 0 | 0 | 0 | 0 | 0 | 0 | 0 | 0 | 0 | 0 | 0 | 0 | 0 | 0 | 0 | 0 | 0 | 0 | 0 | 0 | 0 | 0 | 0 | 0 | 0 | 0 | 0 | 0 | 0 | 0 | 0 | 0
F3_Commercial_School_Existing_Space Heating_Natural Gas_Unit Heater_E1 | F3 | Commercial | School | Existing | Space Heating | Natural Gas | Unit Heater | E1 | PACT BC Ratio | bar: 2019 to 2051
F3_Commercial_School_Existing_Space Heating_Natural Gas_Unit Heater_E2 | F3 | Commercial | School | Existing | Space Heating | Natural Gas | Unit Heater | E2 | PACT BC Ratio | 1.9089 | 1.911 | 1.9134 | 1.917 | 1.922 | 1.93 | 1.9346 | 1.9375 | 1.9409 | 1.9439 | 1.9456 | 1.9464 | 1.9476 | 1.9492 | 1.9516 | 1.953 | 1.9551 | 1.9585 | 1.9619 | 1.9658 | 1.9702 | 1.9739 | 1.9769 | 1.9791 | 1.9806 | 1.981 | 1.9802 | 1.9786 | 1.9773 | 1.9767 | 1.9771 | 1.9773 | 1.9773
F3_Commercial_School_Existing_Space Heating_Natural Gas_Unit Heater_E3 | F3 | Commercial | School | Existing | Space Heating | Natural Gas | Unit Heater | E3 | PACT BC Ratio | 19.306 | 19.355 | 19.4154 | 19.4958 | 19.5967 | 19.747 | 19.8157 | 19.8297 | 19.8411 | 19.8377 | 19.8073 | 19.773 | 19.7606 | 19.7724 | 19.8164 | 19.851 | 19.9026 | 19.9794 | 20.0504 | 20.1229 | 20.2012 | 20.2691 | 20.3234 | 20.3645 | 20.3919 | 20.3998 | 20.3852 | 20.3553 | 20.3317 | 20.3202 | 20.3286 | 20.3318 | 20.3318
F3_Commercial_School_Existing_Space Heating_Natural Gas_Unit Heater_E4 | F3 | Commercial | School | Existing | Space Heating | Natural Gas | Unit Heater | E4 | PACT BC Ratio | 0 | 0 | 0 | 0 | 0 | 0 | 0 | 0 | 0 | 0 | 0 | 0 | 0 | 0 | 0 | 0 | 0 | 0 | 0 | 0 | 0 | 0 | 0 | 0 | 0 | 0 | 0 | 0 | 0 | 0 | 0 | 0 | 0
F3_Commercial_School_Existing_Space Heating_Natural Gas_Unit Heater_E5 | F3 | Commercial | School | Existing | Space Heating | Natural Gas | Unit Heater | E5 | PACT BC Ratio | 0 | 0 | 0 | 0 | 0 | 0 | 0 | 0 | 0 | 0 | 0 | 0 | 0 | 0 | 0 | 0 | 0 | 0 | 0 | 0 | 0 | 0 | 0 | 0 | 0 | 0 | 0 | 0 | 0 | 0 | 0 | 0 | 0
F3_Commercial_School_Existing_Space Heating_Natural Gas_Unit Heater_E6 | F3 | Commercial | School | Existing | Space Heating | Natural Gas | Unit Heater | E6 | PACT BC Ratio | 0 | 0 | 0 | 0 | 0 | 0 | 0 | 0 | 0 | 0 | 0 | 0 | 0 | 0 | 0 | 0 | 0 | 0 | 0 | 0 | 0 | 0 | 0 | 0 | 0 | 0 | 0 | 0 | 0 | 0 | 0 | 0 | 0
F3_Commercial_School_Existing_Space Heating_Natural Gas_Unit Heater_E7 | F3 | Commercial | School | Existing | Space Heating | Natural Gas | Unit Heater | E7 | PACT BC Ratio | 0 | 0 | 0 | 0 | 0 | 0 | 0 | 0 | 0 | 0 | 0 | 0 | 0 | 0 | 0 | 0 | 0 | 0 | 0 | 0 | 0 | 0 | 0 | 0 | 0 | 0 | 0 | 0 | 0 | 0 | 0 | 0 | 0
F3_Commercial_School_Existing_Space Heating_Natural Gas_Unit Heater_E8 | F3 | Commercial | School | Existing | Space Heating | Natural Gas | Unit Heater | E8 | PACT BC Ratio | 0 | 0 | 0 | 0 | 0 | 0 | 0 | 0 | 0 | 0 | 0 | 0 | 0 | 0 | 0 | 0 | 0 | 0 | 0 | 0 | 0 | 0 | 0 | 0 | 0 | 0 | 0 | 0 | 0 | 0 | 0 | 0 | 0
F3_Commercial_School_Existing_Space Heating_Natural Gas_Unit Heater_E9 | F3 | Commercial | School | Existing | Space Heating | Natural Gas | Unit Heater | E9 | PACT BC Ratio | 0 | 0 | 0 | 0 | 0 | 0 | 0 | 0 | 0 | 0 | 0 | 0 | 0 | 0 | 0 | 0 | 0 | 0 | 0 | 0 | 0 | 0 | 0 | 0 | 0 | 0 | 0 | 0 | 0 | 0 | 0 | 0 | 0
F3_Commercial_School_Existing_Space Heating_Natural Gas_Unit Heater_E10 | F3 | Commercial | School | Existing | Space Heating | Natural Gas | Unit Heater | E10 | PACT BC Ratio | 0 | 0 | 0 | 0 | 0 | 0 | 0 | 0 | 0 | 0 | 0 | 0 | 0 | 0 | 0 | 0 | 0 | 0 | 0 | 0 | 0 | 0 | 0 | 0 | 0 | 0 | 0 | 0 | 0 | 0 | 0 | 0 | 0
F4_Commercial_School_Existing_Space Heating_Natural Gas_Unit Heater_E1 | F4 | Commercial | School | Existing | Space Heating | Natural Gas | Unit Heater | E1 | RVT BC Ratio | bar: 2019 to 2051
F4_Commercial_School_Existing_Space Heating_Natural Gas_Unit Heater_E2 | F4 | Commercial | School | Existing | Space Heating | Natural Gas | Unit Heater | E2 | RVT BC Ratio | 2.7582 | 2.7606 | 2.7631 | 2.767 | 2.7724 | 2.781 | 2.786 | 2.7891 | 2.7928 | 2.796 | 2.7979 | 2.7988 | 2.8 | 2.8017 | 2.8044 | 2.8058 | 2.8081 | 2.8118 | 2.8155 | 2.8196 | 2.8244 | 2.8284 | 2.8316 | 2.834 | 2.8356 | 2.836 | 2.8352 | 2.8334 | 2.832 | 2.8314 | 2.8319 | 2.832 | 2.832
F4_Commercial_School_Existing_Space Heating_Natural Gas_Unit Heater_E3 | F4 | Commercial | School | Existing | Space Heating | Natural Gas | Unit Heater | E3 | RVT BC Ratio | 21.5169 | 21.5696 | 21.6348 | 21.7215 | 21.8304 | 21.9924 | 22.0664 | 22.0815 | 22.0938 | 22.0901 | 22.0573 | 22.0204 | 22.007 | 22.0198 | 22.0672 | 22.1045 | 22.1601 | 22.243 | 22.3196 | 22.3977 | 22.4821 | 22.5554 | 22.6139 | 22.6582 | 22.6877 | 22.6962 | 22.6806 | 22.6482 | 22.6228 | 22.6104 | 22.6194 | 22.6229 | 22.6229
F4_Commercial_School_Existing_Space Heating_Natural Gas_Unit Heater_E4 | F4 | Commercial | School | Existing | Space Heating | Natural Gas | Unit Heater | E4 | RVT BC Ratio | 0 | 0 | 0 | 0 | 0 | 0 | 0 | 0 | 0 | 0 | 0 | 0 | 0 | 0 | 0 | 0 | 0 | 0 | 0 | 0 | 0 | 0 | 0 | 0 | 0 | 0 | 0 | 0 | 0 | 0 | 0 | 0 | 0
F4_Commercial_School_Existing_Space Heating_Natural Gas_Unit Heater_E5 | F4 | Commercial | School | Existing | Space Heating | Natural Gas | Unit Heater | E5 | RVT BC Ratio | 0 | 0 | 0 | 0 | 0 | 0 | 0 | 0 | 0 | 0 | 0 | 0 | 0 | 0 | 0 | 0 | 0 | 0 | 0 | 0 | 0 | 0 | 0 | 0 | 0 | 0 | 0 | 0 | 0 | 0 | 0 | 0 | 0
F4_Commercial_School_Existing_Space Heating_Natural Gas_Unit Heater_E6 | F4 | Commercial | School | Existing | Space Heating | Natural Gas | Unit Heater | E6 | RVT BC Ratio | 0 | 0 | 0 | 0 | 0 | 0 | 0 | 0 | 0 | 0 | 0 | 0 | 0 | 0 | 0 | 0 | 0 | 0 | 0 | 0 | 0 | 0 | 0 | 0 | 0 | 0 | 0 | 0 | 0 | 0 | 0 | 0 | 0
F4_Commercial_School_Existing_Space Heating_Natural Gas_Unit Heater_E7 | F4 | Commercial | School | Existing | Space Heating | Natural Gas | Unit Heater | E7 | RVT BC Ratio | 0 | 0 | 0 | 0 | 0 | 0 | 0 | 0 | 0 | 0 | 0 | 0 | 0 | 0 | 0 | 0 | 0 | 0 | 0 | 0 | 0 | 0 | 0 | 0 | 0 | 0 | 0 | 0 | 0 | 0 | 0 | 0 | 0
F4_Commercial_School_Existing_Space Heating_Natural Gas_Unit Heater_E8 | F4 | Commercial | School | Existing | Space Heating | Natural Gas | Unit Heater | E8 | RVT BC Ratio | 0 | 0 | 0 | 0 | 0 | 0 | 0 | 0 | 0 | 0 | 0 | 0 | 0 | 0 | 0 | 0 | 0 | 0 | 0 | 0 | 0 | 0 | 0 | 0 | 0 | 0 | 0 | 0 | 0 | 0 | 0 | 0 | 0
F4_Commercial_School_Existing_Space Heating_Natural Gas_Unit Heater_E9 | F4 | Commercial | School | Existing | Space Heating | Natural Gas | Unit Heater | E9 | RVT BC Ratio | 0 | 0 | 0 | 0 | 0 | 0 | 0 | 0 | 0 | 0 | 0 | 0 | 0 | 0 | 0 | 0 | 0 | 0 | 0 | 0 | 0 | 0 | 0 | 0 | 0 | 0 | 0 | 0 | 0 | 0 | 0 | 0 | 0
F4_Commercial_School_Existing_Space Heating_Natural Gas_Unit Heater_E10 | F4 | Commercial | School | Existing | Space Heating | Natural Gas | Unit Heater | E10 | RVT BC Ratio | 0 | 0 | 0 | 0 | 0 | 0 | 0 | 0 | 0 | 0 | 0 | 0 | 0 | 0 | 0 | 0 | 0 | 0 | 0 | 0 | 0 | 0 | 0 | 0 | 0 | 0 | 0 | 0 | 0 | 0 | 0 | 0 | 0
F5_Commercial_School_Existing_Space Heating_Natural Gas_Unit Heater_E1 | F5 | Commercial | School | Existing | Space Heating | Natural Gas | Unit Heater | E1 | RIM BC Ratio | bar: 2019 to 2051
F5_Commercial_School_Existing_Space Heating_Natural Gas_Unit Heater_E2 | F5 | Commercial | School | Existing | Space Heating | Natural Gas | Unit Heater | E2 | RIM BC Ratio | 0.58074 | 0.58094 | 0.58116 | 0.58149 | 0.58195 | 0.58268 | 0.58311 | 0.58337 | 0.58367 | 0.58394 | 0.5841 | 0.58417 | 0.58428 | 0.58442 | 0.58464 | 0.58476 | 0.58495 | 0.58526 | 0.58556 | 0.5859 | 0.58629 | 0.58662 | 0.58688 | 0.58708 | 0.58721 | 0.58725 | 0.58718 | 0.58703 | 0.58692 | 0.58687 | 0.58691 | 0.58692 | 0.58692
F5_Commercial_School_Existing_Space Heating_Natural Gas_Unit Heater_E3 | F5 | Commercial | School | Existing | Space Heating | Natural Gas | Unit Heater | E3 | RIM BC Ratio | 0.80009 | 0.80017 | 0.80027 | 0.80041 | 0.80058 | 0.80083 | 0.80094 | 0.80096 | 0.80098 | 0.80098 | 0.80093 | 0.80087 | 0.80085 | 0.80087 | 0.80094 | 0.801 | 0.80108 | 0.80121 | 0.80132 | 0.80144 | 0.80156 | 0.80167 | 0.80175 | 0.80182 | 0.80186 | 0.80187 | 0.80185 | 0.8018 | 0.80176 | 0.80175 | 0.80176 | 0.80176 | 0.80176
F5_Commercial_School_Existing_Space Heating_Natural Gas_Unit Heater_E4 | F5 | Commercial | School | Existing | Space Heating | Natural Gas | Unit Heater | E4 | RIM BC Ratio | 0 | 0 | 0 | 0 | 0 | 0 | 0 | 0 | 0 | 0 | 0 | 0 | 0 | 0 | 0 | 0 | 0 | 0 | 0 | 0 | 0 | 0 | 0 | 0 | 0 | 0 | 0 | 0 | 0 | 0 | 0 | 0 | 0
F5_Commercial_School_Existing_Space Heating_Natural Gas_Unit Heater_E5 | F5 | Commercial | School | Existing | Space Heating | Natural Gas | Unit Heater | E5 | RIM BC Ratio | 0 | 0 | 0 | 0 | 0 | 0 | 0 | 0 | 0 | 0 | 0 | 0 | 0 | 0 | 0 | 0 | 0 | 0 | 0 | 0 | 0 | 0 | 0 | 0 | 0 | 0 | 0 | 0 | 0 | 0 | 0 | 0 | 0
F5_Commercial_School_Existing_Space Heating_Natural Gas_Unit Heater_E6 | F5 | Commercial | School | Existing | Space Heating | Natural Gas | Unit Heater | E6 | RIM BC Ratio | 0 | 0 | 0 | 0 | 0 | 0 | 0 | 0 | 0 | 0 | 0 | 0 | 0 | 0 | 0 | 0 | 0 | 0 | 0 | 0 | 0 | 0 | 0 | 0 | 0 | 0 | 0 | 0 | 0 | 0 | 0 | 0 | 0
F5_Commercial_School_Existing_Space Heating_Natural Gas_Unit Heater_E7 | F5 | Commercial | School | Existing | Space Heating | Natural Gas | Unit Heater | E7 | RIM BC Ratio | 0 | 0 | 0 | 0 | 0 | 0 | 0 | 0 | 0 | 0 | 0 | 0 | 0 | 0 | 0 | 0 | 0 | 0 | 0 | 0 | 0 | 0 | 0 | 0 | 0 | 0 | 0 | 0 | 0 | 0 | 0 | 0 | 0
F5_Commercial_School_Existing_Space Heating_Natural Gas_Unit Heater_E8 | F5 | Commercial | School | Existing | Space Heating | Natural Gas | Unit Heater | E8 | RIM BC Ratio | 0 | 0 | 0 | 0 | 0 | 0 | 0 | 0 | 0 | 0 | 0 | 0 | 0 | 0 | 0 | 0 | 0 | 0 | 0 | 0 | 0 | 0 | 0 | 0 | 0 | 0 | 0 | 0 | 0 | 0 | 0 | 0 | 0
F5_Commercial_School_Existing_Space Heating_Natural Gas_Unit Heater_E9 | F5 | Commercial | School | Existing | Space Heating | Natural Gas | Unit Heater | E9 | RIM BC Ratio | 0 | 0 | 0 | 0 | 0 | 0 | 0 | 0 | 0 | 0 | 0 | 0 | 0 | 0 | 0 | 0 | 0 | 0 | 0 | 0 | 0 | 0 | 0 | 0 | 0 | 0 | 0 | 0 | 0 | 0 | 0 | 0 | 0
F5_Commercial_School_Existing_Space Heating_Natural Gas_Unit Heater_E10 | F5 | Commercial | School | Existing | Space Heating | Natural Gas | Unit Heater | E10 | RIM BC Ratio | 0 | 0 | 0 | 0 | 0 | 0 | 0 | 0 | 0 | 0 | 0 | 0 | 0 | 0 | 0 | 0 | 0 | 0 | 0 | 0 | 0 | 0 | 0 | 0 | 0 | 0 | 0 | 0 | 0 | 0 | 0 | 0 | 0
F0_Commercial_School_Existing_Water Heating_Natural Gas_Water Heater_E0 | F0 | Commercial | School | Existing | Water Heating | Natural Gas | Water Heater | E0 | Economic Unit | Gas-Fired Absorption HPWH | Gas-Fired Absorption HPWH | Gas-Fired Absorption HPWH | Gas-Fired Absorption HPWH | Gas-Fired Absorption HPWH | Gas-Fired Absorption HPWH | Gas-Fired Absorption HPWH | Gas-Fired Absorption HPWH | Gas-Fired Absorption HPWH | Gas-Fired Absorption HPWH | Gas-Fired Absorption HPWH | Gas-Fired Absorption HPWH | Gas-Fired Absorption HPWH | Gas-Fired Absorption HPWH | Gas-Fired Absorption HPWH | Gas-Fired Absorption HPWH | Gas-Fired Absorption HPWH | Gas-Fired Absorption HPWH | Gas-Fired Absorption HPWH | Gas-Fired Absorption HPWH | Gas-Fired Absorption HPWH | Gas-Fired Absorption HPWH | Gas-Fired Absorption HPWH | Gas-Fired Absorption HPWH | Gas-Fired Absorption HPWH | Gas-Fired Absorption HPWH | Gas-Fired Absorption HPWH | Gas-Fired Absorption HPWH | Gas-Fired Absorption HPWH | Gas-Fired Absorption HPWH | Gas-Fired Absorption HPWH | Gas-Fired Absorption HPWH | Gas-Fired Absorption HPWH
F1_Commercial_School_Existing_Water Heating_Natural Gas_Water Heater_E1 | F1 | Commercial | School | Existing | Water Heating | Natural Gas | Water Heater | E1 | CCE | 0 | 0 | 0 | 0 | 0 | 0 | 0 | 0 | 0 | 0 | 0 | 0 | 0 | 0 | 0 | 0 | 0 | 0 | 0 | 0 | 0 | 0 | 0 | 0 | 0 | 0 | 0 | 0 | 0 | 0 | 0 | 0 | 0
F1_Commercial_School_Existing_Water Heating_Natural Gas_Water Heater_E2 | F1 | Commercial | School | Existing | Water Heating | Natural Gas | Water Heater | E2 | CCE | -0.0057972 | -0.0057972 | -0.0057972 | -0.0057972 | -0.0057972 | -0.0057972 | -0.0057972 | -0.0057972 | -0.0057972 | -0.0057972 | -0.0057972 | -0.0057972 | -0.0057972 | -0.0057972 | -0.0057972 | -0.0057972 | -0.0057972 | -0.0057972 | -0.0057972 | -0.0057972 | -0.0057972 | -0.0057972 | -0.0057972 | -0.0057972 | -0.0057972 | -0.0057972 | -0.0057972 | -0.0057972 | -0.0057972 | -0.0057972 | -0.0057972 | -0.0057972 | -0.0057972
F1_Commercial_School_Existing_Water Heating_Natural Gas_Water Heater_E3 | F1 | Commercial | School | Existing | Water Heating | Natural Gas | Water Heater | E3 | CCE | 0.050524 | 0.050524 | 0.050524 | 0.050524 | 0.050524 | 0.050524 | 0.050524 | 0.050524 | 0.050524 | 0.050524 | 0.050524 | 0.050524 | 0.050524 | 0.050524 | 0.050524 | 0.050524 | 0.050524 | 0.050524 | 0.050524 | 0.050524 | 0.050524 | 0.050524 | 0.050524 | 0.050524 | 0.050524 | 0.050524 | 0.050524 | 0.050524 | 0.050524 | 0.050524 | 0.050524 | 0.050524 | 0.050524
F1_Commercial_School_Existing_Water Heating_Natural Gas_Water Heater_E4 | F1 | Commercial | School | Existing | Water Heating | Natural Gas | Water Heater | E4 | CCE | 0.062159 | 0.062159 | 0.062159 | 0.062159 | 0.062159 | 0.062159 | 0.062159 | 0.062159 | 0.062159 | 0.062159 | 0.062159 | 0.062159 | 0.062159 | 0.062159 | 0.062159 | 0.062159 | 0.062159 | 0.062159 | 0.062159 | 0.062159 | 0.062159 | 0.062159 | 0.062159 | 0.062159 | 0.062159 | 0.062159 | 0.062159 | 0.062159 | 0.062159 | 0.062159 | 0.062159 | 0.062159 | 0.062159
F1_Commercial_School_Existing_Water Heating_Natural Gas_Water Heater_E5 | F1 | Commercial | School | Existing | Water Heating | Natural Gas | Water Heater | E5 | CCE | 0.092607 | 0.092607 | 0.092607 | 0.092607 | 0.092607 | 0.092607 | 0.092607 | 0.092607 | 0.092607 | 0.092607 | 0.092607 | 0.092607 | 0.092607 | 0.092607 | 0.092607 | 0.092607 | 0.092607 | 0.092607 | 0.092607 | 0.092607 | 0.092607 | 0.092607 | 0.092607 | 0.092607 | 0.092607 | 0.092607 | 0.092607 | 0.092607 | 0.092607 | 0.092607 | 0.092607 | 0.092607 | 0.092607
F1_Commercial_School_Existing_Water Heating_Natural Gas_Water Heater_E6 | F1 | Commercial | School | Existing | Water Heating | Natural Gas | Water Heater | E6 | CCE | -0.1665 | -0.1665 | -0.1665 | -0.1665 | -0.1665 | -0.1665 | -0.1665 | -0.1665 | -0.1665 | -0.1665 | -0.1665 | -0.1665 | -0.1665 | -0.1665 | -0.1665 | -0.1665 | -0.1665 | -0.1665 | -0.1665 | -0.1665 | -0.1665 | -0.1665 | -0.1665 | -0.1665 | -0.1665 | -0.1665 | -0.1665 | -0.1665 | -0.1665 | -0.1665 | -0.1665 | -0.1665 | -0.1665
F1_Commercial_School_Existing_Water Heating_Natural Gas_Water Heater_E7 | F1 | Commercial | School | Existing | Water Heating | Natural Gas | Water Heater | E7 | CCE | 0.14355 | 0.14355 | 0.14355 | 0.14355 | 0.14355 | 0.14355 | 0.14355 | 0.14355 | 0.14355 | 0.14355 | 0.14355 | 0.14355 | 0.14355 | 0.14355 | 0.14355 | 0.14355 | 0.14355 | 0.14355 | 0.14355 | 0.14355 | 0.14355 | 0.14355 | 0.14355 | 0.14355 | 0.14355 | 0.14355 | 0.14355 | 0.14355 | 0.14355 | 0.14355 | 0.14355 | 0.14355 | 0.14355
F1_Commercial_School_Existing_Water Heating_Natural Gas_Water Heater_E8 | F1 | Commercial | School | Existing | Water Heating | Natural Gas | Water Heater | E8 | CCE | 0 | 0 | 0 | 0 | 0 | 0 | 0 | 0 | 0 | 0 | 0 | 0 | 0 | 0 | 0 | 0 | 0 | 0 | 0 | 0 | 0 | 0 | 0 | 0 | 0 | 0 | 0 | 0 | 0 | 0 | 0 | 0 | 0
F1_Commercial_School_Existing_Water Heating_Natural Gas_Water Heater_E9 | F1 | Commercial | School | Existing | Water Heating | Natural Gas | Water Heater | E9 | CCE | 0 | 0 | 0 | 0 | 0 | 0 | 0 | 0 | 0 | 0 | 0 | 0 | 0 | 0 | 0 | 0 | 0 | 0 | 0 | 0 | 0 | 0 | 0 | 0 | 0 | 0 | 0 | 0 | 0 | 0 | 0 | 0 | 0
F1_Commercial_School_Existing_Water Heating_Natural Gas_Water Heater_E10 | F1 | Commercial | School | Existing | Water Heating | Natural Gas | Water Heater | E10 | CCE | 0 | 0 | 0 | 0 | 0 | 0 | 0 | 0 | 0 | 0 | 0 | 0 | 0 | 0 | 0 | 0 | 0 | 0 | 0 | 0 | 0 | 0 | 0 | 0 | 0 | 0 | 0 | 0 | 0 | 0 | 0 | 0 | 0
F2_Commercial_School_Existing_Water Heating_Natural Gas_Water Heater_E1 | F2 | Commercial | School | Existing | Water Heating | Natural Gas | Water Heater | E1 | TRC BC Ratio | bar: 2019 to 2051
F2_Commercial_School_Existing_Water Heating_Natural Gas_Water Heater_E2 | F2 | Commercial | School | Existing | Water Heating | Natural Gas | Water Heater | E2 | TRC BC Ratio | bar: 2019 to 2051
F2_Commercial_School_Existing_Water Heating_Natural Gas_Water Heater_E3 | F2 | Commercial | School | Existing | Water Heating | Natural Gas | Water Heater | E3 | TRC BC Ratio | 21.2636 | 21.4579 | 21.6891 | 21.9575 | 22.2705 | 22.6411 | 22.9406 | 23.2225 | 23.501 | 23.7808 | 24.0363 | 24.2607 | 24.4864 | 24.7246 | 24.9996 | 25.2725 | 25.5734 | 25.9052 | 26.2568 | 26.6194 | 26.9901 | 27.3379 | 27.6566 | 27.9471 | 28.2037 | 28.4221 | 28.5756 | 28.6886 | 28.7859 | 28.8688 | 28.951 | 28.9881 | 28.9881
F2_Commercial_School_Existing_Water Heating_Natural Gas_Water Heater_E4 | F2 | Commercial | School | Existing | Water Heating | Natural Gas | Water Heater | E4 | TRC BC Ratio | 17.2834 | 17.4414 | 17.6293 | 17.8474 | 18.1018 | 18.403 | 18.6465 | 18.8756 | 19.102 | 19.3294 | 19.5371 | 19.7195 | 19.9029 | 20.0966 | 20.3201 | 20.5419 | 20.7864 | 21.0562 | 21.3419 | 21.6367 | 21.938 | 22.2207 | 22.4798 | 22.7159 | 22.9244 | 23.1019 | 23.2267 | 23.3185 | 23.3976 | 23.465 | 23.5318 | 23.562 | 23.562
F2_Commercial_School_Existing_Water Heating_Natural Gas_Water Heater_E5 | F2 | Commercial | School | Existing | Water Heating | Natural Gas | Water Heater | E5 | TRC BC Ratio | 11.6008 | 11.7068 | 11.8329 | 11.9793 | 12.1501 | 12.3523 | 12.5157 | 12.6695 | 12.8214 | 12.9741 | 13.1135 | 13.2359 | 13.359 | 13.489 | 13.639 | 13.7879 | 13.9521 | 14.1331 | 14.3249 | 14.5227 | 14.725 | 14.9147 | 15.0886 | 15.2471 | 15.3871 | 15.5062 | 15.59 | 15.6516 | 15.7047 | 15.7499 | 15.7948 | 15.815 | 15.815
F2_Commercial_School_Existing_Water Heating_Natural Gas_Water Heater_E6 | F2 | Commercial | School | Existing | Water Heating | Natural Gas | Water Heater | E6 | TRC BC Ratio | bar: 2019 to 2051
F2_Commercial_School_Existing_Water Heating_Natural Gas_Water Heater_E7 | F2 | Commercial | School | Existing | Water Heating | Natural Gas | Water Heater | E7 | TRC BC Ratio | 7.1221 | 7.1719 | 7.2508 | 7.3593 | 7.4964 | 7.6633 | 7.7882 | 7.8989 | 7.9968 | 8.0853 | 8.1517 | 8.1939 | 8.2347 | 8.2859 | 8.3661 | 8.454 | 8.5641 | 8.7002 | 8.8551 | 9.0221 | 9.1994 | 9.3687 | 9.5287 | 9.683 | 9.8232 | 9.9426 | 10.0266 | 10.0883 | 10.1416 | 10.1869 | 10.2318 | 10.2521 | 10.2521
F2_Commercial_School_Existing_Water Heating_Natural Gas_Water Heater_E8 | F2 | Commercial | School | Existing | Water Heating | Natural Gas | Water Heater | E8 | TRC BC Ratio | 0 | 0 | 0 | 0 | 0 | 0 | 0 | 0 | 0 | 0 | 0 | 0 | 0 | 0 | 0 | 0 | 0 | 0 | 0 | 0 | 0 | 0 | 0 | 0 | 0 | 0 | 0 | 0 | 0 | 0 | 0 | 0 | 0
F2_Commercial_School_Existing_Water Heating_Natural Gas_Water Heater_E9 | F2 | Commercial | School | Existing | Water Heating | Natural Gas | Water Heater | E9 | TRC BC Ratio | 0 | 0 | 0 | 0 | 0 | 0 | 0 | 0 | 0 | 0 | 0 | 0 | 0 | 0 | 0 | 0 | 0 | 0 | 0 | 0 | 0 | 0 | 0 | 0 | 0 | 0 | 0 | 0 | 0 | 0 | 0 | 0 | 0
F2_Commercial_School_Existing_Water Heating_Natural Gas_Water Heater_E10 | F2 | Commercial | School | Existing | Water Heating | Natural Gas | Water Heater | E10 | TRC BC Ratio | 0 | 0 | 0 | 0 | 0 | 0 | 0 | 0 | 0 | 0 | 0 | 0 | 0 | 0 | 0 | 0 | 0 | 0 | 0 | 0 | 0 | 0 | 0 | 0 | 0 | 0 | 0 | 0 | 0 | 0 | 0 | 0 | 0
F3_Commercial_School_Existing_Water Heating_Natural Gas_Water Heater_E1 | F3 | Commercial | School | Existing | Water Heating | Natural Gas | Water Heater | E1 | PACT BC Ratio | bar: 2019 to 2051
F3_Commercial_School_Existing_Water Heating_Natural Gas_Water Heater_E2 | F3 | Commercial | School | Existing | Water Heating | Natural Gas | Water Heater | E2 | PACT BC Ratio | bar: 2019 to 2051
F3_Commercial_School_Existing_Water Heating_Natural Gas_Water Heater_E3 | F3 | Commercial | School | Existing | Water Heating | Natural Gas | Water Heater | E3 | PACT BC Ratio | 28.3515 | 28.6106 | 28.9189 | 29.2766 | 29.694 | 30.1881 | 30.5875 | 30.9634 | 31.3346 | 31.7077 | 32.0484 | 32.3476 | 32.6485 | 32.9662 | 33.3328 | 33.6967 | 34.0978 | 34.5403 | 35.009 | 35.4926 | 35.9868 | 36.4505 | 36.8755 | 37.2628 | 37.6049 | 37.8961 | 38.1008 | 38.2514 | 38.3812 | 38.4917 | 38.6013 | 38.6508 | 38.6508
F3_Commercial_School_Existing_Water Heating_Natural Gas_Water Heater_E4 | F3 | Commercial | School | Existing | Water Heating | Natural Gas | Water Heater | E4 | PACT BC Ratio | 23.0446 | 23.2552 | 23.5057 | 23.7965 | 24.1358 | 24.5374 | 24.862 | 25.1675 | 25.4693 | 25.7725 | 26.0495 | 26.2927 | 26.5372 | 26.7954 | 27.0934 | 27.3892 | 27.7153 | 28.0749 | 28.4559 | 28.8489 | 29.2506 | 29.6275 | 29.973 | 30.2878 | 30.5659 | 30.8026 | 30.9689 | 31.0914 | 31.1968 | 31.2867 | 31.3758 | 31.416 | 31.416
F3_Commercial_School_Existing_Water Heating_Natural Gas_Water Heater_E5 | F3 | Commercial | School | Existing | Water Heating | Natural Gas | Water Heater | E5 | PACT BC Ratio | 15.4677 | 15.6091 | 15.7773 | 15.9724 | 16.2002 | 16.4697 | 16.6876 | 16.8927 | 17.0952 | 17.2988 | 17.4846 | 17.6479 | 17.812 | 17.9854 | 18.1854 | 18.3839 | 18.6027 | 18.8441 | 19.0999 | 19.3637 | 19.6333 | 19.8863 | 20.1182 | 20.3295 | 20.5161 | 20.675 | 20.7866 | 20.8688 | 20.9396 | 20.9999 | 21.0597 | 21.0867 | 21.0867
F3_Commercial_School_Existing_Water Heating_Natural Gas_Water Heater_E6 | F3 | Commercial | School | Existing | Water Heating | Natural Gas | Water Heater | E6 | PACT BC Ratio | bar: 2019 to 2051
F3_Commercial_School_Existing_Water Heating_Natural Gas_Water Heater_E7 | F3 | Commercial | School | Existing | Water Heating | Natural Gas | Water Heater | E7 | PACT BC Ratio | 9.4962 | 9.5625 | 9.6677 | 9.8123 | 9.9952 | 10.2178 | 10.3842 | 10.5319 | 10.6623 | 10.7805 | 10.8689 | 10.9252 | 10.9796 | 11.0479 | 11.1547 | 11.272 | 11.4188 | 11.6003 | 11.8068 | 12.0294 | 12.2659 | 12.4916 | 12.7049 | 12.9106 | 13.0976 | 13.2569 | 13.3688 | 13.4511 | 13.5221 | 13.5825 | 13.6425 | 13.6695 | 13.6695
F3_Commercial_School_Existing_Water Heating_Natural Gas_Water Heater_E8 | F3 | Commercial | School | Existing | Water Heating | Natural Gas | Water Heater | E8 | PACT BC Ratio | 0 | 0 | 0 | 0 | 0 | 0 | 0 | 0 | 0 | 0 | 0 | 0 | 0 | 0 | 0 | 0 | 0 | 0 | 0 | 0 | 0 | 0 | 0 | 0 | 0 | 0 | 0 | 0 | 0 | 0 | 0 | 0 | 0
F3_Commercial_School_Existing_Water Heating_Natural Gas_Water Heater_E9 | F3 | Commercial | School | Existing | Water Heating | Natural Gas | Water Heater | E9 | PACT BC Ratio | 0 | 0 | 0 | 0 | 0 | 0 | 0 | 0 | 0 | 0 | 0 | 0 | 0 | 0 | 0 | 0 | 0 | 0 | 0 | 0 | 0 | 0 | 0 | 0 | 0 | 0 | 0 | 0 | 0 | 0 | 0 | 0 | 0
F3_Commercial_School_Existing_Water Heating_Natural Gas_Water Heater_E10 | F3 | Commercial | School | Existing | Water Heating | Natural Gas | Water Heater | E10 | PACT BC Ratio | 0 | 0 | 0 | 0 | 0 | 0 | 0 | 0 | 0 | 0 | 0 | 0 | 0 | 0 | 0 | 0 | 0 | 0 | 0 | 0 | 0 | 0 | 0 | 0 | 0 | 0 | 0 | 0 | 0 | 0 | 0 | 0 | 0
F4_Commercial_School_Existing_Water Heating_Natural Gas_Water Heater_E1 | F4 | Commercial | School | Existing | Water Heating | Natural Gas | Water Heater | E1 | RVT BC Ratio | bar: 2019 to 2051
F4_Commercial_School_Existing_Water Heating_Natural Gas_Water Heater_E2 | F4 | Commercial | School | Existing | Water Heating | Natural Gas | Water Heater | E2 | RVT BC Ratio | bar: 2019 to 2051
F4_Commercial_School_Existing_Water Heating_Natural Gas_Water Heater_E3 | F4 | Commercial | School | Existing | Water Heating | Natural Gas | Water Heater | E3 | RVT BC Ratio | 31.2703 | 31.5496 | 31.882 | 32.2678 | 32.7178 | 33.2506 | 33.6812 | 34.0865 | 34.4868 | 34.8891 | 35.2565 | 35.5791 | 35.9035 | 36.2461 | 36.6414 | 37.0338 | 37.4663 | 37.9433 | 38.4488 | 38.9701 | 39.503 | 40.0031 | 40.4613 | 40.8789 | 41.2478 | 41.5618 | 41.7825 | 41.9449 | 42.0848 | 42.204 | 42.3222 | 42.3756 | 42.3756
F4_Commercial_School_Existing_Water Heating_Natural Gas_Water Heater_E4 | F4 | Commercial | School | Existing | Water Heating | Natural Gas | Water Heater | E4 | RVT BC Ratio | 25.548 | 25.7751 | 26.0452 | 26.3588 | 26.7246 | 27.1576 | 27.5077 | 27.8371 | 28.1625 | 28.4894 | 28.7881 | 29.0503 | 29.314 | 29.5924 | 29.9137 | 30.2327 | 30.5842 | 30.972 | 31.3828 | 31.8066 | 32.2397 | 32.6462 | 33.0187 | 33.3581 | 33.6579 | 33.9131 | 34.0925 | 34.2245 | 34.3383 | 34.4351 | 34.5312 | 34.5746 | 34.5746
F4_Commercial_School_Existing_Water Heating_Natural Gas_Water Heater_E5 | F4 | Commercial | School | Existing | Water Heating | Natural Gas | Water Heater | E5 | RVT BC Ratio | 17.3782 | 17.5306 | 17.712 | 17.9224 | 18.168 | 18.4586 | 18.6936 | 18.9147 | 19.1331 | 19.3525 | 19.553 | 19.729 | 19.906 | 20.0929 | 20.3085 | 20.5226 | 20.7586 | 21.0188 | 21.2946 | 21.579 | 21.8698 | 22.1426 | 22.3926 | 22.6204 | 22.8216 | 22.993 | 23.1134 | 23.202 | 23.2783 | 23.3433 | 23.4078 | 23.4369 | 23.4369
F4_Commercial_School_Existing_Water Heating_Natural Gas_Water Heater_E6 | F4 | Commercial | School | Existing | Water Heating | Natural Gas | Water Heater | E6 | RVT BC Ratio | bar: 2019 to 2051
F4_Commercial_School_Existing_Water Heating_Natural Gas_Water Heater_E7 | F4 | Commercial | School | Existing | Water Heating | Natural Gas | Water Heater | E7 | RVT BC Ratio | 10.9394 | 11.0109 | 11.1243 | 11.2802 | 11.4774 | 11.7174 | 11.8969 | 12.0561 | 12.1968 | 12.3241 | 12.4195 | 12.4802 | 12.5389 | 12.6124 | 12.7277 | 12.8542 | 13.0124 | 13.2081 | 13.4308 | 13.6708 | 13.9258 | 14.1692 | 14.3992 | 14.621 | 14.8226 | 14.9943 | 15.115 | 15.2038 | 15.2803 | 15.3454 | 15.4101 | 15.4393 | 15.4393
F4_Commercial_School_Existing_Water Heating_Natural Gas_Water Heater_E8 | F4 | Commercial | School | Existing | Water Heating | Natural Gas | Water Heater | E8 | RVT BC Ratio | 0 | 0 | 0 | 0 | 0 | 0 | 0 | 0 | 0 | 0 | 0 | 0 | 0 | 0 | 0 | 0 | 0 | 0 | 0 | 0 | 0 | 0 | 0 | 0 | 0 | 0 | 0 | 0 | 0 | 0 | 0 | 0 | 0
F4_Commercial_School_Existing_Water Heating_Natural Gas_Water Heater_E9 | F4 | Commercial | School | Existing | Water Heating | Natural Gas | Water Heater | E9 | RVT BC Ratio | 0 | 0 | 0 | 0 | 0 | 0 | 0 | 0 | 0 | 0 | 0 | 0 | 0 | 0 | 0 | 0 | 0 | 0 | 0 | 0 | 0 | 0 | 0 | 0 | 0 | 0 | 0 | 0 | 0 | 0 | 0 | 0 | 0
F4_Commercial_School_Existing_Water Heating_Natural Gas_Water Heater_E10 | F4 | Commercial | School | Existing | Water Heating | Natural Gas | Water Heater | E10 | RVT BC Ratio | 0 | 0 | 0 | 0 | 0 | 0 | 0 | 0 | 0 | 0 | 0 | 0 | 0 | 0 | 0 | 0 | 0 | 0 | 0 | 0 | 0 | 0 | 0 | 0 | 0 | 0 | 0 | 0 | 0 | 0 | 0 | 0 | 0
F5_Commercial_School_Existing_Water Heating_Natural Gas_Water Heater_E1 | F5 | Commercial | School | Existing | Water Heating | Natural Gas | Water Heater | E1 | RIM BC Ratio | bar: 2019 to 2051
F5_Commercial_School_Existing_Water Heating_Natural Gas_Water Heater_E2 | F5 | Commercial | School | Existing | Water Heating | Natural Gas | Water Heater | E2 | RIM BC Ratio | bar: 2019 to 2051
F5_Commercial_School_Existing_Water Heating_Natural Gas_Water Heater_E3 | F5 | Commercial | School | Existing | Water Heating | Natural Gas | Water Heater | E3 | RIM BC Ratio | 0.81081 | 0.81102 | 0.81126 | 0.81154 | 0.81186 | 0.81222 | 0.81251 | 0.81277 | 0.81302 | 0.81327 | 0.81349 | 0.81368 | 0.81387 | 0.81407 | 0.81429 | 0.8145 | 0.81474 | 0.81498 | 0.81524 | 0.8155 | 0.81576 | 0.81599 | 0.8162 | 0.81639 | 0.81655 | 0.81669 | 0.81679 | 0.81685 | 0.81691 | 0.81696 | 0.81701 | 0.81703 | 0.81703
F5_Commercial_School_Existing_Water Heating_Natural Gas_Water Heater_E4 | F5 | Commercial | School | Existing | Water Heating | Natural Gas | Water Heater | E4 | RIM BC Ratio | 0.8055 | 0.80576 | 0.80606 | 0.80639 | 0.80678 | 0.80722 | 0.80757 | 0.80789 | 0.80819 | 0.80849 | 0.80876 | 0.809 | 0.80923 | 0.80946 | 0.80973 | 0.80999 | 0.81028 | 0.81058 | 0.81089 | 0.81121 | 0.81152 | 0.81181 | 0.81207 | 0.81229 | 0.81249 | 0.81266 | 0.81277 | 0.81286 | 0.81293 | 0.81299 | 0.81305 | 0.81308 | 0.81308
F5_Commercial_School_Existing_Water Heating_Natural Gas_Water Heater_E5 | F5 | Commercial | School | Existing | Water Heating | Natural Gas | Water Heater | E5 | RIM BC Ratio | 0.79194 | 0.79231 | 0.79274 | 0.79323 | 0.79378 | 0.79442 | 0.79492 | 0.79538 | 0.79582 | 0.79626 | 0.79665 | 0.79698 | 0.79732 | 0.79766 | 0.79805 | 0.79843 | 0.79884 | 0.79928 | 0.79973 | 0.80019 | 0.80064 | 0.80106 | 0.80143 | 0.80176 | 0.80205 | 0.80229 | 0.80246 | 0.80258 | 0.80268 | 0.80277 | 0.80286 | 0.8029 | 0.8029
F5_Commercial_School_Existing_Water Heating_Natural Gas_Water Heater_E6 | F5 | Commercial | School | Existing | Water Heating | Natural Gas | Water Heater | E6 | RIM BC Ratio | bar: 2019 to 2051
F5_Commercial_School_Existing_Water Heating_Natural Gas_Water Heater_E7 | F5 | Commercial | School | Existing | Water Heating | Natural Gas | Water Heater | E7 | RIM BC Ratio | 0.76724 | 0.76767 | 0.76834 | 0.76924 | 0.77035 | 0.77164 | 0.77258 | 0.77339 | 0.77408 | 0.7747 | 0.77515 | 0.77544 | 0.77571 | 0.77605 | 0.77657 | 0.77713 | 0.77782 | 0.77865 | 0.77957 | 0.78052 | 0.7815 | 0.7824 | 0.78322 | 0.78399 | 0.78467 | 0.78524 | 0.78563 | 0.78591 | 0.78615 | 0.78636 | 0.78656 | 0.78665 | 0.78665
F5_Commercial_School_Existing_Water Heating_Natural Gas_Water Heater_E8 | F5 | Commercial | School | Existing | Water Heating | Natural Gas | Water Heater | E8 | RIM BC Ratio | 0 | 0 | 0 | 0 | 0 | 0 | 0 | 0 | 0 | 0 | 0 | 0 | 0 | 0 | 0 | 0 | 0 | 0 | 0 | 0 | 0 | 0 | 0 | 0 | 0 | 0 | 0 | 0 | 0 | 0 | 0 | 0 | 0
F5_Commercial_School_Existing_Water Heating_Natural Gas_Water Heater_E9 | F5 | Commercial | School | Existing | Water Heating | Natural Gas | Water Heater | E9 | RIM BC Ratio | 0 | 0 | 0 | 0 | 0 | 0 | 0 | 0 | 0 | 0 | 0 | 0 | 0 | 0 | 0 | 0 | 0 | 0 | 0 | 0 | 0 | 0 | 0 | 0 | 0 | 0 | 0 | 0 | 0 | 0 | 0 | 0 | 0
F5_Commercial_School_Existing_Water Heating_Natural Gas_Water Heater_E10 | F5 | Commercial | School | Existing | Water Heating | Natural Gas | Water Heater | E10 | RIM BC Ratio | 0 | 0 | 0 | 0 | 0 | 0 | 0 | 0 | 0 | 0 | 0 | 0 | 0 | 0 | 0 | 0 | 0 | 0 | 0 | 0 | 0 | 0 | 0 | 0 | 0 | 0 | 0 | 0 | 0 | 0 | 0 | 0 | 0
F0_Commercial_School_Existing_Food Preparation_Natural Gas_Oven_E0 | F0 | Commercial | School | Existing | Food Preparation | Natural Gas | Oven | E0 | Economic Unit | ENERGY STAR (>44% Baking Efficiency) | ENERGY STAR (>44% Baking Efficiency) | ENERGY STAR (>44% Baking Efficiency) | ENERGY STAR (>44% Baking Efficiency) | ENERGY STAR (>44% Baking Efficiency) | ENERGY STAR (>44% Baking Efficiency) | ENERGY STAR (>44% Baking Efficiency) | ENERGY STAR (>44% Baking Efficiency) | ENERGY STAR (>44% Baking Efficiency) | ENERGY STAR (>44% Baking Efficiency) | ENERGY STAR (>44% Baking Efficiency) | ENERGY STAR (>44% Baking Efficiency) | ENERGY STAR (>44% Baking Efficiency) | ENERGY STAR (>44% Baking Efficiency) | ENERGY STAR (>44% Baking Efficiency) | ENERGY STAR (>44% Baking Efficiency) | ENERGY STAR (>44% Baking Efficiency) | ENERGY STAR (>44% Baking Efficiency) | ENERGY STAR (>44% Baking Efficiency) | ENERGY STAR (>44% Baking Efficiency) | ENERGY STAR (>44% Baking Efficiency) | ENERGY STAR (>44% Baking Efficiency) | ENERGY STAR (>44% Baking Efficiency) | ENERGY STAR (>44% Baking Efficiency) | ENERGY STAR (>44% Baking Efficiency) | ENERGY STAR (>44% Baking Efficiency) | ENERGY STAR (>44% Baking Efficiency) | ENERGY STAR (>44% Baking Efficiency) | ENERGY STAR (>44% Baking Efficiency) | ENERGY STAR (>44% Baking Efficiency) | ENERGY STAR (>44% Baking Efficiency) | ENERGY STAR (>44% Baking Efficiency) | ENERGY STAR (>44% Baking Efficiency)
F1_Commercial_School_Existing_Food Preparation_Natural Gas_Oven_E1 | F1 | Commercial | School | Existing | Food Preparation | Natural Gas | Oven | E1 | CCE | 0 | 0 | 0 | 0 | 0 | 0 | 0 | 0 | 0 | 0 | 0 | 0 | 0 | 0 | 0 | 0 | 0 | 0 | 0 | 0 | 0 | 0 | 0 | 0 | 0 | 0 | 0 | 0 | 0 | 0 | 0 | 0 | 0
F1_Commercial_School_Existing_Food Preparation_Natural Gas_Oven_E2 | F1 | Commercial | School | Existing | Food Preparation | Natural Gas | Oven | E2 | CCE | 0.52905 | 0.52905 | 0.52905 | 0.52905 | 0.52905 | 0.52905 | 0.52905 | 0.52905 | 0.52905 | 0.52905 | 0.52905 | 0.52905 | 0.52905 | 0.52905 | 0.52905 | 0.52905 | 0.52905 | 0.52905 | 0.52905 | 0.52905 | 0.52905 | 0.52905 | 0.52905 | 0.52905 | 0.52905 | 0.52905 | 0.52905 | 0.52905 | 0.52905 | 0.52905 | 0.52905 | 0.52905 | 0.52905
F1_Commercial_School_Existing_Food Preparation_Natural Gas_Oven_E3 | F1 | Commercial | School | Existing | Food Preparation | Natural Gas | Oven | E3 | CCE | 0 | 0 | 0 | 0 | 0 | 0 | 0 | 0 | 0 | 0 | 0 | 0 | 0 | 0 | 0 | 0 | 0 | 0 | 0 | 0 | 0 | 0 | 0 | 0 | 0 | 0 | 0 | 0 | 0 | 0 | 0 | 0 | 0
F1_Commercial_School_Existing_Food Preparation_Natural Gas_Oven_E4 | F1 | Commercial | School | Existing | Food Preparation | Natural Gas | Oven | E4 | CCE | 0 | 0 | 0 | 0 | 0 | 0 | 0 | 0 | 0 | 0 | 0 | 0 | 0 | 0 | 0 | 0 | 0 | 0 | 0 | 0 | 0 | 0 | 0 | 0 | 0 | 0 | 0 | 0 | 0 | 0 | 0 | 0 | 0
F1_Commercial_School_Existing_Food Preparation_Natural Gas_Oven_E5 | F1 | Commercial | School | Existing | Food Preparation | Natural Gas | Oven | E5 | CCE | 0 | 0 | 0 | 0 | 0 | 0 | 0 | 0 | 0 | 0 | 0 | 0 | 0 | 0 | 0 | 0 | 0 | 0 | 0 | 0 | 0 | 0 | 0 | 0 | 0 | 0 | 0 | 0 | 0 | 0 | 0 | 0 | 0
F1_Commercial_School_Existing_Food Preparation_Natural Gas_Oven_E6 | F1 | Commercial | School | Existing | Food Preparation | Natural Gas | Oven | E6 | CCE | 0 | 0 | 0 | 0 | 0 | 0 | 0 | 0 | 0 | 0 | 0 | 0 | 0 | 0 | 0 | 0 | 0 | 0 | 0 | 0 | 0 | 0 | 0 | 0 | 0 | 0 | 0 | 0 | 0 | 0 | 0 | 0 | 0
F1_Commercial_School_Existing_Food Preparation_Natural Gas_Oven_E7 | F1 | Commercial | School | Existing | Food Preparation | Natural Gas | Oven | E7 | CCE | 0 | 0 | 0 | 0 | 0 | 0 | 0 | 0 | 0 | 0 | 0 | 0 | 0 | 0 | 0 | 0 | 0 | 0 | 0 | 0 | 0 | 0 | 0 | 0 | 0 | 0 | 0 | 0 | 0 | 0 | 0 | 0 | 0
F1_Commercial_School_Existing_Food Preparation_Natural Gas_Oven_E8 | F1 | Commercial | School | Existing | Food Preparation | Natural Gas | Oven | E8 | CCE | 0 | 0 | 0 | 0 | 0 | 0 | 0 | 0 | 0 | 0 | 0 | 0 | 0 | 0 | 0 | 0 | 0 | 0 | 0 | 0 | 0 | 0 | 0 | 0 | 0 | 0 | 0 | 0 | 0 | 0 | 0 | 0 | 0
F1_Commercial_School_Existing_Food Preparation_Natural Gas_Oven_E9 | F1 | Commercial | School | Existing | Food Preparation | Natural Gas | Oven | E9 | CCE | 0 | 0 | 0 | 0 | 0 | 0 | 0 | 0 | 0 | 0 | 0 | 0 | 0 | 0 | 0 | 0 | 0 | 0 | 0 | 0 | 0 | 0 | 0 | 0 | 0 | 0 | 0 | 0 | 0 | 0 | 0 | 0 | 0
F1_Commercial_School_Existing_Food Preparation_Natural Gas_Oven_E10 | F1 | Commercial | School | Existing | Food Preparation | Natural Gas | Oven | E10 | CCE | 0 | 0 | 0 | 0 | 0 | 0 | 0 | 0 | 0 | 0 | 0 | 0 | 0 | 0 | 0 | 0 | 0 | 0 | 0 | 0 | 0 | 0 | 0 | 0 | 0 | 0 | 0 | 0 | 0 | 0 | 0 | 0 | 0
F2_Commercial_School_Existing_Food Preparation_Natural Gas_Oven_E1 | F2 | Commercial | School | Existing | Food Preparation | Natural Gas | Oven | E1 | TRC BC Ratio | bar: 2019 to 2051
F2_Commercial_School_Existing_Food Preparation_Natural Gas_Oven_E2 | F2 | Commercial | School | Existing | Food Preparation | Natural Gas | Oven | E2 | TRC BC Ratio | 2.6596 | 2.6798 | 2.7025 | 2.7274 | 2.7558 | 2.7887 | 2.8153 | 2.8409 | 2.8669 | 2.8939 | 2.9197 | 2.9434 | 2.9676 | 2.9931 | 3.0212 | 3.0486 | 3.0777 | 3.1085 | 3.1406 | 3.1733 | 3.2062 | 3.2371 | 3.2649 | 3.2895 | 3.3108 | 3.3291 | 3.3418 | 3.3512 | 3.3594 | 3.3664 | 3.3733 | 3.3764 | 3.3764
F2_Commercial_School_Existing_Food Preparation_Natural Gas_Oven_E3 | F2 | Commercial | School | Existing | Food Preparation | Natural Gas | Oven | E3 | TRC BC Ratio | 0 | 0 | 0 | 0 | 0 | 0 | 0 | 0 | 0 | 0 | 0 | 0 | 0 | 0 | 0 | 0 | 0 | 0 | 0 | 0 | 0 | 0 | 0 | 0 | 0 | 0 | 0 | 0 | 0 | 0 | 0 | 0 | 0
F2_Commercial_School_Existing_Food Preparation_Natural Gas_Oven_E4 | F2 | Commercial | School | Existing | Food Preparation | Natural Gas | Oven | E4 | TRC BC Ratio | 0 | 0 | 0 | 0 | 0 | 0 | 0 | 0 | 0 | 0 | 0 | 0 | 0 | 0 | 0 | 0 | 0 | 0 | 0 | 0 | 0 | 0 | 0 | 0 | 0 | 0 | 0 | 0 | 0 | 0 | 0 | 0 | 0
F2_Commercial_School_Existing_Food Preparation_Natural Gas_Oven_E5 | F2 | Commercial | School | Existing | Food Preparation | Natural Gas | Oven | E5 | TRC BC Ratio | 0 | 0 | 0 | 0 | 0 | 0 | 0 | 0 | 0 | 0 | 0 | 0 | 0 | 0 | 0 | 0 | 0 | 0 | 0 | 0 | 0 | 0 | 0 | 0 | 0 | 0 | 0 | 0 | 0 | 0 | 0 | 0 | 0
F2_Commercial_School_Existing_Food Preparation_Natural Gas_Oven_E6 | F2 | Commercial | School | Existing | Food Preparation | Natural Gas | Oven | E6 | TRC BC Ratio | 0 | 0 | 0 | 0 | 0 | 0 | 0 | 0 | 0 | 0 | 0 | 0 | 0 | 0 | 0 | 0 | 0 | 0 | 0 | 0 | 0 | 0 | 0 | 0 | 0 | 0 | 0 | 0 | 0 | 0 | 0 | 0 | 0
F2_Commercial_School_Existing_Food Preparation_Natural Gas_Oven_E7 | F2 | Commercial | School | Existing | Food Preparation | Natural Gas | Oven | E7 | TRC BC Ratio | 0 | 0 | 0 | 0 | 0 | 0 | 0 | 0 | 0 | 0 | 0 | 0 | 0 | 0 | 0 | 0 | 0 | 0 | 0 | 0 | 0 | 0 | 0 | 0 | 0 | 0 | 0 | 0 | 0 | 0 | 0 | 0 | 0
F2_Commercial_School_Existing_Food Preparation_Natural Gas_Oven_E8 | F2 | Commercial | School | Existing | Food Preparation | Natural Gas | Oven | E8 | TRC BC Ratio | 0 | 0 | 0 | 0 | 0 | 0 | 0 | 0 | 0 | 0 | 0 | 0 | 0 | 0 | 0 | 0 | 0 | 0 | 0 | 0 | 0 | 0 | 0 | 0 | 0 | 0 | 0 | 0 | 0 | 0 | 0 | 0 | 0
F2_Commercial_School_Existing_Food Preparation_Natural Gas_Oven_E9 | F2 | Commercial | School | Existing | Food Preparation | Natural Gas | Oven | E9 | TRC BC Ratio | 0 | 0 | 0 | 0 | 0 | 0 | 0 | 0 | 0 | 0 | 0 | 0 | 0 | 0 | 0 | 0 | 0 | 0 | 0 | 0 | 0 | 0 | 0 | 0 | 0 | 0 | 0 | 0 | 0 | 0 | 0 | 0 | 0
F2_Commercial_School_Existing_Food Preparation_Natural Gas_Oven_E10 | F2 | Commercial | School | Existing | Food Preparation | Natural Gas | Oven | E10 | TRC BC Ratio | 0 | 0 | 0 | 0 | 0 | 0 | 0 | 0 | 0 | 0 | 0 | 0 | 0 | 0 | 0 | 0 | 0 | 0 | 0 | 0 | 0 | 0 | 0 | 0 | 0 | 0 | 0 | 0 | 0 | 0 | 0 | 0 | 0
F3_Commercial_School_Existing_Food Preparation_Natural Gas_Oven_E1 | F3 | Commercial | School | Existing | Food Preparation | Natural Gas | Oven | E1 | PACT BC Ratio | bar: 2019 to 2051
F3_Commercial_School_Existing_Food Preparation_Natural Gas_Oven_E2 | F3 | Commercial | School | Existing | Food Preparation | Natural Gas | Oven | E2 | PACT BC Ratio | 3.5461 | 3.5731 | 3.6033 | 3.6366 | 3.6744 | 3.7182 | 3.7538 | 3.7879 | 3.8225 | 3.8586 | 3.893 | 3.9245 | 3.9568 | 3.9908 | 4.0282 | 4.0648 | 4.1037 | 4.1447 | 4.1874 | 4.2311 | 4.275 | 4.3161 | 4.3532 | 4.386 | 4.4144 | 4.4388 | 4.4557 | 4.4683 | 4.4792 | 4.4885 | 4.4978 | 4.5018 | 4.5018
F3_Commercial_School_Existing_Food Preparation_Natural Gas_Oven_E3 | F3 | Commercial | School | Existing | Food Preparation | Natural Gas | Oven | E3 | PACT BC Ratio | 0 | 0 | 0 | 0 | 0 | 0 | 0 | 0 | 0 | 0 | 0 | 0 | 0 | 0 | 0 | 0 | 0 | 0 | 0 | 0 | 0 | 0 | 0 | 0 | 0 | 0 | 0 | 0 | 0 | 0 | 0 | 0 | 0
F3_Commercial_School_Existing_Food Preparation_Natural Gas_Oven_E4 | F3 | Commercial | School | Existing | Food Preparation | Natural Gas | Oven | E4 | PACT BC Ratio | 0 | 0 | 0 | 0 | 0 | 0 | 0 | 0 | 0 | 0 | 0 | 0 | 0 | 0 | 0 | 0 | 0 | 0 | 0 | 0 | 0 | 0 | 0 | 0 | 0 | 0 | 0 | 0 | 0 | 0 | 0 | 0 | 0
F3_Commercial_School_Existing_Food Preparation_Natural Gas_Oven_E5 | F3 | Commercial | School | Existing | Food Preparation | Natural Gas | Oven | E5 | PACT BC Ratio | 0 | 0 | 0 | 0 | 0 | 0 | 0 | 0 | 0 | 0 | 0 | 0 | 0 | 0 | 0 | 0 | 0 | 0 | 0 | 0 | 0 | 0 | 0 | 0 | 0 | 0 | 0 | 0 | 0 | 0 | 0 | 0 | 0
F3_Commercial_School_Existing_Food Preparation_Natural Gas_Oven_E6 | F3 | Commercial | School | Existing | Food Preparation | Natural Gas | Oven | E6 | PACT BC Ratio | 0 | 0 | 0 | 0 | 0 | 0 | 0 | 0 | 0 | 0 | 0 | 0 | 0 | 0 | 0 | 0 | 0 | 0 | 0 | 0 | 0 | 0 | 0 | 0 | 0 | 0 | 0 | 0 | 0 | 0 | 0 | 0 | 0
F3_Commercial_School_Existing_Food Preparation_Natural Gas_Oven_E7 | F3 | Commercial | School | Existing | Food Preparation | Natural Gas | Oven | E7 | PACT BC Ratio | 0 | 0 | 0 | 0 | 0 | 0 | 0 | 0 | 0 | 0 | 0 | 0 | 0 | 0 | 0 | 0 | 0 | 0 | 0 | 0 | 0 | 0 | 0 | 0 | 0 | 0 | 0 | 0 | 0 | 0 | 0 | 0 | 0
F3_Commercial_School_Existing_Food Preparation_Natural Gas_Oven_E8 | F3 | Commercial | School | Existing | Food Preparation | Natural Gas | Oven | E8 | PACT BC Ratio | 0 | 0 | 0 | 0 | 0 | 0 | 0 | 0 | 0 | 0 | 0 | 0 | 0 | 0 | 0 | 0 | 0 | 0 | 0 | 0 | 0 | 0 | 0 | 0 | 0 | 0 | 0 | 0 | 0 | 0 | 0 | 0 | 0
F3_Commercial_School_Existing_Food Preparation_Natural Gas_Oven_E9 | F3 | Commercial | School | Existing | Food Preparation | Natural Gas | Oven | E9 | PACT BC Ratio | 0 | 0 | 0 | 0 | 0 | 0 | 0 | 0 | 0 | 0 | 0 | 0 | 0 | 0 | 0 | 0 | 0 | 0 | 0 | 0 | 0 | 0 | 0 | 0 | 0 | 0 | 0 | 0 | 0 | 0 | 0 | 0 | 0
F3_Commercial_School_Existing_Food Preparation_Natural Gas_Oven_E10 | F3 | Commercial | School | Existing | Food Preparation | Natural Gas | Oven | E10 | PACT BC Ratio | 0 | 0 | 0 | 0 | 0 | 0 | 0 | 0 | 0 | 0 | 0 | 0 | 0 | 0 | 0 | 0 | 0 | 0 | 0 | 0 | 0 | 0 | 0 | 0 | 0 | 0 | 0 | 0 | 0 | 0 | 0 | 0 | 0
F4_Commercial_School_Existing_Food Preparation_Natural Gas_Oven_E1 | F4 | Commercial | School | Existing | Food Preparation | Natural Gas | Oven | E1 | RVT BC Ratio | bar: 2019 to 2051
F4_Commercial_School_Existing_Food Preparation_Natural Gas_Oven_E2 | F4 | Commercial | School | Existing | Food Preparation | Natural Gas | Oven | E2 | RVT BC Ratio | 4.5236 | 4.5528 | 4.5853 | 4.6211 | 4.662 | 4.7092 | 4.7475 | 4.7843 | 4.8216 | 4.8605 | 4.8976 | 4.9317 | 4.9665 | 5.0031 | 5.0435 | 5.0829 | 5.1248 | 5.169 | 5.2151 | 5.2622 | 5.3095 | 5.3539 | 5.3939 | 5.4293 | 5.4599 | 5.4862 | 5.5044 | 5.518 | 5.5298 | 5.5398 | 5.5498 | 5.5542 | 5.5542
F4_Commercial_School_Existing_Food Preparation_Natural Gas_Oven_E3 | F4 | Commercial | School | Existing | Food Preparation | Natural Gas | Oven | E3 | RVT BC Ratio | 0 | 0 | 0 | 0 | 0 | 0 | 0 | 0 | 0 | 0 | 0 | 0 | 0 | 0 | 0 | 0 | 0 | 0 | 0 | 0 | 0 | 0 | 0 | 0 | 0 | 0 | 0 | 0 | 0 | 0 | 0 | 0 | 0
F4_Commercial_School_Existing_Food Preparation_Natural Gas_Oven_E4 | F4 | Commercial | School | Existing | Food Preparation | Natural Gas | Oven | E4 | RVT BC Ratio | 0 | 0 | 0 | 0 | 0 | 0 | 0 | 0 | 0 | 0 | 0 | 0 | 0 | 0 | 0 | 0 | 0 | 0 | 0 | 0 | 0 | 0 | 0 | 0 | 0 | 0 | 0 | 0 | 0 | 0 | 0 | 0 | 0
F4_Commercial_School_Existing_Food Preparation_Natural Gas_Oven_E5 | F4 | Commercial | School | Existing | Food Preparation | Natural Gas | Oven | E5 | RVT BC Ratio | 0 | 0 | 0 | 0 | 0 | 0 | 0 | 0 | 0 | 0 | 0 | 0 | 0 | 0 | 0 | 0 | 0 | 0 | 0 | 0 | 0 | 0 | 0 | 0 | 0 | 0 | 0 | 0 | 0 | 0 | 0 | 0 | 0
F4_Commercial_School_Existing_Food Preparation_Natural Gas_Oven_E6 | F4 | Commercial | School | Existing | Food Preparation | Natural Gas | Oven | E6 | RVT BC Ratio | 0 | 0 | 0 | 0 | 0 | 0 | 0 | 0 | 0 | 0 | 0 | 0 | 0 | 0 | 0 | 0 | 0 | 0 | 0 | 0 | 0 | 0 | 0 | 0 | 0 | 0 | 0 | 0 | 0 | 0 | 0 | 0 | 0
F4_Commercial_School_Existing_Food Preparation_Natural Gas_Oven_E7 | F4 | Commercial | School | Existing | Food Preparation | Natural Gas | Oven | E7 | RVT BC Ratio | 0 | 0 | 0 | 0 | 0 | 0 | 0 | 0 | 0 | 0 | 0 | 0 | 0 | 0 | 0 | 0 | 0 | 0 | 0 | 0 | 0 | 0 | 0 | 0 | 0 | 0 | 0 | 0 | 0 | 0 | 0 | 0 | 0
F4_Commercial_School_Existing_Food Preparation_Natural Gas_Oven_E8 | F4 | Commercial | School | Existing | Food Preparation | Natural Gas | Oven | E8 | RVT BC Ratio | 0 | 0 | 0 | 0 | 0 | 0 | 0 | 0 | 0 | 0 | 0 | 0 | 0 | 0 | 0 | 0 | 0 | 0 | 0 | 0 | 0 | 0 | 0 | 0 | 0 | 0 | 0 | 0 | 0 | 0 | 0 | 0 | 0
F4_Commercial_School_Existing_Food Preparation_Natural Gas_Oven_E9 | F4 | Commercial | School | Existing | Food Preparation | Natural Gas | Oven | E9 | RVT BC Ratio | 0 | 0 | 0 | 0 | 0 | 0 | 0 | 0 | 0 | 0 | 0 | 0 | 0 | 0 | 0 | 0 | 0 | 0 | 0 | 0 | 0 | 0 | 0 | 0 | 0 | 0 | 0 | 0 | 0 | 0 | 0 | 0 | 0
F4_Commercial_School_Existing_Food Preparation_Natural Gas_Oven_E10 | F4 | Commercial | School | Existing | Food Preparation | Natural Gas | Oven | E10 | RVT BC Ratio | 0 | 0 | 0 | 0 | 0 | 0 | 0 | 0 | 0 | 0 | 0 | 0 | 0 | 0 | 0 | 0 | 0 | 0 | 0 | 0 | 0 | 0 | 0 | 0 | 0 | 0 | 0 | 0 | 0 | 0 | 0 | 0 | 0
F5_Commercial_School_Existing_Food Preparation_Natural Gas_Oven_E1 | F5 | Commercial | School | Existing | Food Preparation | Natural Gas | Oven | E1 | RIM BC Ratio | bar: 2019 to 2051
F5_Commercial_School_Existing_Food Preparation_Natural Gas_Oven_E2 | F5 | Commercial | School | Existing | Food Preparation | Natural Gas | Oven | E2 | RIM BC Ratio | 0.67565 | 0.67662 | 0.6777 | 0.67886 | 0.68017 | 0.68166 | 0.68284 | 0.68396 | 0.68508 | 0.68623 | 0.68731 | 0.68829 | 0.68928 | 0.6903 | 0.69141 | 0.69248 | 0.6936 | 0.69476 | 0.69595 | 0.69715 | 0.69833 | 0.69942 | 0.70039 | 0.70123 | 0.70195 | 0.70257 | 0.70299 | 0.7033 | 0.70357 | 0.7038 | 0.70403 | 0.70413 | 0.70413
F5_Commercial_School_Existing_Food Preparation_Natural Gas_Oven_E3 | F5 | Commercial | School | Existing | Food Preparation | Natural Gas | Oven | E3 | RIM BC Ratio | 0 | 0 | 0 | 0 | 0 | 0 | 0 | 0 | 0 | 0 | 0 | 0 | 0 | 0 | 0 | 0 | 0 | 0 | 0 | 0 | 0 | 0 | 0 | 0 | 0 | 0 | 0 | 0 | 0 | 0 | 0 | 0 | 0
F5_Commercial_School_Existing_Food Preparation_Natural Gas_Oven_E4 | F5 | Commercial | School | Existing | Food Preparation | Natural Gas | Oven | E4 | RIM BC Ratio | 0 | 0 | 0 | 0 | 0 | 0 | 0 | 0 | 0 | 0 | 0 | 0 | 0 | 0 | 0 | 0 | 0 | 0 | 0 | 0 | 0 | 0 | 0 | 0 | 0 | 0 | 0 | 0 | 0 | 0 | 0 | 0 | 0
F5_Commercial_School_Existing_Food Preparation_Natural Gas_Oven_E5 | F5 | Commercial | School | Existing | Food Preparation | Natural Gas | Oven | E5 | RIM BC Ratio | 0 | 0 | 0 | 0 | 0 | 0 | 0 | 0 | 0 | 0 | 0 | 0 | 0 | 0 | 0 | 0 | 0 | 0 | 0 | 0 | 0 | 0 | 0 | 0 | 0 | 0 | 0 | 0 | 0 | 0 | 0 | 0 | 0
F5_Commercial_School_Existing_Food Preparation_Natural Gas_Oven_E6 | F5 | Commercial | School | Existing | Food Preparation | Natural Gas | Oven | E6 | RIM BC Ratio | 0 | 0 | 0 | 0 | 0 | 0 | 0 | 0 | 0 | 0 | 0 | 0 | 0 | 0 | 0 | 0 | 0 | 0 | 0 | 0 | 0 | 0 | 0 | 0 | 0 | 0 | 0 | 0 | 0 | 0 | 0 | 0 | 0
F5_Commercial_School_Existing_Food Preparation_Natural Gas_Oven_E7 | F5 | Commercial | School | Existing | Food Preparation | Natural Gas | Oven | E7 | RIM BC Ratio | 0 | 0 | 0 | 0 | 0 | 0 | 0 | 0 | 0 | 0 | 0 | 0 | 0 | 0 | 0 | 0 | 0 | 0 | 0 | 0 | 0 | 0 | 0 | 0 | 0 | 0 | 0 | 0 | 0 | 0 | 0 | 0 | 0
F5_Commercial_School_Existing_Food Preparation_Natural Gas_Oven_E8 | F5 | Commercial | School | Existing | Food Preparation | Natural Gas | Oven | E8 | RIM BC Ratio | 0 | 0 | 0 | 0 | 0 | 0 | 0 | 0 | 0 | 0 | 0 | 0 | 0 | 0 | 0 | 0 | 0 | 0 | 0 | 0 | 0 | 0 | 0 | 0 | 0 | 0 | 0 | 0 | 0 | 0 | 0 | 0 | 0
F5_Commercial_School_Existing_Food Preparation_Natural Gas_Oven_E9 | F5 | Commercial | School | Existing | Food Preparation | Natural Gas | Oven | E9 | RIM BC Ratio | 0 | 0 | 0 | 0 | 0 | 0 | 0 | 0 | 0 | 0 | 0 | 0 | 0 | 0 | 0 | 0 | 0 | 0 | 0 | 0 | 0 | 0 | 0 | 0 | 0 | 0 | 0 | 0 | 0 | 0 | 0 | 0 | 0
F5_Commercial_School_Existing_Food Preparation_Natural Gas_Oven_E10 | F5 | Commercial | School | Existing | Food Preparation | Natural Gas | Oven | E10 | RIM BC Ratio | 0 | 0 | 0 | 0 | 0 | 0 | 0 | 0 | 0 | 0 | 0 | 0 | 0 | 0 | 0 | 0 | 0 | 0 | 0 | 0 | 0 | 0 | 0 | 0 | 0 | 0 | 0 | 0 | 0 | 0 | 0 | 0 | 0
F0_Commercial_School_Existing_Food Preparation_Natural Gas_Conveyor Oven_E0 | F0 | Commercial | School | Existing | Food Preparation | Natural Gas | Conveyor Oven | E0 | Economic Unit | Efficient (>44% Baking Efficiency) | Efficient (>44% Baking Efficiency) | Efficient (>44% Baking Efficiency) | Efficient (>44% Baking Efficiency) | Efficient (>44% Baking Efficiency) | Efficient (>44% Baking Efficiency) | Efficient (>44% Baking Efficiency) | Efficient (>44% Baking Efficiency) | Efficient (>44% Baking Efficiency) | Efficient (>44% Baking Efficiency) | Efficient (>44% Baking Efficiency) | Efficient (>44% Baking Efficiency) | Efficient (>44% Baking Efficiency) | Efficient (>44% Baking Efficiency) | Efficient (>44% Baking Efficiency) | Efficient (>44% Baking Efficiency) | Efficient (>44% Baking Efficiency) | Efficient (>44% Baking Efficiency) | Efficient (>44% Baking Efficiency) | Efficient (>44% Baking Efficiency) | Efficient (>44% Baking Efficiency) | Efficient (>44% Baking Efficiency) | Efficient (>44% Baking Efficiency) | Efficient (>44% Baking Efficiency) | Efficient (>44% Baking Efficiency) | Efficient (>44% Baking Efficiency) | Efficient (>44% Baking Efficiency) | Efficient (>44% Baking Efficiency) | Efficient (>44% Baking Efficiency) | Efficient (>44% Baking Efficiency) | Efficient (>44% Baking Efficiency) | Efficient (>44% Baking Efficiency) | Efficient (>44% Baking Efficiency)
F1_Commercial_School_Existing_Food Preparation_Natural Gas_Conveyor Oven_E1 | F1 | Commercial | School | Existing | Food Preparation | Natural Gas | Conveyor Oven | E1 | CCE | 0 | 0 | 0 | 0 | 0 | 0 | 0 | 0 | 0 | 0 | 0 | 0 | 0 | 0 | 0 | 0 | 0 | 0 | 0 | 0 | 0 | 0 | 0 | 0 | 0 | 0 | 0 | 0 | 0 | 0 | 0 | 0 | 0
F1_Commercial_School_Existing_Food Preparation_Natural Gas_Conveyor Oven_E2 | F1 | Commercial | School | Existing | Food Preparation | Natural Gas | Conveyor Oven | E2 | CCE | 0.35475 | 0.35475 | 0.35475 | 0.35475 | 0.35475 | 0.35475 | 0.35475 | 0.35475 | 0.35475 | 0.35475 | 0.35475 | 0.35475 | 0.35475 | 0.35475 | 0.35475 | 0.35475 | 0.35475 | 0.35475 | 0.35475 | 0.35475 | 0.35475 | 0.35475 | 0.35475 | 0.35475 | 0.35475 | 0.35475 | 0.35475 | 0.35475 | 0.35475 | 0.35475 | 0.35475 | 0.35475 | 0.35475
F1_Commercial_School_Existing_Food Preparation_Natural Gas_Conveyor Oven_E3 | F1 | Commercial | School | Existing | Food Preparation | Natural Gas | Conveyor Oven | E3 | CCE | 0 | 0 | 0 | 0 | 0 | 0 | 0 | 0 | 0 | 0 | 0 | 0 | 0 | 0 | 0 | 0 | 0 | 0 | 0 | 0 | 0 | 0 | 0 | 0 | 0 | 0 | 0 | 0 | 0 | 0 | 0 | 0 | 0
F1_Commercial_School_Existing_Food Preparation_Natural Gas_Conveyor Oven_E4 | F1 | Commercial | School | Existing | Food Preparation | Natural Gas | Conveyor Oven | E4 | CCE | 0 | 0 | 0 | 0 | 0 | 0 | 0 | 0 | 0 | 0 | 0 | 0 | 0 | 0 | 0 | 0 | 0 | 0 | 0 | 0 | 0 | 0 | 0 | 0 | 0 | 0 | 0 | 0 | 0 | 0 | 0 | 0 | 0
F1_Commercial_School_Existing_Food Preparation_Natural Gas_Conveyor Oven_E5 | F1 | Commercial | School | Existing | Food Preparation | Natural Gas | Conveyor Oven | E5 | CCE | 0 | 0 | 0 | 0 | 0 | 0 | 0 | 0 | 0 | 0 | 0 | 0 | 0 | 0 | 0 | 0 | 0 | 0 | 0 | 0 | 0 | 0 | 0 | 0 | 0 | 0 | 0 | 0 | 0 | 0 | 0 | 0 | 0
F1_Commercial_School_Existing_Food Preparation_Natural Gas_Conveyor Oven_E6 | F1 | Commercial | School | Existing | Food Preparation | Natural Gas | Conveyor Oven | E6 | CCE | 0 | 0 | 0 | 0 | 0 | 0 | 0 | 0 | 0 | 0 | 0 | 0 | 0 | 0 | 0 | 0 | 0 | 0 | 0 | 0 | 0 | 0 | 0 | 0 | 0 | 0 | 0 | 0 | 0 | 0 | 0 | 0 | 0
F1_Commercial_School_Existing_Food Preparation_Natural Gas_Conveyor Oven_E7 | F1 | Commercial | School | Existing | Food Preparation | Natural Gas | Conveyor Oven | E7 | CCE | 0 | 0 | 0 | 0 | 0 | 0 | 0 | 0 | 0 | 0 | 0 | 0 | 0 | 0 | 0 | 0 | 0 | 0 | 0 | 0 | 0 | 0 | 0 | 0 | 0 | 0 | 0 | 0 | 0 | 0 | 0 | 0 | 0
F1_Commercial_School_Existing_Food Preparation_Natural Gas_Conveyor Oven_E8 | F1 | Commercial | School | Existing | Food Preparation | Natural Gas | Conveyor Oven | E8 | CCE | 0 | 0 | 0 | 0 | 0 | 0 | 0 | 0 | 0 | 0 | 0 | 0 | 0 | 0 | 0 | 0 | 0 | 0 | 0 | 0 | 0 | 0 | 0 | 0 | 0 | 0 | 0 | 0 | 0 | 0 | 0 | 0 | 0
F1_Commercial_School_Existing_Food Preparation_Natural Gas_Conveyor Oven_E9 | F1 | Commercial | School | Existing | Food Preparation | Natural Gas | Conveyor Oven | E9 | CCE | 0 | 0 | 0 | 0 | 0 | 0 | 0 | 0 | 0 | 0 | 0 | 0 | 0 | 0 | 0 | 0 | 0 | 0 | 0 | 0 | 0 | 0 | 0 | 0 | 0 | 0 | 0 | 0 | 0 | 0 | 0 | 0 | 0
F1_Commercial_School_Existing_Food Preparation_Natural Gas_Conveyor Oven_E10 | F1 | Commercial | School | Existing | Food Preparation | Natural Gas | Conveyor Oven | E10 | CCE | 0 | 0 | 0 | 0 | 0 | 0 | 0 | 0 | 0 | 0 | 0 | 0 | 0 | 0 | 0 | 0 | 0 | 0 | 0 | 0 | 0 | 0 | 0 | 0 | 0 | 0 | 0 | 0 | 0 | 0 | 0 | 0 | 0
F2_Commercial_School_Existing_Food Preparation_Natural Gas_Conveyor Oven_E1 | F2 | Commercial | School | Existing | Food Preparation | Natural Gas | Conveyor Oven | E1 | TRC BC Ratio | bar: 2019 to 2051
F2_Commercial_School_Existing_Food Preparation_Natural Gas_Conveyor Oven_E2 | F2 | Commercial | School | Existing | Food Preparation | Natural Gas | Conveyor Oven | E2 | TRC BC Ratio | 4.0477 | 4.0772 | 4.1092 | 4.1444 | 4.1846 | 4.2312 | 4.2722 | 4.3136 | 4.3565 | 4.4011 | 4.4439 | 4.4835 | 4.5223 | 4.561 | 4.6015 | 4.64 | 4.6797 | 4.7203 | 4.7612 | 4.8019 | 4.8418 | 4.8782 | 4.9108 | 4.9395 | 4.9644 | 4.9858 | 5.0006 | 5.0116 | 5.0212 | 5.0293 | 5.0374 | 5.041 | 5.041
F2_Commercial_School_Existing_Food Preparation_Natural Gas_Conveyor Oven_E3 | F2 | Commercial | School | Existing | Food Preparation | Natural Gas | Conveyor Oven | E3 | TRC BC Ratio | 0 | 0 | 0 | 0 | 0 | 0 | 0 | 0 | 0 | 0 | 0 | 0 | 0 | 0 | 0 | 0 | 0 | 0 | 0 | 0 | 0 | 0 | 0 | 0 | 0 | 0 | 0 | 0 | 0 | 0 | 0 | 0 | 0
F2_Commercial_School_Existing_Food Preparation_Natural Gas_Conveyor Oven_E4 | F2 | Commercial | School | Existing | Food Preparation | Natural Gas | Conveyor Oven | E4 | TRC BC Ratio | 0 | 0 | 0 | 0 | 0 | 0 | 0 | 0 | 0 | 0 | 0 | 0 | 0 | 0 | 0 | 0 | 0 | 0 | 0 | 0 | 0 | 0 | 0 | 0 | 0 | 0 | 0 | 0 | 0 | 0 | 0 | 0 | 0
F2_Commercial_School_Existing_Food Preparation_Natural Gas_Conveyor Oven_E5 | F2 | Commercial | School | Existing | Food Preparation | Natural Gas | Conveyor Oven | E5 | TRC BC Ratio | 0 | 0 | 0 | 0 | 0 | 0 | 0 | 0 | 0 | 0 | 0 | 0 | 0 | 0 | 0 | 0 | 0 | 0 | 0 | 0 | 0 | 0 | 0 | 0 | 0 | 0 | 0 | 0 | 0 | 0 | 0 | 0 | 0
F2_Commercial_School_Existing_Food Preparation_Natural Gas_Conveyor Oven_E6 | F2 | Commercial | School | Existing | Food Preparation | Natural Gas | Conveyor Oven | E6 | TRC BC Ratio | 0 | 0 | 0 | 0 | 0 | 0 | 0 | 0 | 0 | 0 | 0 | 0 | 0 | 0 | 0 | 0 | 0 | 0 | 0 | 0 | 0 | 0 | 0 | 0 | 0 | 0 | 0 | 0 | 0 | 0 | 0 | 0 | 0
F2_Commercial_School_Existing_Food Preparation_Natural Gas_Conveyor Oven_E7 | F2 | Commercial | School | Existing | Food Preparation | Natural Gas | Conveyor Oven | E7 | TRC BC Ratio | 0 | 0 | 0 | 0 | 0 | 0 | 0 | 0 | 0 | 0 | 0 | 0 | 0 | 0 | 0 | 0 | 0 | 0 | 0 | 0 | 0 | 0 | 0 | 0 | 0 | 0 | 0 | 0 | 0 | 0 | 0 | 0 | 0
F2_Commercial_School_Existing_Food Preparation_Natural Gas_Conveyor Oven_E8 | F2 | Commercial | School | Existing | Food Preparation | Natural Gas | Conveyor Oven | E8 | TRC BC Ratio | 0 | 0 | 0 | 0 | 0 | 0 | 0 | 0 | 0 | 0 | 0 | 0 | 0 | 0 | 0 | 0 | 0 | 0 | 0 | 0 | 0 | 0 | 0 | 0 | 0 | 0 | 0 | 0 | 0 | 0 | 0 | 0 | 0
F2_Commercial_School_Existing_Food Preparation_Natural Gas_Conveyor Oven_E9 | F2 | Commercial | School | Existing | Food Preparation | Natural Gas | Conveyor Oven | E9 | TRC BC Ratio | 0 | 0 | 0 | 0 | 0 | 0 | 0 | 0 | 0 | 0 | 0 | 0 | 0 | 0 | 0 | 0 | 0 | 0 | 0 | 0 | 0 | 0 | 0 | 0 | 0 | 0 | 0 | 0 | 0 | 0 | 0 | 0 | 0
F2_Commercial_School_Existing_Food Preparation_Natural Gas_Conveyor Oven_E10 | F2 | Commercial | School | Existing | Food Preparation | Natural Gas | Conveyor Oven | E10 | TRC BC Ratio | 0 | 0 | 0 | 0 | 0 | 0 | 0 | 0 | 0 | 0 | 0 | 0 | 0 | 0 | 0 | 0 | 0 | 0 | 0 | 0 | 0 | 0 | 0 | 0 | 0 | 0 | 0 | 0 | 0 | 0 | 0 | 0 | 0
F3_Commercial_School_Existing_Food Preparation_Natural Gas_Conveyor Oven_E1 | F3 | Commercial | School | Existing | Food Preparation | Natural Gas | Conveyor Oven | E1 | PACT BC Ratio | bar: 2019 to 2051
F3_Commercial_School_Existing_Food Preparation_Natural Gas_Conveyor Oven_E2 | F3 | Commercial | School | Existing | Food Preparation | Natural Gas | Conveyor Oven | E2 | PACT BC Ratio | 5.397 | 5.4363 | 5.479 | 5.5258 | 5.5794 | 5.6416 | 5.6963 | 5.7515 | 5.8086 | 5.8681 | 5.9253 | 5.978 | 6.0297 | 6.0814 | 6.1353 | 6.1867 | 6.2396 | 6.2937 | 6.3483 | 6.4025 | 6.4557 | 6.5043 | 6.5477 | 6.586 | 6.6192 | 6.6477 | 6.6674 | 6.6822 | 6.6949 | 6.7058 | 6.7166 | 6.7213 | 6.7213
F3_Commercial_School_Existing_Food Preparation_Natural Gas_Conveyor Oven_E3 | F3 | Commercial | School | Existing | Food Preparation | Natural Gas | Conveyor Oven | E3 | PACT BC Ratio | 0 | 0 | 0 | 0 | 0 | 0 | 0 | 0 | 0 | 0 | 0 | 0 | 0 | 0 | 0 | 0 | 0 | 0 | 0 | 0 | 0 | 0 | 0 | 0 | 0 | 0 | 0 | 0 | 0 | 0 | 0 | 0 | 0
F3_Commercial_School_Existing_Food Preparation_Natural Gas_Conveyor Oven_E4 | F3 | Commercial | School | Existing | Food Preparation | Natural Gas | Conveyor Oven | E4 | PACT BC Ratio | 0 | 0 | 0 | 0 | 0 | 0 | 0 | 0 | 0 | 0 | 0 | 0 | 0 | 0 | 0 | 0 | 0 | 0 | 0 | 0 | 0 | 0 | 0 | 0 | 0 | 0 | 0 | 0 | 0 | 0 | 0 | 0 | 0
F3_Commercial_School_Existing_Food Preparation_Natural Gas_Conveyor Oven_E5 | F3 | Commercial | School | Existing | Food Preparation | Natural Gas | Conveyor Oven | E5 | PACT BC Ratio | 0 | 0 | 0 | 0 | 0 | 0 | 0 | 0 | 0 | 0 | 0 | 0 | 0 | 0 | 0 | 0 | 0 | 0 | 0 | 0 | 0 | 0 | 0 | 0 | 0 | 0 | 0 | 0 | 0 | 0 | 0 | 0 | 0
F3_Commercial_School_Existing_Food Preparation_Natural Gas_Conveyor Oven_E6 | F3 | Commercial | School | Existing | Food Preparation | Natural Gas | Conveyor Oven | E6 | PACT BC Ratio | 0 | 0 | 0 | 0 | 0 | 0 | 0 | 0 | 0 | 0 | 0 | 0 | 0 | 0 | 0 | 0 | 0 | 0 | 0 | 0 | 0 | 0 | 0 | 0 | 0 | 0 | 0 | 0 | 0 | 0 | 0 | 0 | 0
F3_Commercial_School_Existing_Food Preparation_Natural Gas_Conveyor Oven_E7 | F3 | Commercial | School | Existing | Food Preparation | Natural Gas | Conveyor Oven | E7 | PACT BC Ratio | 0 | 0 | 0 | 0 | 0 | 0 | 0 | 0 | 0 | 0 | 0 | 0 | 0 | 0 | 0 | 0 | 0 | 0 | 0 | 0 | 0 | 0 | 0 | 0 | 0 | 0 | 0 | 0 | 0 | 0 | 0 | 0 | 0
F3_Commercial_School_Existing_Food Preparation_Natural Gas_Conveyor Oven_E8 | F3 | Commercial | School | Existing | Food Preparation | Natural Gas | Conveyor Oven | E8 | PACT BC Ratio | 0 | 0 | 0 | 0 | 0 | 0 | 0 | 0 | 0 | 0 | 0 | 0 | 0 | 0 | 0 | 0 | 0 | 0 | 0 | 0 | 0 | 0 | 0 | 0 | 0 | 0 | 0 | 0 | 0 | 0 | 0 | 0 | 0
F3_Commercial_School_Existing_Food Preparation_Natural Gas_Conveyor Oven_E9 | F3 | Commercial | School | Existing | Food Preparation | Natural Gas | Conveyor Oven | E9 | PACT BC Ratio | 0 | 0 | 0 | 0 | 0 | 0 | 0 | 0 | 0 | 0 | 0 | 0 | 0 | 0 | 0 | 0 | 0 | 0 | 0 | 0 | 0 | 0 | 0 | 0 | 0 | 0 | 0 | 0 | 0 | 0 | 0 | 0 | 0
F3_Commercial_School_Existing_Food Preparation_Natural Gas_Conveyor Oven_E10 | F3 | Commercial | School | Existing | Food Preparation | Natural Gas | Conveyor Oven | E10 | PACT BC Ratio | 0 | 0 | 0 | 0 | 0 | 0 | 0 | 0 | 0 | 0 | 0 | 0 | 0 | 0 | 0 | 0 | 0 | 0 | 0 | 0 | 0 | 0 | 0 | 0 | 0 | 0 | 0 | 0 | 0 | 0 | 0 | 0 | 0
F4_Commercial_School_Existing_Food Preparation_Natural Gas_Conveyor Oven_E1 | F4 | Commercial | School | Existing | Food Preparation | Natural Gas | Conveyor Oven | E1 | RVT BC Ratio | bar: 2019 to 2051
F4_Commercial_School_Existing_Food Preparation_Natural Gas_Conveyor Oven_E2 | F4 | Commercial | School | Existing | Food Preparation | Natural Gas | Conveyor Oven | E2 | RVT BC Ratio | 6.5193 | 6.5617 | 6.6078 | 6.6583 | 6.7161 | 6.7831 | 6.8421 | 6.9016 | 6.9632 | 7.0273 | 7.089 | 7.1459 | 7.2016 | 7.2573 | 7.3154 | 7.3708 | 7.4279 | 7.4863 | 7.5451 | 7.6035 | 7.6609 | 7.7133 | 7.7601 | 7.8014 | 7.8372 | 7.8679 | 7.8892 | 7.9051 | 7.9188 | 7.9306 | 7.9422 | 7.9473 | 7.9473
F4_Commercial_School_Existing_Food Preparation_Natural Gas_Conveyor Oven_E3 | F4 | Commercial | School | Existing | Food Preparation | Natural Gas | Conveyor Oven | E3 | RVT BC Ratio | 0 | 0 | 0 | 0 | 0 | 0 | 0 | 0 | 0 | 0 | 0 | 0 | 0 | 0 | 0 | 0 | 0 | 0 | 0 | 0 | 0 | 0 | 0 | 0 | 0 | 0 | 0 | 0 | 0 | 0 | 0 | 0 | 0
F4_Commercial_School_Existing_Food Preparation_Natural Gas_Conveyor Oven_E4 | F4 | Commercial | School | Existing | Food Preparation | Natural Gas | Conveyor Oven | E4 | RVT BC Ratio | 0 | 0 | 0 | 0 | 0 | 0 | 0 | 0 | 0 | 0 | 0 | 0 | 0 | 0 | 0 | 0 | 0 | 0 | 0 | 0 | 0 | 0 | 0 | 0 | 0 | 0 | 0 | 0 | 0 | 0 | 0 | 0 | 0
F4_Commercial_School_Existing_Food Preparation_Natural Gas_Conveyor Oven_E5 | F4 | Commercial | School | Existing | Food Preparation | Natural Gas | Conveyor Oven | E5 | RVT BC Ratio | 0 | 0 | 0 | 0 | 0 | 0 | 0 | 0 | 0 | 0 | 0 | 0 | 0 | 0 | 0 | 0 | 0 | 0 | 0 | 0 | 0 | 0 | 0 | 0 | 0 | 0 | 0 | 0 | 0 | 0 | 0 | 0 | 0
F4_Commercial_School_Existing_Food Preparation_Natural Gas_Conveyor Oven_E6 | F4 | Commercial | School | Existing | Food Preparation | Natural Gas | Conveyor Oven | E6 | RVT BC Ratio | 0 | 0 | 0 | 0 | 0 | 0 | 0 | 0 | 0 | 0 | 0 | 0 | 0 | 0 | 0 | 0 | 0 | 0 | 0 | 0 | 0 | 0 | 0 | 0 | 0 | 0 | 0 | 0 | 0 | 0 | 0 | 0 | 0
F4_Commercial_School_Existing_Food Preparation_Natural Gas_Conveyor Oven_E7 | F4 | Commercial | School | Existing | Food Preparation | Natural Gas | Conveyor Oven | E7 | RVT BC Ratio | 0 | 0 | 0 | 0 | 0 | 0 | 0 | 0 | 0 | 0 | 0 | 0 | 0 | 0 | 0 | 0 | 0 | 0 | 0 | 0 | 0 | 0 | 0 | 0 | 0 | 0 | 0 | 0 | 0 | 0 | 0 | 0 | 0
F4_Commercial_School_Existing_Food Preparation_Natural Gas_Conveyor Oven_E8 | F4 | Commercial | School | Existing | Food Preparation | Natural Gas | Conveyor Oven | E8 | RVT BC Ratio | 0 | 0 | 0 | 0 | 0 | 0 | 0 | 0 | 0 | 0 | 0 | 0 | 0 | 0 | 0 | 0 | 0 | 0 | 0 | 0 | 0 | 0 | 0 | 0 | 0 | 0 | 0 | 0 | 0 | 0 | 0 | 0 | 0
F4_Commercial_School_Existing_Food Preparation_Natural Gas_Conveyor Oven_E9 | F4 | Commercial | School | Existing | Food Preparation | Natural Gas | Conveyor Oven | E9 | RVT BC Ratio | 0 | 0 | 0 | 0 | 0 | 0 | 0 | 0 | 0 | 0 | 0 | 0 | 0 | 0 | 0 | 0 | 0 | 0 | 0 | 0 | 0 | 0 | 0 | 0 | 0 | 0 | 0 | 0 | 0 | 0 | 0 | 0 | 0
F4_Commercial_School_Existing_Food Preparation_Natural Gas_Conveyor Oven_E10 | F4 | Commercial | School | Existing | Food Preparation | Natural Gas | Conveyor Oven | E10 | RVT BC Ratio | 0 | 0 | 0 | 0 | 0 | 0 | 0 | 0 | 0 | 0 | 0 | 0 | 0 | 0 | 0 | 0 | 0 | 0 | 0 | 0 | 0 | 0 | 0 | 0 | 0 | 0 | 0 | 0 | 0 | 0 | 0 | 0 | 0
F5_Commercial_School_Existing_Food Preparation_Natural Gas_Conveyor Oven_E1 | F5 | Commercial | School | Existing | Food Preparation | Natural Gas | Conveyor Oven | E1 | RIM BC Ratio | bar: 2019 to 2051
F5_Commercial_School_Existing_Food Preparation_Natural Gas_Conveyor Oven_E2 | F5 | Commercial | School | Existing | Food Preparation | Natural Gas | Conveyor Oven | E2 | RIM BC Ratio | 0.72288 | 0.72358 | 0.72433 | 0.72515 | 0.72606 | 0.7271 | 0.728 | 0.7289 | 0.72981 | 0.73074 | 0.73162 | 0.73242 | 0.73319 | 0.73394 | 0.73472 | 0.73545 | 0.7362 | 0.73694 | 0.73769 | 0.73841 | 0.73912 | 0.73975 | 0.74031 | 0.74079 | 0.74121 | 0.74157 | 0.74181 | 0.742 | 0.74215 | 0.74229 | 0.74242 | 0.74248 | 0.74248
F5_Commercial_School_Existing_Food Preparation_Natural Gas_Conveyor Oven_E3 | F5 | Commercial | School | Existing | Food Preparation | Natural Gas | Conveyor Oven | E3 | RIM BC Ratio | 0 | 0 | 0 | 0 | 0 | 0 | 0 | 0 | 0 | 0 | 0 | 0 | 0 | 0 | 0 | 0 | 0 | 0 | 0 | 0 | 0 | 0 | 0 | 0 | 0 | 0 | 0 | 0 | 0 | 0 | 0 | 0 | 0
F5_Commercial_School_Existing_Food Preparation_Natural Gas_Conveyor Oven_E4 | F5 | Commercial | School | Existing | Food Preparation | Natural Gas | Conveyor Oven | E4 | RIM BC Ratio | 0 | 0 | 0 | 0 | 0 | 0 | 0 | 0 | 0 | 0 | 0 | 0 | 0 | 0 | 0 | 0 | 0 | 0 | 0 | 0 | 0 | 0 | 0 | 0 | 0 | 0 | 0 | 0 | 0 | 0 | 0 | 0 | 0
F5_Commercial_School_Existing_Food Preparation_Natural Gas_Conveyor Oven_E5 | F5 | Commercial | School | Existing | Food Preparation | Natural Gas | Conveyor Oven | E5 | RIM BC Ratio | 0 | 0 | 0 | 0 | 0 | 0 | 0 | 0 | 0 | 0 | 0 | 0 | 0 | 0 | 0 | 0 | 0 | 0 | 0 | 0 | 0 | 0 | 0 | 0 | 0 | 0 | 0 | 0 | 0 | 0 | 0 | 0 | 0
F5_Commercial_School_Existing_Food Preparation_Natural Gas_Conveyor Oven_E6 | F5 | Commercial | School | Existing | Food Preparation | Natural Gas | Conveyor Oven | E6 | RIM BC Ratio | 0 | 0 | 0 | 0 | 0 | 0 | 0 | 0 | 0 | 0 | 0 | 0 | 0 | 0 | 0 | 0 | 0 | 0 | 0 | 0 | 0 | 0 | 0 | 0 | 0 | 0 | 0 | 0 | 0 | 0 | 0 | 0 | 0
F5_Commercial_School_Existing_Food Preparation_Natural Gas_Conveyor Oven_E7 | F5 | Commercial | School | Existing | Food Preparation | Natural Gas | Conveyor Oven | E7 | RIM BC Ratio | 0 | 0 | 0 | 0 | 0 | 0 | 0 | 0 | 0 | 0 | 0 | 0 | 0 | 0 | 0 | 0 | 0 | 0 | 0 | 0 | 0 | 0 | 0 | 0 | 0 | 0 | 0 | 0 | 0 | 0 | 0 | 0 | 0
F5_Commercial_School_Existing_Food Preparation_Natural Gas_Conveyor Oven_E8 | F5 | Commercial | School | Existing | Food Preparation | Natural Gas | Conveyor Oven | E8 | RIM BC Ratio | 0 | 0 | 0 | 0 | 0 | 0 | 0 | 0 | 0 | 0 | 0 | 0 | 0 | 0 | 0 | 0 | 0 | 0 | 0 | 0 | 0 | 0 | 0 | 0 | 0 | 0 | 0 | 0 | 0 | 0 | 0 | 0 | 0
F5_Commercial_School_Existing_Food Preparation_Natural Gas_Conveyor Oven_E9 | F5 | Commercial | School | Existing | Food Preparation | Natural Gas | Conveyor Oven | E9 | RIM BC Ratio | 0 | 0 | 0 | 0 | 0 | 0 | 0 | 0 | 0 | 0 | 0 | 0 | 0 | 0 | 0 | 0 | 0 | 0 | 0 | 0 | 0 | 0 | 0 | 0 | 0 | 0 | 0 | 0 | 0 | 0 | 0 | 0 | 0
F5_Commercial_School_Existing_Food Preparation_Natural Gas_Conveyor Oven_E10 | F5 | Commercial | School | Existing | Food Preparation | Natural Gas | Conveyor Oven | E10 | RIM BC Ratio | 0 | 0 | 0 | 0 | 0 | 0 | 0 | 0 | 0 | 0 | 0 | 0 | 0 | 0 | 0 | 0 | 0 | 0 | 0 | 0 | 0 | 0 | 0 | 0 | 0 | 0 | 0 | 0 | 0 | 0 | 0 | 0 | 0
F0_Commercial_School_Existing_Food Preparation_Natural Gas_Double Rack Oven_E0 | F0 | Commercial | School | Existing | Food Preparation | Natural Gas | Double Rack Oven | E0 | Economic Unit | FTSC Qualified (>50% Cooking Efficiency) | FTSC Qualified (>50% Cooking Efficiency) | FTSC Qualified (>50% Cooking Efficiency) | FTSC Qualified (>50% Cooking Efficiency) | FTSC Qualified (>50% Cooking Efficiency) | FTSC Qualified (>50% Cooking Efficiency) | FTSC Qualified (>50% Cooking Efficiency) | FTSC Qualified (>50% Cooking Efficiency) | FTSC Qualified (>50% Cooking Efficiency) | FTSC Qualified (>50% Cooking Efficiency) | FTSC Qualified (>50% Cooking Efficiency) | FTSC Qualified (>50% Cooking Efficiency) | FTSC Qualified (>50% Cooking Efficiency) | FTSC Qualified (>50% Cooking Efficiency) | FTSC Qualified (>50% Cooking Efficiency) | FTSC Qualified (>50% Cooking Efficiency) | FTSC Qualified (>50% Cooking Efficiency) | FTSC Qualified (>50% Cooking Efficiency) | FTSC Qualified (>50% Cooking Efficiency) | FTSC Qualified (>50% Cooking Efficiency) | FTSC Qualified (>50% Cooking Efficiency) | FTSC Qualified (>50% Cooking Efficiency) | FTSC Qualified (>50% Cooking Efficiency) | FTSC Qualified (>50% Cooking Efficiency) | FTSC Qualified (>50% Cooking Efficiency) | FTSC Qualified (>50% Cooking Efficiency) | FTSC Qualified (>50% Cooking Efficiency) | FTSC Qualified (>50% Cooking Efficiency) | FTSC Qualified (>50% Cooking Efficiency) | FTSC Qualified (>50% Cooking Efficiency) | FTSC Qualified (>50% Cooking Efficiency) | FTSC Qualified (>50% Cooking Efficiency) | FTSC Qualified (>50% Cooking Efficiency)
F1_Commercial_School_Existing_Food Preparation_Natural Gas_Double Rack Oven_E1 | F1 | Commercial | School | Existing | Food Preparation | Natural Gas | Double Rack Oven | E1 | CCE | 0 | 0 | 0 | 0 | 0 | 0 | 0 | 0 | 0 | 0 | 0 | 0 | 0 | 0 | 0 | 0 | 0 | 0 | 0 | 0 | 0 | 0 | 0 | 0 | 0 | 0 | 0 | 0 | 0 | 0 | 0 | 0 | 0
F1_Commercial_School_Existing_Food Preparation_Natural Gas_Double Rack Oven_E2 | F1 | Commercial | School | Existing | Food Preparation | Natural Gas | Double Rack Oven | E2 | CCE | 0.29688 | 0.29688 | 0.29688 | 0.29688 | 0.29688 | 0.29688 | 0.29688 | 0.29688 | 0.29688 | 0.29688 | 0.29688 | 0.29688 | 0.29688 | 0.29688 | 0.29688 | 0.29688 | 0.29688 | 0.29688 | 0.29688 | 0.29688 | 0.29688 | 0.29688 | 0.29688 | 0.29688 | 0.29688 | 0.29688 | 0.29688 | 0.29688 | 0.29688 | 0.29688 | 0.29688 | 0.29688 | 0.29688
F1_Commercial_School_Existing_Food Preparation_Natural Gas_Double Rack Oven_E3 | F1 | Commercial | School | Existing | Food Preparation | Natural Gas | Double Rack Oven | E3 | CCE | 0 | 0 | 0 | 0 | 0 | 0 | 0 | 0 | 0 | 0 | 0 | 0 | 0 | 0 | 0 | 0 | 0 | 0 | 0 | 0 | 0 | 0 | 0 | 0 | 0 | 0 | 0 | 0 | 0 | 0 | 0 | 0 | 0
F1_Commercial_School_Existing_Food Preparation_Natural Gas_Double Rack Oven_E4 | F1 | Commercial | School | Existing | Food Preparation | Natural Gas | Double Rack Oven | E4 | CCE | 0 | 0 | 0 | 0 | 0 | 0 | 0 | 0 | 0 | 0 | 0 | 0 | 0 | 0 | 0 | 0 | 0 | 0 | 0 | 0 | 0 | 0 | 0 | 0 | 0 | 0 | 0 | 0 | 0 | 0 | 0 | 0 | 0
F1_Commercial_School_Existing_Food Preparation_Natural Gas_Double Rack Oven_E5 | F1 | Commercial | School | Existing | Food Preparation | Natural Gas | Double Rack Oven | E5 | CCE | 0 | 0 | 0 | 0 | 0 | 0 | 0 | 0 | 0 | 0 | 0 | 0 | 0 | 0 | 0 | 0 | 0 | 0 | 0 | 0 | 0 | 0 | 0 | 0 | 0 | 0 | 0 | 0 | 0 | 0 | 0 | 0 | 0
F1_Commercial_School_Existing_Food Preparation_Natural Gas_Double Rack Oven_E6 | F1 | Commercial | School | Existing | Food Preparation | Natural Gas | Double Rack Oven | E6 | CCE | 0 | 0 | 0 | 0 | 0 | 0 | 0 | 0 | 0 | 0 | 0 | 0 | 0 | 0 | 0 | 0 | 0 | 0 | 0 | 0 | 0 | 0 | 0 | 0 | 0 | 0 | 0 | 0 | 0 | 0 | 0 | 0 | 0
F1_Commercial_School_Existing_Food Preparation_Natural Gas_Double Rack Oven_E7 | F1 | Commercial | School | Existing | Food Preparation | Natural Gas | Double Rack Oven | E7 | CCE | 0 | 0 | 0 | 0 | 0 | 0 | 0 | 0 | 0 | 0 | 0 | 0 | 0 | 0 | 0 | 0 | 0 | 0 | 0 | 0 | 0 | 0 | 0 | 0 | 0 | 0 | 0 | 0 | 0 | 0 | 0 | 0 | 0
F1_Commercial_School_Existing_Food Preparation_Natural Gas_Double Rack Oven_E8 | F1 | Commercial | School | Existing | Food Preparation | Natural Gas | Double Rack Oven | E8 | CCE | 0 | 0 | 0 | 0 | 0 | 0 | 0 | 0 | 0 | 0 | 0 | 0 | 0 | 0 | 0 | 0 | 0 | 0 | 0 | 0 | 0 | 0 | 0 | 0 | 0 | 0 | 0 | 0 | 0 | 0 | 0 | 0 | 0
F1_Commercial_School_Existing_Food Preparation_Natural Gas_Double Rack Oven_E9 | F1 | Commercial | School | Existing | Food Preparation | Natural Gas | Double Rack Oven | E9 | CCE | 0 | 0 | 0 | 0 | 0 | 0 | 0 | 0 | 0 | 0 | 0 | 0 | 0 | 0 | 0 | 0 | 0 | 0 | 0 | 0 | 0 | 0 | 0 | 0 | 0 | 0 | 0 | 0 | 0 | 0 | 0 | 0 | 0
F1_Commercial_School_Existing_Food Preparation_Natural Gas_Double Rack Oven_E10 | F1 | Commercial | School | Existing | Food Preparation | Natural Gas | Double Rack Oven | E10 | CCE | 0 | 0 | 0 | 0 | 0 | 0 | 0 | 0 | 0 | 0 | 0 | 0 | 0 | 0 | 0 | 0 | 0 | 0 | 0 | 0 | 0 | 0 | 0 | 0 | 0 | 0 | 0 | 0 | 0 | 0 | 0 | 0 | 0
F2_Commercial_School_Existing_Food Preparation_Natural Gas_Double Rack Oven_E1 | F2 | Commercial | School | Existing | Food Preparation | Natural Gas | Double Rack Oven | E1 | TRC BC Ratio | bar: 2019 to 2051
F2_Commercial_School_Existing_Food Preparation_Natural Gas_Double Rack Oven_E2 | F2 | Commercial | School | Existing | Food Preparation | Natural Gas | Double Rack Oven | E2 | TRC BC Ratio | 4.7395 | 4.7756 | 4.816 | 4.8604 | 4.911 | 4.9696 | 5.017 | 5.0626 | 5.1089 | 5.1571 | 5.2031 | 5.2453 | 5.2885 | 5.3338 | 5.3838 | 5.4328 | 5.4847 | 5.5395 | 5.5966 | 5.655 | 5.7136 | 5.7686 | 5.8182 | 5.8621 | 5.9 | 5.9326 | 5.9552 | 5.9721 | 5.9866 | 5.9991 | 6.0114 | 6.0169 | 6.0169
F2_Commercial_School_Existing_Food Preparation_Natural Gas_Double Rack Oven_E3 | F2 | Commercial | School | Existing | Food Preparation | Natural Gas | Double Rack Oven | E3 | TRC BC Ratio | 0 | 0 | 0 | 0 | 0 | 0 | 0 | 0 | 0 | 0 | 0 | 0 | 0 | 0 | 0 | 0 | 0 | 0 | 0 | 0 | 0 | 0 | 0 | 0 | 0 | 0 | 0 | 0 | 0 | 0 | 0 | 0 | 0
F2_Commercial_School_Existing_Food Preparation_Natural Gas_Double Rack Oven_E4 | F2 | Commercial | School | Existing | Food Preparation | Natural Gas | Double Rack Oven | E4 | TRC BC Ratio | 0 | 0 | 0 | 0 | 0 | 0 | 0 | 0 | 0 | 0 | 0 | 0 | 0 | 0 | 0 | 0 | 0 | 0 | 0 | 0 | 0 | 0 | 0 | 0 | 0 | 0 | 0 | 0 | 0 | 0 | 0 | 0 | 0
F2_Commercial_School_Existing_Food Preparation_Natural Gas_Double Rack Oven_E5 | F2 | Commercial | School | Existing | Food Preparation | Natural Gas | Double Rack Oven | E5 | TRC BC Ratio | 0 | 0 | 0 | 0 | 0 | 0 | 0 | 0 | 0 | 0 | 0 | 0 | 0 | 0 | 0 | 0 | 0 | 0 | 0 | 0 | 0 | 0 | 0 | 0 | 0 | 0 | 0 | 0 | 0 | 0 | 0 | 0 | 0
F2_Commercial_School_Existing_Food Preparation_Natural Gas_Double Rack Oven_E6 | F2 | Commercial | School | Existing | Food Preparation | Natural Gas | Double Rack Oven | E6 | TRC BC Ratio | 0 | 0 | 0 | 0 | 0 | 0 | 0 | 0 | 0 | 0 | 0 | 0 | 0 | 0 | 0 | 0 | 0 | 0 | 0 | 0 | 0 | 0 | 0 | 0 | 0 | 0 | 0 | 0 | 0 | 0 | 0 | 0 | 0
F2_Commercial_School_Existing_Food Preparation_Natural Gas_Double Rack Oven_E7 | F2 | Commercial | School | Existing | Food Preparation | Natural Gas | Double Rack Oven | E7 | TRC BC Ratio | 0 | 0 | 0 | 0 | 0 | 0 | 0 | 0 | 0 | 0 | 0 | 0 | 0 | 0 | 0 | 0 | 0 | 0 | 0 | 0 | 0 | 0 | 0 | 0 | 0 | 0 | 0 | 0 | 0 | 0 | 0 | 0 | 0
F2_Commercial_School_Existing_Food Preparation_Natural Gas_Double Rack Oven_E8 | F2 | Commercial | School | Existing | Food Preparation | Natural Gas | Double Rack Oven | E8 | TRC BC Ratio | 0 | 0 | 0 | 0 | 0 | 0 | 0 | 0 | 0 | 0 | 0 | 0 | 0 | 0 | 0 | 0 | 0 | 0 | 0 | 0 | 0 | 0 | 0 | 0 | 0 | 0 | 0 | 0 | 0 | 0 | 0 | 0 | 0
F2_Commercial_School_Existing_Food Preparation_Natural Gas_Double Rack Oven_E9 | F2 | Commercial | School | Existing | Food Preparation | Natural Gas | Double Rack Oven | E9 | TRC BC Ratio | 0 | 0 | 0 | 0 | 0 | 0 | 0 | 0 | 0 | 0 | 0 | 0 | 0 | 0 | 0 | 0 | 0 | 0 | 0 | 0 | 0 | 0 | 0 | 0 | 0 | 0 | 0 | 0 | 0 | 0 | 0 | 0 | 0
F2_Commercial_School_Existing_Food Preparation_Natural Gas_Double Rack Oven_E10 | F2 | Commercial | School | Existing | Food Preparation | Natural Gas | Double Rack Oven | E10 | TRC BC Ratio | 0 | 0 | 0 | 0 | 0 | 0 | 0 | 0 | 0 | 0 | 0 | 0 | 0 | 0 | 0 | 0 | 0 | 0 | 0 | 0 | 0 | 0 | 0 | 0 | 0 | 0 | 0 | 0 | 0 | 0 | 0 | 0 | 0
F3_Commercial_School_Existing_Food Preparation_Natural Gas_Double Rack Oven_E1 | F3 | Commercial | School | Existing | Food Preparation | Natural Gas | Double Rack Oven | E1 | PACT BC Ratio | bar: 2019 to 2051
F3_Commercial_School_Existing_Food Preparation_Natural Gas_Double Rack Oven_E2 | F3 | Commercial | School | Existing | Food Preparation | Natural Gas | Double Rack Oven | E2 | PACT BC Ratio | 6.3193 | 6.3675 | 6.4213 | 6.4805 | 6.548 | 6.6261 | 6.6894 | 6.7502 | 6.8119 | 6.8761 | 6.9374 | 6.9937 | 7.0513 | 7.1117 | 7.1784 | 7.2437 | 7.3129 | 7.386 | 7.4622 | 7.5399 | 7.6182 | 7.6915 | 7.7576 | 7.8161 | 7.8667 | 7.9101 | 7.9403 | 7.9627 | 7.9822 | 7.9988 | 8.0152 | 8.0225 | 8.0225
F3_Commercial_School_Existing_Food Preparation_Natural Gas_Double Rack Oven_E3 | F3 | Commercial | School | Existing | Food Preparation | Natural Gas | Double Rack Oven | E3 | PACT BC Ratio | 0 | 0 | 0 | 0 | 0 | 0 | 0 | 0 | 0 | 0 | 0 | 0 | 0 | 0 | 0 | 0 | 0 | 0 | 0 | 0 | 0 | 0 | 0 | 0 | 0 | 0 | 0 | 0 | 0 | 0 | 0 | 0 | 0
F3_Commercial_School_Existing_Food Preparation_Natural Gas_Double Rack Oven_E4 | F3 | Commercial | School | Existing | Food Preparation | Natural Gas | Double Rack Oven | E4 | PACT BC Ratio | 0 | 0 | 0 | 0 | 0 | 0 | 0 | 0 | 0 | 0 | 0 | 0 | 0 | 0 | 0 | 0 | 0 | 0 | 0 | 0 | 0 | 0 | 0 | 0 | 0 | 0 | 0 | 0 | 0 | 0 | 0 | 0 | 0
F3_Commercial_School_Existing_Food Preparation_Natural Gas_Double Rack Oven_E5 | F3 | Commercial | School | Existing | Food Preparation | Natural Gas | Double Rack Oven | E5 | PACT BC Ratio | 0 | 0 | 0 | 0 | 0 | 0 | 0 | 0 | 0 | 0 | 0 | 0 | 0 | 0 | 0 | 0 | 0 | 0 | 0 | 0 | 0 | 0 | 0 | 0 | 0 | 0 | 0 | 0 | 0 | 0 | 0 | 0 | 0
F3_Commercial_School_Existing_Food Preparation_Natural Gas_Double Rack Oven_E6 | F3 | Commercial | School | Existing | Food Preparation | Natural Gas | Double Rack Oven | E6 | PACT BC Ratio | 0 | 0 | 0 | 0 | 0 | 0 | 0 | 0 | 0 | 0 | 0 | 0 | 0 | 0 | 0 | 0 | 0 | 0 | 0 | 0 | 0 | 0 | 0 | 0 | 0 | 0 | 0 | 0 | 0 | 0 | 0 | 0 | 0
F3_Commercial_School_Existing_Food Preparation_Natural Gas_Double Rack Oven_E7 | F3 | Commercial | School | Existing | Food Preparation | Natural Gas | Double Rack Oven | E7 | PACT BC Ratio | 0 | 0 | 0 | 0 | 0 | 0 | 0 | 0 | 0 | 0 | 0 | 0 | 0 | 0 | 0 | 0 | 0 | 0 | 0 | 0 | 0 | 0 | 0 | 0 | 0 | 0 | 0 | 0 | 0 | 0 | 0 | 0 | 0
F3_Commercial_School_Existing_Food Preparation_Natural Gas_Double Rack Oven_E8 | F3 | Commercial | School | Existing | Food Preparation | Natural Gas | Double Rack Oven | E8 | PACT BC Ratio | 0 | 0 | 0 | 0 | 0 | 0 | 0 | 0 | 0 | 0 | 0 | 0 | 0 | 0 | 0 | 0 | 0 | 0 | 0 | 0 | 0 | 0 | 0 | 0 | 0 | 0 | 0 | 0 | 0 | 0 | 0 | 0 | 0
F3_Commercial_School_Existing_Food Preparation_Natural Gas_Double Rack Oven_E9 | F3 | Commercial | School | Existing | Food Preparation | Natural Gas | Double Rack Oven | E9 | PACT BC Ratio | 0 | 0 | 0 | 0 | 0 | 0 | 0 | 0 | 0 | 0 | 0 | 0 | 0 | 0 | 0 | 0 | 0 | 0 | 0 | 0 | 0 | 0 | 0 | 0 | 0 | 0 | 0 | 0 | 0 | 0 | 0 | 0 | 0
F3_Commercial_School_Existing_Food Preparation_Natural Gas_Double Rack Oven_E10 | F3 | Commercial | School | Existing | Food Preparation | Natural Gas | Double Rack Oven | E10 | PACT BC Ratio | 0 | 0 | 0 | 0 | 0 | 0 | 0 | 0 | 0 | 0 | 0 | 0 | 0 | 0 | 0 | 0 | 0 | 0 | 0 | 0 | 0 | 0 | 0 | 0 | 0 | 0 | 0 | 0 | 0 | 0 | 0 | 0 | 0
F4_Commercial_School_Existing_Food Preparation_Natural Gas_Double Rack Oven_E1 | F4 | Commercial | School | Existing | Food Preparation | Natural Gas | Double Rack Oven | E1 | RVT BC Ratio | bar: 2019 to 2051
F4_Commercial_School_Existing_Food Preparation_Natural Gas_Double Rack Oven_E2 | F4 | Commercial | School | Existing | Food Preparation | Natural Gas | Double Rack Oven | E2 | RVT BC Ratio | 7.5139 | 7.5658 | 7.6238 | 7.6877 | 7.7604 | 7.8446 | 7.9129 | 7.9784 | 8.045 | 8.1143 | 8.1804 | 8.241 | 8.3031 | 8.3683 | 8.4402 | 8.5106 | 8.5852 | 8.664 | 8.7461 | 8.83 | 8.9144 | 8.9934 | 9.0647 | 9.1278 | 9.1823 | 9.2292 | 9.2617 | 9.2859 | 9.3069 | 9.3248 | 9.3425 | 9.3503 | 9.3503
F4_Commercial_School_Existing_Food Preparation_Natural Gas_Double Rack Oven_E3 | F4 | Commercial | School | Existing | Food Preparation | Natural Gas | Double Rack Oven | E3 | RVT BC Ratio | 0 | 0 | 0 | 0 | 0 | 0 | 0 | 0 | 0 | 0 | 0 | 0 | 0 | 0 | 0 | 0 | 0 | 0 | 0 | 0 | 0 | 0 | 0 | 0 | 0 | 0 | 0 | 0 | 0 | 0 | 0 | 0 | 0
F4_Commercial_School_Existing_Food Preparation_Natural Gas_Double Rack Oven_E4 | F4 | Commercial | School | Existing | Food Preparation | Natural Gas | Double Rack Oven | E4 | RVT BC Ratio | 0 | 0 | 0 | 0 | 0 | 0 | 0 | 0 | 0 | 0 | 0 | 0 | 0 | 0 | 0 | 0 | 0 | 0 | 0 | 0 | 0 | 0 | 0 | 0 | 0 | 0 | 0 | 0 | 0 | 0 | 0 | 0 | 0
F4_Commercial_School_Existing_Food Preparation_Natural Gas_Double Rack Oven_E5 | F4 | Commercial | School | Existing | Food Preparation | Natural Gas | Double Rack Oven | E5 | RVT BC Ratio | 0 | 0 | 0 | 0 | 0 | 0 | 0 | 0 | 0 | 0 | 0 | 0 | 0 | 0 | 0 | 0 | 0 | 0 | 0 | 0 | 0 | 0 | 0 | 0 | 0 | 0 | 0 | 0 | 0 | 0 | 0 | 0 | 0
F4_Commercial_School_Existing_Food Preparation_Natural Gas_Double Rack Oven_E6 | F4 | Commercial | School | Existing | Food Preparation | Natural Gas | Double Rack Oven | E6 | RVT BC Ratio | 0 | 0 | 0 | 0 | 0 | 0 | 0 | 0 | 0 | 0 | 0 | 0 | 0 | 0 | 0 | 0 | 0 | 0 | 0 | 0 | 0 | 0 | 0 | 0 | 0 | 0 | 0 | 0 | 0 | 0 | 0 | 0 | 0
F4_Commercial_School_Existing_Food Preparation_Natural Gas_Double Rack Oven_E7 | F4 | Commercial | School | Existing | Food Preparation | Natural Gas | Double Rack Oven | E7 | RVT BC Ratio | 0 | 0 | 0 | 0 | 0 | 0 | 0 | 0 | 0 | 0 | 0 | 0 | 0 | 0 | 0 | 0 | 0 | 0 | 0 | 0 | 0 | 0 | 0 | 0 | 0 | 0 | 0 | 0 | 0 | 0 | 0 | 0 | 0
F4_Commercial_School_Existing_Food Preparation_Natural Gas_Double Rack Oven_E8 | F4 | Commercial | School | Existing | Food Preparation | Natural Gas | Double Rack Oven | E8 | RVT BC Ratio | 0 | 0 | 0 | 0 | 0 | 0 | 0 | 0 | 0 | 0 | 0 | 0 | 0 | 0 | 0 | 0 | 0 | 0 | 0 | 0 | 0 | 0 | 0 | 0 | 0 | 0 | 0 | 0 | 0 | 0 | 0 | 0 | 0
F4_Commercial_School_Existing_Food Preparation_Natural Gas_Double Rack Oven_E9 | F4 | Commercial | School | Existing | Food Preparation | Natural Gas | Double Rack Oven | E9 | RVT BC Ratio | 0 | 0 | 0 | 0 | 0 | 0 | 0 | 0 | 0 | 0 | 0 | 0 | 0 | 0 | 0 | 0 | 0 | 0 | 0 | 0 | 0 | 0 | 0 | 0 | 0 | 0 | 0 | 0 | 0 | 0 | 0 | 0 | 0
F4_Commercial_School_Existing_Food Preparation_Natural Gas_Double Rack Oven_E10 | F4 | Commercial | School | Existing | Food Preparation | Natural Gas | Double Rack Oven | E10 | RVT BC Ratio | 0 | 0 | 0 | 0 | 0 | 0 | 0 | 0 | 0 | 0 | 0 | 0 | 0 | 0 | 0 | 0 | 0 | 0 | 0 | 0 | 0 | 0 | 0 | 0 | 0 | 0 | 0 | 0 | 0 | 0 | 0 | 0 | 0
F5_Commercial_School_Existing_Food Preparation_Natural Gas_Double Rack Oven_E1 | F5 | Commercial | School | Existing | Food Preparation | Natural Gas | Double Rack Oven | E1 | RIM BC Ratio | bar: 2019 to 2051
F5_Commercial_School_Existing_Food Preparation_Natural Gas_Double Rack Oven_E2 | F5 | Commercial | School | Existing | Food Preparation | Natural Gas | Double Rack Oven | E2 | RIM BC Ratio | 0.73729 | 0.73795 | 0.73866 | 0.73944 | 0.74031 | 0.7413 | 0.74208 | 0.74283 | 0.74357 | 0.74433 | 0.74504 | 0.74568 | 0.74633 | 0.74701 | 0.74774 | 0.74844 | 0.74917 | 0.74993 | 0.75071 | 0.75149 | 0.75226 | 0.75297 | 0.7536 | 0.75414 | 0.75461 | 0.75501 | 0.75528 | 0.75549 | 0.75566 | 0.75581 | 0.75596 | 0.75602 | 0.75602
F5_Commercial_School_Existing_Food Preparation_Natural Gas_Double Rack Oven_E3 | F5 | Commercial | School | Existing | Food Preparation | Natural Gas | Double Rack Oven | E3 | RIM BC Ratio | 0 | 0 | 0 | 0 | 0 | 0 | 0 | 0 | 0 | 0 | 0 | 0 | 0 | 0 | 0 | 0 | 0 | 0 | 0 | 0 | 0 | 0 | 0 | 0 | 0 | 0 | 0 | 0 | 0 | 0 | 0 | 0 | 0
F5_Commercial_School_Existing_Food Preparation_Natural Gas_Double Rack Oven_E4 | F5 | Commercial | School | Existing | Food Preparation | Natural Gas | Double Rack Oven | E4 | RIM BC Ratio | 0 | 0 | 0 | 0 | 0 | 0 | 0 | 0 | 0 | 0 | 0 | 0 | 0 | 0 | 0 | 0 | 0 | 0 | 0 | 0 | 0 | 0 | 0 | 0 | 0 | 0 | 0 | 0 | 0 | 0 | 0 | 0 | 0
F5_Commercial_School_Existing_Food Preparation_Natural Gas_Double Rack Oven_E5 | F5 | Commercial | School | Existing | Food Preparation | Natural Gas | Double Rack Oven | E5 | RIM BC Ratio | 0 | 0 | 0 | 0 | 0 | 0 | 0 | 0 | 0 | 0 | 0 | 0 | 0 | 0 | 0 | 0 | 0 | 0 | 0 | 0 | 0 | 0 | 0 | 0 | 0 | 0 | 0 | 0 | 0 | 0 | 0 | 0 | 0
F5_Commercial_School_Existing_Food Preparation_Natural Gas_Double Rack Oven_E6 | F5 | Commercial | School | Existing | Food Preparation | Natural Gas | Double Rack Oven | E6 | RIM BC Ratio | 0 | 0 | 0 | 0 | 0 | 0 | 0 | 0 | 0 | 0 | 0 | 0 | 0 | 0 | 0 | 0 | 0 | 0 | 0 | 0 | 0 | 0 | 0 | 0 | 0 | 0 | 0 | 0 | 0 | 0 | 0 | 0 | 0
F5_Commercial_School_Existing_Food Preparation_Natural Gas_Double Rack Oven_E7 | F5 | Commercial | School | Existing | Food Preparation | Natural Gas | Double Rack Oven | E7 | RIM BC Ratio | 0 | 0 | 0 | 0 | 0 | 0 | 0 | 0 | 0 | 0 | 0 | 0 | 0 | 0 | 0 | 0 | 0 | 0 | 0 | 0 | 0 | 0 | 0 | 0 | 0 | 0 | 0 | 0 | 0 | 0 | 0 | 0 | 0
F5_Commercial_School_Existing_Food Preparation_Natural Gas_Double Rack Oven_E8 | F5 | Commercial | School | Existing | Food Preparation | Natural Gas | Double Rack Oven | E8 | RIM BC Ratio | 0 | 0 | 0 | 0 | 0 | 0 | 0 | 0 | 0 | 0 | 0 | 0 | 0 | 0 | 0 | 0 | 0 | 0 | 0 | 0 | 0 | 0 | 0 | 0 | 0 | 0 | 0 | 0 | 0 | 0 | 0 | 0 | 0
F5_Commercial_School_Existing_Food Preparation_Natural Gas_Double Rack Oven_E9 | F5 | Commercial | School | Existing | Food Preparation | Natural Gas | Double Rack Oven | E9 | RIM BC Ratio | 0 | 0 | 0 | 0 | 0 | 0 | 0 | 0 | 0 | 0 | 0 | 0 | 0 | 0 | 0 | 0 | 0 | 0 | 0 | 0 | 0 | 0 | 0 | 0 | 0 | 0 | 0 | 0 | 0 | 0 | 0 | 0 | 0
F5_Commercial_School_Existing_Food Preparation_Natural Gas_Double Rack Oven_E10 | F5 | Commercial | School | Existing | Food Preparation | Natural Gas | Double Rack Oven | E10 | RIM BC Ratio | 0 | 0 | 0 | 0 | 0 | 0 | 0 | 0 | 0 | 0 | 0 | 0 | 0 | 0 | 0 | 0 | 0 | 0 | 0 | 0 | 0 | 0 | 0 | 0 | 0 | 0 | 0 | 0 | 0 | 0 | 0 | 0 | 0
F0_Commercial_School_Existing_Food Preparation_Natural Gas_Fryer_E0 | F0 | Commercial | School | Existing | Food Preparation | Natural Gas | Fryer | E0 | Economic Unit | ENERGY STAR | ENERGY STAR | ENERGY STAR | ENERGY STAR | ENERGY STAR | ENERGY STAR | ENERGY STAR | ENERGY STAR | ENERGY STAR | ENERGY STAR | ENERGY STAR | ENERGY STAR | ENERGY STAR | ENERGY STAR | ENERGY STAR | ENERGY STAR | ENERGY STAR | ENERGY STAR | ENERGY STAR | ENERGY STAR | ENERGY STAR | ENERGY STAR | ENERGY STAR | ENERGY STAR | ENERGY STAR | ENERGY STAR | ENERGY STAR | ENERGY STAR | ENERGY STAR | ENERGY STAR | ENERGY STAR | ENERGY STAR | ENERGY STAR
F1_Commercial_School_Existing_Food Preparation_Natural Gas_Fryer_E1 | F1 | Commercial | School | Existing | Food Preparation | Natural Gas | Fryer | E1 | CCE | 0 | 0 | 0 | 0 | 0 | 0 | 0 | 0 | 0 | 0 | 0 | 0 | 0 | 0 | 0 | 0 | 0 | 0 | 0 | 0 | 0 | 0 | 0 | 0 | 0 | 0 | 0 | 0 | 0 | 0 | 0 | 0 | 0
F1_Commercial_School_Existing_Food Preparation_Natural Gas_Fryer_E2 | F1 | Commercial | School | Existing | Food Preparation | Natural Gas | Fryer | E2 | CCE | 0.52081 | 0.52081 | 0.52081 | 0 | 0 | 0 | 0 | 0 | 0 | 0 | 0 | 0 | 0 | 0 | 0 | 0 | 0 | 0 | 0 | 0 | 0 | 0 | 0 | 0 | 0 | 0 | 0 | 0 | 0 | 0 | 0 | 0 | 0
F1_Commercial_School_Existing_Food Preparation_Natural Gas_Fryer_E3 | F1 | Commercial | School | Existing | Food Preparation | Natural Gas | Fryer | E3 | CCE | 0 | 0 | 0 | 0 | 0 | 0 | 0 | 0 | 0 | 0 | 0 | 0 | 0 | 0 | 0 | 0 | 0 | 0 | 0 | 0 | 0 | 0 | 0 | 0 | 0 | 0 | 0 | 0 | 0 | 0 | 0 | 0 | 0
F1_Commercial_School_Existing_Food Preparation_Natural Gas_Fryer_E4 | F1 | Commercial | School | Existing | Food Preparation | Natural Gas | Fryer | E4 | CCE | 0 | 0 | 0 | 0 | 0 | 0 | 0 | 0 | 0 | 0 | 0 | 0 | 0 | 0 | 0 | 0 | 0 | 0 | 0 | 0 | 0 | 0 | 0 | 0 | 0 | 0 | 0 | 0 | 0 | 0 | 0 | 0 | 0
F1_Commercial_School_Existing_Food Preparation_Natural Gas_Fryer_E5 | F1 | Commercial | School | Existing | Food Preparation | Natural Gas | Fryer | E5 | CCE | 0 | 0 | 0 | 0 | 0 | 0 | 0 | 0 | 0 | 0 | 0 | 0 | 0 | 0 | 0 | 0 | 0 | 0 | 0 | 0 | 0 | 0 | 0 | 0 | 0 | 0 | 0 | 0 | 0 | 0 | 0 | 0 | 0
F1_Commercial_School_Existing_Food Preparation_Natural Gas_Fryer_E6 | F1 | Commercial | School | Existing | Food Preparation | Natural Gas | Fryer | E6 | CCE | 0 | 0 | 0 | 0 | 0 | 0 | 0 | 0 | 0 | 0 | 0 | 0 | 0 | 0 | 0 | 0 | 0 | 0 | 0 | 0 | 0 | 0 | 0 | 0 | 0 | 0 | 0 | 0 | 0 | 0 | 0 | 0 | 0
F1_Commercial_School_Existing_Food Preparation_Natural Gas_Fryer_E7 | F1 | Commercial | School | Existing | Food Preparation | Natural Gas | Fryer | E7 | CCE | 0 | 0 | 0 | 0 | 0 | 0 | 0 | 0 | 0 | 0 | 0 | 0 | 0 | 0 | 0 | 0 | 0 | 0 | 0 | 0 | 0 | 0 | 0 | 0 | 0 | 0 | 0 | 0 | 0 | 0 | 0 | 0 | 0
F1_Commercial_School_Existing_Food Preparation_Natural Gas_Fryer_E8 | F1 | Commercial | School | Existing | Food Preparation | Natural Gas | Fryer | E8 | CCE | 0 | 0 | 0 | 0 | 0 | 0 | 0 | 0 | 0 | 0 | 0 | 0 | 0 | 0 | 0 | 0 | 0 | 0 | 0 | 0 | 0 | 0 | 0 | 0 | 0 | 0 | 0 | 0 | 0 | 0 | 0 | 0 | 0
F1_Commercial_School_Existing_Food Preparation_Natural Gas_Fryer_E9 | F1 | Commercial | School | Existing | Food Preparation | Natural Gas | Fryer | E9 | CCE | 0 | 0 | 0 | 0 | 0 | 0 | 0 | 0 | 0 | 0 | 0 | 0 | 0 | 0 | 0 | 0 | 0 | 0 | 0 | 0 | 0 | 0 | 0 | 0 | 0 | 0 | 0 | 0 | 0 | 0 | 0 | 0 | 0
F1_Commercial_School_Existing_Food Preparation_Natural Gas_Fryer_E10 | F1 | Commercial | School | Existing | Food Preparation | Natural Gas | Fryer | E10 | CCE | 0 | 0 | 0 | 0 | 0 | 0 | 0 | 0 | 0 | 0 | 0 | 0 | 0 | 0 | 0 | 0 | 0 | 0 | 0 | 0 | 0 | 0 | 0 | 0 | 0 | 0 | 0 | 0 | 0 | 0 | 0 | 0 | 0
F2_Commercial_School_Existing_Food Preparation_Natural Gas_Fryer_E1 | F2 | Commercial | School | Existing | Food Preparation | Natural Gas | Fryer | E1 | TRC BC Ratio | 1 | 1 | 1 | 0 | 0 | 0 | 0 | 0 | 0 | 0 | 0 | 0 | 0 | 0 | 0 | 0 | 0 | 0 | 0 | 0 | 0 | 0 | 0 | 0 | 0 | 0 | 0 | 0 | 0 | 0 | 0 | 0 | 0
F2_Commercial_School_Existing_Food Preparation_Natural Gas_Fryer_E2 | F2 | Commercial | School | Existing | Food Preparation | Natural Gas | Fryer | E2 | TRC BC Ratio | 2.6303 | 2.6385 | 2.6536 | 1 | 1 | 1 | 1 | 1 | 1 | 1 | 1 | 1 | 1 | 1 | 1 | 1 | 1 | 1 | 1 | 1 | 1 | 1 | 1 | 1 | 1 | 1 | 1 | 1 | 1 | 1 | 1 | 1 | 1
F2_Commercial_School_Existing_Food Preparation_Natural Gas_Fryer_E3 | F2 | Commercial | School | Existing | Food Preparation | Natural Gas | Fryer | E3 | TRC BC Ratio | 0 | 0 | 0 | 0 | 0 | 0 | 0 | 0 | 0 | 0 | 0 | 0 | 0 | 0 | 0 | 0 | 0 | 0 | 0 | 0 | 0 | 0 | 0 | 0 | 0 | 0 | 0 | 0 | 0 | 0 | 0 | 0 | 0
F2_Commercial_School_Existing_Food Preparation_Natural Gas_Fryer_E4 | F2 | Commercial | School | Existing | Food Preparation | Natural Gas | Fryer | E4 | TRC BC Ratio | 0 | 0 | 0 | 0 | 0 | 0 | 0 | 0 | 0 | 0 | 0 | 0 | 0 | 0 | 0 | 0 | 0 | 0 | 0 | 0 | 0 | 0 | 0 | 0 | 0 | 0 | 0 | 0 | 0 | 0 | 0 | 0 | 0
F2_Commercial_School_Existing_Food Preparation_Natural Gas_Fryer_E5 | F2 | Commercial | School | Existing | Food Preparation | Natural Gas | Fryer | E5 | TRC BC Ratio | 0 | 0 | 0 | 0 | 0 | 0 | 0 | 0 | 0 | 0 | 0 | 0 | 0 | 0 | 0 | 0 | 0 | 0 | 0 | 0 | 0 | 0 | 0 | 0 | 0 | 0 | 0 | 0 | 0 | 0 | 0 | 0 | 0
F2_Commercial_School_Existing_Food Preparation_Natural Gas_Fryer_E6 | F2 | Commercial | School | Existing | Food Preparation | Natural Gas | Fryer | E6 | TRC BC Ratio | 0 | 0 | 0 | 0 | 0 | 0 | 0 | 0 | 0 | 0 | 0 | 0 | 0 | 0 | 0 | 0 | 0 | 0 | 0 | 0 | 0 | 0 | 0 | 0 | 0 | 0 | 0 | 0 | 0 | 0 | 0 | 0 | 0
F2_Commercial_School_Existing_Food Preparation_Natural Gas_Fryer_E7 | F2 | Commercial | School | Existing | Food Preparation | Natural Gas | Fryer | E7 | TRC BC Ratio | 0 | 0 | 0 | 0 | 0 | 0 | 0 | 0 | 0 | 0 | 0 | 0 | 0 | 0 | 0 | 0 | 0 | 0 | 0 | 0 | 0 | 0 | 0 | 0 | 0 | 0 | 0 | 0 | 0 | 0 | 0 | 0 | 0
F2_Commercial_School_Existing_Food Preparation_Natural Gas_Fryer_E8 | F2 | Commercial | School | Existing | Food Preparation | Natural Gas | Fryer | E8 | TRC BC Ratio | 0 | 0 | 0 | 0 | 0 | 0 | 0 | 0 | 0 | 0 | 0 | 0 | 0 | 0 | 0 | 0 | 0 | 0 | 0 | 0 | 0 | 0 | 0 | 0 | 0 | 0 | 0 | 0 | 0 | 0 | 0 | 0 | 0
F2_Commercial_School_Existing_Food Preparation_Natural Gas_Fryer_E9 | F2 | Commercial | School | Existing | Food Preparation | Natural Gas | Fryer | E9 | TRC BC Ratio | 0 | 0 | 0 | 0 | 0 | 0 | 0 | 0 | 0 | 0 | 0 | 0 | 0 | 0 | 0 | 0 | 0 | 0 | 0 | 0 | 0 | 0 | 0 | 0 | 0 | 0 | 0 | 0 | 0 | 0 | 0 | 0 | 0
F2_Commercial_School_Existing_Food Preparation_Natural Gas_Fryer_E10 | F2 | Commercial | School | Existing | Food Preparation | Natural Gas | Fryer | E10 | TRC BC Ratio | 0 | 0 | 0 | 0 | 0 | 0 | 0 | 0 | 0 | 0 | 0 | 0 | 0 | 0 | 0 | 0 | 0 | 0 | 0 | 0 | 0 | 0 | 0 | 0 | 0 | 0 | 0 | 0 | 0 | 0 | 0 | 0 | 0
F3_Commercial_School_Existing_Food Preparation_Natural Gas_Fryer_E1 | F3 | Commercial | School | Existing | Food Preparation | Natural Gas | Fryer | E1 | PACT BC Ratio | 1 | 1 | 1 | 0 | 0 | 0 | 0 | 0 | 0 | 0 | 0 | 0 | 0 | 0 | 0 | 0 | 0 | 0 | 0 | 0 | 0 | 0 | 0 | 0 | 0 | 0 | 0 | 0 | 0 | 0 | 0 | 0 | 0
F3_Commercial_School_Existing_Food Preparation_Natural Gas_Fryer_E2 | F3 | Commercial | School | Existing | Food Preparation | Natural Gas | Fryer | E2 | PACT BC Ratio | 3.5071 | 3.518 | 3.5381 | 1 | 1 | 1 | 1 | 1 | 1 | 1 | 1 | 1 | 1 | 1 | 1 | 1 | 1 | 1 | 1 | 1 | 1 | 1 | 1 | 1 | 1 | 1 | 1 | 1 | 1 | 1 | 1 | 1 | 1
F3_Commercial_School_Existing_Food Preparation_Natural Gas_Fryer_E3 | F3 | Commercial | School | Existing | Food Preparation | Natural Gas | Fryer | E3 | PACT BC Ratio | 0 | 0 | 0 | 0 | 0 | 0 | 0 | 0 | 0 | 0 | 0 | 0 | 0 | 0 | 0 | 0 | 0 | 0 | 0 | 0 | 0 | 0 | 0 | 0 | 0 | 0 | 0 | 0 | 0 | 0 | 0 | 0 | 0
F3_Commercial_School_Existing_Food Preparation_Natural Gas_Fryer_E4 | F3 | Commercial | School | Existing | Food Preparation | Natural Gas | Fryer | E4 | PACT BC Ratio | 0 | 0 | 0 | 0 | 0 | 0 | 0 | 0 | 0 | 0 | 0 | 0 | 0 | 0 | 0 | 0 | 0 | 0 | 0 | 0 | 0 | 0 | 0 | 0 | 0 | 0 | 0 | 0 | 0 | 0 | 0 | 0 | 0
F3_Commercial_School_Existing_Food Preparation_Natural Gas_Fryer_E5 | F3 | Commercial | School | Existing | Food Preparation | Natural Gas | Fryer | E5 | PACT BC Ratio | 0 | 0 | 0 | 0 | 0 | 0 | 0 | 0 | 0 | 0 | 0 | 0 | 0 | 0 | 0 | 0 | 0 | 0 | 0 | 0 | 0 | 0 | 0 | 0 | 0 | 0 | 0 | 0 | 0 | 0 | 0 | 0 | 0
F3_Commercial_School_Existing_Food Preparation_Natural Gas_Fryer_E6 | F3 | Commercial | School | Existing | Food Preparation | Natural Gas | Fryer | E6 | PACT BC Ratio | 0 | 0 | 0 | 0 | 0 | 0 | 0 | 0 | 0 | 0 | 0 | 0 | 0 | 0 | 0 | 0 | 0 | 0 | 0 | 0 | 0 | 0 | 0 | 0 | 0 | 0 | 0 | 0 | 0 | 0 | 0 | 0 | 0
F3_Commercial_School_Existing_Food Preparation_Natural Gas_Fryer_E7 | F3 | Commercial | School | Existing | Food Preparation | Natural Gas | Fryer | E7 | PACT BC Ratio | 0 | 0 | 0 | 0 | 0 | 0 | 0 | 0 | 0 | 0 | 0 | 0 | 0 | 0 | 0 | 0 | 0 | 0 | 0 | 0 | 0 | 0 | 0 | 0 | 0 | 0 | 0 | 0 | 0 | 0 | 0 | 0 | 0
F3_Commercial_School_Existing_Food Preparation_Natural Gas_Fryer_E8 | F3 | Commercial | School | Existing | Food Preparation | Natural Gas | Fryer | E8 | PACT BC Ratio | 0 | 0 | 0 | 0 | 0 | 0 | 0 | 0 | 0 | 0 | 0 | 0 | 0 | 0 | 0 | 0 | 0 | 0 | 0 | 0 | 0 | 0 | 0 | 0 | 0 | 0 | 0 | 0 | 0 | 0 | 0 | 0 | 0
F3_Commercial_School_Existing_Food Preparation_Natural Gas_Fryer_E9 | F3 | Commercial | School | Existing | Food Preparation | Natural Gas | Fryer | E9 | PACT BC Ratio | 0 | 0 | 0 | 0 | 0 | 0 | 0 | 0 | 0 | 0 | 0 | 0 | 0 | 0 | 0 | 0 | 0 | 0 | 0 | 0 | 0 | 0 | 0 | 0 | 0 | 0 | 0 | 0 | 0 | 0 | 0 | 0 | 0
F3_Commercial_School_Existing_Food Preparation_Natural Gas_Fryer_E10 | F3 | Commercial | School | Existing | Food Preparation | Natural Gas | Fryer | E10 | PACT BC Ratio | 0 | 0 | 0 | 0 | 0 | 0 | 0 | 0 | 0 | 0 | 0 | 0 | 0 | 0 | 0 | 0 | 0 | 0 | 0 | 0 | 0 | 0 | 0 | 0 | 0 | 0 | 0 | 0 | 0 | 0 | 0 | 0 | 0
F4_Commercial_School_Existing_Food Preparation_Natural Gas_Fryer_E1 | F4 | Commercial | School | Existing | Food Preparation | Natural Gas | Fryer | E1 | RVT BC Ratio | 1 | 1 | 1 | 0 | 0 | 0 | 0 | 0 | 0 | 0 | 0 | 0 | 0 | 0 | 0 | 0 | 0 | 0 | 0 | 0 | 0 | 0 | 0 | 0 | 0 | 0 | 0 | 0 | 0 | 0 | 0 | 0 | 0
F4_Commercial_School_Existing_Food Preparation_Natural Gas_Fryer_E2 | F4 | Commercial | School | Existing | Food Preparation | Natural Gas | Fryer | E2 | RVT BC Ratio | 4.4816 | 4.4933 | 4.515 | 1 | 1 | 1 | 1 | 1 | 1 | 1 | 1 | 1 | 1 | 1 | 1 | 1 | 1 | 1 | 1 | 1 | 1 | 1 | 1 | 1 | 1 | 1 | 1 | 1 | 1 | 1 | 1 | 1 | 1
F4_Commercial_School_Existing_Food Preparation_Natural Gas_Fryer_E3 | F4 | Commercial | School | Existing | Food Preparation | Natural Gas | Fryer | E3 | RVT BC Ratio | 0 | 0 | 0 | 0 | 0 | 0 | 0 | 0 | 0 | 0 | 0 | 0 | 0 | 0 | 0 | 0 | 0 | 0 | 0 | 0 | 0 | 0 | 0 | 0 | 0 | 0 | 0 | 0 | 0 | 0 | 0 | 0 | 0
F4_Commercial_School_Existing_Food Preparation_Natural Gas_Fryer_E4 | F4 | Commercial | School | Existing | Food Preparation | Natural Gas | Fryer | E4 | RVT BC Ratio | 0 | 0 | 0 | 0 | 0 | 0 | 0 | 0 | 0 | 0 | 0 | 0 | 0 | 0 | 0 | 0 | 0 | 0 | 0 | 0 | 0 | 0 | 0 | 0 | 0 | 0 | 0 | 0 | 0 | 0 | 0 | 0 | 0
F4_Commercial_School_Existing_Food Preparation_Natural Gas_Fryer_E5 | F4 | Commercial | School | Existing | Food Preparation | Natural Gas | Fryer | E5 | RVT BC Ratio | 0 | 0 | 0 | 0 | 0 | 0 | 0 | 0 | 0 | 0 | 0 | 0 | 0 | 0 | 0 | 0 | 0 | 0 | 0 | 0 | 0 | 0 | 0 | 0 | 0 | 0 | 0 | 0 | 0 | 0 | 0 | 0 | 0
F4_Commercial_School_Existing_Food Preparation_Natural Gas_Fryer_E6 | F4 | Commercial | School | Existing | Food Preparation | Natural Gas | Fryer | E6 | RVT BC Ratio | 0 | 0 | 0 | 0 | 0 | 0 | 0 | 0 | 0 | 0 | 0 | 0 | 0 | 0 | 0 | 0 | 0 | 0 | 0 | 0 | 0 | 0 | 0 | 0 | 0 | 0 | 0 | 0 | 0 | 0 | 0 | 0 | 0
F4_Commercial_School_Existing_Food Preparation_Natural Gas_Fryer_E7 | F4 | Commercial | School | Existing | Food Preparation | Natural Gas | Fryer | E7 | RVT BC Ratio | 0 | 0 | 0 | 0 | 0 | 0 | 0 | 0 | 0 | 0 | 0 | 0 | 0 | 0 | 0 | 0 | 0 | 0 | 0 | 0 | 0 | 0 | 0 | 0 | 0 | 0 | 0 | 0 | 0 | 0 | 0 | 0 | 0
F4_Commercial_School_Existing_Food Preparation_Natural Gas_Fryer_E8 | F4 | Commercial | School | Existing | Food Preparation | Natural Gas | Fryer | E8 | RVT BC Ratio | 0 | 0 | 0 | 0 | 0 | 0 | 0 | 0 | 0 | 0 | 0 | 0 | 0 | 0 | 0 | 0 | 0 | 0 | 0 | 0 | 0 | 0 | 0 | 0 | 0 | 0 | 0 | 0 | 0 | 0 | 0 | 0 | 0
F4_Commercial_School_Existing_Food Preparation_Natural Gas_Fryer_E9 | F4 | Commercial | School | Existing | Food Preparation | Natural Gas | Fryer | E9 | RVT BC Ratio | 0 | 0 | 0 | 0 | 0 | 0 | 0 | 0 | 0 | 0 | 0 | 0 | 0 | 0 | 0 | 0 | 0 | 0 | 0 | 0 | 0 | 0 | 0 | 0 | 0 | 0 | 0 | 0 | 0 | 0 | 0 | 0 | 0
F4_Commercial_School_Existing_Food Preparation_Natural Gas_Fryer_E10 | F4 | Commercial | School | Existing | Food Preparation | Natural Gas | Fryer | E10 | RVT BC Ratio | 0 | 0 | 0 | 0 | 0 | 0 | 0 | 0 | 0 | 0 | 0 | 0 | 0 | 0 | 0 | 0 | 0 | 0 | 0 | 0 | 0 | 0 | 0 | 0 | 0 | 0 | 0 | 0 | 0 | 0 | 0 | 0 | 0
F5_Commercial_School_Existing_Food Preparation_Natural Gas_Fryer_E1 | F5 | Commercial | School | Existing | Food Preparation | Natural Gas | Fryer | E1 | RIM BC Ratio | 1 | 1 | 1 | 0 | 0 | 0 | 0 | 0 | 0 | 0 | 0 | 0 | 0 | 0 | 0 | 0 | 0 | 0 | 0 | 0 | 0 | 0 | 0 | 0 | 0 | 0 | 0 | 0 | 0 | 0 | 0 | 0 | 0
F5_Commercial_School_Existing_Food Preparation_Natural Gas_Fryer_E2 | F5 | Commercial | School | Existing | Food Preparation | Natural Gas | Fryer | E2 | RIM BC Ratio | 0.67422 | 0.67462 | 0.67536 | 1 | 1 | 1 | 1 | 1 | 1 | 1 | 1 | 1 | 1 | 1 | 1 | 1 | 1 | 1 | 1 | 1 | 1 | 1 | 1 | 1 | 1 | 1 | 1 | 1 | 1 | 1 | 1 | 1 | 1
F5_Commercial_School_Existing_Food Preparation_Natural Gas_Fryer_E3 | F5 | Commercial | School | Existing | Food Preparation | Natural Gas | Fryer | E3 | RIM BC Ratio | 0 | 0 | 0 | 0 | 0 | 0 | 0 | 0 | 0 | 0 | 0 | 0 | 0 | 0 | 0 | 0 | 0 | 0 | 0 | 0 | 0 | 0 | 0 | 0 | 0 | 0 | 0 | 0 | 0 | 0 | 0 | 0 | 0
F5_Commercial_School_Existing_Food Preparation_Natural Gas_Fryer_E4 | F5 | Commercial | School | Existing | Food Preparation | Natural Gas | Fryer | E4 | RIM BC Ratio | 0 | 0 | 0 | 0 | 0 | 0 | 0 | 0 | 0 | 0 | 0 | 0 | 0 | 0 | 0 | 0 | 0 | 0 | 0 | 0 | 0 | 0 | 0 | 0 | 0 | 0 | 0 | 0 | 0 | 0 | 0 | 0 | 0
F5_Commercial_School_Existing_Food Preparation_Natural Gas_Fryer_E5 | F5 | Commercial | School | Existing | Food Preparation | Natural Gas | Fryer | E5 | RIM BC Ratio | 0 | 0 | 0 | 0 | 0 | 0 | 0 | 0 | 0 | 0 | 0 | 0 | 0 | 0 | 0 | 0 | 0 | 0 | 0 | 0 | 0 | 0 | 0 | 0 | 0 | 0 | 0 | 0 | 0 | 0 | 0 | 0 | 0
F5_Commercial_School_Existing_Food Preparation_Natural Gas_Fryer_E6 | F5 | Commercial | School | Existing | Food Preparation | Natural Gas | Fryer | E6 | RIM BC Ratio | 0 | 0 | 0 | 0 | 0 | 0 | 0 | 0 | 0 | 0 | 0 | 0 | 0 | 0 | 0 | 0 | 0 | 0 | 0 | 0 | 0 | 0 | 0 | 0 | 0 | 0 | 0 | 0 | 0 | 0 | 0 | 0 | 0
F5_Commercial_School_Existing_Food Preparation_Natural Gas_Fryer_E7 | F5 | Commercial | School | Existing | Food Preparation | Natural Gas | Fryer | E7 | RIM BC Ratio | 0 | 0 | 0 | 0 | 0 | 0 | 0 | 0 | 0 | 0 | 0 | 0 | 0 | 0 | 0 | 0 | 0 | 0 | 0 | 0 | 0 | 0 | 0 | 0 | 0 | 0 | 0 | 0 | 0 | 0 | 0 | 0 | 0
F5_Commercial_School_Existing_Food Preparation_Natural Gas_Fryer_E8 | F5 | Commercial | School | Existing | Food Preparation | Natural Gas | Fryer | E8 | RIM BC Ratio | 0 | 0 | 0 | 0 | 0 | 0 | 0 | 0 | 0 | 0 | 0 | 0 | 0 | 0 | 0 | 0 | 0 | 0 | 0 | 0 | 0 | 0 | 0 | 0 | 0 | 0 | 0 | 0 | 0 | 0 | 0 | 0 | 0
F5_Commercial_School_Existing_Food Preparation_Natural Gas_Fryer_E9 | F5 | Commercial | School | Existing | Food Preparation | Natural Gas | Fryer | E9 | RIM BC Ratio | 0 | 0 | 0 | 0 | 0 | 0 | 0 | 0 | 0 | 0 | 0 | 0 | 0 | 0 | 0 | 0 | 0 | 0 | 0 | 0 | 0 | 0 | 0 | 0 | 0 | 0 | 0 | 0 | 0 | 0 | 0 | 0 | 0
F5_Commercial_School_Existing_Food Preparation_Natural Gas_Fryer_E10 | F5 | Commercial | School | Existing | Food Preparation | Natural Gas | Fryer | E10 | RIM BC Ratio | 0 | 0 | 0 | 0 | 0 | 0 | 0 | 0 | 0 | 0 | 0 | 0 | 0 | 0 | 0 | 0 | 0 | 0 | 0 | 0 | 0 | 0 | 0 | 0 | 0 | 0 | 0 | 0 | 0 | 0 | 0 | 0 | 0
F0_Commercial_School_Existing_Food Preparation_Natural Gas_Broiler_E0 | F0 | Commercial | School | Existing | Food Preparation | Natural Gas | Broiler | E0 | Economic Unit | Infrared Burners | Infrared Burners | Infrared Burners | Infrared Burners | Infrared Burners | Infrared Burners | Infrared Burners | Infrared Burners | Infrared Burners | Infrared Burners | Infrared Burners | Infrared Burners | Infrared Burners | Infrared Burners | Infrared Burners | Infrared Burners | Infrared Burners | Infrared Burners | Infrared Burners | Infrared Burners | Infrared Burners | Infrared Burners | Infrared Burners | Infrared Burners | Infrared Burners | Infrared Burners | Infrared Burners | Infrared Burners | Infrared Burners | Infrared Burners | Infrared Burners | Infrared Burners | Infrared Burners
F1_Commercial_School_Existing_Food Preparation_Natural Gas_Broiler_E1 | F1 | Commercial | School | Existing | Food Preparation | Natural Gas | Broiler | E1 | CCE | 0 | 0 | 0 | 0 | 0 | 0 | 0 | 0 | 0 | 0 | 0 | 0 | 0 | 0 | 0 | 0 | 0 | 0 | 0 | 0 | 0 | 0 | 0 | 0 | 0 | 0 | 0 | 0 | 0 | 0 | 0 | 0 | 0
F1_Commercial_School_Existing_Food Preparation_Natural Gas_Broiler_E2 | F1 | Commercial | School | Existing | Food Preparation | Natural Gas | Broiler | E2 | CCE | 0.62853 | 0.62853 | 0.62853 | 0.62853 | 0.62853 | 0.62853 | 0.62853 | 0.62853 | 0.62853 | 0.62853 | 0.62853 | 0.62853 | 0.62853 | 0.62853 | 0.62853 | 0.62853 | 0.62853 | 0.62853 | 0.62853 | 0.62853 | 0.62853 | 0.62853 | 0.62853 | 0.62853 | 0.62853 | 0.62853 | 0.62853 | 0.62853 | 0.62853 | 0.62853 | 0.62853 | 0.62853 | 0.62853
F1_Commercial_School_Existing_Food Preparation_Natural Gas_Broiler_E3 | F1 | Commercial | School | Existing | Food Preparation | Natural Gas | Broiler | E3 | CCE | 0 | 0 | 0 | 0 | 0 | 0 | 0 | 0 | 0 | 0 | 0 | 0 | 0 | 0 | 0 | 0 | 0 | 0 | 0 | 0 | 0 | 0 | 0 | 0 | 0 | 0 | 0 | 0 | 0 | 0 | 0 | 0 | 0
F1_Commercial_School_Existing_Food Preparation_Natural Gas_Broiler_E4 | F1 | Commercial | School | Existing | Food Preparation | Natural Gas | Broiler | E4 | CCE | 0 | 0 | 0 | 0 | 0 | 0 | 0 | 0 | 0 | 0 | 0 | 0 | 0 | 0 | 0 | 0 | 0 | 0 | 0 | 0 | 0 | 0 | 0 | 0 | 0 | 0 | 0 | 0 | 0 | 0 | 0 | 0 | 0
F1_Commercial_School_Existing_Food Preparation_Natural Gas_Broiler_E5 | F1 | Commercial | School | Existing | Food Preparation | Natural Gas | Broiler | E5 | CCE | 0 | 0 | 0 | 0 | 0 | 0 | 0 | 0 | 0 | 0 | 0 | 0 | 0 | 0 | 0 | 0 | 0 | 0 | 0 | 0 | 0 | 0 | 0 | 0 | 0 | 0 | 0 | 0 | 0 | 0 | 0 | 0 | 0
F1_Commercial_School_Existing_Food Preparation_Natural Gas_Broiler_E6 | F1 | Commercial | School | Existing | Food Preparation | Natural Gas | Broiler | E6 | CCE | 0 | 0 | 0 | 0 | 0 | 0 | 0 | 0 | 0 | 0 | 0 | 0 | 0 | 0 | 0 | 0 | 0 | 0 | 0 | 0 | 0 | 0 | 0 | 0 | 0 | 0 | 0 | 0 | 0 | 0 | 0 | 0 | 0
F1_Commercial_School_Existing_Food Preparation_Natural Gas_Broiler_E7 | F1 | Commercial | School | Existing | Food Preparation | Natural Gas | Broiler | E7 | CCE | 0 | 0 | 0 | 0 | 0 | 0 | 0 | 0 | 0 | 0 | 0 | 0 | 0 | 0 | 0 | 0 | 0 | 0 | 0 | 0 | 0 | 0 | 0 | 0 | 0 | 0 | 0 | 0 | 0 | 0 | 0 | 0 | 0
F1_Commercial_School_Existing_Food Preparation_Natural Gas_Broiler_E8 | F1 | Commercial | School | Existing | Food Preparation | Natural Gas | Broiler | E8 | CCE | 0 | 0 | 0 | 0 | 0 | 0 | 0 | 0 | 0 | 0 | 0 | 0 | 0 | 0 | 0 | 0 | 0 | 0 | 0 | 0 | 0 | 0 | 0 | 0 | 0 | 0 | 0 | 0 | 0 | 0 | 0 | 0 | 0
F1_Commercial_School_Existing_Food Preparation_Natural Gas_Broiler_E9 | F1 | Commercial | School | Existing | Food Preparation | Natural Gas | Broiler | E9 | CCE | 0 | 0 | 0 | 0 | 0 | 0 | 0 | 0 | 0 | 0 | 0 | 0 | 0 | 0 | 0 | 0 | 0 | 0 | 0 | 0 | 0 | 0 | 0 | 0 | 0 | 0 | 0 | 0 | 0 | 0 | 0 | 0 | 0
F1_Commercial_School_Existing_Food Preparation_Natural Gas_Broiler_E10 | F1 | Commercial | School | Existing | Food Preparation | Natural Gas | Broiler | E10 | CCE | 0 | 0 | 0 | 0 | 0 | 0 | 0 | 0 | 0 | 0 | 0 | 0 | 0 | 0 | 0 | 0 | 0 | 0 | 0 | 0 | 0 | 0 | 0 | 0 | 0 | 0 | 0 | 0 | 0 | 0 | 0 | 0 | 0
F2_Commercial_School_Existing_Food Preparation_Natural Gas_Broiler_E1 | F2 | Commercial | School | Existing | Food Preparation | Natural Gas | Broiler | E1 | TRC BC Ratio | bar: 2019 to 2051
F2_Commercial_School_Existing_Food Preparation_Natural Gas_Broiler_E2 | F2 | Commercial | School | Existing | Food Preparation | Natural Gas | Broiler | E2 | TRC BC Ratio | 2.2386 | 2.2557 | 2.2748 | 2.2957 | 2.3196 | 2.3473 | 2.3697 | 2.3913 | 2.4131 | 2.4359 | 2.4576 | 2.4775 | 2.4979 | 2.5193 | 2.543 | 2.5661 | 2.5906 | 2.6165 | 2.6435 | 2.671 | 2.6988 | 2.7247 | 2.7482 | 2.7689 | 2.7868 | 2.8022 | 2.8129 | 2.8208 | 2.8277 | 2.8336 | 2.8394 | 2.842 | 2.842
F2_Commercial_School_Existing_Food Preparation_Natural Gas_Broiler_E3 | F2 | Commercial | School | Existing | Food Preparation | Natural Gas | Broiler | E3 | TRC BC Ratio | 0 | 0 | 0 | 0 | 0 | 0 | 0 | 0 | 0 | 0 | 0 | 0 | 0 | 0 | 0 | 0 | 0 | 0 | 0 | 0 | 0 | 0 | 0 | 0 | 0 | 0 | 0 | 0 | 0 | 0 | 0 | 0 | 0
F2_Commercial_School_Existing_Food Preparation_Natural Gas_Broiler_E4 | F2 | Commercial | School | Existing | Food Preparation | Natural Gas | Broiler | E4 | TRC BC Ratio | 0 | 0 | 0 | 0 | 0 | 0 | 0 | 0 | 0 | 0 | 0 | 0 | 0 | 0 | 0 | 0 | 0 | 0 | 0 | 0 | 0 | 0 | 0 | 0 | 0 | 0 | 0 | 0 | 0 | 0 | 0 | 0 | 0
F2_Commercial_School_Existing_Food Preparation_Natural Gas_Broiler_E5 | F2 | Commercial | School | Existing | Food Preparation | Natural Gas | Broiler | E5 | TRC BC Ratio | 0 | 0 | 0 | 0 | 0 | 0 | 0 | 0 | 0 | 0 | 0 | 0 | 0 | 0 | 0 | 0 | 0 | 0 | 0 | 0 | 0 | 0 | 0 | 0 | 0 | 0 | 0 | 0 | 0 | 0 | 0 | 0 | 0
F2_Commercial_School_Existing_Food Preparation_Natural Gas_Broiler_E6 | F2 | Commercial | School | Existing | Food Preparation | Natural Gas | Broiler | E6 | TRC BC Ratio | 0 | 0 | 0 | 0 | 0 | 0 | 0 | 0 | 0 | 0 | 0 | 0 | 0 | 0 | 0 | 0 | 0 | 0 | 0 | 0 | 0 | 0 | 0 | 0 | 0 | 0 | 0 | 0 | 0 | 0 | 0 | 0 | 0
F2_Commercial_School_Existing_Food Preparation_Natural Gas_Broiler_E7 | F2 | Commercial | School | Existing | Food Preparation | Natural Gas | Broiler | E7 | TRC BC Ratio | 0 | 0 | 0 | 0 | 0 | 0 | 0 | 0 | 0 | 0 | 0 | 0 | 0 | 0 | 0 | 0 | 0 | 0 | 0 | 0 | 0 | 0 | 0 | 0 | 0 | 0 | 0 | 0 | 0 | 0 | 0 | 0 | 0
F2_Commercial_School_Existing_Food Preparation_Natural Gas_Broiler_E8 | F2 | Commercial | School | Existing | Food Preparation | Natural Gas | Broiler | E8 | TRC BC Ratio | 0 | 0 | 0 | 0 | 0 | 0 | 0 | 0 | 0 | 0 | 0 | 0 | 0 | 0 | 0 | 0 | 0 | 0 | 0 | 0 | 0 | 0 | 0 | 0 | 0 | 0 | 0 | 0 | 0 | 0 | 0 | 0 | 0
F2_Commercial_School_Existing_Food Preparation_Natural Gas_Broiler_E9 | F2 | Commercial | School | Existing | Food Preparation | Natural Gas | Broiler | E9 | TRC BC Ratio | 0 | 0 | 0 | 0 | 0 | 0 | 0 | 0 | 0 | 0 | 0 | 0 | 0 | 0 | 0 | 0 | 0 | 0 | 0 | 0 | 0 | 0 | 0 | 0 | 0 | 0 | 0 | 0 | 0 | 0 | 0 | 0 | 0
F2_Commercial_School_Existing_Food Preparation_Natural Gas_Broiler_E10 | F2 | Commercial | School | Existing | Food Preparation | Natural Gas | Broiler | E10 | TRC BC Ratio | 0 | 0 | 0 | 0 | 0 | 0 | 0 | 0 | 0 | 0 | 0 | 0 | 0 | 0 | 0 | 0 | 0 | 0 | 0 | 0 | 0 | 0 | 0 | 0 | 0 | 0 | 0 | 0 | 0 | 0 | 0 | 0 | 0
F3_Commercial_School_Existing_Food Preparation_Natural Gas_Broiler_E1 | F3 | Commercial | School | Existing | Food Preparation | Natural Gas | Broiler | E1 | PACT BC Ratio | bar: 2019 to 2051
F3_Commercial_School_Existing_Food Preparation_Natural Gas_Broiler_E2 | F3 | Commercial | School | Existing | Food Preparation | Natural Gas | Broiler | E2 | PACT BC Ratio | 2.9849 | 3.0076 | 3.033 | 3.061 | 3.0929 | 3.1297 | 3.1596 | 3.1884 | 3.2175 | 3.2479 | 3.2768 | 3.3034 | 3.3306 | 3.3591 | 3.3906 | 3.4215 | 3.4542 | 3.4887 | 3.5247 | 3.5614 | 3.5983 | 3.633 | 3.6642 | 3.6918 | 3.7157 | 3.7363 | 3.7505 | 3.7611 | 3.7703 | 3.7781 | 3.7859 | 3.7893 | 3.7893
F3_Commercial_School_Existing_Food Preparation_Natural Gas_Broiler_E3 | F3 | Commercial | School | Existing | Food Preparation | Natural Gas | Broiler | E3 | PACT BC Ratio | 0 | 0 | 0 | 0 | 0 | 0 | 0 | 0 | 0 | 0 | 0 | 0 | 0 | 0 | 0 | 0 | 0 | 0 | 0 | 0 | 0 | 0 | 0 | 0 | 0 | 0 | 0 | 0 | 0 | 0 | 0 | 0 | 0
F3_Commercial_School_Existing_Food Preparation_Natural Gas_Broiler_E4 | F3 | Commercial | School | Existing | Food Preparation | Natural Gas | Broiler | E4 | PACT BC Ratio | 0 | 0 | 0 | 0 | 0 | 0 | 0 | 0 | 0 | 0 | 0 | 0 | 0 | 0 | 0 | 0 | 0 | 0 | 0 | 0 | 0 | 0 | 0 | 0 | 0 | 0 | 0 | 0 | 0 | 0 | 0 | 0 | 0
F3_Commercial_School_Existing_Food Preparation_Natural Gas_Broiler_E5 | F3 | Commercial | School | Existing | Food Preparation | Natural Gas | Broiler | E5 | PACT BC Ratio | 0 | 0 | 0 | 0 | 0 | 0 | 0 | 0 | 0 | 0 | 0 | 0 | 0 | 0 | 0 | 0 | 0 | 0 | 0 | 0 | 0 | 0 | 0 | 0 | 0 | 0 | 0 | 0 | 0 | 0 | 0 | 0 | 0
F3_Commercial_School_Existing_Food Preparation_Natural Gas_Broiler_E6 | F3 | Commercial | School | Existing | Food Preparation | Natural Gas | Broiler | E6 | PACT BC Ratio | 0 | 0 | 0 | 0 | 0 | 0 | 0 | 0 | 0 | 0 | 0 | 0 | 0 | 0 | 0 | 0 | 0 | 0 | 0 | 0 | 0 | 0 | 0 | 0 | 0 | 0 | 0 | 0 | 0 | 0 | 0 | 0 | 0
F3_Commercial_School_Existing_Food Preparation_Natural Gas_Broiler_E7 | F3 | Commercial | School | Existing | Food Preparation | Natural Gas | Broiler | E7 | PACT BC Ratio | 0 | 0 | 0 | 0 | 0 | 0 | 0 | 0 | 0 | 0 | 0 | 0 | 0 | 0 | 0 | 0 | 0 | 0 | 0 | 0 | 0 | 0 | 0 | 0 | 0 | 0 | 0 | 0 | 0 | 0 | 0 | 0 | 0
F3_Commercial_School_Existing_Food Preparation_Natural Gas_Broiler_E8 | F3 | Commercial | School | Existing | Food Preparation | Natural Gas | Broiler | E8 | PACT BC Ratio | 0 | 0 | 0 | 0 | 0 | 0 | 0 | 0 | 0 | 0 | 0 | 0 | 0 | 0 | 0 | 0 | 0 | 0 | 0 | 0 | 0 | 0 | 0 | 0 | 0 | 0 | 0 | 0 | 0 | 0 | 0 | 0 | 0
F3_Commercial_School_Existing_Food Preparation_Natural Gas_Broiler_E9 | F3 | Commercial | School | Existing | Food Preparation | Natural Gas | Broiler | E9 | PACT BC Ratio | 0 | 0 | 0 | 0 | 0 | 0 | 0 | 0 | 0 | 0 | 0 | 0 | 0 | 0 | 0 | 0 | 0 | 0 | 0 | 0 | 0 | 0 | 0 | 0 | 0 | 0 | 0 | 0 | 0 | 0 | 0 | 0 | 0
F3_Commercial_School_Existing_Food Preparation_Natural Gas_Broiler_E10 | F3 | Commercial | School | Existing | Food Preparation | Natural Gas | Broiler | E10 | PACT BC Ratio | 0 | 0 | 0 | 0 | 0 | 0 | 0 | 0 | 0 | 0 | 0 | 0 | 0 | 0 | 0 | 0 | 0 | 0 | 0 | 0 | 0 | 0 | 0 | 0 | 0 | 0 | 0 | 0 | 0 | 0 | 0 | 0 | 0
F4_Commercial_School_Existing_Food Preparation_Natural Gas_Broiler_E1 | F4 | Commercial | School | Existing | Food Preparation | Natural Gas | Broiler | E1 | RVT BC Ratio | bar: 2019 to 2051
F4_Commercial_School_Existing_Food Preparation_Natural Gas_Broiler_E2 | F4 | Commercial | School | Existing | Food Preparation | Natural Gas | Broiler | E2 | RVT BC Ratio | 3.9184 | 3.943 | 3.9704 | 4.0005 | 4.0349 | 4.0747 | 4.1069 | 4.1379 | 4.1693 | 4.202 | 4.2332 | 4.2619 | 4.2912 | 4.322 | 4.356 | 4.3892 | 4.4245 | 4.4617 | 4.5005 | 4.5401 | 4.5799 | 4.6173 | 4.651 | 4.6808 | 4.7065 | 4.7286 | 4.744 | 4.7554 | 4.7653 | 4.7738 | 4.7822 | 4.7859 | 4.7859
F4_Commercial_School_Existing_Food Preparation_Natural Gas_Broiler_E3 | F4 | Commercial | School | Existing | Food Preparation | Natural Gas | Broiler | E3 | RVT BC Ratio | 0 | 0 | 0 | 0 | 0 | 0 | 0 | 0 | 0 | 0 | 0 | 0 | 0 | 0 | 0 | 0 | 0 | 0 | 0 | 0 | 0 | 0 | 0 | 0 | 0 | 0 | 0 | 0 | 0 | 0 | 0 | 0 | 0
F4_Commercial_School_Existing_Food Preparation_Natural Gas_Broiler_E4 | F4 | Commercial | School | Existing | Food Preparation | Natural Gas | Broiler | E4 | RVT BC Ratio | 0 | 0 | 0 | 0 | 0 | 0 | 0 | 0 | 0 | 0 | 0 | 0 | 0 | 0 | 0 | 0 | 0 | 0 | 0 | 0 | 0 | 0 | 0 | 0 | 0 | 0 | 0 | 0 | 0 | 0 | 0 | 0 | 0
F4_Commercial_School_Existing_Food Preparation_Natural Gas_Broiler_E5 | F4 | Commercial | School | Existing | Food Preparation | Natural Gas | Broiler | E5 | RVT BC Ratio | 0 | 0 | 0 | 0 | 0 | 0 | 0 | 0 | 0 | 0 | 0 | 0 | 0 | 0 | 0 | 0 | 0 | 0 | 0 | 0 | 0 | 0 | 0 | 0 | 0 | 0 | 0 | 0 | 0 | 0 | 0 | 0 | 0
F4_Commercial_School_Existing_Food Preparation_Natural Gas_Broiler_E6 | F4 | Commercial | School | Existing | Food Preparation | Natural Gas | Broiler | E6 | RVT BC Ratio | 0 | 0 | 0 | 0 | 0 | 0 | 0 | 0 | 0 | 0 | 0 | 0 | 0 | 0 | 0 | 0 | 0 | 0 | 0 | 0 | 0 | 0 | 0 | 0 | 0 | 0 | 0 | 0 | 0 | 0 | 0 | 0 | 0
F4_Commercial_School_Existing_Food Preparation_Natural Gas_Broiler_E7 | F4 | Commercial | School | Existing | Food Preparation | Natural Gas | Broiler | E7 | RVT BC Ratio | 0 | 0 | 0 | 0 | 0 | 0 | 0 | 0 | 0 | 0 | 0 | 0 | 0 | 0 | 0 | 0 | 0 | 0 | 0 | 0 | 0 | 0 | 0 | 0 | 0 | 0 | 0 | 0 | 0 | 0 | 0 | 0 | 0
F4_Commercial_School_Existing_Food Preparation_Natural Gas_Broiler_E8 | F4 | Commercial | School | Existing | Food Preparation | Natural Gas | Broiler | E8 | RVT BC Ratio | 0 | 0 | 0 | 0 | 0 | 0 | 0 | 0 | 0 | 0 | 0 | 0 | 0 | 0 | 0 | 0 | 0 | 0 | 0 | 0 | 0 | 0 | 0 | 0 | 0 | 0 | 0 | 0 | 0 | 0 | 0 | 0 | 0
F4_Commercial_School_Existing_Food Preparation_Natural Gas_Broiler_E9 | F4 | Commercial | School | Existing | Food Preparation | Natural Gas | Broiler | E9 | RVT BC Ratio | 0 | 0 | 0 | 0 | 0 | 0 | 0 | 0 | 0 | 0 | 0 | 0 | 0 | 0 | 0 | 0 | 0 | 0 | 0 | 0 | 0 | 0 | 0 | 0 | 0 | 0 | 0 | 0 | 0 | 0 | 0 | 0 | 0
F4_Commercial_School_Existing_Food Preparation_Natural Gas_Broiler_E10 | F4 | Commercial | School | Existing | Food Preparation | Natural Gas | Broiler | E10 | RVT BC Ratio | 0 | 0 | 0 | 0 | 0 | 0 | 0 | 0 | 0 | 0 | 0 | 0 | 0 | 0 | 0 | 0 | 0 | 0 | 0 | 0 | 0 | 0 | 0 | 0 | 0 | 0 | 0 | 0 | 0 | 0 | 0 | 0 | 0
F5_Commercial_School_Existing_Food Preparation_Natural Gas_Broiler_E1 | F5 | Commercial | School | Existing | Food Preparation | Natural Gas | Broiler | E1 | RIM BC Ratio | bar: 2019 to 2051
F5_Commercial_School_Existing_Food Preparation_Natural Gas_Broiler_E2 | F5 | Commercial | School | Existing | Food Preparation | Natural Gas | Broiler | E2 | RIM BC Ratio | 0.65228 | 0.65336 | 0.65455 | 0.65584 | 0.65729 | 0.65894 | 0.66026 | 0.6615 | 0.66275 | 0.66403 | 0.66523 | 0.66632 | 0.66742 | 0.66856 | 0.6698 | 0.67099 | 0.67224 | 0.67353 | 0.67486 | 0.6762 | 0.67752 | 0.67874 | 0.67982 | 0.68077 | 0.68157 | 0.68226 | 0.68274 | 0.68309 | 0.68339 | 0.68365 | 0.6839 | 0.68401 | 0.68401
F5_Commercial_School_Existing_Food Preparation_Natural Gas_Broiler_E3 | F5 | Commercial | School | Existing | Food Preparation | Natural Gas | Broiler | E3 | RIM BC Ratio | 0 | 0 | 0 | 0 | 0 | 0 | 0 | 0 | 0 | 0 | 0 | 0 | 0 | 0 | 0 | 0 | 0 | 0 | 0 | 0 | 0 | 0 | 0 | 0 | 0 | 0 | 0 | 0 | 0 | 0 | 0 | 0 | 0
F5_Commercial_School_Existing_Food Preparation_Natural Gas_Broiler_E4 | F5 | Commercial | School | Existing | Food Preparation | Natural Gas | Broiler | E4 | RIM BC Ratio | 0 | 0 | 0 | 0 | 0 | 0 | 0 | 0 | 0 | 0 | 0 | 0 | 0 | 0 | 0 | 0 | 0 | 0 | 0 | 0 | 0 | 0 | 0 | 0 | 0 | 0 | 0 | 0 | 0 | 0 | 0 | 0 | 0
F5_Commercial_School_Existing_Food Preparation_Natural Gas_Broiler_E5 | F5 | Commercial | School | Existing | Food Preparation | Natural Gas | Broiler | E5 | RIM BC Ratio | 0 | 0 | 0 | 0 | 0 | 0 | 0 | 0 | 0 | 0 | 0 | 0 | 0 | 0 | 0 | 0 | 0 | 0 | 0 | 0 | 0 | 0 | 0 | 0 | 0 | 0 | 0 | 0 | 0 | 0 | 0 | 0 | 0
F5_Commercial_School_Existing_Food Preparation_Natural Gas_Broiler_E6 | F5 | Commercial | School | Existing | Food Preparation | Natural Gas | Broiler | E6 | RIM BC Ratio | 0 | 0 | 0 | 0 | 0 | 0 | 0 | 0 | 0 | 0 | 0 | 0 | 0 | 0 | 0 | 0 | 0 | 0 | 0 | 0 | 0 | 0 | 0 | 0 | 0 | 0 | 0 | 0 | 0 | 0 | 0 | 0 | 0
F5_Commercial_School_Existing_Food Preparation_Natural Gas_Broiler_E7 | F5 | Commercial | School | Existing | Food Preparation | Natural Gas | Broiler | E7 | RIM BC Ratio | 0 | 0 | 0 | 0 | 0 | 0 | 0 | 0 | 0 | 0 | 0 | 0 | 0 | 0 | 0 | 0 | 0 | 0 | 0 | 0 | 0 | 0 | 0 | 0 | 0 | 0 | 0 | 0 | 0 | 0 | 0 | 0 | 0
F5_Commercial_School_Existing_Food Preparation_Natural Gas_Broiler_E8 | F5 | Commercial | School | Existing | Food Preparation | Natural Gas | Broiler | E8 | RIM BC Ratio | 0 | 0 | 0 | 0 | 0 | 0 | 0 | 0 | 0 | 0 | 0 | 0 | 0 | 0 | 0 | 0 | 0 | 0 | 0 | 0 | 0 | 0 | 0 | 0 | 0 | 0 | 0 | 0 | 0 | 0 | 0 | 0 | 0
F5_Commercial_School_Existing_Food Preparation_Natural Gas_Broiler_E9 | F5 | Commercial | School | Existing | Food Preparation | Natural Gas | Broiler | E9 | RIM BC Ratio | 0 | 0 | 0 | 0 | 0 | 0 | 0 | 0 | 0 | 0 | 0 | 0 | 0 | 0 | 0 | 0 | 0 | 0 | 0 | 0 | 0 | 0 | 0 | 0 | 0 | 0 | 0 | 0 | 0 | 0 | 0 | 0 | 0
F5_Commercial_School_Existing_Food Preparation_Natural Gas_Broiler_E10 | F5 | Commercial | School | Existing | Food Preparation | Natural Gas | Broiler | E10 | RIM BC Ratio | 0 | 0 | 0 | 0 | 0 | 0 | 0 | 0 | 0 | 0 | 0 | 0 | 0 | 0 | 0 | 0 | 0 | 0 | 0 | 0 | 0 | 0 | 0 | 0 | 0 | 0 | 0 | 0 | 0 | 0 | 0 | 0 | 0
F0_Commercial_School_Existing_Food Preparation_Natural Gas_Griddle_E0 | F0 | Commercial | School | Existing | Food Preparation | Natural Gas | Griddle | E0 | Economic Unit | Standard | Standard | Standard | Standard | Standard | Standard | Standard | Standard | Standard | Standard | Standard | Standard | Standard | Standard | Standard | Standard | Standard | Standard | Standard | Standard | Standard | Standard | Standard | Standard | Standard | Standard | ENERGY STAR | ENERGY STAR | ENERGY STAR | ENERGY STAR | ENERGY STAR | ENERGY STAR | ENERGY STAR
F1_Commercial_School_Existing_Food Preparation_Natural Gas_Griddle_E1 | F1 | Commercial | School | Existing | Food Preparation | Natural Gas | Griddle | E1 | CCE | 0 | 0 | 0 | 0 | 0 | 0 | 0 | 0 | 0 | 0 | 0 | 0 | 0 | 0 | 0 | 0 | 0 | 0 | 0 | 0 | 0 | 0 | 0 | 0 | 0 | 0 | 0 | 0 | 0 | 0 | 0 | 0 | 0
F1_Commercial_School_Existing_Food Preparation_Natural Gas_Griddle_E2 | F1 | Commercial | School | Existing | Food Preparation | Natural Gas | Griddle | E2 | CCE | 1.768 | 1.768 | 1.768 | 1.768 | 1.768 | 1.768 | 1.768 | 1.768 | 1.768 | 1.768 | 1.768 | 1.768 | 1.768 | 1.768 | 1.768 | 1.768 | 1.768 | 1.768 | 1.768 | 1.768 | 1.768 | 1.768 | 1.768 | 1.768 | 1.768 | 1.768 | 1.768 | 1.768 | 1.768 | 1.768 | 1.768 | 1.768 | 1.768
F1_Commercial_School_Existing_Food Preparation_Natural Gas_Griddle_E3 | F1 | Commercial | School | Existing | Food Preparation | Natural Gas | Griddle | E3 | CCE | 0 | 0 | 0 | 0 | 0 | 0 | 0 | 0 | 0 | 0 | 0 | 0 | 0 | 0 | 0 | 0 | 0 | 0 | 0 | 0 | 0 | 0 | 0 | 0 | 0 | 0 | 0 | 0 | 0 | 0 | 0 | 0 | 0
F1_Commercial_School_Existing_Food Preparation_Natural Gas_Griddle_E4 | F1 | Commercial | School | Existing | Food Preparation | Natural Gas | Griddle | E4 | CCE | 0 | 0 | 0 | 0 | 0 | 0 | 0 | 0 | 0 | 0 | 0 | 0 | 0 | 0 | 0 | 0 | 0 | 0 | 0 | 0 | 0 | 0 | 0 | 0 | 0 | 0 | 0 | 0 | 0 | 0 | 0 | 0 | 0
F1_Commercial_School_Existing_Food Preparation_Natural Gas_Griddle_E5 | F1 | Commercial | School | Existing | Food Preparation | Natural Gas | Griddle | E5 | CCE | 0 | 0 | 0 | 0 | 0 | 0 | 0 | 0 | 0 | 0 | 0 | 0 | 0 | 0 | 0 | 0 | 0 | 0 | 0 | 0 | 0 | 0 | 0 | 0 | 0 | 0 | 0 | 0 | 0 | 0 | 0 | 0 | 0
F1_Commercial_School_Existing_Food Preparation_Natural Gas_Griddle_E6 | F1 | Commercial | School | Existing | Food Preparation | Natural Gas | Griddle | E6 | CCE | 0 | 0 | 0 | 0 | 0 | 0 | 0 | 0 | 0 | 0 | 0 | 0 | 0 | 0 | 0 | 0 | 0 | 0 | 0 | 0 | 0 | 0 | 0 | 0 | 0 | 0 | 0 | 0 | 0 | 0 | 0 | 0 | 0
F1_Commercial_School_Existing_Food Preparation_Natural Gas_Griddle_E7 | F1 | Commercial | School | Existing | Food Preparation | Natural Gas | Griddle | E7 | CCE | 0 | 0 | 0 | 0 | 0 | 0 | 0 | 0 | 0 | 0 | 0 | 0 | 0 | 0 | 0 | 0 | 0 | 0 | 0 | 0 | 0 | 0 | 0 | 0 | 0 | 0 | 0 | 0 | 0 | 0 | 0 | 0 | 0
F1_Commercial_School_Existing_Food Preparation_Natural Gas_Griddle_E8 | F1 | Commercial | School | Existing | Food Preparation | Natural Gas | Griddle | E8 | CCE | 0 | 0 | 0 | 0 | 0 | 0 | 0 | 0 | 0 | 0 | 0 | 0 | 0 | 0 | 0 | 0 | 0 | 0 | 0 | 0 | 0 | 0 | 0 | 0 | 0 | 0 | 0 | 0 | 0 | 0 | 0 | 0 | 0
F1_Commercial_School_Existing_Food Preparation_Natural Gas_Griddle_E9 | F1 | Commercial | School | Existing | Food Preparation | Natural Gas | Griddle | E9 | CCE | 0 | 0 | 0 | 0 | 0 | 0 | 0 | 0 | 0 | 0 | 0 | 0 | 0 | 0 | 0 | 0 | 0 | 0 | 0 | 0 | 0 | 0 | 0 | 0 | 0 | 0 | 0 | 0 | 0 | 0 | 0 | 0 | 0
F1_Commercial_School_Existing_Food Preparation_Natural Gas_Griddle_E10 | F1 | Commercial | School | Existing | Food Preparation | Natural Gas | Griddle | E10 | CCE | 0 | 0 | 0 | 0 | 0 | 0 | 0 | 0 | 0 | 0 | 0 | 0 | 0 | 0 | 0 | 0 | 0 | 0 | 0 | 0 | 0 | 0 | 0 | 0 | 0 | 0 | 0 | 0 | 0 | 0 | 0 | 0 | 0
F2_Commercial_School_Existing_Food Preparation_Natural Gas_Griddle_E1 | F2 | Commercial | School | Existing | Food Preparation | Natural Gas | Griddle | E1 | TRC BC Ratio | bar: 2019 to 2051
F2_Commercial_School_Existing_Food Preparation_Natural Gas_Griddle_E2 | F2 | Commercial | School | Existing | Food Preparation | Natural Gas | Griddle | E2 | TRC BC Ratio | 0.79587 | 0.80193 | 0.80871 | 0.81616 | 0.82466 | 0.8345 | 0.84247 | 0.85013 | 0.8579 | 0.86599 | 0.87371 | 0.8808 | 0.88805 | 0.89566 | 0.90406 | 0.91228 | 0.921 | 0.9302 | 0.9398 | 0.94959 | 0.95944 | 0.96867 | 0.97701 | 0.98437 | 0.99074 | 0.99622 | 1 | 1.0028 | 1.0053 | 1.0074 | 1.0094 | 1.0104 | 1.0104
F2_Commercial_School_Existing_Food Preparation_Natural Gas_Griddle_E3 | F2 | Commercial | School | Existing | Food Preparation | Natural Gas | Griddle | E3 | TRC BC Ratio | 0 | 0 | 0 | 0 | 0 | 0 | 0 | 0 | 0 | 0 | 0 | 0 | 0 | 0 | 0 | 0 | 0 | 0 | 0 | 0 | 0 | 0 | 0 | 0 | 0 | 0 | 0 | 0 | 0 | 0 | 0 | 0 | 0
F2_Commercial_School_Existing_Food Preparation_Natural Gas_Griddle_E4 | F2 | Commercial | School | Existing | Food Preparation | Natural Gas | Griddle | E4 | TRC BC Ratio | 0 | 0 | 0 | 0 | 0 | 0 | 0 | 0 | 0 | 0 | 0 | 0 | 0 | 0 | 0 | 0 | 0 | 0 | 0 | 0 | 0 | 0 | 0 | 0 | 0 | 0 | 0 | 0 | 0 | 0 | 0 | 0 | 0
F2_Commercial_School_Existing_Food Preparation_Natural Gas_Griddle_E5 | F2 | Commercial | School | Existing | Food Preparation | Natural Gas | Griddle | E5 | TRC BC Ratio | 0 | 0 | 0 | 0 | 0 | 0 | 0 | 0 | 0 | 0 | 0 | 0 | 0 | 0 | 0 | 0 | 0 | 0 | 0 | 0 | 0 | 0 | 0 | 0 | 0 | 0 | 0 | 0 | 0 | 0 | 0 | 0 | 0
F2_Commercial_School_Existing_Food Preparation_Natural Gas_Griddle_E6 | F2 | Commercial | School | Existing | Food Preparation | Natural Gas | Griddle | E6 | TRC BC Ratio | 0 | 0 | 0 | 0 | 0 | 0 | 0 | 0 | 0 | 0 | 0 | 0 | 0 | 0 | 0 | 0 | 0 | 0 | 0 | 0 | 0 | 0 | 0 | 0 | 0 | 0 | 0 | 0 | 0 | 0 | 0 | 0 | 0
F2_Commercial_School_Existing_Food Preparation_Natural Gas_Griddle_E7 | F2 | Commercial | School | Existing | Food Preparation | Natural Gas | Griddle | E7 | TRC BC Ratio | 0 | 0 | 0 | 0 | 0 | 0 | 0 | 0 | 0 | 0 | 0 | 0 | 0 | 0 | 0 | 0 | 0 | 0 | 0 | 0 | 0 | 0 | 0 | 0 | 0 | 0 | 0 | 0 | 0 | 0 | 0 | 0 | 0
F2_Commercial_School_Existing_Food Preparation_Natural Gas_Griddle_E8 | F2 | Commercial | School | Existing | Food Preparation | Natural Gas | Griddle | E8 | TRC BC Ratio | 0 | 0 | 0 | 0 | 0 | 0 | 0 | 0 | 0 | 0 | 0 | 0 | 0 | 0 | 0 | 0 | 0 | 0 | 0 | 0 | 0 | 0 | 0 | 0 | 0 | 0 | 0 | 0 | 0 | 0 | 0 | 0 | 0
F2_Commercial_School_Existing_Food Preparation_Natural Gas_Griddle_E9 | F2 | Commercial | School | Existing | Food Preparation | Natural Gas | Griddle | E9 | TRC BC Ratio | 0 | 0 | 0 | 0 | 0 | 0 | 0 | 0 | 0 | 0 | 0 | 0 | 0 | 0 | 0 | 0 | 0 | 0 | 0 | 0 | 0 | 0 | 0 | 0 | 0 | 0 | 0 | 0 | 0 | 0 | 0 | 0 | 0
F2_Commercial_School_Existing_Food Preparation_Natural Gas_Griddle_E10 | F2 | Commercial | School | Existing | Food Preparation | Natural Gas | Griddle | E10 | TRC BC Ratio | 0 | 0 | 0 | 0 | 0 | 0 | 0 | 0 | 0 | 0 | 0 | 0 | 0 | 0 | 0 | 0 | 0 | 0 | 0 | 0 | 0 | 0 | 0 | 0 | 0 | 0 | 0 | 0 | 0 | 0 | 0 | 0 | 0
F3_Commercial_School_Existing_Food Preparation_Natural Gas_Griddle_E1 | F3 | Commercial | School | Existing | Food Preparation | Natural Gas | Griddle | E1 | PACT BC Ratio | bar: 2019 to 2051
F3_Commercial_School_Existing_Food Preparation_Natural Gas_Griddle_E2 | F3 | Commercial | School | Existing | Food Preparation | Natural Gas | Griddle | E2 | PACT BC Ratio | 1.0612 | 1.0692 | 1.0783 | 1.0882 | 1.0996 | 1.1127 | 1.1233 | 1.1335 | 1.1439 | 1.1547 | 1.1649 | 1.1744 | 1.1841 | 1.1942 | 1.2054 | 1.2164 | 1.228 | 1.2403 | 1.2531 | 1.2661 | 1.2793 | 1.2916 | 1.3027 | 1.3125 | 1.321 | 1.3283 | 1.3333 | 1.3371 | 1.3404 | 1.3432 | 1.3459 | 1.3472 | 1.3472
F3_Commercial_School_Existing_Food Preparation_Natural Gas_Griddle_E3 | F3 | Commercial | School | Existing | Food Preparation | Natural Gas | Griddle | E3 | PACT BC Ratio | 0 | 0 | 0 | 0 | 0 | 0 | 0 | 0 | 0 | 0 | 0 | 0 | 0 | 0 | 0 | 0 | 0 | 0 | 0 | 0 | 0 | 0 | 0 | 0 | 0 | 0 | 0 | 0 | 0 | 0 | 0 | 0 | 0
F3_Commercial_School_Existing_Food Preparation_Natural Gas_Griddle_E4 | F3 | Commercial | School | Existing | Food Preparation | Natural Gas | Griddle | E4 | PACT BC Ratio | 0 | 0 | 0 | 0 | 0 | 0 | 0 | 0 | 0 | 0 | 0 | 0 | 0 | 0 | 0 | 0 | 0 | 0 | 0 | 0 | 0 | 0 | 0 | 0 | 0 | 0 | 0 | 0 | 0 | 0 | 0 | 0 | 0
F3_Commercial_School_Existing_Food Preparation_Natural Gas_Griddle_E5 | F3 | Commercial | School | Existing | Food Preparation | Natural Gas | Griddle | E5 | PACT BC Ratio | 0 | 0 | 0 | 0 | 0 | 0 | 0 | 0 | 0 | 0 | 0 | 0 | 0 | 0 | 0 | 0 | 0 | 0 | 0 | 0 | 0 | 0 | 0 | 0 | 0 | 0 | 0 | 0 | 0 | 0 | 0 | 0 | 0
F3_Commercial_School_Existing_Food Preparation_Natural Gas_Griddle_E6 | F3 | Commercial | School | Existing | Food Preparation | Natural Gas | Griddle | E6 | PACT BC Ratio | 0 | 0 | 0 | 0 | 0 | 0 | 0 | 0 | 0 | 0 | 0 | 0 | 0 | 0 | 0 | 0 | 0 | 0 | 0 | 0 | 0 | 0 | 0 | 0 | 0 | 0 | 0 | 0 | 0 | 0 | 0 | 0 | 0
F3_Commercial_School_Existing_Food Preparation_Natural Gas_Griddle_E7 | F3 | Commercial | School | Existing | Food Preparation | Natural Gas | Griddle | E7 | PACT BC Ratio | 0 | 0 | 0 | 0 | 0 | 0 | 0 | 0 | 0 | 0 | 0 | 0 | 0 | 0 | 0 | 0 | 0 | 0 | 0 | 0 | 0 | 0 | 0 | 0 | 0 | 0 | 0 | 0 | 0 | 0 | 0 | 0 | 0
F3_Commercial_School_Existing_Food Preparation_Natural Gas_Griddle_E8 | F3 | Commercial | School | Existing | Food Preparation | Natural Gas | Griddle | E8 | PACT BC Ratio | 0 | 0 | 0 | 0 | 0 | 0 | 0 | 0 | 0 | 0 | 0 | 0 | 0 | 0 | 0 | 0 | 0 | 0 | 0 | 0 | 0 | 0 | 0 | 0 | 0 | 0 | 0 | 0 | 0 | 0 | 0 | 0 | 0
F3_Commercial_School_Existing_Food Preparation_Natural Gas_Griddle_E9 | F3 | Commercial | School | Existing | Food Preparation | Natural Gas | Griddle | E9 | PACT BC Ratio | 0 | 0 | 0 | 0 | 0 | 0 | 0 | 0 | 0 | 0 | 0 | 0 | 0 | 0 | 0 | 0 | 0 | 0 | 0 | 0 | 0 | 0 | 0 | 0 | 0 | 0 | 0 | 0 | 0 | 0 | 0 | 0 | 0
F3_Commercial_School_Existing_Food Preparation_Natural Gas_Griddle_E10 | F3 | Commercial | School | Existing | Food Preparation | Natural Gas | Griddle | E10 | PACT BC Ratio | 0 | 0 | 0 | 0 | 0 | 0 | 0 | 0 | 0 | 0 | 0 | 0 | 0 | 0 | 0 | 0 | 0 | 0 | 0 | 0 | 0 | 0 | 0 | 0 | 0 | 0 | 0 | 0 | 0 | 0 | 0 | 0 | 0
F4_Commercial_School_Existing_Food Preparation_Natural Gas_Griddle_E1 | F4 | Commercial | School | Existing | Food Preparation | Natural Gas | Griddle | E1 | RVT BC Ratio | bar: 2019 to 2051
F4_Commercial_School_Existing_Food Preparation_Natural Gas_Griddle_E2 | F4 | Commercial | School | Existing | Food Preparation | Natural Gas | Griddle | E2 | RVT BC Ratio | 1.8442 | 1.8529 | 1.8627 | 1.8734 | 1.8856 | 1.8997 | 1.9112 | 1.9222 | 1.9334 | 1.945 | 1.9561 | 1.9663 | 1.9767 | 1.9877 | 1.9998 | 2.0116 | 2.0241 | 2.0373 | 2.0511 | 2.0652 | 2.0794 | 2.0926 | 2.1046 | 2.1152 | 2.1244 | 2.1322 | 2.1377 | 2.1418 | 2.1453 | 2.1483 | 2.1513 | 2.1526 | 2.1526
F4_Commercial_School_Existing_Food Preparation_Natural Gas_Griddle_E3 | F4 | Commercial | School | Existing | Food Preparation | Natural Gas | Griddle | E3 | RVT BC Ratio | 0 | 0 | 0 | 0 | 0 | 0 | 0 | 0 | 0 | 0 | 0 | 0 | 0 | 0 | 0 | 0 | 0 | 0 | 0 | 0 | 0 | 0 | 0 | 0 | 0 | 0 | 0 | 0 | 0 | 0 | 0 | 0 | 0
F4_Commercial_School_Existing_Food Preparation_Natural Gas_Griddle_E4 | F4 | Commercial | School | Existing | Food Preparation | Natural Gas | Griddle | E4 | RVT BC Ratio | 0 | 0 | 0 | 0 | 0 | 0 | 0 | 0 | 0 | 0 | 0 | 0 | 0 | 0 | 0 | 0 | 0 | 0 | 0 | 0 | 0 | 0 | 0 | 0 | 0 | 0 | 0 | 0 | 0 | 0 | 0 | 0 | 0
F4_Commercial_School_Existing_Food Preparation_Natural Gas_Griddle_E5 | F4 | Commercial | School | Existing | Food Preparation | Natural Gas | Griddle | E5 | RVT BC Ratio | 0 | 0 | 0 | 0 | 0 | 0 | 0 | 0 | 0 | 0 | 0 | 0 | 0 | 0 | 0 | 0 | 0 | 0 | 0 | 0 | 0 | 0 | 0 | 0 | 0 | 0 | 0 | 0 | 0 | 0 | 0 | 0 | 0
F4_Commercial_School_Existing_Food Preparation_Natural Gas_Griddle_E6 | F4 | Commercial | School | Existing | Food Preparation | Natural Gas | Griddle | E6 | RVT BC Ratio | 0 | 0 | 0 | 0 | 0 | 0 | 0 | 0 | 0 | 0 | 0 | 0 | 0 | 0 | 0 | 0 | 0 | 0 | 0 | 0 | 0 | 0 | 0 | 0 | 0 | 0 | 0 | 0 | 0 | 0 | 0 | 0 | 0
F4_Commercial_School_Existing_Food Preparation_Natural Gas_Griddle_E7 | F4 | Commercial | School | Existing | Food Preparation | Natural Gas | Griddle | E7 | RVT BC Ratio | 0 | 0 | 0 | 0 | 0 | 0 | 0 | 0 | 0 | 0 | 0 | 0 | 0 | 0 | 0 | 0 | 0 | 0 | 0 | 0 | 0 | 0 | 0 | 0 | 0 | 0 | 0 | 0 | 0 | 0 | 0 | 0 | 0
F4_Commercial_School_Existing_Food Preparation_Natural Gas_Griddle_E8 | F4 | Commercial | School | Existing | Food Preparation | Natural Gas | Griddle | E8 | RVT BC Ratio | 0 | 0 | 0 | 0 | 0 | 0 | 0 | 0 | 0 | 0 | 0 | 0 | 0 | 0 | 0 | 0 | 0 | 0 | 0 | 0 | 0 | 0 | 0 | 0 | 0 | 0 | 0 | 0 | 0 | 0 | 0 | 0 | 0
F4_Commercial_School_Existing_Food Preparation_Natural Gas_Griddle_E9 | F4 | Commercial | School | Existing | Food Preparation | Natural Gas | Griddle | E9 | RVT BC Ratio | 0 | 0 | 0 | 0 | 0 | 0 | 0 | 0 | 0 | 0 | 0 | 0 | 0 | 0 | 0 | 0 | 0 | 0 | 0 | 0 | 0 | 0 | 0 | 0 | 0 | 0 | 0 | 0 | 0 | 0 | 0 | 0 | 0
F4_Commercial_School_Existing_Food Preparation_Natural Gas_Griddle_E10 | F4 | Commercial | School | Existing | Food Preparation | Natural Gas | Griddle | E10 | RVT BC Ratio | 0 | 0 | 0 | 0 | 0 | 0 | 0 | 0 | 0 | 0 | 0 | 0 | 0 | 0 | 0 | 0 | 0 | 0 | 0 | 0 | 0 | 0 | 0 | 0 | 0 | 0 | 0 | 0 | 0 | 0 | 0 | 0 | 0
F5_Commercial_School_Existing_Food Preparation_Natural Gas_Griddle_E1 | F5 | Commercial | School | Existing | Food Preparation | Natural Gas | Griddle | E1 | RIM BC Ratio | bar: 2019 to 2051
F5_Commercial_School_Existing_Food Preparation_Natural Gas_Griddle_E2 | F5 | Commercial | School | Existing | Food Preparation | Natural Gas | Griddle | E2 | RIM BC Ratio | 0.46719 | 0.46876 | 0.47048 | 0.47237 | 0.47449 | 0.47691 | 0.47886 | 0.4807 | 0.48256 | 0.48447 | 0.48627 | 0.48791 | 0.48957 | 0.4913 | 0.49318 | 0.49501 | 0.49692 | 0.49892 | 0.50097 | 0.50305 | 0.50511 | 0.50702 | 0.50872 | 0.51021 | 0.51149 | 0.51258 | 0.51333 | 0.51389 | 0.51437 | 0.51478 | 0.51519 | 0.51537 | 0.51537
F5_Commercial_School_Existing_Food Preparation_Natural Gas_Griddle_E3 | F5 | Commercial | School | Existing | Food Preparation | Natural Gas | Griddle | E3 | RIM BC Ratio | 0 | 0 | 0 | 0 | 0 | 0 | 0 | 0 | 0 | 0 | 0 | 0 | 0 | 0 | 0 | 0 | 0 | 0 | 0 | 0 | 0 | 0 | 0 | 0 | 0 | 0 | 0 | 0 | 0 | 0 | 0 | 0 | 0
F5_Commercial_School_Existing_Food Preparation_Natural Gas_Griddle_E4 | F5 | Commercial | School | Existing | Food Preparation | Natural Gas | Griddle | E4 | RIM BC Ratio | 0 | 0 | 0 | 0 | 0 | 0 | 0 | 0 | 0 | 0 | 0 | 0 | 0 | 0 | 0 | 0 | 0 | 0 | 0 | 0 | 0 | 0 | 0 | 0 | 0 | 0 | 0 | 0 | 0 | 0 | 0 | 0 | 0
F5_Commercial_School_Existing_Food Preparation_Natural Gas_Griddle_E5 | F5 | Commercial | School | Existing | Food Preparation | Natural Gas | Griddle | E5 | RIM BC Ratio | 0 | 0 | 0 | 0 | 0 | 0 | 0 | 0 | 0 | 0 | 0 | 0 | 0 | 0 | 0 | 0 | 0 | 0 | 0 | 0 | 0 | 0 | 0 | 0 | 0 | 0 | 0 | 0 | 0 | 0 | 0 | 0 | 0
F5_Commercial_School_Existing_Food Preparation_Natural Gas_Griddle_E6 | F5 | Commercial | School | Existing | Food Preparation | Natural Gas | Griddle | E6 | RIM BC Ratio | 0 | 0 | 0 | 0 | 0 | 0 | 0 | 0 | 0 | 0 | 0 | 0 | 0 | 0 | 0 | 0 | 0 | 0 | 0 | 0 | 0 | 0 | 0 | 0 | 0 | 0 | 0 | 0 | 0 | 0 | 0 | 0 | 0
F5_Commercial_School_Existing_Food Preparation_Natural Gas_Griddle_E7 | F5 | Commercial | School | Existing | Food Preparation | Natural Gas | Griddle | E7 | RIM BC Ratio | 0 | 0 | 0 | 0 | 0 | 0 | 0 | 0 | 0 | 0 | 0 | 0 | 0 | 0 | 0 | 0 | 0 | 0 | 0 | 0 | 0 | 0 | 0 | 0 | 0 | 0 | 0 | 0 | 0 | 0 | 0 | 0 | 0
F5_Commercial_School_Existing_Food Preparation_Natural Gas_Griddle_E8 | F5 | Commercial | School | Existing | Food Preparation | Natural Gas | Griddle | E8 | RIM BC Ratio | 0 | 0 | 0 | 0 | 0 | 0 | 0 | 0 | 0 | 0 | 0 | 0 | 0 | 0 | 0 | 0 | 0 | 0 | 0 | 0 | 0 | 0 | 0 | 0 | 0 | 0 | 0 | 0 | 0 | 0 | 0 | 0 | 0
F5_Commercial_School_Existing_Food Preparation_Natural Gas_Griddle_E9 | F5 | Commercial | School | Existing | Food Preparation | Natural Gas | Griddle | E9 | RIM BC Ratio | 0 | 0 | 0 | 0 | 0 | 0 | 0 | 0 | 0 | 0 | 0 | 0 | 0 | 0 | 0 | 0 | 0 | 0 | 0 | 0 | 0 | 0 | 0 | 0 | 0 | 0 | 0 | 0 | 0 | 0 | 0 | 0 | 0
F5_Commercial_School_Existing_Food Preparation_Natural Gas_Griddle_E10 | F5 | Commercial | School | Existing | Food Preparation | Natural Gas | Griddle | E10 | RIM BC Ratio | 0 | 0 | 0 | 0 | 0 | 0 | 0 | 0 | 0 | 0 | 0 | 0 | 0 | 0 | 0 | 0 | 0 | 0 | 0 | 0 | 0 | 0 | 0 | 0 | 0 | 0 | 0 | 0 | 0 | 0 | 0 | 0 | 0
F0_Commercial_School_Existing_Food Preparation_Natural Gas_Range_E0 | F0 | Commercial | School | Existing | Food Preparation | Natural Gas | Range | E0 | Economic Unit | High Efficiency | High Efficiency | High Efficiency | High Efficiency | High Efficiency | High Efficiency | High Efficiency | High Efficiency | High Efficiency | High Efficiency | High Efficiency | High Efficiency | High Efficiency | High Efficiency | High Efficiency | High Efficiency | High Efficiency | High Efficiency | High Efficiency | High Efficiency | High Efficiency | High Efficiency | High Efficiency | High Efficiency | High Efficiency | High Efficiency | High Efficiency | High Efficiency | High Efficiency | High Efficiency | High Efficiency | High Efficiency | High Efficiency
F1_Commercial_School_Existing_Food Preparation_Natural Gas_Range_E1 | F1 | Commercial | School | Existing | Food Preparation | Natural Gas | Range | E1 | CCE | 0 | 0 | 0 | 0 | 0 | 0 | 0 | 0 | 0 | 0 | 0 | 0 | 0 | 0 | 0 | 0 | 0 | 0 | 0 | 0 | 0 | 0 | 0 | 0 | 0 | 0 | 0 | 0 | 0 | 0 | 0 | 0 | 0
F1_Commercial_School_Existing_Food Preparation_Natural Gas_Range_E2 | F1 | Commercial | School | Existing | Food Preparation | Natural Gas | Range | E2 | CCE | 0.00052644 | 0.00052644 | 0.00052644 | 0.00052644 | 0.00052644 | 0.00052644 | 0.00052644 | 0.00052644 | 0.00052644 | 0.00052644 | 0.00052644 | 0.00052644 | 0.00052644 | 0.00052644 | 0.00052644 | 0.00052644 | 0.00052644 | 0.00052644 | 0.00052644 | 0.00052644 | 0.00052644 | 0.00052644 | 0.00052644 | 0.00052644 | 0.00052644 | 0.00052644 | 0.00052644 | 0.00052644 | 0.00052644 | 0.00052644 | 0.00052644 | 0.00052644 | 0.00052644
F1_Commercial_School_Existing_Food Preparation_Natural Gas_Range_E3 | F1 | Commercial | School | Existing | Food Preparation | Natural Gas | Range | E3 | CCE | 0 | 0 | 0 | 0 | 0 | 0 | 0 | 0 | 0 | 0 | 0 | 0 | 0 | 0 | 0 | 0 | 0 | 0 | 0 | 0 | 0 | 0 | 0 | 0 | 0 | 0 | 0 | 0 | 0 | 0 | 0 | 0 | 0
F1_Commercial_School_Existing_Food Preparation_Natural Gas_Range_E4 | F1 | Commercial | School | Existing | Food Preparation | Natural Gas | Range | E4 | CCE | 0 | 0 | 0 | 0 | 0 | 0 | 0 | 0 | 0 | 0 | 0 | 0 | 0 | 0 | 0 | 0 | 0 | 0 | 0 | 0 | 0 | 0 | 0 | 0 | 0 | 0 | 0 | 0 | 0 | 0 | 0 | 0 | 0
F1_Commercial_School_Existing_Food Preparation_Natural Gas_Range_E5 | F1 | Commercial | School | Existing | Food Preparation | Natural Gas | Range | E5 | CCE | 0 | 0 | 0 | 0 | 0 | 0 | 0 | 0 | 0 | 0 | 0 | 0 | 0 | 0 | 0 | 0 | 0 | 0 | 0 | 0 | 0 | 0 | 0 | 0 | 0 | 0 | 0 | 0 | 0 | 0 | 0 | 0 | 0
F1_Commercial_School_Existing_Food Preparation_Natural Gas_Range_E6 | F1 | Commercial | School | Existing | Food Preparation | Natural Gas | Range | E6 | CCE | 0 | 0 | 0 | 0 | 0 | 0 | 0 | 0 | 0 | 0 | 0 | 0 | 0 | 0 | 0 | 0 | 0 | 0 | 0 | 0 | 0 | 0 | 0 | 0 | 0 | 0 | 0 | 0 | 0 | 0 | 0 | 0 | 0
F1_Commercial_School_Existing_Food Preparation_Natural Gas_Range_E7 | F1 | Commercial | School | Existing | Food Preparation | Natural Gas | Range | E7 | CCE | 0 | 0 | 0 | 0 | 0 | 0 | 0 | 0 | 0 | 0 | 0 | 0 | 0 | 0 | 0 | 0 | 0 | 0 | 0 | 0 | 0 | 0 | 0 | 0 | 0 | 0 | 0 | 0 | 0 | 0 | 0 | 0 | 0
F1_Commercial_School_Existing_Food Preparation_Natural Gas_Range_E8 | F1 | Commercial | School | Existing | Food Preparation | Natural Gas | Range | E8 | CCE | 0 | 0 | 0 | 0 | 0 | 0 | 0 | 0 | 0 | 0 | 0 | 0 | 0 | 0 | 0 | 0 | 0 | 0 | 0 | 0 | 0 | 0 | 0 | 0 | 0 | 0 | 0 | 0 | 0 | 0 | 0 | 0 | 0
F1_Commercial_School_Existing_Food Preparation_Natural Gas_Range_E9 | F1 | Commercial | School | Existing | Food Preparation | Natural Gas | Range | E9 | CCE | 0 | 0 | 0 | 0 | 0 | 0 | 0 | 0 | 0 | 0 | 0 | 0 | 0 | 0 | 0 | 0 | 0 | 0 | 0 | 0 | 0 | 0 | 0 | 0 | 0 | 0 | 0 | 0 | 0 | 0 | 0 | 0 | 0
F1_Commercial_School_Existing_Food Preparation_Natural Gas_Range_E10 | F1 | Commercial | School | Existing | Food Preparation | Natural Gas | Range | E10 | CCE | 0 | 0 | 0 | 0 | 0 | 0 | 0 | 0 | 0 | 0 | 0 | 0 | 0 | 0 | 0 | 0 | 0 | 0 | 0 | 0 | 0 | 0 | 0 | 0 | 0 | 0 | 0 | 0 | 0 | 0 | 0 | 0 | 0
F2_Commercial_School_Existing_Food Preparation_Natural Gas_Range_E1 | F2 | Commercial | School | Existing | Food Preparation | Natural Gas | Range | E1 | TRC BC Ratio | bar: 2019 to 2051
F2_Commercial_School_Existing_Food Preparation_Natural Gas_Range_E2 | F2 | Commercial | School | Existing | Food Preparation | Natural Gas | Range | E2 | TRC BC Ratio | 2647.7231 | 2666.33 | 2688.4832 | 2714.1962 | 2744.4245 | 2779.83 | 2808.1783 | 2835.1894 | 2861.7342 | 2888.6003 | 2913.2148 | 2934.7489 | 2956.3968 | 2979.3351 | 3005.7993 | 3032.2609 | 3061.4725 | 3093.4023 | 3127.3907 | 3162.4699 | 3198.1505 | 3231.6304 | 3262.246 | 3290.1881 | 3314.7734 | 3335.911 | 3350.568 | 3361.4829 | 3370.9376 | 3379.0123 | 3387.0032 | 3390.5371 | 3390.5371
F2_Commercial_School_Existing_Food Preparation_Natural Gas_Range_E3 | F2 | Commercial | School | Existing | Food Preparation | Natural Gas | Range | E3 | TRC BC Ratio | 0 | 0 | 0 | 0 | 0 | 0 | 0 | 0 | 0 | 0 | 0 | 0 | 0 | 0 | 0 | 0 | 0 | 0 | 0 | 0 | 0 | 0 | 0 | 0 | 0 | 0 | 0 | 0 | 0 | 0 | 0 | 0 | 0
F2_Commercial_School_Existing_Food Preparation_Natural Gas_Range_E4 | F2 | Commercial | School | Existing | Food Preparation | Natural Gas | Range | E4 | TRC BC Ratio | 0 | 0 | 0 | 0 | 0 | 0 | 0 | 0 | 0 | 0 | 0 | 0 | 0 | 0 | 0 | 0 | 0 | 0 | 0 | 0 | 0 | 0 | 0 | 0 | 0 | 0 | 0 | 0 | 0 | 0 | 0 | 0 | 0
F2_Commercial_School_Existing_Food Preparation_Natural Gas_Range_E5 | F2 | Commercial | School | Existing | Food Preparation | Natural Gas | Range | E5 | TRC BC Ratio | 0 | 0 | 0 | 0 | 0 | 0 | 0 | 0 | 0 | 0 | 0 | 0 | 0 | 0 | 0 | 0 | 0 | 0 | 0 | 0 | 0 | 0 | 0 | 0 | 0 | 0 | 0 | 0 | 0 | 0 | 0 | 0 | 0
F2_Commercial_School_Existing_Food Preparation_Natural Gas_Range_E6 | F2 | Commercial | School | Existing | Food Preparation | Natural Gas | Range | E6 | TRC BC Ratio | 0 | 0 | 0 | 0 | 0 | 0 | 0 | 0 | 0 | 0 | 0 | 0 | 0 | 0 | 0 | 0 | 0 | 0 | 0 | 0 | 0 | 0 | 0 | 0 | 0 | 0 | 0 | 0 | 0 | 0 | 0 | 0 | 0
F2_Commercial_School_Existing_Food Preparation_Natural Gas_Range_E7 | F2 | Commercial | School | Existing | Food Preparation | Natural Gas | Range | E7 | TRC BC Ratio | 0 | 0 | 0 | 0 | 0 | 0 | 0 | 0 | 0 | 0 | 0 | 0 | 0 | 0 | 0 | 0 | 0 | 0 | 0 | 0 | 0 | 0 | 0 | 0 | 0 | 0 | 0 | 0 | 0 | 0 | 0 | 0 | 0
F2_Commercial_School_Existing_Food Preparation_Natural Gas_Range_E8 | F2 | Commercial | School | Existing | Food Preparation | Natural Gas | Range | E8 | TRC BC Ratio | 0 | 0 | 0 | 0 | 0 | 0 | 0 | 0 | 0 | 0 | 0 | 0 | 0 | 0 | 0 | 0 | 0 | 0 | 0 | 0 | 0 | 0 | 0 | 0 | 0 | 0 | 0 | 0 | 0 | 0 | 0 | 0 | 0
F2_Commercial_School_Existing_Food Preparation_Natural Gas_Range_E9 | F2 | Commercial | School | Existing | Food Preparation | Natural Gas | Range | E9 | TRC BC Ratio | 0 | 0 | 0 | 0 | 0 | 0 | 0 | 0 | 0 | 0 | 0 | 0 | 0 | 0 | 0 | 0 | 0 | 0 | 0 | 0 | 0 | 0 | 0 | 0 | 0 | 0 | 0 | 0 | 0 | 0 | 0 | 0 | 0
F2_Commercial_School_Existing_Food Preparation_Natural Gas_Range_E10 | F2 | Commercial | School | Existing | Food Preparation | Natural Gas | Range | E10 | TRC BC Ratio | 0 | 0 | 0 | 0 | 0 | 0 | 0 | 0 | 0 | 0 | 0 | 0 | 0 | 0 | 0 | 0 | 0 | 0 | 0 | 0 | 0 | 0 | 0 | 0 | 0 | 0 | 0 | 0 | 0 | 0 | 0 | 0 | 0
F3_Commercial_School_Existing_Food Preparation_Natural Gas_Range_E1 | F3 | Commercial | School | Existing | Food Preparation | Natural Gas | Range | E1 | PACT BC Ratio | bar: 2019 to 2051
F3_Commercial_School_Existing_Food Preparation_Natural Gas_Range_E2 | F3 | Commercial | School | Existing | Food Preparation | Natural Gas | Range | E2 | PACT BC Ratio | 3530.2974 | 3555.1067 | 3584.6443 | 3618.9282 | 3659.2327 | 3706.44 | 3744.2377 | 3780.2525 | 3815.6456 | 3851.4671 | 3884.2865 | 3912.9985 | 3941.8625 | 3972.4468 | 4007.7324 | 4043.0145 | 4081.9633 | 4124.5364 | 4169.8543 | 4216.6265 | 4264.2006 | 4308.8405 | 4349.6613 | 4386.9175 | 4419.6979 | 4447.8813 | 4467.424 | 4481.9772 | 4494.5834 | 4505.3498 | 4516.0042 | 4520.7161 | 4520.7161
F3_Commercial_School_Existing_Food Preparation_Natural Gas_Range_E3 | F3 | Commercial | School | Existing | Food Preparation | Natural Gas | Range | E3 | PACT BC Ratio | 0 | 0 | 0 | 0 | 0 | 0 | 0 | 0 | 0 | 0 | 0 | 0 | 0 | 0 | 0 | 0 | 0 | 0 | 0 | 0 | 0 | 0 | 0 | 0 | 0 | 0 | 0 | 0 | 0 | 0 | 0 | 0 | 0
F3_Commercial_School_Existing_Food Preparation_Natural Gas_Range_E4 | F3 | Commercial | School | Existing | Food Preparation | Natural Gas | Range | E4 | PACT BC Ratio | 0 | 0 | 0 | 0 | 0 | 0 | 0 | 0 | 0 | 0 | 0 | 0 | 0 | 0 | 0 | 0 | 0 | 0 | 0 | 0 | 0 | 0 | 0 | 0 | 0 | 0 | 0 | 0 | 0 | 0 | 0 | 0 | 0
F3_Commercial_School_Existing_Food Preparation_Natural Gas_Range_E5 | F3 | Commercial | School | Existing | Food Preparation | Natural Gas | Range | E5 | PACT BC Ratio | 0 | 0 | 0 | 0 | 0 | 0 | 0 | 0 | 0 | 0 | 0 | 0 | 0 | 0 | 0 | 0 | 0 | 0 | 0 | 0 | 0 | 0 | 0 | 0 | 0 | 0 | 0 | 0 | 0 | 0 | 0 | 0 | 0
F3_Commercial_School_Existing_Food Preparation_Natural Gas_Range_E6 | F3 | Commercial | School | Existing | Food Preparation | Natural Gas | Range | E6 | PACT BC Ratio | 0 | 0 | 0 | 0 | 0 | 0 | 0 | 0 | 0 | 0 | 0 | 0 | 0 | 0 | 0 | 0 | 0 | 0 | 0 | 0 | 0 | 0 | 0 | 0 | 0 | 0 | 0 | 0 | 0 | 0 | 0 | 0 | 0
F3_Commercial_School_Existing_Food Preparation_Natural Gas_Range_E7 | F3 | Commercial | School | Existing | Food Preparation | Natural Gas | Range | E7 | PACT BC Ratio | 0 | 0 | 0 | 0 | 0 | 0 | 0 | 0 | 0 | 0 | 0 | 0 | 0 | 0 | 0 | 0 | 0 | 0 | 0 | 0 | 0 | 0 | 0 | 0 | 0 | 0 | 0 | 0 | 0 | 0 | 0 | 0 | 0
F3_Commercial_School_Existing_Food Preparation_Natural Gas_Range_E8 | F3 | Commercial | School | Existing | Food Preparation | Natural Gas | Range | E8 | PACT BC Ratio | 0 | 0 | 0 | 0 | 0 | 0 | 0 | 0 | 0 | 0 | 0 | 0 | 0 | 0 | 0 | 0 | 0 | 0 | 0 | 0 | 0 | 0 | 0 | 0 | 0 | 0 | 0 | 0 | 0 | 0 | 0 | 0 | 0
F3_Commercial_School_Existing_Food Preparation_Natural Gas_Range_E9 | F3 | Commercial | School | Existing | Food Preparation | Natural Gas | Range | E9 | PACT BC Ratio | 0 | 0 | 0 | 0 | 0 | 0 | 0 | 0 | 0 | 0 | 0 | 0 | 0 | 0 | 0 | 0 | 0 | 0 | 0 | 0 | 0 | 0 | 0 | 0 | 0 | 0 | 0 | 0 | 0 | 0 | 0 | 0 | 0
F3_Commercial_School_Existing_Food Preparation_Natural Gas_Range_E10 | F3 | Commercial | School | Existing | Food Preparation | Natural Gas | Range | E10 | PACT BC Ratio | 0 | 0 | 0 | 0 | 0 | 0 | 0 | 0 | 0 | 0 | 0 | 0 | 0 | 0 | 0 | 0 | 0 | 0 | 0 | 0 | 0 | 0 | 0 | 0 | 0 | 0 | 0 | 0 | 0 | 0 | 0 | 0 | 0
F4_Commercial_School_Existing_Food Preparation_Natural Gas_Range_E1 | F4 | Commercial | School | Existing | Food Preparation | Natural Gas | Range | E1 | RVT BC Ratio | bar: 2019 to 2051
F4_Commercial_School_Existing_Food Preparation_Natural Gas_Range_E2 | F4 | Commercial | School | Existing | Food Preparation | Natural Gas | Range | E2 | RVT BC Ratio | 3807.2736 | 3834.0244 | 3865.8736 | 3902.8406 | 3946.2991 | 3997.2009 | 4037.9565 | 4076.7898 | 4114.9527 | 4153.5775 | 4188.9653 | 4219.9244 | 4251.0471 | 4284.025 | 4322.072 | 4360.1152 | 4402.1121 | 4448.0169 | 4496.8813 | 4547.3138 | 4598.611 | 4646.7444 | 4690.7598 | 4730.9316 | 4766.2773 | 4796.6664 | 4817.7384 | 4833.4305 | 4847.0233 | 4858.6322 | 4870.1205 | 4875.2011 | 4875.2011
F4_Commercial_School_Existing_Food Preparation_Natural Gas_Range_E3 | F4 | Commercial | School | Existing | Food Preparation | Natural Gas | Range | E3 | RVT BC Ratio | 0 | 0 | 0 | 0 | 0 | 0 | 0 | 0 | 0 | 0 | 0 | 0 | 0 | 0 | 0 | 0 | 0 | 0 | 0 | 0 | 0 | 0 | 0 | 0 | 0 | 0 | 0 | 0 | 0 | 0 | 0 | 0 | 0
F4_Commercial_School_Existing_Food Preparation_Natural Gas_Range_E4 | F4 | Commercial | School | Existing | Food Preparation | Natural Gas | Range | E4 | RVT BC Ratio | 0 | 0 | 0 | 0 | 0 | 0 | 0 | 0 | 0 | 0 | 0 | 0 | 0 | 0 | 0 | 0 | 0 | 0 | 0 | 0 | 0 | 0 | 0 | 0 | 0 | 0 | 0 | 0 | 0 | 0 | 0 | 0 | 0
F4_Commercial_School_Existing_Food Preparation_Natural Gas_Range_E5 | F4 | Commercial | School | Existing | Food Preparation | Natural Gas | Range | E5 | RVT BC Ratio | 0 | 0 | 0 | 0 | 0 | 0 | 0 | 0 | 0 | 0 | 0 | 0 | 0 | 0 | 0 | 0 | 0 | 0 | 0 | 0 | 0 | 0 | 0 | 0 | 0 | 0 | 0 | 0 | 0 | 0 | 0 | 0 | 0
F4_Commercial_School_Existing_Food Preparation_Natural Gas_Range_E6 | F4 | Commercial | School | Existing | Food Preparation | Natural Gas | Range | E6 | RVT BC Ratio | 0 | 0 | 0 | 0 | 0 | 0 | 0 | 0 | 0 | 0 | 0 | 0 | 0 | 0 | 0 | 0 | 0 | 0 | 0 | 0 | 0 | 0 | 0 | 0 | 0 | 0 | 0 | 0 | 0 | 0 | 0 | 0 | 0
F4_Commercial_School_Existing_Food Preparation_Natural Gas_Range_E7 | F4 | Commercial | School | Existing | Food Preparation | Natural Gas | Range | E7 | RVT BC Ratio | 0 | 0 | 0 | 0 | 0 | 0 | 0 | 0 | 0 | 0 | 0 | 0 | 0 | 0 | 0 | 0 | 0 | 0 | 0 | 0 | 0 | 0 | 0 | 0 | 0 | 0 | 0 | 0 | 0 | 0 | 0 | 0 | 0
F4_Commercial_School_Existing_Food Preparation_Natural Gas_Range_E8 | F4 | Commercial | School | Existing | Food Preparation | Natural Gas | Range | E8 | RVT BC Ratio | 0 | 0 | 0 | 0 | 0 | 0 | 0 | 0 | 0 | 0 | 0 | 0 | 0 | 0 | 0 | 0 | 0 | 0 | 0 | 0 | 0 | 0 | 0 | 0 | 0 | 0 | 0 | 0 | 0 | 0 | 0 | 0 | 0
F4_Commercial_School_Existing_Food Preparation_Natural Gas_Range_E9 | F4 | Commercial | School | Existing | Food Preparation | Natural Gas | Range | E9 | RVT BC Ratio | 0 | 0 | 0 | 0 | 0 | 0 | 0 | 0 | 0 | 0 | 0 | 0 | 0 | 0 | 0 | 0 | 0 | 0 | 0 | 0 | 0 | 0 | 0 | 0 | 0 | 0 | 0 | 0 | 0 | 0 | 0 | 0 | 0
F4_Commercial_School_Existing_Food Preparation_Natural Gas_Range_E10 | F4 | Commercial | School | Existing | Food Preparation | Natural Gas | Range | E10 | RVT BC Ratio | 0 | 0 | 0 | 0 | 0 | 0 | 0 | 0 | 0 | 0 | 0 | 0 | 0 | 0 | 0 | 0 | 0 | 0 | 0 | 0 | 0 | 0 | 0 | 0 | 0 | 0 | 0 | 0 | 0 | 0 | 0 | 0 | 0
F5_Commercial_School_Existing_Food Preparation_Natural Gas_Range_E1 | F5 | Commercial | School | Existing | Food Preparation | Natural Gas | Range | E1 | RIM BC Ratio | bar: 2019 to 2051
F5_Commercial_School_Existing_Food Preparation_Natural Gas_Range_E2 | F5 | Commercial | School | Existing | Food Preparation | Natural Gas | Range | E2 | RIM BC Ratio | 0.83448 | 0.83448 | 0.83448 | 0.83449 | 0.83449 | 0.83449 | 0.83449 | 0.83449 | 0.8345 | 0.8345 | 0.8345 | 0.8345 | 0.8345 | 0.8345 | 0.83451 | 0.83451 | 0.83451 | 0.83451 | 0.83451 | 0.83451 | 0.83452 | 0.83452 | 0.83452 | 0.83452 | 0.83452 | 0.83452 | 0.83452 | 0.83452 | 0.83452 | 0.83452 | 0.83452 | 0.83453 | 0.83453
F5_Commercial_School_Existing_Food Preparation_Natural Gas_Range_E3 | F5 | Commercial | School | Existing | Food Preparation | Natural Gas | Range | E3 | RIM BC Ratio | 0 | 0 | 0 | 0 | 0 | 0 | 0 | 0 | 0 | 0 | 0 | 0 | 0 | 0 | 0 | 0 | 0 | 0 | 0 | 0 | 0 | 0 | 0 | 0 | 0 | 0 | 0 | 0 | 0 | 0 | 0 | 0 | 0
F5_Commercial_School_Existing_Food Preparation_Natural Gas_Range_E4 | F5 | Commercial | School | Existing | Food Preparation | Natural Gas | Range | E4 | RIM BC Ratio | 0 | 0 | 0 | 0 | 0 | 0 | 0 | 0 | 0 | 0 | 0 | 0 | 0 | 0 | 0 | 0 | 0 | 0 | 0 | 0 | 0 | 0 | 0 | 0 | 0 | 0 | 0 | 0 | 0 | 0 | 0 | 0 | 0
F5_Commercial_School_Existing_Food Preparation_Natural Gas_Range_E5 | F5 | Commercial | School | Existing | Food Preparation | Natural Gas | Range | E5 | RIM BC Ratio | 0 | 0 | 0 | 0 | 0 | 0 | 0 | 0 | 0 | 0 | 0 | 0 | 0 | 0 | 0 | 0 | 0 | 0 | 0 | 0 | 0 | 0 | 0 | 0 | 0 | 0 | 0 | 0 | 0 | 0 | 0 | 0 | 0
F5_Commercial_School_Existing_Food Preparation_Natural Gas_Range_E6 | F5 | Commercial | School | Existing | Food Preparation | Natural Gas | Range | E6 | RIM BC Ratio | 0 | 0 | 0 | 0 | 0 | 0 | 0 | 0 | 0 | 0 | 0 | 0 | 0 | 0 | 0 | 0 | 0 | 0 | 0 | 0 | 0 | 0 | 0 | 0 | 0 | 0 | 0 | 0 | 0 | 0 | 0 | 0 | 0
F5_Commercial_School_Existing_Food Preparation_Natural Gas_Range_E7 | F5 | Commercial | School | Existing | Food Preparation | Natural Gas | Range | E7 | RIM BC Ratio | 0 | 0 | 0 | 0 | 0 | 0 | 0 | 0 | 0 | 0 | 0 | 0 | 0 | 0 | 0 | 0 | 0 | 0 | 0 | 0 | 0 | 0 | 0 | 0 | 0 | 0 | 0 | 0 | 0 | 0 | 0 | 0 | 0
F5_Commercial_School_Existing_Food Preparation_Natural Gas_Range_E8 | F5 | Commercial | School | Existing | Food Preparation | Natural Gas | Range | E8 | RIM BC Ratio | 0 | 0 | 0 | 0 | 0 | 0 | 0 | 0 | 0 | 0 | 0 | 0 | 0 | 0 | 0 | 0 | 0 | 0 | 0 | 0 | 0 | 0 | 0 | 0 | 0 | 0 | 0 | 0 | 0 | 0 | 0 | 0 | 0
F5_Commercial_School_Existing_Food Preparation_Natural Gas_Range_E9 | F5 | Commercial | School | Existing | Food Preparation | Natural Gas | Range | E9 | RIM BC Ratio | 0 | 0 | 0 | 0 | 0 | 0 | 0 | 0 | 0 | 0 | 0 | 0 | 0 | 0 | 0 | 0 | 0 | 0 | 0 | 0 | 0 | 0 | 0 | 0 | 0 | 0 | 0 | 0 | 0 | 0 | 0 | 0 | 0
F5_Commercial_School_Existing_Food Preparation_Natural Gas_Range_E10 | F5 | Commercial | School | Existing | Food Preparation | Natural Gas | Range | E10 | RIM BC Ratio | 0 | 0 | 0 | 0 | 0 | 0 | 0 | 0 | 0 | 0 | 0 | 0 | 0 | 0 | 0 | 0 | 0 | 0 | 0 | 0 | 0 | 0 | 0 | 0 | 0 | 0 | 0 | 0 | 0 | 0 | 0 | 0 | 0
F0_Commercial_School_Existing_Food Preparation_Natural Gas_Steamer_E0 | F0 | Commercial | School | Existing | Food Preparation | Natural Gas | Steamer | E0 | Economic Unit | ENERGY STAR | ENERGY STAR | ENERGY STAR | ENERGY STAR | ENERGY STAR | ENERGY STAR | ENERGY STAR | ENERGY STAR | ENERGY STAR | ENERGY STAR | ENERGY STAR | ENERGY STAR | ENERGY STAR | ENERGY STAR | ENERGY STAR | ENERGY STAR | ENERGY STAR | ENERGY STAR | ENERGY STAR | ENERGY STAR | ENERGY STAR | ENERGY STAR | ENERGY STAR | ENERGY STAR | ENERGY STAR | ENERGY STAR | ENERGY STAR | ENERGY STAR | ENERGY STAR | ENERGY STAR | ENERGY STAR | ENERGY STAR | ENERGY STAR
F1_Commercial_School_Existing_Food Preparation_Natural Gas_Steamer_E1 | F1 | Commercial | School | Existing | Food Preparation | Natural Gas | Steamer | E1 | CCE | 0 | 0 | 0 | 0 | 0 | 0 | 0 | 0 | 0 | 0 | 0 | 0 | 0 | 0 | 0 | 0 | 0 | 0 | 0 | 0 | 0 | 0 | 0 | 0 | 0 | 0 | 0 | 0 | 0 | 0 | 0 | 0 | 0
F1_Commercial_School_Existing_Food Preparation_Natural Gas_Steamer_E2 | F1 | Commercial | School | Existing | Food Preparation | Natural Gas | Steamer | E2 | CCE | 0.38542 | 0.38542 | 0.38542 | 0 | 0 | 0 | 0 | 0 | 0 | 0 | 0 | 0 | 0 | 0 | 0 | 0 | 0 | 0 | 0 | 0 | 0 | 0 | 0 | 0 | 0 | 0 | 0 | 0 | 0 | 0 | 0 | 0 | 0
F1_Commercial_School_Existing_Food Preparation_Natural Gas_Steamer_E3 | F1 | Commercial | School | Existing | Food Preparation | Natural Gas | Steamer | E3 | CCE | 0 | 0 | 0 | 0 | 0 | 0 | 0 | 0 | 0 | 0 | 0 | 0 | 0 | 0 | 0 | 0 | 0 | 0 | 0 | 0 | 0 | 0 | 0 | 0 | 0 | 0 | 0 | 0 | 0 | 0 | 0 | 0 | 0
F1_Commercial_School_Existing_Food Preparation_Natural Gas_Steamer_E4 | F1 | Commercial | School | Existing | Food Preparation | Natural Gas | Steamer | E4 | CCE | 0 | 0 | 0 | 0 | 0 | 0 | 0 | 0 | 0 | 0 | 0 | 0 | 0 | 0 | 0 | 0 | 0 | 0 | 0 | 0 | 0 | 0 | 0 | 0 | 0 | 0 | 0 | 0 | 0 | 0 | 0 | 0 | 0
F1_Commercial_School_Existing_Food Preparation_Natural Gas_Steamer_E5 | F1 | Commercial | School | Existing | Food Preparation | Natural Gas | Steamer | E5 | CCE | 0 | 0 | 0 | 0 | 0 | 0 | 0 | 0 | 0 | 0 | 0 | 0 | 0 | 0 | 0 | 0 | 0 | 0 | 0 | 0 | 0 | 0 | 0 | 0 | 0 | 0 | 0 | 0 | 0 | 0 | 0 | 0 | 0
F1_Commercial_School_Existing_Food Preparation_Natural Gas_Steamer_E6 | F1 | Commercial | School | Existing | Food Preparation | Natural Gas | Steamer | E6 | CCE | 0 | 0 | 0 | 0 | 0 | 0 | 0 | 0 | 0 | 0 | 0 | 0 | 0 | 0 | 0 | 0 | 0 | 0 | 0 | 0 | 0 | 0 | 0 | 0 | 0 | 0 | 0 | 0 | 0 | 0 | 0 | 0 | 0
F1_Commercial_School_Existing_Food Preparation_Natural Gas_Steamer_E7 | F1 | Commercial | School | Existing | Food Preparation | Natural Gas | Steamer | E7 | CCE | 0 | 0 | 0 | 0 | 0 | 0 | 0 | 0 | 0 | 0 | 0 | 0 | 0 | 0 | 0 | 0 | 0 | 0 | 0 | 0 | 0 | 0 | 0 | 0 | 0 | 0 | 0 | 0 | 0 | 0 | 0 | 0 | 0
F1_Commercial_School_Existing_Food Preparation_Natural Gas_Steamer_E8 | F1 | Commercial | School | Existing | Food Preparation | Natural Gas | Steamer | E8 | CCE | 0 | 0 | 0 | 0 | 0 | 0 | 0 | 0 | 0 | 0 | 0 | 0 | 0 | 0 | 0 | 0 | 0 | 0 | 0 | 0 | 0 | 0 | 0 | 0 | 0 | 0 | 0 | 0 | 0 | 0 | 0 | 0 | 0
F1_Commercial_School_Existing_Food Preparation_Natural Gas_Steamer_E9 | F1 | Commercial | School | Existing | Food Preparation | Natural Gas | Steamer | E9 | CCE | 0 | 0 | 0 | 0 | 0 | 0 | 0 | 0 | 0 | 0 | 0 | 0 | 0 | 0 | 0 | 0 | 0 | 0 | 0 | 0 | 0 | 0 | 0 | 0 | 0 | 0 | 0 | 0 | 0 | 0 | 0 | 0 | 0
F1_Commercial_School_Existing_Food Preparation_Natural Gas_Steamer_E10 | F1 | Commercial | School | Existing | Food Preparation | Natural Gas | Steamer | E10 | CCE | 0 | 0 | 0 | 0 | 0 | 0 | 0 | 0 | 0 | 0 | 0 | 0 | 0 | 0 | 0 | 0 | 0 | 0 | 0 | 0 | 0 | 0 | 0 | 0 | 0 | 0 | 0 | 0 | 0 | 0 | 0 | 0 | 0
F2_Commercial_School_Existing_Food Preparation_Natural Gas_Steamer_E1 | F2 | Commercial | School | Existing | Food Preparation | Natural Gas | Steamer | E1 | TRC BC Ratio | 1 | 1 | 1 | 0 | 0 | 0 | 0 | 0 | 0 | 0 | 0 | 0 | 0 | 0 | 0 | 0 | 0 | 0 | 0 | 0 | 0 | 0 | 0 | 0 | 0 | 0 | 0 | 0 | 0 | 0 | 0 | 0 | 0
F2_Commercial_School_Existing_Food Preparation_Natural Gas_Steamer_E2 | F2 | Commercial | School | Existing | Food Preparation | Natural Gas | Steamer | E2 | TRC BC Ratio | 3.6298 | 3.6563 | 3.6864 | 1 | 1 | 1 | 1 | 1 | 1 | 1 | 1 | 1 | 1 | 1 | 1 | 1 | 1 | 1 | 1 | 1 | 1 | 1 | 1 | 1 | 1 | 1 | 1 | 1 | 1 | 1 | 1 | 1 | 1
F2_Commercial_School_Existing_Food Preparation_Natural Gas_Steamer_E3 | F2 | Commercial | School | Existing | Food Preparation | Natural Gas | Steamer | E3 | TRC BC Ratio | 0 | 0 | 0 | 0 | 0 | 0 | 0 | 0 | 0 | 0 | 0 | 0 | 0 | 0 | 0 | 0 | 0 | 0 | 0 | 0 | 0 | 0 | 0 | 0 | 0 | 0 | 0 | 0 | 0 | 0 | 0 | 0 | 0
F2_Commercial_School_Existing_Food Preparation_Natural Gas_Steamer_E4 | F2 | Commercial | School | Existing | Food Preparation | Natural Gas | Steamer | E4 | TRC BC Ratio | 0 | 0 | 0 | 0 | 0 | 0 | 0 | 0 | 0 | 0 | 0 | 0 | 0 | 0 | 0 | 0 | 0 | 0 | 0 | 0 | 0 | 0 | 0 | 0 | 0 | 0 | 0 | 0 | 0 | 0 | 0 | 0 | 0
F2_Commercial_School_Existing_Food Preparation_Natural Gas_Steamer_E5 | F2 | Commercial | School | Existing | Food Preparation | Natural Gas | Steamer | E5 | TRC BC Ratio | 0 | 0 | 0 | 0 | 0 | 0 | 0 | 0 | 0 | 0 | 0 | 0 | 0 | 0 | 0 | 0 | 0 | 0 | 0 | 0 | 0 | 0 | 0 | 0 | 0 | 0 | 0 | 0 | 0 | 0 | 0 | 0 | 0
F2_Commercial_School_Existing_Food Preparation_Natural Gas_Steamer_E6 | F2 | Commercial | School | Existing | Food Preparation | Natural Gas | Steamer | E6 | TRC BC Ratio | 0 | 0 | 0 | 0 | 0 | 0 | 0 | 0 | 0 | 0 | 0 | 0 | 0 | 0 | 0 | 0 | 0 | 0 | 0 | 0 | 0 | 0 | 0 | 0 | 0 | 0 | 0 | 0 | 0 | 0 | 0 | 0 | 0
F2_Commercial_School_Existing_Food Preparation_Natural Gas_Steamer_E7 | F2 | Commercial | School | Existing | Food Preparation | Natural Gas | Steamer | E7 | TRC BC Ratio | 0 | 0 | 0 | 0 | 0 | 0 | 0 | 0 | 0 | 0 | 0 | 0 | 0 | 0 | 0 | 0 | 0 | 0 | 0 | 0 | 0 | 0 | 0 | 0 | 0 | 0 | 0 | 0 | 0 | 0 | 0 | 0 | 0
F2_Commercial_School_Existing_Food Preparation_Natural Gas_Steamer_E8 | F2 | Commercial | School | Existing | Food Preparation | Natural Gas | Steamer | E8 | TRC BC Ratio | 0 | 0 | 0 | 0 | 0 | 0 | 0 | 0 | 0 | 0 | 0 | 0 | 0 | 0 | 0 | 0 | 0 | 0 | 0 | 0 | 0 | 0 | 0 | 0 | 0 | 0 | 0 | 0 | 0 | 0 | 0 | 0 | 0
F2_Commercial_School_Existing_Food Preparation_Natural Gas_Steamer_E9 | F2 | Commercial | School | Existing | Food Preparation | Natural Gas | Steamer | E9 | TRC BC Ratio | 0 | 0 | 0 | 0 | 0 | 0 | 0 | 0 | 0 | 0 | 0 | 0 | 0 | 0 | 0 | 0 | 0 | 0 | 0 | 0 | 0 | 0 | 0 | 0 | 0 | 0 | 0 | 0 | 0 | 0 | 0 | 0 | 0
F2_Commercial_School_Existing_Food Preparation_Natural Gas_Steamer_E10 | F2 | Commercial | School | Existing | Food Preparation | Natural Gas | Steamer | E10 | TRC BC Ratio | 0 | 0 | 0 | 0 | 0 | 0 | 0 | 0 | 0 | 0 | 0 | 0 | 0 | 0 | 0 | 0 | 0 | 0 | 0 | 0 | 0 | 0 | 0 | 0 | 0 | 0 | 0 | 0 | 0 | 0 | 0 | 0 | 0
F3_Commercial_School_Existing_Food Preparation_Natural Gas_Steamer_E1 | F3 | Commercial | School | Existing | Food Preparation | Natural Gas | Steamer | E1 | PACT BC Ratio | 1 | 1 | 1 | 0 | 0 | 0 | 0 | 0 | 0 | 0 | 0 | 0 | 0 | 0 | 0 | 0 | 0 | 0 | 0 | 0 | 0 | 0 | 0 | 0 | 0 | 0 | 0 | 0 | 0 | 0 | 0 | 0 | 0
F3_Commercial_School_Existing_Food Preparation_Natural Gas_Steamer_E2 | F3 | Commercial | School | Existing | Food Preparation | Natural Gas | Steamer | E2 | PACT BC Ratio | 4.8398 | 4.875 | 4.9151 | 1 | 1 | 1 | 1 | 1 | 1 | 1 | 1 | 1 | 1 | 1 | 1 | 1 | 1 | 1 | 1 | 1 | 1 | 1 | 1 | 1 | 1 | 1 | 1 | 1 | 1 | 1 | 1 | 1 | 1
F3_Commercial_School_Existing_Food Preparation_Natural Gas_Steamer_E3 | F3 | Commercial | School | Existing | Food Preparation | Natural Gas | Steamer | E3 | PACT BC Ratio | 0 | 0 | 0 | 0 | 0 | 0 | 0 | 0 | 0 | 0 | 0 | 0 | 0 | 0 | 0 | 0 | 0 | 0 | 0 | 0 | 0 | 0 | 0 | 0 | 0 | 0 | 0 | 0 | 0 | 0 | 0 | 0 | 0
F3_Commercial_School_Existing_Food Preparation_Natural Gas_Steamer_E4 | F3 | Commercial | School | Existing | Food Preparation | Natural Gas | Steamer | E4 | PACT BC Ratio | 0 | 0 | 0 | 0 | 0 | 0 | 0 | 0 | 0 | 0 | 0 | 0 | 0 | 0 | 0 | 0 | 0 | 0 | 0 | 0 | 0 | 0 | 0 | 0 | 0 | 0 | 0 | 0 | 0 | 0 | 0 | 0 | 0
F3_Commercial_School_Existing_Food Preparation_Natural Gas_Steamer_E5 | F3 | Commercial | School | Existing | Food Preparation | Natural Gas | Steamer | E5 | PACT BC Ratio | 0 | 0 | 0 | 0 | 0 | 0 | 0 | 0 | 0 | 0 | 0 | 0 | 0 | 0 | 0 | 0 | 0 | 0 | 0 | 0 | 0 | 0 | 0 | 0 | 0 | 0 | 0 | 0 | 0 | 0 | 0 | 0 | 0
F3_Commercial_School_Existing_Food Preparation_Natural Gas_Steamer_E6 | F3 | Commercial | School | Existing | Food Preparation | Natural Gas | Steamer | E6 | PACT BC Ratio | 0 | 0 | 0 | 0 | 0 | 0 | 0 | 0 | 0 | 0 | 0 | 0 | 0 | 0 | 0 | 0 | 0 | 0 | 0 | 0 | 0 | 0 | 0 | 0 | 0 | 0 | 0 | 0 | 0 | 0 | 0 | 0 | 0
F3_Commercial_School_Existing_Food Preparation_Natural Gas_Steamer_E7 | F3 | Commercial | School | Existing | Food Preparation | Natural Gas | Steamer | E7 | PACT BC Ratio | 0 | 0 | 0 | 0 | 0 | 0 | 0 | 0 | 0 | 0 | 0 | 0 | 0 | 0 | 0 | 0 | 0 | 0 | 0 | 0 | 0 | 0 | 0 | 0 | 0 | 0 | 0 | 0 | 0 | 0 | 0 | 0 | 0
F3_Commercial_School_Existing_Food Preparation_Natural Gas_Steamer_E8 | F3 | Commercial | School | Existing | Food Preparation | Natural Gas | Steamer | E8 | PACT BC Ratio | 0 | 0 | 0 | 0 | 0 | 0 | 0 | 0 | 0 | 0 | 0 | 0 | 0 | 0 | 0 | 0 | 0 | 0 | 0 | 0 | 0 | 0 | 0 | 0 | 0 | 0 | 0 | 0 | 0 | 0 | 0 | 0 | 0
F3_Commercial_School_Existing_Food Preparation_Natural Gas_Steamer_E9 | F3 | Commercial | School | Existing | Food Preparation | Natural Gas | Steamer | E9 | PACT BC Ratio | 0 | 0 | 0 | 0 | 0 | 0 | 0 | 0 | 0 | 0 | 0 | 0 | 0 | 0 | 0 | 0 | 0 | 0 | 0 | 0 | 0 | 0 | 0 | 0 | 0 | 0 | 0 | 0 | 0 | 0 | 0 | 0 | 0
F3_Commercial_School_Existing_Food Preparation_Natural Gas_Steamer_E10 | F3 | Commercial | School | Existing | Food Preparation | Natural Gas | Steamer | E10 | PACT BC Ratio | 0 | 0 | 0 | 0 | 0 | 0 | 0 | 0 | 0 | 0 | 0 | 0 | 0 | 0 | 0 | 0 | 0 | 0 | 0 | 0 | 0 | 0 | 0 | 0 | 0 | 0 | 0 | 0 | 0 | 0 | 0 | 0 | 0
F4_Commercial_School_Existing_Food Preparation_Natural Gas_Steamer_E1 | F4 | Commercial | School | Existing | Food Preparation | Natural Gas | Steamer | E1 | RVT BC Ratio | 1 | 1 | 1 | 0 | 0 | 0 | 0 | 0 | 0 | 0 | 0 | 0 | 0 | 0 | 0 | 0 | 0 | 0 | 0 | 0 | 0 | 0 | 0 | 0 | 0 | 0 | 0 | 0 | 0 | 0 | 0 | 0 | 0
F4_Commercial_School_Existing_Food Preparation_Natural Gas_Steamer_E2 | F4 | Commercial | School | Existing | Food Preparation | Natural Gas | Steamer | E2 | RVT BC Ratio | 5.9186 | 5.9566 | 5.9998 | 1 | 1 | 1 | 1 | 1 | 1 | 1 | 1 | 1 | 1 | 1 | 1 | 1 | 1 | 1 | 1 | 1 | 1 | 1 | 1 | 1 | 1 | 1 | 1 | 1 | 1 | 1 | 1 | 1 | 1
F4_Commercial_School_Existing_Food Preparation_Natural Gas_Steamer_E3 | F4 | Commercial | School | Existing | Food Preparation | Natural Gas | Steamer | E3 | RVT BC Ratio | 0 | 0 | 0 | 0 | 0 | 0 | 0 | 0 | 0 | 0 | 0 | 0 | 0 | 0 | 0 | 0 | 0 | 0 | 0 | 0 | 0 | 0 | 0 | 0 | 0 | 0 | 0 | 0 | 0 | 0 | 0 | 0 | 0
F4_Commercial_School_Existing_Food Preparation_Natural Gas_Steamer_E4 | F4 | Commercial | School | Existing | Food Preparation | Natural Gas | Steamer | E4 | RVT BC Ratio | 0 | 0 | 0 | 0 | 0 | 0 | 0 | 0 | 0 | 0 | 0 | 0 | 0 | 0 | 0 | 0 | 0 | 0 | 0 | 0 | 0 | 0 | 0 | 0 | 0 | 0 | 0 | 0 | 0 | 0 | 0 | 0 | 0
F4_Commercial_School_Existing_Food Preparation_Natural Gas_Steamer_E5 | F4 | Commercial | School | Existing | Food Preparation | Natural Gas | Steamer | E5 | RVT BC Ratio | 0 | 0 | 0 | 0 | 0 | 0 | 0 | 0 | 0 | 0 | 0 | 0 | 0 | 0 | 0 | 0 | 0 | 0 | 0 | 0 | 0 | 0 | 0 | 0 | 0 | 0 | 0 | 0 | 0 | 0 | 0 | 0 | 0
F4_Commercial_School_Existing_Food Preparation_Natural Gas_Steamer_E6 | F4 | Commercial | School | Existing | Food Preparation | Natural Gas | Steamer | E6 | RVT BC Ratio | 0 | 0 | 0 | 0 | 0 | 0 | 0 | 0 | 0 | 0 | 0 | 0 | 0 | 0 | 0 | 0 | 0 | 0 | 0 | 0 | 0 | 0 | 0 | 0 | 0 | 0 | 0 | 0 | 0 | 0 | 0 | 0 | 0
F4_Commercial_School_Existing_Food Preparation_Natural Gas_Steamer_E7 | F4 | Commercial | School | Existing | Food Preparation | Natural Gas | Steamer | E7 | RVT BC Ratio | 0 | 0 | 0 | 0 | 0 | 0 | 0 | 0 | 0 | 0 | 0 | 0 | 0 | 0 | 0 | 0 | 0 | 0 | 0 | 0 | 0 | 0 | 0 | 0 | 0 | 0 | 0 | 0 | 0 | 0 | 0 | 0 | 0
F4_Commercial_School_Existing_Food Preparation_Natural Gas_Steamer_E8 | F4 | Commercial | School | Existing | Food Preparation | Natural Gas | Steamer | E8 | RVT BC Ratio | 0 | 0 | 0 | 0 | 0 | 0 | 0 | 0 | 0 | 0 | 0 | 0 | 0 | 0 | 0 | 0 | 0 | 0 | 0 | 0 | 0 | 0 | 0 | 0 | 0 | 0 | 0 | 0 | 0 | 0 | 0 | 0 | 0
F4_Commercial_School_Existing_Food Preparation_Natural Gas_Steamer_E9 | F4 | Commercial | School | Existing | Food Preparation | Natural Gas | Steamer | E9 | RVT BC Ratio | 0 | 0 | 0 | 0 | 0 | 0 | 0 | 0 | 0 | 0 | 0 | 0 | 0 | 0 | 0 | 0 | 0 | 0 | 0 | 0 | 0 | 0 | 0 | 0 | 0 | 0 | 0 | 0 | 0 | 0 | 0 | 0 | 0
F4_Commercial_School_Existing_Food Preparation_Natural Gas_Steamer_E10 | F4 | Commercial | School | Existing | Food Preparation | Natural Gas | Steamer | E10 | RVT BC Ratio | 0 | 0 | 0 | 0 | 0 | 0 | 0 | 0 | 0 | 0 | 0 | 0 | 0 | 0 | 0 | 0 | 0 | 0 | 0 | 0 | 0 | 0 | 0 | 0 | 0 | 0 | 0 | 0 | 0 | 0 | 0 | 0 | 0
F5_Commercial_School_Existing_Food Preparation_Natural Gas_Steamer_E1 | F5 | Commercial | School | Existing | Food Preparation | Natural Gas | Steamer | E1 | RIM BC Ratio | 1 | 1 | 1 | 0 | 0 | 0 | 0 | 0 | 0 | 0 | 0 | 0 | 0 | 0 | 0 | 0 | 0 | 0 | 0 | 0 | 0 | 0 | 0 | 0 | 0 | 0 | 0 | 0 | 0 | 0 | 0 | 0 | 0
F5_Commercial_School_Existing_Food Preparation_Natural Gas_Steamer_E2 | F5 | Commercial | School | Existing | Food Preparation | Natural Gas | Steamer | E2 | RIM BC Ratio | 0.7119 | 0.71266 | 0.71351 | 1 | 1 | 1 | 1 | 1 | 1 | 1 | 1 | 1 | 1 | 1 | 1 | 1 | 1 | 1 | 1 | 1 | 1 | 1 | 1 | 1 | 1 | 1 | 1 | 1 | 1 | 1 | 1 | 1 | 1
F5_Commercial_School_Existing_Food Preparation_Natural Gas_Steamer_E3 | F5 | Commercial | School | Existing | Food Preparation | Natural Gas | Steamer | E3 | RIM BC Ratio | 0 | 0 | 0 | 0 | 0 | 0 | 0 | 0 | 0 | 0 | 0 | 0 | 0 | 0 | 0 | 0 | 0 | 0 | 0 | 0 | 0 | 0 | 0 | 0 | 0 | 0 | 0 | 0 | 0 | 0 | 0 | 0 | 0
F5_Commercial_School_Existing_Food Preparation_Natural Gas_Steamer_E4 | F5 | Commercial | School | Existing | Food Preparation | Natural Gas | Steamer | E4 | RIM BC Ratio | 0 | 0 | 0 | 0 | 0 | 0 | 0 | 0 | 0 | 0 | 0 | 0 | 0 | 0 | 0 | 0 | 0 | 0 | 0 | 0 | 0 | 0 | 0 | 0 | 0 | 0 | 0 | 0 | 0 | 0 | 0 | 0 | 0
F5_Commercial_School_Existing_Food Preparation_Natural Gas_Steamer_E5 | F5 | Commercial | School | Existing | Food Preparation | Natural Gas | Steamer | E5 | RIM BC Ratio | 0 | 0 | 0 | 0 | 0 | 0 | 0 | 0 | 0 | 0 | 0 | 0 | 0 | 0 | 0 | 0 | 0 | 0 | 0 | 0 | 0 | 0 | 0 | 0 | 0 | 0 | 0 | 0 | 0 | 0 | 0 | 0 | 0
F5_Commercial_School_Existing_Food Preparation_Natural Gas_Steamer_E6 | F5 | Commercial | School | Existing | Food Preparation | Natural Gas | Steamer | E6 | RIM BC Ratio | 0 | 0 | 0 | 0 | 0 | 0 | 0 | 0 | 0 | 0 | 0 | 0 | 0 | 0 | 0 | 0 | 0 | 0 | 0 | 0 | 0 | 0 | 0 | 0 | 0 | 0 | 0 | 0 | 0 | 0 | 0 | 0 | 0
F5_Commercial_School_Existing_Food Preparation_Natural Gas_Steamer_E7 | F5 | Commercial | School | Existing | Food Preparation | Natural Gas | Steamer | E7 | RIM BC Ratio | 0 | 0 | 0 | 0 | 0 | 0 | 0 | 0 | 0 | 0 | 0 | 0 | 0 | 0 | 0 | 0 | 0 | 0 | 0 | 0 | 0 | 0 | 0 | 0 | 0 | 0 | 0 | 0 | 0 | 0 | 0 | 0 | 0
F5_Commercial_School_Existing_Food Preparation_Natural Gas_Steamer_E8 | F5 | Commercial | School | Existing | Food Preparation | Natural Gas | Steamer | E8 | RIM BC Ratio | 0 | 0 | 0 | 0 | 0 | 0 | 0 | 0 | 0 | 0 | 0 | 0 | 0 | 0 | 0 | 0 | 0 | 0 | 0 | 0 | 0 | 0 | 0 | 0 | 0 | 0 | 0 | 0 | 0 | 0 | 0 | 0 | 0
F5_Commercial_School_Existing_Food Preparation_Natural Gas_Steamer_E9 | F5 | Commercial | School | Existing | Food Preparation | Natural Gas | Steamer | E9 | RIM BC Ratio | 0 | 0 | 0 | 0 | 0 | 0 | 0 | 0 | 0 | 0 | 0 | 0 | 0 | 0 | 0 | 0 | 0 | 0 | 0 | 0 | 0 | 0 | 0 | 0 | 0 | 0 | 0 | 0 | 0 | 0 | 0 | 0 | 0
F5_Commercial_School_Existing_Food Preparation_Natural Gas_Steamer_E10 | F5 | Commercial | School | Existing | Food Preparation | Natural Gas | Steamer | E10 | RIM BC Ratio | 0 | 0 | 0 | 0 | 0 | 0 | 0 | 0 | 0 | 0 | 0 | 0 | 0 | 0 | 0 | 0 | 0 | 0 | 0 | 0 | 0 | 0 | 0 | 0 | 0 | 0 | 0 | 0 | 0 | 0 | 0 | 0 | 0
F0_Commercial_School_Existing_Food Preparation_Natural Gas_Food Prep Other_E0 | F0 | Commercial | School | Existing | Food Preparation | Natural Gas | Food Prep Other | E0 | Economic Unit | Standard | Standard | Standard | Standard | Standard | Standard | Standard | Standard | Standard | Standard | Standard | Standard | Standard | Standard | Standard | Standard | Standard | Standard | Standard | Standard | Standard | Standard | Standard | Standard | Standard | Standard | Standard | Standard | Standard | Standard | Standard | Standard | Standard
F1_Commercial_School_Existing_Food Preparation_Natural Gas_Food Prep Other_E1 | F1 | Commercial | School | Existing | Food Preparation | Natural Gas | Food Prep Other | E1 | CCE | 0 | 0 | 0 | 0 | 0 | 0 | 0 | 0 | 0 | 0 | 0 | 0 | 0 | 0 | 0 | 0 | 0 | 0 | 0 | 0 | 0 | 0 | 0 | 0 | 0 | 0 | 0 | 0 | 0 | 0 | 0 | 0 | 0
F1_Commercial_School_Existing_Food Preparation_Natural Gas_Food Prep Other_E2 | F1 | Commercial | School | Existing | Food Preparation | Natural Gas | Food Prep Other | E2 | CCE | #DIV/0! | #DIV/0! | #DIV/0! | #DIV/0! | #DIV/0! | #DIV/0! | #DIV/0! | #DIV/0! | #DIV/0! | #DIV/0! | #DIV/0! | #DIV/0! | #DIV/0! | #DIV/0! | #DIV/0! | #DIV/0! | #DIV/0! | #DIV/0! | #DIV/0! | #DIV/0! | #DIV/0! | #DIV/0! | #DIV/0! | #DIV/0! | #DIV/0! | #DIV/0! | #DIV/0! | #DIV/0! | #DIV/0! | #DIV/0! | #DIV/0! | #DIV/0! | #DIV/0!
F1_Commercial_School_Existing_Food Preparation_Natural Gas_Food Prep Other_E3 | F1 | Commercial | School | Existing | Food Preparation | Natural Gas | Food Prep Other | E3 | CCE | 0 | 0 | 0 | 0 | 0 | 0 | 0 | 0 | 0 | 0 | 0 | 0 | 0 | 0 | 0 | 0 | 0 | 0 | 0 | 0 | 0 | 0 | 0 | 0 | 0 | 0 | 0 | 0 | 0 | 0 | 0 | 0 | 0
F1_Commercial_School_Existing_Food Preparation_Natural Gas_Food Prep Other_E4 | F1 | Commercial | School | Existing | Food Preparation | Natural Gas | Food Prep Other | E4 | CCE | 0 | 0 | 0 | 0 | 0 | 0 | 0 | 0 | 0 | 0 | 0 | 0 | 0 | 0 | 0 | 0 | 0 | 0 | 0 | 0 | 0 | 0 | 0 | 0 | 0 | 0 | 0 | 0 | 0 | 0 | 0 | 0 | 0
F1_Commercial_School_Existing_Food Preparation_Natural Gas_Food Prep Other_E5 | F1 | Commercial | School | Existing | Food Preparation | Natural Gas | Food Prep Other | E5 | CCE | 0 | 0 | 0 | 0 | 0 | 0 | 0 | 0 | 0 | 0 | 0 | 0 | 0 | 0 | 0 | 0 | 0 | 0 | 0 | 0 | 0 | 0 | 0 | 0 | 0 | 0 | 0 | 0 | 0 | 0 | 0 | 0 | 0
F1_Commercial_School_Existing_Food Preparation_Natural Gas_Food Prep Other_E6 | F1 | Commercial | School | Existing | Food Preparation | Natural Gas | Food Prep Other | E6 | CCE | 0 | 0 | 0 | 0 | 0 | 0 | 0 | 0 | 0 | 0 | 0 | 0 | 0 | 0 | 0 | 0 | 0 | 0 | 0 | 0 | 0 | 0 | 0 | 0 | 0 | 0 | 0 | 0 | 0 | 0 | 0 | 0 | 0
F1_Commercial_School_Existing_Food Preparation_Natural Gas_Food Prep Other_E7 | F1 | Commercial | School | Existing | Food Preparation | Natural Gas | Food Prep Other | E7 | CCE | 0 | 0 | 0 | 0 | 0 | 0 | 0 | 0 | 0 | 0 | 0 | 0 | 0 | 0 | 0 | 0 | 0 | 0 | 0 | 0 | 0 | 0 | 0 | 0 | 0 | 0 | 0 | 0 | 0 | 0 | 0 | 0 | 0
F1_Commercial_School_Existing_Food Preparation_Natural Gas_Food Prep Other_E8 | F1 | Commercial | School | Existing | Food Preparation | Natural Gas | Food Prep Other | E8 | CCE | 0 | 0 | 0 | 0 | 0 | 0 | 0 | 0 | 0 | 0 | 0 | 0 | 0 | 0 | 0 | 0 | 0 | 0 | 0 | 0 | 0 | 0 | 0 | 0 | 0 | 0 | 0 | 0 | 0 | 0 | 0 | 0 | 0
F1_Commercial_School_Existing_Food Preparation_Natural Gas_Food Prep Other_E9 | F1 | Commercial | School | Existing | Food Preparation | Natural Gas | Food Prep Other | E9 | CCE | 0 | 0 | 0 | 0 | 0 | 0 | 0 | 0 | 0 | 0 | 0 | 0 | 0 | 0 | 0 | 0 | 0 | 0 | 0 | 0 | 0 | 0 | 0 | 0 | 0 | 0 | 0 | 0 | 0 | 0 | 0 | 0 | 0
F1_Commercial_School_Existing_Food Preparation_Natural Gas_Food Prep Other_E10 | F1 | Commercial | School | Existing | Food Preparation | Natural Gas | Food Prep Other | E10 | CCE | 0 | 0 | 0 | 0 | 0 | 0 | 0 | 0 | 0 | 0 | 0 | 0 | 0 | 0 | 0 | 0 | 0 | 0 | 0 | 0 | 0 | 0 | 0 | 0 | 0 | 0 | 0 | 0 | 0 | 0 | 0 | 0 | 0
F2_Commercial_School_Existing_Food Preparation_Natural Gas_Food Prep Other_E1 | F2 | Commercial | School | Existing | Food Preparation | Natural Gas | Food Prep Other | E1 | TRC BC Ratio | bar: 2019 to 2051
F2_Commercial_School_Existing_Food Preparation_Natural Gas_Food Prep Other_E2 | F2 | Commercial | School | Existing | Food Preparation | Natural Gas | Food Prep Other | E2 | TRC BC Ratio | 0 | 0 | 0 | 0 | 0 | 0 | 0 | 0 | 0 | 0 | 0 | 0 | 0 | 0 | 0 | 0 | 0 | 0 | 0 | 0 | 0 | 0 | 0 | 0 | 0 | 0 | 0 | 0 | 0 | 0 | 0 | 0 | 0
F2_Commercial_School_Existing_Food Preparation_Natural Gas_Food Prep Other_E3 | F2 | Commercial | School | Existing | Food Preparation | Natural Gas | Food Prep Other | E3 | TRC BC Ratio | 0 | 0 | 0 | 0 | 0 | 0 | 0 | 0 | 0 | 0 | 0 | 0 | 0 | 0 | 0 | 0 | 0 | 0 | 0 | 0 | 0 | 0 | 0 | 0 | 0 | 0 | 0 | 0 | 0 | 0 | 0 | 0 | 0
F2_Commercial_School_Existing_Food Preparation_Natural Gas_Food Prep Other_E4 | F2 | Commercial | School | Existing | Food Preparation | Natural Gas | Food Prep Other | E4 | TRC BC Ratio | 0 | 0 | 0 | 0 | 0 | 0 | 0 | 0 | 0 | 0 | 0 | 0 | 0 | 0 | 0 | 0 | 0 | 0 | 0 | 0 | 0 | 0 | 0 | 0 | 0 | 0 | 0 | 0 | 0 | 0 | 0 | 0 | 0
F2_Commercial_School_Existing_Food Preparation_Natural Gas_Food Prep Other_E5 | F2 | Commercial | School | Existing | Food Preparation | Natural Gas | Food Prep Other | E5 | TRC BC Ratio | 0 | 0 | 0 | 0 | 0 | 0 | 0 | 0 | 0 | 0 | 0 | 0 | 0 | 0 | 0 | 0 | 0 | 0 | 0 | 0 | 0 | 0 | 0 | 0 | 0 | 0 | 0 | 0 | 0 | 0 | 0 | 0 | 0
F2_Commercial_School_Existing_Food Preparation_Natural Gas_Food Prep Other_E6 | F2 | Commercial | School | Existing | Food Preparation | Natural Gas | Food Prep Other | E6 | TRC BC Ratio | 0 | 0 | 0 | 0 | 0 | 0 | 0 | 0 | 0 | 0 | 0 | 0 | 0 | 0 | 0 | 0 | 0 | 0 | 0 | 0 | 0 | 0 | 0 | 0 | 0 | 0 | 0 | 0 | 0 | 0 | 0 | 0 | 0
F2_Commercial_School_Existing_Food Preparation_Natural Gas_Food Prep Other_E7 | F2 | Commercial | School | Existing | Food Preparation | Natural Gas | Food Prep Other | E7 | TRC BC Ratio | 0 | 0 | 0 | 0 | 0 | 0 | 0 | 0 | 0 | 0 | 0 | 0 | 0 | 0 | 0 | 0 | 0 | 0 | 0 | 0 | 0 | 0 | 0 | 0 | 0 | 0 | 0 | 0 | 0 | 0 | 0 | 0 | 0
F2_Commercial_School_Existing_Food Preparation_Natural Gas_Food Prep Other_E8 | F2 | Commercial | School | Existing | Food Preparation | Natural Gas | Food Prep Other | E8 | TRC BC Ratio | 0 | 0 | 0 | 0 | 0 | 0 | 0 | 0 | 0 | 0 | 0 | 0 | 0 | 0 | 0 | 0 | 0 | 0 | 0 | 0 | 0 | 0 | 0 | 0 | 0 | 0 | 0 | 0 | 0 | 0 | 0 | 0 | 0
F2_Commercial_School_Existing_Food Preparation_Natural Gas_Food Prep Other_E9 | F2 | Commercial | School | Existing | Food Preparation | Natural Gas | Food Prep Other | E9 | TRC BC Ratio | 0 | 0 | 0 | 0 | 0 | 0 | 0 | 0 | 0 | 0 | 0 | 0 | 0 | 0 | 0 | 0 | 0 | 0 | 0 | 0 | 0 | 0 | 0 | 0 | 0 | 0 | 0 | 0 | 0 | 0 | 0 | 0 | 0
F2_Commercial_School_Existing_Food Preparation_Natural Gas_Food Prep Other_E10 | F2 | Commercial | School | Existing | Food Preparation | Natural Gas | Food Prep Other | E10 | TRC BC Ratio | 0 | 0 | 0 | 0 | 0 | 0 | 0 | 0 | 0 | 0 | 0 | 0 | 0 | 0 | 0 | 0 | 0 | 0 | 0 | 0 | 0 | 0 | 0 | 0 | 0 | 0 | 0 | 0 | 0 | 0 | 0 | 0 | 0
F3_Commercial_School_Existing_Food Preparation_Natural Gas_Food Prep Other_E1 | F3 | Commercial | School | Existing | Food Preparation | Natural Gas | Food Prep Other | E1 | PACT BC Ratio | bar: 2019 to 2051
F3_Commercial_School_Existing_Food Preparation_Natural Gas_Food Prep Other_E2 | F3 | Commercial | School | Existing | Food Preparation | Natural Gas | Food Prep Other | E2 | PACT BC Ratio | 0 | 0 | 0 | 0 | 0 | 0 | 0 | 0 | 0 | 0 | 0 | 0 | 0 | 0 | 0 | 0 | 0 | 0 | 0 | 0 | 0 | 0 | 0 | 0 | 0 | 0 | 0 | 0 | 0 | 0 | 0 | 0 | 0
F3_Commercial_School_Existing_Food Preparation_Natural Gas_Food Prep Other_E3 | F3 | Commercial | School | Existing | Food Preparation | Natural Gas | Food Prep Other | E3 | PACT BC Ratio | 0 | 0 | 0 | 0 | 0 | 0 | 0 | 0 | 0 | 0 | 0 | 0 | 0 | 0 | 0 | 0 | 0 | 0 | 0 | 0 | 0 | 0 | 0 | 0 | 0 | 0 | 0 | 0 | 0 | 0 | 0 | 0 | 0
F3_Commercial_School_Existing_Food Preparation_Natural Gas_Food Prep Other_E4 | F3 | Commercial | School | Existing | Food Preparation | Natural Gas | Food Prep Other | E4 | PACT BC Ratio | 0 | 0 | 0 | 0 | 0 | 0 | 0 | 0 | 0 | 0 | 0 | 0 | 0 | 0 | 0 | 0 | 0 | 0 | 0 | 0 | 0 | 0 | 0 | 0 | 0 | 0 | 0 | 0 | 0 | 0 | 0 | 0 | 0
F3_Commercial_School_Existing_Food Preparation_Natural Gas_Food Prep Other_E5 | F3 | Commercial | School | Existing | Food Preparation | Natural Gas | Food Prep Other | E5 | PACT BC Ratio | 0 | 0 | 0 | 0 | 0 | 0 | 0 | 0 | 0 | 0 | 0 | 0 | 0 | 0 | 0 | 0 | 0 | 0 | 0 | 0 | 0 | 0 | 0 | 0 | 0 | 0 | 0 | 0 | 0 | 0 | 0 | 0 | 0
F3_Commercial_School_Existing_Food Preparation_Natural Gas_Food Prep Other_E6 | F3 | Commercial | School | Existing | Food Preparation | Natural Gas | Food Prep Other | E6 | PACT BC Ratio | 0 | 0 | 0 | 0 | 0 | 0 | 0 | 0 | 0 | 0 | 0 | 0 | 0 | 0 | 0 | 0 | 0 | 0 | 0 | 0 | 0 | 0 | 0 | 0 | 0 | 0 | 0 | 0 | 0 | 0 | 0 | 0 | 0
F3_Commercial_School_Existing_Food Preparation_Natural Gas_Food Prep Other_E7 | F3 | Commercial | School | Existing | Food Preparation | Natural Gas | Food Prep Other | E7 | PACT BC Ratio | 0 | 0 | 0 | 0 | 0 | 0 | 0 | 0 | 0 | 0 | 0 | 0 | 0 | 0 | 0 | 0 | 0 | 0 | 0 | 0 | 0 | 0 | 0 | 0 | 0 | 0 | 0 | 0 | 0 | 0 | 0 | 0 | 0
F3_Commercial_School_Existing_Food Preparation_Natural Gas_Food Prep Other_E8 | F3 | Commercial | School | Existing | Food Preparation | Natural Gas | Food Prep Other | E8 | PACT BC Ratio | 0 | 0 | 0 | 0 | 0 | 0 | 0 | 0 | 0 | 0 | 0 | 0 | 0 | 0 | 0 | 0 | 0 | 0 | 0 | 0 | 0 | 0 | 0 | 0 | 0 | 0 | 0 | 0 | 0 | 0 | 0 | 0 | 0
F3_Commercial_School_Existing_Food Preparation_Natural Gas_Food Prep Other_E9 | F3 | Commercial | School | Existing | Food Preparation | Natural Gas | Food Prep Other | E9 | PACT BC Ratio | 0 | 0 | 0 | 0 | 0 | 0 | 0 | 0 | 0 | 0 | 0 | 0 | 0 | 0 | 0 | 0 | 0 | 0 | 0 | 0 | 0 | 0 | 0 | 0 | 0 | 0 | 0 | 0 | 0 | 0 | 0 | 0 | 0
F3_Commercial_School_Existing_Food Preparation_Natural Gas_Food Prep Other_E10 | F3 | Commercial | School | Existing | Food Preparation | Natural Gas | Food Prep Other | E10 | PACT BC Ratio | 0 | 0 | 0 | 0 | 0 | 0 | 0 | 0 | 0 | 0 | 0 | 0 | 0 | 0 | 0 | 0 | 0 | 0 | 0 | 0 | 0 | 0 | 0 | 0 | 0 | 0 | 0 | 0 | 0 | 0 | 0 | 0 | 0
F4_Commercial_School_Existing_Food Preparation_Natural Gas_Food Prep Other_E1 | F4 | Commercial | School | Existing | Food Preparation | Natural Gas | Food Prep Other | E1 | RVT BC Ratio | bar: 2019 to 2051
F4_Commercial_School_Existing_Food Preparation_Natural Gas_Food Prep Other_E2 | F4 | Commercial | School | Existing | Food Preparation | Natural Gas | Food Prep Other | E2 | RVT BC Ratio | 0.7 | 0.7 | 0.7 | 0.7 | 0.7 | 0.7 | 0.7 | 0.7 | 0.7 | 0.7 | 0.7 | 0.7 | 0.7 | 0.7 | 0.7 | 0.7 | 0.7 | 0.7 | 0.7 | 0.7 | 0.7 | 0.7 | 0.7 | 0.7 | 0.7 | 0.7 | 0.7 | 0.7 | 0.7 | 0.7 | 0.7 | 0.7 | 0.7
F4_Commercial_School_Existing_Food Preparation_Natural Gas_Food Prep Other_E3 | F4 | Commercial | School | Existing | Food Preparation | Natural Gas | Food Prep Other | E3 | RVT BC Ratio | 0 | 0 | 0 | 0 | 0 | 0 | 0 | 0 | 0 | 0 | 0 | 0 | 0 | 0 | 0 | 0 | 0 | 0 | 0 | 0 | 0 | 0 | 0 | 0 | 0 | 0 | 0 | 0 | 0 | 0 | 0 | 0 | 0
F4_Commercial_School_Existing_Food Preparation_Natural Gas_Food Prep Other_E4 | F4 | Commercial | School | Existing | Food Preparation | Natural Gas | Food Prep Other | E4 | RVT BC Ratio | 0 | 0 | 0 | 0 | 0 | 0 | 0 | 0 | 0 | 0 | 0 | 0 | 0 | 0 | 0 | 0 | 0 | 0 | 0 | 0 | 0 | 0 | 0 | 0 | 0 | 0 | 0 | 0 | 0 | 0 | 0 | 0 | 0
F4_Commercial_School_Existing_Food Preparation_Natural Gas_Food Prep Other_E5 | F4 | Commercial | School | Existing | Food Preparation | Natural Gas | Food Prep Other | E5 | RVT BC Ratio | 0 | 0 | 0 | 0 | 0 | 0 | 0 | 0 | 0 | 0 | 0 | 0 | 0 | 0 | 0 | 0 | 0 | 0 | 0 | 0 | 0 | 0 | 0 | 0 | 0 | 0 | 0 | 0 | 0 | 0 | 0 | 0 | 0
F4_Commercial_School_Existing_Food Preparation_Natural Gas_Food Prep Other_E6 | F4 | Commercial | School | Existing | Food Preparation | Natural Gas | Food Prep Other | E6 | RVT BC Ratio | 0 | 0 | 0 | 0 | 0 | 0 | 0 | 0 | 0 | 0 | 0 | 0 | 0 | 0 | 0 | 0 | 0 | 0 | 0 | 0 | 0 | 0 | 0 | 0 | 0 | 0 | 0 | 0 | 0 | 0 | 0 | 0 | 0
F4_Commercial_School_Existing_Food Preparation_Natural Gas_Food Prep Other_E7 | F4 | Commercial | School | Existing | Food Preparation | Natural Gas | Food Prep Other | E7 | RVT BC Ratio | 0 | 0 | 0 | 0 | 0 | 0 | 0 | 0 | 0 | 0 | 0 | 0 | 0 | 0 | 0 | 0 | 0 | 0 | 0 | 0 | 0 | 0 | 0 | 0 | 0 | 0 | 0 | 0 | 0 | 0 | 0 | 0 | 0
F4_Commercial_School_Existing_Food Preparation_Natural Gas_Food Prep Other_E8 | F4 | Commercial | School | Existing | Food Preparation | Natural Gas | Food Prep Other | E8 | RVT BC Ratio | 0 | 0 | 0 | 0 | 0 | 0 | 0 | 0 | 0 | 0 | 0 | 0 | 0 | 0 | 0 | 0 | 0 | 0 | 0 | 0 | 0 | 0 | 0 | 0 | 0 | 0 | 0 | 0 | 0 | 0 | 0 | 0 | 0
F4_Commercial_School_Existing_Food Preparation_Natural Gas_Food Prep Other_E9 | F4 | Commercial | School | Existing | Food Preparation | Natural Gas | Food Prep Other | E9 | RVT BC Ratio | 0 | 0 | 0 | 0 | 0 | 0 | 0 | 0 | 0 | 0 | 0 | 0 | 0 | 0 | 0 | 0 | 0 | 0 | 0 | 0 | 0 | 0 | 0 | 0 | 0 | 0 | 0 | 0 | 0 | 0 | 0 | 0 | 0
F4_Commercial_School_Existing_Food Preparation_Natural Gas_Food Prep Other_E10 | F4 | Commercial | School | Existing | Food Preparation | Natural Gas | Food Prep Other | E10 | RVT BC Ratio | 0 | 0 | 0 | 0 | 0 | 0 | 0 | 0 | 0 | 0 | 0 | 0 | 0 | 0 | 0 | 0 | 0 | 0 | 0 | 0 | 0 | 0 | 0 | 0 | 0 | 0 | 0 | 0 | 0 | 0 | 0 | 0 | 0
F5_Commercial_School_Existing_Food Preparation_Natural Gas_Food Prep Other_E1 | F5 | Commercial | School | Existing | Food Preparation | Natural Gas | Food Prep Other | E1 | RIM BC Ratio | bar: 2019 to 2051
F5_Commercial_School_Existing_Food Preparation_Natural Gas_Food Prep Other_E2 | F5 | Commercial | School | Existing | Food Preparation | Natural Gas | Food Prep Other | E2 | RIM BC Ratio | 0 | 0 | 0 | 0 | 0 | 0 | 0 | 0 | 0 | 0 | 0 | 0 | 0 | 0 | 0 | 0 | 0 | 0 | 0 | 0 | 0 | 0 | 0 | 0 | 0 | 0 | 0 | 0 | 0 | 0 | 0 | 0 | 0
F5_Commercial_School_Existing_Food Preparation_Natural Gas_Food Prep Other_E3 | F5 | Commercial | School | Existing | Food Preparation | Natural Gas | Food Prep Other | E3 | RIM BC Ratio | 0 | 0 | 0 | 0 | 0 | 0 | 0 | 0 | 0 | 0 | 0 | 0 | 0 | 0 | 0 | 0 | 0 | 0 | 0 | 0 | 0 | 0 | 0 | 0 | 0 | 0 | 0 | 0 | 0 | 0 | 0 | 0 | 0
F5_Commercial_School_Existing_Food Preparation_Natural Gas_Food Prep Other_E4 | F5 | Commercial | School | Existing | Food Preparation | Natural Gas | Food Prep Other | E4 | RIM BC Ratio | 0 | 0 | 0 | 0 | 0 | 0 | 0 | 0 | 0 | 0 | 0 | 0 | 0 | 0 | 0 | 0 | 0 | 0 | 0 | 0 | 0 | 0 | 0 | 0 | 0 | 0 | 0 | 0 | 0 | 0 | 0 | 0 | 0
F5_Commercial_School_Existing_Food Preparation_Natural Gas_Food Prep Other_E5 | F5 | Commercial | School | Existing | Food Preparation | Natural Gas | Food Prep Other | E5 | RIM BC Ratio | 0 | 0 | 0 | 0 | 0 | 0 | 0 | 0 | 0 | 0 | 0 | 0 | 0 | 0 | 0 | 0 | 0 | 0 | 0 | 0 | 0 | 0 | 0 | 0 | 0 | 0 | 0 | 0 | 0 | 0 | 0 | 0 | 0
F5_Commercial_School_Existing_Food Preparation_Natural Gas_Food Prep Other_E6 | F5 | Commercial | School | Existing | Food Preparation | Natural Gas | Food Prep Other | E6 | RIM BC Ratio | 0 | 0 | 0 | 0 | 0 | 0 | 0 | 0 | 0 | 0 | 0 | 0 | 0 | 0 | 0 | 0 | 0 | 0 | 0 | 0 | 0 | 0 | 0 | 0 | 0 | 0 | 0 | 0 | 0 | 0 | 0 | 0 | 0
F5_Commercial_School_Existing_Food Preparation_Natural Gas_Food Prep Other_E7 | F5 | Commercial | School | Existing | Food Preparation | Natural Gas | Food Prep Other | E7 | RIM BC Ratio | 0 | 0 | 0 | 0 | 0 | 0 | 0 | 0 | 0 | 0 | 0 | 0 | 0 | 0 | 0 | 0 | 0 | 0 | 0 | 0 | 0 | 0 | 0 | 0 | 0 | 0 | 0 | 0 | 0 | 0 | 0 | 0 | 0
F5_Commercial_School_Existing_Food Preparation_Natural Gas_Food Prep Other_E8 | F5 | Commercial | School | Existing | Food Preparation | Natural Gas | Food Prep Other | E8 | RIM BC Ratio | 0 | 0 | 0 | 0 | 0 | 0 | 0 | 0 | 0 | 0 | 0 | 0 | 0 | 0 | 0 | 0 | 0 | 0 | 0 | 0 | 0 | 0 | 0 | 0 | 0 | 0 | 0 | 0 | 0 | 0 | 0 | 0 | 0
F5_Commercial_School_Existing_Food Preparation_Natural Gas_Food Prep Other_E9 | F5 | Commercial | School | Existing | Food Preparation | Natural Gas | Food Prep Other | E9 | RIM BC Ratio | 0 | 0 | 0 | 0 | 0 | 0 | 0 | 0 | 0 | 0 | 0 | 0 | 0 | 0 | 0 | 0 | 0 | 0 | 0 | 0 | 0 | 0 | 0 | 0 | 0 | 0 | 0 | 0 | 0 | 0 | 0 | 0 | 0
F5_Commercial_School_Existing_Food Preparation_Natural Gas_Food Prep Other_E10 | F5 | Commercial | School | Existing | Food Preparation | Natural Gas | Food Prep Other | E10 | RIM BC Ratio | 0 | 0 | 0 | 0 | 0 | 0 | 0 | 0 | 0 | 0 | 0 | 0 | 0 | 0 | 0 | 0 | 0 | 0 | 0 | 0 | 0 | 0 | 0 | 0 | 0 | 0 | 0 | 0 | 0 | 0 | 0 | 0 | 0
F0_Commercial_School_Existing_Miscellaneous_Natural Gas_Pool Heater_E0 | F0 | Commercial | School | Existing | Miscellaneous | Natural Gas | Pool Heater | E0 | Economic Unit | Standard (EF .78) | Standard (EF .78) | Standard (EF .78) | Standard (EF .78) | Standard (EF .78) | Standard (EF .78) | Standard (EF .78) | Standard (EF .78) | Standard (EF .78) | Standard (EF .78) | Standard (EF .78) | Standard (EF .78) | Standard (EF .78) | Standard (EF .78) | Standard (EF .78) | Standard (EF .78) | Standard (EF .78) | Standard (EF .78) | Standard (EF .78) | Standard (EF .78) | Standard (EF .78) | Standard (EF .78) | Standard (EF .78) | Standard (EF .78) | Standard (EF .78) | Standard (EF .78) | Standard (EF .78) | Standard (EF .78) | Standard (EF .78) | Standard (EF .78) | Standard (EF .78) | Standard (EF .78) | Standard (EF .78)
F1_Commercial_School_Existing_Miscellaneous_Natural Gas_Pool Heater_E1 | F1 | Commercial | School | Existing | Miscellaneous | Natural Gas | Pool Heater | E1 | CCE | 0 | 0 | 0 | 0 | 0 | 0 | 0 | 0 | 0 | 0 | 0 | 0 | 0 | 0 | 0 | 0 | 0 | 0 | 0 | 0 | 0 | 0 | 0 | 0 | 0 | 0 | 0 | 0 | 0 | 0 | 0 | 0 | 0
F1_Commercial_School_Existing_Miscellaneous_Natural Gas_Pool Heater_E2 | F1 | Commercial | School | Existing | Miscellaneous | Natural Gas | Pool Heater | E2 | CCE | 1.2838 | 1.2838 | 1.2838 | 1.2838 | 1.2838 | 1.2838 | 1.2838 | 1.2838 | 1.2838 | 1.2838 | 1.2838 | 1.2838 | 1.2838 | 1.2838 | 1.2838 | 1.2838 | 1.2838 | 1.2838 | 1.2838 | 1.2838 | 1.2838 | 1.2838 | 1.2838 | 1.2838 | 1.2838 | 1.2838 | 1.2838 | 1.2838 | 1.2838 | 1.2838 | 1.2838 | 1.2838 | 1.2838
F1_Commercial_School_Existing_Miscellaneous_Natural Gas_Pool Heater_E3 | F1 | Commercial | School | Existing | Miscellaneous | Natural Gas | Pool Heater | E3 | CCE | 0 | 0 | 0 | 0 | 0 | 0 | 0 | 0 | 0 | 0 | 0 | 0 | 0 | 0 | 0 | 0 | 0 | 0 | 0 | 0 | 0 | 0 | 0 | 0 | 0 | 0 | 0 | 0 | 0 | 0 | 0 | 0 | 0
F1_Commercial_School_Existing_Miscellaneous_Natural Gas_Pool Heater_E4 | F1 | Commercial | School | Existing | Miscellaneous | Natural Gas | Pool Heater | E4 | CCE | 0 | 0 | 0 | 0 | 0 | 0 | 0 | 0 | 0 | 0 | 0 | 0 | 0 | 0 | 0 | 0 | 0 | 0 | 0 | 0 | 0 | 0 | 0 | 0 | 0 | 0 | 0 | 0 | 0 | 0 | 0 | 0 | 0
F1_Commercial_School_Existing_Miscellaneous_Natural Gas_Pool Heater_E5 | F1 | Commercial | School | Existing | Miscellaneous | Natural Gas | Pool Heater | E5 | CCE | 0 | 0 | 0 | 0 | 0 | 0 | 0 | 0 | 0 | 0 | 0 | 0 | 0 | 0 | 0 | 0 | 0 | 0 | 0 | 0 | 0 | 0 | 0 | 0 | 0 | 0 | 0 | 0 | 0 | 0 | 0 | 0 | 0
F1_Commercial_School_Existing_Miscellaneous_Natural Gas_Pool Heater_E6 | F1 | Commercial | School | Existing | Miscellaneous | Natural Gas | Pool Heater | E6 | CCE | 0 | 0 | 0 | 0 | 0 | 0 | 0 | 0 | 0 | 0 | 0 | 0 | 0 | 0 | 0 | 0 | 0 | 0 | 0 | 0 | 0 | 0 | 0 | 0 | 0 | 0 | 0 | 0 | 0 | 0 | 0 | 0 | 0
F1_Commercial_School_Existing_Miscellaneous_Natural Gas_Pool Heater_E7 | F1 | Commercial | School | Existing | Miscellaneous | Natural Gas | Pool Heater | E7 | CCE | 0 | 0 | 0 | 0 | 0 | 0 | 0 | 0 | 0 | 0 | 0 | 0 | 0 | 0 | 0 | 0 | 0 | 0 | 0 | 0 | 0 | 0 | 0 | 0 | 0 | 0 | 0 | 0 | 0 | 0 | 0 | 0 | 0
F1_Commercial_School_Existing_Miscellaneous_Natural Gas_Pool Heater_E8 | F1 | Commercial | School | Existing | Miscellaneous | Natural Gas | Pool Heater | E8 | CCE | 0 | 0 | 0 | 0 | 0 | 0 | 0 | 0 | 0 | 0 | 0 | 0 | 0 | 0 | 0 | 0 | 0 | 0 | 0 | 0 | 0 | 0 | 0 | 0 | 0 | 0 | 0 | 0 | 0 | 0 | 0 | 0 | 0
F1_Commercial_School_Existing_Miscellaneous_Natural Gas_Pool Heater_E9 | F1 | Commercial | School | Existing | Miscellaneous | Natural Gas | Pool Heater | E9 | CCE | 0 | 0 | 0 | 0 | 0 | 0 | 0 | 0 | 0 | 0 | 0 | 0 | 0 | 0 | 0 | 0 | 0 | 0 | 0 | 0 | 0 | 0 | 0 | 0 | 0 | 0 | 0 | 0 | 0 | 0 | 0 | 0 | 0
F1_Commercial_School_Existing_Miscellaneous_Natural Gas_Pool Heater_E10 | F1 | Commercial | School | Existing | Miscellaneous | Natural Gas | Pool Heater | E10 | CCE | 0 | 0 | 0 | 0 | 0 | 0 | 0 | 0 | 0 | 0 | 0 | 0 | 0 | 0 | 0 | 0 | 0 | 0 | 0 | 0 | 0 | 0 | 0 | 0 | 0 | 0 | 0 | 0 | 0 | 0 | 0 | 0 | 0
F2_Commercial_School_Existing_Miscellaneous_Natural Gas_Pool Heater_E1 | F2 | Commercial | School | Existing | Miscellaneous | Natural Gas | Pool Heater | E1 | TRC BC Ratio | bar: 2019 to 2051
F2_Commercial_School_Existing_Miscellaneous_Natural Gas_Pool Heater_E2 | F2 | Commercial | School | Existing | Miscellaneous | Natural Gas | Pool Heater | E2 | TRC BC Ratio | 0 | 0 | 0 | 0 | 0 | 0 | 0 | 0 | 0 | 0 | 0 | 0 | 0 | 0 | 0 | 0 | 0 | 0 | 0 | 0 | 0 | 0 | 0 | 0 | 0 | 0 | 0 | 0 | 0 | 0 | 0 | 0 | 0
F2_Commercial_School_Existing_Miscellaneous_Natural Gas_Pool Heater_E3 | F2 | Commercial | School | Existing | Miscellaneous | Natural Gas | Pool Heater | E3 | TRC BC Ratio | 0 | 0 | 0 | 0 | 0 | 0 | 0 | 0 | 0 | 0 | 0 | 0 | 0 | 0 | 0 | 0 | 0 | 0 | 0 | 0 | 0 | 0 | 0 | 0 | 0 | 0 | 0 | 0 | 0 | 0 | 0 | 0 | 0
F2_Commercial_School_Existing_Miscellaneous_Natural Gas_Pool Heater_E4 | F2 | Commercial | School | Existing | Miscellaneous | Natural Gas | Pool Heater | E4 | TRC BC Ratio | 0 | 0 | 0 | 0 | 0 | 0 | 0 | 0 | 0 | 0 | 0 | 0 | 0 | 0 | 0 | 0 | 0 | 0 | 0 | 0 | 0 | 0 | 0 | 0 | 0 | 0 | 0 | 0 | 0 | 0 | 0 | 0 | 0
F2_Commercial_School_Existing_Miscellaneous_Natural Gas_Pool Heater_E5 | F2 | Commercial | School | Existing | Miscellaneous | Natural Gas | Pool Heater | E5 | TRC BC Ratio | 0 | 0 | 0 | 0 | 0 | 0 | 0 | 0 | 0 | 0 | 0 | 0 | 0 | 0 | 0 | 0 | 0 | 0 | 0 | 0 | 0 | 0 | 0 | 0 | 0 | 0 | 0 | 0 | 0 | 0 | 0 | 0 | 0
F2_Commercial_School_Existing_Miscellaneous_Natural Gas_Pool Heater_E6 | F2 | Commercial | School | Existing | Miscellaneous | Natural Gas | Pool Heater | E6 | TRC BC Ratio | 0 | 0 | 0 | 0 | 0 | 0 | 0 | 0 | 0 | 0 | 0 | 0 | 0 | 0 | 0 | 0 | 0 | 0 | 0 | 0 | 0 | 0 | 0 | 0 | 0 | 0 | 0 | 0 | 0 | 0 | 0 | 0 | 0
F2_Commercial_School_Existing_Miscellaneous_Natural Gas_Pool Heater_E7 | F2 | Commercial | School | Existing | Miscellaneous | Natural Gas | Pool Heater | E7 | TRC BC Ratio | 0 | 0 | 0 | 0 | 0 | 0 | 0 | 0 | 0 | 0 | 0 | 0 | 0 | 0 | 0 | 0 | 0 | 0 | 0 | 0 | 0 | 0 | 0 | 0 | 0 | 0 | 0 | 0 | 0 | 0 | 0 | 0 | 0
F2_Commercial_School_Existing_Miscellaneous_Natural Gas_Pool Heater_E8 | F2 | Commercial | School | Existing | Miscellaneous | Natural Gas | Pool Heater | E8 | TRC BC Ratio | 0 | 0 | 0 | 0 | 0 | 0 | 0 | 0 | 0 | 0 | 0 | 0 | 0 | 0 | 0 | 0 | 0 | 0 | 0 | 0 | 0 | 0 | 0 | 0 | 0 | 0 | 0 | 0 | 0 | 0 | 0 | 0 | 0
F2_Commercial_School_Existing_Miscellaneous_Natural Gas_Pool Heater_E9 | F2 | Commercial | School | Existing | Miscellaneous | Natural Gas | Pool Heater | E9 | TRC BC Ratio | 0 | 0 | 0 | 0 | 0 | 0 | 0 | 0 | 0 | 0 | 0 | 0 | 0 | 0 | 0 | 0 | 0 | 0 | 0 | 0 | 0 | 0 | 0 | 0 | 0 | 0 | 0 | 0 | 0 | 0 | 0 | 0 | 0
F2_Commercial_School_Existing_Miscellaneous_Natural Gas_Pool Heater_E10 | F2 | Commercial | School | Existing | Miscellaneous | Natural Gas | Pool Heater | E10 | TRC BC Ratio | 0 | 0 | 0 | 0 | 0 | 0 | 0 | 0 | 0 | 0 | 0 | 0 | 0 | 0 | 0 | 0 | 0 | 0 | 0 | 0 | 0 | 0 | 0 | 0 | 0 | 0 | 0 | 0 | 0 | 0 | 0 | 0 | 0
F3_Commercial_School_Existing_Miscellaneous_Natural Gas_Pool Heater_E1 | F3 | Commercial | School | Existing | Miscellaneous | Natural Gas | Pool Heater | E1 | PACT BC Ratio | bar: 2019 to 2051
F3_Commercial_School_Existing_Miscellaneous_Natural Gas_Pool Heater_E2 | F3 | Commercial | School | Existing | Miscellaneous | Natural Gas | Pool Heater | E2 | PACT BC Ratio | 0 | 0 | 0 | 0 | 0 | 0 | 0 | 0 | 0 | 0 | 0 | 0 | 0 | 0 | 0 | 0 | 0 | 0 | 0 | 0 | 0 | 0 | 0 | 0 | 0 | 0 | 0 | 0 | 0 | 0 | 0 | 0 | 0
F3_Commercial_School_Existing_Miscellaneous_Natural Gas_Pool Heater_E3 | F3 | Commercial | School | Existing | Miscellaneous | Natural Gas | Pool Heater | E3 | PACT BC Ratio | 0 | 0 | 0 | 0 | 0 | 0 | 0 | 0 | 0 | 0 | 0 | 0 | 0 | 0 | 0 | 0 | 0 | 0 | 0 | 0 | 0 | 0 | 0 | 0 | 0 | 0 | 0 | 0 | 0 | 0 | 0 | 0 | 0
F3_Commercial_School_Existing_Miscellaneous_Natural Gas_Pool Heater_E4 | F3 | Commercial | School | Existing | Miscellaneous | Natural Gas | Pool Heater | E4 | PACT BC Ratio | 0 | 0 | 0 | 0 | 0 | 0 | 0 | 0 | 0 | 0 | 0 | 0 | 0 | 0 | 0 | 0 | 0 | 0 | 0 | 0 | 0 | 0 | 0 | 0 | 0 | 0 | 0 | 0 | 0 | 0 | 0 | 0 | 0
F3_Commercial_School_Existing_Miscellaneous_Natural Gas_Pool Heater_E5 | F3 | Commercial | School | Existing | Miscellaneous | Natural Gas | Pool Heater | E5 | PACT BC Ratio | 0 | 0 | 0 | 0 | 0 | 0 | 0 | 0 | 0 | 0 | 0 | 0 | 0 | 0 | 0 | 0 | 0 | 0 | 0 | 0 | 0 | 0 | 0 | 0 | 0 | 0 | 0 | 0 | 0 | 0 | 0 | 0 | 0
F3_Commercial_School_Existing_Miscellaneous_Natural Gas_Pool Heater_E6 | F3 | Commercial | School | Existing | Miscellaneous | Natural Gas | Pool Heater | E6 | PACT BC Ratio | 0 | 0 | 0 | 0 | 0 | 0 | 0 | 0 | 0 | 0 | 0 | 0 | 0 | 0 | 0 | 0 | 0 | 0 | 0 | 0 | 0 | 0 | 0 | 0 | 0 | 0 | 0 | 0 | 0 | 0 | 0 | 0 | 0
F3_Commercial_School_Existing_Miscellaneous_Natural Gas_Pool Heater_E7 | F3 | Commercial | School | Existing | Miscellaneous | Natural Gas | Pool Heater | E7 | PACT BC Ratio | 0 | 0 | 0 | 0 | 0 | 0 | 0 | 0 | 0 | 0 | 0 | 0 | 0 | 0 | 0 | 0 | 0 | 0 | 0 | 0 | 0 | 0 | 0 | 0 | 0 | 0 | 0 | 0 | 0 | 0 | 0 | 0 | 0
F3_Commercial_School_Existing_Miscellaneous_Natural Gas_Pool Heater_E8 | F3 | Commercial | School | Existing | Miscellaneous | Natural Gas | Pool Heater | E8 | PACT BC Ratio | 0 | 0 | 0 | 0 | 0 | 0 | 0 | 0 | 0 | 0 | 0 | 0 | 0 | 0 | 0 | 0 | 0 | 0 | 0 | 0 | 0 | 0 | 0 | 0 | 0 | 0 | 0 | 0 | 0 | 0 | 0 | 0 | 0
F3_Commercial_School_Existing_Miscellaneous_Natural Gas_Pool Heater_E9 | F3 | Commercial | School | Existing | Miscellaneous | Natural Gas | Pool Heater | E9 | PACT BC Ratio | 0 | 0 | 0 | 0 | 0 | 0 | 0 | 0 | 0 | 0 | 0 | 0 | 0 | 0 | 0 | 0 | 0 | 0 | 0 | 0 | 0 | 0 | 0 | 0 | 0 | 0 | 0 | 0 | 0 | 0 | 0 | 0 | 0
F3_Commercial_School_Existing_Miscellaneous_Natural Gas_Pool Heater_E10 | F3 | Commercial | School | Existing | Miscellaneous | Natural Gas | Pool Heater | E10 | PACT BC Ratio | 0 | 0 | 0 | 0 | 0 | 0 | 0 | 0 | 0 | 0 | 0 | 0 | 0 | 0 | 0 | 0 | 0 | 0 | 0 | 0 | 0 | 0 | 0 | 0 | 0 | 0 | 0 | 0 | 0 | 0 | 0 | 0 | 0
F4_Commercial_School_Existing_Miscellaneous_Natural Gas_Pool Heater_E1 | F4 | Commercial | School | Existing | Miscellaneous | Natural Gas | Pool Heater | E1 | RVT BC Ratio | bar: 2019 to 2051
F4_Commercial_School_Existing_Miscellaneous_Natural Gas_Pool Heater_E2 | F4 | Commercial | School | Existing | Miscellaneous | Natural Gas | Pool Heater | E2 | RVT BC Ratio | 0.7 | 0.7 | 0.7 | 0.7 | 0.7 | 0.7 | 0.7 | 0.7 | 0.7 | 0.7 | 0.7 | 0.7 | 0.7 | 0.7 | 0.7 | 0.7 | 0.7 | 0.7 | 0.7 | 0.7 | 0.7 | 0.7 | 0.7 | 0.7 | 0.7 | 0.7 | 0.7 | 0.7 | 0.7 | 0.7 | 0.7 | 0.7 | 0.7
F4_Commercial_School_Existing_Miscellaneous_Natural Gas_Pool Heater_E3 | F4 | Commercial | School | Existing | Miscellaneous | Natural Gas | Pool Heater | E3 | RVT BC Ratio | 0 | 0 | 0 | 0 | 0 | 0 | 0 | 0 | 0 | 0 | 0 | 0 | 0 | 0 | 0 | 0 | 0 | 0 | 0 | 0 | 0 | 0 | 0 | 0 | 0 | 0 | 0 | 0 | 0 | 0 | 0 | 0 | 0
F4_Commercial_School_Existing_Miscellaneous_Natural Gas_Pool Heater_E4 | F4 | Commercial | School | Existing | Miscellaneous | Natural Gas | Pool Heater | E4 | RVT BC Ratio | 0 | 0 | 0 | 0 | 0 | 0 | 0 | 0 | 0 | 0 | 0 | 0 | 0 | 0 | 0 | 0 | 0 | 0 | 0 | 0 | 0 | 0 | 0 | 0 | 0 | 0 | 0 | 0 | 0 | 0 | 0 | 0 | 0
F4_Commercial_School_Existing_Miscellaneous_Natural Gas_Pool Heater_E5 | F4 | Commercial | School | Existing | Miscellaneous | Natural Gas | Pool Heater | E5 | RVT BC Ratio | 0 | 0 | 0 | 0 | 0 | 0 | 0 | 0 | 0 | 0 | 0 | 0 | 0 | 0 | 0 | 0 | 0 | 0 | 0 | 0 | 0 | 0 | 0 | 0 | 0 | 0 | 0 | 0 | 0 | 0 | 0 | 0 | 0
F4_Commercial_School_Existing_Miscellaneous_Natural Gas_Pool Heater_E6 | F4 | Commercial | School | Existing | Miscellaneous | Natural Gas | Pool Heater | E6 | RVT BC Ratio | 0 | 0 | 0 | 0 | 0 | 0 | 0 | 0 | 0 | 0 | 0 | 0 | 0 | 0 | 0 | 0 | 0 | 0 | 0 | 0 | 0 | 0 | 0 | 0 | 0 | 0 | 0 | 0 | 0 | 0 | 0 | 0 | 0
F4_Commercial_School_Existing_Miscellaneous_Natural Gas_Pool Heater_E7 | F4 | Commercial | School | Existing | Miscellaneous | Natural Gas | Pool Heater | E7 | RVT BC Ratio | 0 | 0 | 0 | 0 | 0 | 0 | 0 | 0 | 0 | 0 | 0 | 0 | 0 | 0 | 0 | 0 | 0 | 0 | 0 | 0 | 0 | 0 | 0 | 0 | 0 | 0 | 0 | 0 | 0 | 0 | 0 | 0 | 0
F4_Commercial_School_Existing_Miscellaneous_Natural Gas_Pool Heater_E8 | F4 | Commercial | School | Existing | Miscellaneous | Natural Gas | Pool Heater | E8 | RVT BC Ratio | 0 | 0 | 0 | 0 | 0 | 0 | 0 | 0 | 0 | 0 | 0 | 0 | 0 | 0 | 0 | 0 | 0 | 0 | 0 | 0 | 0 | 0 | 0 | 0 | 0 | 0 | 0 | 0 | 0 | 0 | 0 | 0 | 0
F4_Commercial_School_Existing_Miscellaneous_Natural Gas_Pool Heater_E9 | F4 | Commercial | School | Existing | Miscellaneous | Natural Gas | Pool Heater | E9 | RVT BC Ratio | 0 | 0 | 0 | 0 | 0 | 0 | 0 | 0 | 0 | 0 | 0 | 0 | 0 | 0 | 0 | 0 | 0 | 0 | 0 | 0 | 0 | 0 | 0 | 0 | 0 | 0 | 0 | 0 | 0 | 0 | 0 | 0 | 0
F4_Commercial_School_Existing_Miscellaneous_Natural Gas_Pool Heater_E10 | F4 | Commercial | School | Existing | Miscellaneous | Natural Gas | Pool Heater | E10 | RVT BC Ratio | 0 | 0 | 0 | 0 | 0 | 0 | 0 | 0 | 0 | 0 | 0 | 0 | 0 | 0 | 0 | 0 | 0 | 0 | 0 | 0 | 0 | 0 | 0 | 0 | 0 | 0 | 0 | 0 | 0 | 0 | 0 | 0 | 0
F5_Commercial_School_Existing_Miscellaneous_Natural Gas_Pool Heater_E1 | F5 | Commercial | School | Existing | Miscellaneous | Natural Gas | Pool Heater | E1 | RIM BC Ratio | bar: 2019 to 2051
F5_Commercial_School_Existing_Miscellaneous_Natural Gas_Pool Heater_E2 | F5 | Commercial | School | Existing | Miscellaneous | Natural Gas | Pool Heater | E2 | RIM BC Ratio | 0 | 0 | 0 | 0 | 0 | 0 | 0 | 0 | 0 | 0 | 0 | 0 | 0 | 0 | 0 | 0 | 0 | 0 | 0 | 0 | 0 | 0 | 0 | 0 | 0 | 0 | 0 | 0 | 0 | 0 | 0 | 0 | 0
F5_Commercial_School_Existing_Miscellaneous_Natural Gas_Pool Heater_E3 | F5 | Commercial | School | Existing | Miscellaneous | Natural Gas | Pool Heater | E3 | RIM BC Ratio | 0 | 0 | 0 | 0 | 0 | 0 | 0 | 0 | 0 | 0 | 0 | 0 | 0 | 0 | 0 | 0 | 0 | 0 | 0 | 0 | 0 | 0 | 0 | 0 | 0 | 0 | 0 | 0 | 0 | 0 | 0 | 0 | 0
F5_Commercial_School_Existing_Miscellaneous_Natural Gas_Pool Heater_E4 | F5 | Commercial | School | Existing | Miscellaneous | Natural Gas | Pool Heater | E4 | RIM BC Ratio | 0 | 0 | 0 | 0 | 0 | 0 | 0 | 0 | 0 | 0 | 0 | 0 | 0 | 0 | 0 | 0 | 0 | 0 | 0 | 0 | 0 | 0 | 0 | 0 | 0 | 0 | 0 | 0 | 0 | 0 | 0 | 0 | 0
F5_Commercial_School_Existing_Miscellaneous_Natural Gas_Pool Heater_E5 | F5 | Commercial | School | Existing | Miscellaneous | Natural Gas | Pool Heater | E5 | RIM BC Ratio | 0 | 0 | 0 | 0 | 0 | 0 | 0 | 0 | 0 | 0 | 0 | 0 | 0 | 0 | 0 | 0 | 0 | 0 | 0 | 0 | 0 | 0 | 0 | 0 | 0 | 0 | 0 | 0 | 0 | 0 | 0 | 0 | 0
F5_Commercial_School_Existing_Miscellaneous_Natural Gas_Pool Heater_E6 | F5 | Commercial | School | Existing | Miscellaneous | Natural Gas | Pool Heater | E6 | RIM BC Ratio | 0 | 0 | 0 | 0 | 0 | 0 | 0 | 0 | 0 | 0 | 0 | 0 | 0 | 0 | 0 | 0 | 0 | 0 | 0 | 0 | 0 | 0 | 0 | 0 | 0 | 0 | 0 | 0 | 0 | 0 | 0 | 0 | 0
F5_Commercial_School_Existing_Miscellaneous_Natural Gas_Pool Heater_E7 | F5 | Commercial | School | Existing | Miscellaneous | Natural Gas | Pool Heater | E7 | RIM BC Ratio | 0 | 0 | 0 | 0 | 0 | 0 | 0 | 0 | 0 | 0 | 0 | 0 | 0 | 0 | 0 | 0 | 0 | 0 | 0 | 0 | 0 | 0 | 0 | 0 | 0 | 0 | 0 | 0 | 0 | 0 | 0 | 0 | 0
F5_Commercial_School_Existing_Miscellaneous_Natural Gas_Pool Heater_E8 | F5 | Commercial | School | Existing | Miscellaneous | Natural Gas | Pool Heater | E8 | RIM BC Ratio | 0 | 0 | 0 | 0 | 0 | 0 | 0 | 0 | 0 | 0 | 0 | 0 | 0 | 0 | 0 | 0 | 0 | 0 | 0 | 0 | 0 | 0 | 0 | 0 | 0 | 0 | 0 | 0 | 0 | 0 | 0 | 0 | 0
F5_Commercial_School_Existing_Miscellaneous_Natural Gas_Pool Heater_E9 | F5 | Commercial | School | Existing | Miscellaneous | Natural Gas | Pool Heater | E9 | RIM BC Ratio | 0 | 0 | 0 | 0 | 0 | 0 | 0 | 0 | 0 | 0 | 0 | 0 | 0 | 0 | 0 | 0 | 0 | 0 | 0 | 0 | 0 | 0 | 0 | 0 | 0 | 0 | 0 | 0 | 0 | 0 | 0 | 0 | 0
F5_Commercial_School_Existing_Miscellaneous_Natural Gas_Pool Heater_E10 | F5 | Commercial | School | Existing | Miscellaneous | Natural Gas | Pool Heater | E10 | RIM BC Ratio | 0 | 0 | 0 | 0 | 0 | 0 | 0 | 0 | 0 | 0 | 0 | 0 | 0 | 0 | 0 | 0 | 0 | 0 | 0 | 0 | 0 | 0 | 0 | 0 | 0 | 0 | 0 | 0 | 0 | 0 | 0 | 0 | 0
F0_Commercial_School_Existing_Miscellaneous_Natural Gas_Miscellaneous_E0 | F0 | Commercial | School | Existing | Miscellaneous | Natural Gas | Miscellaneous | E0 | Economic Unit | Miscellaneous | Miscellaneous | Miscellaneous | Miscellaneous | Miscellaneous | Miscellaneous | Miscellaneous | Miscellaneous | Miscellaneous | Miscellaneous | Miscellaneous | Miscellaneous | Miscellaneous | Miscellaneous | Miscellaneous | Miscellaneous | Miscellaneous | Miscellaneous | Miscellaneous | Miscellaneous | Miscellaneous | Miscellaneous | Miscellaneous | Miscellaneous | Miscellaneous | Miscellaneous | Miscellaneous | Miscellaneous | Miscellaneous | Miscellaneous | Miscellaneous | Miscellaneous | Miscellaneous
F1_Commercial_School_Existing_Miscellaneous_Natural Gas_Miscellaneous_E1 | F1 | Commercial | School | Existing | Miscellaneous | Natural Gas | Miscellaneous | E1 | CCE | 0 | 0 | 0 | 0 | 0 | 0 | 0 | 0 | 0 | 0 | 0 | 0 | 0 | 0 | 0 | 0 | 0 | 0 | 0 | 0 | 0 | 0 | 0 | 0 | 0 | 0 | 0 | 0 | 0 | 0 | 0 | 0 | 0
F1_Commercial_School_Existing_Miscellaneous_Natural Gas_Miscellaneous_E2 | F1 | Commercial | School | Existing | Miscellaneous | Natural Gas | Miscellaneous | E2 | CCE | 0 | 0 | 0 | 0 | 0 | 0 | 0 | 0 | 0 | 0 | 0 | 0 | 0 | 0 | 0 | 0 | 0 | 0 | 0 | 0 | 0 | 0 | 0 | 0 | 0 | 0 | 0 | 0 | 0 | 0 | 0 | 0 | 0
F1_Commercial_School_Existing_Miscellaneous_Natural Gas_Miscellaneous_E3 | F1 | Commercial | School | Existing | Miscellaneous | Natural Gas | Miscellaneous | E3 | CCE | 0 | 0 | 0 | 0 | 0 | 0 | 0 | 0 | 0 | 0 | 0 | 0 | 0 | 0 | 0 | 0 | 0 | 0 | 0 | 0 | 0 | 0 | 0 | 0 | 0 | 0 | 0 | 0 | 0 | 0 | 0 | 0 | 0
F1_Commercial_School_Existing_Miscellaneous_Natural Gas_Miscellaneous_E4 | F1 | Commercial | School | Existing | Miscellaneous | Natural Gas | Miscellaneous | E4 | CCE | 0 | 0 | 0 | 0 | 0 | 0 | 0 | 0 | 0 | 0 | 0 | 0 | 0 | 0 | 0 | 0 | 0 | 0 | 0 | 0 | 0 | 0 | 0 | 0 | 0 | 0 | 0 | 0 | 0 | 0 | 0 | 0 | 0
F1_Commercial_School_Existing_Miscellaneous_Natural Gas_Miscellaneous_E5 | F1 | Commercial | School | Existing | Miscellaneous | Natural Gas | Miscellaneous | E5 | CCE | 0 | 0 | 0 | 0 | 0 | 0 | 0 | 0 | 0 | 0 | 0 | 0 | 0 | 0 | 0 | 0 | 0 | 0 | 0 | 0 | 0 | 0 | 0 | 0 | 0 | 0 | 0 | 0 | 0 | 0 | 0 | 0 | 0
F1_Commercial_School_Existing_Miscellaneous_Natural Gas_Miscellaneous_E6 | F1 | Commercial | School | Existing | Miscellaneous | Natural Gas | Miscellaneous | E6 | CCE | 0 | 0 | 0 | 0 | 0 | 0 | 0 | 0 | 0 | 0 | 0 | 0 | 0 | 0 | 0 | 0 | 0 | 0 | 0 | 0 | 0 | 0 | 0 | 0 | 0 | 0 | 0 | 0 | 0 | 0 | 0 | 0 | 0
F1_Commercial_School_Existing_Miscellaneous_Natural Gas_Miscellaneous_E7 | F1 | Commercial | School | Existing | Miscellaneous | Natural Gas | Miscellaneous | E7 | CCE | 0 | 0 | 0 | 0 | 0 | 0 | 0 | 0 | 0 | 0 | 0 | 0 | 0 | 0 | 0 | 0 | 0 | 0 | 0 | 0 | 0 | 0 | 0 | 0 | 0 | 0 | 0 | 0 | 0 | 0 | 0 | 0 | 0
F1_Commercial_School_Existing_Miscellaneous_Natural Gas_Miscellaneous_E8 | F1 | Commercial | School | Existing | Miscellaneous | Natural Gas | Miscellaneous | E8 | CCE | 0 | 0 | 0 | 0 | 0 | 0 | 0 | 0 | 0 | 0 | 0 | 0 | 0 | 0 | 0 | 0 | 0 | 0 | 0 | 0 | 0 | 0 | 0 | 0 | 0 | 0 | 0 | 0 | 0 | 0 | 0 | 0 | 0
F1_Commercial_School_Existing_Miscellaneous_Natural Gas_Miscellaneous_E9 | F1 | Commercial | School | Existing | Miscellaneous | Natural Gas | Miscellaneous | E9 | CCE | 0 | 0 | 0 | 0 | 0 | 0 | 0 | 0 | 0 | 0 | 0 | 0 | 0 | 0 | 0 | 0 | 0 | 0 | 0 | 0 | 0 | 0 | 0 | 0 | 0 | 0 | 0 | 0 | 0 | 0 | 0 | 0 | 0
F1_Commercial_School_Existing_Miscellaneous_Natural Gas_Miscellaneous_E10 | F1 | Commercial | School | Existing | Miscellaneous | Natural Gas | Miscellaneous | E10 | CCE | 0 | 0 | 0 | 0 | 0 | 0 | 0 | 0 | 0 | 0 | 0 | 0 | 0 | 0 | 0 | 0 | 0 | 0 | 0 | 0 | 0 | 0 | 0 | 0 | 0 | 0 | 0 | 0 | 0 | 0 | 0 | 0 | 0
F2_Commercial_School_Existing_Miscellaneous_Natural Gas_Miscellaneous_E1 | F2 | Commercial | School | Existing | Miscellaneous | Natural Gas | Miscellaneous | E1 | TRC BC Ratio | bar: 2019 to 2051
F2_Commercial_School_Existing_Miscellaneous_Natural Gas_Miscellaneous_E2 | F2 | Commercial | School | Existing | Miscellaneous | Natural Gas | Miscellaneous | E2 | TRC BC Ratio | 0 | 0 | 0 | 0 | 0 | 0 | 0 | 0 | 0 | 0 | 0 | 0 | 0 | 0 | 0 | 0 | 0 | 0 | 0 | 0 | 0 | 0 | 0 | 0 | 0 | 0 | 0 | 0 | 0 | 0 | 0 | 0 | 0
F2_Commercial_School_Existing_Miscellaneous_Natural Gas_Miscellaneous_E3 | F2 | Commercial | School | Existing | Miscellaneous | Natural Gas | Miscellaneous | E3 | TRC BC Ratio | 0 | 0 | 0 | 0 | 0 | 0 | 0 | 0 | 0 | 0 | 0 | 0 | 0 | 0 | 0 | 0 | 0 | 0 | 0 | 0 | 0 | 0 | 0 | 0 | 0 | 0 | 0 | 0 | 0 | 0 | 0 | 0 | 0
F2_Commercial_School_Existing_Miscellaneous_Natural Gas_Miscellaneous_E4 | F2 | Commercial | School | Existing | Miscellaneous | Natural Gas | Miscellaneous | E4 | TRC BC Ratio | 0 | 0 | 0 | 0 | 0 | 0 | 0 | 0 | 0 | 0 | 0 | 0 | 0 | 0 | 0 | 0 | 0 | 0 | 0 | 0 | 0 | 0 | 0 | 0 | 0 | 0 | 0 | 0 | 0 | 0 | 0 | 0 | 0
F2_Commercial_School_Existing_Miscellaneous_Natural Gas_Miscellaneous_E5 | F2 | Commercial | School | Existing | Miscellaneous | Natural Gas | Miscellaneous | E5 | TRC BC Ratio | 0 | 0 | 0 | 0 | 0 | 0 | 0 | 0 | 0 | 0 | 0 | 0 | 0 | 0 | 0 | 0 | 0 | 0 | 0 | 0 | 0 | 0 | 0 | 0 | 0 | 0 | 0 | 0 | 0 | 0 | 0 | 0 | 0
F2_Commercial_School_Existing_Miscellaneous_Natural Gas_Miscellaneous_E6 | F2 | Commercial | School | Existing | Miscellaneous | Natural Gas | Miscellaneous | E6 | TRC BC Ratio | 0 | 0 | 0 | 0 | 0 | 0 | 0 | 0 | 0 | 0 | 0 | 0 | 0 | 0 | 0 | 0 | 0 | 0 | 0 | 0 | 0 | 0 | 0 | 0 | 0 | 0 | 0 | 0 | 0 | 0 | 0 | 0 | 0
F2_Commercial_School_Existing_Miscellaneous_Natural Gas_Miscellaneous_E7 | F2 | Commercial | School | Existing | Miscellaneous | Natural Gas | Miscellaneous | E7 | TRC BC Ratio | 0 | 0 | 0 | 0 | 0 | 0 | 0 | 0 | 0 | 0 | 0 | 0 | 0 | 0 | 0 | 0 | 0 | 0 | 0 | 0 | 0 | 0 | 0 | 0 | 0 | 0 | 0 | 0 | 0 | 0 | 0 | 0 | 0
F2_Commercial_School_Existing_Miscellaneous_Natural Gas_Miscellaneous_E8 | F2 | Commercial | School | Existing | Miscellaneous | Natural Gas | Miscellaneous | E8 | TRC BC Ratio | 0 | 0 | 0 | 0 | 0 | 0 | 0 | 0 | 0 | 0 | 0 | 0 | 0 | 0 | 0 | 0 | 0 | 0 | 0 | 0 | 0 | 0 | 0 | 0 | 0 | 0 | 0 | 0 | 0 | 0 | 0 | 0 | 0
F2_Commercial_School_Existing_Miscellaneous_Natural Gas_Miscellaneous_E9 | F2 | Commercial | School | Existing | Miscellaneous | Natural Gas | Miscellaneous | E9 | TRC BC Ratio | 0 | 0 | 0 | 0 | 0 | 0 | 0 | 0 | 0 | 0 | 0 | 0 | 0 | 0 | 0 | 0 | 0 | 0 | 0 | 0 | 0 | 0 | 0 | 0 | 0 | 0 | 0 | 0 | 0 | 0 | 0 | 0 | 0
F2_Commercial_School_Existing_Miscellaneous_Natural Gas_Miscellaneous_E10 | F2 | Commercial | School | Existing | Miscellaneous | Natural Gas | Miscellaneous | E10 | TRC BC Ratio | 0 | 0 | 0 | 0 | 0 | 0 | 0 | 0 | 0 | 0 | 0 | 0 | 0 | 0 | 0 | 0 | 0 | 0 | 0 | 0 | 0 | 0 | 0 | 0 | 0 | 0 | 0 | 0 | 0 | 0 | 0 | 0 | 0
F3_Commercial_School_Existing_Miscellaneous_Natural Gas_Miscellaneous_E1 | F3 | Commercial | School | Existing | Miscellaneous | Natural Gas | Miscellaneous | E1 | PACT BC Ratio | bar: 2019 to 2051
F3_Commercial_School_Existing_Miscellaneous_Natural Gas_Miscellaneous_E2 | F3 | Commercial | School | Existing | Miscellaneous | Natural Gas | Miscellaneous | E2 | PACT BC Ratio | 0 | 0 | 0 | 0 | 0 | 0 | 0 | 0 | 0 | 0 | 0 | 0 | 0 | 0 | 0 | 0 | 0 | 0 | 0 | 0 | 0 | 0 | 0 | 0 | 0 | 0 | 0 | 0 | 0 | 0 | 0 | 0 | 0
F3_Commercial_School_Existing_Miscellaneous_Natural Gas_Miscellaneous_E3 | F3 | Commercial | School | Existing | Miscellaneous | Natural Gas | Miscellaneous | E3 | PACT BC Ratio | 0 | 0 | 0 | 0 | 0 | 0 | 0 | 0 | 0 | 0 | 0 | 0 | 0 | 0 | 0 | 0 | 0 | 0 | 0 | 0 | 0 | 0 | 0 | 0 | 0 | 0 | 0 | 0 | 0 | 0 | 0 | 0 | 0
F3_Commercial_School_Existing_Miscellaneous_Natural Gas_Miscellaneous_E4 | F3 | Commercial | School | Existing | Miscellaneous | Natural Gas | Miscellaneous | E4 | PACT BC Ratio | 0 | 0 | 0 | 0 | 0 | 0 | 0 | 0 | 0 | 0 | 0 | 0 | 0 | 0 | 0 | 0 | 0 | 0 | 0 | 0 | 0 | 0 | 0 | 0 | 0 | 0 | 0 | 0 | 0 | 0 | 0 | 0 | 0
F3_Commercial_School_Existing_Miscellaneous_Natural Gas_Miscellaneous_E5 | F3 | Commercial | School | Existing | Miscellaneous | Natural Gas | Miscellaneous | E5 | PACT BC Ratio | 0 | 0 | 0 | 0 | 0 | 0 | 0 | 0 | 0 | 0 | 0 | 0 | 0 | 0 | 0 | 0 | 0 | 0 | 0 | 0 | 0 | 0 | 0 | 0 | 0 | 0 | 0 | 0 | 0 | 0 | 0 | 0 | 0
F3_Commercial_School_Existing_Miscellaneous_Natural Gas_Miscellaneous_E6 | F3 | Commercial | School | Existing | Miscellaneous | Natural Gas | Miscellaneous | E6 | PACT BC Ratio | 0 | 0 | 0 | 0 | 0 | 0 | 0 | 0 | 0 | 0 | 0 | 0 | 0 | 0 | 0 | 0 | 0 | 0 | 0 | 0 | 0 | 0 | 0 | 0 | 0 | 0 | 0 | 0 | 0 | 0 | 0 | 0 | 0
F3_Commercial_School_Existing_Miscellaneous_Natural Gas_Miscellaneous_E7 | F3 | Commercial | School | Existing | Miscellaneous | Natural Gas | Miscellaneous | E7 | PACT BC Ratio | 0 | 0 | 0 | 0 | 0 | 0 | 0 | 0 | 0 | 0 | 0 | 0 | 0 | 0 | 0 | 0 | 0 | 0 | 0 | 0 | 0 | 0 | 0 | 0 | 0 | 0 | 0 | 0 | 0 | 0 | 0 | 0 | 0
F3_Commercial_School_Existing_Miscellaneous_Natural Gas_Miscellaneous_E8 | F3 | Commercial | School | Existing | Miscellaneous | Natural Gas | Miscellaneous | E8 | PACT BC Ratio | 0 | 0 | 0 | 0 | 0 | 0 | 0 | 0 | 0 | 0 | 0 | 0 | 0 | 0 | 0 | 0 | 0 | 0 | 0 | 0 | 0 | 0 | 0 | 0 | 0 | 0 | 0 | 0 | 0 | 0 | 0 | 0 | 0
F3_Commercial_School_Existing_Miscellaneous_Natural Gas_Miscellaneous_E9 | F3 | Commercial | School | Existing | Miscellaneous | Natural Gas | Miscellaneous | E9 | PACT BC Ratio | 0 | 0 | 0 | 0 | 0 | 0 | 0 | 0 | 0 | 0 | 0 | 0 | 0 | 0 | 0 | 0 | 0 | 0 | 0 | 0 | 0 | 0 | 0 | 0 | 0 | 0 | 0 | 0 | 0 | 0 | 0 | 0 | 0
F3_Commercial_School_Existing_Miscellaneous_Natural Gas_Miscellaneous_E10 | F3 | Commercial | School | Existing | Miscellaneous | Natural Gas | Miscellaneous | E10 | PACT BC Ratio | 0 | 0 | 0 | 0 | 0 | 0 | 0 | 0 | 0 | 0 | 0 | 0 | 0 | 0 | 0 | 0 | 0 | 0 | 0 | 0 | 0 | 0 | 0 | 0 | 0 | 0 | 0 | 0 | 0 | 0 | 0 | 0 | 0
F4_Commercial_School_Existing_Miscellaneous_Natural Gas_Miscellaneous_E1 | F4 | Commercial | School | Existing | Miscellaneous | Natural Gas | Miscellaneous | E1 | RVT BC Ratio | bar: 2019 to 2051
F4_Commercial_School_Existing_Miscellaneous_Natural Gas_Miscellaneous_E2 | F4 | Commercial | School | Existing | Miscellaneous | Natural Gas | Miscellaneous | E2 | RVT BC Ratio | 0 | 0 | 0 | 0 | 0 | 0 | 0 | 0 | 0 | 0 | 0 | 0 | 0 | 0 | 0 | 0 | 0 | 0 | 0 | 0 | 0 | 0 | 0 | 0 | 0 | 0 | 0 | 0 | 0 | 0 | 0 | 0 | 0
F4_Commercial_School_Existing_Miscellaneous_Natural Gas_Miscellaneous_E3 | F4 | Commercial | School | Existing | Miscellaneous | Natural Gas | Miscellaneous | E3 | RVT BC Ratio | 0 | 0 | 0 | 0 | 0 | 0 | 0 | 0 | 0 | 0 | 0 | 0 | 0 | 0 | 0 | 0 | 0 | 0 | 0 | 0 | 0 | 0 | 0 | 0 | 0 | 0 | 0 | 0 | 0 | 0 | 0 | 0 | 0
F4_Commercial_School_Existing_Miscellaneous_Natural Gas_Miscellaneous_E4 | F4 | Commercial | School | Existing | Miscellaneous | Natural Gas | Miscellaneous | E4 | RVT BC Ratio | 0 | 0 | 0 | 0 | 0 | 0 | 0 | 0 | 0 | 0 | 0 | 0 | 0 | 0 | 0 | 0 | 0 | 0 | 0 | 0 | 0 | 0 | 0 | 0 | 0 | 0 | 0 | 0 | 0 | 0 | 0 | 0 | 0
F4_Commercial_School_Existing_Miscellaneous_Natural Gas_Miscellaneous_E5 | F4 | Commercial | School | Existing | Miscellaneous | Natural Gas | Miscellaneous | E5 | RVT BC Ratio | 0 | 0 | 0 | 0 | 0 | 0 | 0 | 0 | 0 | 0 | 0 | 0 | 0 | 0 | 0 | 0 | 0 | 0 | 0 | 0 | 0 | 0 | 0 | 0 | 0 | 0 | 0 | 0 | 0 | 0 | 0 | 0 | 0
F4_Commercial_School_Existing_Miscellaneous_Natural Gas_Miscellaneous_E6 | F4 | Commercial | School | Existing | Miscellaneous | Natural Gas | Miscellaneous | E6 | RVT BC Ratio | 0 | 0 | 0 | 0 | 0 | 0 | 0 | 0 | 0 | 0 | 0 | 0 | 0 | 0 | 0 | 0 | 0 | 0 | 0 | 0 | 0 | 0 | 0 | 0 | 0 | 0 | 0 | 0 | 0 | 0 | 0 | 0 | 0
F4_Commercial_School_Existing_Miscellaneous_Natural Gas_Miscellaneous_E7 | F4 | Commercial | School | Existing | Miscellaneous | Natural Gas | Miscellaneous | E7 | RVT BC Ratio | 0 | 0 | 0 | 0 | 0 | 0 | 0 | 0 | 0 | 0 | 0 | 0 | 0 | 0 | 0 | 0 | 0 | 0 | 0 | 0 | 0 | 0 | 0 | 0 | 0 | 0 | 0 | 0 | 0 | 0 | 0 | 0 | 0
F4_Commercial_School_Existing_Miscellaneous_Natural Gas_Miscellaneous_E8 | F4 | Commercial | School | Existing | Miscellaneous | Natural Gas | Miscellaneous | E8 | RVT BC Ratio | 0 | 0 | 0 | 0 | 0 | 0 | 0 | 0 | 0 | 0 | 0 | 0 | 0 | 0 | 0 | 0 | 0 | 0 | 0 | 0 | 0 | 0 | 0 | 0 | 0 | 0 | 0 | 0 | 0 | 0 | 0 | 0 | 0
F4_Commercial_School_Existing_Miscellaneous_Natural Gas_Miscellaneous_E9 | F4 | Commercial | School | Existing | Miscellaneous | Natural Gas | Miscellaneous | E9 | RVT BC Ratio | 0 | 0 | 0 | 0 | 0 | 0 | 0 | 0 | 0 | 0 | 0 | 0 | 0 | 0 | 0 | 0 | 0 | 0 | 0 | 0 | 0 | 0 | 0 | 0 | 0 | 0 | 0 | 0 | 0 | 0 | 0 | 0 | 0
F4_Commercial_School_Existing_Miscellaneous_Natural Gas_Miscellaneous_E10 | F4 | Commercial | School | Existing | Miscellaneous | Natural Gas | Miscellaneous | E10 | RVT BC Ratio | 0 | 0 | 0 | 0 | 0 | 0 | 0 | 0 | 0 | 0 | 0 | 0 | 0 | 0 | 0 | 0 | 0 | 0 | 0 | 0 | 0 | 0 | 0 | 0 | 0 | 0 | 0 | 0 | 0 | 0 | 0 | 0 | 0
F5_Commercial_School_Existing_Miscellaneous_Natural Gas_Miscellaneous_E1 | F5 | Commercial | School | Existing | Miscellaneous | Natural Gas | Miscellaneous | E1 | RIM BC Ratio | bar: 2019 to 2051
F5_Commercial_School_Existing_Miscellaneous_Natural Gas_Miscellaneous_E2 | F5 | Commercial | School | Existing | Miscellaneous | Natural Gas | Miscellaneous | E2 | RIM BC Ratio | 0 | 0 | 0 | 0 | 0 | 0 | 0 | 0 | 0 | 0 | 0 | 0 | 0 | 0 | 0 | 0 | 0 | 0 | 0 | 0 | 0 | 0 | 0 | 0 | 0 | 0 | 0 | 0 | 0 | 0 | 0 | 0 | 0
F5_Commercial_School_Existing_Miscellaneous_Natural Gas_Miscellaneous_E3 | F5 | Commercial | School | Existing | Miscellaneous | Natural Gas | Miscellaneous | E3 | RIM BC Ratio | 0 | 0 | 0 | 0 | 0 | 0 | 0 | 0 | 0 | 0 | 0 | 0 | 0 | 0 | 0 | 0 | 0 | 0 | 0 | 0 | 0 | 0 | 0 | 0 | 0 | 0 | 0 | 0 | 0 | 0 | 0 | 0 | 0
F5_Commercial_School_Existing_Miscellaneous_Natural Gas_Miscellaneous_E4 | F5 | Commercial | School | Existing | Miscellaneous | Natural Gas | Miscellaneous | E4 | RIM BC Ratio | 0 | 0 | 0 | 0 | 0 | 0 | 0 | 0 | 0 | 0 | 0 | 0 | 0 | 0 | 0 | 0 | 0 | 0 | 0 | 0 | 0 | 0 | 0 | 0 | 0 | 0 | 0 | 0 | 0 | 0 | 0 | 0 | 0
F5_Commercial_School_Existing_Miscellaneous_Natural Gas_Miscellaneous_E5 | F5 | Commercial | School | Existing | Miscellaneous | Natural Gas | Miscellaneous | E5 | RIM BC Ratio | 0 | 0 | 0 | 0 | 0 | 0 | 0 | 0 | 0 | 0 | 0 | 0 | 0 | 0 | 0 | 0 | 0 | 0 | 0 | 0 | 0 | 0 | 0 | 0 | 0 | 0 | 0 | 0 | 0 | 0 | 0 | 0 | 0
F5_Commercial_School_Existing_Miscellaneous_Natural Gas_Miscellaneous_E6 | F5 | Commercial | School | Existing | Miscellaneous | Natural Gas | Miscellaneous | E6 | RIM BC Ratio | 0 | 0 | 0 | 0 | 0 | 0 | 0 | 0 | 0 | 0 | 0 | 0 | 0 | 0 | 0 | 0 | 0 | 0 | 0 | 0 | 0 | 0 | 0 | 0 | 0 | 0 | 0 | 0 | 0 | 0 | 0 | 0 | 0
F5_Commercial_School_Existing_Miscellaneous_Natural Gas_Miscellaneous_E7 | F5 | Commercial | School | Existing | Miscellaneous | Natural Gas | Miscellaneous | E7 | RIM BC Ratio | 0 | 0 | 0 | 0 | 0 | 0 | 0 | 0 | 0 | 0 | 0 | 0 | 0 | 0 | 0 | 0 | 0 | 0 | 0 | 0 | 0 | 0 | 0 | 0 | 0 | 0 | 0 | 0 | 0 | 0 | 0 | 0 | 0
F5_Commercial_School_Existing_Miscellaneous_Natural Gas_Miscellaneous_E8 | F5 | Commercial | School | Existing | Miscellaneous | Natural Gas | Miscellaneous | E8 | RIM BC Ratio | 0 | 0 | 0 | 0 | 0 | 0 | 0 | 0 | 0 | 0 | 0 | 0 | 0 | 0 | 0 | 0 | 0 | 0 | 0 | 0 | 0 | 0 | 0 | 0 | 0 | 0 | 0 | 0 | 0 | 0 | 0 | 0 | 0
F5_Commercial_School_Existing_Miscellaneous_Natural Gas_Miscellaneous_E9 | F5 | Commercial | School | Existing | Miscellaneous | Natural Gas | Miscellaneous | E9 | RIM BC Ratio | 0 | 0 | 0 | 0 | 0 | 0 | 0 | 0 | 0 | 0 | 0 | 0 | 0 | 0 | 0 | 0 | 0 | 0 | 0 | 0 | 0 | 0 | 0 | 0 | 0 | 0 | 0 | 0 | 0 | 0 | 0 | 0 | 0
F5_Commercial_School_Existing_Miscellaneous_Natural Gas_Miscellaneous_E10 | F5 | Commercial | School | Existing | Miscellaneous | Natural Gas | Miscellaneous | E10 | RIM BC Ratio | 0 | 0 | 0 | 0 | 0 | 0 | 0 | 0 | 0 | 0 | 0 | 0 | 0 | 0 | 0 | 0 | 0 | 0 | 0 | 0 | 0 | 0 | 0 | 0 | 0 | 0 | 0 | 0 | 0 | 0 | 0 | 0 | 0
F0_Commercial_School_New_Space Heating_Natural Gas_Furnace_E0 | F0 | Commercial | School | New | Space Heating | Natural Gas | Furnace | E0 | Economic Unit | AFUE 96% | AFUE 96% | AFUE 96% | AFUE 96% | AFUE 96% | AFUE 96% | AFUE 96% | AFUE 96% | AFUE 96% | AFUE 96% | AFUE 96% | AFUE 96% | AFUE 96% | AFUE 96% | AFUE 96% | AFUE 96% | AFUE 96% | AFUE 96% | AFUE 96% | AFUE 96% | AFUE 96% | AFUE 96% | AFUE 96% | AFUE 96% | AFUE 96% | AFUE 96% | AFUE 96% | AFUE 96% | AFUE 96% | AFUE 96% | AFUE 96% | AFUE 96% | AFUE 96%
F1_Commercial_School_New_Space Heating_Natural Gas_Furnace_E1 | F1 | Commercial | School | New | Space Heating | Natural Gas | Furnace | E1 | CCE | 0 | 0 | 0 | 0 | 0 | 0 | 0 | 0 | 0 | 0 | 0 | 0 | 0 | 0 | 0 | 0 | 0 | 0 | 0 | 0 | 0 | 0 | 0 | 0 | 0 | 0 | 0 | 0 | 0 | 0 | 0 | 0 | 0
F1_Commercial_School_New_Space Heating_Natural Gas_Furnace_E2 | F1 | Commercial | School | New | Space Heating | Natural Gas | Furnace | E2 | CCE | 0.35019 | 0.35019 | 0.35205 | 0.35393 | 0.35584 | 0.35776 | 0.35971 | 0.36167 | 0.36366 | 0.36567 | 0.3677 | 0.36976 | 0.37184 | 0.37394 | 0.37606 | 0.37821 | 0.38039 | 0.38258 | 0.38481 | 0.38706 | 0.38934 | 0.39163 | 0.39397 | 0.39633 | 0.39871 | 0.40112 | 0.40357 | 0.40605 | 0.40855 | 0.41109 | 0.41366 | 0.41626 | 0.41626
F1_Commercial_School_New_Space Heating_Natural Gas_Furnace_E3 | F1 | Commercial | School | New | Space Heating | Natural Gas | Furnace | E3 | CCE | 0.46673 | 0.46673 | 0.46922 | 0.47173 | 0.47426 | 0.47683 | 0.47942 | 0.48204 | 0.48469 | 0.48737 | 0.49008 | 0.49282 | 0.49559 | 0.49838 | 0.50122 | 0.50408 | 0.50698 | 0.50991 | 0.51288 | 0.51588 | 0.51891 | 0.52197 | 0.52508 | 0.52823 | 0.53141 | 0.53462 | 0.53789 | 0.54118 | 0.54452 | 0.5479 | 0.55133 | 0.55479 | 0.55479
F1_Commercial_School_New_Space Heating_Natural Gas_Furnace_E4 | F1 | Commercial | School | New | Space Heating | Natural Gas | Furnace | E4 | CCE | 29.4424 | 29.4424 | 29.5993 | 29.7576 | 29.9176 | 30.0793 | 30.243 | 30.4083 | 30.5754 | 30.7442 | 30.9153 | 31.088 | 31.2627 | 31.4392 | 31.6181 | 31.7987 | 31.9815 | 32.1662 | 32.3534 | 32.5427 | 32.7341 | 32.9273 | 33.1236 | 33.3218 | 33.5225 | 33.7251 | 33.931 | 34.139 | 34.3497 | 34.5627 | 34.7789 | 34.9976 | 34.9976
F1_Commercial_School_New_Space Heating_Natural Gas_Furnace_E5 | F1 | Commercial | School | New | Space Heating | Natural Gas | Furnace | E5 | CCE | 0 | 0 | 0 | 0 | 0 | 0 | 0 | 0 | 0 | 0 | 0 | 0 | 0 | 0 | 0 | 0 | 0 | 0 | 0 | 0 | 0 | 0 | 0 | 0 | 0 | 0 | 0 | 0 | 0 | 0 | 0 | 0 | 0
F1_Commercial_School_New_Space Heating_Natural Gas_Furnace_E6 | F1 | Commercial | School | New | Space Heating | Natural Gas | Furnace | E6 | CCE | 0 | 0 | 0 | 0 | 0 | 0 | 0 | 0 | 0 | 0 | 0 | 0 | 0 | 0 | 0 | 0 | 0 | 0 | 0 | 0 | 0 | 0 | 0 | 0 | 0 | 0 | 0 | 0 | 0 | 0 | 0 | 0 | 0
F1_Commercial_School_New_Space Heating_Natural Gas_Furnace_E7 | F1 | Commercial | School | New | Space Heating | Natural Gas | Furnace | E7 | CCE | 0 | 0 | 0 | 0 | 0 | 0 | 0 | 0 | 0 | 0 | 0 | 0 | 0 | 0 | 0 | 0 | 0 | 0 | 0 | 0 | 0 | 0 | 0 | 0 | 0 | 0 | 0 | 0 | 0 | 0 | 0 | 0 | 0
F1_Commercial_School_New_Space Heating_Natural Gas_Furnace_E8 | F1 | Commercial | School | New | Space Heating | Natural Gas | Furnace | E8 | CCE | 0 | 0 | 0 | 0 | 0 | 0 | 0 | 0 | 0 | 0 | 0 | 0 | 0 | 0 | 0 | 0 | 0 | 0 | 0 | 0 | 0 | 0 | 0 | 0 | 0 | 0 | 0 | 0 | 0 | 0 | 0 | 0 | 0
F1_Commercial_School_New_Space Heating_Natural Gas_Furnace_E9 | F1 | Commercial | School | New | Space Heating | Natural Gas | Furnace | E9 | CCE | 0 | 0 | 0 | 0 | 0 | 0 | 0 | 0 | 0 | 0 | 0 | 0 | 0 | 0 | 0 | 0 | 0 | 0 | 0 | 0 | 0 | 0 | 0 | 0 | 0 | 0 | 0 | 0 | 0 | 0 | 0 | 0 | 0
F1_Commercial_School_New_Space Heating_Natural Gas_Furnace_E10 | F1 | Commercial | School | New | Space Heating | Natural Gas | Furnace | E10 | CCE | 0 | 0 | 0 | 0 | 0 | 0 | 0 | 0 | 0 | 0 | 0 | 0 | 0 | 0 | 0 | 0 | 0 | 0 | 0 | 0 | 0 | 0 | 0 | 0 | 0 | 0 | 0 | 0 | 0 | 0 | 0 | 0 | 0
F2_Commercial_School_New_Space Heating_Natural Gas_Furnace_E1 | F2 | Commercial | School | New | Space Heating | Natural Gas | Furnace | E1 | TRC BC Ratio | bar: 2019 to 2051
F2_Commercial_School_New_Space Heating_Natural Gas_Furnace_E2 | F2 | Commercial | School | New | Space Heating | Natural Gas | Furnace | E2 | TRC BC Ratio | 5.1147 | 5.1192 | 5.1242 | 5.1316 | 5.1422 | 5.1583 | 5.1695 | 5.1783 | 5.1879 | 5.1969 | 5.2031 | 5.2069 | 5.2103 | 5.2133 | 5.2173 | 5.219 | 5.2218 | 5.2272 | 5.2329 | 5.2395 | 5.2474 | 5.2539 | 5.259 | 5.2629 | 5.2655 | 5.2662 | 5.2649 | 5.262 | 5.2598 | 5.2587 | 5.2595 | 5.2598 | 5.2598
F2_Commercial_School_New_Space Heating_Natural Gas_Furnace_E3 | F2 | Commercial | School | New | Space Heating | Natural Gas | Furnace | E3 | TRC BC Ratio | 3.8375 | 3.8409 | 3.8447 | 3.8502 | 3.8582 | 3.8702 | 3.8787 | 3.8852 | 3.8925 | 3.8992 | 3.9038 | 3.9067 | 3.9092 | 3.9115 | 3.9145 | 3.9158 | 3.9179 | 3.9219 | 3.9262 | 3.9312 | 3.9371 | 3.942 | 3.9458 | 3.9487 | 3.9507 | 3.9512 | 3.9502 | 3.9481 | 3.9464 | 3.9456 | 3.9462 | 3.9464 | 3.9464
F2_Commercial_School_New_Space Heating_Natural Gas_Furnace_E4 | F2 | Commercial | School | New | Space Heating | Natural Gas | Furnace | E4 | TRC BC Ratio | 0.063029 | 0.06309 | 0.063165 | 0.063244 | 0.063324 | 0.063378 | 0.063473 | 0.063582 | 0.063669 | 0.063741 | 0.063804 | 0.063843 | 0.063852 | 0.063837 | 0.0638 | 0.063767 | 0.063722 | 0.063666 | 0.06362 | 0.063578 | 0.063533 | 0.063493 | 0.06346 | 0.063436 | 0.06342 | 0.063415 | 0.063424 | 0.063441 | 0.063456 | 0.063462 | 0.063457 | 0.063455 | 0.063455
F2_Commercial_School_New_Space Heating_Natural Gas_Furnace_E5 | F2 | Commercial | School | New | Space Heating | Natural Gas | Furnace | E5 | TRC BC Ratio | 0 | 0 | 0 | 0 | 0 | 0 | 0 | 0 | 0 | 0 | 0 | 0 | 0 | 0 | 0 | 0 | 0 | 0 | 0 | 0 | 0 | 0 | 0 | 0 | 0 | 0 | 0 | 0 | 0 | 0 | 0 | 0 | 0
F2_Commercial_School_New_Space Heating_Natural Gas_Furnace_E6 | F2 | Commercial | School | New | Space Heating | Natural Gas | Furnace | E6 | TRC BC Ratio | 0 | 0 | 0 | 0 | 0 | 0 | 0 | 0 | 0 | 0 | 0 | 0 | 0 | 0 | 0 | 0 | 0 | 0 | 0 | 0 | 0 | 0 | 0 | 0 | 0 | 0 | 0 | 0 | 0 | 0 | 0 | 0 | 0
F2_Commercial_School_New_Space Heating_Natural Gas_Furnace_E7 | F2 | Commercial | School | New | Space Heating | Natural Gas | Furnace | E7 | TRC BC Ratio | 0 | 0 | 0 | 0 | 0 | 0 | 0 | 0 | 0 | 0 | 0 | 0 | 0 | 0 | 0 | 0 | 0 | 0 | 0 | 0 | 0 | 0 | 0 | 0 | 0 | 0 | 0 | 0 | 0 | 0 | 0 | 0 | 0
F2_Commercial_School_New_Space Heating_Natural Gas_Furnace_E8 | F2 | Commercial | School | New | Space Heating | Natural Gas | Furnace | E8 | TRC BC Ratio | 0 | 0 | 0 | 0 | 0 | 0 | 0 | 0 | 0 | 0 | 0 | 0 | 0 | 0 | 0 | 0 | 0 | 0 | 0 | 0 | 0 | 0 | 0 | 0 | 0 | 0 | 0 | 0 | 0 | 0 | 0 | 0 | 0
F2_Commercial_School_New_Space Heating_Natural Gas_Furnace_E9 | F2 | Commercial | School | New | Space Heating | Natural Gas | Furnace | E9 | TRC BC Ratio | 0 | 0 | 0 | 0 | 0 | 0 | 0 | 0 | 0 | 0 | 0 | 0 | 0 | 0 | 0 | 0 | 0 | 0 | 0 | 0 | 0 | 0 | 0 | 0 | 0 | 0 | 0 | 0 | 0 | 0 | 0 | 0 | 0
F2_Commercial_School_New_Space Heating_Natural Gas_Furnace_E10 | F2 | Commercial | School | New | Space Heating | Natural Gas | Furnace | E10 | TRC BC Ratio | 0 | 0 | 0 | 0 | 0 | 0 | 0 | 0 | 0 | 0 | 0 | 0 | 0 | 0 | 0 | 0 | 0 | 0 | 0 | 0 | 0 | 0 | 0 | 0 | 0 | 0 | 0 | 0 | 0 | 0 | 0 | 0 | 0
F3_Commercial_School_New_Space Heating_Natural Gas_Furnace_E1 | F3 | Commercial | School | New | Space Heating | Natural Gas | Furnace | E1 | PACT BC Ratio | bar: 2019 to 2051
F3_Commercial_School_New_Space Heating_Natural Gas_Furnace_E2 | F3 | Commercial | School | New | Space Heating | Natural Gas | Furnace | E2 | PACT BC Ratio | 6.8196 | 6.8256 | 6.8322 | 6.8421 | 6.8562 | 6.8777 | 6.8927 | 6.9044 | 6.9173 | 6.9292 | 6.9374 | 6.9425 | 6.947 | 6.9511 | 6.9564 | 6.9586 | 6.9624 | 6.9696 | 6.9772 | 6.986 | 6.9965 | 7.0052 | 7.012 | 7.0172 | 7.0207 | 7.0217 | 7.0198 | 7.0161 | 7.0131 | 7.0116 | 7.0127 | 7.0131 | 7.0131
F3_Commercial_School_New_Space Heating_Natural Gas_Furnace_E3 | F3 | Commercial | School | New | Space Heating | Natural Gas | Furnace | E3 | PACT BC Ratio | 5.1167 | 5.1212 | 5.1262 | 5.1336 | 5.1442 | 5.1603 | 5.1716 | 5.1803 | 5.19 | 5.1989 | 5.2051 | 5.2089 | 5.2123 | 5.2154 | 5.2194 | 5.221 | 5.2239 | 5.2293 | 5.2349 | 5.2416 | 5.2494 | 5.256 | 5.2611 | 5.265 | 5.2676 | 5.2683 | 5.267 | 5.2641 | 5.2619 | 5.2608 | 5.2616 | 5.2619 | 5.2619
F3_Commercial_School_New_Space Heating_Natural Gas_Furnace_E4 | F3 | Commercial | School | New | Space Heating | Natural Gas | Furnace | E4 | PACT BC Ratio | 0.084038 | 0.08412 | 0.084221 | 0.084326 | 0.084432 | 0.084504 | 0.084631 | 0.084776 | 0.084892 | 0.084988 | 0.085072 | 0.085124 | 0.085136 | 0.085116 | 0.085067 | 0.085023 | 0.084963 | 0.084888 | 0.084827 | 0.084771 | 0.084711 | 0.084657 | 0.084614 | 0.084581 | 0.084559 | 0.084553 | 0.084565 | 0.084589 | 0.084607 | 0.084617 | 0.08461 | 0.084607 | 0.084607
F3_Commercial_School_New_Space Heating_Natural Gas_Furnace_E5 | F3 | Commercial | School | New | Space Heating | Natural Gas | Furnace | E5 | PACT BC Ratio | 0 | 0 | 0 | 0 | 0 | 0 | 0 | 0 | 0 | 0 | 0 | 0 | 0 | 0 | 0 | 0 | 0 | 0 | 0 | 0 | 0 | 0 | 0 | 0 | 0 | 0 | 0 | 0 | 0 | 0 | 0 | 0 | 0
F3_Commercial_School_New_Space Heating_Natural Gas_Furnace_E6 | F3 | Commercial | School | New | Space Heating | Natural Gas | Furnace | E6 | PACT BC Ratio | 0 | 0 | 0 | 0 | 0 | 0 | 0 | 0 | 0 | 0 | 0 | 0 | 0 | 0 | 0 | 0 | 0 | 0 | 0 | 0 | 0 | 0 | 0 | 0 | 0 | 0 | 0 | 0 | 0 | 0 | 0 | 0 | 0
F3_Commercial_School_New_Space Heating_Natural Gas_Furnace_E7 | F3 | Commercial | School | New | Space Heating | Natural Gas | Furnace | E7 | PACT BC Ratio | 0 | 0 | 0 | 0 | 0 | 0 | 0 | 0 | 0 | 0 | 0 | 0 | 0 | 0 | 0 | 0 | 0 | 0 | 0 | 0 | 0 | 0 | 0 | 0 | 0 | 0 | 0 | 0 | 0 | 0 | 0 | 0 | 0
F3_Commercial_School_New_Space Heating_Natural Gas_Furnace_E8 | F3 | Commercial | School | New | Space Heating | Natural Gas | Furnace | E8 | PACT BC Ratio | 0 | 0 | 0 | 0 | 0 | 0 | 0 | 0 | 0 | 0 | 0 | 0 | 0 | 0 | 0 | 0 | 0 | 0 | 0 | 0 | 0 | 0 | 0 | 0 | 0 | 0 | 0 | 0 | 0 | 0 | 0 | 0 | 0
F3_Commercial_School_New_Space Heating_Natural Gas_Furnace_E9 | F3 | Commercial | School | New | Space Heating | Natural Gas | Furnace | E9 | PACT BC Ratio | 0 | 0 | 0 | 0 | 0 | 0 | 0 | 0 | 0 | 0 | 0 | 0 | 0 | 0 | 0 | 0 | 0 | 0 | 0 | 0 | 0 | 0 | 0 | 0 | 0 | 0 | 0 | 0 | 0 | 0 | 0 | 0 | 0
F3_Commercial_School_New_Space Heating_Natural Gas_Furnace_E10 | F3 | Commercial | School | New | Space Heating | Natural Gas | Furnace | E10 | PACT BC Ratio | 0 | 0 | 0 | 0 | 0 | 0 | 0 | 0 | 0 | 0 | 0 | 0 | 0 | 0 | 0 | 0 | 0 | 0 | 0 | 0 | 0 | 0 | 0 | 0 | 0 | 0 | 0 | 0 | 0 | 0 | 0 | 0 | 0
F4_Commercial_School_New_Space Heating_Natural Gas_Furnace_E1 | F4 | Commercial | School | New | Space Heating | Natural Gas | Furnace | E1 | RVT BC Ratio | bar: 2019 to 2051
F4_Commercial_School_New_Space Heating_Natural Gas_Furnace_E2 | F4 | Commercial | School | New | Space Heating | Natural Gas | Furnace | E2 | RVT BC Ratio | 8.0532 | 8.0598 | 8.0669 | 8.0776 | 8.0928 | 8.1159 | 8.1321 | 8.1447 | 8.1586 | 8.1715 | 8.1803 | 8.1858 | 8.1907 | 8.1951 | 8.2008 | 8.2032 | 8.2073 | 8.215 | 8.2232 | 8.2327 | 8.244 | 8.2534 | 8.2608 | 8.2664 | 8.2701 | 8.2712 | 8.2692 | 8.2651 | 8.2619 | 8.2604 | 8.2615 | 8.2619 | 8.2619
F4_Commercial_School_New_Space Heating_Natural Gas_Furnace_E3 | F4 | Commercial | School | New | Space Heating | Natural Gas | Furnace | E3 | RVT BC Ratio | 6.2171 | 6.222 | 6.2274 | 6.2354 | 6.2468 | 6.2642 | 6.2763 | 6.2857 | 6.2962 | 6.3058 | 6.3125 | 6.3166 | 6.3202 | 6.3235 | 6.3279 | 6.3296 | 6.3327 | 6.3385 | 6.3446 | 6.3518 | 6.3602 | 6.3673 | 6.3728 | 6.377 | 6.3798 | 6.3806 | 6.3791 | 6.3761 | 6.3737 | 6.3725 | 6.3734 | 6.3737 | 6.3737
F4_Commercial_School_New_Space Heating_Natural Gas_Furnace_E4 | F4 | Commercial | School | New | Space Heating | Natural Gas | Furnace | E4 | RVT BC Ratio | 0.79061 | 0.7907 | 0.79081 | 0.79092 | 0.79104 | 0.79112 | 0.79125 | 0.79141 | 0.79154 | 0.79164 | 0.79173 | 0.79179 | 0.7918 | 0.79178 | 0.79172 | 0.79168 | 0.79161 | 0.79153 | 0.79147 | 0.7914 | 0.79134 | 0.79128 | 0.79124 | 0.7912 | 0.79118 | 0.79117 | 0.79118 | 0.79121 | 0.79123 | 0.79124 | 0.79123 | 0.79123 | 0.79123
F4_Commercial_School_New_Space Heating_Natural Gas_Furnace_E5 | F4 | Commercial | School | New | Space Heating | Natural Gas | Furnace | E5 | RVT BC Ratio | 0 | 0 | 0 | 0 | 0 | 0 | 0 | 0 | 0 | 0 | 0 | 0 | 0 | 0 | 0 | 0 | 0 | 0 | 0 | 0 | 0 | 0 | 0 | 0 | 0 | 0 | 0 | 0 | 0 | 0 | 0 | 0 | 0
F4_Commercial_School_New_Space Heating_Natural Gas_Furnace_E6 | F4 | Commercial | School | New | Space Heating | Natural Gas | Furnace | E6 | RVT BC Ratio | 0 | 0 | 0 | 0 | 0 | 0 | 0 | 0 | 0 | 0 | 0 | 0 | 0 | 0 | 0 | 0 | 0 | 0 | 0 | 0 | 0 | 0 | 0 | 0 | 0 | 0 | 0 | 0 | 0 | 0 | 0 | 0 | 0
F4_Commercial_School_New_Space Heating_Natural Gas_Furnace_E7 | F4 | Commercial | School | New | Space Heating | Natural Gas | Furnace | E7 | RVT BC Ratio | 0 | 0 | 0 | 0 | 0 | 0 | 0 | 0 | 0 | 0 | 0 | 0 | 0 | 0 | 0 | 0 | 0 | 0 | 0 | 0 | 0 | 0 | 0 | 0 | 0 | 0 | 0 | 0 | 0 | 0 | 0 | 0 | 0
F4_Commercial_School_New_Space Heating_Natural Gas_Furnace_E8 | F4 | Commercial | School | New | Space Heating | Natural Gas | Furnace | E8 | RVT BC Ratio | 0 | 0 | 0 | 0 | 0 | 0 | 0 | 0 | 0 | 0 | 0 | 0 | 0 | 0 | 0 | 0 | 0 | 0 | 0 | 0 | 0 | 0 | 0 | 0 | 0 | 0 | 0 | 0 | 0 | 0 | 0 | 0 | 0
F4_Commercial_School_New_Space Heating_Natural Gas_Furnace_E9 | F4 | Commercial | School | New | Space Heating | Natural Gas | Furnace | E9 | RVT BC Ratio | 0 | 0 | 0 | 0 | 0 | 0 | 0 | 0 | 0 | 0 | 0 | 0 | 0 | 0 | 0 | 0 | 0 | 0 | 0 | 0 | 0 | 0 | 0 | 0 | 0 | 0 | 0 | 0 | 0 | 0 | 0 | 0 | 0
F4_Commercial_School_New_Space Heating_Natural Gas_Furnace_E10 | F4 | Commercial | School | New | Space Heating | Natural Gas | Furnace | E10 | RVT BC Ratio | 0 | 0 | 0 | 0 | 0 | 0 | 0 | 0 | 0 | 0 | 0 | 0 | 0 | 0 | 0 | 0 | 0 | 0 | 0 | 0 | 0 | 0 | 0 | 0 | 0 | 0 | 0 | 0 | 0 | 0 | 0 | 0 | 0
F5_Commercial_School_New_Space Heating_Natural Gas_Furnace_E1 | F5 | Commercial | School | New | Space Heating | Natural Gas | Furnace | E1 | RIM BC Ratio | bar: 2019 to 2051
F5_Commercial_School_New_Space Heating_Natural Gas_Furnace_E2 | F5 | Commercial | School | New | Space Heating | Natural Gas | Furnace | E2 | RIM BC Ratio | 0.74366 | 0.74373 | 0.74381 | 0.74393 | 0.74409 | 0.74435 | 0.74452 | 0.74466 | 0.74481 | 0.74494 | 0.74504 | 0.7451 | 0.74515 | 0.7452 | 0.74526 | 0.74528 | 0.74533 | 0.74541 | 0.7455 | 0.7456 | 0.74572 | 0.74581 | 0.74589 | 0.74595 | 0.74599 | 0.746 | 0.74598 | 0.74594 | 0.7459 | 0.74589 | 0.7459 | 0.7459 | 0.7459
F5_Commercial_School_New_Space Heating_Natural Gas_Furnace_E3 | F5 | Commercial | School | New | Space Heating | Natural Gas | Furnace | E3 | RIM BC Ratio | 0.71762 | 0.7177 | 0.7178 | 0.71795 | 0.71815 | 0.71847 | 0.71869 | 0.71885 | 0.71904 | 0.71921 | 0.71933 | 0.7194 | 0.71947 | 0.71953 | 0.7196 | 0.71963 | 0.71969 | 0.71979 | 0.7199 | 0.72002 | 0.72017 | 0.72029 | 0.72039 | 0.72046 | 0.72051 | 0.72052 | 0.7205 | 0.72045 | 0.7204 | 0.72038 | 0.7204 | 0.7204 | 0.7204
F5_Commercial_School_New_Space Heating_Natural Gas_Furnace_E4 | F5 | Commercial | School | New | Space Heating | Natural Gas | Furnace | E4 | RIM BC Ratio | 0.076351 | 0.076418 | 0.076501 | 0.076588 | 0.076676 | 0.076735 | 0.07684 | 0.076959 | 0.077055 | 0.077134 | 0.077203 | 0.077246 | 0.077256 | 0.077239 | 0.077199 | 0.077163 | 0.077114 | 0.077052 | 0.077001 | 0.076955 | 0.076906 | 0.076862 | 0.076826 | 0.076799 | 0.076781 | 0.076776 | 0.076785 | 0.076805 | 0.07682 | 0.076828 | 0.076823 | 0.07682 | 0.07682
F5_Commercial_School_New_Space Heating_Natural Gas_Furnace_E5 | F5 | Commercial | School | New | Space Heating | Natural Gas | Furnace | E5 | RIM BC Ratio | 0 | 0 | 0 | 0 | 0 | 0 | 0 | 0 | 0 | 0 | 0 | 0 | 0 | 0 | 0 | 0 | 0 | 0 | 0 | 0 | 0 | 0 | 0 | 0 | 0 | 0 | 0 | 0 | 0 | 0 | 0 | 0 | 0
F5_Commercial_School_New_Space Heating_Natural Gas_Furnace_E6 | F5 | Commercial | School | New | Space Heating | Natural Gas | Furnace | E6 | RIM BC Ratio | 0 | 0 | 0 | 0 | 0 | 0 | 0 | 0 | 0 | 0 | 0 | 0 | 0 | 0 | 0 | 0 | 0 | 0 | 0 | 0 | 0 | 0 | 0 | 0 | 0 | 0 | 0 | 0 | 0 | 0 | 0 | 0 | 0
F5_Commercial_School_New_Space Heating_Natural Gas_Furnace_E7 | F5 | Commercial | School | New | Space Heating | Natural Gas | Furnace | E7 | RIM BC Ratio | 0 | 0 | 0 | 0 | 0 | 0 | 0 | 0 | 0 | 0 | 0 | 0 | 0 | 0 | 0 | 0 | 0 | 0 | 0 | 0 | 0 | 0 | 0 | 0 | 0 | 0 | 0 | 0 | 0 | 0 | 0 | 0 | 0
F5_Commercial_School_New_Space Heating_Natural Gas_Furnace_E8 | F5 | Commercial | School | New | Space Heating | Natural Gas | Furnace | E8 | RIM BC Ratio | 0 | 0 | 0 | 0 | 0 | 0 | 0 | 0 | 0 | 0 | 0 | 0 | 0 | 0 | 0 | 0 | 0 | 0 | 0 | 0 | 0 | 0 | 0 | 0 | 0 | 0 | 0 | 0 | 0 | 0 | 0 | 0 | 0
F5_Commercial_School_New_Space Heating_Natural Gas_Furnace_E9 | F5 | Commercial | School | New | Space Heating | Natural Gas | Furnace | E9 | RIM BC Ratio | 0 | 0 | 0 | 0 | 0 | 0 | 0 | 0 | 0 | 0 | 0 | 0 | 0 | 0 | 0 | 0 | 0 | 0 | 0 | 0 | 0 | 0 | 0 | 0 | 0 | 0 | 0 | 0 | 0 | 0 | 0 | 0 | 0
F5_Commercial_School_New_Space Heating_Natural Gas_Furnace_E10 | F5 | Commercial | School | New | Space Heating | Natural Gas | Furnace | E10 | RIM BC Ratio | 0 | 0 | 0 | 0 | 0 | 0 | 0 | 0 | 0 | 0 | 0 | 0 | 0 | 0 | 0 | 0 | 0 | 0 | 0 | 0 | 0 | 0 | 0 | 0 | 0 | 0 | 0 | 0 | 0 | 0 | 0 | 0 | 0
F0_Commercial_School_New_Space Heating_Natural Gas_Boiler_E0 | F0 | Commercial | School | New | Space Heating | Natural Gas | Boiler | E0 | Economic Unit | AFUE 97% | AFUE 97% | AFUE 97% | AFUE 97% | AFUE 97% | AFUE 97% | AFUE 97% | AFUE 97% | AFUE 97% | AFUE 97% | AFUE 97% | AFUE 97% | AFUE 97% | AFUE 97% | AFUE 97% | AFUE 97% | AFUE 97% | AFUE 97% | AFUE 97% | AFUE 97% | AFUE 97% | AFUE 97% | AFUE 97% | AFUE 97% | AFUE 97% | AFUE 97% | AFUE 97% | AFUE 97% | AFUE 97% | AFUE 97% | AFUE 97% | AFUE 97% | AFUE 97%
F1_Commercial_School_New_Space Heating_Natural Gas_Boiler_E1 | F1 | Commercial | School | New | Space Heating | Natural Gas | Boiler | E1 | CCE | 0 | 0 | 0 | 0 | 0 | 0 | 0 | 0 | 0 | 0 | 0 | 0 | 0 | 0 | 0 | 0 | 0 | 0 | 0 | 0 | 0 | 0 | 0 | 0 | 0 | 0 | 0 | 0 | 0 | 0 | 0 | 0 | 0
F1_Commercial_School_New_Space Heating_Natural Gas_Boiler_E2 | F1 | Commercial | School | New | Space Heating | Natural Gas | Boiler | E2 | CCE | 0.75501 | 0.75501 | 0.75903 | 0.76309 | 0.7672 | 0.77134 | 0.77554 | 0.77978 | 0.78406 | 0.78839 | 0.79278 | 0.79721 | 0.80169 | 0.80622 | 0.8108 | 0.81544 | 0.82012 | 0.82486 | 0.82966 | 0.83451 | 0.83942 | 0.84438 | 0.84941 | 0.85449 | 0.85964 | 0.86483 | 0.87012 | 0.87545 | 0.88085 | 0.88631 | 0.89186 | 0.89747 | 0.89747
F1_Commercial_School_New_Space Heating_Natural Gas_Boiler_E3 | F1 | Commercial | School | New | Space Heating | Natural Gas | Boiler | E3 | CCE | 0.76235 | 0.76235 | 0.76641 | 0.77051 | 0.77466 | 0.77884 | 0.78308 | 0.78736 | 0.79169 | 0.79606 | 0.80049 | 0.80496 | 0.80949 | 0.81406 | 0.81869 | 0.82337 | 0.8281 | 0.83288 | 0.83773 | 0.84263 | 0.84759 | 0.85259 | 0.85767 | 0.8628 | 0.868 | 0.87324 | 0.87858 | 0.88396 | 0.88942 | 0.89493 | 0.90053 | 0.90619 | 0.90619
F1_Commercial_School_New_Space Heating_Natural Gas_Boiler_E4 | F1 | Commercial | School | New | Space Heating | Natural Gas | Boiler | E4 | CCE | 3.8713 | 3.8713 | 3.892 | 3.9128 | 3.9338 | 3.9551 | 3.9766 | 3.9983 | 4.0203 | 4.0425 | 4.065 | 4.0877 | 4.1107 | 4.1339 | 4.1574 | 4.1812 | 4.2052 | 4.2295 | 4.2541 | 4.279 | 4.3042 | 4.3296 | 4.3554 | 4.3814 | 4.4078 | 4.4345 | 4.4615 | 4.4889 | 4.5166 | 4.5446 | 4.573 | 4.6018 | 4.6018
F1_Commercial_School_New_Space Heating_Natural Gas_Boiler_E5 | F1 | Commercial | School | New | Space Heating | Natural Gas | Boiler | E5 | CCE | 0 | 0 | 0 | 0 | 0 | 0 | 0 | 0 | 0 | 0 | 0 | 0 | 0 | 0 | 0 | 0 | 0 | 0 | 0 | 0 | 0 | 0 | 0 | 0 | 0 | 0 | 0 | 0 | 0 | 0 | 0 | 0 | 0
F1_Commercial_School_New_Space Heating_Natural Gas_Boiler_E6 | F1 | Commercial | School | New | Space Heating | Natural Gas | Boiler | E6 | CCE | 0 | 0 | 0 | 0 | 0 | 0 | 0 | 0 | 0 | 0 | 0 | 0 | 0 | 0 | 0 | 0 | 0 | 0 | 0 | 0 | 0 | 0 | 0 | 0 | 0 | 0 | 0 | 0 | 0 | 0 | 0 | 0 | 0
F1_Commercial_School_New_Space Heating_Natural Gas_Boiler_E7 | F1 | Commercial | School | New | Space Heating | Natural Gas | Boiler | E7 | CCE | 0 | 0 | 0 | 0 | 0 | 0 | 0 | 0 | 0 | 0 | 0 | 0 | 0 | 0 | 0 | 0 | 0 | 0 | 0 | 0 | 0 | 0 | 0 | 0 | 0 | 0 | 0 | 0 | 0 | 0 | 0 | 0 | 0
F1_Commercial_School_New_Space Heating_Natural Gas_Boiler_E8 | F1 | Commercial | School | New | Space Heating | Natural Gas | Boiler | E8 | CCE | 0 | 0 | 0 | 0 | 0 | 0 | 0 | 0 | 0 | 0 | 0 | 0 | 0 | 0 | 0 | 0 | 0 | 0 | 0 | 0 | 0 | 0 | 0 | 0 | 0 | 0 | 0 | 0 | 0 | 0 | 0 | 0 | 0
F1_Commercial_School_New_Space Heating_Natural Gas_Boiler_E9 | F1 | Commercial | School | New | Space Heating | Natural Gas | Boiler | E9 | CCE | 0 | 0 | 0 | 0 | 0 | 0 | 0 | 0 | 0 | 0 | 0 | 0 | 0 | 0 | 0 | 0 | 0 | 0 | 0 | 0 | 0 | 0 | 0 | 0 | 0 | 0 | 0 | 0 | 0 | 0 | 0 | 0 | 0
F1_Commercial_School_New_Space Heating_Natural Gas_Boiler_E10 | F1 | Commercial | School | New | Space Heating | Natural Gas | Boiler | E10 | CCE | 0 | 0 | 0 | 0 | 0 | 0 | 0 | 0 | 0 | 0 | 0 | 0 | 0 | 0 | 0 | 0 | 0 | 0 | 0 | 0 | 0 | 0 | 0 | 0 | 0 | 0 | 0 | 0 | 0 | 0 | 0 | 0 | 0
F2_Commercial_School_New_Space Heating_Natural Gas_Boiler_E1 | F2 | Commercial | School | New | Space Heating | Natural Gas | Boiler | E1 | TRC BC Ratio | bar: 2019 to 2051
F2_Commercial_School_New_Space Heating_Natural Gas_Boiler_E2 | F2 | Commercial | School | New | Space Heating | Natural Gas | Boiler | E2 | TRC BC Ratio | 2.3815 | 2.3838 | 2.3863 | 2.3898 | 2.3948 | 2.4021 | 2.4072 | 2.4111 | 2.4154 | 2.4192 | 2.4219 | 2.4235 | 2.425 | 2.4264 | 2.4282 | 2.4289 | 2.4302 | 2.4326 | 2.4351 | 2.438 | 2.4415 | 2.4444 | 2.4467 | 2.4484 | 2.4495 | 2.4499 | 2.4493 | 2.448 | 2.447 | 2.4465 | 2.4469 | 2.447 | 2.447
F2_Commercial_School_New_Space Heating_Natural Gas_Boiler_E3 | F2 | Commercial | School | New | Space Heating | Natural Gas | Boiler | E3 | TRC BC Ratio | 2.3586 | 2.3608 | 2.3633 | 2.3668 | 2.3717 | 2.3789 | 2.384 | 2.3879 | 2.3921 | 2.3959 | 2.3986 | 2.4002 | 2.4017 | 2.403 | 2.4048 | 2.4055 | 2.4068 | 2.4091 | 2.4116 | 2.4145 | 2.418 | 2.4209 | 2.4231 | 2.4248 | 2.4259 | 2.4263 | 2.4257 | 2.4244 | 2.4235 | 2.423 | 2.4233 | 2.4235 | 2.4235
F2_Commercial_School_New_Space Heating_Natural Gas_Boiler_E4 | F2 | Commercial | School | New | Space Heating | Natural Gas | Boiler | E4 | TRC BC Ratio | 0.47267 | 0.47319 | 0.47377 | 0.47449 | 0.47534 | 0.47639 | 0.47726 | 0.478 | 0.47868 | 0.47927 | 0.47969 | 0.47996 | 0.48015 | 0.48028 | 0.4804 | 0.4804 | 0.48044 | 0.48058 | 0.48075 | 0.48099 | 0.48128 | 0.48152 | 0.4817 | 0.48184 | 0.48193 | 0.48196 | 0.48191 | 0.48181 | 0.48173 | 0.48169 | 0.48172 | 0.48173 | 0.48173
F2_Commercial_School_New_Space Heating_Natural Gas_Boiler_E5 | F2 | Commercial | School | New | Space Heating | Natural Gas | Boiler | E5 | TRC BC Ratio | 0 | 0 | 0 | 0 | 0 | 0 | 0 | 0 | 0 | 0 | 0 | 0 | 0 | 0 | 0 | 0 | 0 | 0 | 0 | 0 | 0 | 0 | 0 | 0 | 0 | 0 | 0 | 0 | 0 | 0 | 0 | 0 | 0
F2_Commercial_School_New_Space Heating_Natural Gas_Boiler_E6 | F2 | Commercial | School | New | Space Heating | Natural Gas | Boiler | E6 | TRC BC Ratio | 0 | 0 | 0 | 0 | 0 | 0 | 0 | 0 | 0 | 0 | 0 | 0 | 0 | 0 | 0 | 0 | 0 | 0 | 0 | 0 | 0 | 0 | 0 | 0 | 0 | 0 | 0 | 0 | 0 | 0 | 0 | 0 | 0
F2_Commercial_School_New_Space Heating_Natural Gas_Boiler_E7 | F2 | Commercial | School | New | Space Heating | Natural Gas | Boiler | E7 | TRC BC Ratio | 0 | 0 | 0 | 0 | 0 | 0 | 0 | 0 | 0 | 0 | 0 | 0 | 0 | 0 | 0 | 0 | 0 | 0 | 0 | 0 | 0 | 0 | 0 | 0 | 0 | 0 | 0 | 0 | 0 | 0 | 0 | 0 | 0
F2_Commercial_School_New_Space Heating_Natural Gas_Boiler_E8 | F2 | Commercial | School | New | Space Heating | Natural Gas | Boiler | E8 | TRC BC Ratio | 0 | 0 | 0 | 0 | 0 | 0 | 0 | 0 | 0 | 0 | 0 | 0 | 0 | 0 | 0 | 0 | 0 | 0 | 0 | 0 | 0 | 0 | 0 | 0 | 0 | 0 | 0 | 0 | 0 | 0 | 0 | 0 | 0
F2_Commercial_School_New_Space Heating_Natural Gas_Boiler_E9 | F2 | Commercial | School | New | Space Heating | Natural Gas | Boiler | E9 | TRC BC Ratio | 0 | 0 | 0 | 0 | 0 | 0 | 0 | 0 | 0 | 0 | 0 | 0 | 0 | 0 | 0 | 0 | 0 | 0 | 0 | 0 | 0 | 0 | 0 | 0 | 0 | 0 | 0 | 0 | 0 | 0 | 0 | 0 | 0
F2_Commercial_School_New_Space Heating_Natural Gas_Boiler_E10 | F2 | Commercial | School | New | Space Heating | Natural Gas | Boiler | E10 | TRC BC Ratio | 0 | 0 | 0 | 0 | 0 | 0 | 0 | 0 | 0 | 0 | 0 | 0 | 0 | 0 | 0 | 0 | 0 | 0 | 0 | 0 | 0 | 0 | 0 | 0 | 0 | 0 | 0 | 0 | 0 | 0 | 0 | 0 | 0
F3_Commercial_School_New_Space Heating_Natural Gas_Boiler_E1 | F3 | Commercial | School | New | Space Heating | Natural Gas | Boiler | E1 | PACT BC Ratio | bar: 2019 to 2051
F3_Commercial_School_New_Space Heating_Natural Gas_Boiler_E2 | F3 | Commercial | School | New | Space Heating | Natural Gas | Boiler | E2 | PACT BC Ratio | 3.1753 | 3.1784 | 3.1817 | 3.1865 | 3.193 | 3.2028 | 3.2096 | 3.2148 | 3.2205 | 3.2256 | 3.2292 | 3.2314 | 3.2334 | 3.2352 | 3.2376 | 3.2385 | 3.2402 | 3.2434 | 3.2468 | 3.2507 | 3.2553 | 3.2592 | 3.2622 | 3.2645 | 3.2661 | 3.2665 | 3.2657 | 3.264 | 3.2627 | 3.262 | 3.2625 | 3.2627 | 3.2627
F3_Commercial_School_New_Space Heating_Natural Gas_Boiler_E3 | F3 | Commercial | School | New | Space Heating | Natural Gas | Boiler | E3 | PACT BC Ratio | 3.1447 | 3.1477 | 3.151 | 3.1558 | 3.1623 | 3.1719 | 3.1787 | 3.1839 | 3.1895 | 3.1946 | 3.1981 | 3.2002 | 3.2022 | 3.204 | 3.2064 | 3.2074 | 3.209 | 3.2122 | 3.2155 | 3.2194 | 3.224 | 3.2278 | 3.2308 | 3.2331 | 3.2346 | 3.235 | 3.2342 | 3.2326 | 3.2313 | 3.2306 | 3.2311 | 3.2313 | 3.2313
F3_Commercial_School_New_Space Heating_Natural Gas_Boiler_E4 | F3 | Commercial | School | New | Space Heating | Natural Gas | Boiler | E4 | PACT BC Ratio | 0.63023 | 0.63092 | 0.6317 | 0.63265 | 0.63379 | 0.63519 | 0.63635 | 0.63733 | 0.63824 | 0.63902 | 0.63958 | 0.63994 | 0.6402 | 0.64037 | 0.64053 | 0.64054 | 0.64058 | 0.64077 | 0.64101 | 0.64132 | 0.64171 | 0.64203 | 0.64227 | 0.64246 | 0.64258 | 0.64261 | 0.64255 | 0.64241 | 0.64231 | 0.64226 | 0.64229 | 0.64231 | 0.64231
F3_Commercial_School_New_Space Heating_Natural Gas_Boiler_E5 | F3 | Commercial | School | New | Space Heating | Natural Gas | Boiler | E5 | PACT BC Ratio | 0 | 0 | 0 | 0 | 0 | 0 | 0 | 0 | 0 | 0 | 0 | 0 | 0 | 0 | 0 | 0 | 0 | 0 | 0 | 0 | 0 | 0 | 0 | 0 | 0 | 0 | 0 | 0 | 0 | 0 | 0 | 0 | 0
F3_Commercial_School_New_Space Heating_Natural Gas_Boiler_E6 | F3 | Commercial | School | New | Space Heating | Natural Gas | Boiler | E6 | PACT BC Ratio | 0 | 0 | 0 | 0 | 0 | 0 | 0 | 0 | 0 | 0 | 0 | 0 | 0 | 0 | 0 | 0 | 0 | 0 | 0 | 0 | 0 | 0 | 0 | 0 | 0 | 0 | 0 | 0 | 0 | 0 | 0 | 0 | 0
F3_Commercial_School_New_Space Heating_Natural Gas_Boiler_E7 | F3 | Commercial | School | New | Space Heating | Natural Gas | Boiler | E7 | PACT BC Ratio | 0 | 0 | 0 | 0 | 0 | 0 | 0 | 0 | 0 | 0 | 0 | 0 | 0 | 0 | 0 | 0 | 0 | 0 | 0 | 0 | 0 | 0 | 0 | 0 | 0 | 0 | 0 | 0 | 0 | 0 | 0 | 0 | 0
F3_Commercial_School_New_Space Heating_Natural Gas_Boiler_E8 | F3 | Commercial | School | New | Space Heating | Natural Gas | Boiler | E8 | PACT BC Ratio | 0 | 0 | 0 | 0 | 0 | 0 | 0 | 0 | 0 | 0 | 0 | 0 | 0 | 0 | 0 | 0 | 0 | 0 | 0 | 0 | 0 | 0 | 0 | 0 | 0 | 0 | 0 | 0 | 0 | 0 | 0 | 0 | 0
F3_Commercial_School_New_Space Heating_Natural Gas_Boiler_E9 | F3 | Commercial | School | New | Space Heating | Natural Gas | Boiler | E9 | PACT BC Ratio | 0 | 0 | 0 | 0 | 0 | 0 | 0 | 0 | 0 | 0 | 0 | 0 | 0 | 0 | 0 | 0 | 0 | 0 | 0 | 0 | 0 | 0 | 0 | 0 | 0 | 0 | 0 | 0 | 0 | 0 | 0 | 0 | 0
F3_Commercial_School_New_Space Heating_Natural Gas_Boiler_E10 | F3 | Commercial | School | New | Space Heating | Natural Gas | Boiler | E10 | PACT BC Ratio | 0 | 0 | 0 | 0 | 0 | 0 | 0 | 0 | 0 | 0 | 0 | 0 | 0 | 0 | 0 | 0 | 0 | 0 | 0 | 0 | 0 | 0 | 0 | 0 | 0 | 0 | 0 | 0 | 0 | 0 | 0 | 0 | 0
F4_Commercial_School_New_Space Heating_Natural Gas_Boiler_E1 | F4 | Commercial | School | New | Space Heating | Natural Gas | Boiler | E1 | RVT BC Ratio | bar: 2019 to 2051
F4_Commercial_School_New_Space Heating_Natural Gas_Boiler_E2 | F4 | Commercial | School | New | Space Heating | Natural Gas | Boiler | E2 | RVT BC Ratio | 4.1238 | 4.1271 | 4.1307 | 4.1358 | 4.1429 | 4.1534 | 4.1608 | 4.1664 | 4.1725 | 4.1781 | 4.1819 | 4.1842 | 4.1864 | 4.1884 | 4.1909 | 4.192 | 4.1938 | 4.1972 | 4.2009 | 4.2051 | 4.2101 | 4.2143 | 4.2175 | 4.22 | 4.2216 | 4.2221 | 4.2212 | 4.2194 | 4.218 | 4.2173 | 4.2178 | 4.218 | 4.218
F4_Commercial_School_New_Space Heating_Natural Gas_Boiler_E3 | F4 | Commercial | School | New | Space Heating | Natural Gas | Boiler | E3 | RVT BC Ratio | 4.0908 | 4.0941 | 4.0976 | 4.1027 | 4.1097 | 4.1202 | 4.1274 | 4.133 | 4.1391 | 4.1446 | 4.1483 | 4.1507 | 4.1528 | 4.1548 | 4.1573 | 4.1584 | 4.1602 | 4.1636 | 4.1671 | 4.1713 | 4.1763 | 4.1804 | 4.1837 | 4.1861 | 4.1877 | 4.1882 | 4.1873 | 4.1855 | 4.1841 | 4.1835 | 4.184 | 4.1841 | 4.1841
F4_Commercial_School_New_Space Heating_Natural Gas_Boiler_E4 | F4 | Commercial | School | New | Space Heating | Natural Gas | Boiler | E4 | RVT BC Ratio | 1.3796 | 1.3803 | 1.3811 | 1.3822 | 1.3834 | 1.3849 | 1.3861 | 1.3872 | 1.3882 | 1.389 | 1.3896 | 1.39 | 1.3903 | 1.3905 | 1.3907 | 1.3907 | 1.3907 | 1.3909 | 1.3912 | 1.3915 | 1.3919 | 1.3923 | 1.3925 | 1.3927 | 1.3929 | 1.3929 | 1.3928 | 1.3927 | 1.3926 | 1.3925 | 1.3926 | 1.3926 | 1.3926
F4_Commercial_School_New_Space Heating_Natural Gas_Boiler_E5 | F4 | Commercial | School | New | Space Heating | Natural Gas | Boiler | E5 | RVT BC Ratio | 0 | 0 | 0 | 0 | 0 | 0 | 0 | 0 | 0 | 0 | 0 | 0 | 0 | 0 | 0 | 0 | 0 | 0 | 0 | 0 | 0 | 0 | 0 | 0 | 0 | 0 | 0 | 0 | 0 | 0 | 0 | 0 | 0
F4_Commercial_School_New_Space Heating_Natural Gas_Boiler_E6 | F4 | Commercial | School | New | Space Heating | Natural Gas | Boiler | E6 | RVT BC Ratio | 0 | 0 | 0 | 0 | 0 | 0 | 0 | 0 | 0 | 0 | 0 | 0 | 0 | 0 | 0 | 0 | 0 | 0 | 0 | 0 | 0 | 0 | 0 | 0 | 0 | 0 | 0 | 0 | 0 | 0 | 0 | 0 | 0
F4_Commercial_School_New_Space Heating_Natural Gas_Boiler_E7 | F4 | Commercial | School | New | Space Heating | Natural Gas | Boiler | E7 | RVT BC Ratio | 0 | 0 | 0 | 0 | 0 | 0 | 0 | 0 | 0 | 0 | 0 | 0 | 0 | 0 | 0 | 0 | 0 | 0 | 0 | 0 | 0 | 0 | 0 | 0 | 0 | 0 | 0 | 0 | 0 | 0 | 0 | 0 | 0
F4_Commercial_School_New_Space Heating_Natural Gas_Boiler_E8 | F4 | Commercial | School | New | Space Heating | Natural Gas | Boiler | E8 | RVT BC Ratio | 0 | 0 | 0 | 0 | 0 | 0 | 0 | 0 | 0 | 0 | 0 | 0 | 0 | 0 | 0 | 0 | 0 | 0 | 0 | 0 | 0 | 0 | 0 | 0 | 0 | 0 | 0 | 0 | 0 | 0 | 0 | 0 | 0
F4_Commercial_School_New_Space Heating_Natural Gas_Boiler_E9 | F4 | Commercial | School | New | Space Heating | Natural Gas | Boiler | E9 | RVT BC Ratio | 0 | 0 | 0 | 0 | 0 | 0 | 0 | 0 | 0 | 0 | 0 | 0 | 0 | 0 | 0 | 0 | 0 | 0 | 0 | 0 | 0 | 0 | 0 | 0 | 0 | 0 | 0 | 0 | 0 | 0 | 0 | 0 | 0
F4_Commercial_School_New_Space Heating_Natural Gas_Boiler_E10 | F4 | Commercial | School | New | Space Heating | Natural Gas | Boiler | E10 | RVT BC Ratio | 0 | 0 | 0 | 0 | 0 | 0 | 0 | 0 | 0 | 0 | 0 | 0 | 0 | 0 | 0 | 0 | 0 | 0 | 0 | 0 | 0 | 0 | 0 | 0 | 0 | 0 | 0 | 0 | 0 | 0 | 0 | 0 | 0
F5_Commercial_School_New_Space Heating_Natural Gas_Boiler_E1 | F5 | Commercial | School | New | Space Heating | Natural Gas | Boiler | E1 | RIM BC Ratio | bar: 2019 to 2051
F5_Commercial_School_New_Space Heating_Natural Gas_Boiler_E2 | F5 | Commercial | School | New | Space Heating | Natural Gas | Boiler | E2 | RIM BC Ratio | 0.66094 | 0.66107 | 0.66122 | 0.66142 | 0.6617 | 0.66212 | 0.66241 | 0.66264 | 0.66288 | 0.66309 | 0.66324 | 0.66334 | 0.66342 | 0.6635 | 0.6636 | 0.66364 | 0.66371 | 0.66384 | 0.66398 | 0.66415 | 0.66434 | 0.6645 | 0.66463 | 0.66472 | 0.66479 | 0.6648 | 0.66477 | 0.6647 | 0.66465 | 0.66462 | 0.66464 | 0.66465 | 0.66465
F5_Commercial_School_New_Space Heating_Natural Gas_Boiler_E3 | F5 | Commercial | School | New | Space Heating | Natural Gas | Boiler | E3 | RIM BC Ratio | 0.65961 | 0.65974 | 0.65988 | 0.66009 | 0.66037 | 0.66079 | 0.66109 | 0.66131 | 0.66155 | 0.66177 | 0.66192 | 0.66201 | 0.6621 | 0.66218 | 0.66228 | 0.66232 | 0.66239 | 0.66252 | 0.66266 | 0.66283 | 0.66302 | 0.66319 | 0.66331 | 0.66341 | 0.66347 | 0.66349 | 0.66346 | 0.66339 | 0.66333 | 0.66331 | 0.66332 | 0.66333 | 0.66333
F5_Commercial_School_New_Space Heating_Natural Gas_Boiler_E4 | F5 | Commercial | School | New | Space Heating | Natural Gas | Boiler | E4 | RIM BC Ratio | 0.35909 | 0.35932 | 0.35957 | 0.35988 | 0.36025 | 0.3607 | 0.36107 | 0.36139 | 0.36168 | 0.36193 | 0.36211 | 0.36223 | 0.36231 | 0.36236 | 0.36241 | 0.36242 | 0.36243 | 0.36249 | 0.36257 | 0.36267 | 0.36279 | 0.36289 | 0.36297 | 0.36303 | 0.36307 | 0.36308 | 0.36306 | 0.36302 | 0.36298 | 0.36297 | 0.36298 | 0.36298 | 0.36298
F5_Commercial_School_New_Space Heating_Natural Gas_Boiler_E5 | F5 | Commercial | School | New | Space Heating | Natural Gas | Boiler | E5 | RIM BC Ratio | 0 | 0 | 0 | 0 | 0 | 0 | 0 | 0 | 0 | 0 | 0 | 0 | 0 | 0 | 0 | 0 | 0 | 0 | 0 | 0 | 0 | 0 | 0 | 0 | 0 | 0 | 0 | 0 | 0 | 0 | 0 | 0 | 0
F5_Commercial_School_New_Space Heating_Natural Gas_Boiler_E6 | F5 | Commercial | School | New | Space Heating | Natural Gas | Boiler | E6 | RIM BC Ratio | 0 | 0 | 0 | 0 | 0 | 0 | 0 | 0 | 0 | 0 | 0 | 0 | 0 | 0 | 0 | 0 | 0 | 0 | 0 | 0 | 0 | 0 | 0 | 0 | 0 | 0 | 0 | 0 | 0 | 0 | 0 | 0 | 0
F5_Commercial_School_New_Space Heating_Natural Gas_Boiler_E7 | F5 | Commercial | School | New | Space Heating | Natural Gas | Boiler | E7 | RIM BC Ratio | 0 | 0 | 0 | 0 | 0 | 0 | 0 | 0 | 0 | 0 | 0 | 0 | 0 | 0 | 0 | 0 | 0 | 0 | 0 | 0 | 0 | 0 | 0 | 0 | 0 | 0 | 0 | 0 | 0 | 0 | 0 | 0 | 0
F5_Commercial_School_New_Space Heating_Natural Gas_Boiler_E8 | F5 | Commercial | School | New | Space Heating | Natural Gas | Boiler | E8 | RIM BC Ratio | 0 | 0 | 0 | 0 | 0 | 0 | 0 | 0 | 0 | 0 | 0 | 0 | 0 | 0 | 0 | 0 | 0 | 0 | 0 | 0 | 0 | 0 | 0 | 0 | 0 | 0 | 0 | 0 | 0 | 0 | 0 | 0 | 0
F5_Commercial_School_New_Space Heating_Natural Gas_Boiler_E9 | F5 | Commercial | School | New | Space Heating | Natural Gas | Boiler | E9 | RIM BC Ratio | 0 | 0 | 0 | 0 | 0 | 0 | 0 | 0 | 0 | 0 | 0 | 0 | 0 | 0 | 0 | 0 | 0 | 0 | 0 | 0 | 0 | 0 | 0 | 0 | 0 | 0 | 0 | 0 | 0 | 0 | 0 | 0 | 0
F5_Commercial_School_New_Space Heating_Natural Gas_Boiler_E10 | F5 | Commercial | School | New | Space Heating | Natural Gas | Boiler | E10 | RIM BC Ratio | 0 | 0 | 0 | 0 | 0 | 0 | 0 | 0 | 0 | 0 | 0 | 0 | 0 | 0 | 0 | 0 | 0 | 0 | 0 | 0 | 0 | 0 | 0 | 0 | 0 | 0 | 0 | 0 | 0 | 0 | 0 | 0 | 0
F0_Commercial_School_New_Space Heating_Natural Gas_Unit Heater_E0 | F0 | Commercial | School | New | Space Heating | Natural Gas | Unit Heater | E0 | Economic Unit | Infrared Radiant | Infrared Radiant | Infrared Radiant | Infrared Radiant | Infrared Radiant | Infrared Radiant | Infrared Radiant | Infrared Radiant | Infrared Radiant | Infrared Radiant | Infrared Radiant | Infrared Radiant | Infrared Radiant | Infrared Radiant | Infrared Radiant | Infrared Radiant | Infrared Radiant | Infrared Radiant | Infrared Radiant | Infrared Radiant | Infrared Radiant | Infrared Radiant | Infrared Radiant | Infrared Radiant | Infrared Radiant | Infrared Radiant | Infrared Radiant | Infrared Radiant | Infrared Radiant | Infrared Radiant | Infrared Radiant | Infrared Radiant | Infrared Radiant
F1_Commercial_School_New_Space Heating_Natural Gas_Unit Heater_E1 | F1 | Commercial | School | New | Space Heating | Natural Gas | Unit Heater | E1 | CCE | 0 | 0 | 0 | 0 | 0 | 0 | 0 | 0 | 0 | 0 | 0 | 0 | 0 | 0 | 0 | 0 | 0 | 0 | 0 | 0 | 0 | 0 | 0 | 0 | 0 | 0 | 0 | 0 | 0 | 0 | 0 | 0 | 0
F1_Commercial_School_New_Space Heating_Natural Gas_Unit Heater_E2 | F1 | Commercial | School | New | Space Heating | Natural Gas | Unit Heater | E2 | CCE | 1.2484 | 1.2484 | 1.255 | 1.2617 | 1.2685 | 1.2754 | 1.2823 | 1.2893 | 1.2964 | 1.3036 | 1.3108 | 1.3181 | 1.3256 | 1.333 | 1.3406 | 1.3483 | 1.356 | 1.3639 | 1.3718 | 1.3798 | 1.3879 | 1.3961 | 1.4045 | 1.4129 | 1.4214 | 1.43 | 1.4387 | 1.4475 | 1.4564 | 1.4655 | 1.4746 | 1.4839 | 1.4839
F1_Commercial_School_New_Space Heating_Natural Gas_Unit Heater_E3 | F1 | Commercial | School | New | Space Heating | Natural Gas | Unit Heater | E3 | CCE | 0.12436 | 0.12436 | 0.12503 | 0.12569 | 0.12637 | 0.12705 | 0.12775 | 0.12844 | 0.12915 | 0.12986 | 0.13058 | 0.13131 | 0.13205 | 0.1328 | 0.13355 | 0.13432 | 0.13509 | 0.13587 | 0.13666 | 0.13746 | 0.13827 | 0.13908 | 0.13991 | 0.14075 | 0.1416 | 0.14245 | 0.14332 | 0.1442 | 0.14509 | 0.14599 | 0.1469 | 0.14783 | 0.14783
F1_Commercial_School_New_Space Heating_Natural Gas_Unit Heater_E4 | F1 | Commercial | School | New | Space Heating | Natural Gas | Unit Heater | E4 | CCE | 0 | 0 | 0 | 0 | 0 | 0 | 0 | 0 | 0 | 0 | 0 | 0 | 0 | 0 | 0 | 0 | 0 | 0 | 0 | 0 | 0 | 0 | 0 | 0 | 0 | 0 | 0 | 0 | 0 | 0 | 0 | 0 | 0
F1_Commercial_School_New_Space Heating_Natural Gas_Unit Heater_E5 | F1 | Commercial | School | New | Space Heating | Natural Gas | Unit Heater | E5 | CCE | 0 | 0 | 0 | 0 | 0 | 0 | 0 | 0 | 0 | 0 | 0 | 0 | 0 | 0 | 0 | 0 | 0 | 0 | 0 | 0 | 0 | 0 | 0 | 0 | 0 | 0 | 0 | 0 | 0 | 0 | 0 | 0 | 0
F1_Commercial_School_New_Space Heating_Natural Gas_Unit Heater_E6 | F1 | Commercial | School | New | Space Heating | Natural Gas | Unit Heater | E6 | CCE | 0 | 0 | 0 | 0 | 0 | 0 | 0 | 0 | 0 | 0 | 0 | 0 | 0 | 0 | 0 | 0 | 0 | 0 | 0 | 0 | 0 | 0 | 0 | 0 | 0 | 0 | 0 | 0 | 0 | 0 | 0 | 0 | 0
F1_Commercial_School_New_Space Heating_Natural Gas_Unit Heater_E7 | F1 | Commercial | School | New | Space Heating | Natural Gas | Unit Heater | E7 | CCE | 0 | 0 | 0 | 0 | 0 | 0 | 0 | 0 | 0 | 0 | 0 | 0 | 0 | 0 | 0 | 0 | 0 | 0 | 0 | 0 | 0 | 0 | 0 | 0 | 0 | 0 | 0 | 0 | 0 | 0 | 0 | 0 | 0
F1_Commercial_School_New_Space Heating_Natural Gas_Unit Heater_E8 | F1 | Commercial | School | New | Space Heating | Natural Gas | Unit Heater | E8 | CCE | 0 | 0 | 0 | 0 | 0 | 0 | 0 | 0 | 0 | 0 | 0 | 0 | 0 | 0 | 0 | 0 | 0 | 0 | 0 | 0 | 0 | 0 | 0 | 0 | 0 | 0 | 0 | 0 | 0 | 0 | 0 | 0 | 0
F1_Commercial_School_New_Space Heating_Natural Gas_Unit Heater_E9 | F1 | Commercial | School | New | Space Heating | Natural Gas | Unit Heater | E9 | CCE | 0 | 0 | 0 | 0 | 0 | 0 | 0 | 0 | 0 | 0 | 0 | 0 | 0 | 0 | 0 | 0 | 0 | 0 | 0 | 0 | 0 | 0 | 0 | 0 | 0 | 0 | 0 | 0 | 0 | 0 | 0 | 0 | 0
F1_Commercial_School_New_Space Heating_Natural Gas_Unit Heater_E10 | F1 | Commercial | School | New | Space Heating | Natural Gas | Unit Heater | E10 | CCE | 0 | 0 | 0 | 0 | 0 | 0 | 0 | 0 | 0 | 0 | 0 | 0 | 0 | 0 | 0 | 0 | 0 | 0 | 0 | 0 | 0 | 0 | 0 | 0 | 0 | 0 | 0 | 0 | 0 | 0 | 0 | 0 | 0
F2_Commercial_School_New_Space Heating_Natural Gas_Unit Heater_E1 | F2 | Commercial | School | New | Space Heating | Natural Gas | Unit Heater | E1 | TRC BC Ratio | bar: 2019 to 2051
F2_Commercial_School_New_Space Heating_Natural Gas_Unit Heater_E2 | F2 | Commercial | School | New | Space Heating | Natural Gas | Unit Heater | E2 | TRC BC Ratio | 1.4316 | 1.4333 | 1.4351 | 1.4377 | 1.4415 | 1.4475 | 1.451 | 1.4531 | 1.4557 | 1.4579 | 1.4592 | 1.4598 | 1.4607 | 1.4619 | 1.4637 | 1.4647 | 1.4663 | 1.4689 | 1.4715 | 1.4743 | 1.4776 | 1.4804 | 1.4826 | 1.4843 | 1.4854 | 1.4857 | 1.4852 | 1.4839 | 1.483 | 1.4825 | 1.4828 | 1.483 | 1.483
F2_Commercial_School_New_Space Heating_Natural Gas_Unit Heater_E3 | F2 | Commercial | School | New | Space Heating | Natural Gas | Unit Heater | E3 | TRC BC Ratio | 14.4795 | 14.5162 | 14.5616 | 14.6219 | 14.6976 | 14.8103 | 14.8618 | 14.8723 | 14.8808 | 14.8782 | 14.8554 | 14.8297 | 14.8204 | 14.8293 | 14.8623 | 14.8883 | 14.9269 | 14.9846 | 15.0378 | 15.0922 | 15.1509 | 15.2019 | 15.2426 | 15.2734 | 15.2939 | 15.2998 | 15.2889 | 15.2664 | 15.2487 | 15.2402 | 15.2464 | 15.2488 | 15.2488
F2_Commercial_School_New_Space Heating_Natural Gas_Unit Heater_E4 | F2 | Commercial | School | New | Space Heating | Natural Gas | Unit Heater | E4 | TRC BC Ratio | 0 | 0 | 0 | 0 | 0 | 0 | 0 | 0 | 0 | 0 | 0 | 0 | 0 | 0 | 0 | 0 | 0 | 0 | 0 | 0 | 0 | 0 | 0 | 0 | 0 | 0 | 0 | 0 | 0 | 0 | 0 | 0 | 0
F2_Commercial_School_New_Space Heating_Natural Gas_Unit Heater_E5 | F2 | Commercial | School | New | Space Heating | Natural Gas | Unit Heater | E5 | TRC BC Ratio | 0 | 0 | 0 | 0 | 0 | 0 | 0 | 0 | 0 | 0 | 0 | 0 | 0 | 0 | 0 | 0 | 0 | 0 | 0 | 0 | 0 | 0 | 0 | 0 | 0 | 0 | 0 | 0 | 0 | 0 | 0 | 0 | 0
F2_Commercial_School_New_Space Heating_Natural Gas_Unit Heater_E6 | F2 | Commercial | School | New | Space Heating | Natural Gas | Unit Heater | E6 | TRC BC Ratio | 0 | 0 | 0 | 0 | 0 | 0 | 0 | 0 | 0 | 0 | 0 | 0 | 0 | 0 | 0 | 0 | 0 | 0 | 0 | 0 | 0 | 0 | 0 | 0 | 0 | 0 | 0 | 0 | 0 | 0 | 0 | 0 | 0
F2_Commercial_School_New_Space Heating_Natural Gas_Unit Heater_E7 | F2 | Commercial | School | New | Space Heating | Natural Gas | Unit Heater | E7 | TRC BC Ratio | 0 | 0 | 0 | 0 | 0 | 0 | 0 | 0 | 0 | 0 | 0 | 0 | 0 | 0 | 0 | 0 | 0 | 0 | 0 | 0 | 0 | 0 | 0 | 0 | 0 | 0 | 0 | 0 | 0 | 0 | 0 | 0 | 0
F2_Commercial_School_New_Space Heating_Natural Gas_Unit Heater_E8 | F2 | Commercial | School | New | Space Heating | Natural Gas | Unit Heater | E8 | TRC BC Ratio | 0 | 0 | 0 | 0 | 0 | 0 | 0 | 0 | 0 | 0 | 0 | 0 | 0 | 0 | 0 | 0 | 0 | 0 | 0 | 0 | 0 | 0 | 0 | 0 | 0 | 0 | 0 | 0 | 0 | 0 | 0 | 0 | 0
F2_Commercial_School_New_Space Heating_Natural Gas_Unit Heater_E9 | F2 | Commercial | School | New | Space Heating | Natural Gas | Unit Heater | E9 | TRC BC Ratio | 0 | 0 | 0 | 0 | 0 | 0 | 0 | 0 | 0 | 0 | 0 | 0 | 0 | 0 | 0 | 0 | 0 | 0 | 0 | 0 | 0 | 0 | 0 | 0 | 0 | 0 | 0 | 0 | 0 | 0 | 0 | 0 | 0
F2_Commercial_School_New_Space Heating_Natural Gas_Unit Heater_E10 | F2 | Commercial | School | New | Space Heating | Natural Gas | Unit Heater | E10 | TRC BC Ratio | 0 | 0 | 0 | 0 | 0 | 0 | 0 | 0 | 0 | 0 | 0 | 0 | 0 | 0 | 0 | 0 | 0 | 0 | 0 | 0 | 0 | 0 | 0 | 0 | 0 | 0 | 0 | 0 | 0 | 0 | 0 | 0 | 0
F3_Commercial_School_New_Space Heating_Natural Gas_Unit Heater_E1 | F3 | Commercial | School | New | Space Heating | Natural Gas | Unit Heater | E1 | PACT BC Ratio | bar: 2019 to 2051
F3_Commercial_School_New_Space Heating_Natural Gas_Unit Heater_E2 | F3 | Commercial | School | New | Space Heating | Natural Gas | Unit Heater | E2 | PACT BC Ratio | 1.9089 | 1.911 | 1.9134 | 1.917 | 1.922 | 1.93 | 1.9346 | 1.9375 | 1.9409 | 1.9439 | 1.9456 | 1.9464 | 1.9476 | 1.9492 | 1.9516 | 1.953 | 1.9551 | 1.9585 | 1.9619 | 1.9658 | 1.9702 | 1.9739 | 1.9769 | 1.9791 | 1.9806 | 1.981 | 1.9802 | 1.9786 | 1.9773 | 1.9767 | 1.9771 | 1.9773 | 1.9773
F3_Commercial_School_New_Space Heating_Natural Gas_Unit Heater_E3 | F3 | Commercial | School | New | Space Heating | Natural Gas | Unit Heater | E3 | PACT BC Ratio | 19.306 | 19.355 | 19.4154 | 19.4958 | 19.5967 | 19.747 | 19.8157 | 19.8297 | 19.8411 | 19.8377 | 19.8073 | 19.773 | 19.7606 | 19.7724 | 19.8164 | 19.851 | 19.9026 | 19.9794 | 20.0504 | 20.1229 | 20.2012 | 20.2691 | 20.3234 | 20.3645 | 20.3919 | 20.3998 | 20.3852 | 20.3553 | 20.3317 | 20.3202 | 20.3286 | 20.3318 | 20.3318
F3_Commercial_School_New_Space Heating_Natural Gas_Unit Heater_E4 | F3 | Commercial | School | New | Space Heating | Natural Gas | Unit Heater | E4 | PACT BC Ratio | 0 | 0 | 0 | 0 | 0 | 0 | 0 | 0 | 0 | 0 | 0 | 0 | 0 | 0 | 0 | 0 | 0 | 0 | 0 | 0 | 0 | 0 | 0 | 0 | 0 | 0 | 0 | 0 | 0 | 0 | 0 | 0 | 0
F3_Commercial_School_New_Space Heating_Natural Gas_Unit Heater_E5 | F3 | Commercial | School | New | Space Heating | Natural Gas | Unit Heater | E5 | PACT BC Ratio | 0 | 0 | 0 | 0 | 0 | 0 | 0 | 0 | 0 | 0 | 0 | 0 | 0 | 0 | 0 | 0 | 0 | 0 | 0 | 0 | 0 | 0 | 0 | 0 | 0 | 0 | 0 | 0 | 0 | 0 | 0 | 0 | 0
F3_Commercial_School_New_Space Heating_Natural Gas_Unit Heater_E6 | F3 | Commercial | School | New | Space Heating | Natural Gas | Unit Heater | E6 | PACT BC Ratio | 0 | 0 | 0 | 0 | 0 | 0 | 0 | 0 | 0 | 0 | 0 | 0 | 0 | 0 | 0 | 0 | 0 | 0 | 0 | 0 | 0 | 0 | 0 | 0 | 0 | 0 | 0 | 0 | 0 | 0 | 0 | 0 | 0
F3_Commercial_School_New_Space Heating_Natural Gas_Unit Heater_E7 | F3 | Commercial | School | New | Space Heating | Natural Gas | Unit Heater | E7 | PACT BC Ratio | 0 | 0 | 0 | 0 | 0 | 0 | 0 | 0 | 0 | 0 | 0 | 0 | 0 | 0 | 0 | 0 | 0 | 0 | 0 | 0 | 0 | 0 | 0 | 0 | 0 | 0 | 0 | 0 | 0 | 0 | 0 | 0 | 0
F3_Commercial_School_New_Space Heating_Natural Gas_Unit Heater_E8 | F3 | Commercial | School | New | Space Heating | Natural Gas | Unit Heater | E8 | PACT BC Ratio | 0 | 0 | 0 | 0 | 0 | 0 | 0 | 0 | 0 | 0 | 0 | 0 | 0 | 0 | 0 | 0 | 0 | 0 | 0 | 0 | 0 | 0 | 0 | 0 | 0 | 0 | 0 | 0 | 0 | 0 | 0 | 0 | 0
F3_Commercial_School_New_Space Heating_Natural Gas_Unit Heater_E9 | F3 | Commercial | School | New | Space Heating | Natural Gas | Unit Heater | E9 | PACT BC Ratio | 0 | 0 | 0 | 0 | 0 | 0 | 0 | 0 | 0 | 0 | 0 | 0 | 0 | 0 | 0 | 0 | 0 | 0 | 0 | 0 | 0 | 0 | 0 | 0 | 0 | 0 | 0 | 0 | 0 | 0 | 0 | 0 | 0
F3_Commercial_School_New_Space Heating_Natural Gas_Unit Heater_E10 | F3 | Commercial | School | New | Space Heating | Natural Gas | Unit Heater | E10 | PACT BC Ratio | 0 | 0 | 0 | 0 | 0 | 0 | 0 | 0 | 0 | 0 | 0 | 0 | 0 | 0 | 0 | 0 | 0 | 0 | 0 | 0 | 0 | 0 | 0 | 0 | 0 | 0 | 0 | 0 | 0 | 0 | 0 | 0 | 0
F4_Commercial_School_New_Space Heating_Natural Gas_Unit Heater_E1 | F4 | Commercial | School | New | Space Heating | Natural Gas | Unit Heater | E1 | RVT BC Ratio | bar: 2019 to 2051
F4_Commercial_School_New_Space Heating_Natural Gas_Unit Heater_E2 | F4 | Commercial | School | New | Space Heating | Natural Gas | Unit Heater | E2 | RVT BC Ratio | 2.7582 | 2.7606 | 2.7631 | 2.767 | 2.7724 | 2.781 | 2.786 | 2.7891 | 2.7928 | 2.796 | 2.7979 | 2.7988 | 2.8 | 2.8017 | 2.8044 | 2.8058 | 2.8081 | 2.8118 | 2.8155 | 2.8196 | 2.8244 | 2.8284 | 2.8316 | 2.834 | 2.8356 | 2.836 | 2.8352 | 2.8334 | 2.832 | 2.8314 | 2.8319 | 2.832 | 2.832
F4_Commercial_School_New_Space Heating_Natural Gas_Unit Heater_E3 | F4 | Commercial | School | New | Space Heating | Natural Gas | Unit Heater | E3 | RVT BC Ratio | 21.5169 | 21.5696 | 21.6348 | 21.7215 | 21.8304 | 21.9924 | 22.0664 | 22.0815 | 22.0938 | 22.0901 | 22.0573 | 22.0204 | 22.007 | 22.0198 | 22.0672 | 22.1045 | 22.1601 | 22.243 | 22.3196 | 22.3977 | 22.4821 | 22.5554 | 22.6139 | 22.6582 | 22.6877 | 22.6962 | 22.6806 | 22.6482 | 22.6228 | 22.6104 | 22.6194 | 22.6229 | 22.6229
F4_Commercial_School_New_Space Heating_Natural Gas_Unit Heater_E4 | F4 | Commercial | School | New | Space Heating | Natural Gas | Unit Heater | E4 | RVT BC Ratio | 0 | 0 | 0 | 0 | 0 | 0 | 0 | 0 | 0 | 0 | 0 | 0 | 0 | 0 | 0 | 0 | 0 | 0 | 0 | 0 | 0 | 0 | 0 | 0 | 0 | 0 | 0 | 0 | 0 | 0 | 0 | 0 | 0
F4_Commercial_School_New_Space Heating_Natural Gas_Unit Heater_E5 | F4 | Commercial | School | New | Space Heating | Natural Gas | Unit Heater | E5 | RVT BC Ratio | 0 | 0 | 0 | 0 | 0 | 0 | 0 | 0 | 0 | 0 | 0 | 0 | 0 | 0 | 0 | 0 | 0 | 0 | 0 | 0 | 0 | 0 | 0 | 0 | 0 | 0 | 0 | 0 | 0 | 0 | 0 | 0 | 0
F4_Commercial_School_New_Space Heating_Natural Gas_Unit Heater_E6 | F4 | Commercial | School | New | Space Heating | Natural Gas | Unit Heater | E6 | RVT BC Ratio | 0 | 0 | 0 | 0 | 0 | 0 | 0 | 0 | 0 | 0 | 0 | 0 | 0 | 0 | 0 | 0 | 0 | 0 | 0 | 0 | 0 | 0 | 0 | 0 | 0 | 0 | 0 | 0 | 0 | 0 | 0 | 0 | 0
F4_Commercial_School_New_Space Heating_Natural Gas_Unit Heater_E7 | F4 | Commercial | School | New | Space Heating | Natural Gas | Unit Heater | E7 | RVT BC Ratio | 0 | 0 | 0 | 0 | 0 | 0 | 0 | 0 | 0 | 0 | 0 | 0 | 0 | 0 | 0 | 0 | 0 | 0 | 0 | 0 | 0 | 0 | 0 | 0 | 0 | 0 | 0 | 0 | 0 | 0 | 0 | 0 | 0
F4_Commercial_School_New_Space Heating_Natural Gas_Unit Heater_E8 | F4 | Commercial | School | New | Space Heating | Natural Gas | Unit Heater | E8 | RVT BC Ratio | 0 | 0 | 0 | 0 | 0 | 0 | 0 | 0 | 0 | 0 | 0 | 0 | 0 | 0 | 0 | 0 | 0 | 0 | 0 | 0 | 0 | 0 | 0 | 0 | 0 | 0 | 0 | 0 | 0 | 0 | 0 | 0 | 0
F4_Commercial_School_New_Space Heating_Natural Gas_Unit Heater_E9 | F4 | Commercial | School | New | Space Heating | Natural Gas | Unit Heater | E9 | RVT BC Ratio | 0 | 0 | 0 | 0 | 0 | 0 | 0 | 0 | 0 | 0 | 0 | 0 | 0 | 0 | 0 | 0 | 0 | 0 | 0 | 0 | 0 | 0 | 0 | 0 | 0 | 0 | 0 | 0 | 0 | 0 | 0 | 0 | 0
F4_Commercial_School_New_Space Heating_Natural Gas_Unit Heater_E10 | F4 | Commercial | School | New | Space Heating | Natural Gas | Unit Heater | E10 | RVT BC Ratio | 0 | 0 | 0 | 0 | 0 | 0 | 0 | 0 | 0 | 0 | 0 | 0 | 0 | 0 | 0 | 0 | 0 | 0 | 0 | 0 | 0 | 0 | 0 | 0 | 0 | 0 | 0 | 0 | 0 | 0 | 0 | 0 | 0
F5_Commercial_School_New_Space Heating_Natural Gas_Unit Heater_E1 | F5 | Commercial | School | New | Space Heating | Natural Gas | Unit Heater | E1 | RIM BC Ratio | bar: 2019 to 2051
F5_Commercial_School_New_Space Heating_Natural Gas_Unit Heater_E2 | F5 | Commercial | School | New | Space Heating | Natural Gas | Unit Heater | E2 | RIM BC Ratio | 0.58074 | 0.58094 | 0.58116 | 0.58149 | 0.58195 | 0.58268 | 0.58311 | 0.58337 | 0.58367 | 0.58394 | 0.5841 | 0.58417 | 0.58428 | 0.58442 | 0.58464 | 0.58476 | 0.58495 | 0.58526 | 0.58556 | 0.5859 | 0.58629 | 0.58662 | 0.58688 | 0.58708 | 0.58721 | 0.58725 | 0.58718 | 0.58703 | 0.58692 | 0.58687 | 0.58691 | 0.58692 | 0.58692
F5_Commercial_School_New_Space Heating_Natural Gas_Unit Heater_E3 | F5 | Commercial | School | New | Space Heating | Natural Gas | Unit Heater | E3 | RIM BC Ratio | 0.80009 | 0.80017 | 0.80027 | 0.80041 | 0.80058 | 0.80083 | 0.80094 | 0.80096 | 0.80098 | 0.80098 | 0.80093 | 0.80087 | 0.80085 | 0.80087 | 0.80094 | 0.801 | 0.80108 | 0.80121 | 0.80132 | 0.80144 | 0.80156 | 0.80167 | 0.80175 | 0.80182 | 0.80186 | 0.80187 | 0.80185 | 0.8018 | 0.80176 | 0.80175 | 0.80176 | 0.80176 | 0.80176
F5_Commercial_School_New_Space Heating_Natural Gas_Unit Heater_E4 | F5 | Commercial | School | New | Space Heating | Natural Gas | Unit Heater | E4 | RIM BC Ratio | 0 | 0 | 0 | 0 | 0 | 0 | 0 | 0 | 0 | 0 | 0 | 0 | 0 | 0 | 0 | 0 | 0 | 0 | 0 | 0 | 0 | 0 | 0 | 0 | 0 | 0 | 0 | 0 | 0 | 0 | 0 | 0 | 0
F5_Commercial_School_New_Space Heating_Natural Gas_Unit Heater_E5 | F5 | Commercial | School | New | Space Heating | Natural Gas | Unit Heater | E5 | RIM BC Ratio | 0 | 0 | 0 | 0 | 0 | 0 | 0 | 0 | 0 | 0 | 0 | 0 | 0 | 0 | 0 | 0 | 0 | 0 | 0 | 0 | 0 | 0 | 0 | 0 | 0 | 0 | 0 | 0 | 0 | 0 | 0 | 0 | 0
F5_Commercial_School_New_Space Heating_Natural Gas_Unit Heater_E6 | F5 | Commercial | School | New | Space Heating | Natural Gas | Unit Heater | E6 | RIM BC Ratio | 0 | 0 | 0 | 0 | 0 | 0 | 0 | 0 | 0 | 0 | 0 | 0 | 0 | 0 | 0 | 0 | 0 | 0 | 0 | 0 | 0 | 0 | 0 | 0 | 0 | 0 | 0 | 0 | 0 | 0 | 0 | 0 | 0
F5_Commercial_School_New_Space Heating_Natural Gas_Unit Heater_E7 | F5 | Commercial | School | New | Space Heating | Natural Gas | Unit Heater | E7 | RIM BC Ratio | 0 | 0 | 0 | 0 | 0 | 0 | 0 | 0 | 0 | 0 | 0 | 0 | 0 | 0 | 0 | 0 | 0 | 0 | 0 | 0 | 0 | 0 | 0 | 0 | 0 | 0 | 0 | 0 | 0 | 0 | 0 | 0 | 0
F5_Commercial_School_New_Space Heating_Natural Gas_Unit Heater_E8 | F5 | Commercial | School | New | Space Heating | Natural Gas | Unit Heater | E8 | RIM BC Ratio | 0 | 0 | 0 | 0 | 0 | 0 | 0 | 0 | 0 | 0 | 0 | 0 | 0 | 0 | 0 | 0 | 0 | 0 | 0 | 0 | 0 | 0 | 0 | 0 | 0 | 0 | 0 | 0 | 0 | 0 | 0 | 0 | 0
F5_Commercial_School_New_Space Heating_Natural Gas_Unit Heater_E9 | F5 | Commercial | School | New | Space Heating | Natural Gas | Unit Heater | E9 | RIM BC Ratio | 0 | 0 | 0 | 0 | 0 | 0 | 0 | 0 | 0 | 0 | 0 | 0 | 0 | 0 | 0 | 0 | 0 | 0 | 0 | 0 | 0 | 0 | 0 | 0 | 0 | 0 | 0 | 0 | 0 | 0 | 0 | 0 | 0
F5_Commercial_School_New_Space Heating_Natural Gas_Unit Heater_E10 | F5 | Commercial | School | New | Space Heating | Natural Gas | Unit Heater | E10 | RIM BC Ratio | 0 | 0 | 0 | 0 | 0 | 0 | 0 | 0 | 0 | 0 | 0 | 0 | 0 | 0 | 0 | 0 | 0 | 0 | 0 | 0 | 0 | 0 | 0 | 0 | 0 | 0 | 0 | 0 | 0 | 0 | 0 | 0 | 0
F0_Commercial_School_New_Water Heating_Natural Gas_Water Heater_E0 | F0 | Commercial | School | New | Water Heating | Natural Gas | Water Heater | E0 | Economic Unit | Gas-Fired Absorption HPWH | Gas-Fired Absorption HPWH | Gas-Fired Absorption HPWH | Gas-Fired Absorption HPWH | Gas-Fired Absorption HPWH | Gas-Fired Absorption HPWH | Gas-Fired Absorption HPWH | Gas-Fired Absorption HPWH | Gas-Fired Absorption HPWH | Gas-Fired Absorption HPWH | Gas-Fired Absorption HPWH | Gas-Fired Absorption HPWH | Gas-Fired Absorption HPWH | Gas-Fired Absorption HPWH | Gas-Fired Absorption HPWH | Gas-Fired Absorption HPWH | Gas-Fired Absorption HPWH | Gas-Fired Absorption HPWH | Gas-Fired Absorption HPWH | Gas-Fired Absorption HPWH | Gas-Fired Absorption HPWH | Gas-Fired Absorption HPWH | Gas-Fired Absorption HPWH | Gas-Fired Absorption HPWH | Gas-Fired Absorption HPWH | Gas-Fired Absorption HPWH | Gas-Fired Absorption HPWH | Gas-Fired Absorption HPWH | Gas-Fired Absorption HPWH | Gas-Fired Absorption HPWH | Gas-Fired Absorption HPWH | Gas-Fired Absorption HPWH | Gas-Fired Absorption HPWH
F1_Commercial_School_New_Water Heating_Natural Gas_Water Heater_E1 | F1 | Commercial | School | New | Water Heating | Natural Gas | Water Heater | E1 | CCE | 0 | 0 | 0 | 0 | 0 | 0 | 0 | 0 | 0 | 0 | 0 | 0 | 0 | 0 | 0 | 0 | 0 | 0 | 0 | 0 | 0 | 0 | 0 | 0 | 0 | 0 | 0 | 0 | 0 | 0 | 0 | 0 | 0
F1_Commercial_School_New_Water Heating_Natural Gas_Water Heater_E2 | F1 | Commercial | School | New | Water Heating | Natural Gas | Water Heater | E2 | CCE | -0.004797 | -0.004797 | -0.004797 | -0.004797 | -0.004797 | -0.004797 | -0.004797 | -0.004797 | -0.004797 | -0.004797 | -0.004797 | -0.004797 | -0.004797 | -0.004797 | -0.004797 | -0.004797 | -0.004797 | -0.004797 | -0.004797 | -0.004797 | -0.004797 | -0.004797 | -0.004797 | -0.004797 | -0.004797 | -0.004797 | -0.004797 | -0.004797 | -0.004797 | -0.004797 | -0.004797 | -0.004797 | -0.004797
F1_Commercial_School_New_Water Heating_Natural Gas_Water Heater_E3 | F1 | Commercial | School | New | Water Heating | Natural Gas | Water Heater | E3 | CCE | 0.041807 | 0.041807 | 0.041807 | 0.041807 | 0.041807 | 0.041807 | 0.041807 | 0.041807 | 0.041807 | 0.041807 | 0.041807 | 0.041807 | 0.041807 | 0.041807 | 0.041807 | 0.041807 | 0.041807 | 0.041807 | 0.041807 | 0.041807 | 0.041807 | 0.041807 | 0.041807 | 0.041807 | 0.041807 | 0.041807 | 0.041807 | 0.041807 | 0.041807 | 0.041807 | 0.041807 | 0.041807 | 0.041807
F1_Commercial_School_New_Water Heating_Natural Gas_Water Heater_E4 | F1 | Commercial | School | New | Water Heating | Natural Gas | Water Heater | E4 | CCE | 0.051434 | 0.051434 | 0.051434 | 0.051434 | 0.051434 | 0.051434 | 0.051434 | 0.051434 | 0.051434 | 0.051434 | 0.051434 | 0.051434 | 0.051434 | 0.051434 | 0.051434 | 0.051434 | 0.051434 | 0.051434 | 0.051434 | 0.051434 | 0.051434 | 0.051434 | 0.051434 | 0.051434 | 0.051434 | 0.051434 | 0.051434 | 0.051434 | 0.051434 | 0.051434 | 0.051434 | 0.051434 | 0.051434
F1_Commercial_School_New_Water Heating_Natural Gas_Water Heater_E5 | F1 | Commercial | School | New | Water Heating | Natural Gas | Water Heater | E5 | CCE | 0.076629 | 0.076629 | 0.076629 | 0.076629 | 0.076629 | 0.076629 | 0.076629 | 0.076629 | 0.076629 | 0.076629 | 0.076629 | 0.076629 | 0.076629 | 0.076629 | 0.076629 | 0.076629 | 0.076629 | 0.076629 | 0.076629 | 0.076629 | 0.076629 | 0.076629 | 0.076629 | 0.076629 | 0.076629 | 0.076629 | 0.076629 | 0.076629 | 0.076629 | 0.076629 | 0.076629 | 0.076629 | 0.076629
F1_Commercial_School_New_Water Heating_Natural Gas_Water Heater_E6 | F1 | Commercial | School | New | Water Heating | Natural Gas | Water Heater | E6 | CCE | -0.13777 | -0.13777 | -0.13777 | -0.13777 | -0.13777 | -0.13777 | -0.13777 | -0.13777 | -0.13777 | -0.13777 | -0.13777 | -0.13777 | -0.13777 | -0.13777 | -0.13777 | -0.13777 | -0.13777 | -0.13777 | -0.13777 | -0.13777 | -0.13777 | -0.13777 | -0.13777 | -0.13777 | -0.13777 | -0.13777 | -0.13777 | -0.13777 | -0.13777 | -0.13777 | -0.13777 | -0.13777 | -0.13777
F1_Commercial_School_New_Water Heating_Natural Gas_Water Heater_E7 | F1 | Commercial | School | New | Water Heating | Natural Gas | Water Heater | E7 | CCE | 0.11878 | 0.11878 | 0.11878 | 0.11878 | 0.11878 | 0.11878 | 0.11878 | 0.11878 | 0.11878 | 0.11878 | 0.11878 | 0.11878 | 0.11878 | 0.11878 | 0.11878 | 0.11878 | 0.11878 | 0.11878 | 0.11878 | 0.11878 | 0.11878 | 0.11878 | 0.11878 | 0.11878 | 0.11878 | 0.11878 | 0.11878 | 0.11878 | 0.11878 | 0.11878 | 0.11878 | 0.11878 | 0.11878
F1_Commercial_School_New_Water Heating_Natural Gas_Water Heater_E8 | F1 | Commercial | School | New | Water Heating | Natural Gas | Water Heater | E8 | CCE | 0 | 0 | 0 | 0 | 0 | 0 | 0 | 0 | 0 | 0 | 0 | 0 | 0 | 0 | 0 | 0 | 0 | 0 | 0 | 0 | 0 | 0 | 0 | 0 | 0 | 0 | 0 | 0 | 0 | 0 | 0 | 0 | 0
F1_Commercial_School_New_Water Heating_Natural Gas_Water Heater_E9 | F1 | Commercial | School | New | Water Heating | Natural Gas | Water Heater | E9 | CCE | 0 | 0 | 0 | 0 | 0 | 0 | 0 | 0 | 0 | 0 | 0 | 0 | 0 | 0 | 0 | 0 | 0 | 0 | 0 | 0 | 0 | 0 | 0 | 0 | 0 | 0 | 0 | 0 | 0 | 0 | 0 | 0 | 0
F1_Commercial_School_New_Water Heating_Natural Gas_Water Heater_E10 | F1 | Commercial | School | New | Water Heating | Natural Gas | Water Heater | E10 | CCE | 0 | 0 | 0 | 0 | 0 | 0 | 0 | 0 | 0 | 0 | 0 | 0 | 0 | 0 | 0 | 0 | 0 | 0 | 0 | 0 | 0 | 0 | 0 | 0 | 0 | 0 | 0 | 0 | 0 | 0 | 0 | 0 | 0
F2_Commercial_School_New_Water Heating_Natural Gas_Water Heater_E1 | F2 | Commercial | School | New | Water Heating | Natural Gas | Water Heater | E1 | TRC BC Ratio | bar: 2019 to 2051
F2_Commercial_School_New_Water Heating_Natural Gas_Water Heater_E2 | F2 | Commercial | School | New | Water Heating | Natural Gas | Water Heater | E2 | TRC BC Ratio | bar: 2019 to 2051
F2_Commercial_School_New_Water Heating_Natural Gas_Water Heater_E3 | F2 | Commercial | School | New | Water Heating | Natural Gas | Water Heater | E3 | TRC BC Ratio | 25.6973 | 25.9321 | 26.2115 | 26.5358 | 26.9141 | 27.3619 | 27.7239 | 28.0646 | 28.4011 | 28.7392 | 29.0481 | 29.3193 | 29.592 | 29.8799 | 30.2122 | 30.542 | 30.9056 | 31.3066 | 31.7315 | 32.1698 | 32.6177 | 33.038 | 33.4233 | 33.7743 | 34.0844 | 34.3483 | 34.5338 | 34.6703 | 34.788 | 34.8881 | 34.9875 | 35.0324 | 35.0324
F2_Commercial_School_New_Water Heating_Natural Gas_Water Heater_E4 | F2 | Commercial | School | New | Water Heating | Natural Gas | Water Heater | E4 | TRC BC Ratio | 20.8872 | 21.078 | 21.3051 | 21.5687 | 21.8762 | 22.2402 | 22.5344 | 22.8114 | 23.0849 | 23.3597 | 23.6107 | 23.8312 | 24.0528 | 24.2869 | 24.557 | 24.8251 | 25.1206 | 25.4465 | 25.7919 | 26.1481 | 26.5122 | 26.8538 | 27.167 | 27.4523 | 27.7043 | 27.9189 | 28.0696 | 28.1806 | 28.2762 | 28.3576 | 28.4384 | 28.4749 | 28.4749
F2_Commercial_School_New_Water Heating_Natural Gas_Water Heater_E5 | F2 | Commercial | School | New | Water Heating | Natural Gas | Water Heater | E5 | TRC BC Ratio | 14.0197 | 14.1478 | 14.3002 | 14.4771 | 14.6835 | 14.9278 | 15.1253 | 15.3112 | 15.4948 | 15.6793 | 15.8477 | 15.9957 | 16.1445 | 16.3016 | 16.4829 | 16.6628 | 16.8612 | 17.08 | 17.3118 | 17.5509 | 17.7952 | 18.0245 | 18.2347 | 18.4262 | 18.5954 | 18.7394 | 18.8406 | 18.9151 | 18.9793 | 19.0339 | 19.0881 | 19.1126 | 19.1126
F2_Commercial_School_New_Water Heating_Natural Gas_Water Heater_E6 | F2 | Commercial | School | New | Water Heating | Natural Gas | Water Heater | E6 | TRC BC Ratio | bar: 2019 to 2051
F2_Commercial_School_New_Water Heating_Natural Gas_Water Heater_E7 | F2 | Commercial | School | New | Water Heating | Natural Gas | Water Heater | E7 | TRC BC Ratio | 8.6072 | 8.6673 | 8.7626 | 8.8937 | 9.0595 | 9.2612 | 9.4121 | 9.5459 | 9.6641 | 9.7712 | 9.8514 | 9.9024 | 9.9517 | 10.0136 | 10.1104 | 10.2167 | 10.3498 | 10.5142 | 10.7015 | 10.9032 | 11.1176 | 11.3222 | 11.5155 | 11.7019 | 11.8714 | 12.0158 | 12.1172 | 12.1918 | 12.2562 | 12.3109 | 12.3653 | 12.3898 | 12.3898
F2_Commercial_School_New_Water Heating_Natural Gas_Water Heater_E8 | F2 | Commercial | School | New | Water Heating | Natural Gas | Water Heater | E8 | TRC BC Ratio | 0 | 0 | 0 | 0 | 0 | 0 | 0 | 0 | 0 | 0 | 0 | 0 | 0 | 0 | 0 | 0 | 0 | 0 | 0 | 0 | 0 | 0 | 0 | 0 | 0 | 0 | 0 | 0 | 0 | 0 | 0 | 0 | 0
F2_Commercial_School_New_Water Heating_Natural Gas_Water Heater_E9 | F2 | Commercial | School | New | Water Heating | Natural Gas | Water Heater | E9 | TRC BC Ratio | 0 | 0 | 0 | 0 | 0 | 0 | 0 | 0 | 0 | 0 | 0 | 0 | 0 | 0 | 0 | 0 | 0 | 0 | 0 | 0 | 0 | 0 | 0 | 0 | 0 | 0 | 0 | 0 | 0 | 0 | 0 | 0 | 0
F2_Commercial_School_New_Water Heating_Natural Gas_Water Heater_E10 | F2 | Commercial | School | New | Water Heating | Natural Gas | Water Heater | E10 | TRC BC Ratio | 0 | 0 | 0 | 0 | 0 | 0 | 0 | 0 | 0 | 0 | 0 | 0 | 0 | 0 | 0 | 0 | 0 | 0 | 0 | 0 | 0 | 0 | 0 | 0 | 0 | 0 | 0 | 0 | 0 | 0 | 0 | 0 | 0
F3_Commercial_School_New_Water Heating_Natural Gas_Water Heater_E1 | F3 | Commercial | School | New | Water Heating | Natural Gas | Water Heater | E1 | PACT BC Ratio | bar: 2019 to 2051
F3_Commercial_School_New_Water Heating_Natural Gas_Water Heater_E2 | F3 | Commercial | School | New | Water Heating | Natural Gas | Water Heater | E2 | PACT BC Ratio | bar: 2019 to 2051
F3_Commercial_School_New_Water Heating_Natural Gas_Water Heater_E3 | F3 | Commercial | School | New | Water Heating | Natural Gas | Water Heater | E3 | PACT BC Ratio | 34.263 | 34.5761 | 34.9487 | 35.3811 | 35.8854 | 36.4826 | 36.9652 | 37.4195 | 37.8681 | 38.319 | 38.7308 | 39.0924 | 39.4559 | 39.8399 | 40.283 | 40.7227 | 41.2075 | 41.7422 | 42.3087 | 42.893 | 43.4903 | 44.0507 | 44.5644 | 45.0324 | 45.4458 | 45.7977 | 46.0451 | 46.2271 | 46.384 | 46.5175 | 46.65 | 46.7098 | 46.7098
F3_Commercial_School_New_Water Heating_Natural Gas_Water Heater_E4 | F3 | Commercial | School | New | Water Heating | Natural Gas | Water Heater | E4 | PACT BC Ratio | 27.8495 | 28.104 | 28.4068 | 28.7583 | 29.1683 | 29.6536 | 30.0459 | 30.4152 | 30.7798 | 31.1463 | 31.481 | 31.7749 | 32.0704 | 32.3825 | 32.7426 | 33.1001 | 33.4941 | 33.9287 | 34.3892 | 34.8641 | 35.3496 | 35.8051 | 36.2226 | 36.6031 | 36.9391 | 37.2251 | 37.4262 | 37.5742 | 37.7016 | 37.8102 | 37.9179 | 37.9665 | 37.9665
F3_Commercial_School_New_Water Heating_Natural Gas_Water Heater_E5 | F3 | Commercial | School | New | Water Heating | Natural Gas | Water Heater | E5 | PACT BC Ratio | 18.6929 | 18.8637 | 19.0669 | 19.3028 | 19.578 | 19.9038 | 20.1671 | 20.4149 | 20.6597 | 20.9057 | 21.1303 | 21.3276 | 21.526 | 21.7354 | 21.9772 | 22.2171 | 22.4816 | 22.7733 | 23.0824 | 23.4011 | 23.727 | 24.0327 | 24.313 | 24.5683 | 24.7939 | 24.9859 | 25.1208 | 25.2201 | 25.3057 | 25.3785 | 25.4508 | 25.4835 | 25.4835
F3_Commercial_School_New_Water Heating_Natural Gas_Water Heater_E6 | F3 | Commercial | School | New | Water Heating | Natural Gas | Water Heater | E6 | PACT BC Ratio | bar: 2019 to 2051
F3_Commercial_School_New_Water Heating_Natural Gas_Water Heater_E7 | F3 | Commercial | School | New | Water Heating | Natural Gas | Water Heater | E7 | PACT BC Ratio | 11.4762 | 11.5564 | 11.6835 | 11.8583 | 12.0793 | 12.3483 | 12.5494 | 12.7278 | 12.8855 | 13.0283 | 13.1352 | 13.2032 | 13.2689 | 13.3514 | 13.4806 | 13.6223 | 13.7997 | 14.019 | 14.2686 | 14.5376 | 14.8235 | 15.0963 | 15.354 | 15.6026 | 15.8286 | 16.021 | 16.1563 | 16.2558 | 16.3415 | 16.4146 | 16.487 | 16.5197 | 16.5197
F3_Commercial_School_New_Water Heating_Natural Gas_Water Heater_E8 | F3 | Commercial | School | New | Water Heating | Natural Gas | Water Heater | E8 | PACT BC Ratio | 0 | 0 | 0 | 0 | 0 | 0 | 0 | 0 | 0 | 0 | 0 | 0 | 0 | 0 | 0 | 0 | 0 | 0 | 0 | 0 | 0 | 0 | 0 | 0 | 0 | 0 | 0 | 0 | 0 | 0 | 0 | 0 | 0
F3_Commercial_School_New_Water Heating_Natural Gas_Water Heater_E9 | F3 | Commercial | School | New | Water Heating | Natural Gas | Water Heater | E9 | PACT BC Ratio | 0 | 0 | 0 | 0 | 0 | 0 | 0 | 0 | 0 | 0 | 0 | 0 | 0 | 0 | 0 | 0 | 0 | 0 | 0 | 0 | 0 | 0 | 0 | 0 | 0 | 0 | 0 | 0 | 0 | 0 | 0 | 0 | 0
F3_Commercial_School_New_Water Heating_Natural Gas_Water Heater_E10 | F3 | Commercial | School | New | Water Heating | Natural Gas | Water Heater | E10 | PACT BC Ratio | 0 | 0 | 0 | 0 | 0 | 0 | 0 | 0 | 0 | 0 | 0 | 0 | 0 | 0 | 0 | 0 | 0 | 0 | 0 | 0 | 0 | 0 | 0 | 0 | 0 | 0 | 0 | 0 | 0 | 0 | 0 | 0 | 0
F4_Commercial_School_New_Water Heating_Natural Gas_Water Heater_E1 | F4 | Commercial | School | New | Water Heating | Natural Gas | Water Heater | E1 | RVT BC Ratio | bar: 2019 to 2051
F4_Commercial_School_New_Water Heating_Natural Gas_Water Heater_E2 | F4 | Commercial | School | New | Water Heating | Natural Gas | Water Heater | E2 | RVT BC Ratio | bar: 2019 to 2051
F4_Commercial_School_New_Water Heating_Natural Gas_Water Heater_E3 | F4 | Commercial | School | New | Water Heating | Natural Gas | Water Heater | E3 | RVT BC Ratio | 37.6444 | 37.982 | 38.3837 | 38.8499 | 39.3938 | 40.0377 | 40.5581 | 41.0479 | 41.5316 | 42.0178 | 42.4618 | 42.8517 | 43.2437 | 43.6577 | 44.1355 | 44.6096 | 45.1323 | 45.7089 | 46.3197 | 46.9498 | 47.5938 | 48.1981 | 48.7519 | 49.2566 | 49.7023 | 50.0818 | 50.3485 | 50.5448 | 50.7139 | 50.8579 | 51.0008 | 51.0653 | 51.0653
F4_Commercial_School_New_Water Heating_Natural Gas_Water Heater_E4 | F4 | Commercial | School | New | Water Heating | Natural Gas | Water Heater | E4 | RVT BC Ratio | 30.729 | 31.0034 | 31.3299 | 31.7089 | 32.1509 | 32.6743 | 33.0973 | 33.4954 | 33.8886 | 34.2838 | 34.6446 | 34.9616 | 35.2802 | 35.6167 | 36.005 | 36.3905 | 36.8153 | 37.2839 | 37.7805 | 38.2926 | 38.816 | 39.3072 | 39.7574 | 40.1676 | 40.5299 | 40.8383 | 41.0551 | 41.2147 | 41.3521 | 41.4691 | 41.5853 | 41.6377 | 41.6377
F4_Commercial_School_New_Water Heating_Natural Gas_Water Heater_E5 | F4 | Commercial | School | New | Water Heating | Natural Gas | Water Heater | E5 | RVT BC Ratio | 20.8557 | 21.0399 | 21.2591 | 21.5134 | 21.8102 | 22.1614 | 22.4454 | 22.7126 | 22.9765 | 23.2417 | 23.484 | 23.6967 | 23.9106 | 24.1364 | 24.3971 | 24.6558 | 24.9409 | 25.2555 | 25.5887 | 25.9325 | 26.2838 | 26.6135 | 26.9157 | 27.191 | 27.4342 | 27.6412 | 27.7867 | 27.8938 | 27.9861 | 28.0646 | 28.1426 | 28.1778 | 28.1778
F4_Commercial_School_New_Water Heating_Natural Gas_Water Heater_E6 | F4 | Commercial | School | New | Water Heating | Natural Gas | Water Heater | E6 | RVT BC Ratio | bar: 2019 to 2051
F4_Commercial_School_New_Water Heating_Natural Gas_Water Heater_E7 | F4 | Commercial | School | New | Water Heating | Natural Gas | Water Heater | E7 | RVT BC Ratio | 13.0743 | 13.1608 | 13.2978 | 13.4863 | 13.7246 | 14.0146 | 14.2315 | 14.4239 | 14.5939 | 14.7479 | 14.8631 | 14.9364 | 15.0074 | 15.0963 | 15.2356 | 15.3884 | 15.5797 | 15.8161 | 16.0853 | 16.3753 | 16.6835 | 16.9777 | 17.2555 | 17.5236 | 17.7673 | 17.9748 | 18.1206 | 18.2279 | 18.3204 | 18.3991 | 18.4773 | 18.5125 | 18.5125
F4_Commercial_School_New_Water Heating_Natural Gas_Water Heater_E8 | F4 | Commercial | School | New | Water Heating | Natural Gas | Water Heater | E8 | RVT BC Ratio | 0 | 0 | 0 | 0 | 0 | 0 | 0 | 0 | 0 | 0 | 0 | 0 | 0 | 0 | 0 | 0 | 0 | 0 | 0 | 0 | 0 | 0 | 0 | 0 | 0 | 0 | 0 | 0 | 0 | 0 | 0 | 0 | 0
F4_Commercial_School_New_Water Heating_Natural Gas_Water Heater_E9 | F4 | Commercial | School | New | Water Heating | Natural Gas | Water Heater | E9 | RVT BC Ratio | 0 | 0 | 0 | 0 | 0 | 0 | 0 | 0 | 0 | 0 | 0 | 0 | 0 | 0 | 0 | 0 | 0 | 0 | 0 | 0 | 0 | 0 | 0 | 0 | 0 | 0 | 0 | 0 | 0 | 0 | 0 | 0 | 0
F4_Commercial_School_New_Water Heating_Natural Gas_Water Heater_E10 | F4 | Commercial | School | New | Water Heating | Natural Gas | Water Heater | E10 | RVT BC Ratio | 0 | 0 | 0 | 0 | 0 | 0 | 0 | 0 | 0 | 0 | 0 | 0 | 0 | 0 | 0 | 0 | 0 | 0 | 0 | 0 | 0 | 0 | 0 | 0 | 0 | 0 | 0 | 0 | 0 | 0 | 0 | 0 | 0
F5_Commercial_School_New_Water Heating_Natural Gas_Water Heater_E1 | F5 | Commercial | School | New | Water Heating | Natural Gas | Water Heater | E1 | RIM BC Ratio | bar: 2019 to 2051
F5_Commercial_School_New_Water Heating_Natural Gas_Water Heater_E2 | F5 | Commercial | School | New | Water Heating | Natural Gas | Water Heater | E2 | RIM BC Ratio | bar: 2019 to 2051
F5_Commercial_School_New_Water Heating_Natural Gas_Water Heater_E3 | F5 | Commercial | School | New | Water Heating | Natural Gas | Water Heater | E3 | RIM BC Ratio | 0.81483 | 0.815 | 0.81521 | 0.81544 | 0.81571 | 0.81601 | 0.81625 | 0.81647 | 0.81668 | 0.81689 | 0.81707 | 0.81723 | 0.81739 | 0.81755 | 0.81774 | 0.81791 | 0.81811 | 0.81832 | 0.81853 | 0.81875 | 0.81896 | 0.81916 | 0.81933 | 0.81949 | 0.81963 | 0.81974 | 0.81982 | 0.81988 | 0.81992 | 0.81997 | 0.82001 | 0.82003 | 0.82003
F5_Commercial_School_New_Water Heating_Natural Gas_Water Heater_E4 | F5 | Commercial | School | New | Water Heating | Natural Gas | Water Heater | E4 | RIM BC Ratio | 0.81039 | 0.8106 | 0.81085 | 0.81114 | 0.81146 | 0.81183 | 0.81212 | 0.81238 | 0.81264 | 0.81289 | 0.81312 | 0.81331 | 0.81351 | 0.81371 | 0.81393 | 0.81415 | 0.81438 | 0.81464 | 0.8149 | 0.81516 | 0.81543 | 0.81566 | 0.81588 | 0.81607 | 0.81624 | 0.81637 | 0.81647 | 0.81654 | 0.8166 | 0.81665 | 0.8167 | 0.81672 | 0.81672
F5_Commercial_School_New_Water Heating_Natural Gas_Water Heater_E5 | F5 | Commercial | School | New | Water Heating | Natural Gas | Water Heater | E5 | RIM BC Ratio | 0.799 | 0.79931 | 0.79967 | 0.80008 | 0.80055 | 0.80109 | 0.80151 | 0.80189 | 0.80227 | 0.80263 | 0.80296 | 0.80324 | 0.80352 | 0.80381 | 0.80414 | 0.80446 | 0.8048 | 0.80517 | 0.80555 | 0.80593 | 0.80631 | 0.80666 | 0.80698 | 0.80725 | 0.8075 | 0.8077 | 0.80784 | 0.80794 | 0.80803 | 0.8081 | 0.80817 | 0.80821 | 0.80821
F5_Commercial_School_New_Water Heating_Natural Gas_Water Heater_E6 | F5 | Commercial | School | New | Water Heating | Natural Gas | Water Heater | E6 | RIM BC Ratio | bar: 2019 to 2051
F5_Commercial_School_New_Water Heating_Natural Gas_Water Heater_E7 | F5 | Commercial | School | New | Water Heating | Natural Gas | Water Heater | E7 | RIM BC Ratio | 0.77809 | 0.77845 | 0.77902 | 0.77979 | 0.78073 | 0.78183 | 0.78263 | 0.78331 | 0.7839 | 0.78442 | 0.78481 | 0.78505 | 0.78528 | 0.78557 | 0.78601 | 0.78649 | 0.78707 | 0.78778 | 0.78855 | 0.78936 | 0.79019 | 0.79095 | 0.79164 | 0.79229 | 0.79287 | 0.79335 | 0.79368 | 0.79391 | 0.79412 | 0.79429 | 0.79446 | 0.79453 | 0.79453
F5_Commercial_School_New_Water Heating_Natural Gas_Water Heater_E8 | F5 | Commercial | School | New | Water Heating | Natural Gas | Water Heater | E8 | RIM BC Ratio | 0 | 0 | 0 | 0 | 0 | 0 | 0 | 0 | 0 | 0 | 0 | 0 | 0 | 0 | 0 | 0 | 0 | 0 | 0 | 0 | 0 | 0 | 0 | 0 | 0 | 0 | 0 | 0 | 0 | 0 | 0 | 0 | 0
F5_Commercial_School_New_Water Heating_Natural Gas_Water Heater_E9 | F5 | Commercial | School | New | Water Heating | Natural Gas | Water Heater | E9 | RIM BC Ratio | 0 | 0 | 0 | 0 | 0 | 0 | 0 | 0 | 0 | 0 | 0 | 0 | 0 | 0 | 0 | 0 | 0 | 0 | 0 | 0 | 0 | 0 | 0 | 0 | 0 | 0 | 0 | 0 | 0 | 0 | 0 | 0 | 0
F5_Commercial_School_New_Water Heating_Natural Gas_Water Heater_E10 | F5 | Commercial | School | New | Water Heating | Natural Gas | Water Heater | E10 | RIM BC Ratio | 0 | 0 | 0 | 0 | 0 | 0 | 0 | 0 | 0 | 0 | 0 | 0 | 0 | 0 | 0 | 0 | 0 | 0 | 0 | 0 | 0 | 0 | 0 | 0 | 0 | 0 | 0 | 0 | 0 | 0 | 0 | 0 | 0
F0_Commercial_School_New_Food Preparation_Natural Gas_Oven_E0 | F0 | Commercial | School | New | Food Preparation | Natural Gas | Oven | E0 | Economic Unit | ENERGY STAR (>44% Baking Efficiency) | ENERGY STAR (>44% Baking Efficiency) | ENERGY STAR (>44% Baking Efficiency) | ENERGY STAR (>44% Baking Efficiency) | ENERGY STAR (>44% Baking Efficiency) | ENERGY STAR (>44% Baking Efficiency) | ENERGY STAR (>44% Baking Efficiency) | ENERGY STAR (>44% Baking Efficiency) | ENERGY STAR (>44% Baking Efficiency) | ENERGY STAR (>44% Baking Efficiency) | ENERGY STAR (>44% Baking Efficiency) | ENERGY STAR (>44% Baking Efficiency) | ENERGY STAR (>44% Baking Efficiency) | ENERGY STAR (>44% Baking Efficiency) | ENERGY STAR (>44% Baking Efficiency) | ENERGY STAR (>44% Baking Efficiency) | ENERGY STAR (>44% Baking Efficiency) | ENERGY STAR (>44% Baking Efficiency) | ENERGY STAR (>44% Baking Efficiency) | ENERGY STAR (>44% Baking Efficiency) | ENERGY STAR (>44% Baking Efficiency) | ENERGY STAR (>44% Baking Efficiency) | ENERGY STAR (>44% Baking Efficiency) | ENERGY STAR (>44% Baking Efficiency) | ENERGY STAR (>44% Baking Efficiency) | ENERGY STAR (>44% Baking Efficiency) | ENERGY STAR (>44% Baking Efficiency) | ENERGY STAR (>44% Baking Efficiency) | ENERGY STAR (>44% Baking Efficiency) | ENERGY STAR (>44% Baking Efficiency) | ENERGY STAR (>44% Baking Efficiency) | ENERGY STAR (>44% Baking Efficiency) | ENERGY STAR (>44% Baking Efficiency)
F1_Commercial_School_New_Food Preparation_Natural Gas_Oven_E1 | F1 | Commercial | School | New | Food Preparation | Natural Gas | Oven | E1 | CCE | 0 | 0 | 0 | 0 | 0 | 0 | 0 | 0 | 0 | 0 | 0 | 0 | 0 | 0 | 0 | 0 | 0 | 0 | 0 | 0 | 0 | 0 | 0 | 0 | 0 | 0 | 0 | 0 | 0 | 0 | 0 | 0 | 0
F1_Commercial_School_New_Food Preparation_Natural Gas_Oven_E2 | F1 | Commercial | School | New | Food Preparation | Natural Gas | Oven | E2 | CCE | 0.52905 | 0.52905 | 0.52905 | 0.52905 | 0.52905 | 0.52905 | 0.52905 | 0.52905 | 0.52905 | 0.52905 | 0.52905 | 0.52905 | 0.52905 | 0.52905 | 0.52905 | 0.52905 | 0.52905 | 0.52905 | 0.52905 | 0.52905 | 0.52905 | 0.52905 | 0.52905 | 0.52905 | 0.52905 | 0.52905 | 0.52905 | 0.52905 | 0.52905 | 0.52905 | 0.52905 | 0.52905 | 0.52905
F1_Commercial_School_New_Food Preparation_Natural Gas_Oven_E3 | F1 | Commercial | School | New | Food Preparation | Natural Gas | Oven | E3 | CCE | 0 | 0 | 0 | 0 | 0 | 0 | 0 | 0 | 0 | 0 | 0 | 0 | 0 | 0 | 0 | 0 | 0 | 0 | 0 | 0 | 0 | 0 | 0 | 0 | 0 | 0 | 0 | 0 | 0 | 0 | 0 | 0 | 0
F1_Commercial_School_New_Food Preparation_Natural Gas_Oven_E4 | F1 | Commercial | School | New | Food Preparation | Natural Gas | Oven | E4 | CCE | 0 | 0 | 0 | 0 | 0 | 0 | 0 | 0 | 0 | 0 | 0 | 0 | 0 | 0 | 0 | 0 | 0 | 0 | 0 | 0 | 0 | 0 | 0 | 0 | 0 | 0 | 0 | 0 | 0 | 0 | 0 | 0 | 0
F1_Commercial_School_New_Food Preparation_Natural Gas_Oven_E5 | F1 | Commercial | School | New | Food Preparation | Natural Gas | Oven | E5 | CCE | 0 | 0 | 0 | 0 | 0 | 0 | 0 | 0 | 0 | 0 | 0 | 0 | 0 | 0 | 0 | 0 | 0 | 0 | 0 | 0 | 0 | 0 | 0 | 0 | 0 | 0 | 0 | 0 | 0 | 0 | 0 | 0 | 0
F1_Commercial_School_New_Food Preparation_Natural Gas_Oven_E6 | F1 | Commercial | School | New | Food Preparation | Natural Gas | Oven | E6 | CCE | 0 | 0 | 0 | 0 | 0 | 0 | 0 | 0 | 0 | 0 | 0 | 0 | 0 | 0 | 0 | 0 | 0 | 0 | 0 | 0 | 0 | 0 | 0 | 0 | 0 | 0 | 0 | 0 | 0 | 0 | 0 | 0 | 0
F1_Commercial_School_New_Food Preparation_Natural Gas_Oven_E7 | F1 | Commercial | School | New | Food Preparation | Natural Gas | Oven | E7 | CCE | 0 | 0 | 0 | 0 | 0 | 0 | 0 | 0 | 0 | 0 | 0 | 0 | 0 | 0 | 0 | 0 | 0 | 0 | 0 | 0 | 0 | 0 | 0 | 0 | 0 | 0 | 0 | 0 | 0 | 0 | 0 | 0 | 0
F1_Commercial_School_New_Food Preparation_Natural Gas_Oven_E8 | F1 | Commercial | School | New | Food Preparation | Natural Gas | Oven | E8 | CCE | 0 | 0 | 0 | 0 | 0 | 0 | 0 | 0 | 0 | 0 | 0 | 0 | 0 | 0 | 0 | 0 | 0 | 0 | 0 | 0 | 0 | 0 | 0 | 0 | 0 | 0 | 0 | 0 | 0 | 0 | 0 | 0 | 0
F1_Commercial_School_New_Food Preparation_Natural Gas_Oven_E9 | F1 | Commercial | School | New | Food Preparation | Natural Gas | Oven | E9 | CCE | 0 | 0 | 0 | 0 | 0 | 0 | 0 | 0 | 0 | 0 | 0 | 0 | 0 | 0 | 0 | 0 | 0 | 0 | 0 | 0 | 0 | 0 | 0 | 0 | 0 | 0 | 0 | 0 | 0 | 0 | 0 | 0 | 0
F1_Commercial_School_New_Food Preparation_Natural Gas_Oven_E10 | F1 | Commercial | School | New | Food Preparation | Natural Gas | Oven | E10 | CCE | 0 | 0 | 0 | 0 | 0 | 0 | 0 | 0 | 0 | 0 | 0 | 0 | 0 | 0 | 0 | 0 | 0 | 0 | 0 | 0 | 0 | 0 | 0 | 0 | 0 | 0 | 0 | 0 | 0 | 0 | 0 | 0 | 0
F2_Commercial_School_New_Food Preparation_Natural Gas_Oven_E1 | F2 | Commercial | School | New | Food Preparation | Natural Gas | Oven | E1 | TRC BC Ratio | bar: 2019 to 2051
F2_Commercial_School_New_Food Preparation_Natural Gas_Oven_E2 | F2 | Commercial | School | New | Food Preparation | Natural Gas | Oven | E2 | TRC BC Ratio | 2.6596 | 2.6798 | 2.7025 | 2.7274 | 2.7558 | 2.7887 | 2.8153 | 2.8409 | 2.8669 | 2.8939 | 2.9197 | 2.9434 | 2.9676 | 2.9931 | 3.0212 | 3.0486 | 3.0777 | 3.1085 | 3.1406 | 3.1733 | 3.2062 | 3.2371 | 3.2649 | 3.2895 | 3.3108 | 3.3291 | 3.3418 | 3.3512 | 3.3594 | 3.3664 | 3.3733 | 3.3764 | 3.3764
F2_Commercial_School_New_Food Preparation_Natural Gas_Oven_E3 | F2 | Commercial | School | New | Food Preparation | Natural Gas | Oven | E3 | TRC BC Ratio | 0 | 0 | 0 | 0 | 0 | 0 | 0 | 0 | 0 | 0 | 0 | 0 | 0 | 0 | 0 | 0 | 0 | 0 | 0 | 0 | 0 | 0 | 0 | 0 | 0 | 0 | 0 | 0 | 0 | 0 | 0 | 0 | 0
F2_Commercial_School_New_Food Preparation_Natural Gas_Oven_E4 | F2 | Commercial | School | New | Food Preparation | Natural Gas | Oven | E4 | TRC BC Ratio | 0 | 0 | 0 | 0 | 0 | 0 | 0 | 0 | 0 | 0 | 0 | 0 | 0 | 0 | 0 | 0 | 0 | 0 | 0 | 0 | 0 | 0 | 0 | 0 | 0 | 0 | 0 | 0 | 0 | 0 | 0 | 0 | 0
F2_Commercial_School_New_Food Preparation_Natural Gas_Oven_E5 | F2 | Commercial | School | New | Food Preparation | Natural Gas | Oven | E5 | TRC BC Ratio | 0 | 0 | 0 | 0 | 0 | 0 | 0 | 0 | 0 | 0 | 0 | 0 | 0 | 0 | 0 | 0 | 0 | 0 | 0 | 0 | 0 | 0 | 0 | 0 | 0 | 0 | 0 | 0 | 0 | 0 | 0 | 0 | 0
F2_Commercial_School_New_Food Preparation_Natural Gas_Oven_E6 | F2 | Commercial | School | New | Food Preparation | Natural Gas | Oven | E6 | TRC BC Ratio | 0 | 0 | 0 | 0 | 0 | 0 | 0 | 0 | 0 | 0 | 0 | 0 | 0 | 0 | 0 | 0 | 0 | 0 | 0 | 0 | 0 | 0 | 0 | 0 | 0 | 0 | 0 | 0 | 0 | 0 | 0 | 0 | 0
F2_Commercial_School_New_Food Preparation_Natural Gas_Oven_E7 | F2 | Commercial | School | New | Food Preparation | Natural Gas | Oven | E7 | TRC BC Ratio | 0 | 0 | 0 | 0 | 0 | 0 | 0 | 0 | 0 | 0 | 0 | 0 | 0 | 0 | 0 | 0 | 0 | 0 | 0 | 0 | 0 | 0 | 0 | 0 | 0 | 0 | 0 | 0 | 0 | 0 | 0 | 0 | 0
F2_Commercial_School_New_Food Preparation_Natural Gas_Oven_E8 | F2 | Commercial | School | New | Food Preparation | Natural Gas | Oven | E8 | TRC BC Ratio | 0 | 0 | 0 | 0 | 0 | 0 | 0 | 0 | 0 | 0 | 0 | 0 | 0 | 0 | 0 | 0 | 0 | 0 | 0 | 0 | 0 | 0 | 0 | 0 | 0 | 0 | 0 | 0 | 0 | 0 | 0 | 0 | 0
F2_Commercial_School_New_Food Preparation_Natural Gas_Oven_E9 | F2 | Commercial | School | New | Food Preparation | Natural Gas | Oven | E9 | TRC BC Ratio | 0 | 0 | 0 | 0 | 0 | 0 | 0 | 0 | 0 | 0 | 0 | 0 | 0 | 0 | 0 | 0 | 0 | 0 | 0 | 0 | 0 | 0 | 0 | 0 | 0 | 0 | 0 | 0 | 0 | 0 | 0 | 0 | 0
F2_Commercial_School_New_Food Preparation_Natural Gas_Oven_E10 | F2 | Commercial | School | New | Food Preparation | Natural Gas | Oven | E10 | TRC BC Ratio | 0 | 0 | 0 | 0 | 0 | 0 | 0 | 0 | 0 | 0 | 0 | 0 | 0 | 0 | 0 | 0 | 0 | 0 | 0 | 0 | 0 | 0 | 0 | 0 | 0 | 0 | 0 | 0 | 0 | 0 | 0 | 0 | 0
F3_Commercial_School_New_Food Preparation_Natural Gas_Oven_E1 | F3 | Commercial | School | New | Food Preparation | Natural Gas | Oven | E1 | PACT BC Ratio | bar: 2019 to 2051
F3_Commercial_School_New_Food Preparation_Natural Gas_Oven_E2 | F3 | Commercial | School | New | Food Preparation | Natural Gas | Oven | E2 | PACT BC Ratio | 3.5461 | 3.5731 | 3.6033 | 3.6366 | 3.6744 | 3.7182 | 3.7538 | 3.7879 | 3.8225 | 3.8586 | 3.893 | 3.9245 | 3.9568 | 3.9908 | 4.0282 | 4.0648 | 4.1037 | 4.1447 | 4.1874 | 4.2311 | 4.275 | 4.3161 | 4.3532 | 4.386 | 4.4144 | 4.4388 | 4.4557 | 4.4683 | 4.4792 | 4.4885 | 4.4978 | 4.5018 | 4.5018
F3_Commercial_School_New_Food Preparation_Natural Gas_Oven_E3 | F3 | Commercial | School | New | Food Preparation | Natural Gas | Oven | E3 | PACT BC Ratio | 0 | 0 | 0 | 0 | 0 | 0 | 0 | 0 | 0 | 0 | 0 | 0 | 0 | 0 | 0 | 0 | 0 | 0 | 0 | 0 | 0 | 0 | 0 | 0 | 0 | 0 | 0 | 0 | 0 | 0 | 0 | 0 | 0
F3_Commercial_School_New_Food Preparation_Natural Gas_Oven_E4 | F3 | Commercial | School | New | Food Preparation | Natural Gas | Oven | E4 | PACT BC Ratio | 0 | 0 | 0 | 0 | 0 | 0 | 0 | 0 | 0 | 0 | 0 | 0 | 0 | 0 | 0 | 0 | 0 | 0 | 0 | 0 | 0 | 0 | 0 | 0 | 0 | 0 | 0 | 0 | 0 | 0 | 0 | 0 | 0
F3_Commercial_School_New_Food Preparation_Natural Gas_Oven_E5 | F3 | Commercial | School | New | Food Preparation | Natural Gas | Oven | E5 | PACT BC Ratio | 0 | 0 | 0 | 0 | 0 | 0 | 0 | 0 | 0 | 0 | 0 | 0 | 0 | 0 | 0 | 0 | 0 | 0 | 0 | 0 | 0 | 0 | 0 | 0 | 0 | 0 | 0 | 0 | 0 | 0 | 0 | 0 | 0
F3_Commercial_School_New_Food Preparation_Natural Gas_Oven_E6 | F3 | Commercial | School | New | Food Preparation | Natural Gas | Oven | E6 | PACT BC Ratio | 0 | 0 | 0 | 0 | 0 | 0 | 0 | 0 | 0 | 0 | 0 | 0 | 0 | 0 | 0 | 0 | 0 | 0 | 0 | 0 | 0 | 0 | 0 | 0 | 0 | 0 | 0 | 0 | 0 | 0 | 0 | 0 | 0
F3_Commercial_School_New_Food Preparation_Natural Gas_Oven_E7 | F3 | Commercial | School | New | Food Preparation | Natural Gas | Oven | E7 | PACT BC Ratio | 0 | 0 | 0 | 0 | 0 | 0 | 0 | 0 | 0 | 0 | 0 | 0 | 0 | 0 | 0 | 0 | 0 | 0 | 0 | 0 | 0 | 0 | 0 | 0 | 0 | 0 | 0 | 0 | 0 | 0 | 0 | 0 | 0
F3_Commercial_School_New_Food Preparation_Natural Gas_Oven_E8 | F3 | Commercial | School | New | Food Preparation | Natural Gas | Oven | E8 | PACT BC Ratio | 0 | 0 | 0 | 0 | 0 | 0 | 0 | 0 | 0 | 0 | 0 | 0 | 0 | 0 | 0 | 0 | 0 | 0 | 0 | 0 | 0 | 0 | 0 | 0 | 0 | 0 | 0 | 0 | 0 | 0 | 0 | 0 | 0
F3_Commercial_School_New_Food Preparation_Natural Gas_Oven_E9 | F3 | Commercial | School | New | Food Preparation | Natural Gas | Oven | E9 | PACT BC Ratio | 0 | 0 | 0 | 0 | 0 | 0 | 0 | 0 | 0 | 0 | 0 | 0 | 0 | 0 | 0 | 0 | 0 | 0 | 0 | 0 | 0 | 0 | 0 | 0 | 0 | 0 | 0 | 0 | 0 | 0 | 0 | 0 | 0
F3_Commercial_School_New_Food Preparation_Natural Gas_Oven_E10 | F3 | Commercial | School | New | Food Preparation | Natural Gas | Oven | E10 | PACT BC Ratio | 0 | 0 | 0 | 0 | 0 | 0 | 0 | 0 | 0 | 0 | 0 | 0 | 0 | 0 | 0 | 0 | 0 | 0 | 0 | 0 | 0 | 0 | 0 | 0 | 0 | 0 | 0 | 0 | 0 | 0 | 0 | 0 | 0
F4_Commercial_School_New_Food Preparation_Natural Gas_Oven_E1 | F4 | Commercial | School | New | Food Preparation | Natural Gas | Oven | E1 | RVT BC Ratio | bar: 2019 to 2051
F4_Commercial_School_New_Food Preparation_Natural Gas_Oven_E2 | F4 | Commercial | School | New | Food Preparation | Natural Gas | Oven | E2 | RVT BC Ratio | 4.5236 | 4.5528 | 4.5853 | 4.6211 | 4.662 | 4.7092 | 4.7475 | 4.7843 | 4.8216 | 4.8605 | 4.8976 | 4.9317 | 4.9665 | 5.0031 | 5.0435 | 5.0829 | 5.1248 | 5.169 | 5.2151 | 5.2622 | 5.3095 | 5.3539 | 5.3939 | 5.4293 | 5.4599 | 5.4862 | 5.5044 | 5.518 | 5.5298 | 5.5398 | 5.5498 | 5.5542 | 5.5542
F4_Commercial_School_New_Food Preparation_Natural Gas_Oven_E3 | F4 | Commercial | School | New | Food Preparation | Natural Gas | Oven | E3 | RVT BC Ratio | 0 | 0 | 0 | 0 | 0 | 0 | 0 | 0 | 0 | 0 | 0 | 0 | 0 | 0 | 0 | 0 | 0 | 0 | 0 | 0 | 0 | 0 | 0 | 0 | 0 | 0 | 0 | 0 | 0 | 0 | 0 | 0 | 0
F4_Commercial_School_New_Food Preparation_Natural Gas_Oven_E4 | F4 | Commercial | School | New | Food Preparation | Natural Gas | Oven | E4 | RVT BC Ratio | 0 | 0 | 0 | 0 | 0 | 0 | 0 | 0 | 0 | 0 | 0 | 0 | 0 | 0 | 0 | 0 | 0 | 0 | 0 | 0 | 0 | 0 | 0 | 0 | 0 | 0 | 0 | 0 | 0 | 0 | 0 | 0 | 0
F4_Commercial_School_New_Food Preparation_Natural Gas_Oven_E5 | F4 | Commercial | School | New | Food Preparation | Natural Gas | Oven | E5 | RVT BC Ratio | 0 | 0 | 0 | 0 | 0 | 0 | 0 | 0 | 0 | 0 | 0 | 0 | 0 | 0 | 0 | 0 | 0 | 0 | 0 | 0 | 0 | 0 | 0 | 0 | 0 | 0 | 0 | 0 | 0 | 0 | 0 | 0 | 0
F4_Commercial_School_New_Food Preparation_Natural Gas_Oven_E6 | F4 | Commercial | School | New | Food Preparation | Natural Gas | Oven | E6 | RVT BC Ratio | 0 | 0 | 0 | 0 | 0 | 0 | 0 | 0 | 0 | 0 | 0 | 0 | 0 | 0 | 0 | 0 | 0 | 0 | 0 | 0 | 0 | 0 | 0 | 0 | 0 | 0 | 0 | 0 | 0 | 0 | 0 | 0 | 0
F4_Commercial_School_New_Food Preparation_Natural Gas_Oven_E7 | F4 | Commercial | School | New | Food Preparation | Natural Gas | Oven | E7 | RVT BC Ratio | 0 | 0 | 0 | 0 | 0 | 0 | 0 | 0 | 0 | 0 | 0 | 0 | 0 | 0 | 0 | 0 | 0 | 0 | 0 | 0 | 0 | 0 | 0 | 0 | 0 | 0 | 0 | 0 | 0 | 0 | 0 | 0 | 0
F4_Commercial_School_New_Food Preparation_Natural Gas_Oven_E8 | F4 | Commercial | School | New | Food Preparation | Natural Gas | Oven | E8 | RVT BC Ratio | 0 | 0 | 0 | 0 | 0 | 0 | 0 | 0 | 0 | 0 | 0 | 0 | 0 | 0 | 0 | 0 | 0 | 0 | 0 | 0 | 0 | 0 | 0 | 0 | 0 | 0 | 0 | 0 | 0 | 0 | 0 | 0 | 0
F4_Commercial_School_New_Food Preparation_Natural Gas_Oven_E9 | F4 | Commercial | School | New | Food Preparation | Natural Gas | Oven | E9 | RVT BC Ratio | 0 | 0 | 0 | 0 | 0 | 0 | 0 | 0 | 0 | 0 | 0 | 0 | 0 | 0 | 0 | 0 | 0 | 0 | 0 | 0 | 0 | 0 | 0 | 0 | 0 | 0 | 0 | 0 | 0 | 0 | 0 | 0 | 0
F4_Commercial_School_New_Food Preparation_Natural Gas_Oven_E10 | F4 | Commercial | School | New | Food Preparation | Natural Gas | Oven | E10 | RVT BC Ratio | 0 | 0 | 0 | 0 | 0 | 0 | 0 | 0 | 0 | 0 | 0 | 0 | 0 | 0 | 0 | 0 | 0 | 0 | 0 | 0 | 0 | 0 | 0 | 0 | 0 | 0 | 0 | 0 | 0 | 0 | 0 | 0 | 0
F5_Commercial_School_New_Food Preparation_Natural Gas_Oven_E1 | F5 | Commercial | School | New | Food Preparation | Natural Gas | Oven | E1 | RIM BC Ratio | bar: 2019 to 2051
F5_Commercial_School_New_Food Preparation_Natural Gas_Oven_E2 | F5 | Commercial | School | New | Food Preparation | Natural Gas | Oven | E2 | RIM BC Ratio | 0.67565 | 0.67662 | 0.6777 | 0.67886 | 0.68017 | 0.68166 | 0.68284 | 0.68396 | 0.68508 | 0.68623 | 0.68731 | 0.68829 | 0.68928 | 0.6903 | 0.69141 | 0.69248 | 0.6936 | 0.69476 | 0.69595 | 0.69715 | 0.69833 | 0.69942 | 0.70039 | 0.70123 | 0.70195 | 0.70257 | 0.70299 | 0.7033 | 0.70357 | 0.7038 | 0.70403 | 0.70413 | 0.70413
F5_Commercial_School_New_Food Preparation_Natural Gas_Oven_E3 | F5 | Commercial | School | New | Food Preparation | Natural Gas | Oven | E3 | RIM BC Ratio | 0 | 0 | 0 | 0 | 0 | 0 | 0 | 0 | 0 | 0 | 0 | 0 | 0 | 0 | 0 | 0 | 0 | 0 | 0 | 0 | 0 | 0 | 0 | 0 | 0 | 0 | 0 | 0 | 0 | 0 | 0 | 0 | 0
F5_Commercial_School_New_Food Preparation_Natural Gas_Oven_E4 | F5 | Commercial | School | New | Food Preparation | Natural Gas | Oven | E4 | RIM BC Ratio | 0 | 0 | 0 | 0 | 0 | 0 | 0 | 0 | 0 | 0 | 0 | 0 | 0 | 0 | 0 | 0 | 0 | 0 | 0 | 0 | 0 | 0 | 0 | 0 | 0 | 0 | 0 | 0 | 0 | 0 | 0 | 0 | 0
F5_Commercial_School_New_Food Preparation_Natural Gas_Oven_E5 | F5 | Commercial | School | New | Food Preparation | Natural Gas | Oven | E5 | RIM BC Ratio | 0 | 0 | 0 | 0 | 0 | 0 | 0 | 0 | 0 | 0 | 0 | 0 | 0 | 0 | 0 | 0 | 0 | 0 | 0 | 0 | 0 | 0 | 0 | 0 | 0 | 0 | 0 | 0 | 0 | 0 | 0 | 0 | 0
F5_Commercial_School_New_Food Preparation_Natural Gas_Oven_E6 | F5 | Commercial | School | New | Food Preparation | Natural Gas | Oven | E6 | RIM BC Ratio | 0 | 0 | 0 | 0 | 0 | 0 | 0 | 0 | 0 | 0 | 0 | 0 | 0 | 0 | 0 | 0 | 0 | 0 | 0 | 0 | 0 | 0 | 0 | 0 | 0 | 0 | 0 | 0 | 0 | 0 | 0 | 0 | 0
F5_Commercial_School_New_Food Preparation_Natural Gas_Oven_E7 | F5 | Commercial | School | New | Food Preparation | Natural Gas | Oven | E7 | RIM BC Ratio | 0 | 0 | 0 | 0 | 0 | 0 | 0 | 0 | 0 | 0 | 0 | 0 | 0 | 0 | 0 | 0 | 0 | 0 | 0 | 0 | 0 | 0 | 0 | 0 | 0 | 0 | 0 | 0 | 0 | 0 | 0 | 0 | 0
F5_Commercial_School_New_Food Preparation_Natural Gas_Oven_E8 | F5 | Commercial | School | New | Food Preparation | Natural Gas | Oven | E8 | RIM BC Ratio | 0 | 0 | 0 | 0 | 0 | 0 | 0 | 0 | 0 | 0 | 0 | 0 | 0 | 0 | 0 | 0 | 0 | 0 | 0 | 0 | 0 | 0 | 0 | 0 | 0 | 0 | 0 | 0 | 0 | 0 | 0 | 0 | 0
F5_Commercial_School_New_Food Preparation_Natural Gas_Oven_E9 | F5 | Commercial | School | New | Food Preparation | Natural Gas | Oven | E9 | RIM BC Ratio | 0 | 0 | 0 | 0 | 0 | 0 | 0 | 0 | 0 | 0 | 0 | 0 | 0 | 0 | 0 | 0 | 0 | 0 | 0 | 0 | 0 | 0 | 0 | 0 | 0 | 0 | 0 | 0 | 0 | 0 | 0 | 0 | 0
F5_Commercial_School_New_Food Preparation_Natural Gas_Oven_E10 | F5 | Commercial | School | New | Food Preparation | Natural Gas | Oven | E10 | RIM BC Ratio | 0 | 0 | 0 | 0 | 0 | 0 | 0 | 0 | 0 | 0 | 0 | 0 | 0 | 0 | 0 | 0 | 0 | 0 | 0 | 0 | 0 | 0 | 0 | 0 | 0 | 0 | 0 | 0 | 0 | 0 | 0 | 0 | 0
F0_Commercial_School_New_Food Preparation_Natural Gas_Conveyor Oven_E0 | F0 | Commercial | School | New | Food Preparation | Natural Gas | Conveyor Oven | E0 | Economic Unit | Efficient (>44% Baking Efficiency) | Efficient (>44% Baking Efficiency) | Efficient (>44% Baking Efficiency) | Efficient (>44% Baking Efficiency) | Efficient (>44% Baking Efficiency) | Efficient (>44% Baking Efficiency) | Efficient (>44% Baking Efficiency) | Efficient (>44% Baking Efficiency) | Efficient (>44% Baking Efficiency) | Efficient (>44% Baking Efficiency) | Efficient (>44% Baking Efficiency) | Efficient (>44% Baking Efficiency) | Efficient (>44% Baking Efficiency) | Efficient (>44% Baking Efficiency) | Efficient (>44% Baking Efficiency) | Efficient (>44% Baking Efficiency) | Efficient (>44% Baking Efficiency) | Efficient (>44% Baking Efficiency) | Efficient (>44% Baking Efficiency) | Efficient (>44% Baking Efficiency) | Efficient (>44% Baking Efficiency) | Efficient (>44% Baking Efficiency) | Efficient (>44% Baking Efficiency) | Efficient (>44% Baking Efficiency) | Efficient (>44% Baking Efficiency) | Efficient (>44% Baking Efficiency) | Efficient (>44% Baking Efficiency) | Efficient (>44% Baking Efficiency) | Efficient (>44% Baking Efficiency) | Efficient (>44% Baking Efficiency) | Efficient (>44% Baking Efficiency) | Efficient (>44% Baking Efficiency) | Efficient (>44% Baking Efficiency)
F1_Commercial_School_New_Food Preparation_Natural Gas_Conveyor Oven_E1 | F1 | Commercial | School | New | Food Preparation | Natural Gas | Conveyor Oven | E1 | CCE | 0 | 0 | 0 | 0 | 0 | 0 | 0 | 0 | 0 | 0 | 0 | 0 | 0 | 0 | 0 | 0 | 0 | 0 | 0 | 0 | 0 | 0 | 0 | 0 | 0 | 0 | 0 | 0 | 0 | 0 | 0 | 0 | 0
F1_Commercial_School_New_Food Preparation_Natural Gas_Conveyor Oven_E2 | F1 | Commercial | School | New | Food Preparation | Natural Gas | Conveyor Oven | E2 | CCE | 0.35475 | 0.35475 | 0.35475 | 0.35475 | 0.35475 | 0.35475 | 0.35475 | 0.35475 | 0.35475 | 0.35475 | 0.35475 | 0.35475 | 0.35475 | 0.35475 | 0.35475 | 0.35475 | 0.35475 | 0.35475 | 0.35475 | 0.35475 | 0.35475 | 0.35475 | 0.35475 | 0.35475 | 0.35475 | 0.35475 | 0.35475 | 0.35475 | 0.35475 | 0.35475 | 0.35475 | 0.35475 | 0.35475
F1_Commercial_School_New_Food Preparation_Natural Gas_Conveyor Oven_E3 | F1 | Commercial | School | New | Food Preparation | Natural Gas | Conveyor Oven | E3 | CCE | 0 | 0 | 0 | 0 | 0 | 0 | 0 | 0 | 0 | 0 | 0 | 0 | 0 | 0 | 0 | 0 | 0 | 0 | 0 | 0 | 0 | 0 | 0 | 0 | 0 | 0 | 0 | 0 | 0 | 0 | 0 | 0 | 0
F1_Commercial_School_New_Food Preparation_Natural Gas_Conveyor Oven_E4 | F1 | Commercial | School | New | Food Preparation | Natural Gas | Conveyor Oven | E4 | CCE | 0 | 0 | 0 | 0 | 0 | 0 | 0 | 0 | 0 | 0 | 0 | 0 | 0 | 0 | 0 | 0 | 0 | 0 | 0 | 0 | 0 | 0 | 0 | 0 | 0 | 0 | 0 | 0 | 0 | 0 | 0 | 0 | 0
F1_Commercial_School_New_Food Preparation_Natural Gas_Conveyor Oven_E5 | F1 | Commercial | School | New | Food Preparation | Natural Gas | Conveyor Oven | E5 | CCE | 0 | 0 | 0 | 0 | 0 | 0 | 0 | 0 | 0 | 0 | 0 | 0 | 0 | 0 | 0 | 0 | 0 | 0 | 0 | 0 | 0 | 0 | 0 | 0 | 0 | 0 | 0 | 0 | 0 | 0 | 0 | 0 | 0
F1_Commercial_School_New_Food Preparation_Natural Gas_Conveyor Oven_E6 | F1 | Commercial | School | New | Food Preparation | Natural Gas | Conveyor Oven | E6 | CCE | 0 | 0 | 0 | 0 | 0 | 0 | 0 | 0 | 0 | 0 | 0 | 0 | 0 | 0 | 0 | 0 | 0 | 0 | 0 | 0 | 0 | 0 | 0 | 0 | 0 | 0 | 0 | 0 | 0 | 0 | 0 | 0 | 0
F1_Commercial_School_New_Food Preparation_Natural Gas_Conveyor Oven_E7 | F1 | Commercial | School | New | Food Preparation | Natural Gas | Conveyor Oven | E7 | CCE | 0 | 0 | 0 | 0 | 0 | 0 | 0 | 0 | 0 | 0 | 0 | 0 | 0 | 0 | 0 | 0 | 0 | 0 | 0 | 0 | 0 | 0 | 0 | 0 | 0 | 0 | 0 | 0 | 0 | 0 | 0 | 0 | 0
F1_Commercial_School_New_Food Preparation_Natural Gas_Conveyor Oven_E8 | F1 | Commercial | School | New | Food Preparation | Natural Gas | Conveyor Oven | E8 | CCE | 0 | 0 | 0 | 0 | 0 | 0 | 0 | 0 | 0 | 0 | 0 | 0 | 0 | 0 | 0 | 0 | 0 | 0 | 0 | 0 | 0 | 0 | 0 | 0 | 0 | 0 | 0 | 0 | 0 | 0 | 0 | 0 | 0
F1_Commercial_School_New_Food Preparation_Natural Gas_Conveyor Oven_E9 | F1 | Commercial | School | New | Food Preparation | Natural Gas | Conveyor Oven | E9 | CCE | 0 | 0 | 0 | 0 | 0 | 0 | 0 | 0 | 0 | 0 | 0 | 0 | 0 | 0 | 0 | 0 | 0 | 0 | 0 | 0 | 0 | 0 | 0 | 0 | 0 | 0 | 0 | 0 | 0 | 0 | 0 | 0 | 0
F1_Commercial_School_New_Food Preparation_Natural Gas_Conveyor Oven_E10 | F1 | Commercial | School | New | Food Preparation | Natural Gas | Conveyor Oven | E10 | CCE | 0 | 0 | 0 | 0 | 0 | 0 | 0 | 0 | 0 | 0 | 0 | 0 | 0 | 0 | 0 | 0 | 0 | 0 | 0 | 0 | 0 | 0 | 0 | 0 | 0 | 0 | 0 | 0 | 0 | 0 | 0 | 0 | 0
F2_Commercial_School_New_Food Preparation_Natural Gas_Conveyor Oven_E1 | F2 | Commercial | School | New | Food Preparation | Natural Gas | Conveyor Oven | E1 | TRC BC Ratio | bar: 2019 to 2051
F2_Commercial_School_New_Food Preparation_Natural Gas_Conveyor Oven_E2 | F2 | Commercial | School | New | Food Preparation | Natural Gas | Conveyor Oven | E2 | TRC BC Ratio | 4.0477 | 4.0772 | 4.1092 | 4.1444 | 4.1846 | 4.2312 | 4.2722 | 4.3136 | 4.3565 | 4.4011 | 4.4439 | 4.4835 | 4.5223 | 4.561 | 4.6015 | 4.64 | 4.6797 | 4.7203 | 4.7612 | 4.8019 | 4.8418 | 4.8782 | 4.9108 | 4.9395 | 4.9644 | 4.9858 | 5.0006 | 5.0116 | 5.0212 | 5.0293 | 5.0374 | 5.041 | 5.041
F2_Commercial_School_New_Food Preparation_Natural Gas_Conveyor Oven_E3 | F2 | Commercial | School | New | Food Preparation | Natural Gas | Conveyor Oven | E3 | TRC BC Ratio | 0 | 0 | 0 | 0 | 0 | 0 | 0 | 0 | 0 | 0 | 0 | 0 | 0 | 0 | 0 | 0 | 0 | 0 | 0 | 0 | 0 | 0 | 0 | 0 | 0 | 0 | 0 | 0 | 0 | 0 | 0 | 0 | 0
F2_Commercial_School_New_Food Preparation_Natural Gas_Conveyor Oven_E4 | F2 | Commercial | School | New | Food Preparation | Natural Gas | Conveyor Oven | E4 | TRC BC Ratio | 0 | 0 | 0 | 0 | 0 | 0 | 0 | 0 | 0 | 0 | 0 | 0 | 0 | 0 | 0 | 0 | 0 | 0 | 0 | 0 | 0 | 0 | 0 | 0 | 0 | 0 | 0 | 0 | 0 | 0 | 0 | 0 | 0
F2_Commercial_School_New_Food Preparation_Natural Gas_Conveyor Oven_E5 | F2 | Commercial | School | New | Food Preparation | Natural Gas | Conveyor Oven | E5 | TRC BC Ratio | 0 | 0 | 0 | 0 | 0 | 0 | 0 | 0 | 0 | 0 | 0 | 0 | 0 | 0 | 0 | 0 | 0 | 0 | 0 | 0 | 0 | 0 | 0 | 0 | 0 | 0 | 0 | 0 | 0 | 0 | 0 | 0 | 0
F2_Commercial_School_New_Food Preparation_Natural Gas_Conveyor Oven_E6 | F2 | Commercial | School | New | Food Preparation | Natural Gas | Conveyor Oven | E6 | TRC BC Ratio | 0 | 0 | 0 | 0 | 0 | 0 | 0 | 0 | 0 | 0 | 0 | 0 | 0 | 0 | 0 | 0 | 0 | 0 | 0 | 0 | 0 | 0 | 0 | 0 | 0 | 0 | 0 | 0 | 0 | 0 | 0 | 0 | 0
F2_Commercial_School_New_Food Preparation_Natural Gas_Conveyor Oven_E7 | F2 | Commercial | School | New | Food Preparation | Natural Gas | Conveyor Oven | E7 | TRC BC Ratio | 0 | 0 | 0 | 0 | 0 | 0 | 0 | 0 | 0 | 0 | 0 | 0 | 0 | 0 | 0 | 0 | 0 | 0 | 0 | 0 | 0 | 0 | 0 | 0 | 0 | 0 | 0 | 0 | 0 | 0 | 0 | 0 | 0
F2_Commercial_School_New_Food Preparation_Natural Gas_Conveyor Oven_E8 | F2 | Commercial | School | New | Food Preparation | Natural Gas | Conveyor Oven | E8 | TRC BC Ratio | 0 | 0 | 0 | 0 | 0 | 0 | 0 | 0 | 0 | 0 | 0 | 0 | 0 | 0 | 0 | 0 | 0 | 0 | 0 | 0 | 0 | 0 | 0 | 0 | 0 | 0 | 0 | 0 | 0 | 0 | 0 | 0 | 0
F2_Commercial_School_New_Food Preparation_Natural Gas_Conveyor Oven_E9 | F2 | Commercial | School | New | Food Preparation | Natural Gas | Conveyor Oven | E9 | TRC BC Ratio | 0 | 0 | 0 | 0 | 0 | 0 | 0 | 0 | 0 | 0 | 0 | 0 | 0 | 0 | 0 | 0 | 0 | 0 | 0 | 0 | 0 | 0 | 0 | 0 | 0 | 0 | 0 | 0 | 0 | 0 | 0 | 0 | 0
F2_Commercial_School_New_Food Preparation_Natural Gas_Conveyor Oven_E10 | F2 | Commercial | School | New | Food Preparation | Natural Gas | Conveyor Oven | E10 | TRC BC Ratio | 0 | 0 | 0 | 0 | 0 | 0 | 0 | 0 | 0 | 0 | 0 | 0 | 0 | 0 | 0 | 0 | 0 | 0 | 0 | 0 | 0 | 0 | 0 | 0 | 0 | 0 | 0 | 0 | 0 | 0 | 0 | 0 | 0
F3_Commercial_School_New_Food Preparation_Natural Gas_Conveyor Oven_E1 | F3 | Commercial | School | New | Food Preparation | Natural Gas | Conveyor Oven | E1 | PACT BC Ratio | bar: 2019 to 2051
F3_Commercial_School_New_Food Preparation_Natural Gas_Conveyor Oven_E2 | F3 | Commercial | School | New | Food Preparation | Natural Gas | Conveyor Oven | E2 | PACT BC Ratio | 5.397 | 5.4363 | 5.479 | 5.5258 | 5.5794 | 5.6416 | 5.6963 | 5.7515 | 5.8086 | 5.8681 | 5.9253 | 5.978 | 6.0297 | 6.0814 | 6.1353 | 6.1867 | 6.2396 | 6.2937 | 6.3483 | 6.4025 | 6.4557 | 6.5043 | 6.5477 | 6.586 | 6.6192 | 6.6477 | 6.6674 | 6.6822 | 6.6949 | 6.7058 | 6.7166 | 6.7213 | 6.7213
F3_Commercial_School_New_Food Preparation_Natural Gas_Conveyor Oven_E3 | F3 | Commercial | School | New | Food Preparation | Natural Gas | Conveyor Oven | E3 | PACT BC Ratio | 0 | 0 | 0 | 0 | 0 | 0 | 0 | 0 | 0 | 0 | 0 | 0 | 0 | 0 | 0 | 0 | 0 | 0 | 0 | 0 | 0 | 0 | 0 | 0 | 0 | 0 | 0 | 0 | 0 | 0 | 0 | 0 | 0
F3_Commercial_School_New_Food Preparation_Natural Gas_Conveyor Oven_E4 | F3 | Commercial | School | New | Food Preparation | Natural Gas | Conveyor Oven | E4 | PACT BC Ratio | 0 | 0 | 0 | 0 | 0 | 0 | 0 | 0 | 0 | 0 | 0 | 0 | 0 | 0 | 0 | 0 | 0 | 0 | 0 | 0 | 0 | 0 | 0 | 0 | 0 | 0 | 0 | 0 | 0 | 0 | 0 | 0 | 0
F3_Commercial_School_New_Food Preparation_Natural Gas_Conveyor Oven_E5 | F3 | Commercial | School | New | Food Preparation | Natural Gas | Conveyor Oven | E5 | PACT BC Ratio | 0 | 0 | 0 | 0 | 0 | 0 | 0 | 0 | 0 | 0 | 0 | 0 | 0 | 0 | 0 | 0 | 0 | 0 | 0 | 0 | 0 | 0 | 0 | 0 | 0 | 0 | 0 | 0 | 0 | 0 | 0 | 0 | 0
F3_Commercial_School_New_Food Preparation_Natural Gas_Conveyor Oven_E6 | F3 | Commercial | School | New | Food Preparation | Natural Gas | Conveyor Oven | E6 | PACT BC Ratio | 0 | 0 | 0 | 0 | 0 | 0 | 0 | 0 | 0 | 0 | 0 | 0 | 0 | 0 | 0 | 0 | 0 | 0 | 0 | 0 | 0 | 0 | 0 | 0 | 0 | 0 | 0 | 0 | 0 | 0 | 0 | 0 | 0
F3_Commercial_School_New_Food Preparation_Natural Gas_Conveyor Oven_E7 | F3 | Commercial | School | New | Food Preparation | Natural Gas | Conveyor Oven | E7 | PACT BC Ratio | 0 | 0 | 0 | 0 | 0 | 0 | 0 | 0 | 0 | 0 | 0 | 0 | 0 | 0 | 0 | 0 | 0 | 0 | 0 | 0 | 0 | 0 | 0 | 0 | 0 | 0 | 0 | 0 | 0 | 0 | 0 | 0 | 0
F3_Commercial_School_New_Food Preparation_Natural Gas_Conveyor Oven_E8 | F3 | Commercial | School | New | Food Preparation | Natural Gas | Conveyor Oven | E8 | PACT BC Ratio | 0 | 0 | 0 | 0 | 0 | 0 | 0 | 0 | 0 | 0 | 0 | 0 | 0 | 0 | 0 | 0 | 0 | 0 | 0 | 0 | 0 | 0 | 0 | 0 | 0 | 0 | 0 | 0 | 0 | 0 | 0 | 0 | 0
F3_Commercial_School_New_Food Preparation_Natural Gas_Conveyor Oven_E9 | F3 | Commercial | School | New | Food Preparation | Natural Gas | Conveyor Oven | E9 | PACT BC Ratio | 0 | 0 | 0 | 0 | 0 | 0 | 0 | 0 | 0 | 0 | 0 | 0 | 0 | 0 | 0 | 0 | 0 | 0 | 0 | 0 | 0 | 0 | 0 | 0 | 0 | 0 | 0 | 0 | 0 | 0 | 0 | 0 | 0
F3_Commercial_School_New_Food Preparation_Natural Gas_Conveyor Oven_E10 | F3 | Commercial | School | New | Food Preparation | Natural Gas | Conveyor Oven | E10 | PACT BC Ratio | 0 | 0 | 0 | 0 | 0 | 0 | 0 | 0 | 0 | 0 | 0 | 0 | 0 | 0 | 0 | 0 | 0 | 0 | 0 | 0 | 0 | 0 | 0 | 0 | 0 | 0 | 0 | 0 | 0 | 0 | 0 | 0 | 0
F4_Commercial_School_New_Food Preparation_Natural Gas_Conveyor Oven_E1 | F4 | Commercial | School | New | Food Preparation | Natural Gas | Conveyor Oven | E1 | RVT BC Ratio | bar: 2019 to 2051
F4_Commercial_School_New_Food Preparation_Natural Gas_Conveyor Oven_E2 | F4 | Commercial | School | New | Food Preparation | Natural Gas | Conveyor Oven | E2 | RVT BC Ratio | 6.5193 | 6.5617 | 6.6078 | 6.6583 | 6.7161 | 6.7831 | 6.8421 | 6.9016 | 6.9632 | 7.0273 | 7.089 | 7.1459 | 7.2016 | 7.2573 | 7.3154 | 7.3708 | 7.4279 | 7.4863 | 7.5451 | 7.6035 | 7.6609 | 7.7133 | 7.7601 | 7.8014 | 7.8372 | 7.8679 | 7.8892 | 7.9051 | 7.9188 | 7.9306 | 7.9422 | 7.9473 | 7.9473
F4_Commercial_School_New_Food Preparation_Natural Gas_Conveyor Oven_E3 | F4 | Commercial | School | New | Food Preparation | Natural Gas | Conveyor Oven | E3 | RVT BC Ratio | 0 | 0 | 0 | 0 | 0 | 0 | 0 | 0 | 0 | 0 | 0 | 0 | 0 | 0 | 0 | 0 | 0 | 0 | 0 | 0 | 0 | 0 | 0 | 0 | 0 | 0 | 0 | 0 | 0 | 0 | 0 | 0 | 0
F4_Commercial_School_New_Food Preparation_Natural Gas_Conveyor Oven_E4 | F4 | Commercial | School | New | Food Preparation | Natural Gas | Conveyor Oven | E4 | RVT BC Ratio | 0 | 0 | 0 | 0 | 0 | 0 | 0 | 0 | 0 | 0 | 0 | 0 | 0 | 0 | 0 | 0 | 0 | 0 | 0 | 0 | 0 | 0 | 0 | 0 | 0 | 0 | 0 | 0 | 0 | 0 | 0 | 0 | 0
F4_Commercial_School_New_Food Preparation_Natural Gas_Conveyor Oven_E5 | F4 | Commercial | School | New | Food Preparation | Natural Gas | Conveyor Oven | E5 | RVT BC Ratio | 0 | 0 | 0 | 0 | 0 | 0 | 0 | 0 | 0 | 0 | 0 | 0 | 0 | 0 | 0 | 0 | 0 | 0 | 0 | 0 | 0 | 0 | 0 | 0 | 0 | 0 | 0 | 0 | 0 | 0 | 0 | 0 | 0
F4_Commercial_School_New_Food Preparation_Natural Gas_Conveyor Oven_E6 | F4 | Commercial | School | New | Food Preparation | Natural Gas | Conveyor Oven | E6 | RVT BC Ratio | 0 | 0 | 0 | 0 | 0 | 0 | 0 | 0 | 0 | 0 | 0 | 0 | 0 | 0 | 0 | 0 | 0 | 0 | 0 | 0 | 0 | 0 | 0 | 0 | 0 | 0 | 0 | 0 | 0 | 0 | 0 | 0 | 0
F4_Commercial_School_New_Food Preparation_Natural Gas_Conveyor Oven_E7 | F4 | Commercial | School | New | Food Preparation | Natural Gas | Conveyor Oven | E7 | RVT BC Ratio | 0 | 0 | 0 | 0 | 0 | 0 | 0 | 0 | 0 | 0 | 0 | 0 | 0 | 0 | 0 | 0 | 0 | 0 | 0 | 0 | 0 | 0 | 0 | 0 | 0 | 0 | 0 | 0 | 0 | 0 | 0 | 0 | 0
F4_Commercial_School_New_Food Preparation_Natural Gas_Conveyor Oven_E8 | F4 | Commercial | School | New | Food Preparation | Natural Gas | Conveyor Oven | E8 | RVT BC Ratio | 0 | 0 | 0 | 0 | 0 | 0 | 0 | 0 | 0 | 0 | 0 | 0 | 0 | 0 | 0 | 0 | 0 | 0 | 0 | 0 | 0 | 0 | 0 | 0 | 0 | 0 | 0 | 0 | 0 | 0 | 0 | 0 | 0
F4_Commercial_School_New_Food Preparation_Natural Gas_Conveyor Oven_E9 | F4 | Commercial | School | New | Food Preparation | Natural Gas | Conveyor Oven | E9 | RVT BC Ratio | 0 | 0 | 0 | 0 | 0 | 0 | 0 | 0 | 0 | 0 | 0 | 0 | 0 | 0 | 0 | 0 | 0 | 0 | 0 | 0 | 0 | 0 | 0 | 0 | 0 | 0 | 0 | 0 | 0 | 0 | 0 | 0 | 0
F4_Commercial_School_New_Food Preparation_Natural Gas_Conveyor Oven_E10 | F4 | Commercial | School | New | Food Preparation | Natural Gas | Conveyor Oven | E10 | RVT BC Ratio | 0 | 0 | 0 | 0 | 0 | 0 | 0 | 0 | 0 | 0 | 0 | 0 | 0 | 0 | 0 | 0 | 0 | 0 | 0 | 0 | 0 | 0 | 0 | 0 | 0 | 0 | 0 | 0 | 0 | 0 | 0 | 0 | 0
F5_Commercial_School_New_Food Preparation_Natural Gas_Conveyor Oven_E1 | F5 | Commercial | School | New | Food Preparation | Natural Gas | Conveyor Oven | E1 | RIM BC Ratio | bar: 2019 to 2051
F5_Commercial_School_New_Food Preparation_Natural Gas_Conveyor Oven_E2 | F5 | Commercial | School | New | Food Preparation | Natural Gas | Conveyor Oven | E2 | RIM BC Ratio | 0.72288 | 0.72358 | 0.72433 | 0.72515 | 0.72606 | 0.7271 | 0.728 | 0.7289 | 0.72981 | 0.73074 | 0.73162 | 0.73242 | 0.73319 | 0.73394 | 0.73472 | 0.73545 | 0.7362 | 0.73694 | 0.73769 | 0.73841 | 0.73912 | 0.73975 | 0.74031 | 0.74079 | 0.74121 | 0.74157 | 0.74181 | 0.742 | 0.74215 | 0.74229 | 0.74242 | 0.74248 | 0.74248
F5_Commercial_School_New_Food Preparation_Natural Gas_Conveyor Oven_E3 | F5 | Commercial | School | New | Food Preparation | Natural Gas | Conveyor Oven | E3 | RIM BC Ratio | 0 | 0 | 0 | 0 | 0 | 0 | 0 | 0 | 0 | 0 | 0 | 0 | 0 | 0 | 0 | 0 | 0 | 0 | 0 | 0 | 0 | 0 | 0 | 0 | 0 | 0 | 0 | 0 | 0 | 0 | 0 | 0 | 0
F5_Commercial_School_New_Food Preparation_Natural Gas_Conveyor Oven_E4 | F5 | Commercial | School | New | Food Preparation | Natural Gas | Conveyor Oven | E4 | RIM BC Ratio | 0 | 0 | 0 | 0 | 0 | 0 | 0 | 0 | 0 | 0 | 0 | 0 | 0 | 0 | 0 | 0 | 0 | 0 | 0 | 0 | 0 | 0 | 0 | 0 | 0 | 0 | 0 | 0 | 0 | 0 | 0 | 0 | 0
F5_Commercial_School_New_Food Preparation_Natural Gas_Conveyor Oven_E5 | F5 | Commercial | School | New | Food Preparation | Natural Gas | Conveyor Oven | E5 | RIM BC Ratio | 0 | 0 | 0 | 0 | 0 | 0 | 0 | 0 | 0 | 0 | 0 | 0 | 0 | 0 | 0 | 0 | 0 | 0 | 0 | 0 | 0 | 0 | 0 | 0 | 0 | 0 | 0 | 0 | 0 | 0 | 0 | 0 | 0
F5_Commercial_School_New_Food Preparation_Natural Gas_Conveyor Oven_E6 | F5 | Commercial | School | New | Food Preparation | Natural Gas | Conveyor Oven | E6 | RIM BC Ratio | 0 | 0 | 0 | 0 | 0 | 0 | 0 | 0 | 0 | 0 | 0 | 0 | 0 | 0 | 0 | 0 | 0 | 0 | 0 | 0 | 0 | 0 | 0 | 0 | 0 | 0 | 0 | 0 | 0 | 0 | 0 | 0 | 0
F5_Commercial_School_New_Food Preparation_Natural Gas_Conveyor Oven_E7 | F5 | Commercial | School | New | Food Preparation | Natural Gas | Conveyor Oven | E7 | RIM BC Ratio | 0 | 0 | 0 | 0 | 0 | 0 | 0 | 0 | 0 | 0 | 0 | 0 | 0 | 0 | 0 | 0 | 0 | 0 | 0 | 0 | 0 | 0 | 0 | 0 | 0 | 0 | 0 | 0 | 0 | 0 | 0 | 0 | 0
F5_Commercial_School_New_Food Preparation_Natural Gas_Conveyor Oven_E8 | F5 | Commercial | School | New | Food Preparation | Natural Gas | Conveyor Oven | E8 | RIM BC Ratio | 0 | 0 | 0 | 0 | 0 | 0 | 0 | 0 | 0 | 0 | 0 | 0 | 0 | 0 | 0 | 0 | 0 | 0 | 0 | 0 | 0 | 0 | 0 | 0 | 0 | 0 | 0 | 0 | 0 | 0 | 0 | 0 | 0
F5_Commercial_School_New_Food Preparation_Natural Gas_Conveyor Oven_E9 | F5 | Commercial | School | New | Food Preparation | Natural Gas | Conveyor Oven | E9 | RIM BC Ratio | 0 | 0 | 0 | 0 | 0 | 0 | 0 | 0 | 0 | 0 | 0 | 0 | 0 | 0 | 0 | 0 | 0 | 0 | 0 | 0 | 0 | 0 | 0 | 0 | 0 | 0 | 0 | 0 | 0 | 0 | 0 | 0 | 0
F5_Commercial_School_New_Food Preparation_Natural Gas_Conveyor Oven_E10 | F5 | Commercial | School | New | Food Preparation | Natural Gas | Conveyor Oven | E10 | RIM BC Ratio | 0 | 0 | 0 | 0 | 0 | 0 | 0 | 0 | 0 | 0 | 0 | 0 | 0 | 0 | 0 | 0 | 0 | 0 | 0 | 0 | 0 | 0 | 0 | 0 | 0 | 0 | 0 | 0 | 0 | 0 | 0 | 0 | 0
F0_Commercial_School_New_Food Preparation_Natural Gas_Double Rack Oven_E0 | F0 | Commercial | School | New | Food Preparation | Natural Gas | Double Rack Oven | E0 | Economic Unit | FTSC Qualified (>50% Cooking Efficiency) | FTSC Qualified (>50% Cooking Efficiency) | FTSC Qualified (>50% Cooking Efficiency) | FTSC Qualified (>50% Cooking Efficiency) | FTSC Qualified (>50% Cooking Efficiency) | FTSC Qualified (>50% Cooking Efficiency) | FTSC Qualified (>50% Cooking Efficiency) | FTSC Qualified (>50% Cooking Efficiency) | FTSC Qualified (>50% Cooking Efficiency) | FTSC Qualified (>50% Cooking Efficiency) | FTSC Qualified (>50% Cooking Efficiency) | FTSC Qualified (>50% Cooking Efficiency) | FTSC Qualified (>50% Cooking Efficiency) | FTSC Qualified (>50% Cooking Efficiency) | FTSC Qualified (>50% Cooking Efficiency) | FTSC Qualified (>50% Cooking Efficiency) | FTSC Qualified (>50% Cooking Efficiency) | FTSC Qualified (>50% Cooking Efficiency) | FTSC Qualified (>50% Cooking Efficiency) | FTSC Qualified (>50% Cooking Efficiency) | FTSC Qualified (>50% Cooking Efficiency) | FTSC Qualified (>50% Cooking Efficiency) | FTSC Qualified (>50% Cooking Efficiency) | FTSC Qualified (>50% Cooking Efficiency) | FTSC Qualified (>50% Cooking Efficiency) | FTSC Qualified (>50% Cooking Efficiency) | FTSC Qualified (>50% Cooking Efficiency) | FTSC Qualified (>50% Cooking Efficiency) | FTSC Qualified (>50% Cooking Efficiency) | FTSC Qualified (>50% Cooking Efficiency) | FTSC Qualified (>50% Cooking Efficiency) | FTSC Qualified (>50% Cooking Efficiency) | FTSC Qualified (>50% Cooking Efficiency)
F1_Commercial_School_New_Food Preparation_Natural Gas_Double Rack Oven_E1 | F1 | Commercial | School | New | Food Preparation | Natural Gas | Double Rack Oven | E1 | CCE | 0 | 0 | 0 | 0 | 0 | 0 | 0 | 0 | 0 | 0 | 0 | 0 | 0 | 0 | 0 | 0 | 0 | 0 | 0 | 0 | 0 | 0 | 0 | 0 | 0 | 0 | 0 | 0 | 0 | 0 | 0 | 0 | 0
F1_Commercial_School_New_Food Preparation_Natural Gas_Double Rack Oven_E2 | F1 | Commercial | School | New | Food Preparation | Natural Gas | Double Rack Oven | E2 | CCE | 0.29688 | 0.29688 | 0.29688 | 0.29688 | 0.29688 | 0.29688 | 0.29688 | 0.29688 | 0.29688 | 0.29688 | 0.29688 | 0.29688 | 0.29688 | 0.29688 | 0.29688 | 0.29688 | 0.29688 | 0.29688 | 0.29688 | 0.29688 | 0.29688 | 0.29688 | 0.29688 | 0.29688 | 0.29688 | 0.29688 | 0.29688 | 0.29688 | 0.29688 | 0.29688 | 0.29688 | 0.29688 | 0.29688
F1_Commercial_School_New_Food Preparation_Natural Gas_Double Rack Oven_E3 | F1 | Commercial | School | New | Food Preparation | Natural Gas | Double Rack Oven | E3 | CCE | 0 | 0 | 0 | 0 | 0 | 0 | 0 | 0 | 0 | 0 | 0 | 0 | 0 | 0 | 0 | 0 | 0 | 0 | 0 | 0 | 0 | 0 | 0 | 0 | 0 | 0 | 0 | 0 | 0 | 0 | 0 | 0 | 0
F1_Commercial_School_New_Food Preparation_Natural Gas_Double Rack Oven_E4 | F1 | Commercial | School | New | Food Preparation | Natural Gas | Double Rack Oven | E4 | CCE | 0 | 0 | 0 | 0 | 0 | 0 | 0 | 0 | 0 | 0 | 0 | 0 | 0 | 0 | 0 | 0 | 0 | 0 | 0 | 0 | 0 | 0 | 0 | 0 | 0 | 0 | 0 | 0 | 0 | 0 | 0 | 0 | 0
F1_Commercial_School_New_Food Preparation_Natural Gas_Double Rack Oven_E5 | F1 | Commercial | School | New | Food Preparation | Natural Gas | Double Rack Oven | E5 | CCE | 0 | 0 | 0 | 0 | 0 | 0 | 0 | 0 | 0 | 0 | 0 | 0 | 0 | 0 | 0 | 0 | 0 | 0 | 0 | 0 | 0 | 0 | 0 | 0 | 0 | 0 | 0 | 0 | 0 | 0 | 0 | 0 | 0
F1_Commercial_School_New_Food Preparation_Natural Gas_Double Rack Oven_E6 | F1 | Commercial | School | New | Food Preparation | Natural Gas | Double Rack Oven | E6 | CCE | 0 | 0 | 0 | 0 | 0 | 0 | 0 | 0 | 0 | 0 | 0 | 0 | 0 | 0 | 0 | 0 | 0 | 0 | 0 | 0 | 0 | 0 | 0 | 0 | 0 | 0 | 0 | 0 | 0 | 0 | 0 | 0 | 0
F1_Commercial_School_New_Food Preparation_Natural Gas_Double Rack Oven_E7 | F1 | Commercial | School | New | Food Preparation | Natural Gas | Double Rack Oven | E7 | CCE | 0 | 0 | 0 | 0 | 0 | 0 | 0 | 0 | 0 | 0 | 0 | 0 | 0 | 0 | 0 | 0 | 0 | 0 | 0 | 0 | 0 | 0 | 0 | 0 | 0 | 0 | 0 | 0 | 0 | 0 | 0 | 0 | 0
F1_Commercial_School_New_Food Preparation_Natural Gas_Double Rack Oven_E8 | F1 | Commercial | School | New | Food Preparation | Natural Gas | Double Rack Oven | E8 | CCE | 0 | 0 | 0 | 0 | 0 | 0 | 0 | 0 | 0 | 0 | 0 | 0 | 0 | 0 | 0 | 0 | 0 | 0 | 0 | 0 | 0 | 0 | 0 | 0 | 0 | 0 | 0 | 0 | 0 | 0 | 0 | 0 | 0
F1_Commercial_School_New_Food Preparation_Natural Gas_Double Rack Oven_E9 | F1 | Commercial | School | New | Food Preparation | Natural Gas | Double Rack Oven | E9 | CCE | 0 | 0 | 0 | 0 | 0 | 0 | 0 | 0 | 0 | 0 | 0 | 0 | 0 | 0 | 0 | 0 | 0 | 0 | 0 | 0 | 0 | 0 | 0 | 0 | 0 | 0 | 0 | 0 | 0 | 0 | 0 | 0 | 0
F1_Commercial_School_New_Food Preparation_Natural Gas_Double Rack Oven_E10 | F1 | Commercial | School | New | Food Preparation | Natural Gas | Double Rack Oven | E10 | CCE | 0 | 0 | 0 | 0 | 0 | 0 | 0 | 0 | 0 | 0 | 0 | 0 | 0 | 0 | 0 | 0 | 0 | 0 | 0 | 0 | 0 | 0 | 0 | 0 | 0 | 0 | 0 | 0 | 0 | 0 | 0 | 0 | 0
F2_Commercial_School_New_Food Preparation_Natural Gas_Double Rack Oven_E1 | F2 | Commercial | School | New | Food Preparation | Natural Gas | Double Rack Oven | E1 | TRC BC Ratio | bar: 2019 to 2051
F2_Commercial_School_New_Food Preparation_Natural Gas_Double Rack Oven_E2 | F2 | Commercial | School | New | Food Preparation | Natural Gas | Double Rack Oven | E2 | TRC BC Ratio | 4.7395 | 4.7756 | 4.816 | 4.8604 | 4.911 | 4.9696 | 5.017 | 5.0626 | 5.1089 | 5.1571 | 5.2031 | 5.2453 | 5.2885 | 5.3338 | 5.3838 | 5.4328 | 5.4847 | 5.5395 | 5.5966 | 5.655 | 5.7136 | 5.7686 | 5.8182 | 5.8621 | 5.9 | 5.9326 | 5.9552 | 5.9721 | 5.9866 | 5.9991 | 6.0114 | 6.0169 | 6.0169
F2_Commercial_School_New_Food Preparation_Natural Gas_Double Rack Oven_E3 | F2 | Commercial | School | New | Food Preparation | Natural Gas | Double Rack Oven | E3 | TRC BC Ratio | 0 | 0 | 0 | 0 | 0 | 0 | 0 | 0 | 0 | 0 | 0 | 0 | 0 | 0 | 0 | 0 | 0 | 0 | 0 | 0 | 0 | 0 | 0 | 0 | 0 | 0 | 0 | 0 | 0 | 0 | 0 | 0 | 0
F2_Commercial_School_New_Food Preparation_Natural Gas_Double Rack Oven_E4 | F2 | Commercial | School | New | Food Preparation | Natural Gas | Double Rack Oven | E4 | TRC BC Ratio | 0 | 0 | 0 | 0 | 0 | 0 | 0 | 0 | 0 | 0 | 0 | 0 | 0 | 0 | 0 | 0 | 0 | 0 | 0 | 0 | 0 | 0 | 0 | 0 | 0 | 0 | 0 | 0 | 0 | 0 | 0 | 0 | 0
F2_Commercial_School_New_Food Preparation_Natural Gas_Double Rack Oven_E5 | F2 | Commercial | School | New | Food Preparation | Natural Gas | Double Rack Oven | E5 | TRC BC Ratio | 0 | 0 | 0 | 0 | 0 | 0 | 0 | 0 | 0 | 0 | 0 | 0 | 0 | 0 | 0 | 0 | 0 | 0 | 0 | 0 | 0 | 0 | 0 | 0 | 0 | 0 | 0 | 0 | 0 | 0 | 0 | 0 | 0
F2_Commercial_School_New_Food Preparation_Natural Gas_Double Rack Oven_E6 | F2 | Commercial | School | New | Food Preparation | Natural Gas | Double Rack Oven | E6 | TRC BC Ratio | 0 | 0 | 0 | 0 | 0 | 0 | 0 | 0 | 0 | 0 | 0 | 0 | 0 | 0 | 0 | 0 | 0 | 0 | 0 | 0 | 0 | 0 | 0 | 0 | 0 | 0 | 0 | 0 | 0 | 0 | 0 | 0 | 0
F2_Commercial_School_New_Food Preparation_Natural Gas_Double Rack Oven_E7 | F2 | Commercial | School | New | Food Preparation | Natural Gas | Double Rack Oven | E7 | TRC BC Ratio | 0 | 0 | 0 | 0 | 0 | 0 | 0 | 0 | 0 | 0 | 0 | 0 | 0 | 0 | 0 | 0 | 0 | 0 | 0 | 0 | 0 | 0 | 0 | 0 | 0 | 0 | 0 | 0 | 0 | 0 | 0 | 0 | 0
F2_Commercial_School_New_Food Preparation_Natural Gas_Double Rack Oven_E8 | F2 | Commercial | School | New | Food Preparation | Natural Gas | Double Rack Oven | E8 | TRC BC Ratio | 0 | 0 | 0 | 0 | 0 | 0 | 0 | 0 | 0 | 0 | 0 | 0 | 0 | 0 | 0 | 0 | 0 | 0 | 0 | 0 | 0 | 0 | 0 | 0 | 0 | 0 | 0 | 0 | 0 | 0 | 0 | 0 | 0
F2_Commercial_School_New_Food Preparation_Natural Gas_Double Rack Oven_E9 | F2 | Commercial | School | New | Food Preparation | Natural Gas | Double Rack Oven | E9 | TRC BC Ratio | 0 | 0 | 0 | 0 | 0 | 0 | 0 | 0 | 0 | 0 | 0 | 0 | 0 | 0 | 0 | 0 | 0 | 0 | 0 | 0 | 0 | 0 | 0 | 0 | 0 | 0 | 0 | 0 | 0 | 0 | 0 | 0 | 0
F2_Commercial_School_New_Food Preparation_Natural Gas_Double Rack Oven_E10 | F2 | Commercial | School | New | Food Preparation | Natural Gas | Double Rack Oven | E10 | TRC BC Ratio | 0 | 0 | 0 | 0 | 0 | 0 | 0 | 0 | 0 | 0 | 0 | 0 | 0 | 0 | 0 | 0 | 0 | 0 | 0 | 0 | 0 | 0 | 0 | 0 | 0 | 0 | 0 | 0 | 0 | 0 | 0 | 0 | 0
F3_Commercial_School_New_Food Preparation_Natural Gas_Double Rack Oven_E1 | F3 | Commercial | School | New | Food Preparation | Natural Gas | Double Rack Oven | E1 | PACT BC Ratio | bar: 2019 to 2051
F3_Commercial_School_New_Food Preparation_Natural Gas_Double Rack Oven_E2 | F3 | Commercial | School | New | Food Preparation | Natural Gas | Double Rack Oven | E2 | PACT BC Ratio | 6.3193 | 6.3675 | 6.4213 | 6.4805 | 6.548 | 6.6261 | 6.6894 | 6.7502 | 6.8119 | 6.8761 | 6.9374 | 6.9937 | 7.0513 | 7.1117 | 7.1784 | 7.2437 | 7.3129 | 7.386 | 7.4622 | 7.5399 | 7.6182 | 7.6915 | 7.7576 | 7.8161 | 7.8667 | 7.9101 | 7.9403 | 7.9627 | 7.9822 | 7.9988 | 8.0152 | 8.0225 | 8.0225
F3_Commercial_School_New_Food Preparation_Natural Gas_Double Rack Oven_E3 | F3 | Commercial | School | New | Food Preparation | Natural Gas | Double Rack Oven | E3 | PACT BC Ratio | 0 | 0 | 0 | 0 | 0 | 0 | 0 | 0 | 0 | 0 | 0 | 0 | 0 | 0 | 0 | 0 | 0 | 0 | 0 | 0 | 0 | 0 | 0 | 0 | 0 | 0 | 0 | 0 | 0 | 0 | 0 | 0 | 0
F3_Commercial_School_New_Food Preparation_Natural Gas_Double Rack Oven_E4 | F3 | Commercial | School | New | Food Preparation | Natural Gas | Double Rack Oven | E4 | PACT BC Ratio | 0 | 0 | 0 | 0 | 0 | 0 | 0 | 0 | 0 | 0 | 0 | 0 | 0 | 0 | 0 | 0 | 0 | 0 | 0 | 0 | 0 | 0 | 0 | 0 | 0 | 0 | 0 | 0 | 0 | 0 | 0 | 0 | 0
F3_Commercial_School_New_Food Preparation_Natural Gas_Double Rack Oven_E5 | F3 | Commercial | School | New | Food Preparation | Natural Gas | Double Rack Oven | E5 | PACT BC Ratio | 0 | 0 | 0 | 0 | 0 | 0 | 0 | 0 | 0 | 0 | 0 | 0 | 0 | 0 | 0 | 0 | 0 | 0 | 0 | 0 | 0 | 0 | 0 | 0 | 0 | 0 | 0 | 0 | 0 | 0 | 0 | 0 | 0
F3_Commercial_School_New_Food Preparation_Natural Gas_Double Rack Oven_E6 | F3 | Commercial | School | New | Food Preparation | Natural Gas | Double Rack Oven | E6 | PACT BC Ratio | 0 | 0 | 0 | 0 | 0 | 0 | 0 | 0 | 0 | 0 | 0 | 0 | 0 | 0 | 0 | 0 | 0 | 0 | 0 | 0 | 0 | 0 | 0 | 0 | 0 | 0 | 0 | 0 | 0 | 0 | 0 | 0 | 0
F3_Commercial_School_New_Food Preparation_Natural Gas_Double Rack Oven_E7 | F3 | Commercial | School | New | Food Preparation | Natural Gas | Double Rack Oven | E7 | PACT BC Ratio | 0 | 0 | 0 | 0 | 0 | 0 | 0 | 0 | 0 | 0 | 0 | 0 | 0 | 0 | 0 | 0 | 0 | 0 | 0 | 0 | 0 | 0 | 0 | 0 | 0 | 0 | 0 | 0 | 0 | 0 | 0 | 0 | 0
F3_Commercial_School_New_Food Preparation_Natural Gas_Double Rack Oven_E8 | F3 | Commercial | School | New | Food Preparation | Natural Gas | Double Rack Oven | E8 | PACT BC Ratio | 0 | 0 | 0 | 0 | 0 | 0 | 0 | 0 | 0 | 0 | 0 | 0 | 0 | 0 | 0 | 0 | 0 | 0 | 0 | 0 | 0 | 0 | 0 | 0 | 0 | 0 | 0 | 0 | 0 | 0 | 0 | 0 | 0
F3_Commercial_School_New_Food Preparation_Natural Gas_Double Rack Oven_E9 | F3 | Commercial | School | New | Food Preparation | Natural Gas | Double Rack Oven | E9 | PACT BC Ratio | 0 | 0 | 0 | 0 | 0 | 0 | 0 | 0 | 0 | 0 | 0 | 0 | 0 | 0 | 0 | 0 | 0 | 0 | 0 | 0 | 0 | 0 | 0 | 0 | 0 | 0 | 0 | 0 | 0 | 0 | 0 | 0 | 0
F3_Commercial_School_New_Food Preparation_Natural Gas_Double Rack Oven_E10 | F3 | Commercial | School | New | Food Preparation | Natural Gas | Double Rack Oven | E10 | PACT BC Ratio | 0 | 0 | 0 | 0 | 0 | 0 | 0 | 0 | 0 | 0 | 0 | 0 | 0 | 0 | 0 | 0 | 0 | 0 | 0 | 0 | 0 | 0 | 0 | 0 | 0 | 0 | 0 | 0 | 0 | 0 | 0 | 0 | 0
F4_Commercial_School_New_Food Preparation_Natural Gas_Double Rack Oven_E1 | F4 | Commercial | School | New | Food Preparation | Natural Gas | Double Rack Oven | E1 | RVT BC Ratio | bar: 2019 to 2051
F4_Commercial_School_New_Food Preparation_Natural Gas_Double Rack Oven_E2 | F4 | Commercial | School | New | Food Preparation | Natural Gas | Double Rack Oven | E2 | RVT BC Ratio | 7.5139 | 7.5658 | 7.6238 | 7.6877 | 7.7604 | 7.8446 | 7.9129 | 7.9784 | 8.045 | 8.1143 | 8.1804 | 8.241 | 8.3031 | 8.3683 | 8.4402 | 8.5106 | 8.5852 | 8.664 | 8.7461 | 8.83 | 8.9144 | 8.9934 | 9.0647 | 9.1278 | 9.1823 | 9.2292 | 9.2617 | 9.2859 | 9.3069 | 9.3248 | 9.3425 | 9.3503 | 9.3503
F4_Commercial_School_New_Food Preparation_Natural Gas_Double Rack Oven_E3 | F4 | Commercial | School | New | Food Preparation | Natural Gas | Double Rack Oven | E3 | RVT BC Ratio | 0 | 0 | 0 | 0 | 0 | 0 | 0 | 0 | 0 | 0 | 0 | 0 | 0 | 0 | 0 | 0 | 0 | 0 | 0 | 0 | 0 | 0 | 0 | 0 | 0 | 0 | 0 | 0 | 0 | 0 | 0 | 0 | 0
F4_Commercial_School_New_Food Preparation_Natural Gas_Double Rack Oven_E4 | F4 | Commercial | School | New | Food Preparation | Natural Gas | Double Rack Oven | E4 | RVT BC Ratio | 0 | 0 | 0 | 0 | 0 | 0 | 0 | 0 | 0 | 0 | 0 | 0 | 0 | 0 | 0 | 0 | 0 | 0 | 0 | 0 | 0 | 0 | 0 | 0 | 0 | 0 | 0 | 0 | 0 | 0 | 0 | 0 | 0
F4_Commercial_School_New_Food Preparation_Natural Gas_Double Rack Oven_E5 | F4 | Commercial | School | New | Food Preparation | Natural Gas | Double Rack Oven | E5 | RVT BC Ratio | 0 | 0 | 0 | 0 | 0 | 0 | 0 | 0 | 0 | 0 | 0 | 0 | 0 | 0 | 0 | 0 | 0 | 0 | 0 | 0 | 0 | 0 | 0 | 0 | 0 | 0 | 0 | 0 | 0 | 0 | 0 | 0 | 0
F4_Commercial_School_New_Food Preparation_Natural Gas_Double Rack Oven_E6 | F4 | Commercial | School | New | Food Preparation | Natural Gas | Double Rack Oven | E6 | RVT BC Ratio | 0 | 0 | 0 | 0 | 0 | 0 | 0 | 0 | 0 | 0 | 0 | 0 | 0 | 0 | 0 | 0 | 0 | 0 | 0 | 0 | 0 | 0 | 0 | 0 | 0 | 0 | 0 | 0 | 0 | 0 | 0 | 0 | 0
F4_Commercial_School_New_Food Preparation_Natural Gas_Double Rack Oven_E7 | F4 | Commercial | School | New | Food Preparation | Natural Gas | Double Rack Oven | E7 | RVT BC Ratio | 0 | 0 | 0 | 0 | 0 | 0 | 0 | 0 | 0 | 0 | 0 | 0 | 0 | 0 | 0 | 0 | 0 | 0 | 0 | 0 | 0 | 0 | 0 | 0 | 0 | 0 | 0 | 0 | 0 | 0 | 0 | 0 | 0
F4_Commercial_School_New_Food Preparation_Natural Gas_Double Rack Oven_E8 | F4 | Commercial | School | New | Food Preparation | Natural Gas | Double Rack Oven | E8 | RVT BC Ratio | 0 | 0 | 0 | 0 | 0 | 0 | 0 | 0 | 0 | 0 | 0 | 0 | 0 | 0 | 0 | 0 | 0 | 0 | 0 | 0 | 0 | 0 | 0 | 0 | 0 | 0 | 0 | 0 | 0 | 0 | 0 | 0 | 0
F4_Commercial_School_New_Food Preparation_Natural Gas_Double Rack Oven_E9 | F4 | Commercial | School | New | Food Preparation | Natural Gas | Double Rack Oven | E9 | RVT BC Ratio | 0 | 0 | 0 | 0 | 0 | 0 | 0 | 0 | 0 | 0 | 0 | 0 | 0 | 0 | 0 | 0 | 0 | 0 | 0 | 0 | 0 | 0 | 0 | 0 | 0 | 0 | 0 | 0 | 0 | 0 | 0 | 0 | 0
F4_Commercial_School_New_Food Preparation_Natural Gas_Double Rack Oven_E10 | F4 | Commercial | School | New | Food Preparation | Natural Gas | Double Rack Oven | E10 | RVT BC Ratio | 0 | 0 | 0 | 0 | 0 | 0 | 0 | 0 | 0 | 0 | 0 | 0 | 0 | 0 | 0 | 0 | 0 | 0 | 0 | 0 | 0 | 0 | 0 | 0 | 0 | 0 | 0 | 0 | 0 | 0 | 0 | 0 | 0
F5_Commercial_School_New_Food Preparation_Natural Gas_Double Rack Oven_E1 | F5 | Commercial | School | New | Food Preparation | Natural Gas | Double Rack Oven | E1 | RIM BC Ratio | bar: 2019 to 2051
F5_Commercial_School_New_Food Preparation_Natural Gas_Double Rack Oven_E2 | F5 | Commercial | School | New | Food Preparation | Natural Gas | Double Rack Oven | E2 | RIM BC Ratio | 0.73729 | 0.73795 | 0.73866 | 0.73944 | 0.74031 | 0.7413 | 0.74208 | 0.74283 | 0.74357 | 0.74433 | 0.74504 | 0.74568 | 0.74633 | 0.74701 | 0.74774 | 0.74844 | 0.74917 | 0.74993 | 0.75071 | 0.75149 | 0.75226 | 0.75297 | 0.7536 | 0.75414 | 0.75461 | 0.75501 | 0.75528 | 0.75549 | 0.75566 | 0.75581 | 0.75596 | 0.75602 | 0.75602
F5_Commercial_School_New_Food Preparation_Natural Gas_Double Rack Oven_E3 | F5 | Commercial | School | New | Food Preparation | Natural Gas | Double Rack Oven | E3 | RIM BC Ratio | 0 | 0 | 0 | 0 | 0 | 0 | 0 | 0 | 0 | 0 | 0 | 0 | 0 | 0 | 0 | 0 | 0 | 0 | 0 | 0 | 0 | 0 | 0 | 0 | 0 | 0 | 0 | 0 | 0 | 0 | 0 | 0 | 0
F5_Commercial_School_New_Food Preparation_Natural Gas_Double Rack Oven_E4 | F5 | Commercial | School | New | Food Preparation | Natural Gas | Double Rack Oven | E4 | RIM BC Ratio | 0 | 0 | 0 | 0 | 0 | 0 | 0 | 0 | 0 | 0 | 0 | 0 | 0 | 0 | 0 | 0 | 0 | 0 | 0 | 0 | 0 | 0 | 0 | 0 | 0 | 0 | 0 | 0 | 0 | 0 | 0 | 0 | 0
F5_Commercial_School_New_Food Preparation_Natural Gas_Double Rack Oven_E5 | F5 | Commercial | School | New | Food Preparation | Natural Gas | Double Rack Oven | E5 | RIM BC Ratio | 0 | 0 | 0 | 0 | 0 | 0 | 0 | 0 | 0 | 0 | 0 | 0 | 0 | 0 | 0 | 0 | 0 | 0 | 0 | 0 | 0 | 0 | 0 | 0 | 0 | 0 | 0 | 0 | 0 | 0 | 0 | 0 | 0
F5_Commercial_School_New_Food Preparation_Natural Gas_Double Rack Oven_E6 | F5 | Commercial | School | New | Food Preparation | Natural Gas | Double Rack Oven | E6 | RIM BC Ratio | 0 | 0 | 0 | 0 | 0 | 0 | 0 | 0 | 0 | 0 | 0 | 0 | 0 | 0 | 0 | 0 | 0 | 0 | 0 | 0 | 0 | 0 | 0 | 0 | 0 | 0 | 0 | 0 | 0 | 0 | 0 | 0 | 0
F5_Commercial_School_New_Food Preparation_Natural Gas_Double Rack Oven_E7 | F5 | Commercial | School | New | Food Preparation | Natural Gas | Double Rack Oven | E7 | RIM BC Ratio | 0 | 0 | 0 | 0 | 0 | 0 | 0 | 0 | 0 | 0 | 0 | 0 | 0 | 0 | 0 | 0 | 0 | 0 | 0 | 0 | 0 | 0 | 0 | 0 | 0 | 0 | 0 | 0 | 0 | 0 | 0 | 0 | 0
F5_Commercial_School_New_Food Preparation_Natural Gas_Double Rack Oven_E8 | F5 | Commercial | School | New | Food Preparation | Natural Gas | Double Rack Oven | E8 | RIM BC Ratio | 0 | 0 | 0 | 0 | 0 | 0 | 0 | 0 | 0 | 0 | 0 | 0 | 0 | 0 | 0 | 0 | 0 | 0 | 0 | 0 | 0 | 0 | 0 | 0 | 0 | 0 | 0 | 0 | 0 | 0 | 0 | 0 | 0
F5_Commercial_School_New_Food Preparation_Natural Gas_Double Rack Oven_E9 | F5 | Commercial | School | New | Food Preparation | Natural Gas | Double Rack Oven | E9 | RIM BC Ratio | 0 | 0 | 0 | 0 | 0 | 0 | 0 | 0 | 0 | 0 | 0 | 0 | 0 | 0 | 0 | 0 | 0 | 0 | 0 | 0 | 0 | 0 | 0 | 0 | 0 | 0 | 0 | 0 | 0 | 0 | 0 | 0 | 0
F5_Commercial_School_New_Food Preparation_Natural Gas_Double Rack Oven_E10 | F5 | Commercial | School | New | Food Preparation | Natural Gas | Double Rack Oven | E10 | RIM BC Ratio | 0 | 0 | 0 | 0 | 0 | 0 | 0 | 0 | 0 | 0 | 0 | 0 | 0 | 0 | 0 | 0 | 0 | 0 | 0 | 0 | 0 | 0 | 0 | 0 | 0 | 0 | 0 | 0 | 0 | 0 | 0 | 0 | 0
F0_Commercial_School_New_Food Preparation_Natural Gas_Fryer_E0 | F0 | Commercial | School | New | Food Preparation | Natural Gas | Fryer | E0 | Economic Unit | ENERGY STAR | ENERGY STAR | ENERGY STAR | ENERGY STAR | ENERGY STAR | ENERGY STAR | ENERGY STAR | ENERGY STAR | ENERGY STAR | ENERGY STAR | ENERGY STAR | ENERGY STAR | ENERGY STAR | ENERGY STAR | ENERGY STAR | ENERGY STAR | ENERGY STAR | ENERGY STAR | ENERGY STAR | ENERGY STAR | ENERGY STAR | ENERGY STAR | ENERGY STAR | ENERGY STAR | ENERGY STAR | ENERGY STAR | ENERGY STAR | ENERGY STAR | ENERGY STAR | ENERGY STAR | ENERGY STAR | ENERGY STAR | ENERGY STAR
F1_Commercial_School_New_Food Preparation_Natural Gas_Fryer_E1 | F1 | Commercial | School | New | Food Preparation | Natural Gas | Fryer | E1 | CCE | 0 | 0 | 0 | 0 | 0 | 0 | 0 | 0 | 0 | 0 | 0 | 0 | 0 | 0 | 0 | 0 | 0 | 0 | 0 | 0 | 0 | 0 | 0 | 0 | 0 | 0 | 0 | 0 | 0 | 0 | 0 | 0 | 0
F1_Commercial_School_New_Food Preparation_Natural Gas_Fryer_E2 | F1 | Commercial | School | New | Food Preparation | Natural Gas | Fryer | E2 | CCE | 0.52081 | 0.52081 | 0.52081 | 0 | 0 | 0 | 0 | 0 | 0 | 0 | 0 | 0 | 0 | 0 | 0 | 0 | 0 | 0 | 0 | 0 | 0 | 0 | 0 | 0 | 0 | 0 | 0 | 0 | 0 | 0 | 0 | 0 | 0
F1_Commercial_School_New_Food Preparation_Natural Gas_Fryer_E3 | F1 | Commercial | School | New | Food Preparation | Natural Gas | Fryer | E3 | CCE | 0 | 0 | 0 | 0 | 0 | 0 | 0 | 0 | 0 | 0 | 0 | 0 | 0 | 0 | 0 | 0 | 0 | 0 | 0 | 0 | 0 | 0 | 0 | 0 | 0 | 0 | 0 | 0 | 0 | 0 | 0 | 0 | 0
F1_Commercial_School_New_Food Preparation_Natural Gas_Fryer_E4 | F1 | Commercial | School | New | Food Preparation | Natural Gas | Fryer | E4 | CCE | 0 | 0 | 0 | 0 | 0 | 0 | 0 | 0 | 0 | 0 | 0 | 0 | 0 | 0 | 0 | 0 | 0 | 0 | 0 | 0 | 0 | 0 | 0 | 0 | 0 | 0 | 0 | 0 | 0 | 0 | 0 | 0 | 0
F1_Commercial_School_New_Food Preparation_Natural Gas_Fryer_E5 | F1 | Commercial | School | New | Food Preparation | Natural Gas | Fryer | E5 | CCE | 0 | 0 | 0 | 0 | 0 | 0 | 0 | 0 | 0 | 0 | 0 | 0 | 0 | 0 | 0 | 0 | 0 | 0 | 0 | 0 | 0 | 0 | 0 | 0 | 0 | 0 | 0 | 0 | 0 | 0 | 0 | 0 | 0
F1_Commercial_School_New_Food Preparation_Natural Gas_Fryer_E6 | F1 | Commercial | School | New | Food Preparation | Natural Gas | Fryer | E6 | CCE | 0 | 0 | 0 | 0 | 0 | 0 | 0 | 0 | 0 | 0 | 0 | 0 | 0 | 0 | 0 | 0 | 0 | 0 | 0 | 0 | 0 | 0 | 0 | 0 | 0 | 0 | 0 | 0 | 0 | 0 | 0 | 0 | 0
F1_Commercial_School_New_Food Preparation_Natural Gas_Fryer_E7 | F1 | Commercial | School | New | Food Preparation | Natural Gas | Fryer | E7 | CCE | 0 | 0 | 0 | 0 | 0 | 0 | 0 | 0 | 0 | 0 | 0 | 0 | 0 | 0 | 0 | 0 | 0 | 0 | 0 | 0 | 0 | 0 | 0 | 0 | 0 | 0 | 0 | 0 | 0 | 0 | 0 | 0 | 0
F1_Commercial_School_New_Food Preparation_Natural Gas_Fryer_E8 | F1 | Commercial | School | New | Food Preparation | Natural Gas | Fryer | E8 | CCE | 0 | 0 | 0 | 0 | 0 | 0 | 0 | 0 | 0 | 0 | 0 | 0 | 0 | 0 | 0 | 0 | 0 | 0 | 0 | 0 | 0 | 0 | 0 | 0 | 0 | 0 | 0 | 0 | 0 | 0 | 0 | 0 | 0
F1_Commercial_School_New_Food Preparation_Natural Gas_Fryer_E9 | F1 | Commercial | School | New | Food Preparation | Natural Gas | Fryer | E9 | CCE | 0 | 0 | 0 | 0 | 0 | 0 | 0 | 0 | 0 | 0 | 0 | 0 | 0 | 0 | 0 | 0 | 0 | 0 | 0 | 0 | 0 | 0 | 0 | 0 | 0 | 0 | 0 | 0 | 0 | 0 | 0 | 0 | 0
F1_Commercial_School_New_Food Preparation_Natural Gas_Fryer_E10 | F1 | Commercial | School | New | Food Preparation | Natural Gas | Fryer | E10 | CCE | 0 | 0 | 0 | 0 | 0 | 0 | 0 | 0 | 0 | 0 | 0 | 0 | 0 | 0 | 0 | 0 | 0 | 0 | 0 | 0 | 0 | 0 | 0 | 0 | 0 | 0 | 0 | 0 | 0 | 0 | 0 | 0 | 0
F2_Commercial_School_New_Food Preparation_Natural Gas_Fryer_E1 | F2 | Commercial | School | New | Food Preparation | Natural Gas | Fryer | E1 | TRC BC Ratio | 1 | 1 | 1 | 0 | 0 | 0 | 0 | 0 | 0 | 0 | 0 | 0 | 0 | 0 | 0 | 0 | 0 | 0 | 0 | 0 | 0 | 0 | 0 | 0 | 0 | 0 | 0 | 0 | 0 | 0 | 0 | 0 | 0
F2_Commercial_School_New_Food Preparation_Natural Gas_Fryer_E2 | F2 | Commercial | School | New | Food Preparation | Natural Gas | Fryer | E2 | TRC BC Ratio | 2.6303 | 2.6385 | 2.6536 | 1 | 1 | 1 | 1 | 1 | 1 | 1 | 1 | 1 | 1 | 1 | 1 | 1 | 1 | 1 | 1 | 1 | 1 | 1 | 1 | 1 | 1 | 1 | 1 | 1 | 1 | 1 | 1 | 1 | 1
F2_Commercial_School_New_Food Preparation_Natural Gas_Fryer_E3 | F2 | Commercial | School | New | Food Preparation | Natural Gas | Fryer | E3 | TRC BC Ratio | 0 | 0 | 0 | 0 | 0 | 0 | 0 | 0 | 0 | 0 | 0 | 0 | 0 | 0 | 0 | 0 | 0 | 0 | 0 | 0 | 0 | 0 | 0 | 0 | 0 | 0 | 0 | 0 | 0 | 0 | 0 | 0 | 0
F2_Commercial_School_New_Food Preparation_Natural Gas_Fryer_E4 | F2 | Commercial | School | New | Food Preparation | Natural Gas | Fryer | E4 | TRC BC Ratio | 0 | 0 | 0 | 0 | 0 | 0 | 0 | 0 | 0 | 0 | 0 | 0 | 0 | 0 | 0 | 0 | 0 | 0 | 0 | 0 | 0 | 0 | 0 | 0 | 0 | 0 | 0 | 0 | 0 | 0 | 0 | 0 | 0
F2_Commercial_School_New_Food Preparation_Natural Gas_Fryer_E5 | F2 | Commercial | School | New | Food Preparation | Natural Gas | Fryer | E5 | TRC BC Ratio | 0 | 0 | 0 | 0 | 0 | 0 | 0 | 0 | 0 | 0 | 0 | 0 | 0 | 0 | 0 | 0 | 0 | 0 | 0 | 0 | 0 | 0 | 0 | 0 | 0 | 0 | 0 | 0 | 0 | 0 | 0 | 0 | 0
F2_Commercial_School_New_Food Preparation_Natural Gas_Fryer_E6 | F2 | Commercial | School | New | Food Preparation | Natural Gas | Fryer | E6 | TRC BC Ratio | 0 | 0 | 0 | 0 | 0 | 0 | 0 | 0 | 0 | 0 | 0 | 0 | 0 | 0 | 0 | 0 | 0 | 0 | 0 | 0 | 0 | 0 | 0 | 0 | 0 | 0 | 0 | 0 | 0 | 0 | 0 | 0 | 0
F2_Commercial_School_New_Food Preparation_Natural Gas_Fryer_E7 | F2 | Commercial | School | New | Food Preparation | Natural Gas | Fryer | E7 | TRC BC Ratio | 0 | 0 | 0 | 0 | 0 | 0 | 0 | 0 | 0 | 0 | 0 | 0 | 0 | 0 | 0 | 0 | 0 | 0 | 0 | 0 | 0 | 0 | 0 | 0 | 0 | 0 | 0 | 0 | 0 | 0 | 0 | 0 | 0
F2_Commercial_School_New_Food Preparation_Natural Gas_Fryer_E8 | F2 | Commercial | School | New | Food Preparation | Natural Gas | Fryer | E8 | TRC BC Ratio | 0 | 0 | 0 | 0 | 0 | 0 | 0 | 0 | 0 | 0 | 0 | 0 | 0 | 0 | 0 | 0 | 0 | 0 | 0 | 0 | 0 | 0 | 0 | 0 | 0 | 0 | 0 | 0 | 0 | 0 | 0 | 0 | 0
F2_Commercial_School_New_Food Preparation_Natural Gas_Fryer_E9 | F2 | Commercial | School | New | Food Preparation | Natural Gas | Fryer | E9 | TRC BC Ratio | 0 | 0 | 0 | 0 | 0 | 0 | 0 | 0 | 0 | 0 | 0 | 0 | 0 | 0 | 0 | 0 | 0 | 0 | 0 | 0 | 0 | 0 | 0 | 0 | 0 | 0 | 0 | 0 | 0 | 0 | 0 | 0 | 0
F2_Commercial_School_New_Food Preparation_Natural Gas_Fryer_E10 | F2 | Commercial | School | New | Food Preparation | Natural Gas | Fryer | E10 | TRC BC Ratio | 0 | 0 | 0 | 0 | 0 | 0 | 0 | 0 | 0 | 0 | 0 | 0 | 0 | 0 | 0 | 0 | 0 | 0 | 0 | 0 | 0 | 0 | 0 | 0 | 0 | 0 | 0 | 0 | 0 | 0 | 0 | 0 | 0
F3_Commercial_School_New_Food Preparation_Natural Gas_Fryer_E1 | F3 | Commercial | School | New | Food Preparation | Natural Gas | Fryer | E1 | PACT BC Ratio | 1 | 1 | 1 | 0 | 0 | 0 | 0 | 0 | 0 | 0 | 0 | 0 | 0 | 0 | 0 | 0 | 0 | 0 | 0 | 0 | 0 | 0 | 0 | 0 | 0 | 0 | 0 | 0 | 0 | 0 | 0 | 0 | 0
F3_Commercial_School_New_Food Preparation_Natural Gas_Fryer_E2 | F3 | Commercial | School | New | Food Preparation | Natural Gas | Fryer | E2 | PACT BC Ratio | 3.5071 | 3.518 | 3.5381 | 1 | 1 | 1 | 1 | 1 | 1 | 1 | 1 | 1 | 1 | 1 | 1 | 1 | 1 | 1 | 1 | 1 | 1 | 1 | 1 | 1 | 1 | 1 | 1 | 1 | 1 | 1 | 1 | 1 | 1
F3_Commercial_School_New_Food Preparation_Natural Gas_Fryer_E3 | F3 | Commercial | School | New | Food Preparation | Natural Gas | Fryer | E3 | PACT BC Ratio | 0 | 0 | 0 | 0 | 0 | 0 | 0 | 0 | 0 | 0 | 0 | 0 | 0 | 0 | 0 | 0 | 0 | 0 | 0 | 0 | 0 | 0 | 0 | 0 | 0 | 0 | 0 | 0 | 0 | 0 | 0 | 0 | 0
F3_Commercial_School_New_Food Preparation_Natural Gas_Fryer_E4 | F3 | Commercial | School | New | Food Preparation | Natural Gas | Fryer | E4 | PACT BC Ratio | 0 | 0 | 0 | 0 | 0 | 0 | 0 | 0 | 0 | 0 | 0 | 0 | 0 | 0 | 0 | 0 | 0 | 0 | 0 | 0 | 0 | 0 | 0 | 0 | 0 | 0 | 0 | 0 | 0 | 0 | 0 | 0 | 0
F3_Commercial_School_New_Food Preparation_Natural Gas_Fryer_E5 | F3 | Commercial | School | New | Food Preparation | Natural Gas | Fryer | E5 | PACT BC Ratio | 0 | 0 | 0 | 0 | 0 | 0 | 0 | 0 | 0 | 0 | 0 | 0 | 0 | 0 | 0 | 0 | 0 | 0 | 0 | 0 | 0 | 0 | 0 | 0 | 0 | 0 | 0 | 0 | 0 | 0 | 0 | 0 | 0
F3_Commercial_School_New_Food Preparation_Natural Gas_Fryer_E6 | F3 | Commercial | School | New | Food Preparation | Natural Gas | Fryer | E6 | PACT BC Ratio | 0 | 0 | 0 | 0 | 0 | 0 | 0 | 0 | 0 | 0 | 0 | 0 | 0 | 0 | 0 | 0 | 0 | 0 | 0 | 0 | 0 | 0 | 0 | 0 | 0 | 0 | 0 | 0 | 0 | 0 | 0 | 0 | 0
F3_Commercial_School_New_Food Preparation_Natural Gas_Fryer_E7 | F3 | Commercial | School | New | Food Preparation | Natural Gas | Fryer | E7 | PACT BC Ratio | 0 | 0 | 0 | 0 | 0 | 0 | 0 | 0 | 0 | 0 | 0 | 0 | 0 | 0 | 0 | 0 | 0 | 0 | 0 | 0 | 0 | 0 | 0 | 0 | 0 | 0 | 0 | 0 | 0 | 0 | 0 | 0 | 0
F3_Commercial_School_New_Food Preparation_Natural Gas_Fryer_E8 | F3 | Commercial | School | New | Food Preparation | Natural Gas | Fryer | E8 | PACT BC Ratio | 0 | 0 | 0 | 0 | 0 | 0 | 0 | 0 | 0 | 0 | 0 | 0 | 0 | 0 | 0 | 0 | 0 | 0 | 0 | 0 | 0 | 0 | 0 | 0 | 0 | 0 | 0 | 0 | 0 | 0 | 0 | 0 | 0
F3_Commercial_School_New_Food Preparation_Natural Gas_Fryer_E9 | F3 | Commercial | School | New | Food Preparation | Natural Gas | Fryer | E9 | PACT BC Ratio | 0 | 0 | 0 | 0 | 0 | 0 | 0 | 0 | 0 | 0 | 0 | 0 | 0 | 0 | 0 | 0 | 0 | 0 | 0 | 0 | 0 | 0 | 0 | 0 | 0 | 0 | 0 | 0 | 0 | 0 | 0 | 0 | 0
F3_Commercial_School_New_Food Preparation_Natural Gas_Fryer_E10 | F3 | Commercial | School | New | Food Preparation | Natural Gas | Fryer | E10 | PACT BC Ratio | 0 | 0 | 0 | 0 | 0 | 0 | 0 | 0 | 0 | 0 | 0 | 0 | 0 | 0 | 0 | 0 | 0 | 0 | 0 | 0 | 0 | 0 | 0 | 0 | 0 | 0 | 0 | 0 | 0 | 0 | 0 | 0 | 0
F4_Commercial_School_New_Food Preparation_Natural Gas_Fryer_E1 | F4 | Commercial | School | New | Food Preparation | Natural Gas | Fryer | E1 | RVT BC Ratio | 1 | 1 | 1 | 0 | 0 | 0 | 0 | 0 | 0 | 0 | 0 | 0 | 0 | 0 | 0 | 0 | 0 | 0 | 0 | 0 | 0 | 0 | 0 | 0 | 0 | 0 | 0 | 0 | 0 | 0 | 0 | 0 | 0
F4_Commercial_School_New_Food Preparation_Natural Gas_Fryer_E2 | F4 | Commercial | School | New | Food Preparation | Natural Gas | Fryer | E2 | RVT BC Ratio | 4.4816 | 4.4933 | 4.515 | 1 | 1 | 1 | 1 | 1 | 1 | 1 | 1 | 1 | 1 | 1 | 1 | 1 | 1 | 1 | 1 | 1 | 1 | 1 | 1 | 1 | 1 | 1 | 1 | 1 | 1 | 1 | 1 | 1 | 1
F4_Commercial_School_New_Food Preparation_Natural Gas_Fryer_E3 | F4 | Commercial | School | New | Food Preparation | Natural Gas | Fryer | E3 | RVT BC Ratio | 0 | 0 | 0 | 0 | 0 | 0 | 0 | 0 | 0 | 0 | 0 | 0 | 0 | 0 | 0 | 0 | 0 | 0 | 0 | 0 | 0 | 0 | 0 | 0 | 0 | 0 | 0 | 0 | 0 | 0 | 0 | 0 | 0
F4_Commercial_School_New_Food Preparation_Natural Gas_Fryer_E4 | F4 | Commercial | School | New | Food Preparation | Natural Gas | Fryer | E4 | RVT BC Ratio | 0 | 0 | 0 | 0 | 0 | 0 | 0 | 0 | 0 | 0 | 0 | 0 | 0 | 0 | 0 | 0 | 0 | 0 | 0 | 0 | 0 | 0 | 0 | 0 | 0 | 0 | 0 | 0 | 0 | 0 | 0 | 0 | 0
F4_Commercial_School_New_Food Preparation_Natural Gas_Fryer_E5 | F4 | Commercial | School | New | Food Preparation | Natural Gas | Fryer | E5 | RVT BC Ratio | 0 | 0 | 0 | 0 | 0 | 0 | 0 | 0 | 0 | 0 | 0 | 0 | 0 | 0 | 0 | 0 | 0 | 0 | 0 | 0 | 0 | 0 | 0 | 0 | 0 | 0 | 0 | 0 | 0 | 0 | 0 | 0 | 0
F4_Commercial_School_New_Food Preparation_Natural Gas_Fryer_E6 | F4 | Commercial | School | New | Food Preparation | Natural Gas | Fryer | E6 | RVT BC Ratio | 0 | 0 | 0 | 0 | 0 | 0 | 0 | 0 | 0 | 0 | 0 | 0 | 0 | 0 | 0 | 0 | 0 | 0 | 0 | 0 | 0 | 0 | 0 | 0 | 0 | 0 | 0 | 0 | 0 | 0 | 0 | 0 | 0
F4_Commercial_School_New_Food Preparation_Natural Gas_Fryer_E7 | F4 | Commercial | School | New | Food Preparation | Natural Gas | Fryer | E7 | RVT BC Ratio | 0 | 0 | 0 | 0 | 0 | 0 | 0 | 0 | 0 | 0 | 0 | 0 | 0 | 0 | 0 | 0 | 0 | 0 | 0 | 0 | 0 | 0 | 0 | 0 | 0 | 0 | 0 | 0 | 0 | 0 | 0 | 0 | 0
F4_Commercial_School_New_Food Preparation_Natural Gas_Fryer_E8 | F4 | Commercial | School | New | Food Preparation | Natural Gas | Fryer | E8 | RVT BC Ratio | 0 | 0 | 0 | 0 | 0 | 0 | 0 | 0 | 0 | 0 | 0 | 0 | 0 | 0 | 0 | 0 | 0 | 0 | 0 | 0 | 0 | 0 | 0 | 0 | 0 | 0 | 0 | 0 | 0 | 0 | 0 | 0 | 0
F4_Commercial_School_New_Food Preparation_Natural Gas_Fryer_E9 | F4 | Commercial | School | New | Food Preparation | Natural Gas | Fryer | E9 | RVT BC Ratio | 0 | 0 | 0 | 0 | 0 | 0 | 0 | 0 | 0 | 0 | 0 | 0 | 0 | 0 | 0 | 0 | 0 | 0 | 0 | 0 | 0 | 0 | 0 | 0 | 0 | 0 | 0 | 0 | 0 | 0 | 0 | 0 | 0
F4_Commercial_School_New_Food Preparation_Natural Gas_Fryer_E10 | F4 | Commercial | School | New | Food Preparation | Natural Gas | Fryer | E10 | RVT BC Ratio | 0 | 0 | 0 | 0 | 0 | 0 | 0 | 0 | 0 | 0 | 0 | 0 | 0 | 0 | 0 | 0 | 0 | 0 | 0 | 0 | 0 | 0 | 0 | 0 | 0 | 0 | 0 | 0 | 0 | 0 | 0 | 0 | 0
F5_Commercial_School_New_Food Preparation_Natural Gas_Fryer_E1 | F5 | Commercial | School | New | Food Preparation | Natural Gas | Fryer | E1 | RIM BC Ratio | 1 | 1 | 1 | 0 | 0 | 0 | 0 | 0 | 0 | 0 | 0 | 0 | 0 | 0 | 0 | 0 | 0 | 0 | 0 | 0 | 0 | 0 | 0 | 0 | 0 | 0 | 0 | 0 | 0 | 0 | 0 | 0 | 0
F5_Commercial_School_New_Food Preparation_Natural Gas_Fryer_E2 | F5 | Commercial | School | New | Food Preparation | Natural Gas | Fryer | E2 | RIM BC Ratio | 0.67422 | 0.67462 | 0.67536 | 1 | 1 | 1 | 1 | 1 | 1 | 1 | 1 | 1 | 1 | 1 | 1 | 1 | 1 | 1 | 1 | 1 | 1 | 1 | 1 | 1 | 1 | 1 | 1 | 1 | 1 | 1 | 1 | 1 | 1
F5_Commercial_School_New_Food Preparation_Natural Gas_Fryer_E3 | F5 | Commercial | School | New | Food Preparation | Natural Gas | Fryer | E3 | RIM BC Ratio | 0 | 0 | 0 | 0 | 0 | 0 | 0 | 0 | 0 | 0 | 0 | 0 | 0 | 0 | 0 | 0 | 0 | 0 | 0 | 0 | 0 | 0 | 0 | 0 | 0 | 0 | 0 | 0 | 0 | 0 | 0 | 0 | 0
F5_Commercial_School_New_Food Preparation_Natural Gas_Fryer_E4 | F5 | Commercial | School | New | Food Preparation | Natural Gas | Fryer | E4 | RIM BC Ratio | 0 | 0 | 0 | 0 | 0 | 0 | 0 | 0 | 0 | 0 | 0 | 0 | 0 | 0 | 0 | 0 | 0 | 0 | 0 | 0 | 0 | 0 | 0 | 0 | 0 | 0 | 0 | 0 | 0 | 0 | 0 | 0 | 0
F5_Commercial_School_New_Food Preparation_Natural Gas_Fryer_E5 | F5 | Commercial | School | New | Food Preparation | Natural Gas | Fryer | E5 | RIM BC Ratio | 0 | 0 | 0 | 0 | 0 | 0 | 0 | 0 | 0 | 0 | 0 | 0 | 0 | 0 | 0 | 0 | 0 | 0 | 0 | 0 | 0 | 0 | 0 | 0 | 0 | 0 | 0 | 0 | 0 | 0 | 0 | 0 | 0
F5_Commercial_School_New_Food Preparation_Natural Gas_Fryer_E6 | F5 | Commercial | School | New | Food Preparation | Natural Gas | Fryer | E6 | RIM BC Ratio | 0 | 0 | 0 | 0 | 0 | 0 | 0 | 0 | 0 | 0 | 0 | 0 | 0 | 0 | 0 | 0 | 0 | 0 | 0 | 0 | 0 | 0 | 0 | 0 | 0 | 0 | 0 | 0 | 0 | 0 | 0 | 0 | 0
F5_Commercial_School_New_Food Preparation_Natural Gas_Fryer_E7 | F5 | Commercial | School | New | Food Preparation | Natural Gas | Fryer | E7 | RIM BC Ratio | 0 | 0 | 0 | 0 | 0 | 0 | 0 | 0 | 0 | 0 | 0 | 0 | 0 | 0 | 0 | 0 | 0 | 0 | 0 | 0 | 0 | 0 | 0 | 0 | 0 | 0 | 0 | 0 | 0 | 0 | 0 | 0 | 0
F5_Commercial_School_New_Food Preparation_Natural Gas_Fryer_E8 | F5 | Commercial | School | New | Food Preparation | Natural Gas | Fryer | E8 | RIM BC Ratio | 0 | 0 | 0 | 0 | 0 | 0 | 0 | 0 | 0 | 0 | 0 | 0 | 0 | 0 | 0 | 0 | 0 | 0 | 0 | 0 | 0 | 0 | 0 | 0 | 0 | 0 | 0 | 0 | 0 | 0 | 0 | 0 | 0
F5_Commercial_School_New_Food Preparation_Natural Gas_Fryer_E9 | F5 | Commercial | School | New | Food Preparation | Natural Gas | Fryer | E9 | RIM BC Ratio | 0 | 0 | 0 | 0 | 0 | 0 | 0 | 0 | 0 | 0 | 0 | 0 | 0 | 0 | 0 | 0 | 0 | 0 | 0 | 0 | 0 | 0 | 0 | 0 | 0 | 0 | 0 | 0 | 0 | 0 | 0 | 0 | 0
F5_Commercial_School_New_Food Preparation_Natural Gas_Fryer_E10 | F5 | Commercial | School | New | Food Preparation | Natural Gas | Fryer | E10 | RIM BC Ratio | 0 | 0 | 0 | 0 | 0 | 0 | 0 | 0 | 0 | 0 | 0 | 0 | 0 | 0 | 0 | 0 | 0 | 0 | 0 | 0 | 0 | 0 | 0 | 0 | 0 | 0 | 0 | 0 | 0 | 0 | 0 | 0 | 0
F0_Commercial_School_New_Food Preparation_Natural Gas_Broiler_E0 | F0 | Commercial | School | New | Food Preparation | Natural Gas | Broiler | E0 | Economic Unit | Infrared Burners | Infrared Burners | Infrared Burners | Infrared Burners | Infrared Burners | Infrared Burners | Infrared Burners | Infrared Burners | Infrared Burners | Infrared Burners | Infrared Burners | Infrared Burners | Infrared Burners | Infrared Burners | Infrared Burners | Infrared Burners | Infrared Burners | Infrared Burners | Infrared Burners | Infrared Burners | Infrared Burners | Infrared Burners | Infrared Burners | Infrared Burners | Infrared Burners | Infrared Burners | Infrared Burners | Infrared Burners | Infrared Burners | Infrared Burners | Infrared Burners | Infrared Burners | Infrared Burners
F1_Commercial_School_New_Food Preparation_Natural Gas_Broiler_E1 | F1 | Commercial | School | New | Food Preparation | Natural Gas | Broiler | E1 | CCE | 0 | 0 | 0 | 0 | 0 | 0 | 0 | 0 | 0 | 0 | 0 | 0 | 0 | 0 | 0 | 0 | 0 | 0 | 0 | 0 | 0 | 0 | 0 | 0 | 0 | 0 | 0 | 0 | 0 | 0 | 0 | 0 | 0
F1_Commercial_School_New_Food Preparation_Natural Gas_Broiler_E2 | F1 | Commercial | School | New | Food Preparation | Natural Gas | Broiler | E2 | CCE | 0.62853 | 0.62853 | 0.62853 | 0.62853 | 0.62853 | 0.62853 | 0.62853 | 0.62853 | 0.62853 | 0.62853 | 0.62853 | 0.62853 | 0.62853 | 0.62853 | 0.62853 | 0.62853 | 0.62853 | 0.62853 | 0.62853 | 0.62853 | 0.62853 | 0.62853 | 0.62853 | 0.62853 | 0.62853 | 0.62853 | 0.62853 | 0.62853 | 0.62853 | 0.62853 | 0.62853 | 0.62853 | 0.62853
F1_Commercial_School_New_Food Preparation_Natural Gas_Broiler_E3 | F1 | Commercial | School | New | Food Preparation | Natural Gas | Broiler | E3 | CCE | 0 | 0 | 0 | 0 | 0 | 0 | 0 | 0 | 0 | 0 | 0 | 0 | 0 | 0 | 0 | 0 | 0 | 0 | 0 | 0 | 0 | 0 | 0 | 0 | 0 | 0 | 0 | 0 | 0 | 0 | 0 | 0 | 0
F1_Commercial_School_New_Food Preparation_Natural Gas_Broiler_E4 | F1 | Commercial | School | New | Food Preparation | Natural Gas | Broiler | E4 | CCE | 0 | 0 | 0 | 0 | 0 | 0 | 0 | 0 | 0 | 0 | 0 | 0 | 0 | 0 | 0 | 0 | 0 | 0 | 0 | 0 | 0 | 0 | 0 | 0 | 0 | 0 | 0 | 0 | 0 | 0 | 0 | 0 | 0
F1_Commercial_School_New_Food Preparation_Natural Gas_Broiler_E5 | F1 | Commercial | School | New | Food Preparation | Natural Gas | Broiler | E5 | CCE | 0 | 0 | 0 | 0 | 0 | 0 | 0 | 0 | 0 | 0 | 0 | 0 | 0 | 0 | 0 | 0 | 0 | 0 | 0 | 0 | 0 | 0 | 0 | 0 | 0 | 0 | 0 | 0 | 0 | 0 | 0 | 0 | 0
F1_Commercial_School_New_Food Preparation_Natural Gas_Broiler_E6 | F1 | Commercial | School | New | Food Preparation | Natural Gas | Broiler | E6 | CCE | 0 | 0 | 0 | 0 | 0 | 0 | 0 | 0 | 0 | 0 | 0 | 0 | 0 | 0 | 0 | 0 | 0 | 0 | 0 | 0 | 0 | 0 | 0 | 0 | 0 | 0 | 0 | 0 | 0 | 0 | 0 | 0 | 0
F1_Commercial_School_New_Food Preparation_Natural Gas_Broiler_E7 | F1 | Commercial | School | New | Food Preparation | Natural Gas | Broiler | E7 | CCE | 0 | 0 | 0 | 0 | 0 | 0 | 0 | 0 | 0 | 0 | 0 | 0 | 0 | 0 | 0 | 0 | 0 | 0 | 0 | 0 | 0 | 0 | 0 | 0 | 0 | 0 | 0 | 0 | 0 | 0 | 0 | 0 | 0
F1_Commercial_School_New_Food Preparation_Natural Gas_Broiler_E8 | F1 | Commercial | School | New | Food Preparation | Natural Gas | Broiler | E8 | CCE | 0 | 0 | 0 | 0 | 0 | 0 | 0 | 0 | 0 | 0 | 0 | 0 | 0 | 0 | 0 | 0 | 0 | 0 | 0 | 0 | 0 | 0 | 0 | 0 | 0 | 0 | 0 | 0 | 0 | 0 | 0 | 0 | 0
F1_Commercial_School_New_Food Preparation_Natural Gas_Broiler_E9 | F1 | Commercial | School | New | Food Preparation | Natural Gas | Broiler | E9 | CCE | 0 | 0 | 0 | 0 | 0 | 0 | 0 | 0 | 0 | 0 | 0 | 0 | 0 | 0 | 0 | 0 | 0 | 0 | 0 | 0 | 0 | 0 | 0 | 0 | 0 | 0 | 0 | 0 | 0 | 0 | 0 | 0 | 0
F1_Commercial_School_New_Food Preparation_Natural Gas_Broiler_E10 | F1 | Commercial | School | New | Food Preparation | Natural Gas | Broiler | E10 | CCE | 0 | 0 | 0 | 0 | 0 | 0 | 0 | 0 | 0 | 0 | 0 | 0 | 0 | 0 | 0 | 0 | 0 | 0 | 0 | 0 | 0 | 0 | 0 | 0 | 0 | 0 | 0 | 0 | 0 | 0 | 0 | 0 | 0
F2_Commercial_School_New_Food Preparation_Natural Gas_Broiler_E1 | F2 | Commercial | School | New | Food Preparation | Natural Gas | Broiler | E1 | TRC BC Ratio | bar: 2019 to 2051
F2_Commercial_School_New_Food Preparation_Natural Gas_Broiler_E2 | F2 | Commercial | School | New | Food Preparation | Natural Gas | Broiler | E2 | TRC BC Ratio | 2.2386 | 2.2557 | 2.2748 | 2.2957 | 2.3196 | 2.3473 | 2.3697 | 2.3913 | 2.4131 | 2.4359 | 2.4576 | 2.4775 | 2.4979 | 2.5193 | 2.543 | 2.5661 | 2.5906 | 2.6165 | 2.6435 | 2.671 | 2.6988 | 2.7247 | 2.7482 | 2.7689 | 2.7868 | 2.8022 | 2.8129 | 2.8208 | 2.8277 | 2.8336 | 2.8394 | 2.842 | 2.842
F2_Commercial_School_New_Food Preparation_Natural Gas_Broiler_E3 | F2 | Commercial | School | New | Food Preparation | Natural Gas | Broiler | E3 | TRC BC Ratio | 0 | 0 | 0 | 0 | 0 | 0 | 0 | 0 | 0 | 0 | 0 | 0 | 0 | 0 | 0 | 0 | 0 | 0 | 0 | 0 | 0 | 0 | 0 | 0 | 0 | 0 | 0 | 0 | 0 | 0 | 0 | 0 | 0
F2_Commercial_School_New_Food Preparation_Natural Gas_Broiler_E4 | F2 | Commercial | School | New | Food Preparation | Natural Gas | Broiler | E4 | TRC BC Ratio | 0 | 0 | 0 | 0 | 0 | 0 | 0 | 0 | 0 | 0 | 0 | 0 | 0 | 0 | 0 | 0 | 0 | 0 | 0 | 0 | 0 | 0 | 0 | 0 | 0 | 0 | 0 | 0 | 0 | 0 | 0 | 0 | 0
F2_Commercial_School_New_Food Preparation_Natural Gas_Broiler_E5 | F2 | Commercial | School | New | Food Preparation | Natural Gas | Broiler | E5 | TRC BC Ratio | 0 | 0 | 0 | 0 | 0 | 0 | 0 | 0 | 0 | 0 | 0 | 0 | 0 | 0 | 0 | 0 | 0 | 0 | 0 | 0 | 0 | 0 | 0 | 0 | 0 | 0 | 0 | 0 | 0 | 0 | 0 | 0 | 0
F2_Commercial_School_New_Food Preparation_Natural Gas_Broiler_E6 | F2 | Commercial | School | New | Food Preparation | Natural Gas | Broiler | E6 | TRC BC Ratio | 0 | 0 | 0 | 0 | 0 | 0 | 0 | 0 | 0 | 0 | 0 | 0 | 0 | 0 | 0 | 0 | 0 | 0 | 0 | 0 | 0 | 0 | 0 | 0 | 0 | 0 | 0 | 0 | 0 | 0 | 0 | 0 | 0
F2_Commercial_School_New_Food Preparation_Natural Gas_Broiler_E7 | F2 | Commercial | School | New | Food Preparation | Natural Gas | Broiler | E7 | TRC BC Ratio | 0 | 0 | 0 | 0 | 0 | 0 | 0 | 0 | 0 | 0 | 0 | 0 | 0 | 0 | 0 | 0 | 0 | 0 | 0 | 0 | 0 | 0 | 0 | 0 | 0 | 0 | 0 | 0 | 0 | 0 | 0 | 0 | 0
F2_Commercial_School_New_Food Preparation_Natural Gas_Broiler_E8 | F2 | Commercial | School | New | Food Preparation | Natural Gas | Broiler | E8 | TRC BC Ratio | 0 | 0 | 0 | 0 | 0 | 0 | 0 | 0 | 0 | 0 | 0 | 0 | 0 | 0 | 0 | 0 | 0 | 0 | 0 | 0 | 0 | 0 | 0 | 0 | 0 | 0 | 0 | 0 | 0 | 0 | 0 | 0 | 0
F2_Commercial_School_New_Food Preparation_Natural Gas_Broiler_E9 | F2 | Commercial | School | New | Food Preparation | Natural Gas | Broiler | E9 | TRC BC Ratio | 0 | 0 | 0 | 0 | 0 | 0 | 0 | 0 | 0 | 0 | 0 | 0 | 0 | 0 | 0 | 0 | 0 | 0 | 0 | 0 | 0 | 0 | 0 | 0 | 0 | 0 | 0 | 0 | 0 | 0 | 0 | 0 | 0
F2_Commercial_School_New_Food Preparation_Natural Gas_Broiler_E10 | F2 | Commercial | School | New | Food Preparation | Natural Gas | Broiler | E10 | TRC BC Ratio | 0 | 0 | 0 | 0 | 0 | 0 | 0 | 0 | 0 | 0 | 0 | 0 | 0 | 0 | 0 | 0 | 0 | 0 | 0 | 0 | 0 | 0 | 0 | 0 | 0 | 0 | 0 | 0 | 0 | 0 | 0 | 0 | 0
F3_Commercial_School_New_Food Preparation_Natural Gas_Broiler_E1 | F3 | Commercial | School | New | Food Preparation | Natural Gas | Broiler | E1 | PACT BC Ratio | bar: 2019 to 2051
F3_Commercial_School_New_Food Preparation_Natural Gas_Broiler_E2 | F3 | Commercial | School | New | Food Preparation | Natural Gas | Broiler | E2 | PACT BC Ratio | 2.9849 | 3.0076 | 3.033 | 3.061 | 3.0929 | 3.1297 | 3.1596 | 3.1884 | 3.2175 | 3.2479 | 3.2768 | 3.3034 | 3.3306 | 3.3591 | 3.3906 | 3.4215 | 3.4542 | 3.4887 | 3.5247 | 3.5614 | 3.5983 | 3.633 | 3.6642 | 3.6918 | 3.7157 | 3.7363 | 3.7505 | 3.7611 | 3.7703 | 3.7781 | 3.7859 | 3.7893 | 3.7893
F3_Commercial_School_New_Food Preparation_Natural Gas_Broiler_E3 | F3 | Commercial | School | New | Food Preparation | Natural Gas | Broiler | E3 | PACT BC Ratio | 0 | 0 | 0 | 0 | 0 | 0 | 0 | 0 | 0 | 0 | 0 | 0 | 0 | 0 | 0 | 0 | 0 | 0 | 0 | 0 | 0 | 0 | 0 | 0 | 0 | 0 | 0 | 0 | 0 | 0 | 0 | 0 | 0
F3_Commercial_School_New_Food Preparation_Natural Gas_Broiler_E4 | F3 | Commercial | School | New | Food Preparation | Natural Gas | Broiler | E4 | PACT BC Ratio | 0 | 0 | 0 | 0 | 0 | 0 | 0 | 0 | 0 | 0 | 0 | 0 | 0 | 0 | 0 | 0 | 0 | 0 | 0 | 0 | 0 | 0 | 0 | 0 | 0 | 0 | 0 | 0 | 0 | 0 | 0 | 0 | 0
F3_Commercial_School_New_Food Preparation_Natural Gas_Broiler_E5 | F3 | Commercial | School | New | Food Preparation | Natural Gas | Broiler | E5 | PACT BC Ratio | 0 | 0 | 0 | 0 | 0 | 0 | 0 | 0 | 0 | 0 | 0 | 0 | 0 | 0 | 0 | 0 | 0 | 0 | 0 | 0 | 0 | 0 | 0 | 0 | 0 | 0 | 0 | 0 | 0 | 0 | 0 | 0 | 0
F3_Commercial_School_New_Food Preparation_Natural Gas_Broiler_E6 | F3 | Commercial | School | New | Food Preparation | Natural Gas | Broiler | E6 | PACT BC Ratio | 0 | 0 | 0 | 0 | 0 | 0 | 0 | 0 | 0 | 0 | 0 | 0 | 0 | 0 | 0 | 0 | 0 | 0 | 0 | 0 | 0 | 0 | 0 | 0 | 0 | 0 | 0 | 0 | 0 | 0 | 0 | 0 | 0
F3_Commercial_School_New_Food Preparation_Natural Gas_Broiler_E7 | F3 | Commercial | School | New | Food Preparation | Natural Gas | Broiler | E7 | PACT BC Ratio | 0 | 0 | 0 | 0 | 0 | 0 | 0 | 0 | 0 | 0 | 0 | 0 | 0 | 0 | 0 | 0 | 0 | 0 | 0 | 0 | 0 | 0 | 0 | 0 | 0 | 0 | 0 | 0 | 0 | 0 | 0 | 0 | 0
F3_Commercial_School_New_Food Preparation_Natural Gas_Broiler_E8 | F3 | Commercial | School | New | Food Preparation | Natural Gas | Broiler | E8 | PACT BC Ratio | 0 | 0 | 0 | 0 | 0 | 0 | 0 | 0 | 0 | 0 | 0 | 0 | 0 | 0 | 0 | 0 | 0 | 0 | 0 | 0 | 0 | 0 | 0 | 0 | 0 | 0 | 0 | 0 | 0 | 0 | 0 | 0 | 0
F3_Commercial_School_New_Food Preparation_Natural Gas_Broiler_E9 | F3 | Commercial | School | New | Food Preparation | Natural Gas | Broiler | E9 | PACT BC Ratio | 0 | 0 | 0 | 0 | 0 | 0 | 0 | 0 | 0 | 0 | 0 | 0 | 0 | 0 | 0 | 0 | 0 | 0 | 0 | 0 | 0 | 0 | 0 | 0 | 0 | 0 | 0 | 0 | 0 | 0 | 0 | 0 | 0
F3_Commercial_School_New_Food Preparation_Natural Gas_Broiler_E10 | F3 | Commercial | School | New | Food Preparation | Natural Gas | Broiler | E10 | PACT BC Ratio | 0 | 0 | 0 | 0 | 0 | 0 | 0 | 0 | 0 | 0 | 0 | 0 | 0 | 0 | 0 | 0 | 0 | 0 | 0 | 0 | 0 | 0 | 0 | 0 | 0 | 0 | 0 | 0 | 0 | 0 | 0 | 0 | 0
F4_Commercial_School_New_Food Preparation_Natural Gas_Broiler_E1 | F4 | Commercial | School | New | Food Preparation | Natural Gas | Broiler | E1 | RVT BC Ratio | bar: 2019 to 2051
F4_Commercial_School_New_Food Preparation_Natural Gas_Broiler_E2 | F4 | Commercial | School | New | Food Preparation | Natural Gas | Broiler | E2 | RVT BC Ratio | 3.9184 | 3.943 | 3.9704 | 4.0005 | 4.0349 | 4.0747 | 4.1069 | 4.1379 | 4.1693 | 4.202 | 4.2332 | 4.2619 | 4.2912 | 4.322 | 4.356 | 4.3892 | 4.4245 | 4.4617 | 4.5005 | 4.5401 | 4.5799 | 4.6173 | 4.651 | 4.6808 | 4.7065 | 4.7286 | 4.744 | 4.7554 | 4.7653 | 4.7738 | 4.7822 | 4.7859 | 4.7859
F4_Commercial_School_New_Food Preparation_Natural Gas_Broiler_E3 | F4 | Commercial | School | New | Food Preparation | Natural Gas | Broiler | E3 | RVT BC Ratio | 0 | 0 | 0 | 0 | 0 | 0 | 0 | 0 | 0 | 0 | 0 | 0 | 0 | 0 | 0 | 0 | 0 | 0 | 0 | 0 | 0 | 0 | 0 | 0 | 0 | 0 | 0 | 0 | 0 | 0 | 0 | 0 | 0
F4_Commercial_School_New_Food Preparation_Natural Gas_Broiler_E4 | F4 | Commercial | School | New | Food Preparation | Natural Gas | Broiler | E4 | RVT BC Ratio | 0 | 0 | 0 | 0 | 0 | 0 | 0 | 0 | 0 | 0 | 0 | 0 | 0 | 0 | 0 | 0 | 0 | 0 | 0 | 0 | 0 | 0 | 0 | 0 | 0 | 0 | 0 | 0 | 0 | 0 | 0 | 0 | 0
F4_Commercial_School_New_Food Preparation_Natural Gas_Broiler_E5 | F4 | Commercial | School | New | Food Preparation | Natural Gas | Broiler | E5 | RVT BC Ratio | 0 | 0 | 0 | 0 | 0 | 0 | 0 | 0 | 0 | 0 | 0 | 0 | 0 | 0 | 0 | 0 | 0 | 0 | 0 | 0 | 0 | 0 | 0 | 0 | 0 | 0 | 0 | 0 | 0 | 0 | 0 | 0 | 0
F4_Commercial_School_New_Food Preparation_Natural Gas_Broiler_E6 | F4 | Commercial | School | New | Food Preparation | Natural Gas | Broiler | E6 | RVT BC Ratio | 0 | 0 | 0 | 0 | 0 | 0 | 0 | 0 | 0 | 0 | 0 | 0 | 0 | 0 | 0 | 0 | 0 | 0 | 0 | 0 | 0 | 0 | 0 | 0 | 0 | 0 | 0 | 0 | 0 | 0 | 0 | 0 | 0
F4_Commercial_School_New_Food Preparation_Natural Gas_Broiler_E7 | F4 | Commercial | School | New | Food Preparation | Natural Gas | Broiler | E7 | RVT BC Ratio | 0 | 0 | 0 | 0 | 0 | 0 | 0 | 0 | 0 | 0 | 0 | 0 | 0 | 0 | 0 | 0 | 0 | 0 | 0 | 0 | 0 | 0 | 0 | 0 | 0 | 0 | 0 | 0 | 0 | 0 | 0 | 0 | 0
F4_Commercial_School_New_Food Preparation_Natural Gas_Broiler_E8 | F4 | Commercial | School | New | Food Preparation | Natural Gas | Broiler | E8 | RVT BC Ratio | 0 | 0 | 0 | 0 | 0 | 0 | 0 | 0 | 0 | 0 | 0 | 0 | 0 | 0 | 0 | 0 | 0 | 0 | 0 | 0 | 0 | 0 | 0 | 0 | 0 | 0 | 0 | 0 | 0 | 0 | 0 | 0 | 0
F4_Commercial_School_New_Food Preparation_Natural Gas_Broiler_E9 | F4 | Commercial | School | New | Food Preparation | Natural Gas | Broiler | E9 | RVT BC Ratio | 0 | 0 | 0 | 0 | 0 | 0 | 0 | 0 | 0 | 0 | 0 | 0 | 0 | 0 | 0 | 0 | 0 | 0 | 0 | 0 | 0 | 0 | 0 | 0 | 0 | 0 | 0 | 0 | 0 | 0 | 0 | 0 | 0
F4_Commercial_School_New_Food Preparation_Natural Gas_Broiler_E10 | F4 | Commercial | School | New | Food Preparation | Natural Gas | Broiler | E10 | RVT BC Ratio | 0 | 0 | 0 | 0 | 0 | 0 | 0 | 0 | 0 | 0 | 0 | 0 | 0 | 0 | 0 | 0 | 0 | 0 | 0 | 0 | 0 | 0 | 0 | 0 | 0 | 0 | 0 | 0 | 0 | 0 | 0 | 0 | 0
F5_Commercial_School_New_Food Preparation_Natural Gas_Broiler_E1 | F5 | Commercial | School | New | Food Preparation | Natural Gas | Broiler | E1 | RIM BC Ratio | bar: 2019 to 2051
F5_Commercial_School_New_Food Preparation_Natural Gas_Broiler_E2 | F5 | Commercial | School | New | Food Preparation | Natural Gas | Broiler | E2 | RIM BC Ratio | 0.65228 | 0.65336 | 0.65455 | 0.65584 | 0.65729 | 0.65894 | 0.66026 | 0.6615 | 0.66275 | 0.66403 | 0.66523 | 0.66632 | 0.66742 | 0.66856 | 0.6698 | 0.67099 | 0.67224 | 0.67353 | 0.67486 | 0.6762 | 0.67752 | 0.67874 | 0.67982 | 0.68077 | 0.68157 | 0.68226 | 0.68274 | 0.68309 | 0.68339 | 0.68365 | 0.6839 | 0.68401 | 0.68401
F5_Commercial_School_New_Food Preparation_Natural Gas_Broiler_E3 | F5 | Commercial | School | New | Food Preparation | Natural Gas | Broiler | E3 | RIM BC Ratio | 0 | 0 | 0 | 0 | 0 | 0 | 0 | 0 | 0 | 0 | 0 | 0 | 0 | 0 | 0 | 0 | 0 | 0 | 0 | 0 | 0 | 0 | 0 | 0 | 0 | 0 | 0 | 0 | 0 | 0 | 0 | 0 | 0
F5_Commercial_School_New_Food Preparation_Natural Gas_Broiler_E4 | F5 | Commercial | School | New | Food Preparation | Natural Gas | Broiler | E4 | RIM BC Ratio | 0 | 0 | 0 | 0 | 0 | 0 | 0 | 0 | 0 | 0 | 0 | 0 | 0 | 0 | 0 | 0 | 0 | 0 | 0 | 0 | 0 | 0 | 0 | 0 | 0 | 0 | 0 | 0 | 0 | 0 | 0 | 0 | 0
F5_Commercial_School_New_Food Preparation_Natural Gas_Broiler_E5 | F5 | Commercial | School | New | Food Preparation | Natural Gas | Broiler | E5 | RIM BC Ratio | 0 | 0 | 0 | 0 | 0 | 0 | 0 | 0 | 0 | 0 | 0 | 0 | 0 | 0 | 0 | 0 | 0 | 0 | 0 | 0 | 0 | 0 | 0 | 0 | 0 | 0 | 0 | 0 | 0 | 0 | 0 | 0 | 0
F5_Commercial_School_New_Food Preparation_Natural Gas_Broiler_E6 | F5 | Commercial | School | New | Food Preparation | Natural Gas | Broiler | E6 | RIM BC Ratio | 0 | 0 | 0 | 0 | 0 | 0 | 0 | 0 | 0 | 0 | 0 | 0 | 0 | 0 | 0 | 0 | 0 | 0 | 0 | 0 | 0 | 0 | 0 | 0 | 0 | 0 | 0 | 0 | 0 | 0 | 0 | 0 | 0
F5_Commercial_School_New_Food Preparation_Natural Gas_Broiler_E7 | F5 | Commercial | School | New | Food Preparation | Natural Gas | Broiler | E7 | RIM BC Ratio | 0 | 0 | 0 | 0 | 0 | 0 | 0 | 0 | 0 | 0 | 0 | 0 | 0 | 0 | 0 | 0 | 0 | 0 | 0 | 0 | 0 | 0 | 0 | 0 | 0 | 0 | 0 | 0 | 0 | 0 | 0 | 0 | 0
F5_Commercial_School_New_Food Preparation_Natural Gas_Broiler_E8 | F5 | Commercial | School | New | Food Preparation | Natural Gas | Broiler | E8 | RIM BC Ratio | 0 | 0 | 0 | 0 | 0 | 0 | 0 | 0 | 0 | 0 | 0 | 0 | 0 | 0 | 0 | 0 | 0 | 0 | 0 | 0 | 0 | 0 | 0 | 0 | 0 | 0 | 0 | 0 | 0 | 0 | 0 | 0 | 0
F5_Commercial_School_New_Food Preparation_Natural Gas_Broiler_E9 | F5 | Commercial | School | New | Food Preparation | Natural Gas | Broiler | E9 | RIM BC Ratio | 0 | 0 | 0 | 0 | 0 | 0 | 0 | 0 | 0 | 0 | 0 | 0 | 0 | 0 | 0 | 0 | 0 | 0 | 0 | 0 | 0 | 0 | 0 | 0 | 0 | 0 | 0 | 0 | 0 | 0 | 0 | 0 | 0
F5_Commercial_School_New_Food Preparation_Natural Gas_Broiler_E10 | F5 | Commercial | School | New | Food Preparation | Natural Gas | Broiler | E10 | RIM BC Ratio | 0 | 0 | 0 | 0 | 0 | 0 | 0 | 0 | 0 | 0 | 0 | 0 | 0 | 0 | 0 | 0 | 0 | 0 | 0 | 0 | 0 | 0 | 0 | 0 | 0 | 0 | 0 | 0 | 0 | 0 | 0 | 0 | 0
F0_Commercial_School_New_Food Preparation_Natural Gas_Griddle_E0 | F0 | Commercial | School | New | Food Preparation | Natural Gas | Griddle | E0 | Economic Unit | Standard | Standard | Standard | Standard | Standard | Standard | Standard | Standard | Standard | Standard | Standard | Standard | Standard | Standard | Standard | Standard | Standard | Standard | Standard | Standard | Standard | Standard | Standard | Standard | Standard | Standard | ENERGY STAR | ENERGY STAR | ENERGY STAR | ENERGY STAR | ENERGY STAR | ENERGY STAR | ENERGY STAR
F1_Commercial_School_New_Food Preparation_Natural Gas_Griddle_E1 | F1 | Commercial | School | New | Food Preparation | Natural Gas | Griddle | E1 | CCE | 0 | 0 | 0 | 0 | 0 | 0 | 0 | 0 | 0 | 0 | 0 | 0 | 0 | 0 | 0 | 0 | 0 | 0 | 0 | 0 | 0 | 0 | 0 | 0 | 0 | 0 | 0 | 0 | 0 | 0 | 0 | 0 | 0
F1_Commercial_School_New_Food Preparation_Natural Gas_Griddle_E2 | F1 | Commercial | School | New | Food Preparation | Natural Gas | Griddle | E2 | CCE | 1.768 | 1.768 | 1.768 | 1.768 | 1.768 | 1.768 | 1.768 | 1.768 | 1.768 | 1.768 | 1.768 | 1.768 | 1.768 | 1.768 | 1.768 | 1.768 | 1.768 | 1.768 | 1.768 | 1.768 | 1.768 | 1.768 | 1.768 | 1.768 | 1.768 | 1.768 | 1.768 | 1.768 | 1.768 | 1.768 | 1.768 | 1.768 | 1.768
F1_Commercial_School_New_Food Preparation_Natural Gas_Griddle_E3 | F1 | Commercial | School | New | Food Preparation | Natural Gas | Griddle | E3 | CCE | 0 | 0 | 0 | 0 | 0 | 0 | 0 | 0 | 0 | 0 | 0 | 0 | 0 | 0 | 0 | 0 | 0 | 0 | 0 | 0 | 0 | 0 | 0 | 0 | 0 | 0 | 0 | 0 | 0 | 0 | 0 | 0 | 0
F1_Commercial_School_New_Food Preparation_Natural Gas_Griddle_E4 | F1 | Commercial | School | New | Food Preparation | Natural Gas | Griddle | E4 | CCE | 0 | 0 | 0 | 0 | 0 | 0 | 0 | 0 | 0 | 0 | 0 | 0 | 0 | 0 | 0 | 0 | 0 | 0 | 0 | 0 | 0 | 0 | 0 | 0 | 0 | 0 | 0 | 0 | 0 | 0 | 0 | 0 | 0
F1_Commercial_School_New_Food Preparation_Natural Gas_Griddle_E5 | F1 | Commercial | School | New | Food Preparation | Natural Gas | Griddle | E5 | CCE | 0 | 0 | 0 | 0 | 0 | 0 | 0 | 0 | 0 | 0 | 0 | 0 | 0 | 0 | 0 | 0 | 0 | 0 | 0 | 0 | 0 | 0 | 0 | 0 | 0 | 0 | 0 | 0 | 0 | 0 | 0 | 0 | 0
F1_Commercial_School_New_Food Preparation_Natural Gas_Griddle_E6 | F1 | Commercial | School | New | Food Preparation | Natural Gas | Griddle | E6 | CCE | 0 | 0 | 0 | 0 | 0 | 0 | 0 | 0 | 0 | 0 | 0 | 0 | 0 | 0 | 0 | 0 | 0 | 0 | 0 | 0 | 0 | 0 | 0 | 0 | 0 | 0 | 0 | 0 | 0 | 0 | 0 | 0 | 0
F1_Commercial_School_New_Food Preparation_Natural Gas_Griddle_E7 | F1 | Commercial | School | New | Food Preparation | Natural Gas | Griddle | E7 | CCE | 0 | 0 | 0 | 0 | 0 | 0 | 0 | 0 | 0 | 0 | 0 | 0 | 0 | 0 | 0 | 0 | 0 | 0 | 0 | 0 | 0 | 0 | 0 | 0 | 0 | 0 | 0 | 0 | 0 | 0 | 0 | 0 | 0
F1_Commercial_School_New_Food Preparation_Natural Gas_Griddle_E8 | F1 | Commercial | School | New | Food Preparation | Natural Gas | Griddle | E8 | CCE | 0 | 0 | 0 | 0 | 0 | 0 | 0 | 0 | 0 | 0 | 0 | 0 | 0 | 0 | 0 | 0 | 0 | 0 | 0 | 0 | 0 | 0 | 0 | 0 | 0 | 0 | 0 | 0 | 0 | 0 | 0 | 0 | 0
F1_Commercial_School_New_Food Preparation_Natural Gas_Griddle_E9 | F1 | Commercial | School | New | Food Preparation | Natural Gas | Griddle | E9 | CCE | 0 | 0 | 0 | 0 | 0 | 0 | 0 | 0 | 0 | 0 | 0 | 0 | 0 | 0 | 0 | 0 | 0 | 0 | 0 | 0 | 0 | 0 | 0 | 0 | 0 | 0 | 0 | 0 | 0 | 0 | 0 | 0 | 0
F1_Commercial_School_New_Food Preparation_Natural Gas_Griddle_E10 | F1 | Commercial | School | New | Food Preparation | Natural Gas | Griddle | E10 | CCE | 0 | 0 | 0 | 0 | 0 | 0 | 0 | 0 | 0 | 0 | 0 | 0 | 0 | 0 | 0 | 0 | 0 | 0 | 0 | 0 | 0 | 0 | 0 | 0 | 0 | 0 | 0 | 0 | 0 | 0 | 0 | 0 | 0
F2_Commercial_School_New_Food Preparation_Natural Gas_Griddle_E1 | F2 | Commercial | School | New | Food Preparation | Natural Gas | Griddle | E1 | TRC BC Ratio | bar: 2019 to 2051
F2_Commercial_School_New_Food Preparation_Natural Gas_Griddle_E2 | F2 | Commercial | School | New | Food Preparation | Natural Gas | Griddle | E2 | TRC BC Ratio | 0.79587 | 0.80193 | 0.80871 | 0.81616 | 0.82466 | 0.8345 | 0.84247 | 0.85013 | 0.8579 | 0.86599 | 0.87371 | 0.8808 | 0.88805 | 0.89566 | 0.90406 | 0.91228 | 0.921 | 0.9302 | 0.9398 | 0.94959 | 0.95944 | 0.96867 | 0.97701 | 0.98437 | 0.99074 | 0.99622 | 1 | 1.0028 | 1.0053 | 1.0074 | 1.0094 | 1.0104 | 1.0104
F2_Commercial_School_New_Food Preparation_Natural Gas_Griddle_E3 | F2 | Commercial | School | New | Food Preparation | Natural Gas | Griddle | E3 | TRC BC Ratio | 0 | 0 | 0 | 0 | 0 | 0 | 0 | 0 | 0 | 0 | 0 | 0 | 0 | 0 | 0 | 0 | 0 | 0 | 0 | 0 | 0 | 0 | 0 | 0 | 0 | 0 | 0 | 0 | 0 | 0 | 0 | 0 | 0
F2_Commercial_School_New_Food Preparation_Natural Gas_Griddle_E4 | F2 | Commercial | School | New | Food Preparation | Natural Gas | Griddle | E4 | TRC BC Ratio | 0 | 0 | 0 | 0 | 0 | 0 | 0 | 0 | 0 | 0 | 0 | 0 | 0 | 0 | 0 | 0 | 0 | 0 | 0 | 0 | 0 | 0 | 0 | 0 | 0 | 0 | 0 | 0 | 0 | 0 | 0 | 0 | 0
F2_Commercial_School_New_Food Preparation_Natural Gas_Griddle_E5 | F2 | Commercial | School | New | Food Preparation | Natural Gas | Griddle | E5 | TRC BC Ratio | 0 | 0 | 0 | 0 | 0 | 0 | 0 | 0 | 0 | 0 | 0 | 0 | 0 | 0 | 0 | 0 | 0 | 0 | 0 | 0 | 0 | 0 | 0 | 0 | 0 | 0 | 0 | 0 | 0 | 0 | 0 | 0 | 0
F2_Commercial_School_New_Food Preparation_Natural Gas_Griddle_E6 | F2 | Commercial | School | New | Food Preparation | Natural Gas | Griddle | E6 | TRC BC Ratio | 0 | 0 | 0 | 0 | 0 | 0 | 0 | 0 | 0 | 0 | 0 | 0 | 0 | 0 | 0 | 0 | 0 | 0 | 0 | 0 | 0 | 0 | 0 | 0 | 0 | 0 | 0 | 0 | 0 | 0 | 0 | 0 | 0
F2_Commercial_School_New_Food Preparation_Natural Gas_Griddle_E7 | F2 | Commercial | School | New | Food Preparation | Natural Gas | Griddle | E7 | TRC BC Ratio | 0 | 0 | 0 | 0 | 0 | 0 | 0 | 0 | 0 | 0 | 0 | 0 | 0 | 0 | 0 | 0 | 0 | 0 | 0 | 0 | 0 | 0 | 0 | 0 | 0 | 0 | 0 | 0 | 0 | 0 | 0 | 0 | 0
F2_Commercial_School_New_Food Preparation_Natural Gas_Griddle_E8 | F2 | Commercial | School | New | Food Preparation | Natural Gas | Griddle | E8 | TRC BC Ratio | 0 | 0 | 0 | 0 | 0 | 0 | 0 | 0 | 0 | 0 | 0 | 0 | 0 | 0 | 0 | 0 | 0 | 0 | 0 | 0 | 0 | 0 | 0 | 0 | 0 | 0 | 0 | 0 | 0 | 0 | 0 | 0 | 0
F2_Commercial_School_New_Food Preparation_Natural Gas_Griddle_E9 | F2 | Commercial | School | New | Food Preparation | Natural Gas | Griddle | E9 | TRC BC Ratio | 0 | 0 | 0 | 0 | 0 | 0 | 0 | 0 | 0 | 0 | 0 | 0 | 0 | 0 | 0 | 0 | 0 | 0 | 0 | 0 | 0 | 0 | 0 | 0 | 0 | 0 | 0 | 0 | 0 | 0 | 0 | 0 | 0
F2_Commercial_School_New_Food Preparation_Natural Gas_Griddle_E10 | F2 | Commercial | School | New | Food Preparation | Natural Gas | Griddle | E10 | TRC BC Ratio | 0 | 0 | 0 | 0 | 0 | 0 | 0 | 0 | 0 | 0 | 0 | 0 | 0 | 0 | 0 | 0 | 0 | 0 | 0 | 0 | 0 | 0 | 0 | 0 | 0 | 0 | 0 | 0 | 0 | 0 | 0 | 0 | 0
F3_Commercial_School_New_Food Preparation_Natural Gas_Griddle_E1 | F3 | Commercial | School | New | Food Preparation | Natural Gas | Griddle | E1 | PACT BC Ratio | bar: 2019 to 2051
F3_Commercial_School_New_Food Preparation_Natural Gas_Griddle_E2 | F3 | Commercial | School | New | Food Preparation | Natural Gas | Griddle | E2 | PACT BC Ratio | 1.0612 | 1.0692 | 1.0783 | 1.0882 | 1.0996 | 1.1127 | 1.1233 | 1.1335 | 1.1439 | 1.1547 | 1.1649 | 1.1744 | 1.1841 | 1.1942 | 1.2054 | 1.2164 | 1.228 | 1.2403 | 1.2531 | 1.2661 | 1.2793 | 1.2916 | 1.3027 | 1.3125 | 1.321 | 1.3283 | 1.3333 | 1.3371 | 1.3404 | 1.3432 | 1.3459 | 1.3472 | 1.3472
F3_Commercial_School_New_Food Preparation_Natural Gas_Griddle_E3 | F3 | Commercial | School | New | Food Preparation | Natural Gas | Griddle | E3 | PACT BC Ratio | 0 | 0 | 0 | 0 | 0 | 0 | 0 | 0 | 0 | 0 | 0 | 0 | 0 | 0 | 0 | 0 | 0 | 0 | 0 | 0 | 0 | 0 | 0 | 0 | 0 | 0 | 0 | 0 | 0 | 0 | 0 | 0 | 0
F3_Commercial_School_New_Food Preparation_Natural Gas_Griddle_E4 | F3 | Commercial | School | New | Food Preparation | Natural Gas | Griddle | E4 | PACT BC Ratio | 0 | 0 | 0 | 0 | 0 | 0 | 0 | 0 | 0 | 0 | 0 | 0 | 0 | 0 | 0 | 0 | 0 | 0 | 0 | 0 | 0 | 0 | 0 | 0 | 0 | 0 | 0 | 0 | 0 | 0 | 0 | 0 | 0
F3_Commercial_School_New_Food Preparation_Natural Gas_Griddle_E5 | F3 | Commercial | School | New | Food Preparation | Natural Gas | Griddle | E5 | PACT BC Ratio | 0 | 0 | 0 | 0 | 0 | 0 | 0 | 0 | 0 | 0 | 0 | 0 | 0 | 0 | 0 | 0 | 0 | 0 | 0 | 0 | 0 | 0 | 0 | 0 | 0 | 0 | 0 | 0 | 0 | 0 | 0 | 0 | 0
F3_Commercial_School_New_Food Preparation_Natural Gas_Griddle_E6 | F3 | Commercial | School | New | Food Preparation | Natural Gas | Griddle | E6 | PACT BC Ratio | 0 | 0 | 0 | 0 | 0 | 0 | 0 | 0 | 0 | 0 | 0 | 0 | 0 | 0 | 0 | 0 | 0 | 0 | 0 | 0 | 0 | 0 | 0 | 0 | 0 | 0 | 0 | 0 | 0 | 0 | 0 | 0 | 0
F3_Commercial_School_New_Food Preparation_Natural Gas_Griddle_E7 | F3 | Commercial | School | New | Food Preparation | Natural Gas | Griddle | E7 | PACT BC Ratio | 0 | 0 | 0 | 0 | 0 | 0 | 0 | 0 | 0 | 0 | 0 | 0 | 0 | 0 | 0 | 0 | 0 | 0 | 0 | 0 | 0 | 0 | 0 | 0 | 0 | 0 | 0 | 0 | 0 | 0 | 0 | 0 | 0
F3_Commercial_School_New_Food Preparation_Natural Gas_Griddle_E8 | F3 | Commercial | School | New | Food Preparation | Natural Gas | Griddle | E8 | PACT BC Ratio | 0 | 0 | 0 | 0 | 0 | 0 | 0 | 0 | 0 | 0 | 0 | 0 | 0 | 0 | 0 | 0 | 0 | 0 | 0 | 0 | 0 | 0 | 0 | 0 | 0 | 0 | 0 | 0 | 0 | 0 | 0 | 0 | 0
F3_Commercial_School_New_Food Preparation_Natural Gas_Griddle_E9 | F3 | Commercial | School | New | Food Preparation | Natural Gas | Griddle | E9 | PACT BC Ratio | 0 | 0 | 0 | 0 | 0 | 0 | 0 | 0 | 0 | 0 | 0 | 0 | 0 | 0 | 0 | 0 | 0 | 0 | 0 | 0 | 0 | 0 | 0 | 0 | 0 | 0 | 0 | 0 | 0 | 0 | 0 | 0 | 0
F3_Commercial_School_New_Food Preparation_Natural Gas_Griddle_E10 | F3 | Commercial | School | New | Food Preparation | Natural Gas | Griddle | E10 | PACT BC Ratio | 0 | 0 | 0 | 0 | 0 | 0 | 0 | 0 | 0 | 0 | 0 | 0 | 0 | 0 | 0 | 0 | 0 | 0 | 0 | 0 | 0 | 0 | 0 | 0 | 0 | 0 | 0 | 0 | 0 | 0 | 0 | 0 | 0
F4_Commercial_School_New_Food Preparation_Natural Gas_Griddle_E1 | F4 | Commercial | School | New | Food Preparation | Natural Gas | Griddle | E1 | RVT BC Ratio | bar: 2019 to 2051
F4_Commercial_School_New_Food Preparation_Natural Gas_Griddle_E2 | F4 | Commercial | School | New | Food Preparation | Natural Gas | Griddle | E2 | RVT BC Ratio | 1.8442 | 1.8529 | 1.8627 | 1.8734 | 1.8856 | 1.8997 | 1.9112 | 1.9222 | 1.9334 | 1.945 | 1.9561 | 1.9663 | 1.9767 | 1.9877 | 1.9998 | 2.0116 | 2.0241 | 2.0373 | 2.0511 | 2.0652 | 2.0794 | 2.0926 | 2.1046 | 2.1152 | 2.1244 | 2.1322 | 2.1377 | 2.1418 | 2.1453 | 2.1483 | 2.1513 | 2.1526 | 2.1526
F4_Commercial_School_New_Food Preparation_Natural Gas_Griddle_E3 | F4 | Commercial | School | New | Food Preparation | Natural Gas | Griddle | E3 | RVT BC Ratio | 0 | 0 | 0 | 0 | 0 | 0 | 0 | 0 | 0 | 0 | 0 | 0 | 0 | 0 | 0 | 0 | 0 | 0 | 0 | 0 | 0 | 0 | 0 | 0 | 0 | 0 | 0 | 0 | 0 | 0 | 0 | 0 | 0
F4_Commercial_School_New_Food Preparation_Natural Gas_Griddle_E4 | F4 | Commercial | School | New | Food Preparation | Natural Gas | Griddle | E4 | RVT BC Ratio | 0 | 0 | 0 | 0 | 0 | 0 | 0 | 0 | 0 | 0 | 0 | 0 | 0 | 0 | 0 | 0 | 0 | 0 | 0 | 0 | 0 | 0 | 0 | 0 | 0 | 0 | 0 | 0 | 0 | 0 | 0 | 0 | 0
F4_Commercial_School_New_Food Preparation_Natural Gas_Griddle_E5 | F4 | Commercial | School | New | Food Preparation | Natural Gas | Griddle | E5 | RVT BC Ratio | 0 | 0 | 0 | 0 | 0 | 0 | 0 | 0 | 0 | 0 | 0 | 0 | 0 | 0 | 0 | 0 | 0 | 0 | 0 | 0 | 0 | 0 | 0 | 0 | 0 | 0 | 0 | 0 | 0 | 0 | 0 | 0 | 0
F4_Commercial_School_New_Food Preparation_Natural Gas_Griddle_E6 | F4 | Commercial | School | New | Food Preparation | Natural Gas | Griddle | E6 | RVT BC Ratio | 0 | 0 | 0 | 0 | 0 | 0 | 0 | 0 | 0 | 0 | 0 | 0 | 0 | 0 | 0 | 0 | 0 | 0 | 0 | 0 | 0 | 0 | 0 | 0 | 0 | 0 | 0 | 0 | 0 | 0 | 0 | 0 | 0
F4_Commercial_School_New_Food Preparation_Natural Gas_Griddle_E7 | F4 | Commercial | School | New | Food Preparation | Natural Gas | Griddle | E7 | RVT BC Ratio | 0 | 0 | 0 | 0 | 0 | 0 | 0 | 0 | 0 | 0 | 0 | 0 | 0 | 0 | 0 | 0 | 0 | 0 | 0 | 0 | 0 | 0 | 0 | 0 | 0 | 0 | 0 | 0 | 0 | 0 | 0 | 0 | 0
F4_Commercial_School_New_Food Preparation_Natural Gas_Griddle_E8 | F4 | Commercial | School | New | Food Preparation | Natural Gas | Griddle | E8 | RVT BC Ratio | 0 | 0 | 0 | 0 | 0 | 0 | 0 | 0 | 0 | 0 | 0 | 0 | 0 | 0 | 0 | 0 | 0 | 0 | 0 | 0 | 0 | 0 | 0 | 0 | 0 | 0 | 0 | 0 | 0 | 0 | 0 | 0 | 0
F4_Commercial_School_New_Food Preparation_Natural Gas_Griddle_E9 | F4 | Commercial | School | New | Food Preparation | Natural Gas | Griddle | E9 | RVT BC Ratio | 0 | 0 | 0 | 0 | 0 | 0 | 0 | 0 | 0 | 0 | 0 | 0 | 0 | 0 | 0 | 0 | 0 | 0 | 0 | 0 | 0 | 0 | 0 | 0 | 0 | 0 | 0 | 0 | 0 | 0 | 0 | 0 | 0
F4_Commercial_School_New_Food Preparation_Natural Gas_Griddle_E10 | F4 | Commercial | School | New | Food Preparation | Natural Gas | Griddle | E10 | RVT BC Ratio | 0 | 0 | 0 | 0 | 0 | 0 | 0 | 0 | 0 | 0 | 0 | 0 | 0 | 0 | 0 | 0 | 0 | 0 | 0 | 0 | 0 | 0 | 0 | 0 | 0 | 0 | 0 | 0 | 0 | 0 | 0 | 0 | 0
F5_Commercial_School_New_Food Preparation_Natural Gas_Griddle_E1 | F5 | Commercial | School | New | Food Preparation | Natural Gas | Griddle | E1 | RIM BC Ratio | bar: 2019 to 2051
F5_Commercial_School_New_Food Preparation_Natural Gas_Griddle_E2 | F5 | Commercial | School | New | Food Preparation | Natural Gas | Griddle | E2 | RIM BC Ratio | 0.46719 | 0.46876 | 0.47048 | 0.47237 | 0.47449 | 0.47691 | 0.47886 | 0.4807 | 0.48256 | 0.48447 | 0.48627 | 0.48791 | 0.48957 | 0.4913 | 0.49318 | 0.49501 | 0.49692 | 0.49892 | 0.50097 | 0.50305 | 0.50511 | 0.50702 | 0.50872 | 0.51021 | 0.51149 | 0.51258 | 0.51333 | 0.51389 | 0.51437 | 0.51478 | 0.51519 | 0.51537 | 0.51537
F5_Commercial_School_New_Food Preparation_Natural Gas_Griddle_E3 | F5 | Commercial | School | New | Food Preparation | Natural Gas | Griddle | E3 | RIM BC Ratio | 0 | 0 | 0 | 0 | 0 | 0 | 0 | 0 | 0 | 0 | 0 | 0 | 0 | 0 | 0 | 0 | 0 | 0 | 0 | 0 | 0 | 0 | 0 | 0 | 0 | 0 | 0 | 0 | 0 | 0 | 0 | 0 | 0
F5_Commercial_School_New_Food Preparation_Natural Gas_Griddle_E4 | F5 | Commercial | School | New | Food Preparation | Natural Gas | Griddle | E4 | RIM BC Ratio | 0 | 0 | 0 | 0 | 0 | 0 | 0 | 0 | 0 | 0 | 0 | 0 | 0 | 0 | 0 | 0 | 0 | 0 | 0 | 0 | 0 | 0 | 0 | 0 | 0 | 0 | 0 | 0 | 0 | 0 | 0 | 0 | 0
F5_Commercial_School_New_Food Preparation_Natural Gas_Griddle_E5 | F5 | Commercial | School | New | Food Preparation | Natural Gas | Griddle | E5 | RIM BC Ratio | 0 | 0 | 0 | 0 | 0 | 0 | 0 | 0 | 0 | 0 | 0 | 0 | 0 | 0 | 0 | 0 | 0 | 0 | 0 | 0 | 0 | 0 | 0 | 0 | 0 | 0 | 0 | 0 | 0 | 0 | 0 | 0 | 0
F5_Commercial_School_New_Food Preparation_Natural Gas_Griddle_E6 | F5 | Commercial | School | New | Food Preparation | Natural Gas | Griddle | E6 | RIM BC Ratio | 0 | 0 | 0 | 0 | 0 | 0 | 0 | 0 | 0 | 0 | 0 | 0 | 0 | 0 | 0 | 0 | 0 | 0 | 0 | 0 | 0 | 0 | 0 | 0 | 0 | 0 | 0 | 0 | 0 | 0 | 0 | 0 | 0
F5_Commercial_School_New_Food Preparation_Natural Gas_Griddle_E7 | F5 | Commercial | School | New | Food Preparation | Natural Gas | Griddle | E7 | RIM BC Ratio | 0 | 0 | 0 | 0 | 0 | 0 | 0 | 0 | 0 | 0 | 0 | 0 | 0 | 0 | 0 | 0 | 0 | 0 | 0 | 0 | 0 | 0 | 0 | 0 | 0 | 0 | 0 | 0 | 0 | 0 | 0 | 0 | 0
F5_Commercial_School_New_Food Preparation_Natural Gas_Griddle_E8 | F5 | Commercial | School | New | Food Preparation | Natural Gas | Griddle | E8 | RIM BC Ratio | 0 | 0 | 0 | 0 | 0 | 0 | 0 | 0 | 0 | 0 | 0 | 0 | 0 | 0 | 0 | 0 | 0 | 0 | 0 | 0 | 0 | 0 | 0 | 0 | 0 | 0 | 0 | 0 | 0 | 0 | 0 | 0 | 0
F5_Commercial_School_New_Food Preparation_Natural Gas_Griddle_E9 | F5 | Commercial | School | New | Food Preparation | Natural Gas | Griddle | E9 | RIM BC Ratio | 0 | 0 | 0 | 0 | 0 | 0 | 0 | 0 | 0 | 0 | 0 | 0 | 0 | 0 | 0 | 0 | 0 | 0 | 0 | 0 | 0 | 0 | 0 | 0 | 0 | 0 | 0 | 0 | 0 | 0 | 0 | 0 | 0
F5_Commercial_School_New_Food Preparation_Natural Gas_Griddle_E10 | F5 | Commercial | School | New | Food Preparation | Natural Gas | Griddle | E10 | RIM BC Ratio | 0 | 0 | 0 | 0 | 0 | 0 | 0 | 0 | 0 | 0 | 0 | 0 | 0 | 0 | 0 | 0 | 0 | 0 | 0 | 0 | 0 | 0 | 0 | 0 | 0 | 0 | 0 | 0 | 0 | 0 | 0 | 0 | 0
F0_Commercial_School_New_Food Preparation_Natural Gas_Range_E0 | F0 | Commercial | School | New | Food Preparation | Natural Gas | Range | E0 | Economic Unit | High Efficiency | High Efficiency | High Efficiency | High Efficiency | High Efficiency | High Efficiency | High Efficiency | High Efficiency | High Efficiency | High Efficiency | High Efficiency | High Efficiency | High Efficiency | High Efficiency | High Efficiency | High Efficiency | High Efficiency | High Efficiency | High Efficiency | High Efficiency | High Efficiency | High Efficiency | High Efficiency | High Efficiency | High Efficiency | High Efficiency | High Efficiency | High Efficiency | High Efficiency | High Efficiency | High Efficiency | High Efficiency | High Efficiency
F1_Commercial_School_New_Food Preparation_Natural Gas_Range_E1 | F1 | Commercial | School | New | Food Preparation | Natural Gas | Range | E1 | CCE | 0 | 0 | 0 | 0 | 0 | 0 | 0 | 0 | 0 | 0 | 0 | 0 | 0 | 0 | 0 | 0 | 0 | 0 | 0 | 0 | 0 | 0 | 0 | 0 | 0 | 0 | 0 | 0 | 0 | 0 | 0 | 0 | 0
F1_Commercial_School_New_Food Preparation_Natural Gas_Range_E2 | F1 | Commercial | School | New | Food Preparation | Natural Gas | Range | E2 | CCE | 0.00052644 | 0.00052644 | 0.00052644 | 0.00052644 | 0.00052644 | 0.00052644 | 0.00052644 | 0.00052644 | 0.00052644 | 0.00052644 | 0.00052644 | 0.00052644 | 0.00052644 | 0.00052644 | 0.00052644 | 0.00052644 | 0.00052644 | 0.00052644 | 0.00052644 | 0.00052644 | 0.00052644 | 0.00052644 | 0.00052644 | 0.00052644 | 0.00052644 | 0.00052644 | 0.00052644 | 0.00052644 | 0.00052644 | 0.00052644 | 0.00052644 | 0.00052644 | 0.00052644
F1_Commercial_School_New_Food Preparation_Natural Gas_Range_E3 | F1 | Commercial | School | New | Food Preparation | Natural Gas | Range | E3 | CCE | 0 | 0 | 0 | 0 | 0 | 0 | 0 | 0 | 0 | 0 | 0 | 0 | 0 | 0 | 0 | 0 | 0 | 0 | 0 | 0 | 0 | 0 | 0 | 0 | 0 | 0 | 0 | 0 | 0 | 0 | 0 | 0 | 0
F1_Commercial_School_New_Food Preparation_Natural Gas_Range_E4 | F1 | Commercial | School | New | Food Preparation | Natural Gas | Range | E4 | CCE | 0 | 0 | 0 | 0 | 0 | 0 | 0 | 0 | 0 | 0 | 0 | 0 | 0 | 0 | 0 | 0 | 0 | 0 | 0 | 0 | 0 | 0 | 0 | 0 | 0 | 0 | 0 | 0 | 0 | 0 | 0 | 0 | 0
F1_Commercial_School_New_Food Preparation_Natural Gas_Range_E5 | F1 | Commercial | School | New | Food Preparation | Natural Gas | Range | E5 | CCE | 0 | 0 | 0 | 0 | 0 | 0 | 0 | 0 | 0 | 0 | 0 | 0 | 0 | 0 | 0 | 0 | 0 | 0 | 0 | 0 | 0 | 0 | 0 | 0 | 0 | 0 | 0 | 0 | 0 | 0 | 0 | 0 | 0
F1_Commercial_School_New_Food Preparation_Natural Gas_Range_E6 | F1 | Commercial | School | New | Food Preparation | Natural Gas | Range | E6 | CCE | 0 | 0 | 0 | 0 | 0 | 0 | 0 | 0 | 0 | 0 | 0 | 0 | 0 | 0 | 0 | 0 | 0 | 0 | 0 | 0 | 0 | 0 | 0 | 0 | 0 | 0 | 0 | 0 | 0 | 0 | 0 | 0 | 0
F1_Commercial_School_New_Food Preparation_Natural Gas_Range_E7 | F1 | Commercial | School | New | Food Preparation | Natural Gas | Range | E7 | CCE | 0 | 0 | 0 | 0 | 0 | 0 | 0 | 0 | 0 | 0 | 0 | 0 | 0 | 0 | 0 | 0 | 0 | 0 | 0 | 0 | 0 | 0 | 0 | 0 | 0 | 0 | 0 | 0 | 0 | 0 | 0 | 0 | 0
F1_Commercial_School_New_Food Preparation_Natural Gas_Range_E8 | F1 | Commercial | School | New | Food Preparation | Natural Gas | Range | E8 | CCE | 0 | 0 | 0 | 0 | 0 | 0 | 0 | 0 | 0 | 0 | 0 | 0 | 0 | 0 | 0 | 0 | 0 | 0 | 0 | 0 | 0 | 0 | 0 | 0 | 0 | 0 | 0 | 0 | 0 | 0 | 0 | 0 | 0
F1_Commercial_School_New_Food Preparation_Natural Gas_Range_E9 | F1 | Commercial | School | New | Food Preparation | Natural Gas | Range | E9 | CCE | 0 | 0 | 0 | 0 | 0 | 0 | 0 | 0 | 0 | 0 | 0 | 0 | 0 | 0 | 0 | 0 | 0 | 0 | 0 | 0 | 0 | 0 | 0 | 0 | 0 | 0 | 0 | 0 | 0 | 0 | 0 | 0 | 0
F1_Commercial_School_New_Food Preparation_Natural Gas_Range_E10 | F1 | Commercial | School | New | Food Preparation | Natural Gas | Range | E10 | CCE | 0 | 0 | 0 | 0 | 0 | 0 | 0 | 0 | 0 | 0 | 0 | 0 | 0 | 0 | 0 | 0 | 0 | 0 | 0 | 0 | 0 | 0 | 0 | 0 | 0 | 0 | 0 | 0 | 0 | 0 | 0 | 0 | 0
F2_Commercial_School_New_Food Preparation_Natural Gas_Range_E1 | F2 | Commercial | School | New | Food Preparation | Natural Gas | Range | E1 | TRC BC Ratio | bar: 2019 to 2051
F2_Commercial_School_New_Food Preparation_Natural Gas_Range_E2 | F2 | Commercial | School | New | Food Preparation | Natural Gas | Range | E2 | TRC BC Ratio | 2647.7231 | 2666.33 | 2688.4832 | 2714.1962 | 2744.4245 | 2779.83 | 2808.1783 | 2835.1894 | 2861.7342 | 2888.6003 | 2913.2148 | 2934.7489 | 2956.3968 | 2979.3351 | 3005.7993 | 3032.2609 | 3061.4725 | 3093.4023 | 3127.3907 | 3162.4699 | 3198.1505 | 3231.6304 | 3262.246 | 3290.1881 | 3314.7734 | 3335.911 | 3350.568 | 3361.4829 | 3370.9376 | 3379.0123 | 3387.0032 | 3390.5371 | 3390.5371
F2_Commercial_School_New_Food Preparation_Natural Gas_Range_E3 | F2 | Commercial | School | New | Food Preparation | Natural Gas | Range | E3 | TRC BC Ratio | 0 | 0 | 0 | 0 | 0 | 0 | 0 | 0 | 0 | 0 | 0 | 0 | 0 | 0 | 0 | 0 | 0 | 0 | 0 | 0 | 0 | 0 | 0 | 0 | 0 | 0 | 0 | 0 | 0 | 0 | 0 | 0 | 0
F2_Commercial_School_New_Food Preparation_Natural Gas_Range_E4 | F2 | Commercial | School | New | Food Preparation | Natural Gas | Range | E4 | TRC BC Ratio | 0 | 0 | 0 | 0 | 0 | 0 | 0 | 0 | 0 | 0 | 0 | 0 | 0 | 0 | 0 | 0 | 0 | 0 | 0 | 0 | 0 | 0 | 0 | 0 | 0 | 0 | 0 | 0 | 0 | 0 | 0 | 0 | 0
F2_Commercial_School_New_Food Preparation_Natural Gas_Range_E5 | F2 | Commercial | School | New | Food Preparation | Natural Gas | Range | E5 | TRC BC Ratio | 0 | 0 | 0 | 0 | 0 | 0 | 0 | 0 | 0 | 0 | 0 | 0 | 0 | 0 | 0 | 0 | 0 | 0 | 0 | 0 | 0 | 0 | 0 | 0 | 0 | 0 | 0 | 0 | 0 | 0 | 0 | 0 | 0
F2_Commercial_School_New_Food Preparation_Natural Gas_Range_E6 | F2 | Commercial | School | New | Food Preparation | Natural Gas | Range | E6 | TRC BC Ratio | 0 | 0 | 0 | 0 | 0 | 0 | 0 | 0 | 0 | 0 | 0 | 0 | 0 | 0 | 0 | 0 | 0 | 0 | 0 | 0 | 0 | 0 | 0 | 0 | 0 | 0 | 0 | 0 | 0 | 0 | 0 | 0 | 0
F2_Commercial_School_New_Food Preparation_Natural Gas_Range_E7 | F2 | Commercial | School | New | Food Preparation | Natural Gas | Range | E7 | TRC BC Ratio | 0 | 0 | 0 | 0 | 0 | 0 | 0 | 0 | 0 | 0 | 0 | 0 | 0 | 0 | 0 | 0 | 0 | 0 | 0 | 0 | 0 | 0 | 0 | 0 | 0 | 0 | 0 | 0 | 0 | 0 | 0 | 0 | 0
F2_Commercial_School_New_Food Preparation_Natural Gas_Range_E8 | F2 | Commercial | School | New | Food Preparation | Natural Gas | Range | E8 | TRC BC Ratio | 0 | 0 | 0 | 0 | 0 | 0 | 0 | 0 | 0 | 0 | 0 | 0 | 0 | 0 | 0 | 0 | 0 | 0 | 0 | 0 | 0 | 0 | 0 | 0 | 0 | 0 | 0 | 0 | 0 | 0 | 0 | 0 | 0
F2_Commercial_School_New_Food Preparation_Natural Gas_Range_E9 | F2 | Commercial | School | New | Food Preparation | Natural Gas | Range | E9 | TRC BC Ratio | 0 | 0 | 0 | 0 | 0 | 0 | 0 | 0 | 0 | 0 | 0 | 0 | 0 | 0 | 0 | 0 | 0 | 0 | 0 | 0 | 0 | 0 | 0 | 0 | 0 | 0 | 0 | 0 | 0 | 0 | 0 | 0 | 0
F2_Commercial_School_New_Food Preparation_Natural Gas_Range_E10 | F2 | Commercial | School | New | Food Preparation | Natural Gas | Range | E10 | TRC BC Ratio | 0 | 0 | 0 | 0 | 0 | 0 | 0 | 0 | 0 | 0 | 0 | 0 | 0 | 0 | 0 | 0 | 0 | 0 | 0 | 0 | 0 | 0 | 0 | 0 | 0 | 0 | 0 | 0 | 0 | 0 | 0 | 0 | 0
F3_Commercial_School_New_Food Preparation_Natural Gas_Range_E1 | F3 | Commercial | School | New | Food Preparation | Natural Gas | Range | E1 | PACT BC Ratio | bar: 2019 to 2051
F3_Commercial_School_New_Food Preparation_Natural Gas_Range_E2 | F3 | Commercial | School | New | Food Preparation | Natural Gas | Range | E2 | PACT BC Ratio | 3530.2974 | 3555.1067 | 3584.6443 | 3618.9282 | 3659.2327 | 3706.44 | 3744.2377 | 3780.2525 | 3815.6456 | 3851.4671 | 3884.2865 | 3912.9985 | 3941.8625 | 3972.4468 | 4007.7324 | 4043.0145 | 4081.9633 | 4124.5364 | 4169.8543 | 4216.6265 | 4264.2006 | 4308.8405 | 4349.6613 | 4386.9175 | 4419.6979 | 4447.8813 | 4467.424 | 4481.9772 | 4494.5834 | 4505.3498 | 4516.0042 | 4520.7161 | 4520.7161
F3_Commercial_School_New_Food Preparation_Natural Gas_Range_E3 | F3 | Commercial | School | New | Food Preparation | Natural Gas | Range | E3 | PACT BC Ratio | 0 | 0 | 0 | 0 | 0 | 0 | 0 | 0 | 0 | 0 | 0 | 0 | 0 | 0 | 0 | 0 | 0 | 0 | 0 | 0 | 0 | 0 | 0 | 0 | 0 | 0 | 0 | 0 | 0 | 0 | 0 | 0 | 0
F3_Commercial_School_New_Food Preparation_Natural Gas_Range_E4 | F3 | Commercial | School | New | Food Preparation | Natural Gas | Range | E4 | PACT BC Ratio | 0 | 0 | 0 | 0 | 0 | 0 | 0 | 0 | 0 | 0 | 0 | 0 | 0 | 0 | 0 | 0 | 0 | 0 | 0 | 0 | 0 | 0 | 0 | 0 | 0 | 0 | 0 | 0 | 0 | 0 | 0 | 0 | 0
F3_Commercial_School_New_Food Preparation_Natural Gas_Range_E5 | F3 | Commercial | School | New | Food Preparation | Natural Gas | Range | E5 | PACT BC Ratio | 0 | 0 | 0 | 0 | 0 | 0 | 0 | 0 | 0 | 0 | 0 | 0 | 0 | 0 | 0 | 0 | 0 | 0 | 0 | 0 | 0 | 0 | 0 | 0 | 0 | 0 | 0 | 0 | 0 | 0 | 0 | 0 | 0
F3_Commercial_School_New_Food Preparation_Natural Gas_Range_E6 | F3 | Commercial | School | New | Food Preparation | Natural Gas | Range | E6 | PACT BC Ratio | 0 | 0 | 0 | 0 | 0 | 0 | 0 | 0 | 0 | 0 | 0 | 0 | 0 | 0 | 0 | 0 | 0 | 0 | 0 | 0 | 0 | 0 | 0 | 0 | 0 | 0 | 0 | 0 | 0 | 0 | 0 | 0 | 0
F3_Commercial_School_New_Food Preparation_Natural Gas_Range_E7 | F3 | Commercial | School | New | Food Preparation | Natural Gas | Range | E7 | PACT BC Ratio | 0 | 0 | 0 | 0 | 0 | 0 | 0 | 0 | 0 | 0 | 0 | 0 | 0 | 0 | 0 | 0 | 0 | 0 | 0 | 0 | 0 | 0 | 0 | 0 | 0 | 0 | 0 | 0 | 0 | 0 | 0 | 0 | 0
F3_Commercial_School_New_Food Preparation_Natural Gas_Range_E8 | F3 | Commercial | School | New | Food Preparation | Natural Gas | Range | E8 | PACT BC Ratio | 0 | 0 | 0 | 0 | 0 | 0 | 0 | 0 | 0 | 0 | 0 | 0 | 0 | 0 | 0 | 0 | 0 | 0 | 0 | 0 | 0 | 0 | 0 | 0 | 0 | 0 | 0 | 0 | 0 | 0 | 0 | 0 | 0
F3_Commercial_School_New_Food Preparation_Natural Gas_Range_E9 | F3 | Commercial | School | New | Food Preparation | Natural Gas | Range | E9 | PACT BC Ratio | 0 | 0 | 0 | 0 | 0 | 0 | 0 | 0 | 0 | 0 | 0 | 0 | 0 | 0 | 0 | 0 | 0 | 0 | 0 | 0 | 0 | 0 | 0 | 0 | 0 | 0 | 0 | 0 | 0 | 0 | 0 | 0 | 0
F3_Commercial_School_New_Food Preparation_Natural Gas_Range_E10 | F3 | Commercial | School | New | Food Preparation | Natural Gas | Range | E10 | PACT BC Ratio | 0 | 0 | 0 | 0 | 0 | 0 | 0 | 0 | 0 | 0 | 0 | 0 | 0 | 0 | 0 | 0 | 0 | 0 | 0 | 0 | 0 | 0 | 0 | 0 | 0 | 0 | 0 | 0 | 0 | 0 | 0 | 0 | 0
F4_Commercial_School_New_Food Preparation_Natural Gas_Range_E1 | F4 | Commercial | School | New | Food Preparation | Natural Gas | Range | E1 | RVT BC Ratio | bar: 2019 to 2051
F4_Commercial_School_New_Food Preparation_Natural Gas_Range_E2 | F4 | Commercial | School | New | Food Preparation | Natural Gas | Range | E2 | RVT BC Ratio | 3807.2736 | 3834.0244 | 3865.8736 | 3902.8406 | 3946.2991 | 3997.2009 | 4037.9565 | 4076.7898 | 4114.9527 | 4153.5775 | 4188.9653 | 4219.9244 | 4251.0471 | 4284.025 | 4322.072 | 4360.1152 | 4402.1121 | 4448.0169 | 4496.8813 | 4547.3138 | 4598.611 | 4646.7444 | 4690.7598 | 4730.9316 | 4766.2773 | 4796.6664 | 4817.7384 | 4833.4305 | 4847.0233 | 4858.6322 | 4870.1205 | 4875.2011 | 4875.2011
F4_Commercial_School_New_Food Preparation_Natural Gas_Range_E3 | F4 | Commercial | School | New | Food Preparation | Natural Gas | Range | E3 | RVT BC Ratio | 0 | 0 | 0 | 0 | 0 | 0 | 0 | 0 | 0 | 0 | 0 | 0 | 0 | 0 | 0 | 0 | 0 | 0 | 0 | 0 | 0 | 0 | 0 | 0 | 0 | 0 | 0 | 0 | 0 | 0 | 0 | 0 | 0
F4_Commercial_School_New_Food Preparation_Natural Gas_Range_E4 | F4 | Commercial | School | New | Food Preparation | Natural Gas | Range | E4 | RVT BC Ratio | 0 | 0 | 0 | 0 | 0 | 0 | 0 | 0 | 0 | 0 | 0 | 0 | 0 | 0 | 0 | 0 | 0 | 0 | 0 | 0 | 0 | 0 | 0 | 0 | 0 | 0 | 0 | 0 | 0 | 0 | 0 | 0 | 0
F4_Commercial_School_New_Food Preparation_Natural Gas_Range_E5 | F4 | Commercial | School | New | Food Preparation | Natural Gas | Range | E5 | RVT BC Ratio | 0 | 0 | 0 | 0 | 0 | 0 | 0 | 0 | 0 | 0 | 0 | 0 | 0 | 0 | 0 | 0 | 0 | 0 | 0 | 0 | 0 | 0 | 0 | 0 | 0 | 0 | 0 | 0 | 0 | 0 | 0 | 0 | 0
F4_Commercial_School_New_Food Preparation_Natural Gas_Range_E6 | F4 | Commercial | School | New | Food Preparation | Natural Gas | Range | E6 | RVT BC Ratio | 0 | 0 | 0 | 0 | 0 | 0 | 0 | 0 | 0 | 0 | 0 | 0 | 0 | 0 | 0 | 0 | 0 | 0 | 0 | 0 | 0 | 0 | 0 | 0 | 0 | 0 | 0 | 0 | 0 | 0 | 0 | 0 | 0
F4_Commercial_School_New_Food Preparation_Natural Gas_Range_E7 | F4 | Commercial | School | New | Food Preparation | Natural Gas | Range | E7 | RVT BC Ratio | 0 | 0 | 0 | 0 | 0 | 0 | 0 | 0 | 0 | 0 | 0 | 0 | 0 | 0 | 0 | 0 | 0 | 0 | 0 | 0 | 0 | 0 | 0 | 0 | 0 | 0 | 0 | 0 | 0 | 0 | 0 | 0 | 0
F4_Commercial_School_New_Food Preparation_Natural Gas_Range_E8 | F4 | Commercial | School | New | Food Preparation | Natural Gas | Range | E8 | RVT BC Ratio | 0 | 0 | 0 | 0 | 0 | 0 | 0 | 0 | 0 | 0 | 0 | 0 | 0 | 0 | 0 | 0 | 0 | 0 | 0 | 0 | 0 | 0 | 0 | 0 | 0 | 0 | 0 | 0 | 0 | 0 | 0 | 0 | 0
F4_Commercial_School_New_Food Preparation_Natural Gas_Range_E9 | F4 | Commercial | School | New | Food Preparation | Natural Gas | Range | E9 | RVT BC Ratio | 0 | 0 | 0 | 0 | 0 | 0 | 0 | 0 | 0 | 0 | 0 | 0 | 0 | 0 | 0 | 0 | 0 | 0 | 0 | 0 | 0 | 0 | 0 | 0 | 0 | 0 | 0 | 0 | 0 | 0 | 0 | 0 | 0
F4_Commercial_School_New_Food Preparation_Natural Gas_Range_E10 | F4 | Commercial | School | New | Food Preparation | Natural Gas | Range | E10 | RVT BC Ratio | 0 | 0 | 0 | 0 | 0 | 0 | 0 | 0 | 0 | 0 | 0 | 0 | 0 | 0 | 0 | 0 | 0 | 0 | 0 | 0 | 0 | 0 | 0 | 0 | 0 | 0 | 0 | 0 | 0 | 0 | 0 | 0 | 0
F5_Commercial_School_New_Food Preparation_Natural Gas_Range_E1 | F5 | Commercial | School | New | Food Preparation | Natural Gas | Range | E1 | RIM BC Ratio | bar: 2019 to 2051
F5_Commercial_School_New_Food Preparation_Natural Gas_Range_E2 | F5 | Commercial | School | New | Food Preparation | Natural Gas | Range | E2 | RIM BC Ratio | 0.83448 | 0.83448 | 0.83448 | 0.83449 | 0.83449 | 0.83449 | 0.83449 | 0.83449 | 0.8345 | 0.8345 | 0.8345 | 0.8345 | 0.8345 | 0.8345 | 0.83451 | 0.83451 | 0.83451 | 0.83451 | 0.83451 | 0.83451 | 0.83452 | 0.83452 | 0.83452 | 0.83452 | 0.83452 | 0.83452 | 0.83452 | 0.83452 | 0.83452 | 0.83452 | 0.83452 | 0.83453 | 0.83453
F5_Commercial_School_New_Food Preparation_Natural Gas_Range_E3 | F5 | Commercial | School | New | Food Preparation | Natural Gas | Range | E3 | RIM BC Ratio | 0 | 0 | 0 | 0 | 0 | 0 | 0 | 0 | 0 | 0 | 0 | 0 | 0 | 0 | 0 | 0 | 0 | 0 | 0 | 0 | 0 | 0 | 0 | 0 | 0 | 0 | 0 | 0 | 0 | 0 | 0 | 0 | 0
F5_Commercial_School_New_Food Preparation_Natural Gas_Range_E4 | F5 | Commercial | School | New | Food Preparation | Natural Gas | Range | E4 | RIM BC Ratio | 0 | 0 | 0 | 0 | 0 | 0 | 0 | 0 | 0 | 0 | 0 | 0 | 0 | 0 | 0 | 0 | 0 | 0 | 0 | 0 | 0 | 0 | 0 | 0 | 0 | 0 | 0 | 0 | 0 | 0 | 0 | 0 | 0
F5_Commercial_School_New_Food Preparation_Natural Gas_Range_E5 | F5 | Commercial | School | New | Food Preparation | Natural Gas | Range | E5 | RIM BC Ratio | 0 | 0 | 0 | 0 | 0 | 0 | 0 | 0 | 0 | 0 | 0 | 0 | 0 | 0 | 0 | 0 | 0 | 0 | 0 | 0 | 0 | 0 | 0 | 0 | 0 | 0 | 0 | 0 | 0 | 0 | 0 | 0 | 0
F5_Commercial_School_New_Food Preparation_Natural Gas_Range_E6 | F5 | Commercial | School | New | Food Preparation | Natural Gas | Range | E6 | RIM BC Ratio | 0 | 0 | 0 | 0 | 0 | 0 | 0 | 0 | 0 | 0 | 0 | 0 | 0 | 0 | 0 | 0 | 0 | 0 | 0 | 0 | 0 | 0 | 0 | 0 | 0 | 0 | 0 | 0 | 0 | 0 | 0 | 0 | 0
F5_Commercial_School_New_Food Preparation_Natural Gas_Range_E7 | F5 | Commercial | School | New | Food Preparation | Natural Gas | Range | E7 | RIM BC Ratio | 0 | 0 | 0 | 0 | 0 | 0 | 0 | 0 | 0 | 0 | 0 | 0 | 0 | 0 | 0 | 0 | 0 | 0 | 0 | 0 | 0 | 0 | 0 | 0 | 0 | 0 | 0 | 0 | 0 | 0 | 0 | 0 | 0
F5_Commercial_School_New_Food Preparation_Natural Gas_Range_E8 | F5 | Commercial | School | New | Food Preparation | Natural Gas | Range | E8 | RIM BC Ratio | 0 | 0 | 0 | 0 | 0 | 0 | 0 | 0 | 0 | 0 | 0 | 0 | 0 | 0 | 0 | 0 | 0 | 0 | 0 | 0 | 0 | 0 | 0 | 0 | 0 | 0 | 0 | 0 | 0 | 0 | 0 | 0 | 0
F5_Commercial_School_New_Food Preparation_Natural Gas_Range_E9 | F5 | Commercial | School | New | Food Preparation | Natural Gas | Range | E9 | RIM BC Ratio | 0 | 0 | 0 | 0 | 0 | 0 | 0 | 0 | 0 | 0 | 0 | 0 | 0 | 0 | 0 | 0 | 0 | 0 | 0 | 0 | 0 | 0 | 0 | 0 | 0 | 0 | 0 | 0 | 0 | 0 | 0 | 0 | 0
F5_Commercial_School_New_Food Preparation_Natural Gas_Range_E10 | F5 | Commercial | School | New | Food Preparation | Natural Gas | Range | E10 | RIM BC Ratio | 0 | 0 | 0 | 0 | 0 | 0 | 0 | 0 | 0 | 0 | 0 | 0 | 0 | 0 | 0 | 0 | 0 | 0 | 0 | 0 | 0 | 0 | 0 | 0 | 0 | 0 | 0 | 0 | 0 | 0 | 0 | 0 | 0
F0_Commercial_School_New_Food Preparation_Natural Gas_Steamer_E0 | F0 | Commercial | School | New | Food Preparation | Natural Gas | Steamer | E0 | Economic Unit | ENERGY STAR | ENERGY STAR | ENERGY STAR | ENERGY STAR | ENERGY STAR | ENERGY STAR | ENERGY STAR | ENERGY STAR | ENERGY STAR | ENERGY STAR | ENERGY STAR | ENERGY STAR | ENERGY STAR | ENERGY STAR | ENERGY STAR | ENERGY STAR | ENERGY STAR | ENERGY STAR | ENERGY STAR | ENERGY STAR | ENERGY STAR | ENERGY STAR | ENERGY STAR | ENERGY STAR | ENERGY STAR | ENERGY STAR | ENERGY STAR | ENERGY STAR | ENERGY STAR | ENERGY STAR | ENERGY STAR | ENERGY STAR | ENERGY STAR
F1_Commercial_School_New_Food Preparation_Natural Gas_Steamer_E1 | F1 | Commercial | School | New | Food Preparation | Natural Gas | Steamer | E1 | CCE | 0 | 0 | 0 | 0 | 0 | 0 | 0 | 0 | 0 | 0 | 0 | 0 | 0 | 0 | 0 | 0 | 0 | 0 | 0 | 0 | 0 | 0 | 0 | 0 | 0 | 0 | 0 | 0 | 0 | 0 | 0 | 0 | 0
F1_Commercial_School_New_Food Preparation_Natural Gas_Steamer_E2 | F1 | Commercial | School | New | Food Preparation | Natural Gas | Steamer | E2 | CCE | 0.38542 | 0.38542 | 0.38542 | 0 | 0 | 0 | 0 | 0 | 0 | 0 | 0 | 0 | 0 | 0 | 0 | 0 | 0 | 0 | 0 | 0 | 0 | 0 | 0 | 0 | 0 | 0 | 0 | 0 | 0 | 0 | 0 | 0 | 0
F1_Commercial_School_New_Food Preparation_Natural Gas_Steamer_E3 | F1 | Commercial | School | New | Food Preparation | Natural Gas | Steamer | E3 | CCE | 0 | 0 | 0 | 0 | 0 | 0 | 0 | 0 | 0 | 0 | 0 | 0 | 0 | 0 | 0 | 0 | 0 | 0 | 0 | 0 | 0 | 0 | 0 | 0 | 0 | 0 | 0 | 0 | 0 | 0 | 0 | 0 | 0
F1_Commercial_School_New_Food Preparation_Natural Gas_Steamer_E4 | F1 | Commercial | School | New | Food Preparation | Natural Gas | Steamer | E4 | CCE | 0 | 0 | 0 | 0 | 0 | 0 | 0 | 0 | 0 | 0 | 0 | 0 | 0 | 0 | 0 | 0 | 0 | 0 | 0 | 0 | 0 | 0 | 0 | 0 | 0 | 0 | 0 | 0 | 0 | 0 | 0 | 0 | 0
F1_Commercial_School_New_Food Preparation_Natural Gas_Steamer_E5 | F1 | Commercial | School | New | Food Preparation | Natural Gas | Steamer | E5 | CCE | 0 | 0 | 0 | 0 | 0 | 0 | 0 | 0 | 0 | 0 | 0 | 0 | 0 | 0 | 0 | 0 | 0 | 0 | 0 | 0 | 0 | 0 | 0 | 0 | 0 | 0 | 0 | 0 | 0 | 0 | 0 | 0 | 0
F1_Commercial_School_New_Food Preparation_Natural Gas_Steamer_E6 | F1 | Commercial | School | New | Food Preparation | Natural Gas | Steamer | E6 | CCE | 0 | 0 | 0 | 0 | 0 | 0 | 0 | 0 | 0 | 0 | 0 | 0 | 0 | 0 | 0 | 0 | 0 | 0 | 0 | 0 | 0 | 0 | 0 | 0 | 0 | 0 | 0 | 0 | 0 | 0 | 0 | 0 | 0
F1_Commercial_School_New_Food Preparation_Natural Gas_Steamer_E7 | F1 | Commercial | School | New | Food Preparation | Natural Gas | Steamer | E7 | CCE | 0 | 0 | 0 | 0 | 0 | 0 | 0 | 0 | 0 | 0 | 0 | 0 | 0 | 0 | 0 | 0 | 0 | 0 | 0 | 0 | 0 | 0 | 0 | 0 | 0 | 0 | 0 | 0 | 0 | 0 | 0 | 0 | 0
F1_Commercial_School_New_Food Preparation_Natural Gas_Steamer_E8 | F1 | Commercial | School | New | Food Preparation | Natural Gas | Steamer | E8 | CCE | 0 | 0 | 0 | 0 | 0 | 0 | 0 | 0 | 0 | 0 | 0 | 0 | 0 | 0 | 0 | 0 | 0 | 0 | 0 | 0 | 0 | 0 | 0 | 0 | 0 | 0 | 0 | 0 | 0 | 0 | 0 | 0 | 0
F1_Commercial_School_New_Food Preparation_Natural Gas_Steamer_E9 | F1 | Commercial | School | New | Food Preparation | Natural Gas | Steamer | E9 | CCE | 0 | 0 | 0 | 0 | 0 | 0 | 0 | 0 | 0 | 0 | 0 | 0 | 0 | 0 | 0 | 0 | 0 | 0 | 0 | 0 | 0 | 0 | 0 | 0 | 0 | 0 | 0 | 0 | 0 | 0 | 0 | 0 | 0
F1_Commercial_School_New_Food Preparation_Natural Gas_Steamer_E10 | F1 | Commercial | School | New | Food Preparation | Natural Gas | Steamer | E10 | CCE | 0 | 0 | 0 | 0 | 0 | 0 | 0 | 0 | 0 | 0 | 0 | 0 | 0 | 0 | 0 | 0 | 0 | 0 | 0 | 0 | 0 | 0 | 0 | 0 | 0 | 0 | 0 | 0 | 0 | 0 | 0 | 0 | 0
F2_Commercial_School_New_Food Preparation_Natural Gas_Steamer_E1 | F2 | Commercial | School | New | Food Preparation | Natural Gas | Steamer | E1 | TRC BC Ratio | 1 | 1 | 1 | 0 | 0 | 0 | 0 | 0 | 0 | 0 | 0 | 0 | 0 | 0 | 0 | 0 | 0 | 0 | 0 | 0 | 0 | 0 | 0 | 0 | 0 | 0 | 0 | 0 | 0 | 0 | 0 | 0 | 0
F2_Commercial_School_New_Food Preparation_Natural Gas_Steamer_E2 | F2 | Commercial | School | New | Food Preparation | Natural Gas | Steamer | E2 | TRC BC Ratio | 3.6298 | 3.6563 | 3.6864 | 1 | 1 | 1 | 1 | 1 | 1 | 1 | 1 | 1 | 1 | 1 | 1 | 1 | 1 | 1 | 1 | 1 | 1 | 1 | 1 | 1 | 1 | 1 | 1 | 1 | 1 | 1 | 1 | 1 | 1
F2_Commercial_School_New_Food Preparation_Natural Gas_Steamer_E3 | F2 | Commercial | School | New | Food Preparation | Natural Gas | Steamer | E3 | TRC BC Ratio | 0 | 0 | 0 | 0 | 0 | 0 | 0 | 0 | 0 | 0 | 0 | 0 | 0 | 0 | 0 | 0 | 0 | 0 | 0 | 0 | 0 | 0 | 0 | 0 | 0 | 0 | 0 | 0 | 0 | 0 | 0 | 0 | 0
F2_Commercial_School_New_Food Preparation_Natural Gas_Steamer_E4 | F2 | Commercial | School | New | Food Preparation | Natural Gas | Steamer | E4 | TRC BC Ratio | 0 | 0 | 0 | 0 | 0 | 0 | 0 | 0 | 0 | 0 | 0 | 0 | 0 | 0 | 0 | 0 | 0 | 0 | 0 | 0 | 0 | 0 | 0 | 0 | 0 | 0 | 0 | 0 | 0 | 0 | 0 | 0 | 0
F2_Commercial_School_New_Food Preparation_Natural Gas_Steamer_E5 | F2 | Commercial | School | New | Food Preparation | Natural Gas | Steamer | E5 | TRC BC Ratio | 0 | 0 | 0 | 0 | 0 | 0 | 0 | 0 | 0 | 0 | 0 | 0 | 0 | 0 | 0 | 0 | 0 | 0 | 0 | 0 | 0 | 0 | 0 | 0 | 0 | 0 | 0 | 0 | 0 | 0 | 0 | 0 | 0
F2_Commercial_School_New_Food Preparation_Natural Gas_Steamer_E6 | F2 | Commercial | School | New | Food Preparation | Natural Gas | Steamer | E6 | TRC BC Ratio | 0 | 0 | 0 | 0 | 0 | 0 | 0 | 0 | 0 | 0 | 0 | 0 | 0 | 0 | 0 | 0 | 0 | 0 | 0 | 0 | 0 | 0 | 0 | 0 | 0 | 0 | 0 | 0 | 0 | 0 | 0 | 0 | 0
F2_Commercial_School_New_Food Preparation_Natural Gas_Steamer_E7 | F2 | Commercial | School | New | Food Preparation | Natural Gas | Steamer | E7 | TRC BC Ratio | 0 | 0 | 0 | 0 | 0 | 0 | 0 | 0 | 0 | 0 | 0 | 0 | 0 | 0 | 0 | 0 | 0 | 0 | 0 | 0 | 0 | 0 | 0 | 0 | 0 | 0 | 0 | 0 | 0 | 0 | 0 | 0 | 0
F2_Commercial_School_New_Food Preparation_Natural Gas_Steamer_E8 | F2 | Commercial | School | New | Food Preparation | Natural Gas | Steamer | E8 | TRC BC Ratio | 0 | 0 | 0 | 0 | 0 | 0 | 0 | 0 | 0 | 0 | 0 | 0 | 0 | 0 | 0 | 0 | 0 | 0 | 0 | 0 | 0 | 0 | 0 | 0 | 0 | 0 | 0 | 0 | 0 | 0 | 0 | 0 | 0
F2_Commercial_School_New_Food Preparation_Natural Gas_Steamer_E9 | F2 | Commercial | School | New | Food Preparation | Natural Gas | Steamer | E9 | TRC BC Ratio | 0 | 0 | 0 | 0 | 0 | 0 | 0 | 0 | 0 | 0 | 0 | 0 | 0 | 0 | 0 | 0 | 0 | 0 | 0 | 0 | 0 | 0 | 0 | 0 | 0 | 0 | 0 | 0 | 0 | 0 | 0 | 0 | 0
F2_Commercial_School_New_Food Preparation_Natural Gas_Steamer_E10 | F2 | Commercial | School | New | Food Preparation | Natural Gas | Steamer | E10 | TRC BC Ratio | 0 | 0 | 0 | 0 | 0 | 0 | 0 | 0 | 0 | 0 | 0 | 0 | 0 | 0 | 0 | 0 | 0 | 0 | 0 | 0 | 0 | 0 | 0 | 0 | 0 | 0 | 0 | 0 | 0 | 0 | 0 | 0 | 0
F3_Commercial_School_New_Food Preparation_Natural Gas_Steamer_E1 | F3 | Commercial | School | New | Food Preparation | Natural Gas | Steamer | E1 | PACT BC Ratio | 1 | 1 | 1 | 0 | 0 | 0 | 0 | 0 | 0 | 0 | 0 | 0 | 0 | 0 | 0 | 0 | 0 | 0 | 0 | 0 | 0 | 0 | 0 | 0 | 0 | 0 | 0 | 0 | 0 | 0 | 0 | 0 | 0
F3_Commercial_School_New_Food Preparation_Natural Gas_Steamer_E2 | F3 | Commercial | School | New | Food Preparation | Natural Gas | Steamer | E2 | PACT BC Ratio | 4.8398 | 4.875 | 4.9151 | 1 | 1 | 1 | 1 | 1 | 1 | 1 | 1 | 1 | 1 | 1 | 1 | 1 | 1 | 1 | 1 | 1 | 1 | 1 | 1 | 1 | 1 | 1 | 1 | 1 | 1 | 1 | 1 | 1 | 1
F3_Commercial_School_New_Food Preparation_Natural Gas_Steamer_E3 | F3 | Commercial | School | New | Food Preparation | Natural Gas | Steamer | E3 | PACT BC Ratio | 0 | 0 | 0 | 0 | 0 | 0 | 0 | 0 | 0 | 0 | 0 | 0 | 0 | 0 | 0 | 0 | 0 | 0 | 0 | 0 | 0 | 0 | 0 | 0 | 0 | 0 | 0 | 0 | 0 | 0 | 0 | 0 | 0
F3_Commercial_School_New_Food Preparation_Natural Gas_Steamer_E4 | F3 | Commercial | School | New | Food Preparation | Natural Gas | Steamer | E4 | PACT BC Ratio | 0 | 0 | 0 | 0 | 0 | 0 | 0 | 0 | 0 | 0 | 0 | 0 | 0 | 0 | 0 | 0 | 0 | 0 | 0 | 0 | 0 | 0 | 0 | 0 | 0 | 0 | 0 | 0 | 0 | 0 | 0 | 0 | 0
F3_Commercial_School_New_Food Preparation_Natural Gas_Steamer_E5 | F3 | Commercial | School | New | Food Preparation | Natural Gas | Steamer | E5 | PACT BC Ratio | 0 | 0 | 0 | 0 | 0 | 0 | 0 | 0 | 0 | 0 | 0 | 0 | 0 | 0 | 0 | 0 | 0 | 0 | 0 | 0 | 0 | 0 | 0 | 0 | 0 | 0 | 0 | 0 | 0 | 0 | 0 | 0 | 0
F3_Commercial_School_New_Food Preparation_Natural Gas_Steamer_E6 | F3 | Commercial | School | New | Food Preparation | Natural Gas | Steamer | E6 | PACT BC Ratio | 0 | 0 | 0 | 0 | 0 | 0 | 0 | 0 | 0 | 0 | 0 | 0 | 0 | 0 | 0 | 0 | 0 | 0 | 0 | 0 | 0 | 0 | 0 | 0 | 0 | 0 | 0 | 0 | 0 | 0 | 0 | 0 | 0
F3_Commercial_School_New_Food Preparation_Natural Gas_Steamer_E7 | F3 | Commercial | School | New | Food Preparation | Natural Gas | Steamer | E7 | PACT BC Ratio | 0 | 0 | 0 | 0 | 0 | 0 | 0 | 0 | 0 | 0 | 0 | 0 | 0 | 0 | 0 | 0 | 0 | 0 | 0 | 0 | 0 | 0 | 0 | 0 | 0 | 0 | 0 | 0 | 0 | 0 | 0 | 0 | 0
F3_Commercial_School_New_Food Preparation_Natural Gas_Steamer_E8 | F3 | Commercial | School | New | Food Preparation | Natural Gas | Steamer | E8 | PACT BC Ratio | 0 | 0 | 0 | 0 | 0 | 0 | 0 | 0 | 0 | 0 | 0 | 0 | 0 | 0 | 0 | 0 | 0 | 0 | 0 | 0 | 0 | 0 | 0 | 0 | 0 | 0 | 0 | 0 | 0 | 0 | 0 | 0 | 0
F3_Commercial_School_New_Food Preparation_Natural Gas_Steamer_E9 | F3 | Commercial | School | New | Food Preparation | Natural Gas | Steamer | E9 | PACT BC Ratio | 0 | 0 | 0 | 0 | 0 | 0 | 0 | 0 | 0 | 0 | 0 | 0 | 0 | 0 | 0 | 0 | 0 | 0 | 0 | 0 | 0 | 0 | 0 | 0 | 0 | 0 | 0 | 0 | 0 | 0 | 0 | 0 | 0
F3_Commercial_School_New_Food Preparation_Natural Gas_Steamer_E10 | F3 | Commercial | School | New | Food Preparation | Natural Gas | Steamer | E10 | PACT BC Ratio | 0 | 0 | 0 | 0 | 0 | 0 | 0 | 0 | 0 | 0 | 0 | 0 | 0 | 0 | 0 | 0 | 0 | 0 | 0 | 0 | 0 | 0 | 0 | 0 | 0 | 0 | 0 | 0 | 0 | 0 | 0 | 0 | 0
F4_Commercial_School_New_Food Preparation_Natural Gas_Steamer_E1 | F4 | Commercial | School | New | Food Preparation | Natural Gas | Steamer | E1 | RVT BC Ratio | 1 | 1 | 1 | 0 | 0 | 0 | 0 | 0 | 0 | 0 | 0 | 0 | 0 | 0 | 0 | 0 | 0 | 0 | 0 | 0 | 0 | 0 | 0 | 0 | 0 | 0 | 0 | 0 | 0 | 0 | 0 | 0 | 0
F4_Commercial_School_New_Food Preparation_Natural Gas_Steamer_E2 | F4 | Commercial | School | New | Food Preparation | Natural Gas | Steamer | E2 | RVT BC Ratio | 5.9186 | 5.9566 | 5.9998 | 1 | 1 | 1 | 1 | 1 | 1 | 1 | 1 | 1 | 1 | 1 | 1 | 1 | 1 | 1 | 1 | 1 | 1 | 1 | 1 | 1 | 1 | 1 | 1 | 1 | 1 | 1 | 1 | 1 | 1
F4_Commercial_School_New_Food Preparation_Natural Gas_Steamer_E3 | F4 | Commercial | School | New | Food Preparation | Natural Gas | Steamer | E3 | RVT BC Ratio | 0 | 0 | 0 | 0 | 0 | 0 | 0 | 0 | 0 | 0 | 0 | 0 | 0 | 0 | 0 | 0 | 0 | 0 | 0 | 0 | 0 | 0 | 0 | 0 | 0 | 0 | 0 | 0 | 0 | 0 | 0 | 0 | 0
F4_Commercial_School_New_Food Preparation_Natural Gas_Steamer_E4 | F4 | Commercial | School | New | Food Preparation | Natural Gas | Steamer | E4 | RVT BC Ratio | 0 | 0 | 0 | 0 | 0 | 0 | 0 | 0 | 0 | 0 | 0 | 0 | 0 | 0 | 0 | 0 | 0 | 0 | 0 | 0 | 0 | 0 | 0 | 0 | 0 | 0 | 0 | 0 | 0 | 0 | 0 | 0 | 0
F4_Commercial_School_New_Food Preparation_Natural Gas_Steamer_E5 | F4 | Commercial | School | New | Food Preparation | Natural Gas | Steamer | E5 | RVT BC Ratio | 0 | 0 | 0 | 0 | 0 | 0 | 0 | 0 | 0 | 0 | 0 | 0 | 0 | 0 | 0 | 0 | 0 | 0 | 0 | 0 | 0 | 0 | 0 | 0 | 0 | 0 | 0 | 0 | 0 | 0 | 0 | 0 | 0
F4_Commercial_School_New_Food Preparation_Natural Gas_Steamer_E6 | F4 | Commercial | School | New | Food Preparation | Natural Gas | Steamer | E6 | RVT BC Ratio | 0 | 0 | 0 | 0 | 0 | 0 | 0 | 0 | 0 | 0 | 0 | 0 | 0 | 0 | 0 | 0 | 0 | 0 | 0 | 0 | 0 | 0 | 0 | 0 | 0 | 0 | 0 | 0 | 0 | 0 | 0 | 0 | 0
F4_Commercial_School_New_Food Preparation_Natural Gas_Steamer_E7 | F4 | Commercial | School | New | Food Preparation | Natural Gas | Steamer | E7 | RVT BC Ratio | 0 | 0 | 0 | 0 | 0 | 0 | 0 | 0 | 0 | 0 | 0 | 0 | 0 | 0 | 0 | 0 | 0 | 0 | 0 | 0 | 0 | 0 | 0 | 0 | 0 | 0 | 0 | 0 | 0 | 0 | 0 | 0 | 0
F4_Commercial_School_New_Food Preparation_Natural Gas_Steamer_E8 | F4 | Commercial | School | New | Food Preparation | Natural Gas | Steamer | E8 | RVT BC Ratio | 0 | 0 | 0 | 0 | 0 | 0 | 0 | 0 | 0 | 0 | 0 | 0 | 0 | 0 | 0 | 0 | 0 | 0 | 0 | 0 | 0 | 0 | 0 | 0 | 0 | 0 | 0 | 0 | 0 | 0 | 0 | 0 | 0
F4_Commercial_School_New_Food Preparation_Natural Gas_Steamer_E9 | F4 | Commercial | School | New | Food Preparation | Natural Gas | Steamer | E9 | RVT BC Ratio | 0 | 0 | 0 | 0 | 0 | 0 | 0 | 0 | 0 | 0 | 0 | 0 | 0 | 0 | 0 | 0 | 0 | 0 | 0 | 0 | 0 | 0 | 0 | 0 | 0 | 0 | 0 | 0 | 0 | 0 | 0 | 0 | 0
F4_Commercial_School_New_Food Preparation_Natural Gas_Steamer_E10 | F4 | Commercial | School | New | Food Preparation | Natural Gas | Steamer | E10 | RVT BC Ratio | 0 | 0 | 0 | 0 | 0 | 0 | 0 | 0 | 0 | 0 | 0 | 0 | 0 | 0 | 0 | 0 | 0 | 0 | 0 | 0 | 0 | 0 | 0 | 0 | 0 | 0 | 0 | 0 | 0 | 0 | 0 | 0 | 0
F5_Commercial_School_New_Food Preparation_Natural Gas_Steamer_E1 | F5 | Commercial | School | New | Food Preparation | Natural Gas | Steamer | E1 | RIM BC Ratio | 1 | 1 | 1 | 0 | 0 | 0 | 0 | 0 | 0 | 0 | 0 | 0 | 0 | 0 | 0 | 0 | 0 | 0 | 0 | 0 | 0 | 0 | 0 | 0 | 0 | 0 | 0 | 0 | 0 | 0 | 0 | 0 | 0
F5_Commercial_School_New_Food Preparation_Natural Gas_Steamer_E2 | F5 | Commercial | School | New | Food Preparation | Natural Gas | Steamer | E2 | RIM BC Ratio | 0.7119 | 0.71266 | 0.71351 | 1 | 1 | 1 | 1 | 1 | 1 | 1 | 1 | 1 | 1 | 1 | 1 | 1 | 1 | 1 | 1 | 1 | 1 | 1 | 1 | 1 | 1 | 1 | 1 | 1 | 1 | 1 | 1 | 1 | 1
F5_Commercial_School_New_Food Preparation_Natural Gas_Steamer_E3 | F5 | Commercial | School | New | Food Preparation | Natural Gas | Steamer | E3 | RIM BC Ratio | 0 | 0 | 0 | 0 | 0 | 0 | 0 | 0 | 0 | 0 | 0 | 0 | 0 | 0 | 0 | 0 | 0 | 0 | 0 | 0 | 0 | 0 | 0 | 0 | 0 | 0 | 0 | 0 | 0 | 0 | 0 | 0 | 0
F5_Commercial_School_New_Food Preparation_Natural Gas_Steamer_E4 | F5 | Commercial | School | New | Food Preparation | Natural Gas | Steamer | E4 | RIM BC Ratio | 0 | 0 | 0 | 0 | 0 | 0 | 0 | 0 | 0 | 0 | 0 | 0 | 0 | 0 | 0 | 0 | 0 | 0 | 0 | 0 | 0 | 0 | 0 | 0 | 0 | 0 | 0 | 0 | 0 | 0 | 0 | 0 | 0
F5_Commercial_School_New_Food Preparation_Natural Gas_Steamer_E5 | F5 | Commercial | School | New | Food Preparation | Natural Gas | Steamer | E5 | RIM BC Ratio | 0 | 0 | 0 | 0 | 0 | 0 | 0 | 0 | 0 | 0 | 0 | 0 | 0 | 0 | 0 | 0 | 0 | 0 | 0 | 0 | 0 | 0 | 0 | 0 | 0 | 0 | 0 | 0 | 0 | 0 | 0 | 0 | 0
F5_Commercial_School_New_Food Preparation_Natural Gas_Steamer_E6 | F5 | Commercial | School | New | Food Preparation | Natural Gas | Steamer | E6 | RIM BC Ratio | 0 | 0 | 0 | 0 | 0 | 0 | 0 | 0 | 0 | 0 | 0 | 0 | 0 | 0 | 0 | 0 | 0 | 0 | 0 | 0 | 0 | 0 | 0 | 0 | 0 | 0 | 0 | 0 | 0 | 0 | 0 | 0 | 0
F5_Commercial_School_New_Food Preparation_Natural Gas_Steamer_E7 | F5 | Commercial | School | New | Food Preparation | Natural Gas | Steamer | E7 | RIM BC Ratio | 0 | 0 | 0 | 0 | 0 | 0 | 0 | 0 | 0 | 0 | 0 | 0 | 0 | 0 | 0 | 0 | 0 | 0 | 0 | 0 | 0 | 0 | 0 | 0 | 0 | 0 | 0 | 0 | 0 | 0 | 0 | 0 | 0
F5_Commercial_School_New_Food Preparation_Natural Gas_Steamer_E8 | F5 | Commercial | School | New | Food Preparation | Natural Gas | Steamer | E8 | RIM BC Ratio | 0 | 0 | 0 | 0 | 0 | 0 | 0 | 0 | 0 | 0 | 0 | 0 | 0 | 0 | 0 | 0 | 0 | 0 | 0 | 0 | 0 | 0 | 0 | 0 | 0 | 0 | 0 | 0 | 0 | 0 | 0 | 0 | 0
F5_Commercial_School_New_Food Preparation_Natural Gas_Steamer_E9 | F5 | Commercial | School | New | Food Preparation | Natural Gas | Steamer | E9 | RIM BC Ratio | 0 | 0 | 0 | 0 | 0 | 0 | 0 | 0 | 0 | 0 | 0 | 0 | 0 | 0 | 0 | 0 | 0 | 0 | 0 | 0 | 0 | 0 | 0 | 0 | 0 | 0 | 0 | 0 | 0 | 0 | 0 | 0 | 0
F5_Commercial_School_New_Food Preparation_Natural Gas_Steamer_E10 | F5 | Commercial | School | New | Food Preparation | Natural Gas | Steamer | E10 | RIM BC Ratio | 0 | 0 | 0 | 0 | 0 | 0 | 0 | 0 | 0 | 0 | 0 | 0 | 0 | 0 | 0 | 0 | 0 | 0 | 0 | 0 | 0 | 0 | 0 | 0 | 0 | 0 | 0 | 0 | 0 | 0 | 0 | 0 | 0
F0_Commercial_School_New_Food Preparation_Natural Gas_Food Prep Other_E0 | F0 | Commercial | School | New | Food Preparation | Natural Gas | Food Prep Other | E0 | Economic Unit | Standard | Standard | Standard | Standard | Standard | Standard | Standard | Standard | Standard | Standard | Standard | Standard | Standard | Standard | Standard | Standard | Standard | Standard | Standard | Standard | Standard | Standard | Standard | Standard | Standard | Standard | Standard | Standard | Standard | Standard | Standard | Standard | Standard
F1_Commercial_School_New_Food Preparation_Natural Gas_Food Prep Other_E1 | F1 | Commercial | School | New | Food Preparation | Natural Gas | Food Prep Other | E1 | CCE | 0 | 0 | 0 | 0 | 0 | 0 | 0 | 0 | 0 | 0 | 0 | 0 | 0 | 0 | 0 | 0 | 0 | 0 | 0 | 0 | 0 | 0 | 0 | 0 | 0 | 0 | 0 | 0 | 0 | 0 | 0 | 0 | 0
F1_Commercial_School_New_Food Preparation_Natural Gas_Food Prep Other_E2 | F1 | Commercial | School | New | Food Preparation | Natural Gas | Food Prep Other | E2 | CCE | #DIV/0! | #DIV/0! | #DIV/0! | #DIV/0! | #DIV/0! | #DIV/0! | #DIV/0! | #DIV/0! | #DIV/0! | #DIV/0! | #DIV/0! | #DIV/0! | #DIV/0! | #DIV/0! | #DIV/0! | #DIV/0! | #DIV/0! | #DIV/0! | #DIV/0! | #DIV/0! | #DIV/0! | #DIV/0! | #DIV/0! | #DIV/0! | #DIV/0! | #DIV/0! | #DIV/0! | #DIV/0! | #DIV/0! | #DIV/0! | #DIV/0! | #DIV/0! | #DIV/0!
F1_Commercial_School_New_Food Preparation_Natural Gas_Food Prep Other_E3 | F1 | Commercial | School | New | Food Preparation | Natural Gas | Food Prep Other | E3 | CCE | 0 | 0 | 0 | 0 | 0 | 0 | 0 | 0 | 0 | 0 | 0 | 0 | 0 | 0 | 0 | 0 | 0 | 0 | 0 | 0 | 0 | 0 | 0 | 0 | 0 | 0 | 0 | 0 | 0 | 0 | 0 | 0 | 0
F1_Commercial_School_New_Food Preparation_Natural Gas_Food Prep Other_E4 | F1 | Commercial | School | New | Food Preparation | Natural Gas | Food Prep Other | E4 | CCE | 0 | 0 | 0 | 0 | 0 | 0 | 0 | 0 | 0 | 0 | 0 | 0 | 0 | 0 | 0 | 0 | 0 | 0 | 0 | 0 | 0 | 0 | 0 | 0 | 0 | 0 | 0 | 0 | 0 | 0 | 0 | 0 | 0
F1_Commercial_School_New_Food Preparation_Natural Gas_Food Prep Other_E5 | F1 | Commercial | School | New | Food Preparation | Natural Gas | Food Prep Other | E5 | CCE | 0 | 0 | 0 | 0 | 0 | 0 | 0 | 0 | 0 | 0 | 0 | 0 | 0 | 0 | 0 | 0 | 0 | 0 | 0 | 0 | 0 | 0 | 0 | 0 | 0 | 0 | 0 | 0 | 0 | 0 | 0 | 0 | 0
F1_Commercial_School_New_Food Preparation_Natural Gas_Food Prep Other_E6 | F1 | Commercial | School | New | Food Preparation | Natural Gas | Food Prep Other | E6 | CCE | 0 | 0 | 0 | 0 | 0 | 0 | 0 | 0 | 0 | 0 | 0 | 0 | 0 | 0 | 0 | 0 | 0 | 0 | 0 | 0 | 0 | 0 | 0 | 0 | 0 | 0 | 0 | 0 | 0 | 0 | 0 | 0 | 0
F1_Commercial_School_New_Food Preparation_Natural Gas_Food Prep Other_E7 | F1 | Commercial | School | New | Food Preparation | Natural Gas | Food Prep Other | E7 | CCE | 0 | 0 | 0 | 0 | 0 | 0 | 0 | 0 | 0 | 0 | 0 | 0 | 0 | 0 | 0 | 0 | 0 | 0 | 0 | 0 | 0 | 0 | 0 | 0 | 0 | 0 | 0 | 0 | 0 | 0 | 0 | 0 | 0
F1_Commercial_School_New_Food Preparation_Natural Gas_Food Prep Other_E8 | F1 | Commercial | School | New | Food Preparation | Natural Gas | Food Prep Other | E8 | CCE | 0 | 0 | 0 | 0 | 0 | 0 | 0 | 0 | 0 | 0 | 0 | 0 | 0 | 0 | 0 | 0 | 0 | 0 | 0 | 0 | 0 | 0 | 0 | 0 | 0 | 0 | 0 | 0 | 0 | 0 | 0 | 0 | 0
F1_Commercial_School_New_Food Preparation_Natural Gas_Food Prep Other_E9 | F1 | Commercial | School | New | Food Preparation | Natural Gas | Food Prep Other | E9 | CCE | 0 | 0 | 0 | 0 | 0 | 0 | 0 | 0 | 0 | 0 | 0 | 0 | 0 | 0 | 0 | 0 | 0 | 0 | 0 | 0 | 0 | 0 | 0 | 0 | 0 | 0 | 0 | 0 | 0 | 0 | 0 | 0 | 0
F1_Commercial_School_New_Food Preparation_Natural Gas_Food Prep Other_E10 | F1 | Commercial | School | New | Food Preparation | Natural Gas | Food Prep Other | E10 | CCE | 0 | 0 | 0 | 0 | 0 | 0 | 0 | 0 | 0 | 0 | 0 | 0 | 0 | 0 | 0 | 0 | 0 | 0 | 0 | 0 | 0 | 0 | 0 | 0 | 0 | 0 | 0 | 0 | 0 | 0 | 0 | 0 | 0
F2_Commercial_School_New_Food Preparation_Natural Gas_Food Prep Other_E1 | F2 | Commercial | School | New | Food Preparation | Natural Gas | Food Prep Other | E1 | TRC BC Ratio | bar: 2019 to 2051
F2_Commercial_School_New_Food Preparation_Natural Gas_Food Prep Other_E2 | F2 | Commercial | School | New | Food Preparation | Natural Gas | Food Prep Other | E2 | TRC BC Ratio | 0 | 0 | 0 | 0 | 0 | 0 | 0 | 0 | 0 | 0 | 0 | 0 | 0 | 0 | 0 | 0 | 0 | 0 | 0 | 0 | 0 | 0 | 0 | 0 | 0 | 0 | 0 | 0 | 0 | 0 | 0 | 0 | 0
F2_Commercial_School_New_Food Preparation_Natural Gas_Food Prep Other_E3 | F2 | Commercial | School | New | Food Preparation | Natural Gas | Food Prep Other | E3 | TRC BC Ratio | 0 | 0 | 0 | 0 | 0 | 0 | 0 | 0 | 0 | 0 | 0 | 0 | 0 | 0 | 0 | 0 | 0 | 0 | 0 | 0 | 0 | 0 | 0 | 0 | 0 | 0 | 0 | 0 | 0 | 0 | 0 | 0 | 0
F2_Commercial_School_New_Food Preparation_Natural Gas_Food Prep Other_E4 | F2 | Commercial | School | New | Food Preparation | Natural Gas | Food Prep Other | E4 | TRC BC Ratio | 0 | 0 | 0 | 0 | 0 | 0 | 0 | 0 | 0 | 0 | 0 | 0 | 0 | 0 | 0 | 0 | 0 | 0 | 0 | 0 | 0 | 0 | 0 | 0 | 0 | 0 | 0 | 0 | 0 | 0 | 0 | 0 | 0
F2_Commercial_School_New_Food Preparation_Natural Gas_Food Prep Other_E5 | F2 | Commercial | School | New | Food Preparation | Natural Gas | Food Prep Other | E5 | TRC BC Ratio | 0 | 0 | 0 | 0 | 0 | 0 | 0 | 0 | 0 | 0 | 0 | 0 | 0 | 0 | 0 | 0 | 0 | 0 | 0 | 0 | 0 | 0 | 0 | 0 | 0 | 0 | 0 | 0 | 0 | 0 | 0 | 0 | 0
F2_Commercial_School_New_Food Preparation_Natural Gas_Food Prep Other_E6 | F2 | Commercial | School | New | Food Preparation | Natural Gas | Food Prep Other | E6 | TRC BC Ratio | 0 | 0 | 0 | 0 | 0 | 0 | 0 | 0 | 0 | 0 | 0 | 0 | 0 | 0 | 0 | 0 | 0 | 0 | 0 | 0 | 0 | 0 | 0 | 0 | 0 | 0 | 0 | 0 | 0 | 0 | 0 | 0 | 0
F2_Commercial_School_New_Food Preparation_Natural Gas_Food Prep Other_E7 | F2 | Commercial | School | New | Food Preparation | Natural Gas | Food Prep Other | E7 | TRC BC Ratio | 0 | 0 | 0 | 0 | 0 | 0 | 0 | 0 | 0 | 0 | 0 | 0 | 0 | 0 | 0 | 0 | 0 | 0 | 0 | 0 | 0 | 0 | 0 | 0 | 0 | 0 | 0 | 0 | 0 | 0 | 0 | 0 | 0
F2_Commercial_School_New_Food Preparation_Natural Gas_Food Prep Other_E8 | F2 | Commercial | School | New | Food Preparation | Natural Gas | Food Prep Other | E8 | TRC BC Ratio | 0 | 0 | 0 | 0 | 0 | 0 | 0 | 0 | 0 | 0 | 0 | 0 | 0 | 0 | 0 | 0 | 0 | 0 | 0 | 0 | 0 | 0 | 0 | 0 | 0 | 0 | 0 | 0 | 0 | 0 | 0 | 0 | 0
F2_Commercial_School_New_Food Preparation_Natural Gas_Food Prep Other_E9 | F2 | Commercial | School | New | Food Preparation | Natural Gas | Food Prep Other | E9 | TRC BC Ratio | 0 | 0 | 0 | 0 | 0 | 0 | 0 | 0 | 0 | 0 | 0 | 0 | 0 | 0 | 0 | 0 | 0 | 0 | 0 | 0 | 0 | 0 | 0 | 0 | 0 | 0 | 0 | 0 | 0 | 0 | 0 | 0 | 0
F2_Commercial_School_New_Food Preparation_Natural Gas_Food Prep Other_E10 | F2 | Commercial | School | New | Food Preparation | Natural Gas | Food Prep Other | E10 | TRC BC Ratio | 0 | 0 | 0 | 0 | 0 | 0 | 0 | 0 | 0 | 0 | 0 | 0 | 0 | 0 | 0 | 0 | 0 | 0 | 0 | 0 | 0 | 0 | 0 | 0 | 0 | 0 | 0 | 0 | 0 | 0 | 0 | 0 | 0
F3_Commercial_School_New_Food Preparation_Natural Gas_Food Prep Other_E1 | F3 | Commercial | School | New | Food Preparation | Natural Gas | Food Prep Other | E1 | PACT BC Ratio | bar: 2019 to 2051
F3_Commercial_School_New_Food Preparation_Natural Gas_Food Prep Other_E2 | F3 | Commercial | School | New | Food Preparation | Natural Gas | Food Prep Other | E2 | PACT BC Ratio | 0 | 0 | 0 | 0 | 0 | 0 | 0 | 0 | 0 | 0 | 0 | 0 | 0 | 0 | 0 | 0 | 0 | 0 | 0 | 0 | 0 | 0 | 0 | 0 | 0 | 0 | 0 | 0 | 0 | 0 | 0 | 0 | 0
F3_Commercial_School_New_Food Preparation_Natural Gas_Food Prep Other_E3 | F3 | Commercial | School | New | Food Preparation | Natural Gas | Food Prep Other | E3 | PACT BC Ratio | 0 | 0 | 0 | 0 | 0 | 0 | 0 | 0 | 0 | 0 | 0 | 0 | 0 | 0 | 0 | 0 | 0 | 0 | 0 | 0 | 0 | 0 | 0 | 0 | 0 | 0 | 0 | 0 | 0 | 0 | 0 | 0 | 0
F3_Commercial_School_New_Food Preparation_Natural Gas_Food Prep Other_E4 | F3 | Commercial | School | New | Food Preparation | Natural Gas | Food Prep Other | E4 | PACT BC Ratio | 0 | 0 | 0 | 0 | 0 | 0 | 0 | 0 | 0 | 0 | 0 | 0 | 0 | 0 | 0 | 0 | 0 | 0 | 0 | 0 | 0 | 0 | 0 | 0 | 0 | 0 | 0 | 0 | 0 | 0 | 0 | 0 | 0
F3_Commercial_School_New_Food Preparation_Natural Gas_Food Prep Other_E5 | F3 | Commercial | School | New | Food Preparation | Natural Gas | Food Prep Other | E5 | PACT BC Ratio | 0 | 0 | 0 | 0 | 0 | 0 | 0 | 0 | 0 | 0 | 0 | 0 | 0 | 0 | 0 | 0 | 0 | 0 | 0 | 0 | 0 | 0 | 0 | 0 | 0 | 0 | 0 | 0 | 0 | 0 | 0 | 0 | 0
F3_Commercial_School_New_Food Preparation_Natural Gas_Food Prep Other_E6 | F3 | Commercial | School | New | Food Preparation | Natural Gas | Food Prep Other | E6 | PACT BC Ratio | 0 | 0 | 0 | 0 | 0 | 0 | 0 | 0 | 0 | 0 | 0 | 0 | 0 | 0 | 0 | 0 | 0 | 0 | 0 | 0 | 0 | 0 | 0 | 0 | 0 | 0 | 0 | 0 | 0 | 0 | 0 | 0 | 0
F3_Commercial_School_New_Food Preparation_Natural Gas_Food Prep Other_E7 | F3 | Commercial | School | New | Food Preparation | Natural Gas | Food Prep Other | E7 | PACT BC Ratio | 0 | 0 | 0 | 0 | 0 | 0 | 0 | 0 | 0 | 0 | 0 | 0 | 0 | 0 | 0 | 0 | 0 | 0 | 0 | 0 | 0 | 0 | 0 | 0 | 0 | 0 | 0 | 0 | 0 | 0 | 0 | 0 | 0
F3_Commercial_School_New_Food Preparation_Natural Gas_Food Prep Other_E8 | F3 | Commercial | School | New | Food Preparation | Natural Gas | Food Prep Other | E8 | PACT BC Ratio | 0 | 0 | 0 | 0 | 0 | 0 | 0 | 0 | 0 | 0 | 0 | 0 | 0 | 0 | 0 | 0 | 0 | 0 | 0 | 0 | 0 | 0 | 0 | 0 | 0 | 0 | 0 | 0 | 0 | 0 | 0 | 0 | 0
F3_Commercial_School_New_Food Preparation_Natural Gas_Food Prep Other_E9 | F3 | Commercial | School | New | Food Preparation | Natural Gas | Food Prep Other | E9 | PACT BC Ratio | 0 | 0 | 0 | 0 | 0 | 0 | 0 | 0 | 0 | 0 | 0 | 0 | 0 | 0 | 0 | 0 | 0 | 0 | 0 | 0 | 0 | 0 | 0 | 0 | 0 | 0 | 0 | 0 | 0 | 0 | 0 | 0 | 0
F3_Commercial_School_New_Food Preparation_Natural Gas_Food Prep Other_E10 | F3 | Commercial | School | New | Food Preparation | Natural Gas | Food Prep Other | E10 | PACT BC Ratio | 0 | 0 | 0 | 0 | 0 | 0 | 0 | 0 | 0 | 0 | 0 | 0 | 0 | 0 | 0 | 0 | 0 | 0 | 0 | 0 | 0 | 0 | 0 | 0 | 0 | 0 | 0 | 0 | 0 | 0 | 0 | 0 | 0
F4_Commercial_School_New_Food Preparation_Natural Gas_Food Prep Other_E1 | F4 | Commercial | School | New | Food Preparation | Natural Gas | Food Prep Other | E1 | RVT BC Ratio | bar: 2019 to 2051
F4_Commercial_School_New_Food Preparation_Natural Gas_Food Prep Other_E2 | F4 | Commercial | School | New | Food Preparation | Natural Gas | Food Prep Other | E2 | RVT BC Ratio | 0.7 | 0.7 | 0.7 | 0.7 | 0.7 | 0.7 | 0.7 | 0.7 | 0.7 | 0.7 | 0.7 | 0.7 | 0.7 | 0.7 | 0.7 | 0.7 | 0.7 | 0.7 | 0.7 | 0.7 | 0.7 | 0.7 | 0.7 | 0.7 | 0.7 | 0.7 | 0.7 | 0.7 | 0.7 | 0.7 | 0.7 | 0.7 | 0.7
F4_Commercial_School_New_Food Preparation_Natural Gas_Food Prep Other_E3 | F4 | Commercial | School | New | Food Preparation | Natural Gas | Food Prep Other | E3 | RVT BC Ratio | 0 | 0 | 0 | 0 | 0 | 0 | 0 | 0 | 0 | 0 | 0 | 0 | 0 | 0 | 0 | 0 | 0 | 0 | 0 | 0 | 0 | 0 | 0 | 0 | 0 | 0 | 0 | 0 | 0 | 0 | 0 | 0 | 0
F4_Commercial_School_New_Food Preparation_Natural Gas_Food Prep Other_E4 | F4 | Commercial | School | New | Food Preparation | Natural Gas | Food Prep Other | E4 | RVT BC Ratio | 0 | 0 | 0 | 0 | 0 | 0 | 0 | 0 | 0 | 0 | 0 | 0 | 0 | 0 | 0 | 0 | 0 | 0 | 0 | 0 | 0 | 0 | 0 | 0 | 0 | 0 | 0 | 0 | 0 | 0 | 0 | 0 | 0
F4_Commercial_School_New_Food Preparation_Natural Gas_Food Prep Other_E5 | F4 | Commercial | School | New | Food Preparation | Natural Gas | Food Prep Other | E5 | RVT BC Ratio | 0 | 0 | 0 | 0 | 0 | 0 | 0 | 0 | 0 | 0 | 0 | 0 | 0 | 0 | 0 | 0 | 0 | 0 | 0 | 0 | 0 | 0 | 0 | 0 | 0 | 0 | 0 | 0 | 0 | 0 | 0 | 0 | 0
F4_Commercial_School_New_Food Preparation_Natural Gas_Food Prep Other_E6 | F4 | Commercial | School | New | Food Preparation | Natural Gas | Food Prep Other | E6 | RVT BC Ratio | 0 | 0 | 0 | 0 | 0 | 0 | 0 | 0 | 0 | 0 | 0 | 0 | 0 | 0 | 0 | 0 | 0 | 0 | 0 | 0 | 0 | 0 | 0 | 0 | 0 | 0 | 0 | 0 | 0 | 0 | 0 | 0 | 0
F4_Commercial_School_New_Food Preparation_Natural Gas_Food Prep Other_E7 | F4 | Commercial | School | New | Food Preparation | Natural Gas | Food Prep Other | E7 | RVT BC Ratio | 0 | 0 | 0 | 0 | 0 | 0 | 0 | 0 | 0 | 0 | 0 | 0 | 0 | 0 | 0 | 0 | 0 | 0 | 0 | 0 | 0 | 0 | 0 | 0 | 0 | 0 | 0 | 0 | 0 | 0 | 0 | 0 | 0
F4_Commercial_School_New_Food Preparation_Natural Gas_Food Prep Other_E8 | F4 | Commercial | School | New | Food Preparation | Natural Gas | Food Prep Other | E8 | RVT BC Ratio | 0 | 0 | 0 | 0 | 0 | 0 | 0 | 0 | 0 | 0 | 0 | 0 | 0 | 0 | 0 | 0 | 0 | 0 | 0 | 0 | 0 | 0 | 0 | 0 | 0 | 0 | 0 | 0 | 0 | 0 | 0 | 0 | 0
F4_Commercial_School_New_Food Preparation_Natural Gas_Food Prep Other_E9 | F4 | Commercial | School | New | Food Preparation | Natural Gas | Food Prep Other | E9 | RVT BC Ratio | 0 | 0 | 0 | 0 | 0 | 0 | 0 | 0 | 0 | 0 | 0 | 0 | 0 | 0 | 0 | 0 | 0 | 0 | 0 | 0 | 0 | 0 | 0 | 0 | 0 | 0 | 0 | 0 | 0 | 0 | 0 | 0 | 0
F4_Commercial_School_New_Food Preparation_Natural Gas_Food Prep Other_E10 | F4 | Commercial | School | New | Food Preparation | Natural Gas | Food Prep Other | E10 | RVT BC Ratio | 0 | 0 | 0 | 0 | 0 | 0 | 0 | 0 | 0 | 0 | 0 | 0 | 0 | 0 | 0 | 0 | 0 | 0 | 0 | 0 | 0 | 0 | 0 | 0 | 0 | 0 | 0 | 0 | 0 | 0 | 0 | 0 | 0
F5_Commercial_School_New_Food Preparation_Natural Gas_Food Prep Other_E1 | F5 | Commercial | School | New | Food Preparation | Natural Gas | Food Prep Other | E1 | RIM BC Ratio | bar: 2019 to 2051
F5_Commercial_School_New_Food Preparation_Natural Gas_Food Prep Other_E2 | F5 | Commercial | School | New | Food Preparation | Natural Gas | Food Prep Other | E2 | RIM BC Ratio | 0 | 0 | 0 | 0 | 0 | 0 | 0 | 0 | 0 | 0 | 0 | 0 | 0 | 0 | 0 | 0 | 0 | 0 | 0 | 0 | 0 | 0 | 0 | 0 | 0 | 0 | 0 | 0 | 0 | 0 | 0 | 0 | 0
F5_Commercial_School_New_Food Preparation_Natural Gas_Food Prep Other_E3 | F5 | Commercial | School | New | Food Preparation | Natural Gas | Food Prep Other | E3 | RIM BC Ratio | 0 | 0 | 0 | 0 | 0 | 0 | 0 | 0 | 0 | 0 | 0 | 0 | 0 | 0 | 0 | 0 | 0 | 0 | 0 | 0 | 0 | 0 | 0 | 0 | 0 | 0 | 0 | 0 | 0 | 0 | 0 | 0 | 0
F5_Commercial_School_New_Food Preparation_Natural Gas_Food Prep Other_E4 | F5 | Commercial | School | New | Food Preparation | Natural Gas | Food Prep Other | E4 | RIM BC Ratio | 0 | 0 | 0 | 0 | 0 | 0 | 0 | 0 | 0 | 0 | 0 | 0 | 0 | 0 | 0 | 0 | 0 | 0 | 0 | 0 | 0 | 0 | 0 | 0 | 0 | 0 | 0 | 0 | 0 | 0 | 0 | 0 | 0
F5_Commercial_School_New_Food Preparation_Natural Gas_Food Prep Other_E5 | F5 | Commercial | School | New | Food Preparation | Natural Gas | Food Prep Other | E5 | RIM BC Ratio | 0 | 0 | 0 | 0 | 0 | 0 | 0 | 0 | 0 | 0 | 0 | 0 | 0 | 0 | 0 | 0 | 0 | 0 | 0 | 0 | 0 | 0 | 0 | 0 | 0 | 0 | 0 | 0 | 0 | 0 | 0 | 0 | 0
F5_Commercial_School_New_Food Preparation_Natural Gas_Food Prep Other_E6 | F5 | Commercial | School | New | Food Preparation | Natural Gas | Food Prep Other | E6 | RIM BC Ratio | 0 | 0 | 0 | 0 | 0 | 0 | 0 | 0 | 0 | 0 | 0 | 0 | 0 | 0 | 0 | 0 | 0 | 0 | 0 | 0 | 0 | 0 | 0 | 0 | 0 | 0 | 0 | 0 | 0 | 0 | 0 | 0 | 0
F5_Commercial_School_New_Food Preparation_Natural Gas_Food Prep Other_E7 | F5 | Commercial | School | New | Food Preparation | Natural Gas | Food Prep Other | E7 | RIM BC Ratio | 0 | 0 | 0 | 0 | 0 | 0 | 0 | 0 | 0 | 0 | 0 | 0 | 0 | 0 | 0 | 0 | 0 | 0 | 0 | 0 | 0 | 0 | 0 | 0 | 0 | 0 | 0 | 0 | 0 | 0 | 0 | 0 | 0
F5_Commercial_School_New_Food Preparation_Natural Gas_Food Prep Other_E8 | F5 | Commercial | School | New | Food Preparation | Natural Gas | Food Prep Other | E8 | RIM BC Ratio | 0 | 0 | 0 | 0 | 0 | 0 | 0 | 0 | 0 | 0 | 0 | 0 | 0 | 0 | 0 | 0 | 0 | 0 | 0 | 0 | 0 | 0 | 0 | 0 | 0 | 0 | 0 | 0 | 0 | 0 | 0 | 0 | 0
F5_Commercial_School_New_Food Preparation_Natural Gas_Food Prep Other_E9 | F5 | Commercial | School | New | Food Preparation | Natural Gas | Food Prep Other | E9 | RIM BC Ratio | 0 | 0 | 0 | 0 | 0 | 0 | 0 | 0 | 0 | 0 | 0 | 0 | 0 | 0 | 0 | 0 | 0 | 0 | 0 | 0 | 0 | 0 | 0 | 0 | 0 | 0 | 0 | 0 | 0 | 0 | 0 | 0 | 0
F5_Commercial_School_New_Food Preparation_Natural Gas_Food Prep Other_E10 | F5 | Commercial | School | New | Food Preparation | Natural Gas | Food Prep Other | E10 | RIM BC Ratio | 0 | 0 | 0 | 0 | 0 | 0 | 0 | 0 | 0 | 0 | 0 | 0 | 0 | 0 | 0 | 0 | 0 | 0 | 0 | 0 | 0 | 0 | 0 | 0 | 0 | 0 | 0 | 0 | 0 | 0 | 0 | 0 | 0
F0_Commercial_School_New_Miscellaneous_Natural Gas_Pool Heater_E0 | F0 | Commercial | School | New | Miscellaneous | Natural Gas | Pool Heater | E0 | Economic Unit | Standard (EF .78) | Standard (EF .78) | Standard (EF .78) | Standard (EF .78) | Standard (EF .78) | Standard (EF .78) | Standard (EF .78) | Standard (EF .78) | Standard (EF .78) | Standard (EF .78) | Standard (EF .78) | Standard (EF .78) | Standard (EF .78) | Standard (EF .78) | Standard (EF .78) | Standard (EF .78) | Standard (EF .78) | Standard (EF .78) | Standard (EF .78) | Standard (EF .78) | Standard (EF .78) | Standard (EF .78) | Standard (EF .78) | Standard (EF .78) | Standard (EF .78) | Standard (EF .78) | Standard (EF .78) | Standard (EF .78) | Standard (EF .78) | Standard (EF .78) | Standard (EF .78) | Standard (EF .78) | Standard (EF .78)
F1_Commercial_School_New_Miscellaneous_Natural Gas_Pool Heater_E1 | F1 | Commercial | School | New | Miscellaneous | Natural Gas | Pool Heater | E1 | CCE | 0 | 0 | 0 | 0 | 0 | 0 | 0 | 0 | 0 | 0 | 0 | 0 | 0 | 0 | 0 | 0 | 0 | 0 | 0 | 0 | 0 | 0 | 0 | 0 | 0 | 0 | 0 | 0 | 0 | 0 | 0 | 0 | 0
F1_Commercial_School_New_Miscellaneous_Natural Gas_Pool Heater_E2 | F1 | Commercial | School | New | Miscellaneous | Natural Gas | Pool Heater | E2 | CCE | 1.2838 | 1.2838 | 1.2838 | 1.2838 | 1.2838 | 1.2838 | 1.2838 | 1.2838 | 1.2838 | 1.2838 | 1.2838 | 1.2838 | 1.2838 | 1.2838 | 1.2838 | 1.2838 | 1.2838 | 1.2838 | 1.2838 | 1.2838 | 1.2838 | 1.2838 | 1.2838 | 1.2838 | 1.2838 | 1.2838 | 1.2838 | 1.2838 | 1.2838 | 1.2838 | 1.2838 | 1.2838 | 1.2838
F1_Commercial_School_New_Miscellaneous_Natural Gas_Pool Heater_E3 | F1 | Commercial | School | New | Miscellaneous | Natural Gas | Pool Heater | E3 | CCE | 0 | 0 | 0 | 0 | 0 | 0 | 0 | 0 | 0 | 0 | 0 | 0 | 0 | 0 | 0 | 0 | 0 | 0 | 0 | 0 | 0 | 0 | 0 | 0 | 0 | 0 | 0 | 0 | 0 | 0 | 0 | 0 | 0
F1_Commercial_School_New_Miscellaneous_Natural Gas_Pool Heater_E4 | F1 | Commercial | School | New | Miscellaneous | Natural Gas | Pool Heater | E4 | CCE | 0 | 0 | 0 | 0 | 0 | 0 | 0 | 0 | 0 | 0 | 0 | 0 | 0 | 0 | 0 | 0 | 0 | 0 | 0 | 0 | 0 | 0 | 0 | 0 | 0 | 0 | 0 | 0 | 0 | 0 | 0 | 0 | 0
F1_Commercial_School_New_Miscellaneous_Natural Gas_Pool Heater_E5 | F1 | Commercial | School | New | Miscellaneous | Natural Gas | Pool Heater | E5 | CCE | 0 | 0 | 0 | 0 | 0 | 0 | 0 | 0 | 0 | 0 | 0 | 0 | 0 | 0 | 0 | 0 | 0 | 0 | 0 | 0 | 0 | 0 | 0 | 0 | 0 | 0 | 0 | 0 | 0 | 0 | 0 | 0 | 0
F1_Commercial_School_New_Miscellaneous_Natural Gas_Pool Heater_E6 | F1 | Commercial | School | New | Miscellaneous | Natural Gas | Pool Heater | E6 | CCE | 0 | 0 | 0 | 0 | 0 | 0 | 0 | 0 | 0 | 0 | 0 | 0 | 0 | 0 | 0 | 0 | 0 | 0 | 0 | 0 | 0 | 0 | 0 | 0 | 0 | 0 | 0 | 0 | 0 | 0 | 0 | 0 | 0
F1_Commercial_School_New_Miscellaneous_Natural Gas_Pool Heater_E7 | F1 | Commercial | School | New | Miscellaneous | Natural Gas | Pool Heater | E7 | CCE | 0 | 0 | 0 | 0 | 0 | 0 | 0 | 0 | 0 | 0 | 0 | 0 | 0 | 0 | 0 | 0 | 0 | 0 | 0 | 0 | 0 | 0 | 0 | 0 | 0 | 0 | 0 | 0 | 0 | 0 | 0 | 0 | 0
F1_Commercial_School_New_Miscellaneous_Natural Gas_Pool Heater_E8 | F1 | Commercial | School | New | Miscellaneous | Natural Gas | Pool Heater | E8 | CCE | 0 | 0 | 0 | 0 | 0 | 0 | 0 | 0 | 0 | 0 | 0 | 0 | 0 | 0 | 0 | 0 | 0 | 0 | 0 | 0 | 0 | 0 | 0 | 0 | 0 | 0 | 0 | 0 | 0 | 0 | 0 | 0 | 0
F1_Commercial_School_New_Miscellaneous_Natural Gas_Pool Heater_E9 | F1 | Commercial | School | New | Miscellaneous | Natural Gas | Pool Heater | E9 | CCE | 0 | 0 | 0 | 0 | 0 | 0 | 0 | 0 | 0 | 0 | 0 | 0 | 0 | 0 | 0 | 0 | 0 | 0 | 0 | 0 | 0 | 0 | 0 | 0 | 0 | 0 | 0 | 0 | 0 | 0 | 0 | 0 | 0
F1_Commercial_School_New_Miscellaneous_Natural Gas_Pool Heater_E10 | F1 | Commercial | School | New | Miscellaneous | Natural Gas | Pool Heater | E10 | CCE | 0 | 0 | 0 | 0 | 0 | 0 | 0 | 0 | 0 | 0 | 0 | 0 | 0 | 0 | 0 | 0 | 0 | 0 | 0 | 0 | 0 | 0 | 0 | 0 | 0 | 0 | 0 | 0 | 0 | 0 | 0 | 0 | 0
F2_Commercial_School_New_Miscellaneous_Natural Gas_Pool Heater_E1 | F2 | Commercial | School | New | Miscellaneous | Natural Gas | Pool Heater | E1 | TRC BC Ratio | bar: 2019 to 2051
F2_Commercial_School_New_Miscellaneous_Natural Gas_Pool Heater_E2 | F2 | Commercial | School | New | Miscellaneous | Natural Gas | Pool Heater | E2 | TRC BC Ratio | 0 | 0 | 0 | 0 | 0 | 0 | 0 | 0 | 0 | 0 | 0 | 0 | 0 | 0 | 0 | 0 | 0 | 0 | 0 | 0 | 0 | 0 | 0 | 0 | 0 | 0 | 0 | 0 | 0 | 0 | 0 | 0 | 0
F2_Commercial_School_New_Miscellaneous_Natural Gas_Pool Heater_E3 | F2 | Commercial | School | New | Miscellaneous | Natural Gas | Pool Heater | E3 | TRC BC Ratio | 0 | 0 | 0 | 0 | 0 | 0 | 0 | 0 | 0 | 0 | 0 | 0 | 0 | 0 | 0 | 0 | 0 | 0 | 0 | 0 | 0 | 0 | 0 | 0 | 0 | 0 | 0 | 0 | 0 | 0 | 0 | 0 | 0
F2_Commercial_School_New_Miscellaneous_Natural Gas_Pool Heater_E4 | F2 | Commercial | School | New | Miscellaneous | Natural Gas | Pool Heater | E4 | TRC BC Ratio | 0 | 0 | 0 | 0 | 0 | 0 | 0 | 0 | 0 | 0 | 0 | 0 | 0 | 0 | 0 | 0 | 0 | 0 | 0 | 0 | 0 | 0 | 0 | 0 | 0 | 0 | 0 | 0 | 0 | 0 | 0 | 0 | 0
F2_Commercial_School_New_Miscellaneous_Natural Gas_Pool Heater_E5 | F2 | Commercial | School | New | Miscellaneous | Natural Gas | Pool Heater | E5 | TRC BC Ratio | 0 | 0 | 0 | 0 | 0 | 0 | 0 | 0 | 0 | 0 | 0 | 0 | 0 | 0 | 0 | 0 | 0 | 0 | 0 | 0 | 0 | 0 | 0 | 0 | 0 | 0 | 0 | 0 | 0 | 0 | 0 | 0 | 0
F2_Commercial_School_New_Miscellaneous_Natural Gas_Pool Heater_E6 | F2 | Commercial | School | New | Miscellaneous | Natural Gas | Pool Heater | E6 | TRC BC Ratio | 0 | 0 | 0 | 0 | 0 | 0 | 0 | 0 | 0 | 0 | 0 | 0 | 0 | 0 | 0 | 0 | 0 | 0 | 0 | 0 | 0 | 0 | 0 | 0 | 0 | 0 | 0 | 0 | 0 | 0 | 0 | 0 | 0
F2_Commercial_School_New_Miscellaneous_Natural Gas_Pool Heater_E7 | F2 | Commercial | School | New | Miscellaneous | Natural Gas | Pool Heater | E7 | TRC BC Ratio | 0 | 0 | 0 | 0 | 0 | 0 | 0 | 0 | 0 | 0 | 0 | 0 | 0 | 0 | 0 | 0 | 0 | 0 | 0 | 0 | 0 | 0 | 0 | 0 | 0 | 0 | 0 | 0 | 0 | 0 | 0 | 0 | 0
F2_Commercial_School_New_Miscellaneous_Natural Gas_Pool Heater_E8 | F2 | Commercial | School | New | Miscellaneous | Natural Gas | Pool Heater | E8 | TRC BC Ratio | 0 | 0 | 0 | 0 | 0 | 0 | 0 | 0 | 0 | 0 | 0 | 0 | 0 | 0 | 0 | 0 | 0 | 0 | 0 | 0 | 0 | 0 | 0 | 0 | 0 | 0 | 0 | 0 | 0 | 0 | 0 | 0 | 0
F2_Commercial_School_New_Miscellaneous_Natural Gas_Pool Heater_E9 | F2 | Commercial | School | New | Miscellaneous | Natural Gas | Pool Heater | E9 | TRC BC Ratio | 0 | 0 | 0 | 0 | 0 | 0 | 0 | 0 | 0 | 0 | 0 | 0 | 0 | 0 | 0 | 0 | 0 | 0 | 0 | 0 | 0 | 0 | 0 | 0 | 0 | 0 | 0 | 0 | 0 | 0 | 0 | 0 | 0
F2_Commercial_School_New_Miscellaneous_Natural Gas_Pool Heater_E10 | F2 | Commercial | School | New | Miscellaneous | Natural Gas | Pool Heater | E10 | TRC BC Ratio | 0 | 0 | 0 | 0 | 0 | 0 | 0 | 0 | 0 | 0 | 0 | 0 | 0 | 0 | 0 | 0 | 0 | 0 | 0 | 0 | 0 | 0 | 0 | 0 | 0 | 0 | 0 | 0 | 0 | 0 | 0 | 0 | 0
F3_Commercial_School_New_Miscellaneous_Natural Gas_Pool Heater_E1 | F3 | Commercial | School | New | Miscellaneous | Natural Gas | Pool Heater | E1 | PACT BC Ratio | bar: 2019 to 2051
F3_Commercial_School_New_Miscellaneous_Natural Gas_Pool Heater_E2 | F3 | Commercial | School | New | Miscellaneous | Natural Gas | Pool Heater | E2 | PACT BC Ratio | 0 | 0 | 0 | 0 | 0 | 0 | 0 | 0 | 0 | 0 | 0 | 0 | 0 | 0 | 0 | 0 | 0 | 0 | 0 | 0 | 0 | 0 | 0 | 0 | 0 | 0 | 0 | 0 | 0 | 0 | 0 | 0 | 0
F3_Commercial_School_New_Miscellaneous_Natural Gas_Pool Heater_E3 | F3 | Commercial | School | New | Miscellaneous | Natural Gas | Pool Heater | E3 | PACT BC Ratio | 0 | 0 | 0 | 0 | 0 | 0 | 0 | 0 | 0 | 0 | 0 | 0 | 0 | 0 | 0 | 0 | 0 | 0 | 0 | 0 | 0 | 0 | 0 | 0 | 0 | 0 | 0 | 0 | 0 | 0 | 0 | 0 | 0
F3_Commercial_School_New_Miscellaneous_Natural Gas_Pool Heater_E4 | F3 | Commercial | School | New | Miscellaneous | Natural Gas | Pool Heater | E4 | PACT BC Ratio | 0 | 0 | 0 | 0 | 0 | 0 | 0 | 0 | 0 | 0 | 0 | 0 | 0 | 0 | 0 | 0 | 0 | 0 | 0 | 0 | 0 | 0 | 0 | 0 | 0 | 0 | 0 | 0 | 0 | 0 | 0 | 0 | 0
F3_Commercial_School_New_Miscellaneous_Natural Gas_Pool Heater_E5 | F3 | Commercial | School | New | Miscellaneous | Natural Gas | Pool Heater | E5 | PACT BC Ratio | 0 | 0 | 0 | 0 | 0 | 0 | 0 | 0 | 0 | 0 | 0 | 0 | 0 | 0 | 0 | 0 | 0 | 0 | 0 | 0 | 0 | 0 | 0 | 0 | 0 | 0 | 0 | 0 | 0 | 0 | 0 | 0 | 0
F3_Commercial_School_New_Miscellaneous_Natural Gas_Pool Heater_E6 | F3 | Commercial | School | New | Miscellaneous | Natural Gas | Pool Heater | E6 | PACT BC Ratio | 0 | 0 | 0 | 0 | 0 | 0 | 0 | 0 | 0 | 0 | 0 | 0 | 0 | 0 | 0 | 0 | 0 | 0 | 0 | 0 | 0 | 0 | 0 | 0 | 0 | 0 | 0 | 0 | 0 | 0 | 0 | 0 | 0
F3_Commercial_School_New_Miscellaneous_Natural Gas_Pool Heater_E7 | F3 | Commercial | School | New | Miscellaneous | Natural Gas | Pool Heater | E7 | PACT BC Ratio | 0 | 0 | 0 | 0 | 0 | 0 | 0 | 0 | 0 | 0 | 0 | 0 | 0 | 0 | 0 | 0 | 0 | 0 | 0 | 0 | 0 | 0 | 0 | 0 | 0 | 0 | 0 | 0 | 0 | 0 | 0 | 0 | 0
F3_Commercial_School_New_Miscellaneous_Natural Gas_Pool Heater_E8 | F3 | Commercial | School | New | Miscellaneous | Natural Gas | Pool Heater | E8 | PACT BC Ratio | 0 | 0 | 0 | 0 | 0 | 0 | 0 | 0 | 0 | 0 | 0 | 0 | 0 | 0 | 0 | 0 | 0 | 0 | 0 | 0 | 0 | 0 | 0 | 0 | 0 | 0 | 0 | 0 | 0 | 0 | 0 | 0 | 0
F3_Commercial_School_New_Miscellaneous_Natural Gas_Pool Heater_E9 | F3 | Commercial | School | New | Miscellaneous | Natural Gas | Pool Heater | E9 | PACT BC Ratio | 0 | 0 | 0 | 0 | 0 | 0 | 0 | 0 | 0 | 0 | 0 | 0 | 0 | 0 | 0 | 0 | 0 | 0 | 0 | 0 | 0 | 0 | 0 | 0 | 0 | 0 | 0 | 0 | 0 | 0 | 0 | 0 | 0
F3_Commercial_School_New_Miscellaneous_Natural Gas_Pool Heater_E10 | F3 | Commercial | School | New | Miscellaneous | Natural Gas | Pool Heater | E10 | PACT BC Ratio | 0 | 0 | 0 | 0 | 0 | 0 | 0 | 0 | 0 | 0 | 0 | 0 | 0 | 0 | 0 | 0 | 0 | 0 | 0 | 0 | 0 | 0 | 0 | 0 | 0 | 0 | 0 | 0 | 0 | 0 | 0 | 0 | 0
F4_Commercial_School_New_Miscellaneous_Natural Gas_Pool Heater_E1 | F4 | Commercial | School | New | Miscellaneous | Natural Gas | Pool Heater | E1 | RVT BC Ratio | bar: 2019 to 2051
F4_Commercial_School_New_Miscellaneous_Natural Gas_Pool Heater_E2 | F4 | Commercial | School | New | Miscellaneous | Natural Gas | Pool Heater | E2 | RVT BC Ratio | 0.7 | 0.7 | 0.7 | 0.7 | 0.7 | 0.7 | 0.7 | 0.7 | 0.7 | 0.7 | 0.7 | 0.7 | 0.7 | 0.7 | 0.7 | 0.7 | 0.7 | 0.7 | 0.7 | 0.7 | 0.7 | 0.7 | 0.7 | 0.7 | 0.7 | 0.7 | 0.7 | 0.7 | 0.7 | 0.7 | 0.7 | 0.7 | 0.7
F4_Commercial_School_New_Miscellaneous_Natural Gas_Pool Heater_E3 | F4 | Commercial | School | New | Miscellaneous | Natural Gas | Pool Heater | E3 | RVT BC Ratio | 0 | 0 | 0 | 0 | 0 | 0 | 0 | 0 | 0 | 0 | 0 | 0 | 0 | 0 | 0 | 0 | 0 | 0 | 0 | 0 | 0 | 0 | 0 | 0 | 0 | 0 | 0 | 0 | 0 | 0 | 0 | 0 | 0
F4_Commercial_School_New_Miscellaneous_Natural Gas_Pool Heater_E4 | F4 | Commercial | School | New | Miscellaneous | Natural Gas | Pool Heater | E4 | RVT BC Ratio | 0 | 0 | 0 | 0 | 0 | 0 | 0 | 0 | 0 | 0 | 0 | 0 | 0 | 0 | 0 | 0 | 0 | 0 | 0 | 0 | 0 | 0 | 0 | 0 | 0 | 0 | 0 | 0 | 0 | 0 | 0 | 0 | 0
F4_Commercial_School_New_Miscellaneous_Natural Gas_Pool Heater_E5 | F4 | Commercial | School | New | Miscellaneous | Natural Gas | Pool Heater | E5 | RVT BC Ratio | 0 | 0 | 0 | 0 | 0 | 0 | 0 | 0 | 0 | 0 | 0 | 0 | 0 | 0 | 0 | 0 | 0 | 0 | 0 | 0 | 0 | 0 | 0 | 0 | 0 | 0 | 0 | 0 | 0 | 0 | 0 | 0 | 0
F4_Commercial_School_New_Miscellaneous_Natural Gas_Pool Heater_E6 | F4 | Commercial | School | New | Miscellaneous | Natural Gas | Pool Heater | E6 | RVT BC Ratio | 0 | 0 | 0 | 0 | 0 | 0 | 0 | 0 | 0 | 0 | 0 | 0 | 0 | 0 | 0 | 0 | 0 | 0 | 0 | 0 | 0 | 0 | 0 | 0 | 0 | 0 | 0 | 0 | 0 | 0 | 0 | 0 | 0
F4_Commercial_School_New_Miscellaneous_Natural Gas_Pool Heater_E7 | F4 | Commercial | School | New | Miscellaneous | Natural Gas | Pool Heater | E7 | RVT BC Ratio | 0 | 0 | 0 | 0 | 0 | 0 | 0 | 0 | 0 | 0 | 0 | 0 | 0 | 0 | 0 | 0 | 0 | 0 | 0 | 0 | 0 | 0 | 0 | 0 | 0 | 0 | 0 | 0 | 0 | 0 | 0 | 0 | 0
F4_Commercial_School_New_Miscellaneous_Natural Gas_Pool Heater_E8 | F4 | Commercial | School | New | Miscellaneous | Natural Gas | Pool Heater | E8 | RVT BC Ratio | 0 | 0 | 0 | 0 | 0 | 0 | 0 | 0 | 0 | 0 | 0 | 0 | 0 | 0 | 0 | 0 | 0 | 0 | 0 | 0 | 0 | 0 | 0 | 0 | 0 | 0 | 0 | 0 | 0 | 0 | 0 | 0 | 0
F4_Commercial_School_New_Miscellaneous_Natural Gas_Pool Heater_E9 | F4 | Commercial | School | New | Miscellaneous | Natural Gas | Pool Heater | E9 | RVT BC Ratio | 0 | 0 | 0 | 0 | 0 | 0 | 0 | 0 | 0 | 0 | 0 | 0 | 0 | 0 | 0 | 0 | 0 | 0 | 0 | 0 | 0 | 0 | 0 | 0 | 0 | 0 | 0 | 0 | 0 | 0 | 0 | 0 | 0
F4_Commercial_School_New_Miscellaneous_Natural Gas_Pool Heater_E10 | F4 | Commercial | School | New | Miscellaneous | Natural Gas | Pool Heater | E10 | RVT BC Ratio | 0 | 0 | 0 | 0 | 0 | 0 | 0 | 0 | 0 | 0 | 0 | 0 | 0 | 0 | 0 | 0 | 0 | 0 | 0 | 0 | 0 | 0 | 0 | 0 | 0 | 0 | 0 | 0 | 0 | 0 | 0 | 0 | 0
F5_Commercial_School_New_Miscellaneous_Natural Gas_Pool Heater_E1 | F5 | Commercial | School | New | Miscellaneous | Natural Gas | Pool Heater | E1 | RIM BC Ratio | bar: 2019 to 2051
F5_Commercial_School_New_Miscellaneous_Natural Gas_Pool Heater_E2 | F5 | Commercial | School | New | Miscellaneous | Natural Gas | Pool Heater | E2 | RIM BC Ratio | 0 | 0 | 0 | 0 | 0 | 0 | 0 | 0 | 0 | 0 | 0 | 0 | 0 | 0 | 0 | 0 | 0 | 0 | 0 | 0 | 0 | 0 | 0 | 0 | 0 | 0 | 0 | 0 | 0 | 0 | 0 | 0 | 0
F5_Commercial_School_New_Miscellaneous_Natural Gas_Pool Heater_E3 | F5 | Commercial | School | New | Miscellaneous | Natural Gas | Pool Heater | E3 | RIM BC Ratio | 0 | 0 | 0 | 0 | 0 | 0 | 0 | 0 | 0 | 0 | 0 | 0 | 0 | 0 | 0 | 0 | 0 | 0 | 0 | 0 | 0 | 0 | 0 | 0 | 0 | 0 | 0 | 0 | 0 | 0 | 0 | 0 | 0
F5_Commercial_School_New_Miscellaneous_Natural Gas_Pool Heater_E4 | F5 | Commercial | School | New | Miscellaneous | Natural Gas | Pool Heater | E4 | RIM BC Ratio | 0 | 0 | 0 | 0 | 0 | 0 | 0 | 0 | 0 | 0 | 0 | 0 | 0 | 0 | 0 | 0 | 0 | 0 | 0 | 0 | 0 | 0 | 0 | 0 | 0 | 0 | 0 | 0 | 0 | 0 | 0 | 0 | 0
F5_Commercial_School_New_Miscellaneous_Natural Gas_Pool Heater_E5 | F5 | Commercial | School | New | Miscellaneous | Natural Gas | Pool Heater | E5 | RIM BC Ratio | 0 | 0 | 0 | 0 | 0 | 0 | 0 | 0 | 0 | 0 | 0 | 0 | 0 | 0 | 0 | 0 | 0 | 0 | 0 | 0 | 0 | 0 | 0 | 0 | 0 | 0 | 0 | 0 | 0 | 0 | 0 | 0 | 0
F5_Commercial_School_New_Miscellaneous_Natural Gas_Pool Heater_E6 | F5 | Commercial | School | New | Miscellaneous | Natural Gas | Pool Heater | E6 | RIM BC Ratio | 0 | 0 | 0 | 0 | 0 | 0 | 0 | 0 | 0 | 0 | 0 | 0 | 0 | 0 | 0 | 0 | 0 | 0 | 0 | 0 | 0 | 0 | 0 | 0 | 0 | 0 | 0 | 0 | 0 | 0 | 0 | 0 | 0
F5_Commercial_School_New_Miscellaneous_Natural Gas_Pool Heater_E7 | F5 | Commercial | School | New | Miscellaneous | Natural Gas | Pool Heater | E7 | RIM BC Ratio | 0 | 0 | 0 | 0 | 0 | 0 | 0 | 0 | 0 | 0 | 0 | 0 | 0 | 0 | 0 | 0 | 0 | 0 | 0 | 0 | 0 | 0 | 0 | 0 | 0 | 0 | 0 | 0 | 0 | 0 | 0 | 0 | 0
F5_Commercial_School_New_Miscellaneous_Natural Gas_Pool Heater_E8 | F5 | Commercial | School | New | Miscellaneous | Natural Gas | Pool Heater | E8 | RIM BC Ratio | 0 | 0 | 0 | 0 | 0 | 0 | 0 | 0 | 0 | 0 | 0 | 0 | 0 | 0 | 0 | 0 | 0 | 0 | 0 | 0 | 0 | 0 | 0 | 0 | 0 | 0 | 0 | 0 | 0 | 0 | 0 | 0 | 0
F5_Commercial_School_New_Miscellaneous_Natural Gas_Pool Heater_E9 | F5 | Commercial | School | New | Miscellaneous | Natural Gas | Pool Heater | E9 | RIM BC Ratio | 0 | 0 | 0 | 0 | 0 | 0 | 0 | 0 | 0 | 0 | 0 | 0 | 0 | 0 | 0 | 0 | 0 | 0 | 0 | 0 | 0 | 0 | 0 | 0 | 0 | 0 | 0 | 0 | 0 | 0 | 0 | 0 | 0
F5_Commercial_School_New_Miscellaneous_Natural Gas_Pool Heater_E10 | F5 | Commercial | School | New | Miscellaneous | Natural Gas | Pool Heater | E10 | RIM BC Ratio | 0 | 0 | 0 | 0 | 0 | 0 | 0 | 0 | 0 | 0 | 0 | 0 | 0 | 0 | 0 | 0 | 0 | 0 | 0 | 0 | 0 | 0 | 0 | 0 | 0 | 0 | 0 | 0 | 0 | 0 | 0 | 0 | 0
F0_Commercial_School_New_Miscellaneous_Natural Gas_Miscellaneous_E0 | F0 | Commercial | School | New | Miscellaneous | Natural Gas | Miscellaneous | E0 | Economic Unit | Miscellaneous | Miscellaneous | Miscellaneous | Miscellaneous | Miscellaneous | Miscellaneous | Miscellaneous | Miscellaneous | Miscellaneous | Miscellaneous | Miscellaneous | Miscellaneous | Miscellaneous | Miscellaneous | Miscellaneous | Miscellaneous | Miscellaneous | Miscellaneous | Miscellaneous | Miscellaneous | Miscellaneous | Miscellaneous | Miscellaneous | Miscellaneous | Miscellaneous | Miscellaneous | Miscellaneous | Miscellaneous | Miscellaneous | Miscellaneous | Miscellaneous | Miscellaneous | Miscellaneous
F1_Commercial_School_New_Miscellaneous_Natural Gas_Miscellaneous_E1 | F1 | Commercial | School | New | Miscellaneous | Natural Gas | Miscellaneous | E1 | CCE | 0 | 0 | 0 | 0 | 0 | 0 | 0 | 0 | 0 | 0 | 0 | 0 | 0 | 0 | 0 | 0 | 0 | 0 | 0 | 0 | 0 | 0 | 0 | 0 | 0 | 0 | 0 | 0 | 0 | 0 | 0 | 0 | 0
F1_Commercial_School_New_Miscellaneous_Natural Gas_Miscellaneous_E2 | F1 | Commercial | School | New | Miscellaneous | Natural Gas | Miscellaneous | E2 | CCE | 0 | 0 | 0 | 0 | 0 | 0 | 0 | 0 | 0 | 0 | 0 | 0 | 0 | 0 | 0 | 0 | 0 | 0 | 0 | 0 | 0 | 0 | 0 | 0 | 0 | 0 | 0 | 0 | 0 | 0 | 0 | 0 | 0
F1_Commercial_School_New_Miscellaneous_Natural Gas_Miscellaneous_E3 | F1 | Commercial | School | New | Miscellaneous | Natural Gas | Miscellaneous | E3 | CCE | 0 | 0 | 0 | 0 | 0 | 0 | 0 | 0 | 0 | 0 | 0 | 0 | 0 | 0 | 0 | 0 | 0 | 0 | 0 | 0 | 0 | 0 | 0 | 0 | 0 | 0 | 0 | 0 | 0 | 0 | 0 | 0 | 0
F1_Commercial_School_New_Miscellaneous_Natural Gas_Miscellaneous_E4 | F1 | Commercial | School | New | Miscellaneous | Natural Gas | Miscellaneous | E4 | CCE | 0 | 0 | 0 | 0 | 0 | 0 | 0 | 0 | 0 | 0 | 0 | 0 | 0 | 0 | 0 | 0 | 0 | 0 | 0 | 0 | 0 | 0 | 0 | 0 | 0 | 0 | 0 | 0 | 0 | 0 | 0 | 0 | 0
F1_Commercial_School_New_Miscellaneous_Natural Gas_Miscellaneous_E5 | F1 | Commercial | School | New | Miscellaneous | Natural Gas | Miscellaneous | E5 | CCE | 0 | 0 | 0 | 0 | 0 | 0 | 0 | 0 | 0 | 0 | 0 | 0 | 0 | 0 | 0 | 0 | 0 | 0 | 0 | 0 | 0 | 0 | 0 | 0 | 0 | 0 | 0 | 0 | 0 | 0 | 0 | 0 | 0
F1_Commercial_School_New_Miscellaneous_Natural Gas_Miscellaneous_E6 | F1 | Commercial | School | New | Miscellaneous | Natural Gas | Miscellaneous | E6 | CCE | 0 | 0 | 0 | 0 | 0 | 0 | 0 | 0 | 0 | 0 | 0 | 0 | 0 | 0 | 0 | 0 | 0 | 0 | 0 | 0 | 0 | 0 | 0 | 0 | 0 | 0 | 0 | 0 | 0 | 0 | 0 | 0 | 0
F1_Commercial_School_New_Miscellaneous_Natural Gas_Miscellaneous_E7 | F1 | Commercial | School | New | Miscellaneous | Natural Gas | Miscellaneous | E7 | CCE | 0 | 0 | 0 | 0 | 0 | 0 | 0 | 0 | 0 | 0 | 0 | 0 | 0 | 0 | 0 | 0 | 0 | 0 | 0 | 0 | 0 | 0 | 0 | 0 | 0 | 0 | 0 | 0 | 0 | 0 | 0 | 0 | 0
F1_Commercial_School_New_Miscellaneous_Natural Gas_Miscellaneous_E8 | F1 | Commercial | School | New | Miscellaneous | Natural Gas | Miscellaneous | E8 | CCE | 0 | 0 | 0 | 0 | 0 | 0 | 0 | 0 | 0 | 0 | 0 | 0 | 0 | 0 | 0 | 0 | 0 | 0 | 0 | 0 | 0 | 0 | 0 | 0 | 0 | 0 | 0 | 0 | 0 | 0 | 0 | 0 | 0
F1_Commercial_School_New_Miscellaneous_Natural Gas_Miscellaneous_E9 | F1 | Commercial | School | New | Miscellaneous | Natural Gas | Miscellaneous | E9 | CCE | 0 | 0 | 0 | 0 | 0 | 0 | 0 | 0 | 0 | 0 | 0 | 0 | 0 | 0 | 0 | 0 | 0 | 0 | 0 | 0 | 0 | 0 | 0 | 0 | 0 | 0 | 0 | 0 | 0 | 0 | 0 | 0 | 0
F1_Commercial_School_New_Miscellaneous_Natural Gas_Miscellaneous_E10 | F1 | Commercial | School | New | Miscellaneous | Natural Gas | Miscellaneous | E10 | CCE | 0 | 0 | 0 | 0 | 0 | 0 | 0 | 0 | 0 | 0 | 0 | 0 | 0 | 0 | 0 | 0 | 0 | 0 | 0 | 0 | 0 | 0 | 0 | 0 | 0 | 0 | 0 | 0 | 0 | 0 | 0 | 0 | 0
F2_Commercial_School_New_Miscellaneous_Natural Gas_Miscellaneous_E1 | F2 | Commercial | School | New | Miscellaneous | Natural Gas | Miscellaneous | E1 | TRC BC Ratio | bar: 2019 to 2051
F2_Commercial_School_New_Miscellaneous_Natural Gas_Miscellaneous_E2 | F2 | Commercial | School | New | Miscellaneous | Natural Gas | Miscellaneous | E2 | TRC BC Ratio | 0 | 0 | 0 | 0 | 0 | 0 | 0 | 0 | 0 | 0 | 0 | 0 | 0 | 0 | 0 | 0 | 0 | 0 | 0 | 0 | 0 | 0 | 0 | 0 | 0 | 0 | 0 | 0 | 0 | 0 | 0 | 0 | 0
F2_Commercial_School_New_Miscellaneous_Natural Gas_Miscellaneous_E3 | F2 | Commercial | School | New | Miscellaneous | Natural Gas | Miscellaneous | E3 | TRC BC Ratio | 0 | 0 | 0 | 0 | 0 | 0 | 0 | 0 | 0 | 0 | 0 | 0 | 0 | 0 | 0 | 0 | 0 | 0 | 0 | 0 | 0 | 0 | 0 | 0 | 0 | 0 | 0 | 0 | 0 | 0 | 0 | 0 | 0
F2_Commercial_School_New_Miscellaneous_Natural Gas_Miscellaneous_E4 | F2 | Commercial | School | New | Miscellaneous | Natural Gas | Miscellaneous | E4 | TRC BC Ratio | 0 | 0 | 0 | 0 | 0 | 0 | 0 | 0 | 0 | 0 | 0 | 0 | 0 | 0 | 0 | 0 | 0 | 0 | 0 | 0 | 0 | 0 | 0 | 0 | 0 | 0 | 0 | 0 | 0 | 0 | 0 | 0 | 0
F2_Commercial_School_New_Miscellaneous_Natural Gas_Miscellaneous_E5 | F2 | Commercial | School | New | Miscellaneous | Natural Gas | Miscellaneous | E5 | TRC BC Ratio | 0 | 0 | 0 | 0 | 0 | 0 | 0 | 0 | 0 | 0 | 0 | 0 | 0 | 0 | 0 | 0 | 0 | 0 | 0 | 0 | 0 | 0 | 0 | 0 | 0 | 0 | 0 | 0 | 0 | 0 | 0 | 0 | 0
F2_Commercial_School_New_Miscellaneous_Natural Gas_Miscellaneous_E6 | F2 | Commercial | School | New | Miscellaneous | Natural Gas | Miscellaneous | E6 | TRC BC Ratio | 0 | 0 | 0 | 0 | 0 | 0 | 0 | 0 | 0 | 0 | 0 | 0 | 0 | 0 | 0 | 0 | 0 | 0 | 0 | 0 | 0 | 0 | 0 | 0 | 0 | 0 | 0 | 0 | 0 | 0 | 0 | 0 | 0
F2_Commercial_School_New_Miscellaneous_Natural Gas_Miscellaneous_E7 | F2 | Commercial | School | New | Miscellaneous | Natural Gas | Miscellaneous | E7 | TRC BC Ratio | 0 | 0 | 0 | 0 | 0 | 0 | 0 | 0 | 0 | 0 | 0 | 0 | 0 | 0 | 0 | 0 | 0 | 0 | 0 | 0 | 0 | 0 | 0 | 0 | 0 | 0 | 0 | 0 | 0 | 0 | 0 | 0 | 0
F2_Commercial_School_New_Miscellaneous_Natural Gas_Miscellaneous_E8 | F2 | Commercial | School | New | Miscellaneous | Natural Gas | Miscellaneous | E8 | TRC BC Ratio | 0 | 0 | 0 | 0 | 0 | 0 | 0 | 0 | 0 | 0 | 0 | 0 | 0 | 0 | 0 | 0 | 0 | 0 | 0 | 0 | 0 | 0 | 0 | 0 | 0 | 0 | 0 | 0 | 0 | 0 | 0 | 0 | 0
F2_Commercial_School_New_Miscellaneous_Natural Gas_Miscellaneous_E9 | F2 | Commercial | School | New | Miscellaneous | Natural Gas | Miscellaneous | E9 | TRC BC Ratio | 0 | 0 | 0 | 0 | 0 | 0 | 0 | 0 | 0 | 0 | 0 | 0 | 0 | 0 | 0 | 0 | 0 | 0 | 0 | 0 | 0 | 0 | 0 | 0 | 0 | 0 | 0 | 0 | 0 | 0 | 0 | 0 | 0
F2_Commercial_School_New_Miscellaneous_Natural Gas_Miscellaneous_E10 | F2 | Commercial | School | New | Miscellaneous | Natural Gas | Miscellaneous | E10 | TRC BC Ratio | 0 | 0 | 0 | 0 | 0 | 0 | 0 | 0 | 0 | 0 | 0 | 0 | 0 | 0 | 0 | 0 | 0 | 0 | 0 | 0 | 0 | 0 | 0 | 0 | 0 | 0 | 0 | 0 | 0 | 0 | 0 | 0 | 0
F3_Commercial_School_New_Miscellaneous_Natural Gas_Miscellaneous_E1 | F3 | Commercial | School | New | Miscellaneous | Natural Gas | Miscellaneous | E1 | PACT BC Ratio | bar: 2019 to 2051
F3_Commercial_School_New_Miscellaneous_Natural Gas_Miscellaneous_E2 | F3 | Commercial | School | New | Miscellaneous | Natural Gas | Miscellaneous | E2 | PACT BC Ratio | 0 | 0 | 0 | 0 | 0 | 0 | 0 | 0 | 0 | 0 | 0 | 0 | 0 | 0 | 0 | 0 | 0 | 0 | 0 | 0 | 0 | 0 | 0 | 0 | 0 | 0 | 0 | 0 | 0 | 0 | 0 | 0 | 0
F3_Commercial_School_New_Miscellaneous_Natural Gas_Miscellaneous_E3 | F3 | Commercial | School | New | Miscellaneous | Natural Gas | Miscellaneous | E3 | PACT BC Ratio | 0 | 0 | 0 | 0 | 0 | 0 | 0 | 0 | 0 | 0 | 0 | 0 | 0 | 0 | 0 | 0 | 0 | 0 | 0 | 0 | 0 | 0 | 0 | 0 | 0 | 0 | 0 | 0 | 0 | 0 | 0 | 0 | 0
F3_Commercial_School_New_Miscellaneous_Natural Gas_Miscellaneous_E4 | F3 | Commercial | School | New | Miscellaneous | Natural Gas | Miscellaneous | E4 | PACT BC Ratio | 0 | 0 | 0 | 0 | 0 | 0 | 0 | 0 | 0 | 0 | 0 | 0 | 0 | 0 | 0 | 0 | 0 | 0 | 0 | 0 | 0 | 0 | 0 | 0 | 0 | 0 | 0 | 0 | 0 | 0 | 0 | 0 | 0
F3_Commercial_School_New_Miscellaneous_Natural Gas_Miscellaneous_E5 | F3 | Commercial | School | New | Miscellaneous | Natural Gas | Miscellaneous | E5 | PACT BC Ratio | 0 | 0 | 0 | 0 | 0 | 0 | 0 | 0 | 0 | 0 | 0 | 0 | 0 | 0 | 0 | 0 | 0 | 0 | 0 | 0 | 0 | 0 | 0 | 0 | 0 | 0 | 0 | 0 | 0 | 0 | 0 | 0 | 0
F3_Commercial_School_New_Miscellaneous_Natural Gas_Miscellaneous_E6 | F3 | Commercial | School | New | Miscellaneous | Natural Gas | Miscellaneous | E6 | PACT BC Ratio | 0 | 0 | 0 | 0 | 0 | 0 | 0 | 0 | 0 | 0 | 0 | 0 | 0 | 0 | 0 | 0 | 0 | 0 | 0 | 0 | 0 | 0 | 0 | 0 | 0 | 0 | 0 | 0 | 0 | 0 | 0 | 0 | 0
F3_Commercial_School_New_Miscellaneous_Natural Gas_Miscellaneous_E7 | F3 | Commercial | School | New | Miscellaneous | Natural Gas | Miscellaneous | E7 | PACT BC Ratio | 0 | 0 | 0 | 0 | 0 | 0 | 0 | 0 | 0 | 0 | 0 | 0 | 0 | 0 | 0 | 0 | 0 | 0 | 0 | 0 | 0 | 0 | 0 | 0 | 0 | 0 | 0 | 0 | 0 | 0 | 0 | 0 | 0
F3_Commercial_School_New_Miscellaneous_Natural Gas_Miscellaneous_E8 | F3 | Commercial | School | New | Miscellaneous | Natural Gas | Miscellaneous | E8 | PACT BC Ratio | 0 | 0 | 0 | 0 | 0 | 0 | 0 | 0 | 0 | 0 | 0 | 0 | 0 | 0 | 0 | 0 | 0 | 0 | 0 | 0 | 0 | 0 | 0 | 0 | 0 | 0 | 0 | 0 | 0 | 0 | 0 | 0 | 0
F3_Commercial_School_New_Miscellaneous_Natural Gas_Miscellaneous_E9 | F3 | Commercial | School | New | Miscellaneous | Natural Gas | Miscellaneous | E9 | PACT BC Ratio | 0 | 0 | 0 | 0 | 0 | 0 | 0 | 0 | 0 | 0 | 0 | 0 | 0 | 0 | 0 | 0 | 0 | 0 | 0 | 0 | 0 | 0 | 0 | 0 | 0 | 0 | 0 | 0 | 0 | 0 | 0 | 0 | 0
F3_Commercial_School_New_Miscellaneous_Natural Gas_Miscellaneous_E10 | F3 | Commercial | School | New | Miscellaneous | Natural Gas | Miscellaneous | E10 | PACT BC Ratio | 0 | 0 | 0 | 0 | 0 | 0 | 0 | 0 | 0 | 0 | 0 | 0 | 0 | 0 | 0 | 0 | 0 | 0 | 0 | 0 | 0 | 0 | 0 | 0 | 0 | 0 | 0 | 0 | 0 | 0 | 0 | 0 | 0
F4_Commercial_School_New_Miscellaneous_Natural Gas_Miscellaneous_E1 | F4 | Commercial | School | New | Miscellaneous | Natural Gas | Miscellaneous | E1 | RVT BC Ratio | bar: 2019 to 2051
F4_Commercial_School_New_Miscellaneous_Natural Gas_Miscellaneous_E2 | F4 | Commercial | School | New | Miscellaneous | Natural Gas | Miscellaneous | E2 | RVT BC Ratio | 0 | 0 | 0 | 0 | 0 | 0 | 0 | 0 | 0 | 0 | 0 | 0 | 0 | 0 | 0 | 0 | 0 | 0 | 0 | 0 | 0 | 0 | 0 | 0 | 0 | 0 | 0 | 0 | 0 | 0 | 0 | 0 | 0
F4_Commercial_School_New_Miscellaneous_Natural Gas_Miscellaneous_E3 | F4 | Commercial | School | New | Miscellaneous | Natural Gas | Miscellaneous | E3 | RVT BC Ratio | 0 | 0 | 0 | 0 | 0 | 0 | 0 | 0 | 0 | 0 | 0 | 0 | 0 | 0 | 0 | 0 | 0 | 0 | 0 | 0 | 0 | 0 | 0 | 0 | 0 | 0 | 0 | 0 | 0 | 0 | 0 | 0 | 0
F4_Commercial_School_New_Miscellaneous_Natural Gas_Miscellaneous_E4 | F4 | Commercial | School | New | Miscellaneous | Natural Gas | Miscellaneous | E4 | RVT BC Ratio | 0 | 0 | 0 | 0 | 0 | 0 | 0 | 0 | 0 | 0 | 0 | 0 | 0 | 0 | 0 | 0 | 0 | 0 | 0 | 0 | 0 | 0 | 0 | 0 | 0 | 0 | 0 | 0 | 0 | 0 | 0 | 0 | 0
F4_Commercial_School_New_Miscellaneous_Natural Gas_Miscellaneous_E5 | F4 | Commercial | School | New | Miscellaneous | Natural Gas | Miscellaneous | E5 | RVT BC Ratio | 0 | 0 | 0 | 0 | 0 | 0 | 0 | 0 | 0 | 0 | 0 | 0 | 0 | 0 | 0 | 0 | 0 | 0 | 0 | 0 | 0 | 0 | 0 | 0 | 0 | 0 | 0 | 0 | 0 | 0 | 0 | 0 | 0
F4_Commercial_School_New_Miscellaneous_Natural Gas_Miscellaneous_E6 | F4 | Commercial | School | New | Miscellaneous | Natural Gas | Miscellaneous | E6 | RVT BC Ratio | 0 | 0 | 0 | 0 | 0 | 0 | 0 | 0 | 0 | 0 | 0 | 0 | 0 | 0 | 0 | 0 | 0 | 0 | 0 | 0 | 0 | 0 | 0 | 0 | 0 | 0 | 0 | 0 | 0 | 0 | 0 | 0 | 0
F4_Commercial_School_New_Miscellaneous_Natural Gas_Miscellaneous_E7 | F4 | Commercial | School | New | Miscellaneous | Natural Gas | Miscellaneous | E7 | RVT BC Ratio | 0 | 0 | 0 | 0 | 0 | 0 | 0 | 0 | 0 | 0 | 0 | 0 | 0 | 0 | 0 | 0 | 0 | 0 | 0 | 0 | 0 | 0 | 0 | 0 | 0 | 0 | 0 | 0 | 0 | 0 | 0 | 0 | 0
F4_Commercial_School_New_Miscellaneous_Natural Gas_Miscellaneous_E8 | F4 | Commercial | School | New | Miscellaneous | Natural Gas | Miscellaneous | E8 | RVT BC Ratio | 0 | 0 | 0 | 0 | 0 | 0 | 0 | 0 | 0 | 0 | 0 | 0 | 0 | 0 | 0 | 0 | 0 | 0 | 0 | 0 | 0 | 0 | 0 | 0 | 0 | 0 | 0 | 0 | 0 | 0 | 0 | 0 | 0
F4_Commercial_School_New_Miscellaneous_Natural Gas_Miscellaneous_E9 | F4 | Commercial | School | New | Miscellaneous | Natural Gas | Miscellaneous | E9 | RVT BC Ratio | 0 | 0 | 0 | 0 | 0 | 0 | 0 | 0 | 0 | 0 | 0 | 0 | 0 | 0 | 0 | 0 | 0 | 0 | 0 | 0 | 0 | 0 | 0 | 0 | 0 | 0 | 0 | 0 | 0 | 0 | 0 | 0 | 0
F4_Commercial_School_New_Miscellaneous_Natural Gas_Miscellaneous_E10 | F4 | Commercial | School | New | Miscellaneous | Natural Gas | Miscellaneous | E10 | RVT BC Ratio | 0 | 0 | 0 | 0 | 0 | 0 | 0 | 0 | 0 | 0 | 0 | 0 | 0 | 0 | 0 | 0 | 0 | 0 | 0 | 0 | 0 | 0 | 0 | 0 | 0 | 0 | 0 | 0 | 0 | 0 | 0 | 0 | 0
F5_Commercial_School_New_Miscellaneous_Natural Gas_Miscellaneous_E1 | F5 | Commercial | School | New | Miscellaneous | Natural Gas | Miscellaneous | E1 | RIM BC Ratio | bar: 2019 to 2051
F5_Commercial_School_New_Miscellaneous_Natural Gas_Miscellaneous_E2 | F5 | Commercial | School | New | Miscellaneous | Natural Gas | Miscellaneous | E2 | RIM BC Ratio | 0 | 0 | 0 | 0 | 0 | 0 | 0 | 0 | 0 | 0 | 0 | 0 | 0 | 0 | 0 | 0 | 0 | 0 | 0 | 0 | 0 | 0 | 0 | 0 | 0 | 0 | 0 | 0 | 0 | 0 | 0 | 0 | 0
F5_Commercial_School_New_Miscellaneous_Natural Gas_Miscellaneous_E3 | F5 | Commercial | School | New | Miscellaneous | Natural Gas | Miscellaneous | E3 | RIM BC Ratio | 0 | 0 | 0 | 0 | 0 | 0 | 0 | 0 | 0 | 0 | 0 | 0 | 0 | 0 | 0 | 0 | 0 | 0 | 0 | 0 | 0 | 0 | 0 | 0 | 0 | 0 | 0 | 0 | 0 | 0 | 0 | 0 | 0
F5_Commercial_School_New_Miscellaneous_Natural Gas_Miscellaneous_E4 | F5 | Commercial | School | New | Miscellaneous | Natural Gas | Miscellaneous | E4 | RIM BC Ratio | 0 | 0 | 0 | 0 | 0 | 0 | 0 | 0 | 0 | 0 | 0 | 0 | 0 | 0 | 0 | 0 | 0 | 0 | 0 | 0 | 0 | 0 | 0 | 0 | 0 | 0 | 0 | 0 | 0 | 0 | 0 | 0 | 0
F5_Commercial_School_New_Miscellaneous_Natural Gas_Miscellaneous_E5 | F5 | Commercial | School | New | Miscellaneous | Natural Gas | Miscellaneous | E5 | RIM BC Ratio | 0 | 0 | 0 | 0 | 0 | 0 | 0 | 0 | 0 | 0 | 0 | 0 | 0 | 0 | 0 | 0 | 0 | 0 | 0 | 0 | 0 | 0 | 0 | 0 | 0 | 0 | 0 | 0 | 0 | 0 | 0 | 0 | 0
F5_Commercial_School_New_Miscellaneous_Natural Gas_Miscellaneous_E6 | F5 | Commercial | School | New | Miscellaneous | Natural Gas | Miscellaneous | E6 | RIM BC Ratio | 0 | 0 | 0 | 0 | 0 | 0 | 0 | 0 | 0 | 0 | 0 | 0 | 0 | 0 | 0 | 0 | 0 | 0 | 0 | 0 | 0 | 0 | 0 | 0 | 0 | 0 | 0 | 0 | 0 | 0 | 0 | 0 | 0
F5_Commercial_School_New_Miscellaneous_Natural Gas_Miscellaneous_E7 | F5 | Commercial | School | New | Miscellaneous | Natural Gas | Miscellaneous | E7 | RIM BC Ratio | 0 | 0 | 0 | 0 | 0 | 0 | 0 | 0 | 0 | 0 | 0 | 0 | 0 | 0 | 0 | 0 | 0 | 0 | 0 | 0 | 0 | 0 | 0 | 0 | 0 | 0 | 0 | 0 | 0 | 0 | 0 | 0 | 0
F5_Commercial_School_New_Miscellaneous_Natural Gas_Miscellaneous_E8 | F5 | Commercial | School | New | Miscellaneous | Natural Gas | Miscellaneous | E8 | RIM BC Ratio | 0 | 0 | 0 | 0 | 0 | 0 | 0 | 0 | 0 | 0 | 0 | 0 | 0 | 0 | 0 | 0 | 0 | 0 | 0 | 0 | 0 | 0 | 0 | 0 | 0 | 0 | 0 | 0 | 0 | 0 | 0 | 0 | 0
F5_Commercial_School_New_Miscellaneous_Natural Gas_Miscellaneous_E9 | F5 | Commercial | School | New | Miscellaneous | Natural Gas | Miscellaneous | E9 | RIM BC Ratio | 0 | 0 | 0 | 0 | 0 | 0 | 0 | 0 | 0 | 0 | 0 | 0 | 0 | 0 | 0 | 0 | 0 | 0 | 0 | 0 | 0 | 0 | 0 | 0 | 0 | 0 | 0 | 0 | 0 | 0 | 0 | 0 | 0
F5_Commercial_School_New_Miscellaneous_Natural Gas_Miscellaneous_E10 | F5 | Commercial | School | New | Miscellaneous | Natural Gas | Miscellaneous | E10 | RIM BC Ratio | 0 | 0 | 0 | 0 | 0 | 0 | 0 | 0 | 0 | 0 | 0 | 0 | 0 | 0 | 0 | 0 | 0 | 0 | 0 | 0 | 0 | 0 | 0 | 0 | 0 | 0 | 0 | 0 | 0 | 0 | 0 | 0 | 0
F0_Commercial_College_Existing_Space Heating_Natural Gas_Furnace_E0 | F0 | Commercial | College | Existing | Space Heating | Natural Gas | Furnace | E0 | Economic Unit | AFUE 96% | AFUE 96% | AFUE 96% | AFUE 96% | AFUE 96% | AFUE 96% | AFUE 96% | AFUE 96% | AFUE 96% | AFUE 96% | AFUE 96% | AFUE 96% | AFUE 96% | AFUE 96% | AFUE 96% | AFUE 96% | AFUE 96% | AFUE 96% | AFUE 96% | AFUE 96% | AFUE 96% | AFUE 96% | AFUE 96% | AFUE 96% | AFUE 96% | AFUE 96% | AFUE 96% | AFUE 96% | AFUE 96% | AFUE 96% | AFUE 96% | AFUE 96% | AFUE 96%
F1_Commercial_College_Existing_Space Heating_Natural Gas_Furnace_E1 | F1 | Commercial | College | Existing | Space Heating | Natural Gas | Furnace | E1 | CCE | 0 | 0 | 0 | 0 | 0 | 0 | 0 | 0 | 0 | 0 | 0 | 0 | 0 | 0 | 0 | 0 | 0 | 0 | 0 | 0 | 0 | 0 | 0 | 0 | 0 | 0 | 0 | 0 | 0 | 0 | 0 | 0 | 0
F1_Commercial_College_Existing_Space Heating_Natural Gas_Furnace_E2 | F1 | Commercial | College | Existing | Space Heating | Natural Gas | Furnace | E2 | CCE | 0.48258 | 0.48258 | 0.48515 | 0.48774 | 0.49037 | 0.49302 | 0.4957 | 0.49841 | 0.50115 | 0.50391 | 0.50672 | 0.50955 | 0.51241 | 0.51531 | 0.51824 | 0.5212 | 0.52419 | 0.52722 | 0.53029 | 0.53339 | 0.53653 | 0.5397 | 0.54291 | 0.54616 | 0.54945 | 0.55277 | 0.55615 | 0.55956 | 0.56301 | 0.5665 | 0.57005 | 0.57363 | 0.57363
F1_Commercial_College_Existing_Space Heating_Natural Gas_Furnace_E3 | F1 | Commercial | College | Existing | Space Heating | Natural Gas | Furnace | E3 | CCE | 0.64349 | 0.64349 | 0.64691 | 0.65037 | 0.65387 | 0.6574 | 0.66098 | 0.6646 | 0.66825 | 0.67194 | 0.67568 | 0.67945 | 0.68327 | 0.68713 | 0.69104 | 0.69498 | 0.69898 | 0.70302 | 0.70711 | 0.71124 | 0.71543 | 0.71965 | 0.72394 | 0.72827 | 0.73266 | 0.73709 | 0.74159 | 0.74613 | 0.75074 | 0.75539 | 0.76012 | 0.7649 | 0.7649
F1_Commercial_College_Existing_Space Heating_Natural Gas_Furnace_E4 | F1 | Commercial | College | Existing | Space Heating | Natural Gas | Furnace | E4 | CCE | 17.5915 | 17.5915 | 17.6852 | 17.7798 | 17.8754 | 17.972 | 18.0698 | 18.1686 | 18.2684 | 18.3693 | 18.4715 | 18.5747 | 18.6791 | 18.7846 | 18.8914 | 18.9994 | 19.1086 | 19.2189 | 19.3308 | 19.4439 | 19.5583 | 19.6737 | 19.7909 | 19.9094 | 20.0293 | 20.1503 | 20.2734 | 20.3977 | 20.5235 | 20.6508 | 20.78 | 20.9106 | 20.9106
F1_Commercial_College_Existing_Space Heating_Natural Gas_Furnace_E5 | F1 | Commercial | College | Existing | Space Heating | Natural Gas | Furnace | E5 | CCE | 0 | 0 | 0 | 0 | 0 | 0 | 0 | 0 | 0 | 0 | 0 | 0 | 0 | 0 | 0 | 0 | 0 | 0 | 0 | 0 | 0 | 0 | 0 | 0 | 0 | 0 | 0 | 0 | 0 | 0 | 0 | 0 | 0
F1_Commercial_College_Existing_Space Heating_Natural Gas_Furnace_E6 | F1 | Commercial | College | Existing | Space Heating | Natural Gas | Furnace | E6 | CCE | 0 | 0 | 0 | 0 | 0 | 0 | 0 | 0 | 0 | 0 | 0 | 0 | 0 | 0 | 0 | 0 | 0 | 0 | 0 | 0 | 0 | 0 | 0 | 0 | 0 | 0 | 0 | 0 | 0 | 0 | 0 | 0 | 0
F1_Commercial_College_Existing_Space Heating_Natural Gas_Furnace_E7 | F1 | Commercial | College | Existing | Space Heating | Natural Gas | Furnace | E7 | CCE | 0 | 0 | 0 | 0 | 0 | 0 | 0 | 0 | 0 | 0 | 0 | 0 | 0 | 0 | 0 | 0 | 0 | 0 | 0 | 0 | 0 | 0 | 0 | 0 | 0 | 0 | 0 | 0 | 0 | 0 | 0 | 0 | 0
F1_Commercial_College_Existing_Space Heating_Natural Gas_Furnace_E8 | F1 | Commercial | College | Existing | Space Heating | Natural Gas | Furnace | E8 | CCE | 0 | 0 | 0 | 0 | 0 | 0 | 0 | 0 | 0 | 0 | 0 | 0 | 0 | 0 | 0 | 0 | 0 | 0 | 0 | 0 | 0 | 0 | 0 | 0 | 0 | 0 | 0 | 0 | 0 | 0 | 0 | 0 | 0
F1_Commercial_College_Existing_Space Heating_Natural Gas_Furnace_E9 | F1 | Commercial | College | Existing | Space Heating | Natural Gas | Furnace | E9 | CCE | 0 | 0 | 0 | 0 | 0 | 0 | 0 | 0 | 0 | 0 | 0 | 0 | 0 | 0 | 0 | 0 | 0 | 0 | 0 | 0 | 0 | 0 | 0 | 0 | 0 | 0 | 0 | 0 | 0 | 0 | 0 | 0 | 0
F1_Commercial_College_Existing_Space Heating_Natural Gas_Furnace_E10 | F1 | Commercial | College | Existing | Space Heating | Natural Gas | Furnace | E10 | CCE | 0 | 0 | 0 | 0 | 0 | 0 | 0 | 0 | 0 | 0 | 0 | 0 | 0 | 0 | 0 | 0 | 0 | 0 | 0 | 0 | 0 | 0 | 0 | 0 | 0 | 0 | 0 | 0 | 0 | 0 | 0 | 0 | 0
F2_Commercial_College_Existing_Space Heating_Natural Gas_Furnace_E1 | F2 | Commercial | College | Existing | Space Heating | Natural Gas | Furnace | E1 | TRC BC Ratio | bar: 2019 to 2051
F2_Commercial_College_Existing_Space Heating_Natural Gas_Furnace_E2 | F2 | Commercial | College | Existing | Space Heating | Natural Gas | Furnace | E2 | TRC BC Ratio | 3.7115 | 3.7148 | 3.7184 | 3.7238 | 3.7315 | 3.7431 | 3.7513 | 3.7576 | 3.7647 | 3.7712 | 3.7756 | 3.7784 | 3.7809 | 3.7831 | 3.786 | 3.7872 | 3.7892 | 3.7932 | 3.7973 | 3.8021 | 3.8078 | 3.8125 | 3.8163 | 3.8191 | 3.821 | 3.8215 | 3.8205 | 3.8184 | 3.8168 | 3.816 | 3.8166 | 3.8168 | 3.8168
F2_Commercial_College_Existing_Space Heating_Natural Gas_Furnace_E3 | F2 | Commercial | College | Existing | Space Heating | Natural Gas | Furnace | E3 | TRC BC Ratio | 2.7834 | 2.7859 | 2.7886 | 2.7926 | 2.7984 | 2.8071 | 2.8133 | 2.818 | 2.8233 | 2.8282 | 2.8315 | 2.8336 | 2.8354 | 2.8371 | 2.8393 | 2.8402 | 2.8417 | 2.8446 | 2.8477 | 2.8514 | 2.8556 | 2.8592 | 2.862 | 2.8641 | 2.8655 | 2.8659 | 2.8652 | 2.8636 | 2.8624 | 2.8618 | 2.8622 | 2.8624 | 2.8624
F2_Commercial_College_Existing_Space Heating_Natural Gas_Furnace_E4 | F2 | Commercial | College | Existing | Space Heating | Natural Gas | Furnace | E4 | TRC BC Ratio | 0.10299 | 0.10309 | 0.10319 | 0.10334 | 0.10352 | 0.10377 | 0.10397 | 0.10415 | 0.10433 | 0.10449 | 0.1046 | 0.10468 | 0.10473 | 0.10476 | 0.10479 | 0.1048 | 0.10481 | 0.10486 | 0.10491 | 0.10498 | 0.10506 | 0.10512 | 0.10518 | 0.10522 | 0.10524 | 0.10525 | 0.10524 | 0.10521 | 0.10518 | 0.10517 | 0.10518 | 0.10518 | 0.10518
F2_Commercial_College_Existing_Space Heating_Natural Gas_Furnace_E5 | F2 | Commercial | College | Existing | Space Heating | Natural Gas | Furnace | E5 | TRC BC Ratio | 0 | 0 | 0 | 0 | 0 | 0 | 0 | 0 | 0 | 0 | 0 | 0 | 0 | 0 | 0 | 0 | 0 | 0 | 0 | 0 | 0 | 0 | 0 | 0 | 0 | 0 | 0 | 0 | 0 | 0 | 0 | 0 | 0
F2_Commercial_College_Existing_Space Heating_Natural Gas_Furnace_E6 | F2 | Commercial | College | Existing | Space Heating | Natural Gas | Furnace | E6 | TRC BC Ratio | 0 | 0 | 0 | 0 | 0 | 0 | 0 | 0 | 0 | 0 | 0 | 0 | 0 | 0 | 0 | 0 | 0 | 0 | 0 | 0 | 0 | 0 | 0 | 0 | 0 | 0 | 0 | 0 | 0 | 0 | 0 | 0 | 0
F2_Commercial_College_Existing_Space Heating_Natural Gas_Furnace_E7 | F2 | Commercial | College | Existing | Space Heating | Natural Gas | Furnace | E7 | TRC BC Ratio | 0 | 0 | 0 | 0 | 0 | 0 | 0 | 0 | 0 | 0 | 0 | 0 | 0 | 0 | 0 | 0 | 0 | 0 | 0 | 0 | 0 | 0 | 0 | 0 | 0 | 0 | 0 | 0 | 0 | 0 | 0 | 0 | 0
F2_Commercial_College_Existing_Space Heating_Natural Gas_Furnace_E8 | F2 | Commercial | College | Existing | Space Heating | Natural Gas | Furnace | E8 | TRC BC Ratio | 0 | 0 | 0 | 0 | 0 | 0 | 0 | 0 | 0 | 0 | 0 | 0 | 0 | 0 | 0 | 0 | 0 | 0 | 0 | 0 | 0 | 0 | 0 | 0 | 0 | 0 | 0 | 0 | 0 | 0 | 0 | 0 | 0
F2_Commercial_College_Existing_Space Heating_Natural Gas_Furnace_E9 | F2 | Commercial | College | Existing | Space Heating | Natural Gas | Furnace | E9 | TRC BC Ratio | 0 | 0 | 0 | 0 | 0 | 0 | 0 | 0 | 0 | 0 | 0 | 0 | 0 | 0 | 0 | 0 | 0 | 0 | 0 | 0 | 0 | 0 | 0 | 0 | 0 | 0 | 0 | 0 | 0 | 0 | 0 | 0 | 0
F2_Commercial_College_Existing_Space Heating_Natural Gas_Furnace_E10 | F2 | Commercial | College | Existing | Space Heating | Natural Gas | Furnace | E10 | TRC BC Ratio | 0 | 0 | 0 | 0 | 0 | 0 | 0 | 0 | 0 | 0 | 0 | 0 | 0 | 0 | 0 | 0 | 0 | 0 | 0 | 0 | 0 | 0 | 0 | 0 | 0 | 0 | 0 | 0 | 0 | 0 | 0 | 0 | 0
F3_Commercial_College_Existing_Space Heating_Natural Gas_Furnace_E1 | F3 | Commercial | College | Existing | Space Heating | Natural Gas | Furnace | E1 | PACT BC Ratio | bar: 2019 to 2051
F3_Commercial_College_Existing_Space Heating_Natural Gas_Furnace_E2 | F3 | Commercial | College | Existing | Space Heating | Natural Gas | Furnace | E2 | PACT BC Ratio | 4.9487 | 4.9531 | 4.9579 | 4.9651 | 4.9753 | 4.9909 | 5.0018 | 5.0102 | 5.0196 | 5.0282 | 5.0342 | 5.0379 | 5.0412 | 5.0441 | 5.048 | 5.0496 | 5.0523 | 5.0575 | 5.063 | 5.0695 | 5.077 | 5.0834 | 5.0883 | 5.0921 | 5.0946 | 5.0953 | 5.094 | 5.0913 | 5.0891 | 5.0881 | 5.0888 | 5.0891 | 5.0891
F3_Commercial_College_Existing_Space Heating_Natural Gas_Furnace_E3 | F3 | Commercial | College | Existing | Space Heating | Natural Gas | Furnace | E3 | PACT BC Ratio | 3.7112 | 3.7145 | 3.7181 | 3.7235 | 3.7312 | 3.7429 | 3.751 | 3.7574 | 3.7644 | 3.7709 | 3.7754 | 3.7781 | 3.7806 | 3.7828 | 3.7857 | 3.7869 | 3.789 | 3.7929 | 3.797 | 3.8018 | 3.8075 | 3.8122 | 3.816 | 3.8188 | 3.8207 | 3.8212 | 3.8202 | 3.8182 | 3.8165 | 3.8157 | 3.8163 | 3.8165 | 3.8165
F3_Commercial_College_Existing_Space Heating_Natural Gas_Furnace_E4 | F3 | Commercial | College | Existing | Space Heating | Natural Gas | Furnace | E4 | PACT BC Ratio | 0.13732 | 0.13745 | 0.13759 | 0.13778 | 0.13803 | 0.13836 | 0.13863 | 0.13886 | 0.1391 | 0.13931 | 0.13947 | 0.13957 | 0.13963 | 0.13968 | 0.13973 | 0.13973 | 0.13975 | 0.13981 | 0.13988 | 0.13997 | 0.14008 | 0.14017 | 0.14024 | 0.14029 | 0.14032 | 0.14033 | 0.14031 | 0.14028 | 0.14025 | 0.14023 | 0.14024 | 0.14025 | 0.14025
F3_Commercial_College_Existing_Space Heating_Natural Gas_Furnace_E5 | F3 | Commercial | College | Existing | Space Heating | Natural Gas | Furnace | E5 | PACT BC Ratio | 0 | 0 | 0 | 0 | 0 | 0 | 0 | 0 | 0 | 0 | 0 | 0 | 0 | 0 | 0 | 0 | 0 | 0 | 0 | 0 | 0 | 0 | 0 | 0 | 0 | 0 | 0 | 0 | 0 | 0 | 0 | 0 | 0
F3_Commercial_College_Existing_Space Heating_Natural Gas_Furnace_E6 | F3 | Commercial | College | Existing | Space Heating | Natural Gas | Furnace | E6 | PACT BC Ratio | 0 | 0 | 0 | 0 | 0 | 0 | 0 | 0 | 0 | 0 | 0 | 0 | 0 | 0 | 0 | 0 | 0 | 0 | 0 | 0 | 0 | 0 | 0 | 0 | 0 | 0 | 0 | 0 | 0 | 0 | 0 | 0 | 0
F3_Commercial_College_Existing_Space Heating_Natural Gas_Furnace_E7 | F3 | Commercial | College | Existing | Space Heating | Natural Gas | Furnace | E7 | PACT BC Ratio | 0 | 0 | 0 | 0 | 0 | 0 | 0 | 0 | 0 | 0 | 0 | 0 | 0 | 0 | 0 | 0 | 0 | 0 | 0 | 0 | 0 | 0 | 0 | 0 | 0 | 0 | 0 | 0 | 0 | 0 | 0 | 0 | 0
F3_Commercial_College_Existing_Space Heating_Natural Gas_Furnace_E8 | F3 | Commercial | College | Existing | Space Heating | Natural Gas | Furnace | E8 | PACT BC Ratio | 0 | 0 | 0 | 0 | 0 | 0 | 0 | 0 | 0 | 0 | 0 | 0 | 0 | 0 | 0 | 0 | 0 | 0 | 0 | 0 | 0 | 0 | 0 | 0 | 0 | 0 | 0 | 0 | 0 | 0 | 0 | 0 | 0
F3_Commercial_College_Existing_Space Heating_Natural Gas_Furnace_E9 | F3 | Commercial | College | Existing | Space Heating | Natural Gas | Furnace | E9 | PACT BC Ratio | 0 | 0 | 0 | 0 | 0 | 0 | 0 | 0 | 0 | 0 | 0 | 0 | 0 | 0 | 0 | 0 | 0 | 0 | 0 | 0 | 0 | 0 | 0 | 0 | 0 | 0 | 0 | 0 | 0 | 0 | 0 | 0 | 0
F3_Commercial_College_Existing_Space Heating_Natural Gas_Furnace_E10 | F3 | Commercial | College | Existing | Space Heating | Natural Gas | Furnace | E10 | PACT BC Ratio | 0 | 0 | 0 | 0 | 0 | 0 | 0 | 0 | 0 | 0 | 0 | 0 | 0 | 0 | 0 | 0 | 0 | 0 | 0 | 0 | 0 | 0 | 0 | 0 | 0 | 0 | 0 | 0 | 0 | 0 | 0 | 0 | 0
F4_Commercial_College_Existing_Space Heating_Natural Gas_Furnace_E1 | F4 | Commercial | College | Existing | Space Heating | Natural Gas | Furnace | E1 | RVT BC Ratio | bar: 2019 to 2051
F4_Commercial_College_Existing_Space Heating_Natural Gas_Furnace_E2 | F4 | Commercial | College | Existing | Space Heating | Natural Gas | Furnace | E2 | RVT BC Ratio | 6.0359 | 6.0407 | 6.0459 | 6.0536 | 6.0646 | 6.0814 | 6.0932 | 6.1023 | 6.1124 | 6.1217 | 6.1282 | 6.1321 | 6.1357 | 6.1389 | 6.143 | 6.1447 | 6.1477 | 6.1533 | 6.1593 | 6.1662 | 6.1744 | 6.1812 | 6.1866 | 6.1906 | 6.1933 | 6.1941 | 6.1926 | 6.1897 | 6.1874 | 6.1862 | 6.1871 | 6.1874 | 6.1874
F4_Commercial_College_Existing_Space Heating_Natural Gas_Furnace_E3 | F4 | Commercial | College | Existing | Space Heating | Natural Gas | Furnace | E3 | RVT BC Ratio | 4.7016 | 4.7052 | 4.7091 | 4.7149 | 4.7232 | 4.7358 | 4.7446 | 4.7514 | 4.759 | 4.766 | 4.7708 | 4.7738 | 4.7764 | 4.7788 | 4.782 | 4.7833 | 4.7855 | 4.7897 | 4.7941 | 4.7993 | 4.8055 | 4.8106 | 4.8146 | 4.8176 | 4.8197 | 4.8202 | 4.8192 | 4.817 | 4.8152 | 4.8144 | 4.815 | 4.8152 | 4.8152
F4_Commercial_College_Existing_Space Heating_Natural Gas_Furnace_E4 | F4 | Commercial | College | Existing | Space Heating | Natural Gas | Furnace | E4 | RVT BC Ratio | 0.84807 | 0.8482 | 0.84836 | 0.84856 | 0.84883 | 0.84919 | 0.84948 | 0.84973 | 0.84999 | 0.85022 | 0.85039 | 0.85049 | 0.85056 | 0.85061 | 0.85066 | 0.85067 | 0.85069 | 0.85075 | 0.85082 | 0.85092 | 0.85104 | 0.85114 | 0.85121 | 0.85127 | 0.8513 | 0.85132 | 0.8513 | 0.85125 | 0.85122 | 0.85121 | 0.85122 | 0.85122 | 0.85122
F4_Commercial_College_Existing_Space Heating_Natural Gas_Furnace_E5 | F4 | Commercial | College | Existing | Space Heating | Natural Gas | Furnace | E5 | RVT BC Ratio | 0 | 0 | 0 | 0 | 0 | 0 | 0 | 0 | 0 | 0 | 0 | 0 | 0 | 0 | 0 | 0 | 0 | 0 | 0 | 0 | 0 | 0 | 0 | 0 | 0 | 0 | 0 | 0 | 0 | 0 | 0 | 0 | 0
F4_Commercial_College_Existing_Space Heating_Natural Gas_Furnace_E6 | F4 | Commercial | College | Existing | Space Heating | Natural Gas | Furnace | E6 | RVT BC Ratio | 0 | 0 | 0 | 0 | 0 | 0 | 0 | 0 | 0 | 0 | 0 | 0 | 0 | 0 | 0 | 0 | 0 | 0 | 0 | 0 | 0 | 0 | 0 | 0 | 0 | 0 | 0 | 0 | 0 | 0 | 0 | 0 | 0
F4_Commercial_College_Existing_Space Heating_Natural Gas_Furnace_E7 | F4 | Commercial | College | Existing | Space Heating | Natural Gas | Furnace | E7 | RVT BC Ratio | 0 | 0 | 0 | 0 | 0 | 0 | 0 | 0 | 0 | 0 | 0 | 0 | 0 | 0 | 0 | 0 | 0 | 0 | 0 | 0 | 0 | 0 | 0 | 0 | 0 | 0 | 0 | 0 | 0 | 0 | 0 | 0 | 0
F4_Commercial_College_Existing_Space Heating_Natural Gas_Furnace_E8 | F4 | Commercial | College | Existing | Space Heating | Natural Gas | Furnace | E8 | RVT BC Ratio | 0 | 0 | 0 | 0 | 0 | 0 | 0 | 0 | 0 | 0 | 0 | 0 | 0 | 0 | 0 | 0 | 0 | 0 | 0 | 0 | 0 | 0 | 0 | 0 | 0 | 0 | 0 | 0 | 0 | 0 | 0 | 0 | 0
F4_Commercial_College_Existing_Space Heating_Natural Gas_Furnace_E9 | F4 | Commercial | College | Existing | Space Heating | Natural Gas | Furnace | E9 | RVT BC Ratio | 0 | 0 | 0 | 0 | 0 | 0 | 0 | 0 | 0 | 0 | 0 | 0 | 0 | 0 | 0 | 0 | 0 | 0 | 0 | 0 | 0 | 0 | 0 | 0 | 0 | 0 | 0 | 0 | 0 | 0 | 0 | 0 | 0
F4_Commercial_College_Existing_Space Heating_Natural Gas_Furnace_E10 | F4 | Commercial | College | Existing | Space Heating | Natural Gas | Furnace | E10 | RVT BC Ratio | 0 | 0 | 0 | 0 | 0 | 0 | 0 | 0 | 0 | 0 | 0 | 0 | 0 | 0 | 0 | 0 | 0 | 0 | 0 | 0 | 0 | 0 | 0 | 0 | 0 | 0 | 0 | 0 | 0 | 0 | 0 | 0 | 0
F5_Commercial_College_Existing_Space Heating_Natural Gas_Furnace_E1 | F5 | Commercial | College | Existing | Space Heating | Natural Gas | Furnace | E1 | RIM BC Ratio | bar: 2019 to 2051
F5_Commercial_College_Existing_Space Heating_Natural Gas_Furnace_E2 | F5 | Commercial | College | Existing | Space Heating | Natural Gas | Furnace | E2 | RIM BC Ratio | 0.71421 | 0.71431 | 0.71441 | 0.71455 | 0.71477 | 0.71509 | 0.71531 | 0.71548 | 0.71567 | 0.71585 | 0.71597 | 0.71604 | 0.71611 | 0.71617 | 0.71625 | 0.71628 | 0.71634 | 0.71644 | 0.71655 | 0.71668 | 0.71683 | 0.71696 | 0.71706 | 0.71713 | 0.71718 | 0.71719 | 0.71717 | 0.71711 | 0.71707 | 0.71705 | 0.71706 | 0.71707 | 0.71707
F5_Commercial_College_Existing_Space Heating_Natural Gas_Furnace_E3 | F5 | Commercial | College | Existing | Space Heating | Natural Gas | Furnace | E3 | RIM BC Ratio | 0.68142 | 0.68153 | 0.68165 | 0.68184 | 0.68209 | 0.68248 | 0.68275 | 0.68296 | 0.68319 | 0.68341 | 0.68355 | 0.68365 | 0.68373 | 0.6838 | 0.68389 | 0.68393 | 0.684 | 0.68413 | 0.68426 | 0.68442 | 0.6846 | 0.68475 | 0.68487 | 0.68496 | 0.68503 | 0.68504 | 0.68501 | 0.68494 | 0.68489 | 0.68487 | 0.68489 | 0.68489 | 0.68489
F5_Commercial_College_Existing_Space Heating_Natural Gas_Furnace_E4 | F5 | Commercial | College | Existing | Space Heating | Natural Gas | Furnace | E4 | RIM BC Ratio | 0.11792 | 0.11801 | 0.11812 | 0.11826 | 0.11844 | 0.11868 | 0.11888 | 0.11906 | 0.11923 | 0.11939 | 0.1195 | 0.11957 | 0.11962 | 0.11966 | 0.11969 | 0.11969 | 0.11971 | 0.11975 | 0.1198 | 0.11987 | 0.11995 | 0.12001 | 0.12006 | 0.1201 | 0.12013 | 0.12013 | 0.12012 | 0.12009 | 0.12007 | 0.12006 | 0.12007 | 0.12007 | 0.12007
F5_Commercial_College_Existing_Space Heating_Natural Gas_Furnace_E5 | F5 | Commercial | College | Existing | Space Heating | Natural Gas | Furnace | E5 | RIM BC Ratio | 0 | 0 | 0 | 0 | 0 | 0 | 0 | 0 | 0 | 0 | 0 | 0 | 0 | 0 | 0 | 0 | 0 | 0 | 0 | 0 | 0 | 0 | 0 | 0 | 0 | 0 | 0 | 0 | 0 | 0 | 0 | 0 | 0
F5_Commercial_College_Existing_Space Heating_Natural Gas_Furnace_E6 | F5 | Commercial | College | Existing | Space Heating | Natural Gas | Furnace | E6 | RIM BC Ratio | 0 | 0 | 0 | 0 | 0 | 0 | 0 | 0 | 0 | 0 | 0 | 0 | 0 | 0 | 0 | 0 | 0 | 0 | 0 | 0 | 0 | 0 | 0 | 0 | 0 | 0 | 0 | 0 | 0 | 0 | 0 | 0 | 0
F5_Commercial_College_Existing_Space Heating_Natural Gas_Furnace_E7 | F5 | Commercial | College | Existing | Space Heating | Natural Gas | Furnace | E7 | RIM BC Ratio | 0 | 0 | 0 | 0 | 0 | 0 | 0 | 0 | 0 | 0 | 0 | 0 | 0 | 0 | 0 | 0 | 0 | 0 | 0 | 0 | 0 | 0 | 0 | 0 | 0 | 0 | 0 | 0 | 0 | 0 | 0 | 0 | 0
F5_Commercial_College_Existing_Space Heating_Natural Gas_Furnace_E8 | F5 | Commercial | College | Existing | Space Heating | Natural Gas | Furnace | E8 | RIM BC Ratio | 0 | 0 | 0 | 0 | 0 | 0 | 0 | 0 | 0 | 0 | 0 | 0 | 0 | 0 | 0 | 0 | 0 | 0 | 0 | 0 | 0 | 0 | 0 | 0 | 0 | 0 | 0 | 0 | 0 | 0 | 0 | 0 | 0
F5_Commercial_College_Existing_Space Heating_Natural Gas_Furnace_E9 | F5 | Commercial | College | Existing | Space Heating | Natural Gas | Furnace | E9 | RIM BC Ratio | 0 | 0 | 0 | 0 | 0 | 0 | 0 | 0 | 0 | 0 | 0 | 0 | 0 | 0 | 0 | 0 | 0 | 0 | 0 | 0 | 0 | 0 | 0 | 0 | 0 | 0 | 0 | 0 | 0 | 0 | 0 | 0 | 0
F5_Commercial_College_Existing_Space Heating_Natural Gas_Furnace_E10 | F5 | Commercial | College | Existing | Space Heating | Natural Gas | Furnace | E10 | RIM BC Ratio | 0 | 0 | 0 | 0 | 0 | 0 | 0 | 0 | 0 | 0 | 0 | 0 | 0 | 0 | 0 | 0 | 0 | 0 | 0 | 0 | 0 | 0 | 0 | 0 | 0 | 0 | 0 | 0 | 0 | 0 | 0 | 0 | 0
F0_Commercial_College_Existing_Space Heating_Natural Gas_Boiler_E0 | F0 | Commercial | College | Existing | Space Heating | Natural Gas | Boiler | E0 | Economic Unit | AFUE 97% | AFUE 97% | AFUE 97% | AFUE 97% | AFUE 97% | AFUE 97% | AFUE 97% | AFUE 97% | AFUE 97% | AFUE 97% | AFUE 97% | AFUE 97% | AFUE 97% | AFUE 97% | AFUE 97% | AFUE 97% | AFUE 97% | AFUE 97% | AFUE 97% | AFUE 97% | AFUE 97% | AFUE 97% | AFUE 97% | AFUE 97% | AFUE 97% | AFUE 97% | AFUE 97% | AFUE 97% | AFUE 97% | AFUE 97% | AFUE 97% | AFUE 97% | AFUE 97%
F1_Commercial_College_Existing_Space Heating_Natural Gas_Boiler_E1 | F1 | Commercial | College | Existing | Space Heating | Natural Gas | Boiler | E1 | CCE | 0 | 0 | 0 | 0 | 0 | 0 | 0 | 0 | 0 | 0 | 0 | 0 | 0 | 0 | 0 | 0 | 0 | 0 | 0 | 0 | 0 | 0 | 0 | 0 | 0 | 0 | 0 | 0 | 0 | 0 | 0 | 0 | 0
F1_Commercial_College_Existing_Space Heating_Natural Gas_Boiler_E2 | F1 | Commercial | College | Existing | Space Heating | Natural Gas | Boiler | E2 | CCE | 1.041 | 1.041 | 1.0465 | 1.0521 | 1.0578 | 1.0635 | 1.0693 | 1.0751 | 1.081 | 1.087 | 1.093 | 1.0991 | 1.1053 | 1.1116 | 1.1179 | 1.1243 | 1.1307 | 1.1373 | 1.1439 | 1.1506 | 1.1573 | 1.1642 | 1.1711 | 1.1781 | 1.1852 | 1.1924 | 1.1997 | 1.207 | 1.2145 | 1.222 | 1.2296 | 1.2374 | 1.2374
F1_Commercial_College_Existing_Space Heating_Natural Gas_Boiler_E3 | F1 | Commercial | College | Existing | Space Heating | Natural Gas | Boiler | E3 | CCE | 1.0511 | 1.0511 | 1.0567 | 1.0623 | 1.068 | 1.0738 | 1.0797 | 1.0856 | 1.0915 | 1.0976 | 1.1037 | 1.1098 | 1.1161 | 1.1224 | 1.1288 | 1.1352 | 1.1417 | 1.1483 | 1.155 | 1.1618 | 1.1686 | 1.1755 | 1.1825 | 1.1896 | 1.1967 | 1.204 | 1.2113 | 1.2187 | 1.2263 | 1.2339 | 1.2416 | 1.2494 | 1.2494
F1_Commercial_College_Existing_Space Heating_Natural Gas_Boiler_E4 | F1 | Commercial | College | Existing | Space Heating | Natural Gas | Boiler | E4 | CCE | 5.3375 | 5.3375 | 5.366 | 5.3947 | 5.4237 | 5.453 | 5.4827 | 5.5126 | 5.5429 | 5.5735 | 5.6045 | 5.6359 | 5.6675 | 5.6995 | 5.732 | 5.7647 | 5.7978 | 5.8313 | 5.8653 | 5.8996 | 5.9343 | 5.9693 | 6.0049 | 6.0408 | 6.0772 | 6.1139 | 6.1513 | 6.189 | 6.2272 | 6.2658 | 6.305 | 6.3446 | 6.3446
F1_Commercial_College_Existing_Space Heating_Natural Gas_Boiler_E5 | F1 | Commercial | College | Existing | Space Heating | Natural Gas | Boiler | E5 | CCE | 0 | 0 | 0 | 0 | 0 | 0 | 0 | 0 | 0 | 0 | 0 | 0 | 0 | 0 | 0 | 0 | 0 | 0 | 0 | 0 | 0 | 0 | 0 | 0 | 0 | 0 | 0 | 0 | 0 | 0 | 0 | 0 | 0
F1_Commercial_College_Existing_Space Heating_Natural Gas_Boiler_E6 | F1 | Commercial | College | Existing | Space Heating | Natural Gas | Boiler | E6 | CCE | 0 | 0 | 0 | 0 | 0 | 0 | 0 | 0 | 0 | 0 | 0 | 0 | 0 | 0 | 0 | 0 | 0 | 0 | 0 | 0 | 0 | 0 | 0 | 0 | 0 | 0 | 0 | 0 | 0 | 0 | 0 | 0 | 0
F1_Commercial_College_Existing_Space Heating_Natural Gas_Boiler_E7 | F1 | Commercial | College | Existing | Space Heating | Natural Gas | Boiler | E7 | CCE | 0 | 0 | 0 | 0 | 0 | 0 | 0 | 0 | 0 | 0 | 0 | 0 | 0 | 0 | 0 | 0 | 0 | 0 | 0 | 0 | 0 | 0 | 0 | 0 | 0 | 0 | 0 | 0 | 0 | 0 | 0 | 0 | 0
F1_Commercial_College_Existing_Space Heating_Natural Gas_Boiler_E8 | F1 | Commercial | College | Existing | Space Heating | Natural Gas | Boiler | E8 | CCE | 0 | 0 | 0 | 0 | 0 | 0 | 0 | 0 | 0 | 0 | 0 | 0 | 0 | 0 | 0 | 0 | 0 | 0 | 0 | 0 | 0 | 0 | 0 | 0 | 0 | 0 | 0 | 0 | 0 | 0 | 0 | 0 | 0
F1_Commercial_College_Existing_Space Heating_Natural Gas_Boiler_E9 | F1 | Commercial | College | Existing | Space Heating | Natural Gas | Boiler | E9 | CCE | 0 | 0 | 0 | 0 | 0 | 0 | 0 | 0 | 0 | 0 | 0 | 0 | 0 | 0 | 0 | 0 | 0 | 0 | 0 | 0 | 0 | 0 | 0 | 0 | 0 | 0 | 0 | 0 | 0 | 0 | 0 | 0 | 0
F1_Commercial_College_Existing_Space Heating_Natural Gas_Boiler_E10 | F1 | Commercial | College | Existing | Space Heating | Natural Gas | Boiler | E10 | CCE | 0 | 0 | 0 | 0 | 0 | 0 | 0 | 0 | 0 | 0 | 0 | 0 | 0 | 0 | 0 | 0 | 0 | 0 | 0 | 0 | 0 | 0 | 0 | 0 | 0 | 0 | 0 | 0 | 0 | 0 | 0 | 0 | 0
F2_Commercial_College_Existing_Space Heating_Natural Gas_Boiler_E1 | F2 | Commercial | College | Existing | Space Heating | Natural Gas | Boiler | E1 | TRC BC Ratio | bar: 2019 to 2051
F2_Commercial_College_Existing_Space Heating_Natural Gas_Boiler_E2 | F2 | Commercial | College | Existing | Space Heating | Natural Gas | Boiler | E2 | TRC BC Ratio | 1.7273 | 1.729 | 1.7308 | 1.7334 | 1.7369 | 1.7422 | 1.746 | 1.7488 | 1.7519 | 1.7547 | 1.7566 | 1.7578 | 1.7589 | 1.7599 | 1.7612 | 1.7617 | 1.7626 | 1.7643 | 1.7662 | 1.7683 | 1.7708 | 1.7729 | 1.7746 | 1.7758 | 1.7767 | 1.7769 | 1.7765 | 1.7755 | 1.7748 | 1.7745 | 1.7747 | 1.7748 | 1.7748
F2_Commercial_College_Existing_Space Heating_Natural Gas_Boiler_E3 | F2 | Commercial | College | Existing | Space Heating | Natural Gas | Boiler | E3 | TRC BC Ratio | 1.7107 | 1.7123 | 1.7141 | 1.7167 | 1.7202 | 1.7255 | 1.7291 | 1.7319 | 1.735 | 1.7378 | 1.7397 | 1.7409 | 1.7419 | 1.7429 | 1.7442 | 1.7447 | 1.7456 | 1.7474 | 1.7492 | 1.7513 | 1.7538 | 1.7559 | 1.7575 | 1.7587 | 1.7595 | 1.7598 | 1.7594 | 1.7584 | 1.7577 | 1.7574 | 1.7576 | 1.7577 | 1.7577
F2_Commercial_College_Existing_Space Heating_Natural Gas_Boiler_E4 | F2 | Commercial | College | Existing | Space Heating | Natural Gas | Boiler | E4 | TRC BC Ratio | 0.34283 | 0.34321 | 0.34363 | 0.34415 | 0.34477 | 0.34553 | 0.34616 | 0.34669 | 0.34719 | 0.34761 | 0.34792 | 0.34811 | 0.34825 | 0.34835 | 0.34843 | 0.34844 | 0.34846 | 0.34856 | 0.34869 | 0.34886 | 0.34908 | 0.34925 | 0.34938 | 0.34948 | 0.34955 | 0.34957 | 0.34953 | 0.34946 | 0.3494 | 0.34937 | 0.34939 | 0.3494 | 0.3494
F2_Commercial_College_Existing_Space Heating_Natural Gas_Boiler_E5 | F2 | Commercial | College | Existing | Space Heating | Natural Gas | Boiler | E5 | TRC BC Ratio | 0 | 0 | 0 | 0 | 0 | 0 | 0 | 0 | 0 | 0 | 0 | 0 | 0 | 0 | 0 | 0 | 0 | 0 | 0 | 0 | 0 | 0 | 0 | 0 | 0 | 0 | 0 | 0 | 0 | 0 | 0 | 0 | 0
F2_Commercial_College_Existing_Space Heating_Natural Gas_Boiler_E6 | F2 | Commercial | College | Existing | Space Heating | Natural Gas | Boiler | E6 | TRC BC Ratio | 0 | 0 | 0 | 0 | 0 | 0 | 0 | 0 | 0 | 0 | 0 | 0 | 0 | 0 | 0 | 0 | 0 | 0 | 0 | 0 | 0 | 0 | 0 | 0 | 0 | 0 | 0 | 0 | 0 | 0 | 0 | 0 | 0
F2_Commercial_College_Existing_Space Heating_Natural Gas_Boiler_E7 | F2 | Commercial | College | Existing | Space Heating | Natural Gas | Boiler | E7 | TRC BC Ratio | 0 | 0 | 0 | 0 | 0 | 0 | 0 | 0 | 0 | 0 | 0 | 0 | 0 | 0 | 0 | 0 | 0 | 0 | 0 | 0 | 0 | 0 | 0 | 0 | 0 | 0 | 0 | 0 | 0 | 0 | 0 | 0 | 0
F2_Commercial_College_Existing_Space Heating_Natural Gas_Boiler_E8 | F2 | Commercial | College | Existing | Space Heating | Natural Gas | Boiler | E8 | TRC BC Ratio | 0 | 0 | 0 | 0 | 0 | 0 | 0 | 0 | 0 | 0 | 0 | 0 | 0 | 0 | 0 | 0 | 0 | 0 | 0 | 0 | 0 | 0 | 0 | 0 | 0 | 0 | 0 | 0 | 0 | 0 | 0 | 0 | 0
F2_Commercial_College_Existing_Space Heating_Natural Gas_Boiler_E9 | F2 | Commercial | College | Existing | Space Heating | Natural Gas | Boiler | E9 | TRC BC Ratio | 0 | 0 | 0 | 0 | 0 | 0 | 0 | 0 | 0 | 0 | 0 | 0 | 0 | 0 | 0 | 0 | 0 | 0 | 0 | 0 | 0 | 0 | 0 | 0 | 0 | 0 | 0 | 0 | 0 | 0 | 0 | 0 | 0
F2_Commercial_College_Existing_Space Heating_Natural Gas_Boiler_E10 | F2 | Commercial | College | Existing | Space Heating | Natural Gas | Boiler | E10 | TRC BC Ratio | 0 | 0 | 0 | 0 | 0 | 0 | 0 | 0 | 0 | 0 | 0 | 0 | 0 | 0 | 0 | 0 | 0 | 0 | 0 | 0 | 0 | 0 | 0 | 0 | 0 | 0 | 0 | 0 | 0 | 0 | 0 | 0 | 0
F3_Commercial_College_Existing_Space Heating_Natural Gas_Boiler_E1 | F3 | Commercial | College | Existing | Space Heating | Natural Gas | Boiler | E1 | PACT BC Ratio | bar: 2019 to 2051
F3_Commercial_College_Existing_Space Heating_Natural Gas_Boiler_E2 | F3 | Commercial | College | Existing | Space Heating | Natural Gas | Boiler | E2 | PACT BC Ratio | 2.3031 | 2.3053 | 2.3077 | 2.3111 | 2.3159 | 2.323 | 2.3279 | 2.3317 | 2.3358 | 2.3396 | 2.3421 | 2.3437 | 2.3452 | 2.3465 | 2.3482 | 2.3489 | 2.3501 | 2.3525 | 2.3549 | 2.3577 | 2.3611 | 2.3639 | 2.3661 | 2.3678 | 2.3689 | 2.3692 | 2.3686 | 2.3674 | 2.3664 | 2.366 | 2.3663 | 2.3664 | 2.3664
F3_Commercial_College_Existing_Space Heating_Natural Gas_Boiler_E3 | F3 | Commercial | College | Existing | Space Heating | Natural Gas | Boiler | E3 | PACT BC Ratio | 2.2809 | 2.2831 | 2.2855 | 2.2889 | 2.2936 | 2.3006 | 2.3055 | 2.3093 | 2.3133 | 2.317 | 2.3196 | 2.3211 | 2.3226 | 2.3239 | 2.3256 | 2.3263 | 2.3275 | 2.3298 | 2.3322 | 2.335 | 2.3384 | 2.3411 | 2.3433 | 2.345 | 2.3461 | 2.3464 | 2.3458 | 2.3446 | 2.3437 | 2.3432 | 2.3435 | 2.3437 | 2.3437
F3_Commercial_College_Existing_Space Heating_Natural Gas_Boiler_E4 | F3 | Commercial | College | Existing | Space Heating | Natural Gas | Boiler | E4 | PACT BC Ratio | 0.45711 | 0.45761 | 0.45817 | 0.45887 | 0.45969 | 0.46071 | 0.46155 | 0.46226 | 0.46292 | 0.46348 | 0.46389 | 0.46415 | 0.46434 | 0.46446 | 0.46458 | 0.46458 | 0.46462 | 0.46475 | 0.46492 | 0.46515 | 0.46543 | 0.46566 | 0.46584 | 0.46598 | 0.46607 | 0.46609 | 0.46604 | 0.46595 | 0.46587 | 0.46583 | 0.46586 | 0.46587 | 0.46587
F3_Commercial_College_Existing_Space Heating_Natural Gas_Boiler_E5 | F3 | Commercial | College | Existing | Space Heating | Natural Gas | Boiler | E5 | PACT BC Ratio | 0 | 0 | 0 | 0 | 0 | 0 | 0 | 0 | 0 | 0 | 0 | 0 | 0 | 0 | 0 | 0 | 0 | 0 | 0 | 0 | 0 | 0 | 0 | 0 | 0 | 0 | 0 | 0 | 0 | 0 | 0 | 0 | 0
F3_Commercial_College_Existing_Space Heating_Natural Gas_Boiler_E6 | F3 | Commercial | College | Existing | Space Heating | Natural Gas | Boiler | E6 | PACT BC Ratio | 0 | 0 | 0 | 0 | 0 | 0 | 0 | 0 | 0 | 0 | 0 | 0 | 0 | 0 | 0 | 0 | 0 | 0 | 0 | 0 | 0 | 0 | 0 | 0 | 0 | 0 | 0 | 0 | 0 | 0 | 0 | 0 | 0
F3_Commercial_College_Existing_Space Heating_Natural Gas_Boiler_E7 | F3 | Commercial | College | Existing | Space Heating | Natural Gas | Boiler | E7 | PACT BC Ratio | 0 | 0 | 0 | 0 | 0 | 0 | 0 | 0 | 0 | 0 | 0 | 0 | 0 | 0 | 0 | 0 | 0 | 0 | 0 | 0 | 0 | 0 | 0 | 0 | 0 | 0 | 0 | 0 | 0 | 0 | 0 | 0 | 0
F3_Commercial_College_Existing_Space Heating_Natural Gas_Boiler_E8 | F3 | Commercial | College | Existing | Space Heating | Natural Gas | Boiler | E8 | PACT BC Ratio | 0 | 0 | 0 | 0 | 0 | 0 | 0 | 0 | 0 | 0 | 0 | 0 | 0 | 0 | 0 | 0 | 0 | 0 | 0 | 0 | 0 | 0 | 0 | 0 | 0 | 0 | 0 | 0 | 0 | 0 | 0 | 0 | 0
F3_Commercial_College_Existing_Space Heating_Natural Gas_Boiler_E9 | F3 | Commercial | College | Existing | Space Heating | Natural Gas | Boiler | E9 | PACT BC Ratio | 0 | 0 | 0 | 0 | 0 | 0 | 0 | 0 | 0 | 0 | 0 | 0 | 0 | 0 | 0 | 0 | 0 | 0 | 0 | 0 | 0 | 0 | 0 | 0 | 0 | 0 | 0 | 0 | 0 | 0 | 0 | 0 | 0
F3_Commercial_College_Existing_Space Heating_Natural Gas_Boiler_E10 | F3 | Commercial | College | Existing | Space Heating | Natural Gas | Boiler | E10 | PACT BC Ratio | 0 | 0 | 0 | 0 | 0 | 0 | 0 | 0 | 0 | 0 | 0 | 0 | 0 | 0 | 0 | 0 | 0 | 0 | 0 | 0 | 0 | 0 | 0 | 0 | 0 | 0 | 0 | 0 | 0 | 0 | 0 | 0 | 0
F4_Commercial_College_Existing_Space Heating_Natural Gas_Boiler_E1 | F4 | Commercial | College | Existing | Space Heating | Natural Gas | Boiler | E1 | RVT BC Ratio | bar: 2019 to 2051
F4_Commercial_College_Existing_Space Heating_Natural Gas_Boiler_E2 | F4 | Commercial | College | Existing | Space Heating | Natural Gas | Boiler | E2 | RVT BC Ratio | 3.1833 | 3.1857 | 3.1883 | 3.192 | 3.1971 | 3.2048 | 3.2101 | 3.2142 | 3.2186 | 3.2227 | 3.2254 | 3.2271 | 3.2287 | 3.2301 | 3.232 | 3.2328 | 3.2341 | 3.2366 | 3.2392 | 3.2423 | 3.2459 | 3.2489 | 3.2513 | 3.2531 | 3.2543 | 3.2546 | 3.254 | 3.2527 | 3.2516 | 3.2511 | 3.2515 | 3.2516 | 3.2516
F4_Commercial_College_Existing_Space Heating_Natural Gas_Boiler_E3 | F4 | Commercial | College | Existing | Space Heating | Natural Gas | Boiler | E3 | RVT BC Ratio | 3.1594 | 3.1617 | 3.1643 | 3.168 | 3.1731 | 3.1807 | 3.1859 | 3.19 | 3.1944 | 3.1984 | 3.2011 | 3.2028 | 3.2044 | 3.2058 | 3.2076 | 3.2084 | 3.2097 | 3.2121 | 3.2147 | 3.2178 | 3.2214 | 3.2244 | 3.2267 | 3.2285 | 3.2297 | 3.23 | 3.2294 | 3.2281 | 3.2271 | 3.2266 | 3.2269 | 3.2271 | 3.2271
F4_Commercial_College_Existing_Space Heating_Natural Gas_Boiler_E4 | F4 | Commercial | College | Existing | Space Heating | Natural Gas | Boiler | E4 | RVT BC Ratio | 1.1929 | 1.1934 | 1.194 | 1.1948 | 1.1957 | 1.1968 | 1.1977 | 1.1984 | 1.1991 | 1.1998 | 1.2002 | 1.2005 | 1.2007 | 1.2008 | 1.2009 | 1.2009 | 1.201 | 1.2011 | 1.2013 | 1.2016 | 1.2019 | 1.2021 | 1.2023 | 1.2024 | 1.2025 | 1.2026 | 1.2025 | 1.2024 | 1.2023 | 1.2023 | 1.2023 | 1.2023 | 1.2023
F4_Commercial_College_Existing_Space Heating_Natural Gas_Boiler_E5 | F4 | Commercial | College | Existing | Space Heating | Natural Gas | Boiler | E5 | RVT BC Ratio | 0 | 0 | 0 | 0 | 0 | 0 | 0 | 0 | 0 | 0 | 0 | 0 | 0 | 0 | 0 | 0 | 0 | 0 | 0 | 0 | 0 | 0 | 0 | 0 | 0 | 0 | 0 | 0 | 0 | 0 | 0 | 0 | 0
F4_Commercial_College_Existing_Space Heating_Natural Gas_Boiler_E6 | F4 | Commercial | College | Existing | Space Heating | Natural Gas | Boiler | E6 | RVT BC Ratio | 0 | 0 | 0 | 0 | 0 | 0 | 0 | 0 | 0 | 0 | 0 | 0 | 0 | 0 | 0 | 0 | 0 | 0 | 0 | 0 | 0 | 0 | 0 | 0 | 0 | 0 | 0 | 0 | 0 | 0 | 0 | 0 | 0
F4_Commercial_College_Existing_Space Heating_Natural Gas_Boiler_E7 | F4 | Commercial | College | Existing | Space Heating | Natural Gas | Boiler | E7 | RVT BC Ratio | 0 | 0 | 0 | 0 | 0 | 0 | 0 | 0 | 0 | 0 | 0 | 0 | 0 | 0 | 0 | 0 | 0 | 0 | 0 | 0 | 0 | 0 | 0 | 0 | 0 | 0 | 0 | 0 | 0 | 0 | 0 | 0 | 0
F4_Commercial_College_Existing_Space Heating_Natural Gas_Boiler_E8 | F4 | Commercial | College | Existing | Space Heating | Natural Gas | Boiler | E8 | RVT BC Ratio | 0 | 0 | 0 | 0 | 0 | 0 | 0 | 0 | 0 | 0 | 0 | 0 | 0 | 0 | 0 | 0 | 0 | 0 | 0 | 0 | 0 | 0 | 0 | 0 | 0 | 0 | 0 | 0 | 0 | 0 | 0 | 0 | 0
F4_Commercial_College_Existing_Space Heating_Natural Gas_Boiler_E9 | F4 | Commercial | College | Existing | Space Heating | Natural Gas | Boiler | E9 | RVT BC Ratio | 0 | 0 | 0 | 0 | 0 | 0 | 0 | 0 | 0 | 0 | 0 | 0 | 0 | 0 | 0 | 0 | 0 | 0 | 0 | 0 | 0 | 0 | 0 | 0 | 0 | 0 | 0 | 0 | 0 | 0 | 0 | 0 | 0
F4_Commercial_College_Existing_Space Heating_Natural Gas_Boiler_E10 | F4 | Commercial | College | Existing | Space Heating | Natural Gas | Boiler | E10 | RVT BC Ratio | 0 | 0 | 0 | 0 | 0 | 0 | 0 | 0 | 0 | 0 | 0 | 0 | 0 | 0 | 0 | 0 | 0 | 0 | 0 | 0 | 0 | 0 | 0 | 0 | 0 | 0 | 0 | 0 | 0 | 0 | 0 | 0 | 0
F5_Commercial_College_Existing_Space Heating_Natural Gas_Boiler_E1 | F5 | Commercial | College | Existing | Space Heating | Natural Gas | Boiler | E1 | RIM BC Ratio | bar: 2019 to 2051
F5_Commercial_College_Existing_Space Heating_Natural Gas_Boiler_E2 | F5 | Commercial | College | Existing | Space Heating | Natural Gas | Boiler | E2 | RIM BC Ratio | 0.61264 | 0.6128 | 0.61297 | 0.61321 | 0.61355 | 0.61404 | 0.61439 | 0.61465 | 0.61494 | 0.6152 | 0.61537 | 0.61548 | 0.61558 | 0.61568 | 0.61579 | 0.61584 | 0.61593 | 0.61608 | 0.61625 | 0.61645 | 0.61668 | 0.61687 | 0.61702 | 0.61713 | 0.61721 | 0.61723 | 0.61719 | 0.6171 | 0.61704 | 0.61701 | 0.61703 | 0.61704 | 0.61704
F5_Commercial_College_Existing_Space Heating_Natural Gas_Boiler_E3 | F5 | Commercial | College | Existing | Space Heating | Natural Gas | Boiler | E3 | RIM BC Ratio | 0.61106 | 0.61122 | 0.61139 | 0.61164 | 0.61197 | 0.61247 | 0.61282 | 0.61308 | 0.61337 | 0.61363 | 0.61381 | 0.61392 | 0.61402 | 0.61411 | 0.61423 | 0.61428 | 0.61436 | 0.61452 | 0.61469 | 0.61488 | 0.61511 | 0.61531 | 0.61546 | 0.61557 | 0.61565 | 0.61567 | 0.61563 | 0.61554 | 0.61548 | 0.61545 | 0.61547 | 0.61548 | 0.61548
F5_Commercial_College_Existing_Space Heating_Natural Gas_Boiler_E4 | F5 | Commercial | College | Existing | Space Heating | Natural Gas | Boiler | E4 | RIM BC Ratio | 0.29536 | 0.29557 | 0.2958 | 0.29609 | 0.29643 | 0.29685 | 0.2972 | 0.2975 | 0.29777 | 0.29801 | 0.29817 | 0.29828 | 0.29836 | 0.29841 | 0.29846 | 0.29846 | 0.29847 | 0.29853 | 0.2986 | 0.29869 | 0.29881 | 0.29891 | 0.29898 | 0.29903 | 0.29907 | 0.29908 | 0.29906 | 0.29902 | 0.29899 | 0.29897 | 0.29899 | 0.29899 | 0.29899
F5_Commercial_College_Existing_Space Heating_Natural Gas_Boiler_E5 | F5 | Commercial | College | Existing | Space Heating | Natural Gas | Boiler | E5 | RIM BC Ratio | 0 | 0 | 0 | 0 | 0 | 0 | 0 | 0 | 0 | 0 | 0 | 0 | 0 | 0 | 0 | 0 | 0 | 0 | 0 | 0 | 0 | 0 | 0 | 0 | 0 | 0 | 0 | 0 | 0 | 0 | 0 | 0 | 0
F5_Commercial_College_Existing_Space Heating_Natural Gas_Boiler_E6 | F5 | Commercial | College | Existing | Space Heating | Natural Gas | Boiler | E6 | RIM BC Ratio | 0 | 0 | 0 | 0 | 0 | 0 | 0 | 0 | 0 | 0 | 0 | 0 | 0 | 0 | 0 | 0 | 0 | 0 | 0 | 0 | 0 | 0 | 0 | 0 | 0 | 0 | 0 | 0 | 0 | 0 | 0 | 0 | 0
F5_Commercial_College_Existing_Space Heating_Natural Gas_Boiler_E7 | F5 | Commercial | College | Existing | Space Heating | Natural Gas | Boiler | E7 | RIM BC Ratio | 0 | 0 | 0 | 0 | 0 | 0 | 0 | 0 | 0 | 0 | 0 | 0 | 0 | 0 | 0 | 0 | 0 | 0 | 0 | 0 | 0 | 0 | 0 | 0 | 0 | 0 | 0 | 0 | 0 | 0 | 0 | 0 | 0
F5_Commercial_College_Existing_Space Heating_Natural Gas_Boiler_E8 | F5 | Commercial | College | Existing | Space Heating | Natural Gas | Boiler | E8 | RIM BC Ratio | 0 | 0 | 0 | 0 | 0 | 0 | 0 | 0 | 0 | 0 | 0 | 0 | 0 | 0 | 0 | 0 | 0 | 0 | 0 | 0 | 0 | 0 | 0 | 0 | 0 | 0 | 0 | 0 | 0 | 0 | 0 | 0 | 0
F5_Commercial_College_Existing_Space Heating_Natural Gas_Boiler_E9 | F5 | Commercial | College | Existing | Space Heating | Natural Gas | Boiler | E9 | RIM BC Ratio | 0 | 0 | 0 | 0 | 0 | 0 | 0 | 0 | 0 | 0 | 0 | 0 | 0 | 0 | 0 | 0 | 0 | 0 | 0 | 0 | 0 | 0 | 0 | 0 | 0 | 0 | 0 | 0 | 0 | 0 | 0 | 0 | 0
F5_Commercial_College_Existing_Space Heating_Natural Gas_Boiler_E10 | F5 | Commercial | College | Existing | Space Heating | Natural Gas | Boiler | E10 | RIM BC Ratio | 0 | 0 | 0 | 0 | 0 | 0 | 0 | 0 | 0 | 0 | 0 | 0 | 0 | 0 | 0 | 0 | 0 | 0 | 0 | 0 | 0 | 0 | 0 | 0 | 0 | 0 | 0 | 0 | 0 | 0 | 0 | 0 | 0
F0_Commercial_College_Existing_Space Heating_Natural Gas_Unit Heater_E0 | F0 | Commercial | College | Existing | Space Heating | Natural Gas | Unit Heater | E0 | Economic Unit | Infrared Radiant | Infrared Radiant | Infrared Radiant | Infrared Radiant | Infrared Radiant | Infrared Radiant | Infrared Radiant | Infrared Radiant | Infrared Radiant | Infrared Radiant | Infrared Radiant | Infrared Radiant | Infrared Radiant | Infrared Radiant | Infrared Radiant | Infrared Radiant | Infrared Radiant | Infrared Radiant | Infrared Radiant | Infrared Radiant | Infrared Radiant | Infrared Radiant | Infrared Radiant | Infrared Radiant | Infrared Radiant | Infrared Radiant | Infrared Radiant | Infrared Radiant | Infrared Radiant | Infrared Radiant | Infrared Radiant | Infrared Radiant | Infrared Radiant
F1_Commercial_College_Existing_Space Heating_Natural Gas_Unit Heater_E1 | F1 | Commercial | College | Existing | Space Heating | Natural Gas | Unit Heater | E1 | CCE | 0 | 0 | 0 | 0 | 0 | 0 | 0 | 0 | 0 | 0 | 0 | 0 | 0 | 0 | 0 | 0 | 0 | 0 | 0 | 0 | 0 | 0 | 0 | 0 | 0 | 0 | 0 | 0 | 0 | 0 | 0 | 0 | 0
F1_Commercial_College_Existing_Space Heating_Natural Gas_Unit Heater_E2 | F1 | Commercial | College | Existing | Space Heating | Natural Gas | Unit Heater | E2 | CCE | 1.2484 | 1.2484 | 1.255 | 1.2617 | 1.2685 | 1.2754 | 1.2823 | 1.2893 | 1.2964 | 1.3036 | 1.3108 | 1.3181 | 1.3256 | 1.333 | 1.3406 | 1.3483 | 1.356 | 1.3639 | 1.3718 | 1.3798 | 1.3879 | 1.3961 | 1.4045 | 1.4129 | 1.4214 | 1.43 | 1.4387 | 1.4475 | 1.4564 | 1.4655 | 1.4746 | 1.4839 | 1.4839
F1_Commercial_College_Existing_Space Heating_Natural Gas_Unit Heater_E3 | F1 | Commercial | College | Existing | Space Heating | Natural Gas | Unit Heater | E3 | CCE | 0.12436 | 0.12436 | 0.12503 | 0.12569 | 0.12637 | 0.12705 | 0.12775 | 0.12844 | 0.12915 | 0.12986 | 0.13058 | 0.13131 | 0.13205 | 0.1328 | 0.13355 | 0.13432 | 0.13509 | 0.13587 | 0.13666 | 0.13746 | 0.13827 | 0.13908 | 0.13991 | 0.14075 | 0.1416 | 0.14245 | 0.14332 | 0.1442 | 0.14509 | 0.14599 | 0.1469 | 0.14783 | 0.14783
F1_Commercial_College_Existing_Space Heating_Natural Gas_Unit Heater_E4 | F1 | Commercial | College | Existing | Space Heating | Natural Gas | Unit Heater | E4 | CCE | 0 | 0 | 0 | 0 | 0 | 0 | 0 | 0 | 0 | 0 | 0 | 0 | 0 | 0 | 0 | 0 | 0 | 0 | 0 | 0 | 0 | 0 | 0 | 0 | 0 | 0 | 0 | 0 | 0 | 0 | 0 | 0 | 0
F1_Commercial_College_Existing_Space Heating_Natural Gas_Unit Heater_E5 | F1 | Commercial | College | Existing | Space Heating | Natural Gas | Unit Heater | E5 | CCE | 0 | 0 | 0 | 0 | 0 | 0 | 0 | 0 | 0 | 0 | 0 | 0 | 0 | 0 | 0 | 0 | 0 | 0 | 0 | 0 | 0 | 0 | 0 | 0 | 0 | 0 | 0 | 0 | 0 | 0 | 0 | 0 | 0
F1_Commercial_College_Existing_Space Heating_Natural Gas_Unit Heater_E6 | F1 | Commercial | College | Existing | Space Heating | Natural Gas | Unit Heater | E6 | CCE | 0 | 0 | 0 | 0 | 0 | 0 | 0 | 0 | 0 | 0 | 0 | 0 | 0 | 0 | 0 | 0 | 0 | 0 | 0 | 0 | 0 | 0 | 0 | 0 | 0 | 0 | 0 | 0 | 0 | 0 | 0 | 0 | 0
F1_Commercial_College_Existing_Space Heating_Natural Gas_Unit Heater_E7 | F1 | Commercial | College | Existing | Space Heating | Natural Gas | Unit Heater | E7 | CCE | 0 | 0 | 0 | 0 | 0 | 0 | 0 | 0 | 0 | 0 | 0 | 0 | 0 | 0 | 0 | 0 | 0 | 0 | 0 | 0 | 0 | 0 | 0 | 0 | 0 | 0 | 0 | 0 | 0 | 0 | 0 | 0 | 0
F1_Commercial_College_Existing_Space Heating_Natural Gas_Unit Heater_E8 | F1 | Commercial | College | Existing | Space Heating | Natural Gas | Unit Heater | E8 | CCE | 0 | 0 | 0 | 0 | 0 | 0 | 0 | 0 | 0 | 0 | 0 | 0 | 0 | 0 | 0 | 0 | 0 | 0 | 0 | 0 | 0 | 0 | 0 | 0 | 0 | 0 | 0 | 0 | 0 | 0 | 0 | 0 | 0
F1_Commercial_College_Existing_Space Heating_Natural Gas_Unit Heater_E9 | F1 | Commercial | College | Existing | Space Heating | Natural Gas | Unit Heater | E9 | CCE | 0 | 0 | 0 | 0 | 0 | 0 | 0 | 0 | 0 | 0 | 0 | 0 | 0 | 0 | 0 | 0 | 0 | 0 | 0 | 0 | 0 | 0 | 0 | 0 | 0 | 0 | 0 | 0 | 0 | 0 | 0 | 0 | 0
F1_Commercial_College_Existing_Space Heating_Natural Gas_Unit Heater_E10 | F1 | Commercial | College | Existing | Space Heating | Natural Gas | Unit Heater | E10 | CCE | 0 | 0 | 0 | 0 | 0 | 0 | 0 | 0 | 0 | 0 | 0 | 0 | 0 | 0 | 0 | 0 | 0 | 0 | 0 | 0 | 0 | 0 | 0 | 0 | 0 | 0 | 0 | 0 | 0 | 0 | 0 | 0 | 0
F2_Commercial_College_Existing_Space Heating_Natural Gas_Unit Heater_E1 | F2 | Commercial | College | Existing | Space Heating | Natural Gas | Unit Heater | E1 | TRC BC Ratio | bar: 2019 to 2051
F2_Commercial_College_Existing_Space Heating_Natural Gas_Unit Heater_E2 | F2 | Commercial | College | Existing | Space Heating | Natural Gas | Unit Heater | E2 | TRC BC Ratio | 1.4316 | 1.4333 | 1.4351 | 1.4377 | 1.4415 | 1.4475 | 1.451 | 1.4531 | 1.4557 | 1.4579 | 1.4592 | 1.4598 | 1.4607 | 1.4619 | 1.4637 | 1.4647 | 1.4663 | 1.4689 | 1.4715 | 1.4743 | 1.4776 | 1.4804 | 1.4826 | 1.4843 | 1.4854 | 1.4857 | 1.4852 | 1.4839 | 1.483 | 1.4825 | 1.4828 | 1.483 | 1.483
F2_Commercial_College_Existing_Space Heating_Natural Gas_Unit Heater_E3 | F2 | Commercial | College | Existing | Space Heating | Natural Gas | Unit Heater | E3 | TRC BC Ratio | 14.4795 | 14.5162 | 14.5616 | 14.6219 | 14.6976 | 14.8103 | 14.8618 | 14.8723 | 14.8808 | 14.8782 | 14.8554 | 14.8297 | 14.8204 | 14.8293 | 14.8623 | 14.8883 | 14.9269 | 14.9846 | 15.0378 | 15.0922 | 15.1509 | 15.2019 | 15.2426 | 15.2734 | 15.2939 | 15.2998 | 15.2889 | 15.2664 | 15.2487 | 15.2402 | 15.2464 | 15.2488 | 15.2488
F2_Commercial_College_Existing_Space Heating_Natural Gas_Unit Heater_E4 | F2 | Commercial | College | Existing | Space Heating | Natural Gas | Unit Heater | E4 | TRC BC Ratio | 0 | 0 | 0 | 0 | 0 | 0 | 0 | 0 | 0 | 0 | 0 | 0 | 0 | 0 | 0 | 0 | 0 | 0 | 0 | 0 | 0 | 0 | 0 | 0 | 0 | 0 | 0 | 0 | 0 | 0 | 0 | 0 | 0
F2_Commercial_College_Existing_Space Heating_Natural Gas_Unit Heater_E5 | F2 | Commercial | College | Existing | Space Heating | Natural Gas | Unit Heater | E5 | TRC BC Ratio | 0 | 0 | 0 | 0 | 0 | 0 | 0 | 0 | 0 | 0 | 0 | 0 | 0 | 0 | 0 | 0 | 0 | 0 | 0 | 0 | 0 | 0 | 0 | 0 | 0 | 0 | 0 | 0 | 0 | 0 | 0 | 0 | 0
F2_Commercial_College_Existing_Space Heating_Natural Gas_Unit Heater_E6 | F2 | Commercial | College | Existing | Space Heating | Natural Gas | Unit Heater | E6 | TRC BC Ratio | 0 | 0 | 0 | 0 | 0 | 0 | 0 | 0 | 0 | 0 | 0 | 0 | 0 | 0 | 0 | 0 | 0 | 0 | 0 | 0 | 0 | 0 | 0 | 0 | 0 | 0 | 0 | 0 | 0 | 0 | 0 | 0 | 0
F2_Commercial_College_Existing_Space Heating_Natural Gas_Unit Heater_E7 | F2 | Commercial | College | Existing | Space Heating | Natural Gas | Unit Heater | E7 | TRC BC Ratio | 0 | 0 | 0 | 0 | 0 | 0 | 0 | 0 | 0 | 0 | 0 | 0 | 0 | 0 | 0 | 0 | 0 | 0 | 0 | 0 | 0 | 0 | 0 | 0 | 0 | 0 | 0 | 0 | 0 | 0 | 0 | 0 | 0
F2_Commercial_College_Existing_Space Heating_Natural Gas_Unit Heater_E8 | F2 | Commercial | College | Existing | Space Heating | Natural Gas | Unit Heater | E8 | TRC BC Ratio | 0 | 0 | 0 | 0 | 0 | 0 | 0 | 0 | 0 | 0 | 0 | 0 | 0 | 0 | 0 | 0 | 0 | 0 | 0 | 0 | 0 | 0 | 0 | 0 | 0 | 0 | 0 | 0 | 0 | 0 | 0 | 0 | 0
F2_Commercial_College_Existing_Space Heating_Natural Gas_Unit Heater_E9 | F2 | Commercial | College | Existing | Space Heating | Natural Gas | Unit Heater | E9 | TRC BC Ratio | 0 | 0 | 0 | 0 | 0 | 0 | 0 | 0 | 0 | 0 | 0 | 0 | 0 | 0 | 0 | 0 | 0 | 0 | 0 | 0 | 0 | 0 | 0 | 0 | 0 | 0 | 0 | 0 | 0 | 0 | 0 | 0 | 0
F2_Commercial_College_Existing_Space Heating_Natural Gas_Unit Heater_E10 | F2 | Commercial | College | Existing | Space Heating | Natural Gas | Unit Heater | E10 | TRC BC Ratio | 0 | 0 | 0 | 0 | 0 | 0 | 0 | 0 | 0 | 0 | 0 | 0 | 0 | 0 | 0 | 0 | 0 | 0 | 0 | 0 | 0 | 0 | 0 | 0 | 0 | 0 | 0 | 0 | 0 | 0 | 0 | 0 | 0
F3_Commercial_College_Existing_Space Heating_Natural Gas_Unit Heater_E1 | F3 | Commercial | College | Existing | Space Heating | Natural Gas | Unit Heater | E1 | PACT BC Ratio | bar: 2019 to 2051
F3_Commercial_College_Existing_Space Heating_Natural Gas_Unit Heater_E2 | F3 | Commercial | College | Existing | Space Heating | Natural Gas | Unit Heater | E2 | PACT BC Ratio | 1.9089 | 1.911 | 1.9134 | 1.917 | 1.922 | 1.93 | 1.9346 | 1.9375 | 1.9409 | 1.9439 | 1.9456 | 1.9464 | 1.9476 | 1.9492 | 1.9516 | 1.953 | 1.9551 | 1.9585 | 1.9619 | 1.9658 | 1.9702 | 1.9739 | 1.9769 | 1.9791 | 1.9806 | 1.981 | 1.9802 | 1.9786 | 1.9773 | 1.9767 | 1.9771 | 1.9773 | 1.9773
F3_Commercial_College_Existing_Space Heating_Natural Gas_Unit Heater_E3 | F3 | Commercial | College | Existing | Space Heating | Natural Gas | Unit Heater | E3 | PACT BC Ratio | 19.306 | 19.355 | 19.4154 | 19.4958 | 19.5967 | 19.747 | 19.8157 | 19.8297 | 19.8411 | 19.8377 | 19.8073 | 19.773 | 19.7606 | 19.7724 | 19.8164 | 19.851 | 19.9026 | 19.9794 | 20.0504 | 20.1229 | 20.2012 | 20.2691 | 20.3234 | 20.3645 | 20.3919 | 20.3998 | 20.3852 | 20.3553 | 20.3317 | 20.3202 | 20.3286 | 20.3318 | 20.3318
F3_Commercial_College_Existing_Space Heating_Natural Gas_Unit Heater_E4 | F3 | Commercial | College | Existing | Space Heating | Natural Gas | Unit Heater | E4 | PACT BC Ratio | 0 | 0 | 0 | 0 | 0 | 0 | 0 | 0 | 0 | 0 | 0 | 0 | 0 | 0 | 0 | 0 | 0 | 0 | 0 | 0 | 0 | 0 | 0 | 0 | 0 | 0 | 0 | 0 | 0 | 0 | 0 | 0 | 0
F3_Commercial_College_Existing_Space Heating_Natural Gas_Unit Heater_E5 | F3 | Commercial | College | Existing | Space Heating | Natural Gas | Unit Heater | E5 | PACT BC Ratio | 0 | 0 | 0 | 0 | 0 | 0 | 0 | 0 | 0 | 0 | 0 | 0 | 0 | 0 | 0 | 0 | 0 | 0 | 0 | 0 | 0 | 0 | 0 | 0 | 0 | 0 | 0 | 0 | 0 | 0 | 0 | 0 | 0
F3_Commercial_College_Existing_Space Heating_Natural Gas_Unit Heater_E6 | F3 | Commercial | College | Existing | Space Heating | Natural Gas | Unit Heater | E6 | PACT BC Ratio | 0 | 0 | 0 | 0 | 0 | 0 | 0 | 0 | 0 | 0 | 0 | 0 | 0 | 0 | 0 | 0 | 0 | 0 | 0 | 0 | 0 | 0 | 0 | 0 | 0 | 0 | 0 | 0 | 0 | 0 | 0 | 0 | 0
F3_Commercial_College_Existing_Space Heating_Natural Gas_Unit Heater_E7 | F3 | Commercial | College | Existing | Space Heating | Natural Gas | Unit Heater | E7 | PACT BC Ratio | 0 | 0 | 0 | 0 | 0 | 0 | 0 | 0 | 0 | 0 | 0 | 0 | 0 | 0 | 0 | 0 | 0 | 0 | 0 | 0 | 0 | 0 | 0 | 0 | 0 | 0 | 0 | 0 | 0 | 0 | 0 | 0 | 0
F3_Commercial_College_Existing_Space Heating_Natural Gas_Unit Heater_E8 | F3 | Commercial | College | Existing | Space Heating | Natural Gas | Unit Heater | E8 | PACT BC Ratio | 0 | 0 | 0 | 0 | 0 | 0 | 0 | 0 | 0 | 0 | 0 | 0 | 0 | 0 | 0 | 0 | 0 | 0 | 0 | 0 | 0 | 0 | 0 | 0 | 0 | 0 | 0 | 0 | 0 | 0 | 0 | 0 | 0
F3_Commercial_College_Existing_Space Heating_Natural Gas_Unit Heater_E9 | F3 | Commercial | College | Existing | Space Heating | Natural Gas | Unit Heater | E9 | PACT BC Ratio | 0 | 0 | 0 | 0 | 0 | 0 | 0 | 0 | 0 | 0 | 0 | 0 | 0 | 0 | 0 | 0 | 0 | 0 | 0 | 0 | 0 | 0 | 0 | 0 | 0 | 0 | 0 | 0 | 0 | 0 | 0 | 0 | 0
F3_Commercial_College_Existing_Space Heating_Natural Gas_Unit Heater_E10 | F3 | Commercial | College | Existing | Space Heating | Natural Gas | Unit Heater | E10 | PACT BC Ratio | 0 | 0 | 0 | 0 | 0 | 0 | 0 | 0 | 0 | 0 | 0 | 0 | 0 | 0 | 0 | 0 | 0 | 0 | 0 | 0 | 0 | 0 | 0 | 0 | 0 | 0 | 0 | 0 | 0 | 0 | 0 | 0 | 0
F4_Commercial_College_Existing_Space Heating_Natural Gas_Unit Heater_E1 | F4 | Commercial | College | Existing | Space Heating | Natural Gas | Unit Heater | E1 | RVT BC Ratio | bar: 2019 to 2051
F4_Commercial_College_Existing_Space Heating_Natural Gas_Unit Heater_E2 | F4 | Commercial | College | Existing | Space Heating | Natural Gas | Unit Heater | E2 | RVT BC Ratio | 2.7582 | 2.7606 | 2.7631 | 2.767 | 2.7724 | 2.781 | 2.786 | 2.7891 | 2.7928 | 2.796 | 2.7979 | 2.7988 | 2.8 | 2.8017 | 2.8044 | 2.8058 | 2.8081 | 2.8118 | 2.8155 | 2.8196 | 2.8244 | 2.8284 | 2.8316 | 2.834 | 2.8356 | 2.836 | 2.8352 | 2.8334 | 2.832 | 2.8314 | 2.8319 | 2.832 | 2.832
F4_Commercial_College_Existing_Space Heating_Natural Gas_Unit Heater_E3 | F4 | Commercial | College | Existing | Space Heating | Natural Gas | Unit Heater | E3 | RVT BC Ratio | 21.5169 | 21.5696 | 21.6348 | 21.7215 | 21.8304 | 21.9924 | 22.0664 | 22.0815 | 22.0938 | 22.0901 | 22.0573 | 22.0204 | 22.007 | 22.0198 | 22.0672 | 22.1045 | 22.1601 | 22.243 | 22.3196 | 22.3977 | 22.4821 | 22.5554 | 22.6139 | 22.6582 | 22.6877 | 22.6962 | 22.6806 | 22.6482 | 22.6228 | 22.6104 | 22.6194 | 22.6229 | 22.6229
F4_Commercial_College_Existing_Space Heating_Natural Gas_Unit Heater_E4 | F4 | Commercial | College | Existing | Space Heating | Natural Gas | Unit Heater | E4 | RVT BC Ratio | 0 | 0 | 0 | 0 | 0 | 0 | 0 | 0 | 0 | 0 | 0 | 0 | 0 | 0 | 0 | 0 | 0 | 0 | 0 | 0 | 0 | 0 | 0 | 0 | 0 | 0 | 0 | 0 | 0 | 0 | 0 | 0 | 0
F4_Commercial_College_Existing_Space Heating_Natural Gas_Unit Heater_E5 | F4 | Commercial | College | Existing | Space Heating | Natural Gas | Unit Heater | E5 | RVT BC Ratio | 0 | 0 | 0 | 0 | 0 | 0 | 0 | 0 | 0 | 0 | 0 | 0 | 0 | 0 | 0 | 0 | 0 | 0 | 0 | 0 | 0 | 0 | 0 | 0 | 0 | 0 | 0 | 0 | 0 | 0 | 0 | 0 | 0
F4_Commercial_College_Existing_Space Heating_Natural Gas_Unit Heater_E6 | F4 | Commercial | College | Existing | Space Heating | Natural Gas | Unit Heater | E6 | RVT BC Ratio | 0 | 0 | 0 | 0 | 0 | 0 | 0 | 0 | 0 | 0 | 0 | 0 | 0 | 0 | 0 | 0 | 0 | 0 | 0 | 0 | 0 | 0 | 0 | 0 | 0 | 0 | 0 | 0 | 0 | 0 | 0 | 0 | 0
F4_Commercial_College_Existing_Space Heating_Natural Gas_Unit Heater_E7 | F4 | Commercial | College | Existing | Space Heating | Natural Gas | Unit Heater | E7 | RVT BC Ratio | 0 | 0 | 0 | 0 | 0 | 0 | 0 | 0 | 0 | 0 | 0 | 0 | 0 | 0 | 0 | 0 | 0 | 0 | 0 | 0 | 0 | 0 | 0 | 0 | 0 | 0 | 0 | 0 | 0 | 0 | 0 | 0 | 0
F4_Commercial_College_Existing_Space Heating_Natural Gas_Unit Heater_E8 | F4 | Commercial | College | Existing | Space Heating | Natural Gas | Unit Heater | E8 | RVT BC Ratio | 0 | 0 | 0 | 0 | 0 | 0 | 0 | 0 | 0 | 0 | 0 | 0 | 0 | 0 | 0 | 0 | 0 | 0 | 0 | 0 | 0 | 0 | 0 | 0 | 0 | 0 | 0 | 0 | 0 | 0 | 0 | 0 | 0
F4_Commercial_College_Existing_Space Heating_Natural Gas_Unit Heater_E9 | F4 | Commercial | College | Existing | Space Heating | Natural Gas | Unit Heater | E9 | RVT BC Ratio | 0 | 0 | 0 | 0 | 0 | 0 | 0 | 0 | 0 | 0 | 0 | 0 | 0 | 0 | 0 | 0 | 0 | 0 | 0 | 0 | 0 | 0 | 0 | 0 | 0 | 0 | 0 | 0 | 0 | 0 | 0 | 0 | 0
F4_Commercial_College_Existing_Space Heating_Natural Gas_Unit Heater_E10 | F4 | Commercial | College | Existing | Space Heating | Natural Gas | Unit Heater | E10 | RVT BC Ratio | 0 | 0 | 0 | 0 | 0 | 0 | 0 | 0 | 0 | 0 | 0 | 0 | 0 | 0 | 0 | 0 | 0 | 0 | 0 | 0 | 0 | 0 | 0 | 0 | 0 | 0 | 0 | 0 | 0 | 0 | 0 | 0 | 0
F5_Commercial_College_Existing_Space Heating_Natural Gas_Unit Heater_E1 | F5 | Commercial | College | Existing | Space Heating | Natural Gas | Unit Heater | E1 | RIM BC Ratio | bar: 2019 to 2051
F5_Commercial_College_Existing_Space Heating_Natural Gas_Unit Heater_E2 | F5 | Commercial | College | Existing | Space Heating | Natural Gas | Unit Heater | E2 | RIM BC Ratio | 0.58074 | 0.58094 | 0.58116 | 0.58149 | 0.58195 | 0.58268 | 0.58311 | 0.58337 | 0.58367 | 0.58394 | 0.5841 | 0.58417 | 0.58428 | 0.58442 | 0.58464 | 0.58476 | 0.58495 | 0.58526 | 0.58556 | 0.5859 | 0.58629 | 0.58662 | 0.58688 | 0.58708 | 0.58721 | 0.58725 | 0.58718 | 0.58703 | 0.58692 | 0.58687 | 0.58691 | 0.58692 | 0.58692
F5_Commercial_College_Existing_Space Heating_Natural Gas_Unit Heater_E3 | F5 | Commercial | College | Existing | Space Heating | Natural Gas | Unit Heater | E3 | RIM BC Ratio | 0.80009 | 0.80017 | 0.80027 | 0.80041 | 0.80058 | 0.80083 | 0.80094 | 0.80096 | 0.80098 | 0.80098 | 0.80093 | 0.80087 | 0.80085 | 0.80087 | 0.80094 | 0.801 | 0.80108 | 0.80121 | 0.80132 | 0.80144 | 0.80156 | 0.80167 | 0.80175 | 0.80182 | 0.80186 | 0.80187 | 0.80185 | 0.8018 | 0.80176 | 0.80175 | 0.80176 | 0.80176 | 0.80176
F5_Commercial_College_Existing_Space Heating_Natural Gas_Unit Heater_E4 | F5 | Commercial | College | Existing | Space Heating | Natural Gas | Unit Heater | E4 | RIM BC Ratio | 0 | 0 | 0 | 0 | 0 | 0 | 0 | 0 | 0 | 0 | 0 | 0 | 0 | 0 | 0 | 0 | 0 | 0 | 0 | 0 | 0 | 0 | 0 | 0 | 0 | 0 | 0 | 0 | 0 | 0 | 0 | 0 | 0
F5_Commercial_College_Existing_Space Heating_Natural Gas_Unit Heater_E5 | F5 | Commercial | College | Existing | Space Heating | Natural Gas | Unit Heater | E5 | RIM BC Ratio | 0 | 0 | 0 | 0 | 0 | 0 | 0 | 0 | 0 | 0 | 0 | 0 | 0 | 0 | 0 | 0 | 0 | 0 | 0 | 0 | 0 | 0 | 0 | 0 | 0 | 0 | 0 | 0 | 0 | 0 | 0 | 0 | 0
F5_Commercial_College_Existing_Space Heating_Natural Gas_Unit Heater_E6 | F5 | Commercial | College | Existing | Space Heating | Natural Gas | Unit Heater | E6 | RIM BC Ratio | 0 | 0 | 0 | 0 | 0 | 0 | 0 | 0 | 0 | 0 | 0 | 0 | 0 | 0 | 0 | 0 | 0 | 0 | 0 | 0 | 0 | 0 | 0 | 0 | 0 | 0 | 0 | 0 | 0 | 0 | 0 | 0 | 0
F5_Commercial_College_Existing_Space Heating_Natural Gas_Unit Heater_E7 | F5 | Commercial | College | Existing | Space Heating | Natural Gas | Unit Heater | E7 | RIM BC Ratio | 0 | 0 | 0 | 0 | 0 | 0 | 0 | 0 | 0 | 0 | 0 | 0 | 0 | 0 | 0 | 0 | 0 | 0 | 0 | 0 | 0 | 0 | 0 | 0 | 0 | 0 | 0 | 0 | 0 | 0 | 0 | 0 | 0
F5_Commercial_College_Existing_Space Heating_Natural Gas_Unit Heater_E8 | F5 | Commercial | College | Existing | Space Heating | Natural Gas | Unit Heater | E8 | RIM BC Ratio | 0 | 0 | 0 | 0 | 0 | 0 | 0 | 0 | 0 | 0 | 0 | 0 | 0 | 0 | 0 | 0 | 0 | 0 | 0 | 0 | 0 | 0 | 0 | 0 | 0 | 0 | 0 | 0 | 0 | 0 | 0 | 0 | 0
F5_Commercial_College_Existing_Space Heating_Natural Gas_Unit Heater_E9 | F5 | Commercial | College | Existing | Space Heating | Natural Gas | Unit Heater | E9 | RIM BC Ratio | 0 | 0 | 0 | 0 | 0 | 0 | 0 | 0 | 0 | 0 | 0 | 0 | 0 | 0 | 0 | 0 | 0 | 0 | 0 | 0 | 0 | 0 | 0 | 0 | 0 | 0 | 0 | 0 | 0 | 0 | 0 | 0 | 0
F5_Commercial_College_Existing_Space Heating_Natural Gas_Unit Heater_E10 | F5 | Commercial | College | Existing | Space Heating | Natural Gas | Unit Heater | E10 | RIM BC Ratio | 0 | 0 | 0 | 0 | 0 | 0 | 0 | 0 | 0 | 0 | 0 | 0 | 0 | 0 | 0 | 0 | 0 | 0 | 0 | 0 | 0 | 0 | 0 | 0 | 0 | 0 | 0 | 0 | 0 | 0 | 0 | 0 | 0
F0_Commercial_College_Existing_Water Heating_Natural Gas_Water Heater_E0 | F0 | Commercial | College | Existing | Water Heating | Natural Gas | Water Heater | E0 | Economic Unit | Gas-Fired Absorption HPWH | Gas-Fired Absorption HPWH | Gas-Fired Absorption HPWH | Gas-Fired Absorption HPWH | Gas-Fired Absorption HPWH | Gas-Fired Absorption HPWH | Gas-Fired Absorption HPWH | Gas-Fired Absorption HPWH | Gas-Fired Absorption HPWH | Gas-Fired Absorption HPWH | Gas-Fired Absorption HPWH | Gas-Fired Absorption HPWH | Gas-Fired Absorption HPWH | Gas-Fired Absorption HPWH | Gas-Fired Absorption HPWH | Gas-Fired Absorption HPWH | Gas-Fired Absorption HPWH | Gas-Fired Absorption HPWH | Gas-Fired Absorption HPWH | Gas-Fired Absorption HPWH | Gas-Fired Absorption HPWH | Gas-Fired Absorption HPWH | Gas-Fired Absorption HPWH | Gas-Fired Absorption HPWH | Gas-Fired Absorption HPWH | Gas-Fired Absorption HPWH | Gas-Fired Absorption HPWH | Gas-Fired Absorption HPWH | Gas-Fired Absorption HPWH | Gas-Fired Absorption HPWH | Gas-Fired Absorption HPWH | Gas-Fired Absorption HPWH | Gas-Fired Absorption HPWH
F1_Commercial_College_Existing_Water Heating_Natural Gas_Water Heater_E1 | F1 | Commercial | College | Existing | Water Heating | Natural Gas | Water Heater | E1 | CCE | 0 | 0 | 0 | 0 | 0 | 0 | 0 | 0 | 0 | 0 | 0 | 0 | 0 | 0 | 0 | 0 | 0 | 0 | 0 | 0 | 0 | 0 | 0 | 0 | 0 | 0 | 0 | 0 | 0 | 0 | 0 | 0 | 0
F1_Commercial_College_Existing_Water Heating_Natural Gas_Water Heater_E2 | F1 | Commercial | College | Existing | Water Heating | Natural Gas | Water Heater | E2 | CCE | -0.0057972 | -0.0057972 | -0.0057972 | -0.0057972 | -0.0057972 | -0.0057972 | -0.0057972 | -0.0057972 | -0.0057972 | -0.0057972 | -0.0057972 | -0.0057972 | -0.0057972 | -0.0057972 | -0.0057972 | -0.0057972 | -0.0057972 | -0.0057972 | -0.0057972 | -0.0057972 | -0.0057972 | -0.0057972 | -0.0057972 | -0.0057972 | -0.0057972 | -0.0057972 | -0.0057972 | -0.0057972 | -0.0057972 | -0.0057972 | -0.0057972 | -0.0057972 | -0.0057972
F1_Commercial_College_Existing_Water Heating_Natural Gas_Water Heater_E3 | F1 | Commercial | College | Existing | Water Heating | Natural Gas | Water Heater | E3 | CCE | 0.050524 | 0.050524 | 0.050524 | 0.050524 | 0.050524 | 0.050524 | 0.050524 | 0.050524 | 0.050524 | 0.050524 | 0.050524 | 0.050524 | 0.050524 | 0.050524 | 0.050524 | 0.050524 | 0.050524 | 0.050524 | 0.050524 | 0.050524 | 0.050524 | 0.050524 | 0.050524 | 0.050524 | 0.050524 | 0.050524 | 0.050524 | 0.050524 | 0.050524 | 0.050524 | 0.050524 | 0.050524 | 0.050524
F1_Commercial_College_Existing_Water Heating_Natural Gas_Water Heater_E4 | F1 | Commercial | College | Existing | Water Heating | Natural Gas | Water Heater | E4 | CCE | 0.062159 | 0.062159 | 0.062159 | 0.062159 | 0.062159 | 0.062159 | 0.062159 | 0.062159 | 0.062159 | 0.062159 | 0.062159 | 0.062159 | 0.062159 | 0.062159 | 0.062159 | 0.062159 | 0.062159 | 0.062159 | 0.062159 | 0.062159 | 0.062159 | 0.062159 | 0.062159 | 0.062159 | 0.062159 | 0.062159 | 0.062159 | 0.062159 | 0.062159 | 0.062159 | 0.062159 | 0.062159 | 0.062159
F1_Commercial_College_Existing_Water Heating_Natural Gas_Water Heater_E5 | F1 | Commercial | College | Existing | Water Heating | Natural Gas | Water Heater | E5 | CCE | 0.092607 | 0.092607 | 0.092607 | 0.092607 | 0.092607 | 0.092607 | 0.092607 | 0.092607 | 0.092607 | 0.092607 | 0.092607 | 0.092607 | 0.092607 | 0.092607 | 0.092607 | 0.092607 | 0.092607 | 0.092607 | 0.092607 | 0.092607 | 0.092607 | 0.092607 | 0.092607 | 0.092607 | 0.092607 | 0.092607 | 0.092607 | 0.092607 | 0.092607 | 0.092607 | 0.092607 | 0.092607 | 0.092607
F1_Commercial_College_Existing_Water Heating_Natural Gas_Water Heater_E6 | F1 | Commercial | College | Existing | Water Heating | Natural Gas | Water Heater | E6 | CCE | -0.1665 | -0.1665 | -0.1665 | -0.1665 | -0.1665 | -0.1665 | -0.1665 | -0.1665 | -0.1665 | -0.1665 | -0.1665 | -0.1665 | -0.1665 | -0.1665 | -0.1665 | -0.1665 | -0.1665 | -0.1665 | -0.1665 | -0.1665 | -0.1665 | -0.1665 | -0.1665 | -0.1665 | -0.1665 | -0.1665 | -0.1665 | -0.1665 | -0.1665 | -0.1665 | -0.1665 | -0.1665 | -0.1665
F1_Commercial_College_Existing_Water Heating_Natural Gas_Water Heater_E7 | F1 | Commercial | College | Existing | Water Heating | Natural Gas | Water Heater | E7 | CCE | 0.14355 | 0.14355 | 0.14355 | 0.14355 | 0.14355 | 0.14355 | 0.14355 | 0.14355 | 0.14355 | 0.14355 | 0.14355 | 0.14355 | 0.14355 | 0.14355 | 0.14355 | 0.14355 | 0.14355 | 0.14355 | 0.14355 | 0.14355 | 0.14355 | 0.14355 | 0.14355 | 0.14355 | 0.14355 | 0.14355 | 0.14355 | 0.14355 | 0.14355 | 0.14355 | 0.14355 | 0.14355 | 0.14355
F1_Commercial_College_Existing_Water Heating_Natural Gas_Water Heater_E8 | F1 | Commercial | College | Existing | Water Heating | Natural Gas | Water Heater | E8 | CCE | 0 | 0 | 0 | 0 | 0 | 0 | 0 | 0 | 0 | 0 | 0 | 0 | 0 | 0 | 0 | 0 | 0 | 0 | 0 | 0 | 0 | 0 | 0 | 0 | 0 | 0 | 0 | 0 | 0 | 0 | 0 | 0 | 0
F1_Commercial_College_Existing_Water Heating_Natural Gas_Water Heater_E9 | F1 | Commercial | College | Existing | Water Heating | Natural Gas | Water Heater | E9 | CCE | 0 | 0 | 0 | 0 | 0 | 0 | 0 | 0 | 0 | 0 | 0 | 0 | 0 | 0 | 0 | 0 | 0 | 0 | 0 | 0 | 0 | 0 | 0 | 0 | 0 | 0 | 0 | 0 | 0 | 0 | 0 | 0 | 0
F1_Commercial_College_Existing_Water Heating_Natural Gas_Water Heater_E10 | F1 | Commercial | College | Existing | Water Heating | Natural Gas | Water Heater | E10 | CCE | 0 | 0 | 0 | 0 | 0 | 0 | 0 | 0 | 0 | 0 | 0 | 0 | 0 | 0 | 0 | 0 | 0 | 0 | 0 | 0 | 0 | 0 | 0 | 0 | 0 | 0 | 0 | 0 | 0 | 0 | 0 | 0 | 0
F2_Commercial_College_Existing_Water Heating_Natural Gas_Water Heater_E1 | F2 | Commercial | College | Existing | Water Heating | Natural Gas | Water Heater | E1 | TRC BC Ratio | bar: 2019 to 2051
F2_Commercial_College_Existing_Water Heating_Natural Gas_Water Heater_E2 | F2 | Commercial | College | Existing | Water Heating | Natural Gas | Water Heater | E2 | TRC BC Ratio | bar: 2019 to 2051
F2_Commercial_College_Existing_Water Heating_Natural Gas_Water Heater_E3 | F2 | Commercial | College | Existing | Water Heating | Natural Gas | Water Heater | E3 | TRC BC Ratio | 21.2636 | 21.4579 | 21.6891 | 21.9575 | 22.2705 | 22.6411 | 22.9406 | 23.2225 | 23.501 | 23.7808 | 24.0363 | 24.2607 | 24.4864 | 24.7246 | 24.9996 | 25.2725 | 25.5734 | 25.9052 | 26.2568 | 26.6194 | 26.9901 | 27.3379 | 27.6566 | 27.9471 | 28.2037 | 28.4221 | 28.5756 | 28.6886 | 28.7859 | 28.8688 | 28.951 | 28.9881 | 28.9881
F2_Commercial_College_Existing_Water Heating_Natural Gas_Water Heater_E4 | F2 | Commercial | College | Existing | Water Heating | Natural Gas | Water Heater | E4 | TRC BC Ratio | 17.2834 | 17.4414 | 17.6293 | 17.8474 | 18.1018 | 18.403 | 18.6465 | 18.8756 | 19.102 | 19.3294 | 19.5371 | 19.7195 | 19.9029 | 20.0966 | 20.3201 | 20.5419 | 20.7864 | 21.0562 | 21.3419 | 21.6367 | 21.938 | 22.2207 | 22.4798 | 22.7159 | 22.9244 | 23.1019 | 23.2267 | 23.3185 | 23.3976 | 23.465 | 23.5318 | 23.562 | 23.562
F2_Commercial_College_Existing_Water Heating_Natural Gas_Water Heater_E5 | F2 | Commercial | College | Existing | Water Heating | Natural Gas | Water Heater | E5 | TRC BC Ratio | 11.6008 | 11.7068 | 11.8329 | 11.9793 | 12.1501 | 12.3523 | 12.5157 | 12.6695 | 12.8214 | 12.9741 | 13.1135 | 13.2359 | 13.359 | 13.489 | 13.639 | 13.7879 | 13.9521 | 14.1331 | 14.3249 | 14.5227 | 14.725 | 14.9147 | 15.0886 | 15.2471 | 15.3871 | 15.5062 | 15.59 | 15.6516 | 15.7047 | 15.7499 | 15.7948 | 15.815 | 15.815
F2_Commercial_College_Existing_Water Heating_Natural Gas_Water Heater_E6 | F2 | Commercial | College | Existing | Water Heating | Natural Gas | Water Heater | E6 | TRC BC Ratio | bar: 2019 to 2051
F2_Commercial_College_Existing_Water Heating_Natural Gas_Water Heater_E7 | F2 | Commercial | College | Existing | Water Heating | Natural Gas | Water Heater | E7 | TRC BC Ratio | 7.1221 | 7.1719 | 7.2508 | 7.3593 | 7.4964 | 7.6633 | 7.7882 | 7.8989 | 7.9968 | 8.0853 | 8.1517 | 8.1939 | 8.2347 | 8.2859 | 8.3661 | 8.454 | 8.5641 | 8.7002 | 8.8551 | 9.0221 | 9.1994 | 9.3687 | 9.5287 | 9.683 | 9.8232 | 9.9426 | 10.0266 | 10.0883 | 10.1416 | 10.1869 | 10.2318 | 10.2521 | 10.2521
F2_Commercial_College_Existing_Water Heating_Natural Gas_Water Heater_E8 | F2 | Commercial | College | Existing | Water Heating | Natural Gas | Water Heater | E8 | TRC BC Ratio | 0 | 0 | 0 | 0 | 0 | 0 | 0 | 0 | 0 | 0 | 0 | 0 | 0 | 0 | 0 | 0 | 0 | 0 | 0 | 0 | 0 | 0 | 0 | 0 | 0 | 0 | 0 | 0 | 0 | 0 | 0 | 0 | 0
F2_Commercial_College_Existing_Water Heating_Natural Gas_Water Heater_E9 | F2 | Commercial | College | Existing | Water Heating | Natural Gas | Water Heater | E9 | TRC BC Ratio | 0 | 0 | 0 | 0 | 0 | 0 | 0 | 0 | 0 | 0 | 0 | 0 | 0 | 0 | 0 | 0 | 0 | 0 | 0 | 0 | 0 | 0 | 0 | 0 | 0 | 0 | 0 | 0 | 0 | 0 | 0 | 0 | 0
F2_Commercial_College_Existing_Water Heating_Natural Gas_Water Heater_E10 | F2 | Commercial | College | Existing | Water Heating | Natural Gas | Water Heater | E10 | TRC BC Ratio | 0 | 0 | 0 | 0 | 0 | 0 | 0 | 0 | 0 | 0 | 0 | 0 | 0 | 0 | 0 | 0 | 0 | 0 | 0 | 0 | 0 | 0 | 0 | 0 | 0 | 0 | 0 | 0 | 0 | 0 | 0 | 0 | 0
F3_Commercial_College_Existing_Water Heating_Natural Gas_Water Heater_E1 | F3 | Commercial | College | Existing | Water Heating | Natural Gas | Water Heater | E1 | PACT BC Ratio | bar: 2019 to 2051
F3_Commercial_College_Existing_Water Heating_Natural Gas_Water Heater_E2 | F3 | Commercial | College | Existing | Water Heating | Natural Gas | Water Heater | E2 | PACT BC Ratio | bar: 2019 to 2051
F3_Commercial_College_Existing_Water Heating_Natural Gas_Water Heater_E3 | F3 | Commercial | College | Existing | Water Heating | Natural Gas | Water Heater | E3 | PACT BC Ratio | 28.3515 | 28.6106 | 28.9189 | 29.2766 | 29.694 | 30.1881 | 30.5875 | 30.9634 | 31.3346 | 31.7077 | 32.0484 | 32.3476 | 32.6485 | 32.9662 | 33.3328 | 33.6967 | 34.0978 | 34.5403 | 35.009 | 35.4926 | 35.9868 | 36.4505 | 36.8755 | 37.2628 | 37.6049 | 37.8961 | 38.1008 | 38.2514 | 38.3812 | 38.4917 | 38.6013 | 38.6508 | 38.6508
F3_Commercial_College_Existing_Water Heating_Natural Gas_Water Heater_E4 | F3 | Commercial | College | Existing | Water Heating | Natural Gas | Water Heater | E4 | PACT BC Ratio | 23.0446 | 23.2552 | 23.5057 | 23.7965 | 24.1358 | 24.5374 | 24.862 | 25.1675 | 25.4693 | 25.7725 | 26.0495 | 26.2927 | 26.5372 | 26.7954 | 27.0934 | 27.3892 | 27.7153 | 28.0749 | 28.4559 | 28.8489 | 29.2506 | 29.6275 | 29.973 | 30.2878 | 30.5659 | 30.8026 | 30.9689 | 31.0914 | 31.1968 | 31.2867 | 31.3758 | 31.416 | 31.416
F3_Commercial_College_Existing_Water Heating_Natural Gas_Water Heater_E5 | F3 | Commercial | College | Existing | Water Heating | Natural Gas | Water Heater | E5 | PACT BC Ratio | 15.4677 | 15.6091 | 15.7773 | 15.9724 | 16.2002 | 16.4697 | 16.6876 | 16.8927 | 17.0952 | 17.2988 | 17.4846 | 17.6479 | 17.812 | 17.9854 | 18.1854 | 18.3839 | 18.6027 | 18.8441 | 19.0999 | 19.3637 | 19.6333 | 19.8863 | 20.1182 | 20.3295 | 20.5161 | 20.675 | 20.7866 | 20.8688 | 20.9396 | 20.9999 | 21.0597 | 21.0867 | 21.0867
F3_Commercial_College_Existing_Water Heating_Natural Gas_Water Heater_E6 | F3 | Commercial | College | Existing | Water Heating | Natural Gas | Water Heater | E6 | PACT BC Ratio | bar: 2019 to 2051
F3_Commercial_College_Existing_Water Heating_Natural Gas_Water Heater_E7 | F3 | Commercial | College | Existing | Water Heating | Natural Gas | Water Heater | E7 | PACT BC Ratio | 9.4962 | 9.5625 | 9.6677 | 9.8123 | 9.9952 | 10.2178 | 10.3842 | 10.5319 | 10.6623 | 10.7805 | 10.8689 | 10.9252 | 10.9796 | 11.0479 | 11.1547 | 11.272 | 11.4188 | 11.6003 | 11.8068 | 12.0294 | 12.2659 | 12.4916 | 12.7049 | 12.9106 | 13.0976 | 13.2569 | 13.3688 | 13.4511 | 13.5221 | 13.5825 | 13.6425 | 13.6695 | 13.6695
F3_Commercial_College_Existing_Water Heating_Natural Gas_Water Heater_E8 | F3 | Commercial | College | Existing | Water Heating | Natural Gas | Water Heater | E8 | PACT BC Ratio | 0 | 0 | 0 | 0 | 0 | 0 | 0 | 0 | 0 | 0 | 0 | 0 | 0 | 0 | 0 | 0 | 0 | 0 | 0 | 0 | 0 | 0 | 0 | 0 | 0 | 0 | 0 | 0 | 0 | 0 | 0 | 0 | 0
F3_Commercial_College_Existing_Water Heating_Natural Gas_Water Heater_E9 | F3 | Commercial | College | Existing | Water Heating | Natural Gas | Water Heater | E9 | PACT BC Ratio | 0 | 0 | 0 | 0 | 0 | 0 | 0 | 0 | 0 | 0 | 0 | 0 | 0 | 0 | 0 | 0 | 0 | 0 | 0 | 0 | 0 | 0 | 0 | 0 | 0 | 0 | 0 | 0 | 0 | 0 | 0 | 0 | 0
F3_Commercial_College_Existing_Water Heating_Natural Gas_Water Heater_E10 | F3 | Commercial | College | Existing | Water Heating | Natural Gas | Water Heater | E10 | PACT BC Ratio | 0 | 0 | 0 | 0 | 0 | 0 | 0 | 0 | 0 | 0 | 0 | 0 | 0 | 0 | 0 | 0 | 0 | 0 | 0 | 0 | 0 | 0 | 0 | 0 | 0 | 0 | 0 | 0 | 0 | 0 | 0 | 0 | 0
F4_Commercial_College_Existing_Water Heating_Natural Gas_Water Heater_E1 | F4 | Commercial | College | Existing | Water Heating | Natural Gas | Water Heater | E1 | RVT BC Ratio | bar: 2019 to 2051
F4_Commercial_College_Existing_Water Heating_Natural Gas_Water Heater_E2 | F4 | Commercial | College | Existing | Water Heating | Natural Gas | Water Heater | E2 | RVT BC Ratio | bar: 2019 to 2051
F4_Commercial_College_Existing_Water Heating_Natural Gas_Water Heater_E3 | F4 | Commercial | College | Existing | Water Heating | Natural Gas | Water Heater | E3 | RVT BC Ratio | 31.2703 | 31.5496 | 31.882 | 32.2678 | 32.7178 | 33.2506 | 33.6812 | 34.0865 | 34.4868 | 34.8891 | 35.2565 | 35.5791 | 35.9035 | 36.2461 | 36.6414 | 37.0338 | 37.4663 | 37.9433 | 38.4488 | 38.9701 | 39.503 | 40.0031 | 40.4613 | 40.8789 | 41.2478 | 41.5618 | 41.7825 | 41.9449 | 42.0848 | 42.204 | 42.3222 | 42.3756 | 42.3756
F4_Commercial_College_Existing_Water Heating_Natural Gas_Water Heater_E4 | F4 | Commercial | College | Existing | Water Heating | Natural Gas | Water Heater | E4 | RVT BC Ratio | 25.548 | 25.7751 | 26.0452 | 26.3588 | 26.7246 | 27.1576 | 27.5077 | 27.8371 | 28.1625 | 28.4894 | 28.7881 | 29.0503 | 29.314 | 29.5924 | 29.9137 | 30.2327 | 30.5842 | 30.972 | 31.3828 | 31.8066 | 32.2397 | 32.6462 | 33.0187 | 33.3581 | 33.6579 | 33.9131 | 34.0925 | 34.2245 | 34.3383 | 34.4351 | 34.5312 | 34.5746 | 34.5746
F4_Commercial_College_Existing_Water Heating_Natural Gas_Water Heater_E5 | F4 | Commercial | College | Existing | Water Heating | Natural Gas | Water Heater | E5 | RVT BC Ratio | 17.3782 | 17.5306 | 17.712 | 17.9224 | 18.168 | 18.4586 | 18.6936 | 18.9147 | 19.1331 | 19.3525 | 19.553 | 19.729 | 19.906 | 20.0929 | 20.3085 | 20.5226 | 20.7586 | 21.0188 | 21.2946 | 21.579 | 21.8698 | 22.1426 | 22.3926 | 22.6204 | 22.8216 | 22.993 | 23.1134 | 23.202 | 23.2783 | 23.3433 | 23.4078 | 23.4369 | 23.4369
F4_Commercial_College_Existing_Water Heating_Natural Gas_Water Heater_E6 | F4 | Commercial | College | Existing | Water Heating | Natural Gas | Water Heater | E6 | RVT BC Ratio | bar: 2019 to 2051
F4_Commercial_College_Existing_Water Heating_Natural Gas_Water Heater_E7 | F4 | Commercial | College | Existing | Water Heating | Natural Gas | Water Heater | E7 | RVT BC Ratio | 10.9394 | 11.0109 | 11.1243 | 11.2802 | 11.4774 | 11.7174 | 11.8969 | 12.0561 | 12.1968 | 12.3241 | 12.4195 | 12.4802 | 12.5389 | 12.6124 | 12.7277 | 12.8542 | 13.0124 | 13.2081 | 13.4308 | 13.6708 | 13.9258 | 14.1692 | 14.3992 | 14.621 | 14.8226 | 14.9943 | 15.115 | 15.2038 | 15.2803 | 15.3454 | 15.4101 | 15.4393 | 15.4393
F4_Commercial_College_Existing_Water Heating_Natural Gas_Water Heater_E8 | F4 | Commercial | College | Existing | Water Heating | Natural Gas | Water Heater | E8 | RVT BC Ratio | 0 | 0 | 0 | 0 | 0 | 0 | 0 | 0 | 0 | 0 | 0 | 0 | 0 | 0 | 0 | 0 | 0 | 0 | 0 | 0 | 0 | 0 | 0 | 0 | 0 | 0 | 0 | 0 | 0 | 0 | 0 | 0 | 0
F4_Commercial_College_Existing_Water Heating_Natural Gas_Water Heater_E9 | F4 | Commercial | College | Existing | Water Heating | Natural Gas | Water Heater | E9 | RVT BC Ratio | 0 | 0 | 0 | 0 | 0 | 0 | 0 | 0 | 0 | 0 | 0 | 0 | 0 | 0 | 0 | 0 | 0 | 0 | 0 | 0 | 0 | 0 | 0 | 0 | 0 | 0 | 0 | 0 | 0 | 0 | 0 | 0 | 0
F4_Commercial_College_Existing_Water Heating_Natural Gas_Water Heater_E10 | F4 | Commercial | College | Existing | Water Heating | Natural Gas | Water Heater | E10 | RVT BC Ratio | 0 | 0 | 0 | 0 | 0 | 0 | 0 | 0 | 0 | 0 | 0 | 0 | 0 | 0 | 0 | 0 | 0 | 0 | 0 | 0 | 0 | 0 | 0 | 0 | 0 | 0 | 0 | 0 | 0 | 0 | 0 | 0 | 0
F5_Commercial_College_Existing_Water Heating_Natural Gas_Water Heater_E1 | F5 | Commercial | College | Existing | Water Heating | Natural Gas | Water Heater | E1 | RIM BC Ratio | bar: 2019 to 2051
F5_Commercial_College_Existing_Water Heating_Natural Gas_Water Heater_E2 | F5 | Commercial | College | Existing | Water Heating | Natural Gas | Water Heater | E2 | RIM BC Ratio | bar: 2019 to 2051
F5_Commercial_College_Existing_Water Heating_Natural Gas_Water Heater_E3 | F5 | Commercial | College | Existing | Water Heating | Natural Gas | Water Heater | E3 | RIM BC Ratio | 0.81081 | 0.81102 | 0.81126 | 0.81154 | 0.81186 | 0.81222 | 0.81251 | 0.81277 | 0.81302 | 0.81327 | 0.81349 | 0.81368 | 0.81387 | 0.81407 | 0.81429 | 0.8145 | 0.81474 | 0.81498 | 0.81524 | 0.8155 | 0.81576 | 0.81599 | 0.8162 | 0.81639 | 0.81655 | 0.81669 | 0.81679 | 0.81685 | 0.81691 | 0.81696 | 0.81701 | 0.81703 | 0.81703
F5_Commercial_College_Existing_Water Heating_Natural Gas_Water Heater_E4 | F5 | Commercial | College | Existing | Water Heating | Natural Gas | Water Heater | E4 | RIM BC Ratio | 0.8055 | 0.80576 | 0.80606 | 0.80639 | 0.80678 | 0.80722 | 0.80757 | 0.80789 | 0.80819 | 0.80849 | 0.80876 | 0.809 | 0.80923 | 0.80946 | 0.80973 | 0.80999 | 0.81028 | 0.81058 | 0.81089 | 0.81121 | 0.81152 | 0.81181 | 0.81207 | 0.81229 | 0.81249 | 0.81266 | 0.81277 | 0.81286 | 0.81293 | 0.81299 | 0.81305 | 0.81308 | 0.81308
F5_Commercial_College_Existing_Water Heating_Natural Gas_Water Heater_E5 | F5 | Commercial | College | Existing | Water Heating | Natural Gas | Water Heater | E5 | RIM BC Ratio | 0.79194 | 0.79231 | 0.79274 | 0.79323 | 0.79378 | 0.79442 | 0.79492 | 0.79538 | 0.79582 | 0.79626 | 0.79665 | 0.79698 | 0.79732 | 0.79766 | 0.79805 | 0.79843 | 0.79884 | 0.79928 | 0.79973 | 0.80019 | 0.80064 | 0.80106 | 0.80143 | 0.80176 | 0.80205 | 0.80229 | 0.80246 | 0.80258 | 0.80268 | 0.80277 | 0.80286 | 0.8029 | 0.8029
F5_Commercial_College_Existing_Water Heating_Natural Gas_Water Heater_E6 | F5 | Commercial | College | Existing | Water Heating | Natural Gas | Water Heater | E6 | RIM BC Ratio | bar: 2019 to 2051
F5_Commercial_College_Existing_Water Heating_Natural Gas_Water Heater_E7 | F5 | Commercial | College | Existing | Water Heating | Natural Gas | Water Heater | E7 | RIM BC Ratio | 0.76724 | 0.76767 | 0.76834 | 0.76924 | 0.77035 | 0.77164 | 0.77258 | 0.77339 | 0.77408 | 0.7747 | 0.77515 | 0.77544 | 0.77571 | 0.77605 | 0.77657 | 0.77713 | 0.77782 | 0.77865 | 0.77957 | 0.78052 | 0.7815 | 0.7824 | 0.78322 | 0.78399 | 0.78467 | 0.78524 | 0.78563 | 0.78591 | 0.78615 | 0.78636 | 0.78656 | 0.78665 | 0.78665
F5_Commercial_College_Existing_Water Heating_Natural Gas_Water Heater_E8 | F5 | Commercial | College | Existing | Water Heating | Natural Gas | Water Heater | E8 | RIM BC Ratio | 0 | 0 | 0 | 0 | 0 | 0 | 0 | 0 | 0 | 0 | 0 | 0 | 0 | 0 | 0 | 0 | 0 | 0 | 0 | 0 | 0 | 0 | 0 | 0 | 0 | 0 | 0 | 0 | 0 | 0 | 0 | 0 | 0
F5_Commercial_College_Existing_Water Heating_Natural Gas_Water Heater_E9 | F5 | Commercial | College | Existing | Water Heating | Natural Gas | Water Heater | E9 | RIM BC Ratio | 0 | 0 | 0 | 0 | 0 | 0 | 0 | 0 | 0 | 0 | 0 | 0 | 0 | 0 | 0 | 0 | 0 | 0 | 0 | 0 | 0 | 0 | 0 | 0 | 0 | 0 | 0 | 0 | 0 | 0 | 0 | 0 | 0
F5_Commercial_College_Existing_Water Heating_Natural Gas_Water Heater_E10 | F5 | Commercial | College | Existing | Water Heating | Natural Gas | Water Heater | E10 | RIM BC Ratio | 0 | 0 | 0 | 0 | 0 | 0 | 0 | 0 | 0 | 0 | 0 | 0 | 0 | 0 | 0 | 0 | 0 | 0 | 0 | 0 | 0 | 0 | 0 | 0 | 0 | 0 | 0 | 0 | 0 | 0 | 0 | 0 | 0
F0_Commercial_College_Existing_Food Preparation_Natural Gas_Oven_E0 | F0 | Commercial | College | Existing | Food Preparation | Natural Gas | Oven | E0 | Economic Unit | ENERGY STAR (>44% Baking Efficiency) | ENERGY STAR (>44% Baking Efficiency) | ENERGY STAR (>44% Baking Efficiency) | ENERGY STAR (>44% Baking Efficiency) | ENERGY STAR (>44% Baking Efficiency) | ENERGY STAR (>44% Baking Efficiency) | ENERGY STAR (>44% Baking Efficiency) | ENERGY STAR (>44% Baking Efficiency) | ENERGY STAR (>44% Baking Efficiency) | ENERGY STAR (>44% Baking Efficiency) | ENERGY STAR (>44% Baking Efficiency) | ENERGY STAR (>44% Baking Efficiency) | ENERGY STAR (>44% Baking Efficiency) | ENERGY STAR (>44% Baking Efficiency) | ENERGY STAR (>44% Baking Efficiency) | ENERGY STAR (>44% Baking Efficiency) | ENERGY STAR (>44% Baking Efficiency) | ENERGY STAR (>44% Baking Efficiency) | ENERGY STAR (>44% Baking Efficiency) | ENERGY STAR (>44% Baking Efficiency) | ENERGY STAR (>44% Baking Efficiency) | ENERGY STAR (>44% Baking Efficiency) | ENERGY STAR (>44% Baking Efficiency) | ENERGY STAR (>44% Baking Efficiency) | ENERGY STAR (>44% Baking Efficiency) | ENERGY STAR (>44% Baking Efficiency) | ENERGY STAR (>44% Baking Efficiency) | ENERGY STAR (>44% Baking Efficiency) | ENERGY STAR (>44% Baking Efficiency) | ENERGY STAR (>44% Baking Efficiency) | ENERGY STAR (>44% Baking Efficiency) | ENERGY STAR (>44% Baking Efficiency) | ENERGY STAR (>44% Baking Efficiency)
F1_Commercial_College_Existing_Food Preparation_Natural Gas_Oven_E1 | F1 | Commercial | College | Existing | Food Preparation | Natural Gas | Oven | E1 | CCE | 0 | 0 | 0 | 0 | 0 | 0 | 0 | 0 | 0 | 0 | 0 | 0 | 0 | 0 | 0 | 0 | 0 | 0 | 0 | 0 | 0 | 0 | 0 | 0 | 0 | 0 | 0 | 0 | 0 | 0 | 0 | 0 | 0
F1_Commercial_College_Existing_Food Preparation_Natural Gas_Oven_E2 | F1 | Commercial | College | Existing | Food Preparation | Natural Gas | Oven | E2 | CCE | 0.52905 | 0.52905 | 0.52905 | 0.52905 | 0.52905 | 0.52905 | 0.52905 | 0.52905 | 0.52905 | 0.52905 | 0.52905 | 0.52905 | 0.52905 | 0.52905 | 0.52905 | 0.52905 | 0.52905 | 0.52905 | 0.52905 | 0.52905 | 0.52905 | 0.52905 | 0.52905 | 0.52905 | 0.52905 | 0.52905 | 0.52905 | 0.52905 | 0.52905 | 0.52905 | 0.52905 | 0.52905 | 0.52905
F1_Commercial_College_Existing_Food Preparation_Natural Gas_Oven_E3 | F1 | Commercial | College | Existing | Food Preparation | Natural Gas | Oven | E3 | CCE | 0 | 0 | 0 | 0 | 0 | 0 | 0 | 0 | 0 | 0 | 0 | 0 | 0 | 0 | 0 | 0 | 0 | 0 | 0 | 0 | 0 | 0 | 0 | 0 | 0 | 0 | 0 | 0 | 0 | 0 | 0 | 0 | 0
F1_Commercial_College_Existing_Food Preparation_Natural Gas_Oven_E4 | F1 | Commercial | College | Existing | Food Preparation | Natural Gas | Oven | E4 | CCE | 0 | 0 | 0 | 0 | 0 | 0 | 0 | 0 | 0 | 0 | 0 | 0 | 0 | 0 | 0 | 0 | 0 | 0 | 0 | 0 | 0 | 0 | 0 | 0 | 0 | 0 | 0 | 0 | 0 | 0 | 0 | 0 | 0
F1_Commercial_College_Existing_Food Preparation_Natural Gas_Oven_E5 | F1 | Commercial | College | Existing | Food Preparation | Natural Gas | Oven | E5 | CCE | 0 | 0 | 0 | 0 | 0 | 0 | 0 | 0 | 0 | 0 | 0 | 0 | 0 | 0 | 0 | 0 | 0 | 0 | 0 | 0 | 0 | 0 | 0 | 0 | 0 | 0 | 0 | 0 | 0 | 0 | 0 | 0 | 0
F1_Commercial_College_Existing_Food Preparation_Natural Gas_Oven_E6 | F1 | Commercial | College | Existing | Food Preparation | Natural Gas | Oven | E6 | CCE | 0 | 0 | 0 | 0 | 0 | 0 | 0 | 0 | 0 | 0 | 0 | 0 | 0 | 0 | 0 | 0 | 0 | 0 | 0 | 0 | 0 | 0 | 0 | 0 | 0 | 0 | 0 | 0 | 0 | 0 | 0 | 0 | 0
F1_Commercial_College_Existing_Food Preparation_Natural Gas_Oven_E7 | F1 | Commercial | College | Existing | Food Preparation | Natural Gas | Oven | E7 | CCE | 0 | 0 | 0 | 0 | 0 | 0 | 0 | 0 | 0 | 0 | 0 | 0 | 0 | 0 | 0 | 0 | 0 | 0 | 0 | 0 | 0 | 0 | 0 | 0 | 0 | 0 | 0 | 0 | 0 | 0 | 0 | 0 | 0
F1_Commercial_College_Existing_Food Preparation_Natural Gas_Oven_E8 | F1 | Commercial | College | Existing | Food Preparation | Natural Gas | Oven | E8 | CCE | 0 | 0 | 0 | 0 | 0 | 0 | 0 | 0 | 0 | 0 | 0 | 0 | 0 | 0 | 0 | 0 | 0 | 0 | 0 | 0 | 0 | 0 | 0 | 0 | 0 | 0 | 0 | 0 | 0 | 0 | 0 | 0 | 0
F1_Commercial_College_Existing_Food Preparation_Natural Gas_Oven_E9 | F1 | Commercial | College | Existing | Food Preparation | Natural Gas | Oven | E9 | CCE | 0 | 0 | 0 | 0 | 0 | 0 | 0 | 0 | 0 | 0 | 0 | 0 | 0 | 0 | 0 | 0 | 0 | 0 | 0 | 0 | 0 | 0 | 0 | 0 | 0 | 0 | 0 | 0 | 0 | 0 | 0 | 0 | 0
F1_Commercial_College_Existing_Food Preparation_Natural Gas_Oven_E10 | F1 | Commercial | College | Existing | Food Preparation | Natural Gas | Oven | E10 | CCE | 0 | 0 | 0 | 0 | 0 | 0 | 0 | 0 | 0 | 0 | 0 | 0 | 0 | 0 | 0 | 0 | 0 | 0 | 0 | 0 | 0 | 0 | 0 | 0 | 0 | 0 | 0 | 0 | 0 | 0 | 0 | 0 | 0
F2_Commercial_College_Existing_Food Preparation_Natural Gas_Oven_E1 | F2 | Commercial | College | Existing | Food Preparation | Natural Gas | Oven | E1 | TRC BC Ratio | bar: 2019 to 2051
F2_Commercial_College_Existing_Food Preparation_Natural Gas_Oven_E2 | F2 | Commercial | College | Existing | Food Preparation | Natural Gas | Oven | E2 | TRC BC Ratio | 2.6596 | 2.6798 | 2.7025 | 2.7274 | 2.7558 | 2.7887 | 2.8153 | 2.8409 | 2.8669 | 2.8939 | 2.9197 | 2.9434 | 2.9676 | 2.9931 | 3.0212 | 3.0486 | 3.0777 | 3.1085 | 3.1406 | 3.1733 | 3.2062 | 3.2371 | 3.2649 | 3.2895 | 3.3108 | 3.3291 | 3.3418 | 3.3512 | 3.3594 | 3.3664 | 3.3733 | 3.3764 | 3.3764
F2_Commercial_College_Existing_Food Preparation_Natural Gas_Oven_E3 | F2 | Commercial | College | Existing | Food Preparation | Natural Gas | Oven | E3 | TRC BC Ratio | 0 | 0 | 0 | 0 | 0 | 0 | 0 | 0 | 0 | 0 | 0 | 0 | 0 | 0 | 0 | 0 | 0 | 0 | 0 | 0 | 0 | 0 | 0 | 0 | 0 | 0 | 0 | 0 | 0 | 0 | 0 | 0 | 0
F2_Commercial_College_Existing_Food Preparation_Natural Gas_Oven_E4 | F2 | Commercial | College | Existing | Food Preparation | Natural Gas | Oven | E4 | TRC BC Ratio | 0 | 0 | 0 | 0 | 0 | 0 | 0 | 0 | 0 | 0 | 0 | 0 | 0 | 0 | 0 | 0 | 0 | 0 | 0 | 0 | 0 | 0 | 0 | 0 | 0 | 0 | 0 | 0 | 0 | 0 | 0 | 0 | 0
F2_Commercial_College_Existing_Food Preparation_Natural Gas_Oven_E5 | F2 | Commercial | College | Existing | Food Preparation | Natural Gas | Oven | E5 | TRC BC Ratio | 0 | 0 | 0 | 0 | 0 | 0 | 0 | 0 | 0 | 0 | 0 | 0 | 0 | 0 | 0 | 0 | 0 | 0 | 0 | 0 | 0 | 0 | 0 | 0 | 0 | 0 | 0 | 0 | 0 | 0 | 0 | 0 | 0
F2_Commercial_College_Existing_Food Preparation_Natural Gas_Oven_E6 | F2 | Commercial | College | Existing | Food Preparation | Natural Gas | Oven | E6 | TRC BC Ratio | 0 | 0 | 0 | 0 | 0 | 0 | 0 | 0 | 0 | 0 | 0 | 0 | 0 | 0 | 0 | 0 | 0 | 0 | 0 | 0 | 0 | 0 | 0 | 0 | 0 | 0 | 0 | 0 | 0 | 0 | 0 | 0 | 0
F2_Commercial_College_Existing_Food Preparation_Natural Gas_Oven_E7 | F2 | Commercial | College | Existing | Food Preparation | Natural Gas | Oven | E7 | TRC BC Ratio | 0 | 0 | 0 | 0 | 0 | 0 | 0 | 0 | 0 | 0 | 0 | 0 | 0 | 0 | 0 | 0 | 0 | 0 | 0 | 0 | 0 | 0 | 0 | 0 | 0 | 0 | 0 | 0 | 0 | 0 | 0 | 0 | 0
F2_Commercial_College_Existing_Food Preparation_Natural Gas_Oven_E8 | F2 | Commercial | College | Existing | Food Preparation | Natural Gas | Oven | E8 | TRC BC Ratio | 0 | 0 | 0 | 0 | 0 | 0 | 0 | 0 | 0 | 0 | 0 | 0 | 0 | 0 | 0 | 0 | 0 | 0 | 0 | 0 | 0 | 0 | 0 | 0 | 0 | 0 | 0 | 0 | 0 | 0 | 0 | 0 | 0
F2_Commercial_College_Existing_Food Preparation_Natural Gas_Oven_E9 | F2 | Commercial | College | Existing | Food Preparation | Natural Gas | Oven | E9 | TRC BC Ratio | 0 | 0 | 0 | 0 | 0 | 0 | 0 | 0 | 0 | 0 | 0 | 0 | 0 | 0 | 0 | 0 | 0 | 0 | 0 | 0 | 0 | 0 | 0 | 0 | 0 | 0 | 0 | 0 | 0 | 0 | 0 | 0 | 0
F2_Commercial_College_Existing_Food Preparation_Natural Gas_Oven_E10 | F2 | Commercial | College | Existing | Food Preparation | Natural Gas | Oven | E10 | TRC BC Ratio | 0 | 0 | 0 | 0 | 0 | 0 | 0 | 0 | 0 | 0 | 0 | 0 | 0 | 0 | 0 | 0 | 0 | 0 | 0 | 0 | 0 | 0 | 0 | 0 | 0 | 0 | 0 | 0 | 0 | 0 | 0 | 0 | 0
F3_Commercial_College_Existing_Food Preparation_Natural Gas_Oven_E1 | F3 | Commercial | College | Existing | Food Preparation | Natural Gas | Oven | E1 | PACT BC Ratio | bar: 2019 to 2051
F3_Commercial_College_Existing_Food Preparation_Natural Gas_Oven_E2 | F3 | Commercial | College | Existing | Food Preparation | Natural Gas | Oven | E2 | PACT BC Ratio | 3.5461 | 3.5731 | 3.6033 | 3.6366 | 3.6744 | 3.7182 | 3.7538 | 3.7879 | 3.8225 | 3.8586 | 3.893 | 3.9245 | 3.9568 | 3.9908 | 4.0282 | 4.0648 | 4.1037 | 4.1447 | 4.1874 | 4.2311 | 4.275 | 4.3161 | 4.3532 | 4.386 | 4.4144 | 4.4388 | 4.4557 | 4.4683 | 4.4792 | 4.4885 | 4.4978 | 4.5018 | 4.5018
F3_Commercial_College_Existing_Food Preparation_Natural Gas_Oven_E3 | F3 | Commercial | College | Existing | Food Preparation | Natural Gas | Oven | E3 | PACT BC Ratio | 0 | 0 | 0 | 0 | 0 | 0 | 0 | 0 | 0 | 0 | 0 | 0 | 0 | 0 | 0 | 0 | 0 | 0 | 0 | 0 | 0 | 0 | 0 | 0 | 0 | 0 | 0 | 0 | 0 | 0 | 0 | 0 | 0
F3_Commercial_College_Existing_Food Preparation_Natural Gas_Oven_E4 | F3 | Commercial | College | Existing | Food Preparation | Natural Gas | Oven | E4 | PACT BC Ratio | 0 | 0 | 0 | 0 | 0 | 0 | 0 | 0 | 0 | 0 | 0 | 0 | 0 | 0 | 0 | 0 | 0 | 0 | 0 | 0 | 0 | 0 | 0 | 0 | 0 | 0 | 0 | 0 | 0 | 0 | 0 | 0 | 0
F3_Commercial_College_Existing_Food Preparation_Natural Gas_Oven_E5 | F3 | Commercial | College | Existing | Food Preparation | Natural Gas | Oven | E5 | PACT BC Ratio | 0 | 0 | 0 | 0 | 0 | 0 | 0 | 0 | 0 | 0 | 0 | 0 | 0 | 0 | 0 | 0 | 0 | 0 | 0 | 0 | 0 | 0 | 0 | 0 | 0 | 0 | 0 | 0 | 0 | 0 | 0 | 0 | 0
F3_Commercial_College_Existing_Food Preparation_Natural Gas_Oven_E6 | F3 | Commercial | College | Existing | Food Preparation | Natural Gas | Oven | E6 | PACT BC Ratio | 0 | 0 | 0 | 0 | 0 | 0 | 0 | 0 | 0 | 0 | 0 | 0 | 0 | 0 | 0 | 0 | 0 | 0 | 0 | 0 | 0 | 0 | 0 | 0 | 0 | 0 | 0 | 0 | 0 | 0 | 0 | 0 | 0
F3_Commercial_College_Existing_Food Preparation_Natural Gas_Oven_E7 | F3 | Commercial | College | Existing | Food Preparation | Natural Gas | Oven | E7 | PACT BC Ratio | 0 | 0 | 0 | 0 | 0 | 0 | 0 | 0 | 0 | 0 | 0 | 0 | 0 | 0 | 0 | 0 | 0 | 0 | 0 | 0 | 0 | 0 | 0 | 0 | 0 | 0 | 0 | 0 | 0 | 0 | 0 | 0 | 0
F3_Commercial_College_Existing_Food Preparation_Natural Gas_Oven_E8 | F3 | Commercial | College | Existing | Food Preparation | Natural Gas | Oven | E8 | PACT BC Ratio | 0 | 0 | 0 | 0 | 0 | 0 | 0 | 0 | 0 | 0 | 0 | 0 | 0 | 0 | 0 | 0 | 0 | 0 | 0 | 0 | 0 | 0 | 0 | 0 | 0 | 0 | 0 | 0 | 0 | 0 | 0 | 0 | 0
F3_Commercial_College_Existing_Food Preparation_Natural Gas_Oven_E9 | F3 | Commercial | College | Existing | Food Preparation | Natural Gas | Oven | E9 | PACT BC Ratio | 0 | 0 | 0 | 0 | 0 | 0 | 0 | 0 | 0 | 0 | 0 | 0 | 0 | 0 | 0 | 0 | 0 | 0 | 0 | 0 | 0 | 0 | 0 | 0 | 0 | 0 | 0 | 0 | 0 | 0 | 0 | 0 | 0
F3_Commercial_College_Existing_Food Preparation_Natural Gas_Oven_E10 | F3 | Commercial | College | Existing | Food Preparation | Natural Gas | Oven | E10 | PACT BC Ratio | 0 | 0 | 0 | 0 | 0 | 0 | 0 | 0 | 0 | 0 | 0 | 0 | 0 | 0 | 0 | 0 | 0 | 0 | 0 | 0 | 0 | 0 | 0 | 0 | 0 | 0 | 0 | 0 | 0 | 0 | 0 | 0 | 0
F4_Commercial_College_Existing_Food Preparation_Natural Gas_Oven_E1 | F4 | Commercial | College | Existing | Food Preparation | Natural Gas | Oven | E1 | RVT BC Ratio | bar: 2019 to 2051
F4_Commercial_College_Existing_Food Preparation_Natural Gas_Oven_E2 | F4 | Commercial | College | Existing | Food Preparation | Natural Gas | Oven | E2 | RVT BC Ratio | 4.5236 | 4.5528 | 4.5853 | 4.6211 | 4.662 | 4.7092 | 4.7475 | 4.7843 | 4.8216 | 4.8605 | 4.8976 | 4.9317 | 4.9665 | 5.0031 | 5.0435 | 5.0829 | 5.1248 | 5.169 | 5.2151 | 5.2622 | 5.3095 | 5.3539 | 5.3939 | 5.4293 | 5.4599 | 5.4862 | 5.5044 | 5.518 | 5.5298 | 5.5398 | 5.5498 | 5.5542 | 5.5542
F4_Commercial_College_Existing_Food Preparation_Natural Gas_Oven_E3 | F4 | Commercial | College | Existing | Food Preparation | Natural Gas | Oven | E3 | RVT BC Ratio | 0 | 0 | 0 | 0 | 0 | 0 | 0 | 0 | 0 | 0 | 0 | 0 | 0 | 0 | 0 | 0 | 0 | 0 | 0 | 0 | 0 | 0 | 0 | 0 | 0 | 0 | 0 | 0 | 0 | 0 | 0 | 0 | 0
F4_Commercial_College_Existing_Food Preparation_Natural Gas_Oven_E4 | F4 | Commercial | College | Existing | Food Preparation | Natural Gas | Oven | E4 | RVT BC Ratio | 0 | 0 | 0 | 0 | 0 | 0 | 0 | 0 | 0 | 0 | 0 | 0 | 0 | 0 | 0 | 0 | 0 | 0 | 0 | 0 | 0 | 0 | 0 | 0 | 0 | 0 | 0 | 0 | 0 | 0 | 0 | 0 | 0
F4_Commercial_College_Existing_Food Preparation_Natural Gas_Oven_E5 | F4 | Commercial | College | Existing | Food Preparation | Natural Gas | Oven | E5 | RVT BC Ratio | 0 | 0 | 0 | 0 | 0 | 0 | 0 | 0 | 0 | 0 | 0 | 0 | 0 | 0 | 0 | 0 | 0 | 0 | 0 | 0 | 0 | 0 | 0 | 0 | 0 | 0 | 0 | 0 | 0 | 0 | 0 | 0 | 0
F4_Commercial_College_Existing_Food Preparation_Natural Gas_Oven_E6 | F4 | Commercial | College | Existing | Food Preparation | Natural Gas | Oven | E6 | RVT BC Ratio | 0 | 0 | 0 | 0 | 0 | 0 | 0 | 0 | 0 | 0 | 0 | 0 | 0 | 0 | 0 | 0 | 0 | 0 | 0 | 0 | 0 | 0 | 0 | 0 | 0 | 0 | 0 | 0 | 0 | 0 | 0 | 0 | 0
F4_Commercial_College_Existing_Food Preparation_Natural Gas_Oven_E7 | F4 | Commercial | College | Existing | Food Preparation | Natural Gas | Oven | E7 | RVT BC Ratio | 0 | 0 | 0 | 0 | 0 | 0 | 0 | 0 | 0 | 0 | 0 | 0 | 0 | 0 | 0 | 0 | 0 | 0 | 0 | 0 | 0 | 0 | 0 | 0 | 0 | 0 | 0 | 0 | 0 | 0 | 0 | 0 | 0
F4_Commercial_College_Existing_Food Preparation_Natural Gas_Oven_E8 | F4 | Commercial | College | Existing | Food Preparation | Natural Gas | Oven | E8 | RVT BC Ratio | 0 | 0 | 0 | 0 | 0 | 0 | 0 | 0 | 0 | 0 | 0 | 0 | 0 | 0 | 0 | 0 | 0 | 0 | 0 | 0 | 0 | 0 | 0 | 0 | 0 | 0 | 0 | 0 | 0 | 0 | 0 | 0 | 0
F4_Commercial_College_Existing_Food Preparation_Natural Gas_Oven_E9 | F4 | Commercial | College | Existing | Food Preparation | Natural Gas | Oven | E9 | RVT BC Ratio | 0 | 0 | 0 | 0 | 0 | 0 | 0 | 0 | 0 | 0 | 0 | 0 | 0 | 0 | 0 | 0 | 0 | 0 | 0 | 0 | 0 | 0 | 0 | 0 | 0 | 0 | 0 | 0 | 0 | 0 | 0 | 0 | 0
F4_Commercial_College_Existing_Food Preparation_Natural Gas_Oven_E10 | F4 | Commercial | College | Existing | Food Preparation | Natural Gas | Oven | E10 | RVT BC Ratio | 0 | 0 | 0 | 0 | 0 | 0 | 0 | 0 | 0 | 0 | 0 | 0 | 0 | 0 | 0 | 0 | 0 | 0 | 0 | 0 | 0 | 0 | 0 | 0 | 0 | 0 | 0 | 0 | 0 | 0 | 0 | 0 | 0
F5_Commercial_College_Existing_Food Preparation_Natural Gas_Oven_E1 | F5 | Commercial | College | Existing | Food Preparation | Natural Gas | Oven | E1 | RIM BC Ratio | bar: 2019 to 2051
F5_Commercial_College_Existing_Food Preparation_Natural Gas_Oven_E2 | F5 | Commercial | College | Existing | Food Preparation | Natural Gas | Oven | E2 | RIM BC Ratio | 0.67565 | 0.67662 | 0.6777 | 0.67886 | 0.68017 | 0.68166 | 0.68284 | 0.68396 | 0.68508 | 0.68623 | 0.68731 | 0.68829 | 0.68928 | 0.6903 | 0.69141 | 0.69248 | 0.6936 | 0.69476 | 0.69595 | 0.69715 | 0.69833 | 0.69942 | 0.70039 | 0.70123 | 0.70195 | 0.70257 | 0.70299 | 0.7033 | 0.70357 | 0.7038 | 0.70403 | 0.70413 | 0.70413
F5_Commercial_College_Existing_Food Preparation_Natural Gas_Oven_E3 | F5 | Commercial | College | Existing | Food Preparation | Natural Gas | Oven | E3 | RIM BC Ratio | 0 | 0 | 0 | 0 | 0 | 0 | 0 | 0 | 0 | 0 | 0 | 0 | 0 | 0 | 0 | 0 | 0 | 0 | 0 | 0 | 0 | 0 | 0 | 0 | 0 | 0 | 0 | 0 | 0 | 0 | 0 | 0 | 0
F5_Commercial_College_Existing_Food Preparation_Natural Gas_Oven_E4 | F5 | Commercial | College | Existing | Food Preparation | Natural Gas | Oven | E4 | RIM BC Ratio | 0 | 0 | 0 | 0 | 0 | 0 | 0 | 0 | 0 | 0 | 0 | 0 | 0 | 0 | 0 | 0 | 0 | 0 | 0 | 0 | 0 | 0 | 0 | 0 | 0 | 0 | 0 | 0 | 0 | 0 | 0 | 0 | 0
F5_Commercial_College_Existing_Food Preparation_Natural Gas_Oven_E5 | F5 | Commercial | College | Existing | Food Preparation | Natural Gas | Oven | E5 | RIM BC Ratio | 0 | 0 | 0 | 0 | 0 | 0 | 0 | 0 | 0 | 0 | 0 | 0 | 0 | 0 | 0 | 0 | 0 | 0 | 0 | 0 | 0 | 0 | 0 | 0 | 0 | 0 | 0 | 0 | 0 | 0 | 0 | 0 | 0
F5_Commercial_College_Existing_Food Preparation_Natural Gas_Oven_E6 | F5 | Commercial | College | Existing | Food Preparation | Natural Gas | Oven | E6 | RIM BC Ratio | 0 | 0 | 0 | 0 | 0 | 0 | 0 | 0 | 0 | 0 | 0 | 0 | 0 | 0 | 0 | 0 | 0 | 0 | 0 | 0 | 0 | 0 | 0 | 0 | 0 | 0 | 0 | 0 | 0 | 0 | 0 | 0 | 0
F5_Commercial_College_Existing_Food Preparation_Natural Gas_Oven_E7 | F5 | Commercial | College | Existing | Food Preparation | Natural Gas | Oven | E7 | RIM BC Ratio | 0 | 0 | 0 | 0 | 0 | 0 | 0 | 0 | 0 | 0 | 0 | 0 | 0 | 0 | 0 | 0 | 0 | 0 | 0 | 0 | 0 | 0 | 0 | 0 | 0 | 0 | 0 | 0 | 0 | 0 | 0 | 0 | 0
F5_Commercial_College_Existing_Food Preparation_Natural Gas_Oven_E8 | F5 | Commercial | College | Existing | Food Preparation | Natural Gas | Oven | E8 | RIM BC Ratio | 0 | 0 | 0 | 0 | 0 | 0 | 0 | 0 | 0 | 0 | 0 | 0 | 0 | 0 | 0 | 0 | 0 | 0 | 0 | 0 | 0 | 0 | 0 | 0 | 0 | 0 | 0 | 0 | 0 | 0 | 0 | 0 | 0
F5_Commercial_College_Existing_Food Preparation_Natural Gas_Oven_E9 | F5 | Commercial | College | Existing | Food Preparation | Natural Gas | Oven | E9 | RIM BC Ratio | 0 | 0 | 0 | 0 | 0 | 0 | 0 | 0 | 0 | 0 | 0 | 0 | 0 | 0 | 0 | 0 | 0 | 0 | 0 | 0 | 0 | 0 | 0 | 0 | 0 | 0 | 0 | 0 | 0 | 0 | 0 | 0 | 0
F5_Commercial_College_Existing_Food Preparation_Natural Gas_Oven_E10 | F5 | Commercial | College | Existing | Food Preparation | Natural Gas | Oven | E10 | RIM BC Ratio | 0 | 0 | 0 | 0 | 0 | 0 | 0 | 0 | 0 | 0 | 0 | 0 | 0 | 0 | 0 | 0 | 0 | 0 | 0 | 0 | 0 | 0 | 0 | 0 | 0 | 0 | 0 | 0 | 0 | 0 | 0 | 0 | 0
F0_Commercial_College_Existing_Food Preparation_Natural Gas_Conveyor Oven_E0 | F0 | Commercial | College | Existing | Food Preparation | Natural Gas | Conveyor Oven | E0 | Economic Unit | Efficient (>44% Baking Efficiency) | Efficient (>44% Baking Efficiency) | Efficient (>44% Baking Efficiency) | Efficient (>44% Baking Efficiency) | Efficient (>44% Baking Efficiency) | Efficient (>44% Baking Efficiency) | Efficient (>44% Baking Efficiency) | Efficient (>44% Baking Efficiency) | Efficient (>44% Baking Efficiency) | Efficient (>44% Baking Efficiency) | Efficient (>44% Baking Efficiency) | Efficient (>44% Baking Efficiency) | Efficient (>44% Baking Efficiency) | Efficient (>44% Baking Efficiency) | Efficient (>44% Baking Efficiency) | Efficient (>44% Baking Efficiency) | Efficient (>44% Baking Efficiency) | Efficient (>44% Baking Efficiency) | Efficient (>44% Baking Efficiency) | Efficient (>44% Baking Efficiency) | Efficient (>44% Baking Efficiency) | Efficient (>44% Baking Efficiency) | Efficient (>44% Baking Efficiency) | Efficient (>44% Baking Efficiency) | Efficient (>44% Baking Efficiency) | Efficient (>44% Baking Efficiency) | Efficient (>44% Baking Efficiency) | Efficient (>44% Baking Efficiency) | Efficient (>44% Baking Efficiency) | Efficient (>44% Baking Efficiency) | Efficient (>44% Baking Efficiency) | Efficient (>44% Baking Efficiency) | Efficient (>44% Baking Efficiency)
F1_Commercial_College_Existing_Food Preparation_Natural Gas_Conveyor Oven_E1 | F1 | Commercial | College | Existing | Food Preparation | Natural Gas | Conveyor Oven | E1 | CCE | 0 | 0 | 0 | 0 | 0 | 0 | 0 | 0 | 0 | 0 | 0 | 0 | 0 | 0 | 0 | 0 | 0 | 0 | 0 | 0 | 0 | 0 | 0 | 0 | 0 | 0 | 0 | 0 | 0 | 0 | 0 | 0 | 0
F1_Commercial_College_Existing_Food Preparation_Natural Gas_Conveyor Oven_E2 | F1 | Commercial | College | Existing | Food Preparation | Natural Gas | Conveyor Oven | E2 | CCE | 0.35475 | 0.35475 | 0.35475 | 0.35475 | 0.35475 | 0.35475 | 0.35475 | 0.35475 | 0.35475 | 0.35475 | 0.35475 | 0.35475 | 0.35475 | 0.35475 | 0.35475 | 0.35475 | 0.35475 | 0.35475 | 0.35475 | 0.35475 | 0.35475 | 0.35475 | 0.35475 | 0.35475 | 0.35475 | 0.35475 | 0.35475 | 0.35475 | 0.35475 | 0.35475 | 0.35475 | 0.35475 | 0.35475
F1_Commercial_College_Existing_Food Preparation_Natural Gas_Conveyor Oven_E3 | F1 | Commercial | College | Existing | Food Preparation | Natural Gas | Conveyor Oven | E3 | CCE | 0 | 0 | 0 | 0 | 0 | 0 | 0 | 0 | 0 | 0 | 0 | 0 | 0 | 0 | 0 | 0 | 0 | 0 | 0 | 0 | 0 | 0 | 0 | 0 | 0 | 0 | 0 | 0 | 0 | 0 | 0 | 0 | 0
F1_Commercial_College_Existing_Food Preparation_Natural Gas_Conveyor Oven_E4 | F1 | Commercial | College | Existing | Food Preparation | Natural Gas | Conveyor Oven | E4 | CCE | 0 | 0 | 0 | 0 | 0 | 0 | 0 | 0 | 0 | 0 | 0 | 0 | 0 | 0 | 0 | 0 | 0 | 0 | 0 | 0 | 0 | 0 | 0 | 0 | 0 | 0 | 0 | 0 | 0 | 0 | 0 | 0 | 0
F1_Commercial_College_Existing_Food Preparation_Natural Gas_Conveyor Oven_E5 | F1 | Commercial | College | Existing | Food Preparation | Natural Gas | Conveyor Oven | E5 | CCE | 0 | 0 | 0 | 0 | 0 | 0 | 0 | 0 | 0 | 0 | 0 | 0 | 0 | 0 | 0 | 0 | 0 | 0 | 0 | 0 | 0 | 0 | 0 | 0 | 0 | 0 | 0 | 0 | 0 | 0 | 0 | 0 | 0
F1_Commercial_College_Existing_Food Preparation_Natural Gas_Conveyor Oven_E6 | F1 | Commercial | College | Existing | Food Preparation | Natural Gas | Conveyor Oven | E6 | CCE | 0 | 0 | 0 | 0 | 0 | 0 | 0 | 0 | 0 | 0 | 0 | 0 | 0 | 0 | 0 | 0 | 0 | 0 | 0 | 0 | 0 | 0 | 0 | 0 | 0 | 0 | 0 | 0 | 0 | 0 | 0 | 0 | 0
F1_Commercial_College_Existing_Food Preparation_Natural Gas_Conveyor Oven_E7 | F1 | Commercial | College | Existing | Food Preparation | Natural Gas | Conveyor Oven | E7 | CCE | 0 | 0 | 0 | 0 | 0 | 0 | 0 | 0 | 0 | 0 | 0 | 0 | 0 | 0 | 0 | 0 | 0 | 0 | 0 | 0 | 0 | 0 | 0 | 0 | 0 | 0 | 0 | 0 | 0 | 0 | 0 | 0 | 0
F1_Commercial_College_Existing_Food Preparation_Natural Gas_Conveyor Oven_E8 | F1 | Commercial | College | Existing | Food Preparation | Natural Gas | Conveyor Oven | E8 | CCE | 0 | 0 | 0 | 0 | 0 | 0 | 0 | 0 | 0 | 0 | 0 | 0 | 0 | 0 | 0 | 0 | 0 | 0 | 0 | 0 | 0 | 0 | 0 | 0 | 0 | 0 | 0 | 0 | 0 | 0 | 0 | 0 | 0
F1_Commercial_College_Existing_Food Preparation_Natural Gas_Conveyor Oven_E9 | F1 | Commercial | College | Existing | Food Preparation | Natural Gas | Conveyor Oven | E9 | CCE | 0 | 0 | 0 | 0 | 0 | 0 | 0 | 0 | 0 | 0 | 0 | 0 | 0 | 0 | 0 | 0 | 0 | 0 | 0 | 0 | 0 | 0 | 0 | 0 | 0 | 0 | 0 | 0 | 0 | 0 | 0 | 0 | 0
F1_Commercial_College_Existing_Food Preparation_Natural Gas_Conveyor Oven_E10 | F1 | Commercial | College | Existing | Food Preparation | Natural Gas | Conveyor Oven | E10 | CCE | 0 | 0 | 0 | 0 | 0 | 0 | 0 | 0 | 0 | 0 | 0 | 0 | 0 | 0 | 0 | 0 | 0 | 0 | 0 | 0 | 0 | 0 | 0 | 0 | 0 | 0 | 0 | 0 | 0 | 0 | 0 | 0 | 0
F2_Commercial_College_Existing_Food Preparation_Natural Gas_Conveyor Oven_E1 | F2 | Commercial | College | Existing | Food Preparation | Natural Gas | Conveyor Oven | E1 | TRC BC Ratio | bar: 2019 to 2051
F2_Commercial_College_Existing_Food Preparation_Natural Gas_Conveyor Oven_E2 | F2 | Commercial | College | Existing | Food Preparation | Natural Gas | Conveyor Oven | E2 | TRC BC Ratio | 4.0477 | 4.0772 | 4.1092 | 4.1444 | 4.1846 | 4.2312 | 4.2722 | 4.3136 | 4.3565 | 4.4011 | 4.4439 | 4.4835 | 4.5223 | 4.561 | 4.6015 | 4.64 | 4.6797 | 4.7203 | 4.7612 | 4.8019 | 4.8418 | 4.8782 | 4.9108 | 4.9395 | 4.9644 | 4.9858 | 5.0006 | 5.0116 | 5.0212 | 5.0293 | 5.0374 | 5.041 | 5.041
F2_Commercial_College_Existing_Food Preparation_Natural Gas_Conveyor Oven_E3 | F2 | Commercial | College | Existing | Food Preparation | Natural Gas | Conveyor Oven | E3 | TRC BC Ratio | 0 | 0 | 0 | 0 | 0 | 0 | 0 | 0 | 0 | 0 | 0 | 0 | 0 | 0 | 0 | 0 | 0 | 0 | 0 | 0 | 0 | 0 | 0 | 0 | 0 | 0 | 0 | 0 | 0 | 0 | 0 | 0 | 0
F2_Commercial_College_Existing_Food Preparation_Natural Gas_Conveyor Oven_E4 | F2 | Commercial | College | Existing | Food Preparation | Natural Gas | Conveyor Oven | E4 | TRC BC Ratio | 0 | 0 | 0 | 0 | 0 | 0 | 0 | 0 | 0 | 0 | 0 | 0 | 0 | 0 | 0 | 0 | 0 | 0 | 0 | 0 | 0 | 0 | 0 | 0 | 0 | 0 | 0 | 0 | 0 | 0 | 0 | 0 | 0
F2_Commercial_College_Existing_Food Preparation_Natural Gas_Conveyor Oven_E5 | F2 | Commercial | College | Existing | Food Preparation | Natural Gas | Conveyor Oven | E5 | TRC BC Ratio | 0 | 0 | 0 | 0 | 0 | 0 | 0 | 0 | 0 | 0 | 0 | 0 | 0 | 0 | 0 | 0 | 0 | 0 | 0 | 0 | 0 | 0 | 0 | 0 | 0 | 0 | 0 | 0 | 0 | 0 | 0 | 0 | 0
F2_Commercial_College_Existing_Food Preparation_Natural Gas_Conveyor Oven_E6 | F2 | Commercial | College | Existing | Food Preparation | Natural Gas | Conveyor Oven | E6 | TRC BC Ratio | 0 | 0 | 0 | 0 | 0 | 0 | 0 | 0 | 0 | 0 | 0 | 0 | 0 | 0 | 0 | 0 | 0 | 0 | 0 | 0 | 0 | 0 | 0 | 0 | 0 | 0 | 0 | 0 | 0 | 0 | 0 | 0 | 0
F2_Commercial_College_Existing_Food Preparation_Natural Gas_Conveyor Oven_E7 | F2 | Commercial | College | Existing | Food Preparation | Natural Gas | Conveyor Oven | E7 | TRC BC Ratio | 0 | 0 | 0 | 0 | 0 | 0 | 0 | 0 | 0 | 0 | 0 | 0 | 0 | 0 | 0 | 0 | 0 | 0 | 0 | 0 | 0 | 0 | 0 | 0 | 0 | 0 | 0 | 0 | 0 | 0 | 0 | 0 | 0
F2_Commercial_College_Existing_Food Preparation_Natural Gas_Conveyor Oven_E8 | F2 | Commercial | College | Existing | Food Preparation | Natural Gas | Conveyor Oven | E8 | TRC BC Ratio | 0 | 0 | 0 | 0 | 0 | 0 | 0 | 0 | 0 | 0 | 0 | 0 | 0 | 0 | 0 | 0 | 0 | 0 | 0 | 0 | 0 | 0 | 0 | 0 | 0 | 0 | 0 | 0 | 0 | 0 | 0 | 0 | 0
F2_Commercial_College_Existing_Food Preparation_Natural Gas_Conveyor Oven_E9 | F2 | Commercial | College | Existing | Food Preparation | Natural Gas | Conveyor Oven | E9 | TRC BC Ratio | 0 | 0 | 0 | 0 | 0 | 0 | 0 | 0 | 0 | 0 | 0 | 0 | 0 | 0 | 0 | 0 | 0 | 0 | 0 | 0 | 0 | 0 | 0 | 0 | 0 | 0 | 0 | 0 | 0 | 0 | 0 | 0 | 0
F2_Commercial_College_Existing_Food Preparation_Natural Gas_Conveyor Oven_E10 | F2 | Commercial | College | Existing | Food Preparation | Natural Gas | Conveyor Oven | E10 | TRC BC Ratio | 0 | 0 | 0 | 0 | 0 | 0 | 0 | 0 | 0 | 0 | 0 | 0 | 0 | 0 | 0 | 0 | 0 | 0 | 0 | 0 | 0 | 0 | 0 | 0 | 0 | 0 | 0 | 0 | 0 | 0 | 0 | 0 | 0
F3_Commercial_College_Existing_Food Preparation_Natural Gas_Conveyor Oven_E1 | F3 | Commercial | College | Existing | Food Preparation | Natural Gas | Conveyor Oven | E1 | PACT BC Ratio | bar: 2019 to 2051
F3_Commercial_College_Existing_Food Preparation_Natural Gas_Conveyor Oven_E2 | F3 | Commercial | College | Existing | Food Preparation | Natural Gas | Conveyor Oven | E2 | PACT BC Ratio | 5.397 | 5.4363 | 5.479 | 5.5258 | 5.5794 | 5.6416 | 5.6963 | 5.7515 | 5.8086 | 5.8681 | 5.9253 | 5.978 | 6.0297 | 6.0814 | 6.1353 | 6.1867 | 6.2396 | 6.2937 | 6.3483 | 6.4025 | 6.4557 | 6.5043 | 6.5477 | 6.586 | 6.6192 | 6.6477 | 6.6674 | 6.6822 | 6.6949 | 6.7058 | 6.7166 | 6.7213 | 6.7213
F3_Commercial_College_Existing_Food Preparation_Natural Gas_Conveyor Oven_E3 | F3 | Commercial | College | Existing | Food Preparation | Natural Gas | Conveyor Oven | E3 | PACT BC Ratio | 0 | 0 | 0 | 0 | 0 | 0 | 0 | 0 | 0 | 0 | 0 | 0 | 0 | 0 | 0 | 0 | 0 | 0 | 0 | 0 | 0 | 0 | 0 | 0 | 0 | 0 | 0 | 0 | 0 | 0 | 0 | 0 | 0
F3_Commercial_College_Existing_Food Preparation_Natural Gas_Conveyor Oven_E4 | F3 | Commercial | College | Existing | Food Preparation | Natural Gas | Conveyor Oven | E4 | PACT BC Ratio | 0 | 0 | 0 | 0 | 0 | 0 | 0 | 0 | 0 | 0 | 0 | 0 | 0 | 0 | 0 | 0 | 0 | 0 | 0 | 0 | 0 | 0 | 0 | 0 | 0 | 0 | 0 | 0 | 0 | 0 | 0 | 0 | 0
F3_Commercial_College_Existing_Food Preparation_Natural Gas_Conveyor Oven_E5 | F3 | Commercial | College | Existing | Food Preparation | Natural Gas | Conveyor Oven | E5 | PACT BC Ratio | 0 | 0 | 0 | 0 | 0 | 0 | 0 | 0 | 0 | 0 | 0 | 0 | 0 | 0 | 0 | 0 | 0 | 0 | 0 | 0 | 0 | 0 | 0 | 0 | 0 | 0 | 0 | 0 | 0 | 0 | 0 | 0 | 0
F3_Commercial_College_Existing_Food Preparation_Natural Gas_Conveyor Oven_E6 | F3 | Commercial | College | Existing | Food Preparation | Natural Gas | Conveyor Oven | E6 | PACT BC Ratio | 0 | 0 | 0 | 0 | 0 | 0 | 0 | 0 | 0 | 0 | 0 | 0 | 0 | 0 | 0 | 0 | 0 | 0 | 0 | 0 | 0 | 0 | 0 | 0 | 0 | 0 | 0 | 0 | 0 | 0 | 0 | 0 | 0
F3_Commercial_College_Existing_Food Preparation_Natural Gas_Conveyor Oven_E7 | F3 | Commercial | College | Existing | Food Preparation | Natural Gas | Conveyor Oven | E7 | PACT BC Ratio | 0 | 0 | 0 | 0 | 0 | 0 | 0 | 0 | 0 | 0 | 0 | 0 | 0 | 0 | 0 | 0 | 0 | 0 | 0 | 0 | 0 | 0 | 0 | 0 | 0 | 0 | 0 | 0 | 0 | 0 | 0 | 0 | 0
F3_Commercial_College_Existing_Food Preparation_Natural Gas_Conveyor Oven_E8 | F3 | Commercial | College | Existing | Food Preparation | Natural Gas | Conveyor Oven | E8 | PACT BC Ratio | 0 | 0 | 0 | 0 | 0 | 0 | 0 | 0 | 0 | 0 | 0 | 0 | 0 | 0 | 0 | 0 | 0 | 0 | 0 | 0 | 0 | 0 | 0 | 0 | 0 | 0 | 0 | 0 | 0 | 0 | 0 | 0 | 0
F3_Commercial_College_Existing_Food Preparation_Natural Gas_Conveyor Oven_E9 | F3 | Commercial | College | Existing | Food Preparation | Natural Gas | Conveyor Oven | E9 | PACT BC Ratio | 0 | 0 | 0 | 0 | 0 | 0 | 0 | 0 | 0 | 0 | 0 | 0 | 0 | 0 | 0 | 0 | 0 | 0 | 0 | 0 | 0 | 0 | 0 | 0 | 0 | 0 | 0 | 0 | 0 | 0 | 0 | 0 | 0
F3_Commercial_College_Existing_Food Preparation_Natural Gas_Conveyor Oven_E10 | F3 | Commercial | College | Existing | Food Preparation | Natural Gas | Conveyor Oven | E10 | PACT BC Ratio | 0 | 0 | 0 | 0 | 0 | 0 | 0 | 0 | 0 | 0 | 0 | 0 | 0 | 0 | 0 | 0 | 0 | 0 | 0 | 0 | 0 | 0 | 0 | 0 | 0 | 0 | 0 | 0 | 0 | 0 | 0 | 0 | 0
F4_Commercial_College_Existing_Food Preparation_Natural Gas_Conveyor Oven_E1 | F4 | Commercial | College | Existing | Food Preparation | Natural Gas | Conveyor Oven | E1 | RVT BC Ratio | bar: 2019 to 2051
F4_Commercial_College_Existing_Food Preparation_Natural Gas_Conveyor Oven_E2 | F4 | Commercial | College | Existing | Food Preparation | Natural Gas | Conveyor Oven | E2 | RVT BC Ratio | 6.5193 | 6.5617 | 6.6078 | 6.6583 | 6.7161 | 6.7831 | 6.8421 | 6.9016 | 6.9632 | 7.0273 | 7.089 | 7.1459 | 7.2016 | 7.2573 | 7.3154 | 7.3708 | 7.4279 | 7.4863 | 7.5451 | 7.6035 | 7.6609 | 7.7133 | 7.7601 | 7.8014 | 7.8372 | 7.8679 | 7.8892 | 7.9051 | 7.9188 | 7.9306 | 7.9422 | 7.9473 | 7.9473
F4_Commercial_College_Existing_Food Preparation_Natural Gas_Conveyor Oven_E3 | F4 | Commercial | College | Existing | Food Preparation | Natural Gas | Conveyor Oven | E3 | RVT BC Ratio | 0 | 0 | 0 | 0 | 0 | 0 | 0 | 0 | 0 | 0 | 0 | 0 | 0 | 0 | 0 | 0 | 0 | 0 | 0 | 0 | 0 | 0 | 0 | 0 | 0 | 0 | 0 | 0 | 0 | 0 | 0 | 0 | 0
F4_Commercial_College_Existing_Food Preparation_Natural Gas_Conveyor Oven_E4 | F4 | Commercial | College | Existing | Food Preparation | Natural Gas | Conveyor Oven | E4 | RVT BC Ratio | 0 | 0 | 0 | 0 | 0 | 0 | 0 | 0 | 0 | 0 | 0 | 0 | 0 | 0 | 0 | 0 | 0 | 0 | 0 | 0 | 0 | 0 | 0 | 0 | 0 | 0 | 0 | 0 | 0 | 0 | 0 | 0 | 0
F4_Commercial_College_Existing_Food Preparation_Natural Gas_Conveyor Oven_E5 | F4 | Commercial | College | Existing | Food Preparation | Natural Gas | Conveyor Oven | E5 | RVT BC Ratio | 0 | 0 | 0 | 0 | 0 | 0 | 0 | 0 | 0 | 0 | 0 | 0 | 0 | 0 | 0 | 0 | 0 | 0 | 0 | 0 | 0 | 0 | 0 | 0 | 0 | 0 | 0 | 0 | 0 | 0 | 0 | 0 | 0
F4_Commercial_College_Existing_Food Preparation_Natural Gas_Conveyor Oven_E6 | F4 | Commercial | College | Existing | Food Preparation | Natural Gas | Conveyor Oven | E6 | RVT BC Ratio | 0 | 0 | 0 | 0 | 0 | 0 | 0 | 0 | 0 | 0 | 0 | 0 | 0 | 0 | 0 | 0 | 0 | 0 | 0 | 0 | 0 | 0 | 0 | 0 | 0 | 0 | 0 | 0 | 0 | 0 | 0 | 0 | 0
F4_Commercial_College_Existing_Food Preparation_Natural Gas_Conveyor Oven_E7 | F4 | Commercial | College | Existing | Food Preparation | Natural Gas | Conveyor Oven | E7 | RVT BC Ratio | 0 | 0 | 0 | 0 | 0 | 0 | 0 | 0 | 0 | 0 | 0 | 0 | 0 | 0 | 0 | 0 | 0 | 0 | 0 | 0 | 0 | 0 | 0 | 0 | 0 | 0 | 0 | 0 | 0 | 0 | 0 | 0 | 0
F4_Commercial_College_Existing_Food Preparation_Natural Gas_Conveyor Oven_E8 | F4 | Commercial | College | Existing | Food Preparation | Natural Gas | Conveyor Oven | E8 | RVT BC Ratio | 0 | 0 | 0 | 0 | 0 | 0 | 0 | 0 | 0 | 0 | 0 | 0 | 0 | 0 | 0 | 0 | 0 | 0 | 0 | 0 | 0 | 0 | 0 | 0 | 0 | 0 | 0 | 0 | 0 | 0 | 0 | 0 | 0
F4_Commercial_College_Existing_Food Preparation_Natural Gas_Conveyor Oven_E9 | F4 | Commercial | College | Existing | Food Preparation | Natural Gas | Conveyor Oven | E9 | RVT BC Ratio | 0 | 0 | 0 | 0 | 0 | 0 | 0 | 0 | 0 | 0 | 0 | 0 | 0 | 0 | 0 | 0 | 0 | 0 | 0 | 0 | 0 | 0 | 0 | 0 | 0 | 0 | 0 | 0 | 0 | 0 | 0 | 0 | 0
F4_Commercial_College_Existing_Food Preparation_Natural Gas_Conveyor Oven_E10 | F4 | Commercial | College | Existing | Food Preparation | Natural Gas | Conveyor Oven | E10 | RVT BC Ratio | 0 | 0 | 0 | 0 | 0 | 0 | 0 | 0 | 0 | 0 | 0 | 0 | 0 | 0 | 0 | 0 | 0 | 0 | 0 | 0 | 0 | 0 | 0 | 0 | 0 | 0 | 0 | 0 | 0 | 0 | 0 | 0 | 0
F5_Commercial_College_Existing_Food Preparation_Natural Gas_Conveyor Oven_E1 | F5 | Commercial | College | Existing | Food Preparation | Natural Gas | Conveyor Oven | E1 | RIM BC Ratio | bar: 2019 to 2051
F5_Commercial_College_Existing_Food Preparation_Natural Gas_Conveyor Oven_E2 | F5 | Commercial | College | Existing | Food Preparation | Natural Gas | Conveyor Oven | E2 | RIM BC Ratio | 0.72288 | 0.72358 | 0.72433 | 0.72515 | 0.72606 | 0.7271 | 0.728 | 0.7289 | 0.72981 | 0.73074 | 0.73162 | 0.73242 | 0.73319 | 0.73394 | 0.73472 | 0.73545 | 0.7362 | 0.73694 | 0.73769 | 0.73841 | 0.73912 | 0.73975 | 0.74031 | 0.74079 | 0.74121 | 0.74157 | 0.74181 | 0.742 | 0.74215 | 0.74229 | 0.74242 | 0.74248 | 0.74248
F5_Commercial_College_Existing_Food Preparation_Natural Gas_Conveyor Oven_E3 | F5 | Commercial | College | Existing | Food Preparation | Natural Gas | Conveyor Oven | E3 | RIM BC Ratio | 0 | 0 | 0 | 0 | 0 | 0 | 0 | 0 | 0 | 0 | 0 | 0 | 0 | 0 | 0 | 0 | 0 | 0 | 0 | 0 | 0 | 0 | 0 | 0 | 0 | 0 | 0 | 0 | 0 | 0 | 0 | 0 | 0
F5_Commercial_College_Existing_Food Preparation_Natural Gas_Conveyor Oven_E4 | F5 | Commercial | College | Existing | Food Preparation | Natural Gas | Conveyor Oven | E4 | RIM BC Ratio | 0 | 0 | 0 | 0 | 0 | 0 | 0 | 0 | 0 | 0 | 0 | 0 | 0 | 0 | 0 | 0 | 0 | 0 | 0 | 0 | 0 | 0 | 0 | 0 | 0 | 0 | 0 | 0 | 0 | 0 | 0 | 0 | 0
F5_Commercial_College_Existing_Food Preparation_Natural Gas_Conveyor Oven_E5 | F5 | Commercial | College | Existing | Food Preparation | Natural Gas | Conveyor Oven | E5 | RIM BC Ratio | 0 | 0 | 0 | 0 | 0 | 0 | 0 | 0 | 0 | 0 | 0 | 0 | 0 | 0 | 0 | 0 | 0 | 0 | 0 | 0 | 0 | 0 | 0 | 0 | 0 | 0 | 0 | 0 | 0 | 0 | 0 | 0 | 0
F5_Commercial_College_Existing_Food Preparation_Natural Gas_Conveyor Oven_E6 | F5 | Commercial | College | Existing | Food Preparation | Natural Gas | Conveyor Oven | E6 | RIM BC Ratio | 0 | 0 | 0 | 0 | 0 | 0 | 0 | 0 | 0 | 0 | 0 | 0 | 0 | 0 | 0 | 0 | 0 | 0 | 0 | 0 | 0 | 0 | 0 | 0 | 0 | 0 | 0 | 0 | 0 | 0 | 0 | 0 | 0
F5_Commercial_College_Existing_Food Preparation_Natural Gas_Conveyor Oven_E7 | F5 | Commercial | College | Existing | Food Preparation | Natural Gas | Conveyor Oven | E7 | RIM BC Ratio | 0 | 0 | 0 | 0 | 0 | 0 | 0 | 0 | 0 | 0 | 0 | 0 | 0 | 0 | 0 | 0 | 0 | 0 | 0 | 0 | 0 | 0 | 0 | 0 | 0 | 0 | 0 | 0 | 0 | 0 | 0 | 0 | 0
F5_Commercial_College_Existing_Food Preparation_Natural Gas_Conveyor Oven_E8 | F5 | Commercial | College | Existing | Food Preparation | Natural Gas | Conveyor Oven | E8 | RIM BC Ratio | 0 | 0 | 0 | 0 | 0 | 0 | 0 | 0 | 0 | 0 | 0 | 0 | 0 | 0 | 0 | 0 | 0 | 0 | 0 | 0 | 0 | 0 | 0 | 0 | 0 | 0 | 0 | 0 | 0 | 0 | 0 | 0 | 0
F5_Commercial_College_Existing_Food Preparation_Natural Gas_Conveyor Oven_E9 | F5 | Commercial | College | Existing | Food Preparation | Natural Gas | Conveyor Oven | E9 | RIM BC Ratio | 0 | 0 | 0 | 0 | 0 | 0 | 0 | 0 | 0 | 0 | 0 | 0 | 0 | 0 | 0 | 0 | 0 | 0 | 0 | 0 | 0 | 0 | 0 | 0 | 0 | 0 | 0 | 0 | 0 | 0 | 0 | 0 | 0
F5_Commercial_College_Existing_Food Preparation_Natural Gas_Conveyor Oven_E10 | F5 | Commercial | College | Existing | Food Preparation | Natural Gas | Conveyor Oven | E10 | RIM BC Ratio | 0 | 0 | 0 | 0 | 0 | 0 | 0 | 0 | 0 | 0 | 0 | 0 | 0 | 0 | 0 | 0 | 0 | 0 | 0 | 0 | 0 | 0 | 0 | 0 | 0 | 0 | 0 | 0 | 0 | 0 | 0 | 0 | 0
F0_Commercial_College_Existing_Food Preparation_Natural Gas_Double Rack Oven_E0 | F0 | Commercial | College | Existing | Food Preparation | Natural Gas | Double Rack Oven | E0 | Economic Unit | FTSC Qualified (>50% Cooking Efficiency) | FTSC Qualified (>50% Cooking Efficiency) | FTSC Qualified (>50% Cooking Efficiency) | FTSC Qualified (>50% Cooking Efficiency) | FTSC Qualified (>50% Cooking Efficiency) | FTSC Qualified (>50% Cooking Efficiency) | FTSC Qualified (>50% Cooking Efficiency) | FTSC Qualified (>50% Cooking Efficiency) | FTSC Qualified (>50% Cooking Efficiency) | FTSC Qualified (>50% Cooking Efficiency) | FTSC Qualified (>50% Cooking Efficiency) | FTSC Qualified (>50% Cooking Efficiency) | FTSC Qualified (>50% Cooking Efficiency) | FTSC Qualified (>50% Cooking Efficiency) | FTSC Qualified (>50% Cooking Efficiency) | FTSC Qualified (>50% Cooking Efficiency) | FTSC Qualified (>50% Cooking Efficiency) | FTSC Qualified (>50% Cooking Efficiency) | FTSC Qualified (>50% Cooking Efficiency) | FTSC Qualified (>50% Cooking Efficiency) | FTSC Qualified (>50% Cooking Efficiency) | FTSC Qualified (>50% Cooking Efficiency) | FTSC Qualified (>50% Cooking Efficiency) | FTSC Qualified (>50% Cooking Efficiency) | FTSC Qualified (>50% Cooking Efficiency) | FTSC Qualified (>50% Cooking Efficiency) | FTSC Qualified (>50% Cooking Efficiency) | FTSC Qualified (>50% Cooking Efficiency) | FTSC Qualified (>50% Cooking Efficiency) | FTSC Qualified (>50% Cooking Efficiency) | FTSC Qualified (>50% Cooking Efficiency) | FTSC Qualified (>50% Cooking Efficiency) | FTSC Qualified (>50% Cooking Efficiency)
F1_Commercial_College_Existing_Food Preparation_Natural Gas_Double Rack Oven_E1 | F1 | Commercial | College | Existing | Food Preparation | Natural Gas | Double Rack Oven | E1 | CCE | 0 | 0 | 0 | 0 | 0 | 0 | 0 | 0 | 0 | 0 | 0 | 0 | 0 | 0 | 0 | 0 | 0 | 0 | 0 | 0 | 0 | 0 | 0 | 0 | 0 | 0 | 0 | 0 | 0 | 0 | 0 | 0 | 0
F1_Commercial_College_Existing_Food Preparation_Natural Gas_Double Rack Oven_E2 | F1 | Commercial | College | Existing | Food Preparation | Natural Gas | Double Rack Oven | E2 | CCE | 0.29688 | 0.29688 | 0.29688 | 0.29688 | 0.29688 | 0.29688 | 0.29688 | 0.29688 | 0.29688 | 0.29688 | 0.29688 | 0.29688 | 0.29688 | 0.29688 | 0.29688 | 0.29688 | 0.29688 | 0.29688 | 0.29688 | 0.29688 | 0.29688 | 0.29688 | 0.29688 | 0.29688 | 0.29688 | 0.29688 | 0.29688 | 0.29688 | 0.29688 | 0.29688 | 0.29688 | 0.29688 | 0.29688
F1_Commercial_College_Existing_Food Preparation_Natural Gas_Double Rack Oven_E3 | F1 | Commercial | College | Existing | Food Preparation | Natural Gas | Double Rack Oven | E3 | CCE | 0 | 0 | 0 | 0 | 0 | 0 | 0 | 0 | 0 | 0 | 0 | 0 | 0 | 0 | 0 | 0 | 0 | 0 | 0 | 0 | 0 | 0 | 0 | 0 | 0 | 0 | 0 | 0 | 0 | 0 | 0 | 0 | 0
F1_Commercial_College_Existing_Food Preparation_Natural Gas_Double Rack Oven_E4 | F1 | Commercial | College | Existing | Food Preparation | Natural Gas | Double Rack Oven | E4 | CCE | 0 | 0 | 0 | 0 | 0 | 0 | 0 | 0 | 0 | 0 | 0 | 0 | 0 | 0 | 0 | 0 | 0 | 0 | 0 | 0 | 0 | 0 | 0 | 0 | 0 | 0 | 0 | 0 | 0 | 0 | 0 | 0 | 0
F1_Commercial_College_Existing_Food Preparation_Natural Gas_Double Rack Oven_E5 | F1 | Commercial | College | Existing | Food Preparation | Natural Gas | Double Rack Oven | E5 | CCE | 0 | 0 | 0 | 0 | 0 | 0 | 0 | 0 | 0 | 0 | 0 | 0 | 0 | 0 | 0 | 0 | 0 | 0 | 0 | 0 | 0 | 0 | 0 | 0 | 0 | 0 | 0 | 0 | 0 | 0 | 0 | 0 | 0
F1_Commercial_College_Existing_Food Preparation_Natural Gas_Double Rack Oven_E6 | F1 | Commercial | College | Existing | Food Preparation | Natural Gas | Double Rack Oven | E6 | CCE | 0 | 0 | 0 | 0 | 0 | 0 | 0 | 0 | 0 | 0 | 0 | 0 | 0 | 0 | 0 | 0 | 0 | 0 | 0 | 0 | 0 | 0 | 0 | 0 | 0 | 0 | 0 | 0 | 0 | 0 | 0 | 0 | 0
F1_Commercial_College_Existing_Food Preparation_Natural Gas_Double Rack Oven_E7 | F1 | Commercial | College | Existing | Food Preparation | Natural Gas | Double Rack Oven | E7 | CCE | 0 | 0 | 0 | 0 | 0 | 0 | 0 | 0 | 0 | 0 | 0 | 0 | 0 | 0 | 0 | 0 | 0 | 0 | 0 | 0 | 0 | 0 | 0 | 0 | 0 | 0 | 0 | 0 | 0 | 0 | 0 | 0 | 0
F1_Commercial_College_Existing_Food Preparation_Natural Gas_Double Rack Oven_E8 | F1 | Commercial | College | Existing | Food Preparation | Natural Gas | Double Rack Oven | E8 | CCE | 0 | 0 | 0 | 0 | 0 | 0 | 0 | 0 | 0 | 0 | 0 | 0 | 0 | 0 | 0 | 0 | 0 | 0 | 0 | 0 | 0 | 0 | 0 | 0 | 0 | 0 | 0 | 0 | 0 | 0 | 0 | 0 | 0
F1_Commercial_College_Existing_Food Preparation_Natural Gas_Double Rack Oven_E9 | F1 | Commercial | College | Existing | Food Preparation | Natural Gas | Double Rack Oven | E9 | CCE | 0 | 0 | 0 | 0 | 0 | 0 | 0 | 0 | 0 | 0 | 0 | 0 | 0 | 0 | 0 | 0 | 0 | 0 | 0 | 0 | 0 | 0 | 0 | 0 | 0 | 0 | 0 | 0 | 0 | 0 | 0 | 0 | 0
F1_Commercial_College_Existing_Food Preparation_Natural Gas_Double Rack Oven_E10 | F1 | Commercial | College | Existing | Food Preparation | Natural Gas | Double Rack Oven | E10 | CCE | 0 | 0 | 0 | 0 | 0 | 0 | 0 | 0 | 0 | 0 | 0 | 0 | 0 | 0 | 0 | 0 | 0 | 0 | 0 | 0 | 0 | 0 | 0 | 0 | 0 | 0 | 0 | 0 | 0 | 0 | 0 | 0 | 0
F2_Commercial_College_Existing_Food Preparation_Natural Gas_Double Rack Oven_E1 | F2 | Commercial | College | Existing | Food Preparation | Natural Gas | Double Rack Oven | E1 | TRC BC Ratio | bar: 2019 to 2051
F2_Commercial_College_Existing_Food Preparation_Natural Gas_Double Rack Oven_E2 | F2 | Commercial | College | Existing | Food Preparation | Natural Gas | Double Rack Oven | E2 | TRC BC Ratio | 4.7395 | 4.7756 | 4.816 | 4.8604 | 4.911 | 4.9696 | 5.017 | 5.0626 | 5.1089 | 5.1571 | 5.2031 | 5.2453 | 5.2885 | 5.3338 | 5.3838 | 5.4328 | 5.4847 | 5.5395 | 5.5966 | 5.655 | 5.7136 | 5.7686 | 5.8182 | 5.8621 | 5.9 | 5.9326 | 5.9552 | 5.9721 | 5.9866 | 5.9991 | 6.0114 | 6.0169 | 6.0169
F2_Commercial_College_Existing_Food Preparation_Natural Gas_Double Rack Oven_E3 | F2 | Commercial | College | Existing | Food Preparation | Natural Gas | Double Rack Oven | E3 | TRC BC Ratio | 0 | 0 | 0 | 0 | 0 | 0 | 0 | 0 | 0 | 0 | 0 | 0 | 0 | 0 | 0 | 0 | 0 | 0 | 0 | 0 | 0 | 0 | 0 | 0 | 0 | 0 | 0 | 0 | 0 | 0 | 0 | 0 | 0
F2_Commercial_College_Existing_Food Preparation_Natural Gas_Double Rack Oven_E4 | F2 | Commercial | College | Existing | Food Preparation | Natural Gas | Double Rack Oven | E4 | TRC BC Ratio | 0 | 0 | 0 | 0 | 0 | 0 | 0 | 0 | 0 | 0 | 0 | 0 | 0 | 0 | 0 | 0 | 0 | 0 | 0 | 0 | 0 | 0 | 0 | 0 | 0 | 0 | 0 | 0 | 0 | 0 | 0 | 0 | 0
F2_Commercial_College_Existing_Food Preparation_Natural Gas_Double Rack Oven_E5 | F2 | Commercial | College | Existing | Food Preparation | Natural Gas | Double Rack Oven | E5 | TRC BC Ratio | 0 | 0 | 0 | 0 | 0 | 0 | 0 | 0 | 0 | 0 | 0 | 0 | 0 | 0 | 0 | 0 | 0 | 0 | 0 | 0 | 0 | 0 | 0 | 0 | 0 | 0 | 0 | 0 | 0 | 0 | 0 | 0 | 0
F2_Commercial_College_Existing_Food Preparation_Natural Gas_Double Rack Oven_E6 | F2 | Commercial | College | Existing | Food Preparation | Natural Gas | Double Rack Oven | E6 | TRC BC Ratio | 0 | 0 | 0 | 0 | 0 | 0 | 0 | 0 | 0 | 0 | 0 | 0 | 0 | 0 | 0 | 0 | 0 | 0 | 0 | 0 | 0 | 0 | 0 | 0 | 0 | 0 | 0 | 0 | 0 | 0 | 0 | 0 | 0
F2_Commercial_College_Existing_Food Preparation_Natural Gas_Double Rack Oven_E7 | F2 | Commercial | College | Existing | Food Preparation | Natural Gas | Double Rack Oven | E7 | TRC BC Ratio | 0 | 0 | 0 | 0 | 0 | 0 | 0 | 0 | 0 | 0 | 0 | 0 | 0 | 0 | 0 | 0 | 0 | 0 | 0 | 0 | 0 | 0 | 0 | 0 | 0 | 0 | 0 | 0 | 0 | 0 | 0 | 0 | 0
F2_Commercial_College_Existing_Food Preparation_Natural Gas_Double Rack Oven_E8 | F2 | Commercial | College | Existing | Food Preparation | Natural Gas | Double Rack Oven | E8 | TRC BC Ratio | 0 | 0 | 0 | 0 | 0 | 0 | 0 | 0 | 0 | 0 | 0 | 0 | 0 | 0 | 0 | 0 | 0 | 0 | 0 | 0 | 0 | 0 | 0 | 0 | 0 | 0 | 0 | 0 | 0 | 0 | 0 | 0 | 0
F2_Commercial_College_Existing_Food Preparation_Natural Gas_Double Rack Oven_E9 | F2 | Commercial | College | Existing | Food Preparation | Natural Gas | Double Rack Oven | E9 | TRC BC Ratio | 0 | 0 | 0 | 0 | 0 | 0 | 0 | 0 | 0 | 0 | 0 | 0 | 0 | 0 | 0 | 0 | 0 | 0 | 0 | 0 | 0 | 0 | 0 | 0 | 0 | 0 | 0 | 0 | 0 | 0 | 0 | 0 | 0
F2_Commercial_College_Existing_Food Preparation_Natural Gas_Double Rack Oven_E10 | F2 | Commercial | College | Existing | Food Preparation | Natural Gas | Double Rack Oven | E10 | TRC BC Ratio | 0 | 0 | 0 | 0 | 0 | 0 | 0 | 0 | 0 | 0 | 0 | 0 | 0 | 0 | 0 | 0 | 0 | 0 | 0 | 0 | 0 | 0 | 0 | 0 | 0 | 0 | 0 | 0 | 0 | 0 | 0 | 0 | 0
F3_Commercial_College_Existing_Food Preparation_Natural Gas_Double Rack Oven_E1 | F3 | Commercial | College | Existing | Food Preparation | Natural Gas | Double Rack Oven | E1 | PACT BC Ratio | bar: 2019 to 2051
F3_Commercial_College_Existing_Food Preparation_Natural Gas_Double Rack Oven_E2 | F3 | Commercial | College | Existing | Food Preparation | Natural Gas | Double Rack Oven | E2 | PACT BC Ratio | 6.3193 | 6.3675 | 6.4213 | 6.4805 | 6.548 | 6.6261 | 6.6894 | 6.7502 | 6.8119 | 6.8761 | 6.9374 | 6.9937 | 7.0513 | 7.1117 | 7.1784 | 7.2437 | 7.3129 | 7.386 | 7.4622 | 7.5399 | 7.6182 | 7.6915 | 7.7576 | 7.8161 | 7.8667 | 7.9101 | 7.9403 | 7.9627 | 7.9822 | 7.9988 | 8.0152 | 8.0225 | 8.0225
F3_Commercial_College_Existing_Food Preparation_Natural Gas_Double Rack Oven_E3 | F3 | Commercial | College | Existing | Food Preparation | Natural Gas | Double Rack Oven | E3 | PACT BC Ratio | 0 | 0 | 0 | 0 | 0 | 0 | 0 | 0 | 0 | 0 | 0 | 0 | 0 | 0 | 0 | 0 | 0 | 0 | 0 | 0 | 0 | 0 | 0 | 0 | 0 | 0 | 0 | 0 | 0 | 0 | 0 | 0 | 0
F3_Commercial_College_Existing_Food Preparation_Natural Gas_Double Rack Oven_E4 | F3 | Commercial | College | Existing | Food Preparation | Natural Gas | Double Rack Oven | E4 | PACT BC Ratio | 0 | 0 | 0 | 0 | 0 | 0 | 0 | 0 | 0 | 0 | 0 | 0 | 0 | 0 | 0 | 0 | 0 | 0 | 0 | 0 | 0 | 0 | 0 | 0 | 0 | 0 | 0 | 0 | 0 | 0 | 0 | 0 | 0
F3_Commercial_College_Existing_Food Preparation_Natural Gas_Double Rack Oven_E5 | F3 | Commercial | College | Existing | Food Preparation | Natural Gas | Double Rack Oven | E5 | PACT BC Ratio | 0 | 0 | 0 | 0 | 0 | 0 | 0 | 0 | 0 | 0 | 0 | 0 | 0 | 0 | 0 | 0 | 0 | 0 | 0 | 0 | 0 | 0 | 0 | 0 | 0 | 0 | 0 | 0 | 0 | 0 | 0 | 0 | 0
F3_Commercial_College_Existing_Food Preparation_Natural Gas_Double Rack Oven_E6 | F3 | Commercial | College | Existing | Food Preparation | Natural Gas | Double Rack Oven | E6 | PACT BC Ratio | 0 | 0 | 0 | 0 | 0 | 0 | 0 | 0 | 0 | 0 | 0 | 0 | 0 | 0 | 0 | 0 | 0 | 0 | 0 | 0 | 0 | 0 | 0 | 0 | 0 | 0 | 0 | 0 | 0 | 0 | 0 | 0 | 0
F3_Commercial_College_Existing_Food Preparation_Natural Gas_Double Rack Oven_E7 | F3 | Commercial | College | Existing | Food Preparation | Natural Gas | Double Rack Oven | E7 | PACT BC Ratio | 0 | 0 | 0 | 0 | 0 | 0 | 0 | 0 | 0 | 0 | 0 | 0 | 0 | 0 | 0 | 0 | 0 | 0 | 0 | 0 | 0 | 0 | 0 | 0 | 0 | 0 | 0 | 0 | 0 | 0 | 0 | 0 | 0
F3_Commercial_College_Existing_Food Preparation_Natural Gas_Double Rack Oven_E8 | F3 | Commercial | College | Existing | Food Preparation | Natural Gas | Double Rack Oven | E8 | PACT BC Ratio | 0 | 0 | 0 | 0 | 0 | 0 | 0 | 0 | 0 | 0 | 0 | 0 | 0 | 0 | 0 | 0 | 0 | 0 | 0 | 0 | 0 | 0 | 0 | 0 | 0 | 0 | 0 | 0 | 0 | 0 | 0 | 0 | 0
F3_Commercial_College_Existing_Food Preparation_Natural Gas_Double Rack Oven_E9 | F3 | Commercial | College | Existing | Food Preparation | Natural Gas | Double Rack Oven | E9 | PACT BC Ratio | 0 | 0 | 0 | 0 | 0 | 0 | 0 | 0 | 0 | 0 | 0 | 0 | 0 | 0 | 0 | 0 | 0 | 0 | 0 | 0 | 0 | 0 | 0 | 0 | 0 | 0 | 0 | 0 | 0 | 0 | 0 | 0 | 0
F3_Commercial_College_Existing_Food Preparation_Natural Gas_Double Rack Oven_E10 | F3 | Commercial | College | Existing | Food Preparation | Natural Gas | Double Rack Oven | E10 | PACT BC Ratio | 0 | 0 | 0 | 0 | 0 | 0 | 0 | 0 | 0 | 0 | 0 | 0 | 0 | 0 | 0 | 0 | 0 | 0 | 0 | 0 | 0 | 0 | 0 | 0 | 0 | 0 | 0 | 0 | 0 | 0 | 0 | 0 | 0
F4_Commercial_College_Existing_Food Preparation_Natural Gas_Double Rack Oven_E1 | F4 | Commercial | College | Existing | Food Preparation | Natural Gas | Double Rack Oven | E1 | RVT BC Ratio | bar: 2019 to 2051
F4_Commercial_College_Existing_Food Preparation_Natural Gas_Double Rack Oven_E2 | F4 | Commercial | College | Existing | Food Preparation | Natural Gas | Double Rack Oven | E2 | RVT BC Ratio | 7.5139 | 7.5658 | 7.6238 | 7.6877 | 7.7604 | 7.8446 | 7.9129 | 7.9784 | 8.045 | 8.1143 | 8.1804 | 8.241 | 8.3031 | 8.3683 | 8.4402 | 8.5106 | 8.5852 | 8.664 | 8.7461 | 8.83 | 8.9144 | 8.9934 | 9.0647 | 9.1278 | 9.1823 | 9.2292 | 9.2617 | 9.2859 | 9.3069 | 9.3248 | 9.3425 | 9.3503 | 9.3503
F4_Commercial_College_Existing_Food Preparation_Natural Gas_Double Rack Oven_E3 | F4 | Commercial | College | Existing | Food Preparation | Natural Gas | Double Rack Oven | E3 | RVT BC Ratio | 0 | 0 | 0 | 0 | 0 | 0 | 0 | 0 | 0 | 0 | 0 | 0 | 0 | 0 | 0 | 0 | 0 | 0 | 0 | 0 | 0 | 0 | 0 | 0 | 0 | 0 | 0 | 0 | 0 | 0 | 0 | 0 | 0
F4_Commercial_College_Existing_Food Preparation_Natural Gas_Double Rack Oven_E4 | F4 | Commercial | College | Existing | Food Preparation | Natural Gas | Double Rack Oven | E4 | RVT BC Ratio | 0 | 0 | 0 | 0 | 0 | 0 | 0 | 0 | 0 | 0 | 0 | 0 | 0 | 0 | 0 | 0 | 0 | 0 | 0 | 0 | 0 | 0 | 0 | 0 | 0 | 0 | 0 | 0 | 0 | 0 | 0 | 0 | 0
F4_Commercial_College_Existing_Food Preparation_Natural Gas_Double Rack Oven_E5 | F4 | Commercial | College | Existing | Food Preparation | Natural Gas | Double Rack Oven | E5 | RVT BC Ratio | 0 | 0 | 0 | 0 | 0 | 0 | 0 | 0 | 0 | 0 | 0 | 0 | 0 | 0 | 0 | 0 | 0 | 0 | 0 | 0 | 0 | 0 | 0 | 0 | 0 | 0 | 0 | 0 | 0 | 0 | 0 | 0 | 0
F4_Commercial_College_Existing_Food Preparation_Natural Gas_Double Rack Oven_E6 | F4 | Commercial | College | Existing | Food Preparation | Natural Gas | Double Rack Oven | E6 | RVT BC Ratio | 0 | 0 | 0 | 0 | 0 | 0 | 0 | 0 | 0 | 0 | 0 | 0 | 0 | 0 | 0 | 0 | 0 | 0 | 0 | 0 | 0 | 0 | 0 | 0 | 0 | 0 | 0 | 0 | 0 | 0 | 0 | 0 | 0
F4_Commercial_College_Existing_Food Preparation_Natural Gas_Double Rack Oven_E7 | F4 | Commercial | College | Existing | Food Preparation | Natural Gas | Double Rack Oven | E7 | RVT BC Ratio | 0 | 0 | 0 | 0 | 0 | 0 | 0 | 0 | 0 | 0 | 0 | 0 | 0 | 0 | 0 | 0 | 0 | 0 | 0 | 0 | 0 | 0 | 0 | 0 | 0 | 0 | 0 | 0 | 0 | 0 | 0 | 0 | 0
F4_Commercial_College_Existing_Food Preparation_Natural Gas_Double Rack Oven_E8 | F4 | Commercial | College | Existing | Food Preparation | Natural Gas | Double Rack Oven | E8 | RVT BC Ratio | 0 | 0 | 0 | 0 | 0 | 0 | 0 | 0 | 0 | 0 | 0 | 0 | 0 | 0 | 0 | 0 | 0 | 0 | 0 | 0 | 0 | 0 | 0 | 0 | 0 | 0 | 0 | 0 | 0 | 0 | 0 | 0 | 0
F4_Commercial_College_Existing_Food Preparation_Natural Gas_Double Rack Oven_E9 | F4 | Commercial | College | Existing | Food Preparation | Natural Gas | Double Rack Oven | E9 | RVT BC Ratio | 0 | 0 | 0 | 0 | 0 | 0 | 0 | 0 | 0 | 0 | 0 | 0 | 0 | 0 | 0 | 0 | 0 | 0 | 0 | 0 | 0 | 0 | 0 | 0 | 0 | 0 | 0 | 0 | 0 | 0 | 0 | 0 | 0
F4_Commercial_College_Existing_Food Preparation_Natural Gas_Double Rack Oven_E10 | F4 | Commercial | College | Existing | Food Preparation | Natural Gas | Double Rack Oven | E10 | RVT BC Ratio | 0 | 0 | 0 | 0 | 0 | 0 | 0 | 0 | 0 | 0 | 0 | 0 | 0 | 0 | 0 | 0 | 0 | 0 | 0 | 0 | 0 | 0 | 0 | 0 | 0 | 0 | 0 | 0 | 0 | 0 | 0 | 0 | 0
F5_Commercial_College_Existing_Food Preparation_Natural Gas_Double Rack Oven_E1 | F5 | Commercial | College | Existing | Food Preparation | Natural Gas | Double Rack Oven | E1 | RIM BC Ratio | bar: 2019 to 2051
F5_Commercial_College_Existing_Food Preparation_Natural Gas_Double Rack Oven_E2 | F5 | Commercial | College | Existing | Food Preparation | Natural Gas | Double Rack Oven | E2 | RIM BC Ratio | 0.73729 | 0.73795 | 0.73866 | 0.73944 | 0.74031 | 0.7413 | 0.74208 | 0.74283 | 0.74357 | 0.74433 | 0.74504 | 0.74568 | 0.74633 | 0.74701 | 0.74774 | 0.74844 | 0.74917 | 0.74993 | 0.75071 | 0.75149 | 0.75226 | 0.75297 | 0.7536 | 0.75414 | 0.75461 | 0.75501 | 0.75528 | 0.75549 | 0.75566 | 0.75581 | 0.75596 | 0.75602 | 0.75602
F5_Commercial_College_Existing_Food Preparation_Natural Gas_Double Rack Oven_E3 | F5 | Commercial | College | Existing | Food Preparation | Natural Gas | Double Rack Oven | E3 | RIM BC Ratio | 0 | 0 | 0 | 0 | 0 | 0 | 0 | 0 | 0 | 0 | 0 | 0 | 0 | 0 | 0 | 0 | 0 | 0 | 0 | 0 | 0 | 0 | 0 | 0 | 0 | 0 | 0 | 0 | 0 | 0 | 0 | 0 | 0
F5_Commercial_College_Existing_Food Preparation_Natural Gas_Double Rack Oven_E4 | F5 | Commercial | College | Existing | Food Preparation | Natural Gas | Double Rack Oven | E4 | RIM BC Ratio | 0 | 0 | 0 | 0 | 0 | 0 | 0 | 0 | 0 | 0 | 0 | 0 | 0 | 0 | 0 | 0 | 0 | 0 | 0 | 0 | 0 | 0 | 0 | 0 | 0 | 0 | 0 | 0 | 0 | 0 | 0 | 0 | 0
F5_Commercial_College_Existing_Food Preparation_Natural Gas_Double Rack Oven_E5 | F5 | Commercial | College | Existing | Food Preparation | Natural Gas | Double Rack Oven | E5 | RIM BC Ratio | 0 | 0 | 0 | 0 | 0 | 0 | 0 | 0 | 0 | 0 | 0 | 0 | 0 | 0 | 0 | 0 | 0 | 0 | 0 | 0 | 0 | 0 | 0 | 0 | 0 | 0 | 0 | 0 | 0 | 0 | 0 | 0 | 0
F5_Commercial_College_Existing_Food Preparation_Natural Gas_Double Rack Oven_E6 | F5 | Commercial | College | Existing | Food Preparation | Natural Gas | Double Rack Oven | E6 | RIM BC Ratio | 0 | 0 | 0 | 0 | 0 | 0 | 0 | 0 | 0 | 0 | 0 | 0 | 0 | 0 | 0 | 0 | 0 | 0 | 0 | 0 | 0 | 0 | 0 | 0 | 0 | 0 | 0 | 0 | 0 | 0 | 0 | 0 | 0
F5_Commercial_College_Existing_Food Preparation_Natural Gas_Double Rack Oven_E7 | F5 | Commercial | College | Existing | Food Preparation | Natural Gas | Double Rack Oven | E7 | RIM BC Ratio | 0 | 0 | 0 | 0 | 0 | 0 | 0 | 0 | 0 | 0 | 0 | 0 | 0 | 0 | 0 | 0 | 0 | 0 | 0 | 0 | 0 | 0 | 0 | 0 | 0 | 0 | 0 | 0 | 0 | 0 | 0 | 0 | 0
F5_Commercial_College_Existing_Food Preparation_Natural Gas_Double Rack Oven_E8 | F5 | Commercial | College | Existing | Food Preparation | Natural Gas | Double Rack Oven | E8 | RIM BC Ratio | 0 | 0 | 0 | 0 | 0 | 0 | 0 | 0 | 0 | 0 | 0 | 0 | 0 | 0 | 0 | 0 | 0 | 0 | 0 | 0 | 0 | 0 | 0 | 0 | 0 | 0 | 0 | 0 | 0 | 0 | 0 | 0 | 0
F5_Commercial_College_Existing_Food Preparation_Natural Gas_Double Rack Oven_E9 | F5 | Commercial | College | Existing | Food Preparation | Natural Gas | Double Rack Oven | E9 | RIM BC Ratio | 0 | 0 | 0 | 0 | 0 | 0 | 0 | 0 | 0 | 0 | 0 | 0 | 0 | 0 | 0 | 0 | 0 | 0 | 0 | 0 | 0 | 0 | 0 | 0 | 0 | 0 | 0 | 0 | 0 | 0 | 0 | 0 | 0
F5_Commercial_College_Existing_Food Preparation_Natural Gas_Double Rack Oven_E10 | F5 | Commercial | College | Existing | Food Preparation | Natural Gas | Double Rack Oven | E10 | RIM BC Ratio | 0 | 0 | 0 | 0 | 0 | 0 | 0 | 0 | 0 | 0 | 0 | 0 | 0 | 0 | 0 | 0 | 0 | 0 | 0 | 0 | 0 | 0 | 0 | 0 | 0 | 0 | 0 | 0 | 0 | 0 | 0 | 0 | 0
F0_Commercial_College_Existing_Food Preparation_Natural Gas_Fryer_E0 | F0 | Commercial | College | Existing | Food Preparation | Natural Gas | Fryer | E0 | Economic Unit | ENERGY STAR | ENERGY STAR | ENERGY STAR | ENERGY STAR | ENERGY STAR | ENERGY STAR | ENERGY STAR | ENERGY STAR | ENERGY STAR | ENERGY STAR | ENERGY STAR | ENERGY STAR | ENERGY STAR | ENERGY STAR | ENERGY STAR | ENERGY STAR | ENERGY STAR | ENERGY STAR | ENERGY STAR | ENERGY STAR | ENERGY STAR | ENERGY STAR | ENERGY STAR | ENERGY STAR | ENERGY STAR | ENERGY STAR | ENERGY STAR | ENERGY STAR | ENERGY STAR | ENERGY STAR | ENERGY STAR | ENERGY STAR | ENERGY STAR
F1_Commercial_College_Existing_Food Preparation_Natural Gas_Fryer_E1 | F1 | Commercial | College | Existing | Food Preparation | Natural Gas | Fryer | E1 | CCE | 0 | 0 | 0 | 0 | 0 | 0 | 0 | 0 | 0 | 0 | 0 | 0 | 0 | 0 | 0 | 0 | 0 | 0 | 0 | 0 | 0 | 0 | 0 | 0 | 0 | 0 | 0 | 0 | 0 | 0 | 0 | 0 | 0
F1_Commercial_College_Existing_Food Preparation_Natural Gas_Fryer_E2 | F1 | Commercial | College | Existing | Food Preparation | Natural Gas | Fryer | E2 | CCE | 0.52081 | 0.52081 | 0.52081 | 0 | 0 | 0 | 0 | 0 | 0 | 0 | 0 | 0 | 0 | 0 | 0 | 0 | 0 | 0 | 0 | 0 | 0 | 0 | 0 | 0 | 0 | 0 | 0 | 0 | 0 | 0 | 0 | 0 | 0
F1_Commercial_College_Existing_Food Preparation_Natural Gas_Fryer_E3 | F1 | Commercial | College | Existing | Food Preparation | Natural Gas | Fryer | E3 | CCE | 0 | 0 | 0 | 0 | 0 | 0 | 0 | 0 | 0 | 0 | 0 | 0 | 0 | 0 | 0 | 0 | 0 | 0 | 0 | 0 | 0 | 0 | 0 | 0 | 0 | 0 | 0 | 0 | 0 | 0 | 0 | 0 | 0
F1_Commercial_College_Existing_Food Preparation_Natural Gas_Fryer_E4 | F1 | Commercial | College | Existing | Food Preparation | Natural Gas | Fryer | E4 | CCE | 0 | 0 | 0 | 0 | 0 | 0 | 0 | 0 | 0 | 0 | 0 | 0 | 0 | 0 | 0 | 0 | 0 | 0 | 0 | 0 | 0 | 0 | 0 | 0 | 0 | 0 | 0 | 0 | 0 | 0 | 0 | 0 | 0
F1_Commercial_College_Existing_Food Preparation_Natural Gas_Fryer_E5 | F1 | Commercial | College | Existing | Food Preparation | Natural Gas | Fryer | E5 | CCE | 0 | 0 | 0 | 0 | 0 | 0 | 0 | 0 | 0 | 0 | 0 | 0 | 0 | 0 | 0 | 0 | 0 | 0 | 0 | 0 | 0 | 0 | 0 | 0 | 0 | 0 | 0 | 0 | 0 | 0 | 0 | 0 | 0
F1_Commercial_College_Existing_Food Preparation_Natural Gas_Fryer_E6 | F1 | Commercial | College | Existing | Food Preparation | Natural Gas | Fryer | E6 | CCE | 0 | 0 | 0 | 0 | 0 | 0 | 0 | 0 | 0 | 0 | 0 | 0 | 0 | 0 | 0 | 0 | 0 | 0 | 0 | 0 | 0 | 0 | 0 | 0 | 0 | 0 | 0 | 0 | 0 | 0 | 0 | 0 | 0
F1_Commercial_College_Existing_Food Preparation_Natural Gas_Fryer_E7 | F1 | Commercial | College | Existing | Food Preparation | Natural Gas | Fryer | E7 | CCE | 0 | 0 | 0 | 0 | 0 | 0 | 0 | 0 | 0 | 0 | 0 | 0 | 0 | 0 | 0 | 0 | 0 | 0 | 0 | 0 | 0 | 0 | 0 | 0 | 0 | 0 | 0 | 0 | 0 | 0 | 0 | 0 | 0
F1_Commercial_College_Existing_Food Preparation_Natural Gas_Fryer_E8 | F1 | Commercial | College | Existing | Food Preparation | Natural Gas | Fryer | E8 | CCE | 0 | 0 | 0 | 0 | 0 | 0 | 0 | 0 | 0 | 0 | 0 | 0 | 0 | 0 | 0 | 0 | 0 | 0 | 0 | 0 | 0 | 0 | 0 | 0 | 0 | 0 | 0 | 0 | 0 | 0 | 0 | 0 | 0
F1_Commercial_College_Existing_Food Preparation_Natural Gas_Fryer_E9 | F1 | Commercial | College | Existing | Food Preparation | Natural Gas | Fryer | E9 | CCE | 0 | 0 | 0 | 0 | 0 | 0 | 0 | 0 | 0 | 0 | 0 | 0 | 0 | 0 | 0 | 0 | 0 | 0 | 0 | 0 | 0 | 0 | 0 | 0 | 0 | 0 | 0 | 0 | 0 | 0 | 0 | 0 | 0
F1_Commercial_College_Existing_Food Preparation_Natural Gas_Fryer_E10 | F1 | Commercial | College | Existing | Food Preparation | Natural Gas | Fryer | E10 | CCE | 0 | 0 | 0 | 0 | 0 | 0 | 0 | 0 | 0 | 0 | 0 | 0 | 0 | 0 | 0 | 0 | 0 | 0 | 0 | 0 | 0 | 0 | 0 | 0 | 0 | 0 | 0 | 0 | 0 | 0 | 0 | 0 | 0
F2_Commercial_College_Existing_Food Preparation_Natural Gas_Fryer_E1 | F2 | Commercial | College | Existing | Food Preparation | Natural Gas | Fryer | E1 | TRC BC Ratio | 1 | 1 | 1 | 0 | 0 | 0 | 0 | 0 | 0 | 0 | 0 | 0 | 0 | 0 | 0 | 0 | 0 | 0 | 0 | 0 | 0 | 0 | 0 | 0 | 0 | 0 | 0 | 0 | 0 | 0 | 0 | 0 | 0
F2_Commercial_College_Existing_Food Preparation_Natural Gas_Fryer_E2 | F2 | Commercial | College | Existing | Food Preparation | Natural Gas | Fryer | E2 | TRC BC Ratio | 2.6303 | 2.6385 | 2.6536 | 1 | 1 | 1 | 1 | 1 | 1 | 1 | 1 | 1 | 1 | 1 | 1 | 1 | 1 | 1 | 1 | 1 | 1 | 1 | 1 | 1 | 1 | 1 | 1 | 1 | 1 | 1 | 1 | 1 | 1
F2_Commercial_College_Existing_Food Preparation_Natural Gas_Fryer_E3 | F2 | Commercial | College | Existing | Food Preparation | Natural Gas | Fryer | E3 | TRC BC Ratio | 0 | 0 | 0 | 0 | 0 | 0 | 0 | 0 | 0 | 0 | 0 | 0 | 0 | 0 | 0 | 0 | 0 | 0 | 0 | 0 | 0 | 0 | 0 | 0 | 0 | 0 | 0 | 0 | 0 | 0 | 0 | 0 | 0
F2_Commercial_College_Existing_Food Preparation_Natural Gas_Fryer_E4 | F2 | Commercial | College | Existing | Food Preparation | Natural Gas | Fryer | E4 | TRC BC Ratio | 0 | 0 | 0 | 0 | 0 | 0 | 0 | 0 | 0 | 0 | 0 | 0 | 0 | 0 | 0 | 0 | 0 | 0 | 0 | 0 | 0 | 0 | 0 | 0 | 0 | 0 | 0 | 0 | 0 | 0 | 0 | 0 | 0
F2_Commercial_College_Existing_Food Preparation_Natural Gas_Fryer_E5 | F2 | Commercial | College | Existing | Food Preparation | Natural Gas | Fryer | E5 | TRC BC Ratio | 0 | 0 | 0 | 0 | 0 | 0 | 0 | 0 | 0 | 0 | 0 | 0 | 0 | 0 | 0 | 0 | 0 | 0 | 0 | 0 | 0 | 0 | 0 | 0 | 0 | 0 | 0 | 0 | 0 | 0 | 0 | 0 | 0
F2_Commercial_College_Existing_Food Preparation_Natural Gas_Fryer_E6 | F2 | Commercial | College | Existing | Food Preparation | Natural Gas | Fryer | E6 | TRC BC Ratio | 0 | 0 | 0 | 0 | 0 | 0 | 0 | 0 | 0 | 0 | 0 | 0 | 0 | 0 | 0 | 0 | 0 | 0 | 0 | 0 | 0 | 0 | 0 | 0 | 0 | 0 | 0 | 0 | 0 | 0 | 0 | 0 | 0
F2_Commercial_College_Existing_Food Preparation_Natural Gas_Fryer_E7 | F2 | Commercial | College | Existing | Food Preparation | Natural Gas | Fryer | E7 | TRC BC Ratio | 0 | 0 | 0 | 0 | 0 | 0 | 0 | 0 | 0 | 0 | 0 | 0 | 0 | 0 | 0 | 0 | 0 | 0 | 0 | 0 | 0 | 0 | 0 | 0 | 0 | 0 | 0 | 0 | 0 | 0 | 0 | 0 | 0
F2_Commercial_College_Existing_Food Preparation_Natural Gas_Fryer_E8 | F2 | Commercial | College | Existing | Food Preparation | Natural Gas | Fryer | E8 | TRC BC Ratio | 0 | 0 | 0 | 0 | 0 | 0 | 0 | 0 | 0 | 0 | 0 | 0 | 0 | 0 | 0 | 0 | 0 | 0 | 0 | 0 | 0 | 0 | 0 | 0 | 0 | 0 | 0 | 0 | 0 | 0 | 0 | 0 | 0
F2_Commercial_College_Existing_Food Preparation_Natural Gas_Fryer_E9 | F2 | Commercial | College | Existing | Food Preparation | Natural Gas | Fryer | E9 | TRC BC Ratio | 0 | 0 | 0 | 0 | 0 | 0 | 0 | 0 | 0 | 0 | 0 | 0 | 0 | 0 | 0 | 0 | 0 | 0 | 0 | 0 | 0 | 0 | 0 | 0 | 0 | 0 | 0 | 0 | 0 | 0 | 0 | 0 | 0
F2_Commercial_College_Existing_Food Preparation_Natural Gas_Fryer_E10 | F2 | Commercial | College | Existing | Food Preparation | Natural Gas | Fryer | E10 | TRC BC Ratio | 0 | 0 | 0 | 0 | 0 | 0 | 0 | 0 | 0 | 0 | 0 | 0 | 0 | 0 | 0 | 0 | 0 | 0 | 0 | 0 | 0 | 0 | 0 | 0 | 0 | 0 | 0 | 0 | 0 | 0 | 0 | 0 | 0
F3_Commercial_College_Existing_Food Preparation_Natural Gas_Fryer_E1 | F3 | Commercial | College | Existing | Food Preparation | Natural Gas | Fryer | E1 | PACT BC Ratio | 1 | 1 | 1 | 0 | 0 | 0 | 0 | 0 | 0 | 0 | 0 | 0 | 0 | 0 | 0 | 0 | 0 | 0 | 0 | 0 | 0 | 0 | 0 | 0 | 0 | 0 | 0 | 0 | 0 | 0 | 0 | 0 | 0
F3_Commercial_College_Existing_Food Preparation_Natural Gas_Fryer_E2 | F3 | Commercial | College | Existing | Food Preparation | Natural Gas | Fryer | E2 | PACT BC Ratio | 3.5071 | 3.518 | 3.5381 | 1 | 1 | 1 | 1 | 1 | 1 | 1 | 1 | 1 | 1 | 1 | 1 | 1 | 1 | 1 | 1 | 1 | 1 | 1 | 1 | 1 | 1 | 1 | 1 | 1 | 1 | 1 | 1 | 1 | 1
F3_Commercial_College_Existing_Food Preparation_Natural Gas_Fryer_E3 | F3 | Commercial | College | Existing | Food Preparation | Natural Gas | Fryer | E3 | PACT BC Ratio | 0 | 0 | 0 | 0 | 0 | 0 | 0 | 0 | 0 | 0 | 0 | 0 | 0 | 0 | 0 | 0 | 0 | 0 | 0 | 0 | 0 | 0 | 0 | 0 | 0 | 0 | 0 | 0 | 0 | 0 | 0 | 0 | 0
F3_Commercial_College_Existing_Food Preparation_Natural Gas_Fryer_E4 | F3 | Commercial | College | Existing | Food Preparation | Natural Gas | Fryer | E4 | PACT BC Ratio | 0 | 0 | 0 | 0 | 0 | 0 | 0 | 0 | 0 | 0 | 0 | 0 | 0 | 0 | 0 | 0 | 0 | 0 | 0 | 0 | 0 | 0 | 0 | 0 | 0 | 0 | 0 | 0 | 0 | 0 | 0 | 0 | 0
F3_Commercial_College_Existing_Food Preparation_Natural Gas_Fryer_E5 | F3 | Commercial | College | Existing | Food Preparation | Natural Gas | Fryer | E5 | PACT BC Ratio | 0 | 0 | 0 | 0 | 0 | 0 | 0 | 0 | 0 | 0 | 0 | 0 | 0 | 0 | 0 | 0 | 0 | 0 | 0 | 0 | 0 | 0 | 0 | 0 | 0 | 0 | 0 | 0 | 0 | 0 | 0 | 0 | 0
F3_Commercial_College_Existing_Food Preparation_Natural Gas_Fryer_E6 | F3 | Commercial | College | Existing | Food Preparation | Natural Gas | Fryer | E6 | PACT BC Ratio | 0 | 0 | 0 | 0 | 0 | 0 | 0 | 0 | 0 | 0 | 0 | 0 | 0 | 0 | 0 | 0 | 0 | 0 | 0 | 0 | 0 | 0 | 0 | 0 | 0 | 0 | 0 | 0 | 0 | 0 | 0 | 0 | 0
F3_Commercial_College_Existing_Food Preparation_Natural Gas_Fryer_E7 | F3 | Commercial | College | Existing | Food Preparation | Natural Gas | Fryer | E7 | PACT BC Ratio | 0 | 0 | 0 | 0 | 0 | 0 | 0 | 0 | 0 | 0 | 0 | 0 | 0 | 0 | 0 | 0 | 0 | 0 | 0 | 0 | 0 | 0 | 0 | 0 | 0 | 0 | 0 | 0 | 0 | 0 | 0 | 0 | 0
F3_Commercial_College_Existing_Food Preparation_Natural Gas_Fryer_E8 | F3 | Commercial | College | Existing | Food Preparation | Natural Gas | Fryer | E8 | PACT BC Ratio | 0 | 0 | 0 | 0 | 0 | 0 | 0 | 0 | 0 | 0 | 0 | 0 | 0 | 0 | 0 | 0 | 0 | 0 | 0 | 0 | 0 | 0 | 0 | 0 | 0 | 0 | 0 | 0 | 0 | 0 | 0 | 0 | 0
F3_Commercial_College_Existing_Food Preparation_Natural Gas_Fryer_E9 | F3 | Commercial | College | Existing | Food Preparation | Natural Gas | Fryer | E9 | PACT BC Ratio | 0 | 0 | 0 | 0 | 0 | 0 | 0 | 0 | 0 | 0 | 0 | 0 | 0 | 0 | 0 | 0 | 0 | 0 | 0 | 0 | 0 | 0 | 0 | 0 | 0 | 0 | 0 | 0 | 0 | 0 | 0 | 0 | 0
F3_Commercial_College_Existing_Food Preparation_Natural Gas_Fryer_E10 | F3 | Commercial | College | Existing | Food Preparation | Natural Gas | Fryer | E10 | PACT BC Ratio | 0 | 0 | 0 | 0 | 0 | 0 | 0 | 0 | 0 | 0 | 0 | 0 | 0 | 0 | 0 | 0 | 0 | 0 | 0 | 0 | 0 | 0 | 0 | 0 | 0 | 0 | 0 | 0 | 0 | 0 | 0 | 0 | 0
F4_Commercial_College_Existing_Food Preparation_Natural Gas_Fryer_E1 | F4 | Commercial | College | Existing | Food Preparation | Natural Gas | Fryer | E1 | RVT BC Ratio | 1 | 1 | 1 | 0 | 0 | 0 | 0 | 0 | 0 | 0 | 0 | 0 | 0 | 0 | 0 | 0 | 0 | 0 | 0 | 0 | 0 | 0 | 0 | 0 | 0 | 0 | 0 | 0 | 0 | 0 | 0 | 0 | 0
F4_Commercial_College_Existing_Food Preparation_Natural Gas_Fryer_E2 | F4 | Commercial | College | Existing | Food Preparation | Natural Gas | Fryer | E2 | RVT BC Ratio | 4.4816 | 4.4933 | 4.515 | 1 | 1 | 1 | 1 | 1 | 1 | 1 | 1 | 1 | 1 | 1 | 1 | 1 | 1 | 1 | 1 | 1 | 1 | 1 | 1 | 1 | 1 | 1 | 1 | 1 | 1 | 1 | 1 | 1 | 1
F4_Commercial_College_Existing_Food Preparation_Natural Gas_Fryer_E3 | F4 | Commercial | College | Existing | Food Preparation | Natural Gas | Fryer | E3 | RVT BC Ratio | 0 | 0 | 0 | 0 | 0 | 0 | 0 | 0 | 0 | 0 | 0 | 0 | 0 | 0 | 0 | 0 | 0 | 0 | 0 | 0 | 0 | 0 | 0 | 0 | 0 | 0 | 0 | 0 | 0 | 0 | 0 | 0 | 0
F4_Commercial_College_Existing_Food Preparation_Natural Gas_Fryer_E4 | F4 | Commercial | College | Existing | Food Preparation | Natural Gas | Fryer | E4 | RVT BC Ratio | 0 | 0 | 0 | 0 | 0 | 0 | 0 | 0 | 0 | 0 | 0 | 0 | 0 | 0 | 0 | 0 | 0 | 0 | 0 | 0 | 0 | 0 | 0 | 0 | 0 | 0 | 0 | 0 | 0 | 0 | 0 | 0 | 0
F4_Commercial_College_Existing_Food Preparation_Natural Gas_Fryer_E5 | F4 | Commercial | College | Existing | Food Preparation | Natural Gas | Fryer | E5 | RVT BC Ratio | 0 | 0 | 0 | 0 | 0 | 0 | 0 | 0 | 0 | 0 | 0 | 0 | 0 | 0 | 0 | 0 | 0 | 0 | 0 | 0 | 0 | 0 | 0 | 0 | 0 | 0 | 0 | 0 | 0 | 0 | 0 | 0 | 0
F4_Commercial_College_Existing_Food Preparation_Natural Gas_Fryer_E6 | F4 | Commercial | College | Existing | Food Preparation | Natural Gas | Fryer | E6 | RVT BC Ratio | 0 | 0 | 0 | 0 | 0 | 0 | 0 | 0 | 0 | 0 | 0 | 0 | 0 | 0 | 0 | 0 | 0 | 0 | 0 | 0 | 0 | 0 | 0 | 0 | 0 | 0 | 0 | 0 | 0 | 0 | 0 | 0 | 0
F4_Commercial_College_Existing_Food Preparation_Natural Gas_Fryer_E7 | F4 | Commercial | College | Existing | Food Preparation | Natural Gas | Fryer | E7 | RVT BC Ratio | 0 | 0 | 0 | 0 | 0 | 0 | 0 | 0 | 0 | 0 | 0 | 0 | 0 | 0 | 0 | 0 | 0 | 0 | 0 | 0 | 0 | 0 | 0 | 0 | 0 | 0 | 0 | 0 | 0 | 0 | 0 | 0 | 0
F4_Commercial_College_Existing_Food Preparation_Natural Gas_Fryer_E8 | F4 | Commercial | College | Existing | Food Preparation | Natural Gas | Fryer | E8 | RVT BC Ratio | 0 | 0 | 0 | 0 | 0 | 0 | 0 | 0 | 0 | 0 | 0 | 0 | 0 | 0 | 0 | 0 | 0 | 0 | 0 | 0 | 0 | 0 | 0 | 0 | 0 | 0 | 0 | 0 | 0 | 0 | 0 | 0 | 0
F4_Commercial_College_Existing_Food Preparation_Natural Gas_Fryer_E9 | F4 | Commercial | College | Existing | Food Preparation | Natural Gas | Fryer | E9 | RVT BC Ratio | 0 | 0 | 0 | 0 | 0 | 0 | 0 | 0 | 0 | 0 | 0 | 0 | 0 | 0 | 0 | 0 | 0 | 0 | 0 | 0 | 0 | 0 | 0 | 0 | 0 | 0 | 0 | 0 | 0 | 0 | 0 | 0 | 0
F4_Commercial_College_Existing_Food Preparation_Natural Gas_Fryer_E10 | F4 | Commercial | College | Existing | Food Preparation | Natural Gas | Fryer | E10 | RVT BC Ratio | 0 | 0 | 0 | 0 | 0 | 0 | 0 | 0 | 0 | 0 | 0 | 0 | 0 | 0 | 0 | 0 | 0 | 0 | 0 | 0 | 0 | 0 | 0 | 0 | 0 | 0 | 0 | 0 | 0 | 0 | 0 | 0 | 0
F5_Commercial_College_Existing_Food Preparation_Natural Gas_Fryer_E1 | F5 | Commercial | College | Existing | Food Preparation | Natural Gas | Fryer | E1 | RIM BC Ratio | 1 | 1 | 1 | 0 | 0 | 0 | 0 | 0 | 0 | 0 | 0 | 0 | 0 | 0 | 0 | 0 | 0 | 0 | 0 | 0 | 0 | 0 | 0 | 0 | 0 | 0 | 0 | 0 | 0 | 0 | 0 | 0 | 0
F5_Commercial_College_Existing_Food Preparation_Natural Gas_Fryer_E2 | F5 | Commercial | College | Existing | Food Preparation | Natural Gas | Fryer | E2 | RIM BC Ratio | 0.67422 | 0.67462 | 0.67536 | 1 | 1 | 1 | 1 | 1 | 1 | 1 | 1 | 1 | 1 | 1 | 1 | 1 | 1 | 1 | 1 | 1 | 1 | 1 | 1 | 1 | 1 | 1 | 1 | 1 | 1 | 1 | 1 | 1 | 1
F5_Commercial_College_Existing_Food Preparation_Natural Gas_Fryer_E3 | F5 | Commercial | College | Existing | Food Preparation | Natural Gas | Fryer | E3 | RIM BC Ratio | 0 | 0 | 0 | 0 | 0 | 0 | 0 | 0 | 0 | 0 | 0 | 0 | 0 | 0 | 0 | 0 | 0 | 0 | 0 | 0 | 0 | 0 | 0 | 0 | 0 | 0 | 0 | 0 | 0 | 0 | 0 | 0 | 0
F5_Commercial_College_Existing_Food Preparation_Natural Gas_Fryer_E4 | F5 | Commercial | College | Existing | Food Preparation | Natural Gas | Fryer | E4 | RIM BC Ratio | 0 | 0 | 0 | 0 | 0 | 0 | 0 | 0 | 0 | 0 | 0 | 0 | 0 | 0 | 0 | 0 | 0 | 0 | 0 | 0 | 0 | 0 | 0 | 0 | 0 | 0 | 0 | 0 | 0 | 0 | 0 | 0 | 0
F5_Commercial_College_Existing_Food Preparation_Natural Gas_Fryer_E5 | F5 | Commercial | College | Existing | Food Preparation | Natural Gas | Fryer | E5 | RIM BC Ratio | 0 | 0 | 0 | 0 | 0 | 0 | 0 | 0 | 0 | 0 | 0 | 0 | 0 | 0 | 0 | 0 | 0 | 0 | 0 | 0 | 0 | 0 | 0 | 0 | 0 | 0 | 0 | 0 | 0 | 0 | 0 | 0 | 0
F5_Commercial_College_Existing_Food Preparation_Natural Gas_Fryer_E6 | F5 | Commercial | College | Existing | Food Preparation | Natural Gas | Fryer | E6 | RIM BC Ratio | 0 | 0 | 0 | 0 | 0 | 0 | 0 | 0 | 0 | 0 | 0 | 0 | 0 | 0 | 0 | 0 | 0 | 0 | 0 | 0 | 0 | 0 | 0 | 0 | 0 | 0 | 0 | 0 | 0 | 0 | 0 | 0 | 0
F5_Commercial_College_Existing_Food Preparation_Natural Gas_Fryer_E7 | F5 | Commercial | College | Existing | Food Preparation | Natural Gas | Fryer | E7 | RIM BC Ratio | 0 | 0 | 0 | 0 | 0 | 0 | 0 | 0 | 0 | 0 | 0 | 0 | 0 | 0 | 0 | 0 | 0 | 0 | 0 | 0 | 0 | 0 | 0 | 0 | 0 | 0 | 0 | 0 | 0 | 0 | 0 | 0 | 0
F5_Commercial_College_Existing_Food Preparation_Natural Gas_Fryer_E8 | F5 | Commercial | College | Existing | Food Preparation | Natural Gas | Fryer | E8 | RIM BC Ratio | 0 | 0 | 0 | 0 | 0 | 0 | 0 | 0 | 0 | 0 | 0 | 0 | 0 | 0 | 0 | 0 | 0 | 0 | 0 | 0 | 0 | 0 | 0 | 0 | 0 | 0 | 0 | 0 | 0 | 0 | 0 | 0 | 0
F5_Commercial_College_Existing_Food Preparation_Natural Gas_Fryer_E9 | F5 | Commercial | College | Existing | Food Preparation | Natural Gas | Fryer | E9 | RIM BC Ratio | 0 | 0 | 0 | 0 | 0 | 0 | 0 | 0 | 0 | 0 | 0 | 0 | 0 | 0 | 0 | 0 | 0 | 0 | 0 | 0 | 0 | 0 | 0 | 0 | 0 | 0 | 0 | 0 | 0 | 0 | 0 | 0 | 0
F5_Commercial_College_Existing_Food Preparation_Natural Gas_Fryer_E10 | F5 | Commercial | College | Existing | Food Preparation | Natural Gas | Fryer | E10 | RIM BC Ratio | 0 | 0 | 0 | 0 | 0 | 0 | 0 | 0 | 0 | 0 | 0 | 0 | 0 | 0 | 0 | 0 | 0 | 0 | 0 | 0 | 0 | 0 | 0 | 0 | 0 | 0 | 0 | 0 | 0 | 0 | 0 | 0 | 0
F0_Commercial_College_Existing_Food Preparation_Natural Gas_Broiler_E0 | F0 | Commercial | College | Existing | Food Preparation | Natural Gas | Broiler | E0 | Economic Unit | Infrared Burners | Infrared Burners | Infrared Burners | Infrared Burners | Infrared Burners | Infrared Burners | Infrared Burners | Infrared Burners | Infrared Burners | Infrared Burners | Infrared Burners | Infrared Burners | Infrared Burners | Infrared Burners | Infrared Burners | Infrared Burners | Infrared Burners | Infrared Burners | Infrared Burners | Infrared Burners | Infrared Burners | Infrared Burners | Infrared Burners | Infrared Burners | Infrared Burners | Infrared Burners | Infrared Burners | Infrared Burners | Infrared Burners | Infrared Burners | Infrared Burners | Infrared Burners | Infrared Burners
F1_Commercial_College_Existing_Food Preparation_Natural Gas_Broiler_E1 | F1 | Commercial | College | Existing | Food Preparation | Natural Gas | Broiler | E1 | CCE | 0 | 0 | 0 | 0 | 0 | 0 | 0 | 0 | 0 | 0 | 0 | 0 | 0 | 0 | 0 | 0 | 0 | 0 | 0 | 0 | 0 | 0 | 0 | 0 | 0 | 0 | 0 | 0 | 0 | 0 | 0 | 0 | 0
F1_Commercial_College_Existing_Food Preparation_Natural Gas_Broiler_E2 | F1 | Commercial | College | Existing | Food Preparation | Natural Gas | Broiler | E2 | CCE | 0.62853 | 0.62853 | 0.62853 | 0.62853 | 0.62853 | 0.62853 | 0.62853 | 0.62853 | 0.62853 | 0.62853 | 0.62853 | 0.62853 | 0.62853 | 0.62853 | 0.62853 | 0.62853 | 0.62853 | 0.62853 | 0.62853 | 0.62853 | 0.62853 | 0.62853 | 0.62853 | 0.62853 | 0.62853 | 0.62853 | 0.62853 | 0.62853 | 0.62853 | 0.62853 | 0.62853 | 0.62853 | 0.62853
F1_Commercial_College_Existing_Food Preparation_Natural Gas_Broiler_E3 | F1 | Commercial | College | Existing | Food Preparation | Natural Gas | Broiler | E3 | CCE | 0 | 0 | 0 | 0 | 0 | 0 | 0 | 0 | 0 | 0 | 0 | 0 | 0 | 0 | 0 | 0 | 0 | 0 | 0 | 0 | 0 | 0 | 0 | 0 | 0 | 0 | 0 | 0 | 0 | 0 | 0 | 0 | 0
F1_Commercial_College_Existing_Food Preparation_Natural Gas_Broiler_E4 | F1 | Commercial | College | Existing | Food Preparation | Natural Gas | Broiler | E4 | CCE | 0 | 0 | 0 | 0 | 0 | 0 | 0 | 0 | 0 | 0 | 0 | 0 | 0 | 0 | 0 | 0 | 0 | 0 | 0 | 0 | 0 | 0 | 0 | 0 | 0 | 0 | 0 | 0 | 0 | 0 | 0 | 0 | 0
F1_Commercial_College_Existing_Food Preparation_Natural Gas_Broiler_E5 | F1 | Commercial | College | Existing | Food Preparation | Natural Gas | Broiler | E5 | CCE | 0 | 0 | 0 | 0 | 0 | 0 | 0 | 0 | 0 | 0 | 0 | 0 | 0 | 0 | 0 | 0 | 0 | 0 | 0 | 0 | 0 | 0 | 0 | 0 | 0 | 0 | 0 | 0 | 0 | 0 | 0 | 0 | 0
F1_Commercial_College_Existing_Food Preparation_Natural Gas_Broiler_E6 | F1 | Commercial | College | Existing | Food Preparation | Natural Gas | Broiler | E6 | CCE | 0 | 0 | 0 | 0 | 0 | 0 | 0 | 0 | 0 | 0 | 0 | 0 | 0 | 0 | 0 | 0 | 0 | 0 | 0 | 0 | 0 | 0 | 0 | 0 | 0 | 0 | 0 | 0 | 0 | 0 | 0 | 0 | 0
F1_Commercial_College_Existing_Food Preparation_Natural Gas_Broiler_E7 | F1 | Commercial | College | Existing | Food Preparation | Natural Gas | Broiler | E7 | CCE | 0 | 0 | 0 | 0 | 0 | 0 | 0 | 0 | 0 | 0 | 0 | 0 | 0 | 0 | 0 | 0 | 0 | 0 | 0 | 0 | 0 | 0 | 0 | 0 | 0 | 0 | 0 | 0 | 0 | 0 | 0 | 0 | 0
F1_Commercial_College_Existing_Food Preparation_Natural Gas_Broiler_E8 | F1 | Commercial | College | Existing | Food Preparation | Natural Gas | Broiler | E8 | CCE | 0 | 0 | 0 | 0 | 0 | 0 | 0 | 0 | 0 | 0 | 0 | 0 | 0 | 0 | 0 | 0 | 0 | 0 | 0 | 0 | 0 | 0 | 0 | 0 | 0 | 0 | 0 | 0 | 0 | 0 | 0 | 0 | 0
F1_Commercial_College_Existing_Food Preparation_Natural Gas_Broiler_E9 | F1 | Commercial | College | Existing | Food Preparation | Natural Gas | Broiler | E9 | CCE | 0 | 0 | 0 | 0 | 0 | 0 | 0 | 0 | 0 | 0 | 0 | 0 | 0 | 0 | 0 | 0 | 0 | 0 | 0 | 0 | 0 | 0 | 0 | 0 | 0 | 0 | 0 | 0 | 0 | 0 | 0 | 0 | 0
F1_Commercial_College_Existing_Food Preparation_Natural Gas_Broiler_E10 | F1 | Commercial | College | Existing | Food Preparation | Natural Gas | Broiler | E10 | CCE | 0 | 0 | 0 | 0 | 0 | 0 | 0 | 0 | 0 | 0 | 0 | 0 | 0 | 0 | 0 | 0 | 0 | 0 | 0 | 0 | 0 | 0 | 0 | 0 | 0 | 0 | 0 | 0 | 0 | 0 | 0 | 0 | 0
F2_Commercial_College_Existing_Food Preparation_Natural Gas_Broiler_E1 | F2 | Commercial | College | Existing | Food Preparation | Natural Gas | Broiler | E1 | TRC BC Ratio | bar: 2019 to 2051
F2_Commercial_College_Existing_Food Preparation_Natural Gas_Broiler_E2 | F2 | Commercial | College | Existing | Food Preparation | Natural Gas | Broiler | E2 | TRC BC Ratio | 2.2386 | 2.2557 | 2.2748 | 2.2957 | 2.3196 | 2.3473 | 2.3697 | 2.3913 | 2.4131 | 2.4359 | 2.4576 | 2.4775 | 2.4979 | 2.5193 | 2.543 | 2.5661 | 2.5906 | 2.6165 | 2.6435 | 2.671 | 2.6988 | 2.7247 | 2.7482 | 2.7689 | 2.7868 | 2.8022 | 2.8129 | 2.8208 | 2.8277 | 2.8336 | 2.8394 | 2.842 | 2.842
F2_Commercial_College_Existing_Food Preparation_Natural Gas_Broiler_E3 | F2 | Commercial | College | Existing | Food Preparation | Natural Gas | Broiler | E3 | TRC BC Ratio | 0 | 0 | 0 | 0 | 0 | 0 | 0 | 0 | 0 | 0 | 0 | 0 | 0 | 0 | 0 | 0 | 0 | 0 | 0 | 0 | 0 | 0 | 0 | 0 | 0 | 0 | 0 | 0 | 0 | 0 | 0 | 0 | 0
F2_Commercial_College_Existing_Food Preparation_Natural Gas_Broiler_E4 | F2 | Commercial | College | Existing | Food Preparation | Natural Gas | Broiler | E4 | TRC BC Ratio | 0 | 0 | 0 | 0 | 0 | 0 | 0 | 0 | 0 | 0 | 0 | 0 | 0 | 0 | 0 | 0 | 0 | 0 | 0 | 0 | 0 | 0 | 0 | 0 | 0 | 0 | 0 | 0 | 0 | 0 | 0 | 0 | 0
F2_Commercial_College_Existing_Food Preparation_Natural Gas_Broiler_E5 | F2 | Commercial | College | Existing | Food Preparation | Natural Gas | Broiler | E5 | TRC BC Ratio | 0 | 0 | 0 | 0 | 0 | 0 | 0 | 0 | 0 | 0 | 0 | 0 | 0 | 0 | 0 | 0 | 0 | 0 | 0 | 0 | 0 | 0 | 0 | 0 | 0 | 0 | 0 | 0 | 0 | 0 | 0 | 0 | 0
F2_Commercial_College_Existing_Food Preparation_Natural Gas_Broiler_E6 | F2 | Commercial | College | Existing | Food Preparation | Natural Gas | Broiler | E6 | TRC BC Ratio | 0 | 0 | 0 | 0 | 0 | 0 | 0 | 0 | 0 | 0 | 0 | 0 | 0 | 0 | 0 | 0 | 0 | 0 | 0 | 0 | 0 | 0 | 0 | 0 | 0 | 0 | 0 | 0 | 0 | 0 | 0 | 0 | 0
F2_Commercial_College_Existing_Food Preparation_Natural Gas_Broiler_E7 | F2 | Commercial | College | Existing | Food Preparation | Natural Gas | Broiler | E7 | TRC BC Ratio | 0 | 0 | 0 | 0 | 0 | 0 | 0 | 0 | 0 | 0 | 0 | 0 | 0 | 0 | 0 | 0 | 0 | 0 | 0 | 0 | 0 | 0 | 0 | 0 | 0 | 0 | 0 | 0 | 0 | 0 | 0 | 0 | 0
F2_Commercial_College_Existing_Food Preparation_Natural Gas_Broiler_E8 | F2 | Commercial | College | Existing | Food Preparation | Natural Gas | Broiler | E8 | TRC BC Ratio | 0 | 0 | 0 | 0 | 0 | 0 | 0 | 0 | 0 | 0 | 0 | 0 | 0 | 0 | 0 | 0 | 0 | 0 | 0 | 0 | 0 | 0 | 0 | 0 | 0 | 0 | 0 | 0 | 0 | 0 | 0 | 0 | 0
F2_Commercial_College_Existing_Food Preparation_Natural Gas_Broiler_E9 | F2 | Commercial | College | Existing | Food Preparation | Natural Gas | Broiler | E9 | TRC BC Ratio | 0 | 0 | 0 | 0 | 0 | 0 | 0 | 0 | 0 | 0 | 0 | 0 | 0 | 0 | 0 | 0 | 0 | 0 | 0 | 0 | 0 | 0 | 0 | 0 | 0 | 0 | 0 | 0 | 0 | 0 | 0 | 0 | 0
F2_Commercial_College_Existing_Food Preparation_Natural Gas_Broiler_E10 | F2 | Commercial | College | Existing | Food Preparation | Natural Gas | Broiler | E10 | TRC BC Ratio | 0 | 0 | 0 | 0 | 0 | 0 | 0 | 0 | 0 | 0 | 0 | 0 | 0 | 0 | 0 | 0 | 0 | 0 | 0 | 0 | 0 | 0 | 0 | 0 | 0 | 0 | 0 | 0 | 0 | 0 | 0 | 0 | 0
F3_Commercial_College_Existing_Food Preparation_Natural Gas_Broiler_E1 | F3 | Commercial | College | Existing | Food Preparation | Natural Gas | Broiler | E1 | PACT BC Ratio | bar: 2019 to 2051
F3_Commercial_College_Existing_Food Preparation_Natural Gas_Broiler_E2 | F3 | Commercial | College | Existing | Food Preparation | Natural Gas | Broiler | E2 | PACT BC Ratio | 2.9849 | 3.0076 | 3.033 | 3.061 | 3.0929 | 3.1297 | 3.1596 | 3.1884 | 3.2175 | 3.2479 | 3.2768 | 3.3034 | 3.3306 | 3.3591 | 3.3906 | 3.4215 | 3.4542 | 3.4887 | 3.5247 | 3.5614 | 3.5983 | 3.633 | 3.6642 | 3.6918 | 3.7157 | 3.7363 | 3.7505 | 3.7611 | 3.7703 | 3.7781 | 3.7859 | 3.7893 | 3.7893
F3_Commercial_College_Existing_Food Preparation_Natural Gas_Broiler_E3 | F3 | Commercial | College | Existing | Food Preparation | Natural Gas | Broiler | E3 | PACT BC Ratio | 0 | 0 | 0 | 0 | 0 | 0 | 0 | 0 | 0 | 0 | 0 | 0 | 0 | 0 | 0 | 0 | 0 | 0 | 0 | 0 | 0 | 0 | 0 | 0 | 0 | 0 | 0 | 0 | 0 | 0 | 0 | 0 | 0
F3_Commercial_College_Existing_Food Preparation_Natural Gas_Broiler_E4 | F3 | Commercial | College | Existing | Food Preparation | Natural Gas | Broiler | E4 | PACT BC Ratio | 0 | 0 | 0 | 0 | 0 | 0 | 0 | 0 | 0 | 0 | 0 | 0 | 0 | 0 | 0 | 0 | 0 | 0 | 0 | 0 | 0 | 0 | 0 | 0 | 0 | 0 | 0 | 0 | 0 | 0 | 0 | 0 | 0
F3_Commercial_College_Existing_Food Preparation_Natural Gas_Broiler_E5 | F3 | Commercial | College | Existing | Food Preparation | Natural Gas | Broiler | E5 | PACT BC Ratio | 0 | 0 | 0 | 0 | 0 | 0 | 0 | 0 | 0 | 0 | 0 | 0 | 0 | 0 | 0 | 0 | 0 | 0 | 0 | 0 | 0 | 0 | 0 | 0 | 0 | 0 | 0 | 0 | 0 | 0 | 0 | 0 | 0
F3_Commercial_College_Existing_Food Preparation_Natural Gas_Broiler_E6 | F3 | Commercial | College | Existing | Food Preparation | Natural Gas | Broiler | E6 | PACT BC Ratio | 0 | 0 | 0 | 0 | 0 | 0 | 0 | 0 | 0 | 0 | 0 | 0 | 0 | 0 | 0 | 0 | 0 | 0 | 0 | 0 | 0 | 0 | 0 | 0 | 0 | 0 | 0 | 0 | 0 | 0 | 0 | 0 | 0
F3_Commercial_College_Existing_Food Preparation_Natural Gas_Broiler_E7 | F3 | Commercial | College | Existing | Food Preparation | Natural Gas | Broiler | E7 | PACT BC Ratio | 0 | 0 | 0 | 0 | 0 | 0 | 0 | 0 | 0 | 0 | 0 | 0 | 0 | 0 | 0 | 0 | 0 | 0 | 0 | 0 | 0 | 0 | 0 | 0 | 0 | 0 | 0 | 0 | 0 | 0 | 0 | 0 | 0
F3_Commercial_College_Existing_Food Preparation_Natural Gas_Broiler_E8 | F3 | Commercial | College | Existing | Food Preparation | Natural Gas | Broiler | E8 | PACT BC Ratio | 0 | 0 | 0 | 0 | 0 | 0 | 0 | 0 | 0 | 0 | 0 | 0 | 0 | 0 | 0 | 0 | 0 | 0 | 0 | 0 | 0 | 0 | 0 | 0 | 0 | 0 | 0 | 0 | 0 | 0 | 0 | 0 | 0
F3_Commercial_College_Existing_Food Preparation_Natural Gas_Broiler_E9 | F3 | Commercial | College | Existing | Food Preparation | Natural Gas | Broiler | E9 | PACT BC Ratio | 0 | 0 | 0 | 0 | 0 | 0 | 0 | 0 | 0 | 0 | 0 | 0 | 0 | 0 | 0 | 0 | 0 | 0 | 0 | 0 | 0 | 0 | 0 | 0 | 0 | 0 | 0 | 0 | 0 | 0 | 0 | 0 | 0
F3_Commercial_College_Existing_Food Preparation_Natural Gas_Broiler_E10 | F3 | Commercial | College | Existing | Food Preparation | Natural Gas | Broiler | E10 | PACT BC Ratio | 0 | 0 | 0 | 0 | 0 | 0 | 0 | 0 | 0 | 0 | 0 | 0 | 0 | 0 | 0 | 0 | 0 | 0 | 0 | 0 | 0 | 0 | 0 | 0 | 0 | 0 | 0 | 0 | 0 | 0 | 0 | 0 | 0
F4_Commercial_College_Existing_Food Preparation_Natural Gas_Broiler_E1 | F4 | Commercial | College | Existing | Food Preparation | Natural Gas | Broiler | E1 | RVT BC Ratio | bar: 2019 to 2051
F4_Commercial_College_Existing_Food Preparation_Natural Gas_Broiler_E2 | F4 | Commercial | College | Existing | Food Preparation | Natural Gas | Broiler | E2 | RVT BC Ratio | 3.9184 | 3.943 | 3.9704 | 4.0005 | 4.0349 | 4.0747 | 4.1069 | 4.1379 | 4.1693 | 4.202 | 4.2332 | 4.2619 | 4.2912 | 4.322 | 4.356 | 4.3892 | 4.4245 | 4.4617 | 4.5005 | 4.5401 | 4.5799 | 4.6173 | 4.651 | 4.6808 | 4.7065 | 4.7286 | 4.744 | 4.7554 | 4.7653 | 4.7738 | 4.7822 | 4.7859 | 4.7859
F4_Commercial_College_Existing_Food Preparation_Natural Gas_Broiler_E3 | F4 | Commercial | College | Existing | Food Preparation | Natural Gas | Broiler | E3 | RVT BC Ratio | 0 | 0 | 0 | 0 | 0 | 0 | 0 | 0 | 0 | 0 | 0 | 0 | 0 | 0 | 0 | 0 | 0 | 0 | 0 | 0 | 0 | 0 | 0 | 0 | 0 | 0 | 0 | 0 | 0 | 0 | 0 | 0 | 0
F4_Commercial_College_Existing_Food Preparation_Natural Gas_Broiler_E4 | F4 | Commercial | College | Existing | Food Preparation | Natural Gas | Broiler | E4 | RVT BC Ratio | 0 | 0 | 0 | 0 | 0 | 0 | 0 | 0 | 0 | 0 | 0 | 0 | 0 | 0 | 0 | 0 | 0 | 0 | 0 | 0 | 0 | 0 | 0 | 0 | 0 | 0 | 0 | 0 | 0 | 0 | 0 | 0 | 0
F4_Commercial_College_Existing_Food Preparation_Natural Gas_Broiler_E5 | F4 | Commercial | College | Existing | Food Preparation | Natural Gas | Broiler | E5 | RVT BC Ratio | 0 | 0 | 0 | 0 | 0 | 0 | 0 | 0 | 0 | 0 | 0 | 0 | 0 | 0 | 0 | 0 | 0 | 0 | 0 | 0 | 0 | 0 | 0 | 0 | 0 | 0 | 0 | 0 | 0 | 0 | 0 | 0 | 0
F4_Commercial_College_Existing_Food Preparation_Natural Gas_Broiler_E6 | F4 | Commercial | College | Existing | Food Preparation | Natural Gas | Broiler | E6 | RVT BC Ratio | 0 | 0 | 0 | 0 | 0 | 0 | 0 | 0 | 0 | 0 | 0 | 0 | 0 | 0 | 0 | 0 | 0 | 0 | 0 | 0 | 0 | 0 | 0 | 0 | 0 | 0 | 0 | 0 | 0 | 0 | 0 | 0 | 0
F4_Commercial_College_Existing_Food Preparation_Natural Gas_Broiler_E7 | F4 | Commercial | College | Existing | Food Preparation | Natural Gas | Broiler | E7 | RVT BC Ratio | 0 | 0 | 0 | 0 | 0 | 0 | 0 | 0 | 0 | 0 | 0 | 0 | 0 | 0 | 0 | 0 | 0 | 0 | 0 | 0 | 0 | 0 | 0 | 0 | 0 | 0 | 0 | 0 | 0 | 0 | 0 | 0 | 0
F4_Commercial_College_Existing_Food Preparation_Natural Gas_Broiler_E8 | F4 | Commercial | College | Existing | Food Preparation | Natural Gas | Broiler | E8 | RVT BC Ratio | 0 | 0 | 0 | 0 | 0 | 0 | 0 | 0 | 0 | 0 | 0 | 0 | 0 | 0 | 0 | 0 | 0 | 0 | 0 | 0 | 0 | 0 | 0 | 0 | 0 | 0 | 0 | 0 | 0 | 0 | 0 | 0 | 0
F4_Commercial_College_Existing_Food Preparation_Natural Gas_Broiler_E9 | F4 | Commercial | College | Existing | Food Preparation | Natural Gas | Broiler | E9 | RVT BC Ratio | 0 | 0 | 0 | 0 | 0 | 0 | 0 | 0 | 0 | 0 | 0 | 0 | 0 | 0 | 0 | 0 | 0 | 0 | 0 | 0 | 0 | 0 | 0 | 0 | 0 | 0 | 0 | 0 | 0 | 0 | 0 | 0 | 0
F4_Commercial_College_Existing_Food Preparation_Natural Gas_Broiler_E10 | F4 | Commercial | College | Existing | Food Preparation | Natural Gas | Broiler | E10 | RVT BC Ratio | 0 | 0 | 0 | 0 | 0 | 0 | 0 | 0 | 0 | 0 | 0 | 0 | 0 | 0 | 0 | 0 | 0 | 0 | 0 | 0 | 0 | 0 | 0 | 0 | 0 | 0 | 0 | 0 | 0 | 0 | 0 | 0 | 0
F5_Commercial_College_Existing_Food Preparation_Natural Gas_Broiler_E1 | F5 | Commercial | College | Existing | Food Preparation | Natural Gas | Broiler | E1 | RIM BC Ratio | bar: 2019 to 2051
F5_Commercial_College_Existing_Food Preparation_Natural Gas_Broiler_E2 | F5 | Commercial | College | Existing | Food Preparation | Natural Gas | Broiler | E2 | RIM BC Ratio | 0.65228 | 0.65336 | 0.65455 | 0.65584 | 0.65729 | 0.65894 | 0.66026 | 0.6615 | 0.66275 | 0.66403 | 0.66523 | 0.66632 | 0.66742 | 0.66856 | 0.6698 | 0.67099 | 0.67224 | 0.67353 | 0.67486 | 0.6762 | 0.67752 | 0.67874 | 0.67982 | 0.68077 | 0.68157 | 0.68226 | 0.68274 | 0.68309 | 0.68339 | 0.68365 | 0.6839 | 0.68401 | 0.68401
F5_Commercial_College_Existing_Food Preparation_Natural Gas_Broiler_E3 | F5 | Commercial | College | Existing | Food Preparation | Natural Gas | Broiler | E3 | RIM BC Ratio | 0 | 0 | 0 | 0 | 0 | 0 | 0 | 0 | 0 | 0 | 0 | 0 | 0 | 0 | 0 | 0 | 0 | 0 | 0 | 0 | 0 | 0 | 0 | 0 | 0 | 0 | 0 | 0 | 0 | 0 | 0 | 0 | 0
F5_Commercial_College_Existing_Food Preparation_Natural Gas_Broiler_E4 | F5 | Commercial | College | Existing | Food Preparation | Natural Gas | Broiler | E4 | RIM BC Ratio | 0 | 0 | 0 | 0 | 0 | 0 | 0 | 0 | 0 | 0 | 0 | 0 | 0 | 0 | 0 | 0 | 0 | 0 | 0 | 0 | 0 | 0 | 0 | 0 | 0 | 0 | 0 | 0 | 0 | 0 | 0 | 0 | 0
F5_Commercial_College_Existing_Food Preparation_Natural Gas_Broiler_E5 | F5 | Commercial | College | Existing | Food Preparation | Natural Gas | Broiler | E5 | RIM BC Ratio | 0 | 0 | 0 | 0 | 0 | 0 | 0 | 0 | 0 | 0 | 0 | 0 | 0 | 0 | 0 | 0 | 0 | 0 | 0 | 0 | 0 | 0 | 0 | 0 | 0 | 0 | 0 | 0 | 0 | 0 | 0 | 0 | 0
F5_Commercial_College_Existing_Food Preparation_Natural Gas_Broiler_E6 | F5 | Commercial | College | Existing | Food Preparation | Natural Gas | Broiler | E6 | RIM BC Ratio | 0 | 0 | 0 | 0 | 0 | 0 | 0 | 0 | 0 | 0 | 0 | 0 | 0 | 0 | 0 | 0 | 0 | 0 | 0 | 0 | 0 | 0 | 0 | 0 | 0 | 0 | 0 | 0 | 0 | 0 | 0 | 0 | 0
F5_Commercial_College_Existing_Food Preparation_Natural Gas_Broiler_E7 | F5 | Commercial | College | Existing | Food Preparation | Natural Gas | Broiler | E7 | RIM BC Ratio | 0 | 0 | 0 | 0 | 0 | 0 | 0 | 0 | 0 | 0 | 0 | 0 | 0 | 0 | 0 | 0 | 0 | 0 | 0 | 0 | 0 | 0 | 0 | 0 | 0 | 0 | 0 | 0 | 0 | 0 | 0 | 0 | 0
F5_Commercial_College_Existing_Food Preparation_Natural Gas_Broiler_E8 | F5 | Commercial | College | Existing | Food Preparation | Natural Gas | Broiler | E8 | RIM BC Ratio | 0 | 0 | 0 | 0 | 0 | 0 | 0 | 0 | 0 | 0 | 0 | 0 | 0 | 0 | 0 | 0 | 0 | 0 | 0 | 0 | 0 | 0 | 0 | 0 | 0 | 0 | 0 | 0 | 0 | 0 | 0 | 0 | 0
F5_Commercial_College_Existing_Food Preparation_Natural Gas_Broiler_E9 | F5 | Commercial | College | Existing | Food Preparation | Natural Gas | Broiler | E9 | RIM BC Ratio | 0 | 0 | 0 | 0 | 0 | 0 | 0 | 0 | 0 | 0 | 0 | 0 | 0 | 0 | 0 | 0 | 0 | 0 | 0 | 0 | 0 | 0 | 0 | 0 | 0 | 0 | 0 | 0 | 0 | 0 | 0 | 0 | 0
F5_Commercial_College_Existing_Food Preparation_Natural Gas_Broiler_E10 | F5 | Commercial | College | Existing | Food Preparation | Natural Gas | Broiler | E10 | RIM BC Ratio | 0 | 0 | 0 | 0 | 0 | 0 | 0 | 0 | 0 | 0 | 0 | 0 | 0 | 0 | 0 | 0 | 0 | 0 | 0 | 0 | 0 | 0 | 0 | 0 | 0 | 0 | 0 | 0 | 0 | 0 | 0 | 0 | 0
F0_Commercial_College_Existing_Food Preparation_Natural Gas_Griddle_E0 | F0 | Commercial | College | Existing | Food Preparation | Natural Gas | Griddle | E0 | Economic Unit | Standard | Standard | Standard | Standard | Standard | Standard | Standard | Standard | Standard | Standard | Standard | Standard | Standard | Standard | Standard | Standard | Standard | Standard | Standard | Standard | Standard | Standard | Standard | Standard | Standard | Standard | ENERGY STAR | ENERGY STAR | ENERGY STAR | ENERGY STAR | ENERGY STAR | ENERGY STAR | ENERGY STAR
F1_Commercial_College_Existing_Food Preparation_Natural Gas_Griddle_E1 | F1 | Commercial | College | Existing | Food Preparation | Natural Gas | Griddle | E1 | CCE | 0 | 0 | 0 | 0 | 0 | 0 | 0 | 0 | 0 | 0 | 0 | 0 | 0 | 0 | 0 | 0 | 0 | 0 | 0 | 0 | 0 | 0 | 0 | 0 | 0 | 0 | 0 | 0 | 0 | 0 | 0 | 0 | 0
F1_Commercial_College_Existing_Food Preparation_Natural Gas_Griddle_E2 | F1 | Commercial | College | Existing | Food Preparation | Natural Gas | Griddle | E2 | CCE | 1.768 | 1.768 | 1.768 | 1.768 | 1.768 | 1.768 | 1.768 | 1.768 | 1.768 | 1.768 | 1.768 | 1.768 | 1.768 | 1.768 | 1.768 | 1.768 | 1.768 | 1.768 | 1.768 | 1.768 | 1.768 | 1.768 | 1.768 | 1.768 | 1.768 | 1.768 | 1.768 | 1.768 | 1.768 | 1.768 | 1.768 | 1.768 | 1.768
F1_Commercial_College_Existing_Food Preparation_Natural Gas_Griddle_E3 | F1 | Commercial | College | Existing | Food Preparation | Natural Gas | Griddle | E3 | CCE | 0 | 0 | 0 | 0 | 0 | 0 | 0 | 0 | 0 | 0 | 0 | 0 | 0 | 0 | 0 | 0 | 0 | 0 | 0 | 0 | 0 | 0 | 0 | 0 | 0 | 0 | 0 | 0 | 0 | 0 | 0 | 0 | 0
F1_Commercial_College_Existing_Food Preparation_Natural Gas_Griddle_E4 | F1 | Commercial | College | Existing | Food Preparation | Natural Gas | Griddle | E4 | CCE | 0 | 0 | 0 | 0 | 0 | 0 | 0 | 0 | 0 | 0 | 0 | 0 | 0 | 0 | 0 | 0 | 0 | 0 | 0 | 0 | 0 | 0 | 0 | 0 | 0 | 0 | 0 | 0 | 0 | 0 | 0 | 0 | 0
F1_Commercial_College_Existing_Food Preparation_Natural Gas_Griddle_E5 | F1 | Commercial | College | Existing | Food Preparation | Natural Gas | Griddle | E5 | CCE | 0 | 0 | 0 | 0 | 0 | 0 | 0 | 0 | 0 | 0 | 0 | 0 | 0 | 0 | 0 | 0 | 0 | 0 | 0 | 0 | 0 | 0 | 0 | 0 | 0 | 0 | 0 | 0 | 0 | 0 | 0 | 0 | 0
F1_Commercial_College_Existing_Food Preparation_Natural Gas_Griddle_E6 | F1 | Commercial | College | Existing | Food Preparation | Natural Gas | Griddle | E6 | CCE | 0 | 0 | 0 | 0 | 0 | 0 | 0 | 0 | 0 | 0 | 0 | 0 | 0 | 0 | 0 | 0 | 0 | 0 | 0 | 0 | 0 | 0 | 0 | 0 | 0 | 0 | 0 | 0 | 0 | 0 | 0 | 0 | 0
F1_Commercial_College_Existing_Food Preparation_Natural Gas_Griddle_E7 | F1 | Commercial | College | Existing | Food Preparation | Natural Gas | Griddle | E7 | CCE | 0 | 0 | 0 | 0 | 0 | 0 | 0 | 0 | 0 | 0 | 0 | 0 | 0 | 0 | 0 | 0 | 0 | 0 | 0 | 0 | 0 | 0 | 0 | 0 | 0 | 0 | 0 | 0 | 0 | 0 | 0 | 0 | 0
F1_Commercial_College_Existing_Food Preparation_Natural Gas_Griddle_E8 | F1 | Commercial | College | Existing | Food Preparation | Natural Gas | Griddle | E8 | CCE | 0 | 0 | 0 | 0 | 0 | 0 | 0 | 0 | 0 | 0 | 0 | 0 | 0 | 0 | 0 | 0 | 0 | 0 | 0 | 0 | 0 | 0 | 0 | 0 | 0 | 0 | 0 | 0 | 0 | 0 | 0 | 0 | 0
F1_Commercial_College_Existing_Food Preparation_Natural Gas_Griddle_E9 | F1 | Commercial | College | Existing | Food Preparation | Natural Gas | Griddle | E9 | CCE | 0 | 0 | 0 | 0 | 0 | 0 | 0 | 0 | 0 | 0 | 0 | 0 | 0 | 0 | 0 | 0 | 0 | 0 | 0 | 0 | 0 | 0 | 0 | 0 | 0 | 0 | 0 | 0 | 0 | 0 | 0 | 0 | 0
F1_Commercial_College_Existing_Food Preparation_Natural Gas_Griddle_E10 | F1 | Commercial | College | Existing | Food Preparation | Natural Gas | Griddle | E10 | CCE | 0 | 0 | 0 | 0 | 0 | 0 | 0 | 0 | 0 | 0 | 0 | 0 | 0 | 0 | 0 | 0 | 0 | 0 | 0 | 0 | 0 | 0 | 0 | 0 | 0 | 0 | 0 | 0 | 0 | 0 | 0 | 0 | 0
F2_Commercial_College_Existing_Food Preparation_Natural Gas_Griddle_E1 | F2 | Commercial | College | Existing | Food Preparation | Natural Gas | Griddle | E1 | TRC BC Ratio | bar: 2019 to 2051
F2_Commercial_College_Existing_Food Preparation_Natural Gas_Griddle_E2 | F2 | Commercial | College | Existing | Food Preparation | Natural Gas | Griddle | E2 | TRC BC Ratio | 0.79587 | 0.80193 | 0.80871 | 0.81616 | 0.82466 | 0.8345 | 0.84247 | 0.85013 | 0.8579 | 0.86599 | 0.87371 | 0.8808 | 0.88805 | 0.89566 | 0.90406 | 0.91228 | 0.921 | 0.9302 | 0.9398 | 0.94959 | 0.95944 | 0.96867 | 0.97701 | 0.98437 | 0.99074 | 0.99622 | 1 | 1.0028 | 1.0053 | 1.0074 | 1.0094 | 1.0104 | 1.0104
F2_Commercial_College_Existing_Food Preparation_Natural Gas_Griddle_E3 | F2 | Commercial | College | Existing | Food Preparation | Natural Gas | Griddle | E3 | TRC BC Ratio | 0 | 0 | 0 | 0 | 0 | 0 | 0 | 0 | 0 | 0 | 0 | 0 | 0 | 0 | 0 | 0 | 0 | 0 | 0 | 0 | 0 | 0 | 0 | 0 | 0 | 0 | 0 | 0 | 0 | 0 | 0 | 0 | 0
F2_Commercial_College_Existing_Food Preparation_Natural Gas_Griddle_E4 | F2 | Commercial | College | Existing | Food Preparation | Natural Gas | Griddle | E4 | TRC BC Ratio | 0 | 0 | 0 | 0 | 0 | 0 | 0 | 0 | 0 | 0 | 0 | 0 | 0 | 0 | 0 | 0 | 0 | 0 | 0 | 0 | 0 | 0 | 0 | 0 | 0 | 0 | 0 | 0 | 0 | 0 | 0 | 0 | 0
F2_Commercial_College_Existing_Food Preparation_Natural Gas_Griddle_E5 | F2 | Commercial | College | Existing | Food Preparation | Natural Gas | Griddle | E5 | TRC BC Ratio | 0 | 0 | 0 | 0 | 0 | 0 | 0 | 0 | 0 | 0 | 0 | 0 | 0 | 0 | 0 | 0 | 0 | 0 | 0 | 0 | 0 | 0 | 0 | 0 | 0 | 0 | 0 | 0 | 0 | 0 | 0 | 0 | 0
F2_Commercial_College_Existing_Food Preparation_Natural Gas_Griddle_E6 | F2 | Commercial | College | Existing | Food Preparation | Natural Gas | Griddle | E6 | TRC BC Ratio | 0 | 0 | 0 | 0 | 0 | 0 | 0 | 0 | 0 | 0 | 0 | 0 | 0 | 0 | 0 | 0 | 0 | 0 | 0 | 0 | 0 | 0 | 0 | 0 | 0 | 0 | 0 | 0 | 0 | 0 | 0 | 0 | 0
F2_Commercial_College_Existing_Food Preparation_Natural Gas_Griddle_E7 | F2 | Commercial | College | Existing | Food Preparation | Natural Gas | Griddle | E7 | TRC BC Ratio | 0 | 0 | 0 | 0 | 0 | 0 | 0 | 0 | 0 | 0 | 0 | 0 | 0 | 0 | 0 | 0 | 0 | 0 | 0 | 0 | 0 | 0 | 0 | 0 | 0 | 0 | 0 | 0 | 0 | 0 | 0 | 0 | 0
F2_Commercial_College_Existing_Food Preparation_Natural Gas_Griddle_E8 | F2 | Commercial | College | Existing | Food Preparation | Natural Gas | Griddle | E8 | TRC BC Ratio | 0 | 0 | 0 | 0 | 0 | 0 | 0 | 0 | 0 | 0 | 0 | 0 | 0 | 0 | 0 | 0 | 0 | 0 | 0 | 0 | 0 | 0 | 0 | 0 | 0 | 0 | 0 | 0 | 0 | 0 | 0 | 0 | 0
F2_Commercial_College_Existing_Food Preparation_Natural Gas_Griddle_E9 | F2 | Commercial | College | Existing | Food Preparation | Natural Gas | Griddle | E9 | TRC BC Ratio | 0 | 0 | 0 | 0 | 0 | 0 | 0 | 0 | 0 | 0 | 0 | 0 | 0 | 0 | 0 | 0 | 0 | 0 | 0 | 0 | 0 | 0 | 0 | 0 | 0 | 0 | 0 | 0 | 0 | 0 | 0 | 0 | 0
F2_Commercial_College_Existing_Food Preparation_Natural Gas_Griddle_E10 | F2 | Commercial | College | Existing | Food Preparation | Natural Gas | Griddle | E10 | TRC BC Ratio | 0 | 0 | 0 | 0 | 0 | 0 | 0 | 0 | 0 | 0 | 0 | 0 | 0 | 0 | 0 | 0 | 0 | 0 | 0 | 0 | 0 | 0 | 0 | 0 | 0 | 0 | 0 | 0 | 0 | 0 | 0 | 0 | 0
F3_Commercial_College_Existing_Food Preparation_Natural Gas_Griddle_E1 | F3 | Commercial | College | Existing | Food Preparation | Natural Gas | Griddle | E1 | PACT BC Ratio | bar: 2019 to 2051
F3_Commercial_College_Existing_Food Preparation_Natural Gas_Griddle_E2 | F3 | Commercial | College | Existing | Food Preparation | Natural Gas | Griddle | E2 | PACT BC Ratio | 1.0612 | 1.0692 | 1.0783 | 1.0882 | 1.0996 | 1.1127 | 1.1233 | 1.1335 | 1.1439 | 1.1547 | 1.1649 | 1.1744 | 1.1841 | 1.1942 | 1.2054 | 1.2164 | 1.228 | 1.2403 | 1.2531 | 1.2661 | 1.2793 | 1.2916 | 1.3027 | 1.3125 | 1.321 | 1.3283 | 1.3333 | 1.3371 | 1.3404 | 1.3432 | 1.3459 | 1.3472 | 1.3472
F3_Commercial_College_Existing_Food Preparation_Natural Gas_Griddle_E3 | F3 | Commercial | College | Existing | Food Preparation | Natural Gas | Griddle | E3 | PACT BC Ratio | 0 | 0 | 0 | 0 | 0 | 0 | 0 | 0 | 0 | 0 | 0 | 0 | 0 | 0 | 0 | 0 | 0 | 0 | 0 | 0 | 0 | 0 | 0 | 0 | 0 | 0 | 0 | 0 | 0 | 0 | 0 | 0 | 0
F3_Commercial_College_Existing_Food Preparation_Natural Gas_Griddle_E4 | F3 | Commercial | College | Existing | Food Preparation | Natural Gas | Griddle | E4 | PACT BC Ratio | 0 | 0 | 0 | 0 | 0 | 0 | 0 | 0 | 0 | 0 | 0 | 0 | 0 | 0 | 0 | 0 | 0 | 0 | 0 | 0 | 0 | 0 | 0 | 0 | 0 | 0 | 0 | 0 | 0 | 0 | 0 | 0 | 0
F3_Commercial_College_Existing_Food Preparation_Natural Gas_Griddle_E5 | F3 | Commercial | College | Existing | Food Preparation | Natural Gas | Griddle | E5 | PACT BC Ratio | 0 | 0 | 0 | 0 | 0 | 0 | 0 | 0 | 0 | 0 | 0 | 0 | 0 | 0 | 0 | 0 | 0 | 0 | 0 | 0 | 0 | 0 | 0 | 0 | 0 | 0 | 0 | 0 | 0 | 0 | 0 | 0 | 0
F3_Commercial_College_Existing_Food Preparation_Natural Gas_Griddle_E6 | F3 | Commercial | College | Existing | Food Preparation | Natural Gas | Griddle | E6 | PACT BC Ratio | 0 | 0 | 0 | 0 | 0 | 0 | 0 | 0 | 0 | 0 | 0 | 0 | 0 | 0 | 0 | 0 | 0 | 0 | 0 | 0 | 0 | 0 | 0 | 0 | 0 | 0 | 0 | 0 | 0 | 0 | 0 | 0 | 0
F3_Commercial_College_Existing_Food Preparation_Natural Gas_Griddle_E7 | F3 | Commercial | College | Existing | Food Preparation | Natural Gas | Griddle | E7 | PACT BC Ratio | 0 | 0 | 0 | 0 | 0 | 0 | 0 | 0 | 0 | 0 | 0 | 0 | 0 | 0 | 0 | 0 | 0 | 0 | 0 | 0 | 0 | 0 | 0 | 0 | 0 | 0 | 0 | 0 | 0 | 0 | 0 | 0 | 0
F3_Commercial_College_Existing_Food Preparation_Natural Gas_Griddle_E8 | F3 | Commercial | College | Existing | Food Preparation | Natural Gas | Griddle | E8 | PACT BC Ratio | 0 | 0 | 0 | 0 | 0 | 0 | 0 | 0 | 0 | 0 | 0 | 0 | 0 | 0 | 0 | 0 | 0 | 0 | 0 | 0 | 0 | 0 | 0 | 0 | 0 | 0 | 0 | 0 | 0 | 0 | 0 | 0 | 0
F3_Commercial_College_Existing_Food Preparation_Natural Gas_Griddle_E9 | F3 | Commercial | College | Existing | Food Preparation | Natural Gas | Griddle | E9 | PACT BC Ratio | 0 | 0 | 0 | 0 | 0 | 0 | 0 | 0 | 0 | 0 | 0 | 0 | 0 | 0 | 0 | 0 | 0 | 0 | 0 | 0 | 0 | 0 | 0 | 0 | 0 | 0 | 0 | 0 | 0 | 0 | 0 | 0 | 0
F3_Commercial_College_Existing_Food Preparation_Natural Gas_Griddle_E10 | F3 | Commercial | College | Existing | Food Preparation | Natural Gas | Griddle | E10 | PACT BC Ratio | 0 | 0 | 0 | 0 | 0 | 0 | 0 | 0 | 0 | 0 | 0 | 0 | 0 | 0 | 0 | 0 | 0 | 0 | 0 | 0 | 0 | 0 | 0 | 0 | 0 | 0 | 0 | 0 | 0 | 0 | 0 | 0 | 0
F4_Commercial_College_Existing_Food Preparation_Natural Gas_Griddle_E1 | F4 | Commercial | College | Existing | Food Preparation | Natural Gas | Griddle | E1 | RVT BC Ratio | bar: 2019 to 2051
F4_Commercial_College_Existing_Food Preparation_Natural Gas_Griddle_E2 | F4 | Commercial | College | Existing | Food Preparation | Natural Gas | Griddle | E2 | RVT BC Ratio | 1.8442 | 1.8529 | 1.8627 | 1.8734 | 1.8856 | 1.8997 | 1.9112 | 1.9222 | 1.9334 | 1.945 | 1.9561 | 1.9663 | 1.9767 | 1.9877 | 1.9998 | 2.0116 | 2.0241 | 2.0373 | 2.0511 | 2.0652 | 2.0794 | 2.0926 | 2.1046 | 2.1152 | 2.1244 | 2.1322 | 2.1377 | 2.1418 | 2.1453 | 2.1483 | 2.1513 | 2.1526 | 2.1526
F4_Commercial_College_Existing_Food Preparation_Natural Gas_Griddle_E3 | F4 | Commercial | College | Existing | Food Preparation | Natural Gas | Griddle | E3 | RVT BC Ratio | 0 | 0 | 0 | 0 | 0 | 0 | 0 | 0 | 0 | 0 | 0 | 0 | 0 | 0 | 0 | 0 | 0 | 0 | 0 | 0 | 0 | 0 | 0 | 0 | 0 | 0 | 0 | 0 | 0 | 0 | 0 | 0 | 0
F4_Commercial_College_Existing_Food Preparation_Natural Gas_Griddle_E4 | F4 | Commercial | College | Existing | Food Preparation | Natural Gas | Griddle | E4 | RVT BC Ratio | 0 | 0 | 0 | 0 | 0 | 0 | 0 | 0 | 0 | 0 | 0 | 0 | 0 | 0 | 0 | 0 | 0 | 0 | 0 | 0 | 0 | 0 | 0 | 0 | 0 | 0 | 0 | 0 | 0 | 0 | 0 | 0 | 0
F4_Commercial_College_Existing_Food Preparation_Natural Gas_Griddle_E5 | F4 | Commercial | College | Existing | Food Preparation | Natural Gas | Griddle | E5 | RVT BC Ratio | 0 | 0 | 0 | 0 | 0 | 0 | 0 | 0 | 0 | 0 | 0 | 0 | 0 | 0 | 0 | 0 | 0 | 0 | 0 | 0 | 0 | 0 | 0 | 0 | 0 | 0 | 0 | 0 | 0 | 0 | 0 | 0 | 0
F4_Commercial_College_Existing_Food Preparation_Natural Gas_Griddle_E6 | F4 | Commercial | College | Existing | Food Preparation | Natural Gas | Griddle | E6 | RVT BC Ratio | 0 | 0 | 0 | 0 | 0 | 0 | 0 | 0 | 0 | 0 | 0 | 0 | 0 | 0 | 0 | 0 | 0 | 0 | 0 | 0 | 0 | 0 | 0 | 0 | 0 | 0 | 0 | 0 | 0 | 0 | 0 | 0 | 0
F4_Commercial_College_Existing_Food Preparation_Natural Gas_Griddle_E7 | F4 | Commercial | College | Existing | Food Preparation | Natural Gas | Griddle | E7 | RVT BC Ratio | 0 | 0 | 0 | 0 | 0 | 0 | 0 | 0 | 0 | 0 | 0 | 0 | 0 | 0 | 0 | 0 | 0 | 0 | 0 | 0 | 0 | 0 | 0 | 0 | 0 | 0 | 0 | 0 | 0 | 0 | 0 | 0 | 0
F4_Commercial_College_Existing_Food Preparation_Natural Gas_Griddle_E8 | F4 | Commercial | College | Existing | Food Preparation | Natural Gas | Griddle | E8 | RVT BC Ratio | 0 | 0 | 0 | 0 | 0 | 0 | 0 | 0 | 0 | 0 | 0 | 0 | 0 | 0 | 0 | 0 | 0 | 0 | 0 | 0 | 0 | 0 | 0 | 0 | 0 | 0 | 0 | 0 | 0 | 0 | 0 | 0 | 0
F4_Commercial_College_Existing_Food Preparation_Natural Gas_Griddle_E9 | F4 | Commercial | College | Existing | Food Preparation | Natural Gas | Griddle | E9 | RVT BC Ratio | 0 | 0 | 0 | 0 | 0 | 0 | 0 | 0 | 0 | 0 | 0 | 0 | 0 | 0 | 0 | 0 | 0 | 0 | 0 | 0 | 0 | 0 | 0 | 0 | 0 | 0 | 0 | 0 | 0 | 0 | 0 | 0 | 0
F4_Commercial_College_Existing_Food Preparation_Natural Gas_Griddle_E10 | F4 | Commercial | College | Existing | Food Preparation | Natural Gas | Griddle | E10 | RVT BC Ratio | 0 | 0 | 0 | 0 | 0 | 0 | 0 | 0 | 0 | 0 | 0 | 0 | 0 | 0 | 0 | 0 | 0 | 0 | 0 | 0 | 0 | 0 | 0 | 0 | 0 | 0 | 0 | 0 | 0 | 0 | 0 | 0 | 0
F5_Commercial_College_Existing_Food Preparation_Natural Gas_Griddle_E1 | F5 | Commercial | College | Existing | Food Preparation | Natural Gas | Griddle | E1 | RIM BC Ratio | bar: 2019 to 2051
F5_Commercial_College_Existing_Food Preparation_Natural Gas_Griddle_E2 | F5 | Commercial | College | Existing | Food Preparation | Natural Gas | Griddle | E2 | RIM BC Ratio | 0.46719 | 0.46876 | 0.47048 | 0.47237 | 0.47449 | 0.47691 | 0.47886 | 0.4807 | 0.48256 | 0.48447 | 0.48627 | 0.48791 | 0.48957 | 0.4913 | 0.49318 | 0.49501 | 0.49692 | 0.49892 | 0.50097 | 0.50305 | 0.50511 | 0.50702 | 0.50872 | 0.51021 | 0.51149 | 0.51258 | 0.51333 | 0.51389 | 0.51437 | 0.51478 | 0.51519 | 0.51537 | 0.51537
F5_Commercial_College_Existing_Food Preparation_Natural Gas_Griddle_E3 | F5 | Commercial | College | Existing | Food Preparation | Natural Gas | Griddle | E3 | RIM BC Ratio | 0 | 0 | 0 | 0 | 0 | 0 | 0 | 0 | 0 | 0 | 0 | 0 | 0 | 0 | 0 | 0 | 0 | 0 | 0 | 0 | 0 | 0 | 0 | 0 | 0 | 0 | 0 | 0 | 0 | 0 | 0 | 0 | 0
F5_Commercial_College_Existing_Food Preparation_Natural Gas_Griddle_E4 | F5 | Commercial | College | Existing | Food Preparation | Natural Gas | Griddle | E4 | RIM BC Ratio | 0 | 0 | 0 | 0 | 0 | 0 | 0 | 0 | 0 | 0 | 0 | 0 | 0 | 0 | 0 | 0 | 0 | 0 | 0 | 0 | 0 | 0 | 0 | 0 | 0 | 0 | 0 | 0 | 0 | 0 | 0 | 0 | 0
F5_Commercial_College_Existing_Food Preparation_Natural Gas_Griddle_E5 | F5 | Commercial | College | Existing | Food Preparation | Natural Gas | Griddle | E5 | RIM BC Ratio | 0 | 0 | 0 | 0 | 0 | 0 | 0 | 0 | 0 | 0 | 0 | 0 | 0 | 0 | 0 | 0 | 0 | 0 | 0 | 0 | 0 | 0 | 0 | 0 | 0 | 0 | 0 | 0 | 0 | 0 | 0 | 0 | 0
F5_Commercial_College_Existing_Food Preparation_Natural Gas_Griddle_E6 | F5 | Commercial | College | Existing | Food Preparation | Natural Gas | Griddle | E6 | RIM BC Ratio | 0 | 0 | 0 | 0 | 0 | 0 | 0 | 0 | 0 | 0 | 0 | 0 | 0 | 0 | 0 | 0 | 0 | 0 | 0 | 0 | 0 | 0 | 0 | 0 | 0 | 0 | 0 | 0 | 0 | 0 | 0 | 0 | 0
F5_Commercial_College_Existing_Food Preparation_Natural Gas_Griddle_E7 | F5 | Commercial | College | Existing | Food Preparation | Natural Gas | Griddle | E7 | RIM BC Ratio | 0 | 0 | 0 | 0 | 0 | 0 | 0 | 0 | 0 | 0 | 0 | 0 | 0 | 0 | 0 | 0 | 0 | 0 | 0 | 0 | 0 | 0 | 0 | 0 | 0 | 0 | 0 | 0 | 0 | 0 | 0 | 0 | 0
F5_Commercial_College_Existing_Food Preparation_Natural Gas_Griddle_E8 | F5 | Commercial | College | Existing | Food Preparation | Natural Gas | Griddle | E8 | RIM BC Ratio | 0 | 0 | 0 | 0 | 0 | 0 | 0 | 0 | 0 | 0 | 0 | 0 | 0 | 0 | 0 | 0 | 0 | 0 | 0 | 0 | 0 | 0 | 0 | 0 | 0 | 0 | 0 | 0 | 0 | 0 | 0 | 0 | 0
F5_Commercial_College_Existing_Food Preparation_Natural Gas_Griddle_E9 | F5 | Commercial | College | Existing | Food Preparation | Natural Gas | Griddle | E9 | RIM BC Ratio | 0 | 0 | 0 | 0 | 0 | 0 | 0 | 0 | 0 | 0 | 0 | 0 | 0 | 0 | 0 | 0 | 0 | 0 | 0 | 0 | 0 | 0 | 0 | 0 | 0 | 0 | 0 | 0 | 0 | 0 | 0 | 0 | 0
F5_Commercial_College_Existing_Food Preparation_Natural Gas_Griddle_E10 | F5 | Commercial | College | Existing | Food Preparation | Natural Gas | Griddle | E10 | RIM BC Ratio | 0 | 0 | 0 | 0 | 0 | 0 | 0 | 0 | 0 | 0 | 0 | 0 | 0 | 0 | 0 | 0 | 0 | 0 | 0 | 0 | 0 | 0 | 0 | 0 | 0 | 0 | 0 | 0 | 0 | 0 | 0 | 0 | 0
F0_Commercial_College_Existing_Food Preparation_Natural Gas_Range_E0 | F0 | Commercial | College | Existing | Food Preparation | Natural Gas | Range | E0 | Economic Unit | High Efficiency | High Efficiency | High Efficiency | High Efficiency | High Efficiency | High Efficiency | High Efficiency | High Efficiency | High Efficiency | High Efficiency | High Efficiency | High Efficiency | High Efficiency | High Efficiency | High Efficiency | High Efficiency | High Efficiency | High Efficiency | High Efficiency | High Efficiency | High Efficiency | High Efficiency | High Efficiency | High Efficiency | High Efficiency | High Efficiency | High Efficiency | High Efficiency | High Efficiency | High Efficiency | High Efficiency | High Efficiency | High Efficiency
F1_Commercial_College_Existing_Food Preparation_Natural Gas_Range_E1 | F1 | Commercial | College | Existing | Food Preparation | Natural Gas | Range | E1 | CCE | 0 | 0 | 0 | 0 | 0 | 0 | 0 | 0 | 0 | 0 | 0 | 0 | 0 | 0 | 0 | 0 | 0 | 0 | 0 | 0 | 0 | 0 | 0 | 0 | 0 | 0 | 0 | 0 | 0 | 0 | 0 | 0 | 0
F1_Commercial_College_Existing_Food Preparation_Natural Gas_Range_E2 | F1 | Commercial | College | Existing | Food Preparation | Natural Gas | Range | E2 | CCE | 0.00052644 | 0.00052644 | 0.00052644 | 0.00052644 | 0.00052644 | 0.00052644 | 0.00052644 | 0.00052644 | 0.00052644 | 0.00052644 | 0.00052644 | 0.00052644 | 0.00052644 | 0.00052644 | 0.00052644 | 0.00052644 | 0.00052644 | 0.00052644 | 0.00052644 | 0.00052644 | 0.00052644 | 0.00052644 | 0.00052644 | 0.00052644 | 0.00052644 | 0.00052644 | 0.00052644 | 0.00052644 | 0.00052644 | 0.00052644 | 0.00052644 | 0.00052644 | 0.00052644
F1_Commercial_College_Existing_Food Preparation_Natural Gas_Range_E3 | F1 | Commercial | College | Existing | Food Preparation | Natural Gas | Range | E3 | CCE | 0 | 0 | 0 | 0 | 0 | 0 | 0 | 0 | 0 | 0 | 0 | 0 | 0 | 0 | 0 | 0 | 0 | 0 | 0 | 0 | 0 | 0 | 0 | 0 | 0 | 0 | 0 | 0 | 0 | 0 | 0 | 0 | 0
F1_Commercial_College_Existing_Food Preparation_Natural Gas_Range_E4 | F1 | Commercial | College | Existing | Food Preparation | Natural Gas | Range | E4 | CCE | 0 | 0 | 0 | 0 | 0 | 0 | 0 | 0 | 0 | 0 | 0 | 0 | 0 | 0 | 0 | 0 | 0 | 0 | 0 | 0 | 0 | 0 | 0 | 0 | 0 | 0 | 0 | 0 | 0 | 0 | 0 | 0 | 0
F1_Commercial_College_Existing_Food Preparation_Natural Gas_Range_E5 | F1 | Commercial | College | Existing | Food Preparation | Natural Gas | Range | E5 | CCE | 0 | 0 | 0 | 0 | 0 | 0 | 0 | 0 | 0 | 0 | 0 | 0 | 0 | 0 | 0 | 0 | 0 | 0 | 0 | 0 | 0 | 0 | 0 | 0 | 0 | 0 | 0 | 0 | 0 | 0 | 0 | 0 | 0
F1_Commercial_College_Existing_Food Preparation_Natural Gas_Range_E6 | F1 | Commercial | College | Existing | Food Preparation | Natural Gas | Range | E6 | CCE | 0 | 0 | 0 | 0 | 0 | 0 | 0 | 0 | 0 | 0 | 0 | 0 | 0 | 0 | 0 | 0 | 0 | 0 | 0 | 0 | 0 | 0 | 0 | 0 | 0 | 0 | 0 | 0 | 0 | 0 | 0 | 0 | 0
F1_Commercial_College_Existing_Food Preparation_Natural Gas_Range_E7 | F1 | Commercial | College | Existing | Food Preparation | Natural Gas | Range | E7 | CCE | 0 | 0 | 0 | 0 | 0 | 0 | 0 | 0 | 0 | 0 | 0 | 0 | 0 | 0 | 0 | 0 | 0 | 0 | 0 | 0 | 0 | 0 | 0 | 0 | 0 | 0 | 0 | 0 | 0 | 0 | 0 | 0 | 0
F1_Commercial_College_Existing_Food Preparation_Natural Gas_Range_E8 | F1 | Commercial | College | Existing | Food Preparation | Natural Gas | Range | E8 | CCE | 0 | 0 | 0 | 0 | 0 | 0 | 0 | 0 | 0 | 0 | 0 | 0 | 0 | 0 | 0 | 0 | 0 | 0 | 0 | 0 | 0 | 0 | 0 | 0 | 0 | 0 | 0 | 0 | 0 | 0 | 0 | 0 | 0
F1_Commercial_College_Existing_Food Preparation_Natural Gas_Range_E9 | F1 | Commercial | College | Existing | Food Preparation | Natural Gas | Range | E9 | CCE | 0 | 0 | 0 | 0 | 0 | 0 | 0 | 0 | 0 | 0 | 0 | 0 | 0 | 0 | 0 | 0 | 0 | 0 | 0 | 0 | 0 | 0 | 0 | 0 | 0 | 0 | 0 | 0 | 0 | 0 | 0 | 0 | 0
F1_Commercial_College_Existing_Food Preparation_Natural Gas_Range_E10 | F1 | Commercial | College | Existing | Food Preparation | Natural Gas | Range | E10 | CCE | 0 | 0 | 0 | 0 | 0 | 0 | 0 | 0 | 0 | 0 | 0 | 0 | 0 | 0 | 0 | 0 | 0 | 0 | 0 | 0 | 0 | 0 | 0 | 0 | 0 | 0 | 0 | 0 | 0 | 0 | 0 | 0 | 0
F2_Commercial_College_Existing_Food Preparation_Natural Gas_Range_E1 | F2 | Commercial | College | Existing | Food Preparation | Natural Gas | Range | E1 | TRC BC Ratio | bar: 2019 to 2051
F2_Commercial_College_Existing_Food Preparation_Natural Gas_Range_E2 | F2 | Commercial | College | Existing | Food Preparation | Natural Gas | Range | E2 | TRC BC Ratio | 2647.7231 | 2666.33 | 2688.4832 | 2714.1962 | 2744.4245 | 2779.83 | 2808.1783 | 2835.1894 | 2861.7342 | 2888.6003 | 2913.2148 | 2934.7489 | 2956.3968 | 2979.3351 | 3005.7993 | 3032.2609 | 3061.4725 | 3093.4023 | 3127.3907 | 3162.4699 | 3198.1505 | 3231.6304 | 3262.246 | 3290.1881 | 3314.7734 | 3335.911 | 3350.568 | 3361.4829 | 3370.9376 | 3379.0123 | 3387.0032 | 3390.5371 | 3390.5371
F2_Commercial_College_Existing_Food Preparation_Natural Gas_Range_E3 | F2 | Commercial | College | Existing | Food Preparation | Natural Gas | Range | E3 | TRC BC Ratio | 0 | 0 | 0 | 0 | 0 | 0 | 0 | 0 | 0 | 0 | 0 | 0 | 0 | 0 | 0 | 0 | 0 | 0 | 0 | 0 | 0 | 0 | 0 | 0 | 0 | 0 | 0 | 0 | 0 | 0 | 0 | 0 | 0
F2_Commercial_College_Existing_Food Preparation_Natural Gas_Range_E4 | F2 | Commercial | College | Existing | Food Preparation | Natural Gas | Range | E4 | TRC BC Ratio | 0 | 0 | 0 | 0 | 0 | 0 | 0 | 0 | 0 | 0 | 0 | 0 | 0 | 0 | 0 | 0 | 0 | 0 | 0 | 0 | 0 | 0 | 0 | 0 | 0 | 0 | 0 | 0 | 0 | 0 | 0 | 0 | 0
F2_Commercial_College_Existing_Food Preparation_Natural Gas_Range_E5 | F2 | Commercial | College | Existing | Food Preparation | Natural Gas | Range | E5 | TRC BC Ratio | 0 | 0 | 0 | 0 | 0 | 0 | 0 | 0 | 0 | 0 | 0 | 0 | 0 | 0 | 0 | 0 | 0 | 0 | 0 | 0 | 0 | 0 | 0 | 0 | 0 | 0 | 0 | 0 | 0 | 0 | 0 | 0 | 0
F2_Commercial_College_Existing_Food Preparation_Natural Gas_Range_E6 | F2 | Commercial | College | Existing | Food Preparation | Natural Gas | Range | E6 | TRC BC Ratio | 0 | 0 | 0 | 0 | 0 | 0 | 0 | 0 | 0 | 0 | 0 | 0 | 0 | 0 | 0 | 0 | 0 | 0 | 0 | 0 | 0 | 0 | 0 | 0 | 0 | 0 | 0 | 0 | 0 | 0 | 0 | 0 | 0
F2_Commercial_College_Existing_Food Preparation_Natural Gas_Range_E7 | F2 | Commercial | College | Existing | Food Preparation | Natural Gas | Range | E7 | TRC BC Ratio | 0 | 0 | 0 | 0 | 0 | 0 | 0 | 0 | 0 | 0 | 0 | 0 | 0 | 0 | 0 | 0 | 0 | 0 | 0 | 0 | 0 | 0 | 0 | 0 | 0 | 0 | 0 | 0 | 0 | 0 | 0 | 0 | 0
F2_Commercial_College_Existing_Food Preparation_Natural Gas_Range_E8 | F2 | Commercial | College | Existing | Food Preparation | Natural Gas | Range | E8 | TRC BC Ratio | 0 | 0 | 0 | 0 | 0 | 0 | 0 | 0 | 0 | 0 | 0 | 0 | 0 | 0 | 0 | 0 | 0 | 0 | 0 | 0 | 0 | 0 | 0 | 0 | 0 | 0 | 0 | 0 | 0 | 0 | 0 | 0 | 0
F2_Commercial_College_Existing_Food Preparation_Natural Gas_Range_E9 | F2 | Commercial | College | Existing | Food Preparation | Natural Gas | Range | E9 | TRC BC Ratio | 0 | 0 | 0 | 0 | 0 | 0 | 0 | 0 | 0 | 0 | 0 | 0 | 0 | 0 | 0 | 0 | 0 | 0 | 0 | 0 | 0 | 0 | 0 | 0 | 0 | 0 | 0 | 0 | 0 | 0 | 0 | 0 | 0
F2_Commercial_College_Existing_Food Preparation_Natural Gas_Range_E10 | F2 | Commercial | College | Existing | Food Preparation | Natural Gas | Range | E10 | TRC BC Ratio | 0 | 0 | 0 | 0 | 0 | 0 | 0 | 0 | 0 | 0 | 0 | 0 | 0 | 0 | 0 | 0 | 0 | 0 | 0 | 0 | 0 | 0 | 0 | 0 | 0 | 0 | 0 | 0 | 0 | 0 | 0 | 0 | 0
F3_Commercial_College_Existing_Food Preparation_Natural Gas_Range_E1 | F3 | Commercial | College | Existing | Food Preparation | Natural Gas | Range | E1 | PACT BC Ratio | bar: 2019 to 2051
F3_Commercial_College_Existing_Food Preparation_Natural Gas_Range_E2 | F3 | Commercial | College | Existing | Food Preparation | Natural Gas | Range | E2 | PACT BC Ratio | 3530.2974 | 3555.1067 | 3584.6443 | 3618.9282 | 3659.2327 | 3706.44 | 3744.2377 | 3780.2525 | 3815.6456 | 3851.4671 | 3884.2865 | 3912.9985 | 3941.8625 | 3972.4468 | 4007.7324 | 4043.0145 | 4081.9633 | 4124.5364 | 4169.8543 | 4216.6265 | 4264.2006 | 4308.8405 | 4349.6613 | 4386.9175 | 4419.6979 | 4447.8813 | 4467.424 | 4481.9772 | 4494.5834 | 4505.3498 | 4516.0042 | 4520.7161 | 4520.7161
F3_Commercial_College_Existing_Food Preparation_Natural Gas_Range_E3 | F3 | Commercial | College | Existing | Food Preparation | Natural Gas | Range | E3 | PACT BC Ratio | 0 | 0 | 0 | 0 | 0 | 0 | 0 | 0 | 0 | 0 | 0 | 0 | 0 | 0 | 0 | 0 | 0 | 0 | 0 | 0 | 0 | 0 | 0 | 0 | 0 | 0 | 0 | 0 | 0 | 0 | 0 | 0 | 0
F3_Commercial_College_Existing_Food Preparation_Natural Gas_Range_E4 | F3 | Commercial | College | Existing | Food Preparation | Natural Gas | Range | E4 | PACT BC Ratio | 0 | 0 | 0 | 0 | 0 | 0 | 0 | 0 | 0 | 0 | 0 | 0 | 0 | 0 | 0 | 0 | 0 | 0 | 0 | 0 | 0 | 0 | 0 | 0 | 0 | 0 | 0 | 0 | 0 | 0 | 0 | 0 | 0
F3_Commercial_College_Existing_Food Preparation_Natural Gas_Range_E5 | F3 | Commercial | College | Existing | Food Preparation | Natural Gas | Range | E5 | PACT BC Ratio | 0 | 0 | 0 | 0 | 0 | 0 | 0 | 0 | 0 | 0 | 0 | 0 | 0 | 0 | 0 | 0 | 0 | 0 | 0 | 0 | 0 | 0 | 0 | 0 | 0 | 0 | 0 | 0 | 0 | 0 | 0 | 0 | 0
F3_Commercial_College_Existing_Food Preparation_Natural Gas_Range_E6 | F3 | Commercial | College | Existing | Food Preparation | Natural Gas | Range | E6 | PACT BC Ratio | 0 | 0 | 0 | 0 | 0 | 0 | 0 | 0 | 0 | 0 | 0 | 0 | 0 | 0 | 0 | 0 | 0 | 0 | 0 | 0 | 0 | 0 | 0 | 0 | 0 | 0 | 0 | 0 | 0 | 0 | 0 | 0 | 0
F3_Commercial_College_Existing_Food Preparation_Natural Gas_Range_E7 | F3 | Commercial | College | Existing | Food Preparation | Natural Gas | Range | E7 | PACT BC Ratio | 0 | 0 | 0 | 0 | 0 | 0 | 0 | 0 | 0 | 0 | 0 | 0 | 0 | 0 | 0 | 0 | 0 | 0 | 0 | 0 | 0 | 0 | 0 | 0 | 0 | 0 | 0 | 0 | 0 | 0 | 0 | 0 | 0
F3_Commercial_College_Existing_Food Preparation_Natural Gas_Range_E8 | F3 | Commercial | College | Existing | Food Preparation | Natural Gas | Range | E8 | PACT BC Ratio | 0 | 0 | 0 | 0 | 0 | 0 | 0 | 0 | 0 | 0 | 0 | 0 | 0 | 0 | 0 | 0 | 0 | 0 | 0 | 0 | 0 | 0 | 0 | 0 | 0 | 0 | 0 | 0 | 0 | 0 | 0 | 0 | 0
F3_Commercial_College_Existing_Food Preparation_Natural Gas_Range_E9 | F3 | Commercial | College | Existing | Food Preparation | Natural Gas | Range | E9 | PACT BC Ratio | 0 | 0 | 0 | 0 | 0 | 0 | 0 | 0 | 0 | 0 | 0 | 0 | 0 | 0 | 0 | 0 | 0 | 0 | 0 | 0 | 0 | 0 | 0 | 0 | 0 | 0 | 0 | 0 | 0 | 0 | 0 | 0 | 0
F3_Commercial_College_Existing_Food Preparation_Natural Gas_Range_E10 | F3 | Commercial | College | Existing | Food Preparation | Natural Gas | Range | E10 | PACT BC Ratio | 0 | 0 | 0 | 0 | 0 | 0 | 0 | 0 | 0 | 0 | 0 | 0 | 0 | 0 | 0 | 0 | 0 | 0 | 0 | 0 | 0 | 0 | 0 | 0 | 0 | 0 | 0 | 0 | 0 | 0 | 0 | 0 | 0
F4_Commercial_College_Existing_Food Preparation_Natural Gas_Range_E1 | F4 | Commercial | College | Existing | Food Preparation | Natural Gas | Range | E1 | RVT BC Ratio | bar: 2019 to 2051
F4_Commercial_College_Existing_Food Preparation_Natural Gas_Range_E2 | F4 | Commercial | College | Existing | Food Preparation | Natural Gas | Range | E2 | RVT BC Ratio | 3807.2736 | 3834.0244 | 3865.8736 | 3902.8406 | 3946.2991 | 3997.2009 | 4037.9565 | 4076.7898 | 4114.9527 | 4153.5775 | 4188.9653 | 4219.9244 | 4251.0471 | 4284.025 | 4322.072 | 4360.1152 | 4402.1121 | 4448.0169 | 4496.8813 | 4547.3138 | 4598.611 | 4646.7444 | 4690.7598 | 4730.9316 | 4766.2773 | 4796.6664 | 4817.7384 | 4833.4305 | 4847.0233 | 4858.6322 | 4870.1205 | 4875.2011 | 4875.2011
F4_Commercial_College_Existing_Food Preparation_Natural Gas_Range_E3 | F4 | Commercial | College | Existing | Food Preparation | Natural Gas | Range | E3 | RVT BC Ratio | 0 | 0 | 0 | 0 | 0 | 0 | 0 | 0 | 0 | 0 | 0 | 0 | 0 | 0 | 0 | 0 | 0 | 0 | 0 | 0 | 0 | 0 | 0 | 0 | 0 | 0 | 0 | 0 | 0 | 0 | 0 | 0 | 0
F4_Commercial_College_Existing_Food Preparation_Natural Gas_Range_E4 | F4 | Commercial | College | Existing | Food Preparation | Natural Gas | Range | E4 | RVT BC Ratio | 0 | 0 | 0 | 0 | 0 | 0 | 0 | 0 | 0 | 0 | 0 | 0 | 0 | 0 | 0 | 0 | 0 | 0 | 0 | 0 | 0 | 0 | 0 | 0 | 0 | 0 | 0 | 0 | 0 | 0 | 0 | 0 | 0
F4_Commercial_College_Existing_Food Preparation_Natural Gas_Range_E5 | F4 | Commercial | College | Existing | Food Preparation | Natural Gas | Range | E5 | RVT BC Ratio | 0 | 0 | 0 | 0 | 0 | 0 | 0 | 0 | 0 | 0 | 0 | 0 | 0 | 0 | 0 | 0 | 0 | 0 | 0 | 0 | 0 | 0 | 0 | 0 | 0 | 0 | 0 | 0 | 0 | 0 | 0 | 0 | 0
F4_Commercial_College_Existing_Food Preparation_Natural Gas_Range_E6 | F4 | Commercial | College | Existing | Food Preparation | Natural Gas | Range | E6 | RVT BC Ratio | 0 | 0 | 0 | 0 | 0 | 0 | 0 | 0 | 0 | 0 | 0 | 0 | 0 | 0 | 0 | 0 | 0 | 0 | 0 | 0 | 0 | 0 | 0 | 0 | 0 | 0 | 0 | 0 | 0 | 0 | 0 | 0 | 0
F4_Commercial_College_Existing_Food Preparation_Natural Gas_Range_E7 | F4 | Commercial | College | Existing | Food Preparation | Natural Gas | Range | E7 | RVT BC Ratio | 0 | 0 | 0 | 0 | 0 | 0 | 0 | 0 | 0 | 0 | 0 | 0 | 0 | 0 | 0 | 0 | 0 | 0 | 0 | 0 | 0 | 0 | 0 | 0 | 0 | 0 | 0 | 0 | 0 | 0 | 0 | 0 | 0
F4_Commercial_College_Existing_Food Preparation_Natural Gas_Range_E8 | F4 | Commercial | College | Existing | Food Preparation | Natural Gas | Range | E8 | RVT BC Ratio | 0 | 0 | 0 | 0 | 0 | 0 | 0 | 0 | 0 | 0 | 0 | 0 | 0 | 0 | 0 | 0 | 0 | 0 | 0 | 0 | 0 | 0 | 0 | 0 | 0 | 0 | 0 | 0 | 0 | 0 | 0 | 0 | 0
F4_Commercial_College_Existing_Food Preparation_Natural Gas_Range_E9 | F4 | Commercial | College | Existing | Food Preparation | Natural Gas | Range | E9 | RVT BC Ratio | 0 | 0 | 0 | 0 | 0 | 0 | 0 | 0 | 0 | 0 | 0 | 0 | 0 | 0 | 0 | 0 | 0 | 0 | 0 | 0 | 0 | 0 | 0 | 0 | 0 | 0 | 0 | 0 | 0 | 0 | 0 | 0 | 0
F4_Commercial_College_Existing_Food Preparation_Natural Gas_Range_E10 | F4 | Commercial | College | Existing | Food Preparation | Natural Gas | Range | E10 | RVT BC Ratio | 0 | 0 | 0 | 0 | 0 | 0 | 0 | 0 | 0 | 0 | 0 | 0 | 0 | 0 | 0 | 0 | 0 | 0 | 0 | 0 | 0 | 0 | 0 | 0 | 0 | 0 | 0 | 0 | 0 | 0 | 0 | 0 | 0
F5_Commercial_College_Existing_Food Preparation_Natural Gas_Range_E1 | F5 | Commercial | College | Existing | Food Preparation | Natural Gas | Range | E1 | RIM BC Ratio | bar: 2019 to 2051
F5_Commercial_College_Existing_Food Preparation_Natural Gas_Range_E2 | F5 | Commercial | College | Existing | Food Preparation | Natural Gas | Range | E2 | RIM BC Ratio | 0.83448 | 0.83448 | 0.83448 | 0.83449 | 0.83449 | 0.83449 | 0.83449 | 0.83449 | 0.8345 | 0.8345 | 0.8345 | 0.8345 | 0.8345 | 0.8345 | 0.83451 | 0.83451 | 0.83451 | 0.83451 | 0.83451 | 0.83451 | 0.83452 | 0.83452 | 0.83452 | 0.83452 | 0.83452 | 0.83452 | 0.83452 | 0.83452 | 0.83452 | 0.83452 | 0.83452 | 0.83453 | 0.83453
F5_Commercial_College_Existing_Food Preparation_Natural Gas_Range_E3 | F5 | Commercial | College | Existing | Food Preparation | Natural Gas | Range | E3 | RIM BC Ratio | 0 | 0 | 0 | 0 | 0 | 0 | 0 | 0 | 0 | 0 | 0 | 0 | 0 | 0 | 0 | 0 | 0 | 0 | 0 | 0 | 0 | 0 | 0 | 0 | 0 | 0 | 0 | 0 | 0 | 0 | 0 | 0 | 0
F5_Commercial_College_Existing_Food Preparation_Natural Gas_Range_E4 | F5 | Commercial | College | Existing | Food Preparation | Natural Gas | Range | E4 | RIM BC Ratio | 0 | 0 | 0 | 0 | 0 | 0 | 0 | 0 | 0 | 0 | 0 | 0 | 0 | 0 | 0 | 0 | 0 | 0 | 0 | 0 | 0 | 0 | 0 | 0 | 0 | 0 | 0 | 0 | 0 | 0 | 0 | 0 | 0
F5_Commercial_College_Existing_Food Preparation_Natural Gas_Range_E5 | F5 | Commercial | College | Existing | Food Preparation | Natural Gas | Range | E5 | RIM BC Ratio | 0 | 0 | 0 | 0 | 0 | 0 | 0 | 0 | 0 | 0 | 0 | 0 | 0 | 0 | 0 | 0 | 0 | 0 | 0 | 0 | 0 | 0 | 0 | 0 | 0 | 0 | 0 | 0 | 0 | 0 | 0 | 0 | 0
F5_Commercial_College_Existing_Food Preparation_Natural Gas_Range_E6 | F5 | Commercial | College | Existing | Food Preparation | Natural Gas | Range | E6 | RIM BC Ratio | 0 | 0 | 0 | 0 | 0 | 0 | 0 | 0 | 0 | 0 | 0 | 0 | 0 | 0 | 0 | 0 | 0 | 0 | 0 | 0 | 0 | 0 | 0 | 0 | 0 | 0 | 0 | 0 | 0 | 0 | 0 | 0 | 0
F5_Commercial_College_Existing_Food Preparation_Natural Gas_Range_E7 | F5 | Commercial | College | Existing | Food Preparation | Natural Gas | Range | E7 | RIM BC Ratio | 0 | 0 | 0 | 0 | 0 | 0 | 0 | 0 | 0 | 0 | 0 | 0 | 0 | 0 | 0 | 0 | 0 | 0 | 0 | 0 | 0 | 0 | 0 | 0 | 0 | 0 | 0 | 0 | 0 | 0 | 0 | 0 | 0
F5_Commercial_College_Existing_Food Preparation_Natural Gas_Range_E8 | F5 | Commercial | College | Existing | Food Preparation | Natural Gas | Range | E8 | RIM BC Ratio | 0 | 0 | 0 | 0 | 0 | 0 | 0 | 0 | 0 | 0 | 0 | 0 | 0 | 0 | 0 | 0 | 0 | 0 | 0 | 0 | 0 | 0 | 0 | 0 | 0 | 0 | 0 | 0 | 0 | 0 | 0 | 0 | 0
F5_Commercial_College_Existing_Food Preparation_Natural Gas_Range_E9 | F5 | Commercial | College | Existing | Food Preparation | Natural Gas | Range | E9 | RIM BC Ratio | 0 | 0 | 0 | 0 | 0 | 0 | 0 | 0 | 0 | 0 | 0 | 0 | 0 | 0 | 0 | 0 | 0 | 0 | 0 | 0 | 0 | 0 | 0 | 0 | 0 | 0 | 0 | 0 | 0 | 0 | 0 | 0 | 0
F5_Commercial_College_Existing_Food Preparation_Natural Gas_Range_E10 | F5 | Commercial | College | Existing | Food Preparation | Natural Gas | Range | E10 | RIM BC Ratio | 0 | 0 | 0 | 0 | 0 | 0 | 0 | 0 | 0 | 0 | 0 | 0 | 0 | 0 | 0 | 0 | 0 | 0 | 0 | 0 | 0 | 0 | 0 | 0 | 0 | 0 | 0 | 0 | 0 | 0 | 0 | 0 | 0
F0_Commercial_College_Existing_Food Preparation_Natural Gas_Steamer_E0 | F0 | Commercial | College | Existing | Food Preparation | Natural Gas | Steamer | E0 | Economic Unit | ENERGY STAR | ENERGY STAR | ENERGY STAR | ENERGY STAR | ENERGY STAR | ENERGY STAR | ENERGY STAR | ENERGY STAR | ENERGY STAR | ENERGY STAR | ENERGY STAR | ENERGY STAR | ENERGY STAR | ENERGY STAR | ENERGY STAR | ENERGY STAR | ENERGY STAR | ENERGY STAR | ENERGY STAR | ENERGY STAR | ENERGY STAR | ENERGY STAR | ENERGY STAR | ENERGY STAR | ENERGY STAR | ENERGY STAR | ENERGY STAR | ENERGY STAR | ENERGY STAR | ENERGY STAR | ENERGY STAR | ENERGY STAR | ENERGY STAR
F1_Commercial_College_Existing_Food Preparation_Natural Gas_Steamer_E1 | F1 | Commercial | College | Existing | Food Preparation | Natural Gas | Steamer | E1 | CCE | 0 | 0 | 0 | 0 | 0 | 0 | 0 | 0 | 0 | 0 | 0 | 0 | 0 | 0 | 0 | 0 | 0 | 0 | 0 | 0 | 0 | 0 | 0 | 0 | 0 | 0 | 0 | 0 | 0 | 0 | 0 | 0 | 0
F1_Commercial_College_Existing_Food Preparation_Natural Gas_Steamer_E2 | F1 | Commercial | College | Existing | Food Preparation | Natural Gas | Steamer | E2 | CCE | 0.38542 | 0.38542 | 0.38542 | 0 | 0 | 0 | 0 | 0 | 0 | 0 | 0 | 0 | 0 | 0 | 0 | 0 | 0 | 0 | 0 | 0 | 0 | 0 | 0 | 0 | 0 | 0 | 0 | 0 | 0 | 0 | 0 | 0 | 0
F1_Commercial_College_Existing_Food Preparation_Natural Gas_Steamer_E3 | F1 | Commercial | College | Existing | Food Preparation | Natural Gas | Steamer | E3 | CCE | 0 | 0 | 0 | 0 | 0 | 0 | 0 | 0 | 0 | 0 | 0 | 0 | 0 | 0 | 0 | 0 | 0 | 0 | 0 | 0 | 0 | 0 | 0 | 0 | 0 | 0 | 0 | 0 | 0 | 0 | 0 | 0 | 0
F1_Commercial_College_Existing_Food Preparation_Natural Gas_Steamer_E4 | F1 | Commercial | College | Existing | Food Preparation | Natural Gas | Steamer | E4 | CCE | 0 | 0 | 0 | 0 | 0 | 0 | 0 | 0 | 0 | 0 | 0 | 0 | 0 | 0 | 0 | 0 | 0 | 0 | 0 | 0 | 0 | 0 | 0 | 0 | 0 | 0 | 0 | 0 | 0 | 0 | 0 | 0 | 0
F1_Commercial_College_Existing_Food Preparation_Natural Gas_Steamer_E5 | F1 | Commercial | College | Existing | Food Preparation | Natural Gas | Steamer | E5 | CCE | 0 | 0 | 0 | 0 | 0 | 0 | 0 | 0 | 0 | 0 | 0 | 0 | 0 | 0 | 0 | 0 | 0 | 0 | 0 | 0 | 0 | 0 | 0 | 0 | 0 | 0 | 0 | 0 | 0 | 0 | 0 | 0 | 0
F1_Commercial_College_Existing_Food Preparation_Natural Gas_Steamer_E6 | F1 | Commercial | College | Existing | Food Preparation | Natural Gas | Steamer | E6 | CCE | 0 | 0 | 0 | 0 | 0 | 0 | 0 | 0 | 0 | 0 | 0 | 0 | 0 | 0 | 0 | 0 | 0 | 0 | 0 | 0 | 0 | 0 | 0 | 0 | 0 | 0 | 0 | 0 | 0 | 0 | 0 | 0 | 0
F1_Commercial_College_Existing_Food Preparation_Natural Gas_Steamer_E7 | F1 | Commercial | College | Existing | Food Preparation | Natural Gas | Steamer | E7 | CCE | 0 | 0 | 0 | 0 | 0 | 0 | 0 | 0 | 0 | 0 | 0 | 0 | 0 | 0 | 0 | 0 | 0 | 0 | 0 | 0 | 0 | 0 | 0 | 0 | 0 | 0 | 0 | 0 | 0 | 0 | 0 | 0 | 0
F1_Commercial_College_Existing_Food Preparation_Natural Gas_Steamer_E8 | F1 | Commercial | College | Existing | Food Preparation | Natural Gas | Steamer | E8 | CCE | 0 | 0 | 0 | 0 | 0 | 0 | 0 | 0 | 0 | 0 | 0 | 0 | 0 | 0 | 0 | 0 | 0 | 0 | 0 | 0 | 0 | 0 | 0 | 0 | 0 | 0 | 0 | 0 | 0 | 0 | 0 | 0 | 0
F1_Commercial_College_Existing_Food Preparation_Natural Gas_Steamer_E9 | F1 | Commercial | College | Existing | Food Preparation | Natural Gas | Steamer | E9 | CCE | 0 | 0 | 0 | 0 | 0 | 0 | 0 | 0 | 0 | 0 | 0 | 0 | 0 | 0 | 0 | 0 | 0 | 0 | 0 | 0 | 0 | 0 | 0 | 0 | 0 | 0 | 0 | 0 | 0 | 0 | 0 | 0 | 0
F1_Commercial_College_Existing_Food Preparation_Natural Gas_Steamer_E10 | F1 | Commercial | College | Existing | Food Preparation | Natural Gas | Steamer | E10 | CCE | 0 | 0 | 0 | 0 | 0 | 0 | 0 | 0 | 0 | 0 | 0 | 0 | 0 | 0 | 0 | 0 | 0 | 0 | 0 | 0 | 0 | 0 | 0 | 0 | 0 | 0 | 0 | 0 | 0 | 0 | 0 | 0 | 0
F2_Commercial_College_Existing_Food Preparation_Natural Gas_Steamer_E1 | F2 | Commercial | College | Existing | Food Preparation | Natural Gas | Steamer | E1 | TRC BC Ratio | 1 | 1 | 1 | 0 | 0 | 0 | 0 | 0 | 0 | 0 | 0 | 0 | 0 | 0 | 0 | 0 | 0 | 0 | 0 | 0 | 0 | 0 | 0 | 0 | 0 | 0 | 0 | 0 | 0 | 0 | 0 | 0 | 0
F2_Commercial_College_Existing_Food Preparation_Natural Gas_Steamer_E2 | F2 | Commercial | College | Existing | Food Preparation | Natural Gas | Steamer | E2 | TRC BC Ratio | 3.6298 | 3.6563 | 3.6864 | 1 | 1 | 1 | 1 | 1 | 1 | 1 | 1 | 1 | 1 | 1 | 1 | 1 | 1 | 1 | 1 | 1 | 1 | 1 | 1 | 1 | 1 | 1 | 1 | 1 | 1 | 1 | 1 | 1 | 1
F2_Commercial_College_Existing_Food Preparation_Natural Gas_Steamer_E3 | F2 | Commercial | College | Existing | Food Preparation | Natural Gas | Steamer | E3 | TRC BC Ratio | 0 | 0 | 0 | 0 | 0 | 0 | 0 | 0 | 0 | 0 | 0 | 0 | 0 | 0 | 0 | 0 | 0 | 0 | 0 | 0 | 0 | 0 | 0 | 0 | 0 | 0 | 0 | 0 | 0 | 0 | 0 | 0 | 0
F2_Commercial_College_Existing_Food Preparation_Natural Gas_Steamer_E4 | F2 | Commercial | College | Existing | Food Preparation | Natural Gas | Steamer | E4 | TRC BC Ratio | 0 | 0 | 0 | 0 | 0 | 0 | 0 | 0 | 0 | 0 | 0 | 0 | 0 | 0 | 0 | 0 | 0 | 0 | 0 | 0 | 0 | 0 | 0 | 0 | 0 | 0 | 0 | 0 | 0 | 0 | 0 | 0 | 0
F2_Commercial_College_Existing_Food Preparation_Natural Gas_Steamer_E5 | F2 | Commercial | College | Existing | Food Preparation | Natural Gas | Steamer | E5 | TRC BC Ratio | 0 | 0 | 0 | 0 | 0 | 0 | 0 | 0 | 0 | 0 | 0 | 0 | 0 | 0 | 0 | 0 | 0 | 0 | 0 | 0 | 0 | 0 | 0 | 0 | 0 | 0 | 0 | 0 | 0 | 0 | 0 | 0 | 0
F2_Commercial_College_Existing_Food Preparation_Natural Gas_Steamer_E6 | F2 | Commercial | College | Existing | Food Preparation | Natural Gas | Steamer | E6 | TRC BC Ratio | 0 | 0 | 0 | 0 | 0 | 0 | 0 | 0 | 0 | 0 | 0 | 0 | 0 | 0 | 0 | 0 | 0 | 0 | 0 | 0 | 0 | 0 | 0 | 0 | 0 | 0 | 0 | 0 | 0 | 0 | 0 | 0 | 0
F2_Commercial_College_Existing_Food Preparation_Natural Gas_Steamer_E7 | F2 | Commercial | College | Existing | Food Preparation | Natural Gas | Steamer | E7 | TRC BC Ratio | 0 | 0 | 0 | 0 | 0 | 0 | 0 | 0 | 0 | 0 | 0 | 0 | 0 | 0 | 0 | 0 | 0 | 0 | 0 | 0 | 0 | 0 | 0 | 0 | 0 | 0 | 0 | 0 | 0 | 0 | 0 | 0 | 0
F2_Commercial_College_Existing_Food Preparation_Natural Gas_Steamer_E8 | F2 | Commercial | College | Existing | Food Preparation | Natural Gas | Steamer | E8 | TRC BC Ratio | 0 | 0 | 0 | 0 | 0 | 0 | 0 | 0 | 0 | 0 | 0 | 0 | 0 | 0 | 0 | 0 | 0 | 0 | 0 | 0 | 0 | 0 | 0 | 0 | 0 | 0 | 0 | 0 | 0 | 0 | 0 | 0 | 0
F2_Commercial_College_Existing_Food Preparation_Natural Gas_Steamer_E9 | F2 | Commercial | College | Existing | Food Preparation | Natural Gas | Steamer | E9 | TRC BC Ratio | 0 | 0 | 0 | 0 | 0 | 0 | 0 | 0 | 0 | 0 | 0 | 0 | 0 | 0 | 0 | 0 | 0 | 0 | 0 | 0 | 0 | 0 | 0 | 0 | 0 | 0 | 0 | 0 | 0 | 0 | 0 | 0 | 0
F2_Commercial_College_Existing_Food Preparation_Natural Gas_Steamer_E10 | F2 | Commercial | College | Existing | Food Preparation | Natural Gas | Steamer | E10 | TRC BC Ratio | 0 | 0 | 0 | 0 | 0 | 0 | 0 | 0 | 0 | 0 | 0 | 0 | 0 | 0 | 0 | 0 | 0 | 0 | 0 | 0 | 0 | 0 | 0 | 0 | 0 | 0 | 0 | 0 | 0 | 0 | 0 | 0 | 0
F3_Commercial_College_Existing_Food Preparation_Natural Gas_Steamer_E1 | F3 | Commercial | College | Existing | Food Preparation | Natural Gas | Steamer | E1 | PACT BC Ratio | 1 | 1 | 1 | 0 | 0 | 0 | 0 | 0 | 0 | 0 | 0 | 0 | 0 | 0 | 0 | 0 | 0 | 0 | 0 | 0 | 0 | 0 | 0 | 0 | 0 | 0 | 0 | 0 | 0 | 0 | 0 | 0 | 0
F3_Commercial_College_Existing_Food Preparation_Natural Gas_Steamer_E2 | F3 | Commercial | College | Existing | Food Preparation | Natural Gas | Steamer | E2 | PACT BC Ratio | 4.8398 | 4.875 | 4.9151 | 1 | 1 | 1 | 1 | 1 | 1 | 1 | 1 | 1 | 1 | 1 | 1 | 1 | 1 | 1 | 1 | 1 | 1 | 1 | 1 | 1 | 1 | 1 | 1 | 1 | 1 | 1 | 1 | 1 | 1
F3_Commercial_College_Existing_Food Preparation_Natural Gas_Steamer_E3 | F3 | Commercial | College | Existing | Food Preparation | Natural Gas | Steamer | E3 | PACT BC Ratio | 0 | 0 | 0 | 0 | 0 | 0 | 0 | 0 | 0 | 0 | 0 | 0 | 0 | 0 | 0 | 0 | 0 | 0 | 0 | 0 | 0 | 0 | 0 | 0 | 0 | 0 | 0 | 0 | 0 | 0 | 0 | 0 | 0
F3_Commercial_College_Existing_Food Preparation_Natural Gas_Steamer_E4 | F3 | Commercial | College | Existing | Food Preparation | Natural Gas | Steamer | E4 | PACT BC Ratio | 0 | 0 | 0 | 0 | 0 | 0 | 0 | 0 | 0 | 0 | 0 | 0 | 0 | 0 | 0 | 0 | 0 | 0 | 0 | 0 | 0 | 0 | 0 | 0 | 0 | 0 | 0 | 0 | 0 | 0 | 0 | 0 | 0
F3_Commercial_College_Existing_Food Preparation_Natural Gas_Steamer_E5 | F3 | Commercial | College | Existing | Food Preparation | Natural Gas | Steamer | E5 | PACT BC Ratio | 0 | 0 | 0 | 0 | 0 | 0 | 0 | 0 | 0 | 0 | 0 | 0 | 0 | 0 | 0 | 0 | 0 | 0 | 0 | 0 | 0 | 0 | 0 | 0 | 0 | 0 | 0 | 0 | 0 | 0 | 0 | 0 | 0
F3_Commercial_College_Existing_Food Preparation_Natural Gas_Steamer_E6 | F3 | Commercial | College | Existing | Food Preparation | Natural Gas | Steamer | E6 | PACT BC Ratio | 0 | 0 | 0 | 0 | 0 | 0 | 0 | 0 | 0 | 0 | 0 | 0 | 0 | 0 | 0 | 0 | 0 | 0 | 0 | 0 | 0 | 0 | 0 | 0 | 0 | 0 | 0 | 0 | 0 | 0 | 0 | 0 | 0
F3_Commercial_College_Existing_Food Preparation_Natural Gas_Steamer_E7 | F3 | Commercial | College | Existing | Food Preparation | Natural Gas | Steamer | E7 | PACT BC Ratio | 0 | 0 | 0 | 0 | 0 | 0 | 0 | 0 | 0 | 0 | 0 | 0 | 0 | 0 | 0 | 0 | 0 | 0 | 0 | 0 | 0 | 0 | 0 | 0 | 0 | 0 | 0 | 0 | 0 | 0 | 0 | 0 | 0
F3_Commercial_College_Existing_Food Preparation_Natural Gas_Steamer_E8 | F3 | Commercial | College | Existing | Food Preparation | Natural Gas | Steamer | E8 | PACT BC Ratio | 0 | 0 | 0 | 0 | 0 | 0 | 0 | 0 | 0 | 0 | 0 | 0 | 0 | 0 | 0 | 0 | 0 | 0 | 0 | 0 | 0 | 0 | 0 | 0 | 0 | 0 | 0 | 0 | 0 | 0 | 0 | 0 | 0
F3_Commercial_College_Existing_Food Preparation_Natural Gas_Steamer_E9 | F3 | Commercial | College | Existing | Food Preparation | Natural Gas | Steamer | E9 | PACT BC Ratio | 0 | 0 | 0 | 0 | 0 | 0 | 0 | 0 | 0 | 0 | 0 | 0 | 0 | 0 | 0 | 0 | 0 | 0 | 0 | 0 | 0 | 0 | 0 | 0 | 0 | 0 | 0 | 0 | 0 | 0 | 0 | 0 | 0
F3_Commercial_College_Existing_Food Preparation_Natural Gas_Steamer_E10 | F3 | Commercial | College | Existing | Food Preparation | Natural Gas | Steamer | E10 | PACT BC Ratio | 0 | 0 | 0 | 0 | 0 | 0 | 0 | 0 | 0 | 0 | 0 | 0 | 0 | 0 | 0 | 0 | 0 | 0 | 0 | 0 | 0 | 0 | 0 | 0 | 0 | 0 | 0 | 0 | 0 | 0 | 0 | 0 | 0
F4_Commercial_College_Existing_Food Preparation_Natural Gas_Steamer_E1 | F4 | Commercial | College | Existing | Food Preparation | Natural Gas | Steamer | E1 | RVT BC Ratio | 1 | 1 | 1 | 0 | 0 | 0 | 0 | 0 | 0 | 0 | 0 | 0 | 0 | 0 | 0 | 0 | 0 | 0 | 0 | 0 | 0 | 0 | 0 | 0 | 0 | 0 | 0 | 0 | 0 | 0 | 0 | 0 | 0
F4_Commercial_College_Existing_Food Preparation_Natural Gas_Steamer_E2 | F4 | Commercial | College | Existing | Food Preparation | Natural Gas | Steamer | E2 | RVT BC Ratio | 5.9186 | 5.9566 | 5.9998 | 1 | 1 | 1 | 1 | 1 | 1 | 1 | 1 | 1 | 1 | 1 | 1 | 1 | 1 | 1 | 1 | 1 | 1 | 1 | 1 | 1 | 1 | 1 | 1 | 1 | 1 | 1 | 1 | 1 | 1
F4_Commercial_College_Existing_Food Preparation_Natural Gas_Steamer_E3 | F4 | Commercial | College | Existing | Food Preparation | Natural Gas | Steamer | E3 | RVT BC Ratio | 0 | 0 | 0 | 0 | 0 | 0 | 0 | 0 | 0 | 0 | 0 | 0 | 0 | 0 | 0 | 0 | 0 | 0 | 0 | 0 | 0 | 0 | 0 | 0 | 0 | 0 | 0 | 0 | 0 | 0 | 0 | 0 | 0
F4_Commercial_College_Existing_Food Preparation_Natural Gas_Steamer_E4 | F4 | Commercial | College | Existing | Food Preparation | Natural Gas | Steamer | E4 | RVT BC Ratio | 0 | 0 | 0 | 0 | 0 | 0 | 0 | 0 | 0 | 0 | 0 | 0 | 0 | 0 | 0 | 0 | 0 | 0 | 0 | 0 | 0 | 0 | 0 | 0 | 0 | 0 | 0 | 0 | 0 | 0 | 0 | 0 | 0
F4_Commercial_College_Existing_Food Preparation_Natural Gas_Steamer_E5 | F4 | Commercial | College | Existing | Food Preparation | Natural Gas | Steamer | E5 | RVT BC Ratio | 0 | 0 | 0 | 0 | 0 | 0 | 0 | 0 | 0 | 0 | 0 | 0 | 0 | 0 | 0 | 0 | 0 | 0 | 0 | 0 | 0 | 0 | 0 | 0 | 0 | 0 | 0 | 0 | 0 | 0 | 0 | 0 | 0
F4_Commercial_College_Existing_Food Preparation_Natural Gas_Steamer_E6 | F4 | Commercial | College | Existing | Food Preparation | Natural Gas | Steamer | E6 | RVT BC Ratio | 0 | 0 | 0 | 0 | 0 | 0 | 0 | 0 | 0 | 0 | 0 | 0 | 0 | 0 | 0 | 0 | 0 | 0 | 0 | 0 | 0 | 0 | 0 | 0 | 0 | 0 | 0 | 0 | 0 | 0 | 0 | 0 | 0
F4_Commercial_College_Existing_Food Preparation_Natural Gas_Steamer_E7 | F4 | Commercial | College | Existing | Food Preparation | Natural Gas | Steamer | E7 | RVT BC Ratio | 0 | 0 | 0 | 0 | 0 | 0 | 0 | 0 | 0 | 0 | 0 | 0 | 0 | 0 | 0 | 0 | 0 | 0 | 0 | 0 | 0 | 0 | 0 | 0 | 0 | 0 | 0 | 0 | 0 | 0 | 0 | 0 | 0
F4_Commercial_College_Existing_Food Preparation_Natural Gas_Steamer_E8 | F4 | Commercial | College | Existing | Food Preparation | Natural Gas | Steamer | E8 | RVT BC Ratio | 0 | 0 | 0 | 0 | 0 | 0 | 0 | 0 | 0 | 0 | 0 | 0 | 0 | 0 | 0 | 0 | 0 | 0 | 0 | 0 | 0 | 0 | 0 | 0 | 0 | 0 | 0 | 0 | 0 | 0 | 0 | 0 | 0
F4_Commercial_College_Existing_Food Preparation_Natural Gas_Steamer_E9 | F4 | Commercial | College | Existing | Food Preparation | Natural Gas | Steamer | E9 | RVT BC Ratio | 0 | 0 | 0 | 0 | 0 | 0 | 0 | 0 | 0 | 0 | 0 | 0 | 0 | 0 | 0 | 0 | 0 | 0 | 0 | 0 | 0 | 0 | 0 | 0 | 0 | 0 | 0 | 0 | 0 | 0 | 0 | 0 | 0
F4_Commercial_College_Existing_Food Preparation_Natural Gas_Steamer_E10 | F4 | Commercial | College | Existing | Food Preparation | Natural Gas | Steamer | E10 | RVT BC Ratio | 0 | 0 | 0 | 0 | 0 | 0 | 0 | 0 | 0 | 0 | 0 | 0 | 0 | 0 | 0 | 0 | 0 | 0 | 0 | 0 | 0 | 0 | 0 | 0 | 0 | 0 | 0 | 0 | 0 | 0 | 0 | 0 | 0
F5_Commercial_College_Existing_Food Preparation_Natural Gas_Steamer_E1 | F5 | Commercial | College | Existing | Food Preparation | Natural Gas | Steamer | E1 | RIM BC Ratio | 1 | 1 | 1 | 0 | 0 | 0 | 0 | 0 | 0 | 0 | 0 | 0 | 0 | 0 | 0 | 0 | 0 | 0 | 0 | 0 | 0 | 0 | 0 | 0 | 0 | 0 | 0 | 0 | 0 | 0 | 0 | 0 | 0
F5_Commercial_College_Existing_Food Preparation_Natural Gas_Steamer_E2 | F5 | Commercial | College | Existing | Food Preparation | Natural Gas | Steamer | E2 | RIM BC Ratio | 0.7119 | 0.71266 | 0.71351 | 1 | 1 | 1 | 1 | 1 | 1 | 1 | 1 | 1 | 1 | 1 | 1 | 1 | 1 | 1 | 1 | 1 | 1 | 1 | 1 | 1 | 1 | 1 | 1 | 1 | 1 | 1 | 1 | 1 | 1
F5_Commercial_College_Existing_Food Preparation_Natural Gas_Steamer_E3 | F5 | Commercial | College | Existing | Food Preparation | Natural Gas | Steamer | E3 | RIM BC Ratio | 0 | 0 | 0 | 0 | 0 | 0 | 0 | 0 | 0 | 0 | 0 | 0 | 0 | 0 | 0 | 0 | 0 | 0 | 0 | 0 | 0 | 0 | 0 | 0 | 0 | 0 | 0 | 0 | 0 | 0 | 0 | 0 | 0
F5_Commercial_College_Existing_Food Preparation_Natural Gas_Steamer_E4 | F5 | Commercial | College | Existing | Food Preparation | Natural Gas | Steamer | E4 | RIM BC Ratio | 0 | 0 | 0 | 0 | 0 | 0 | 0 | 0 | 0 | 0 | 0 | 0 | 0 | 0 | 0 | 0 | 0 | 0 | 0 | 0 | 0 | 0 | 0 | 0 | 0 | 0 | 0 | 0 | 0 | 0 | 0 | 0 | 0
F5_Commercial_College_Existing_Food Preparation_Natural Gas_Steamer_E5 | F5 | Commercial | College | Existing | Food Preparation | Natural Gas | Steamer | E5 | RIM BC Ratio | 0 | 0 | 0 | 0 | 0 | 0 | 0 | 0 | 0 | 0 | 0 | 0 | 0 | 0 | 0 | 0 | 0 | 0 | 0 | 0 | 0 | 0 | 0 | 0 | 0 | 0 | 0 | 0 | 0 | 0 | 0 | 0 | 0
F5_Commercial_College_Existing_Food Preparation_Natural Gas_Steamer_E6 | F5 | Commercial | College | Existing | Food Preparation | Natural Gas | Steamer | E6 | RIM BC Ratio | 0 | 0 | 0 | 0 | 0 | 0 | 0 | 0 | 0 | 0 | 0 | 0 | 0 | 0 | 0 | 0 | 0 | 0 | 0 | 0 | 0 | 0 | 0 | 0 | 0 | 0 | 0 | 0 | 0 | 0 | 0 | 0 | 0
F5_Commercial_College_Existing_Food Preparation_Natural Gas_Steamer_E7 | F5 | Commercial | College | Existing | Food Preparation | Natural Gas | Steamer | E7 | RIM BC Ratio | 0 | 0 | 0 | 0 | 0 | 0 | 0 | 0 | 0 | 0 | 0 | 0 | 0 | 0 | 0 | 0 | 0 | 0 | 0 | 0 | 0 | 0 | 0 | 0 | 0 | 0 | 0 | 0 | 0 | 0 | 0 | 0 | 0
F5_Commercial_College_Existing_Food Preparation_Natural Gas_Steamer_E8 | F5 | Commercial | College | Existing | Food Preparation | Natural Gas | Steamer | E8 | RIM BC Ratio | 0 | 0 | 0 | 0 | 0 | 0 | 0 | 0 | 0 | 0 | 0 | 0 | 0 | 0 | 0 | 0 | 0 | 0 | 0 | 0 | 0 | 0 | 0 | 0 | 0 | 0 | 0 | 0 | 0 | 0 | 0 | 0 | 0
F5_Commercial_College_Existing_Food Preparation_Natural Gas_Steamer_E9 | F5 | Commercial | College | Existing | Food Preparation | Natural Gas | Steamer | E9 | RIM BC Ratio | 0 | 0 | 0 | 0 | 0 | 0 | 0 | 0 | 0 | 0 | 0 | 0 | 0 | 0 | 0 | 0 | 0 | 0 | 0 | 0 | 0 | 0 | 0 | 0 | 0 | 0 | 0 | 0 | 0 | 0 | 0 | 0 | 0
F5_Commercial_College_Existing_Food Preparation_Natural Gas_Steamer_E10 | F5 | Commercial | College | Existing | Food Preparation | Natural Gas | Steamer | E10 | RIM BC Ratio | 0 | 0 | 0 | 0 | 0 | 0 | 0 | 0 | 0 | 0 | 0 | 0 | 0 | 0 | 0 | 0 | 0 | 0 | 0 | 0 | 0 | 0 | 0 | 0 | 0 | 0 | 0 | 0 | 0 | 0 | 0 | 0 | 0
F0_Commercial_College_Existing_Food Preparation_Natural Gas_Food Prep Other_E0 | F0 | Commercial | College | Existing | Food Preparation | Natural Gas | Food Prep Other | E0 | Economic Unit | Standard | Standard | Standard | Standard | Standard | Standard | Standard | Standard | Standard | Standard | Standard | Standard | Standard | Standard | Standard | Standard | Standard | Standard | Standard | Standard | Standard | Standard | Standard | Standard | Standard | Standard | Standard | Standard | Standard | Standard | Standard | Standard | Standard
F1_Commercial_College_Existing_Food Preparation_Natural Gas_Food Prep Other_E1 | F1 | Commercial | College | Existing | Food Preparation | Natural Gas | Food Prep Other | E1 | CCE | 0 | 0 | 0 | 0 | 0 | 0 | 0 | 0 | 0 | 0 | 0 | 0 | 0 | 0 | 0 | 0 | 0 | 0 | 0 | 0 | 0 | 0 | 0 | 0 | 0 | 0 | 0 | 0 | 0 | 0 | 0 | 0 | 0
F1_Commercial_College_Existing_Food Preparation_Natural Gas_Food Prep Other_E2 | F1 | Commercial | College | Existing | Food Preparation | Natural Gas | Food Prep Other | E2 | CCE | #DIV/0! | #DIV/0! | #DIV/0! | #DIV/0! | #DIV/0! | #DIV/0! | #DIV/0! | #DIV/0! | #DIV/0! | #DIV/0! | #DIV/0! | #DIV/0! | #DIV/0! | #DIV/0! | #DIV/0! | #DIV/0! | #DIV/0! | #DIV/0! | #DIV/0! | #DIV/0! | #DIV/0! | #DIV/0! | #DIV/0! | #DIV/0! | #DIV/0! | #DIV/0! | #DIV/0! | #DIV/0! | #DIV/0! | #DIV/0! | #DIV/0! | #DIV/0! | #DIV/0!
F1_Commercial_College_Existing_Food Preparation_Natural Gas_Food Prep Other_E3 | F1 | Commercial | College | Existing | Food Preparation | Natural Gas | Food Prep Other | E3 | CCE | 0 | 0 | 0 | 0 | 0 | 0 | 0 | 0 | 0 | 0 | 0 | 0 | 0 | 0 | 0 | 0 | 0 | 0 | 0 | 0 | 0 | 0 | 0 | 0 | 0 | 0 | 0 | 0 | 0 | 0 | 0 | 0 | 0
F1_Commercial_College_Existing_Food Preparation_Natural Gas_Food Prep Other_E4 | F1 | Commercial | College | Existing | Food Preparation | Natural Gas | Food Prep Other | E4 | CCE | 0 | 0 | 0 | 0 | 0 | 0 | 0 | 0 | 0 | 0 | 0 | 0 | 0 | 0 | 0 | 0 | 0 | 0 | 0 | 0 | 0 | 0 | 0 | 0 | 0 | 0 | 0 | 0 | 0 | 0 | 0 | 0 | 0
F1_Commercial_College_Existing_Food Preparation_Natural Gas_Food Prep Other_E5 | F1 | Commercial | College | Existing | Food Preparation | Natural Gas | Food Prep Other | E5 | CCE | 0 | 0 | 0 | 0 | 0 | 0 | 0 | 0 | 0 | 0 | 0 | 0 | 0 | 0 | 0 | 0 | 0 | 0 | 0 | 0 | 0 | 0 | 0 | 0 | 0 | 0 | 0 | 0 | 0 | 0 | 0 | 0 | 0
F1_Commercial_College_Existing_Food Preparation_Natural Gas_Food Prep Other_E6 | F1 | Commercial | College | Existing | Food Preparation | Natural Gas | Food Prep Other | E6 | CCE | 0 | 0 | 0 | 0 | 0 | 0 | 0 | 0 | 0 | 0 | 0 | 0 | 0 | 0 | 0 | 0 | 0 | 0 | 0 | 0 | 0 | 0 | 0 | 0 | 0 | 0 | 0 | 0 | 0 | 0 | 0 | 0 | 0
F1_Commercial_College_Existing_Food Preparation_Natural Gas_Food Prep Other_E7 | F1 | Commercial | College | Existing | Food Preparation | Natural Gas | Food Prep Other | E7 | CCE | 0 | 0 | 0 | 0 | 0 | 0 | 0 | 0 | 0 | 0 | 0 | 0 | 0 | 0 | 0 | 0 | 0 | 0 | 0 | 0 | 0 | 0 | 0 | 0 | 0 | 0 | 0 | 0 | 0 | 0 | 0 | 0 | 0
F1_Commercial_College_Existing_Food Preparation_Natural Gas_Food Prep Other_E8 | F1 | Commercial | College | Existing | Food Preparation | Natural Gas | Food Prep Other | E8 | CCE | 0 | 0 | 0 | 0 | 0 | 0 | 0 | 0 | 0 | 0 | 0 | 0 | 0 | 0 | 0 | 0 | 0 | 0 | 0 | 0 | 0 | 0 | 0 | 0 | 0 | 0 | 0 | 0 | 0 | 0 | 0 | 0 | 0
F1_Commercial_College_Existing_Food Preparation_Natural Gas_Food Prep Other_E9 | F1 | Commercial | College | Existing | Food Preparation | Natural Gas | Food Prep Other | E9 | CCE | 0 | 0 | 0 | 0 | 0 | 0 | 0 | 0 | 0 | 0 | 0 | 0 | 0 | 0 | 0 | 0 | 0 | 0 | 0 | 0 | 0 | 0 | 0 | 0 | 0 | 0 | 0 | 0 | 0 | 0 | 0 | 0 | 0
F1_Commercial_College_Existing_Food Preparation_Natural Gas_Food Prep Other_E10 | F1 | Commercial | College | Existing | Food Preparation | Natural Gas | Food Prep Other | E10 | CCE | 0 | 0 | 0 | 0 | 0 | 0 | 0 | 0 | 0 | 0 | 0 | 0 | 0 | 0 | 0 | 0 | 0 | 0 | 0 | 0 | 0 | 0 | 0 | 0 | 0 | 0 | 0 | 0 | 0 | 0 | 0 | 0 | 0
F2_Commercial_College_Existing_Food Preparation_Natural Gas_Food Prep Other_E1 | F2 | Commercial | College | Existing | Food Preparation | Natural Gas | Food Prep Other | E1 | TRC BC Ratio | bar: 2019 to 2051
F2_Commercial_College_Existing_Food Preparation_Natural Gas_Food Prep Other_E2 | F2 | Commercial | College | Existing | Food Preparation | Natural Gas | Food Prep Other | E2 | TRC BC Ratio | 0 | 0 | 0 | 0 | 0 | 0 | 0 | 0 | 0 | 0 | 0 | 0 | 0 | 0 | 0 | 0 | 0 | 0 | 0 | 0 | 0 | 0 | 0 | 0 | 0 | 0 | 0 | 0 | 0 | 0 | 0 | 0 | 0
F2_Commercial_College_Existing_Food Preparation_Natural Gas_Food Prep Other_E3 | F2 | Commercial | College | Existing | Food Preparation | Natural Gas | Food Prep Other | E3 | TRC BC Ratio | 0 | 0 | 0 | 0 | 0 | 0 | 0 | 0 | 0 | 0 | 0 | 0 | 0 | 0 | 0 | 0 | 0 | 0 | 0 | 0 | 0 | 0 | 0 | 0 | 0 | 0 | 0 | 0 | 0 | 0 | 0 | 0 | 0
F2_Commercial_College_Existing_Food Preparation_Natural Gas_Food Prep Other_E4 | F2 | Commercial | College | Existing | Food Preparation | Natural Gas | Food Prep Other | E4 | TRC BC Ratio | 0 | 0 | 0 | 0 | 0 | 0 | 0 | 0 | 0 | 0 | 0 | 0 | 0 | 0 | 0 | 0 | 0 | 0 | 0 | 0 | 0 | 0 | 0 | 0 | 0 | 0 | 0 | 0 | 0 | 0 | 0 | 0 | 0
F2_Commercial_College_Existing_Food Preparation_Natural Gas_Food Prep Other_E5 | F2 | Commercial | College | Existing | Food Preparation | Natural Gas | Food Prep Other | E5 | TRC BC Ratio | 0 | 0 | 0 | 0 | 0 | 0 | 0 | 0 | 0 | 0 | 0 | 0 | 0 | 0 | 0 | 0 | 0 | 0 | 0 | 0 | 0 | 0 | 0 | 0 | 0 | 0 | 0 | 0 | 0 | 0 | 0 | 0 | 0
F2_Commercial_College_Existing_Food Preparation_Natural Gas_Food Prep Other_E6 | F2 | Commercial | College | Existing | Food Preparation | Natural Gas | Food Prep Other | E6 | TRC BC Ratio | 0 | 0 | 0 | 0 | 0 | 0 | 0 | 0 | 0 | 0 | 0 | 0 | 0 | 0 | 0 | 0 | 0 | 0 | 0 | 0 | 0 | 0 | 0 | 0 | 0 | 0 | 0 | 0 | 0 | 0 | 0 | 0 | 0
F2_Commercial_College_Existing_Food Preparation_Natural Gas_Food Prep Other_E7 | F2 | Commercial | College | Existing | Food Preparation | Natural Gas | Food Prep Other | E7 | TRC BC Ratio | 0 | 0 | 0 | 0 | 0 | 0 | 0 | 0 | 0 | 0 | 0 | 0 | 0 | 0 | 0 | 0 | 0 | 0 | 0 | 0 | 0 | 0 | 0 | 0 | 0 | 0 | 0 | 0 | 0 | 0 | 0 | 0 | 0
F2_Commercial_College_Existing_Food Preparation_Natural Gas_Food Prep Other_E8 | F2 | Commercial | College | Existing | Food Preparation | Natural Gas | Food Prep Other | E8 | TRC BC Ratio | 0 | 0 | 0 | 0 | 0 | 0 | 0 | 0 | 0 | 0 | 0 | 0 | 0 | 0 | 0 | 0 | 0 | 0 | 0 | 0 | 0 | 0 | 0 | 0 | 0 | 0 | 0 | 0 | 0 | 0 | 0 | 0 | 0
F2_Commercial_College_Existing_Food Preparation_Natural Gas_Food Prep Other_E9 | F2 | Commercial | College | Existing | Food Preparation | Natural Gas | Food Prep Other | E9 | TRC BC Ratio | 0 | 0 | 0 | 0 | 0 | 0 | 0 | 0 | 0 | 0 | 0 | 0 | 0 | 0 | 0 | 0 | 0 | 0 | 0 | 0 | 0 | 0 | 0 | 0 | 0 | 0 | 0 | 0 | 0 | 0 | 0 | 0 | 0
F2_Commercial_College_Existing_Food Preparation_Natural Gas_Food Prep Other_E10 | F2 | Commercial | College | Existing | Food Preparation | Natural Gas | Food Prep Other | E10 | TRC BC Ratio | 0 | 0 | 0 | 0 | 0 | 0 | 0 | 0 | 0 | 0 | 0 | 0 | 0 | 0 | 0 | 0 | 0 | 0 | 0 | 0 | 0 | 0 | 0 | 0 | 0 | 0 | 0 | 0 | 0 | 0 | 0 | 0 | 0
F3_Commercial_College_Existing_Food Preparation_Natural Gas_Food Prep Other_E1 | F3 | Commercial | College | Existing | Food Preparation | Natural Gas | Food Prep Other | E1 | PACT BC Ratio | bar: 2019 to 2051
F3_Commercial_College_Existing_Food Preparation_Natural Gas_Food Prep Other_E2 | F3 | Commercial | College | Existing | Food Preparation | Natural Gas | Food Prep Other | E2 | PACT BC Ratio | 0 | 0 | 0 | 0 | 0 | 0 | 0 | 0 | 0 | 0 | 0 | 0 | 0 | 0 | 0 | 0 | 0 | 0 | 0 | 0 | 0 | 0 | 0 | 0 | 0 | 0 | 0 | 0 | 0 | 0 | 0 | 0 | 0
F3_Commercial_College_Existing_Food Preparation_Natural Gas_Food Prep Other_E3 | F3 | Commercial | College | Existing | Food Preparation | Natural Gas | Food Prep Other | E3 | PACT BC Ratio | 0 | 0 | 0 | 0 | 0 | 0 | 0 | 0 | 0 | 0 | 0 | 0 | 0 | 0 | 0 | 0 | 0 | 0 | 0 | 0 | 0 | 0 | 0 | 0 | 0 | 0 | 0 | 0 | 0 | 0 | 0 | 0 | 0
F3_Commercial_College_Existing_Food Preparation_Natural Gas_Food Prep Other_E4 | F3 | Commercial | College | Existing | Food Preparation | Natural Gas | Food Prep Other | E4 | PACT BC Ratio | 0 | 0 | 0 | 0 | 0 | 0 | 0 | 0 | 0 | 0 | 0 | 0 | 0 | 0 | 0 | 0 | 0 | 0 | 0 | 0 | 0 | 0 | 0 | 0 | 0 | 0 | 0 | 0 | 0 | 0 | 0 | 0 | 0
F3_Commercial_College_Existing_Food Preparation_Natural Gas_Food Prep Other_E5 | F3 | Commercial | College | Existing | Food Preparation | Natural Gas | Food Prep Other | E5 | PACT BC Ratio | 0 | 0 | 0 | 0 | 0 | 0 | 0 | 0 | 0 | 0 | 0 | 0 | 0 | 0 | 0 | 0 | 0 | 0 | 0 | 0 | 0 | 0 | 0 | 0 | 0 | 0 | 0 | 0 | 0 | 0 | 0 | 0 | 0
F3_Commercial_College_Existing_Food Preparation_Natural Gas_Food Prep Other_E6 | F3 | Commercial | College | Existing | Food Preparation | Natural Gas | Food Prep Other | E6 | PACT BC Ratio | 0 | 0 | 0 | 0 | 0 | 0 | 0 | 0 | 0 | 0 | 0 | 0 | 0 | 0 | 0 | 0 | 0 | 0 | 0 | 0 | 0 | 0 | 0 | 0 | 0 | 0 | 0 | 0 | 0 | 0 | 0 | 0 | 0
F3_Commercial_College_Existing_Food Preparation_Natural Gas_Food Prep Other_E7 | F3 | Commercial | College | Existing | Food Preparation | Natural Gas | Food Prep Other | E7 | PACT BC Ratio | 0 | 0 | 0 | 0 | 0 | 0 | 0 | 0 | 0 | 0 | 0 | 0 | 0 | 0 | 0 | 0 | 0 | 0 | 0 | 0 | 0 | 0 | 0 | 0 | 0 | 0 | 0 | 0 | 0 | 0 | 0 | 0 | 0
F3_Commercial_College_Existing_Food Preparation_Natural Gas_Food Prep Other_E8 | F3 | Commercial | College | Existing | Food Preparation | Natural Gas | Food Prep Other | E8 | PACT BC Ratio | 0 | 0 | 0 | 0 | 0 | 0 | 0 | 0 | 0 | 0 | 0 | 0 | 0 | 0 | 0 | 0 | 0 | 0 | 0 | 0 | 0 | 0 | 0 | 0 | 0 | 0 | 0 | 0 | 0 | 0 | 0 | 0 | 0
F3_Commercial_College_Existing_Food Preparation_Natural Gas_Food Prep Other_E9 | F3 | Commercial | College | Existing | Food Preparation | Natural Gas | Food Prep Other | E9 | PACT BC Ratio | 0 | 0 | 0 | 0 | 0 | 0 | 0 | 0 | 0 | 0 | 0 | 0 | 0 | 0 | 0 | 0 | 0 | 0 | 0 | 0 | 0 | 0 | 0 | 0 | 0 | 0 | 0 | 0 | 0 | 0 | 0 | 0 | 0
F3_Commercial_College_Existing_Food Preparation_Natural Gas_Food Prep Other_E10 | F3 | Commercial | College | Existing | Food Preparation | Natural Gas | Food Prep Other | E10 | PACT BC Ratio | 0 | 0 | 0 | 0 | 0 | 0 | 0 | 0 | 0 | 0 | 0 | 0 | 0 | 0 | 0 | 0 | 0 | 0 | 0 | 0 | 0 | 0 | 0 | 0 | 0 | 0 | 0 | 0 | 0 | 0 | 0 | 0 | 0
F4_Commercial_College_Existing_Food Preparation_Natural Gas_Food Prep Other_E1 | F4 | Commercial | College | Existing | Food Preparation | Natural Gas | Food Prep Other | E1 | RVT BC Ratio | bar: 2019 to 2051
F4_Commercial_College_Existing_Food Preparation_Natural Gas_Food Prep Other_E2 | F4 | Commercial | College | Existing | Food Preparation | Natural Gas | Food Prep Other | E2 | RVT BC Ratio | 0.7 | 0.7 | 0.7 | 0.7 | 0.7 | 0.7 | 0.7 | 0.7 | 0.7 | 0.7 | 0.7 | 0.7 | 0.7 | 0.7 | 0.7 | 0.7 | 0.7 | 0.7 | 0.7 | 0.7 | 0.7 | 0.7 | 0.7 | 0.7 | 0.7 | 0.7 | 0.7 | 0.7 | 0.7 | 0.7 | 0.7 | 0.7 | 0.7
F4_Commercial_College_Existing_Food Preparation_Natural Gas_Food Prep Other_E3 | F4 | Commercial | College | Existing | Food Preparation | Natural Gas | Food Prep Other | E3 | RVT BC Ratio | 0 | 0 | 0 | 0 | 0 | 0 | 0 | 0 | 0 | 0 | 0 | 0 | 0 | 0 | 0 | 0 | 0 | 0 | 0 | 0 | 0 | 0 | 0 | 0 | 0 | 0 | 0 | 0 | 0 | 0 | 0 | 0 | 0
F4_Commercial_College_Existing_Food Preparation_Natural Gas_Food Prep Other_E4 | F4 | Commercial | College | Existing | Food Preparation | Natural Gas | Food Prep Other | E4 | RVT BC Ratio | 0 | 0 | 0 | 0 | 0 | 0 | 0 | 0 | 0 | 0 | 0 | 0 | 0 | 0 | 0 | 0 | 0 | 0 | 0 | 0 | 0 | 0 | 0 | 0 | 0 | 0 | 0 | 0 | 0 | 0 | 0 | 0 | 0
F4_Commercial_College_Existing_Food Preparation_Natural Gas_Food Prep Other_E5 | F4 | Commercial | College | Existing | Food Preparation | Natural Gas | Food Prep Other | E5 | RVT BC Ratio | 0 | 0 | 0 | 0 | 0 | 0 | 0 | 0 | 0 | 0 | 0 | 0 | 0 | 0 | 0 | 0 | 0 | 0 | 0 | 0 | 0 | 0 | 0 | 0 | 0 | 0 | 0 | 0 | 0 | 0 | 0 | 0 | 0
F4_Commercial_College_Existing_Food Preparation_Natural Gas_Food Prep Other_E6 | F4 | Commercial | College | Existing | Food Preparation | Natural Gas | Food Prep Other | E6 | RVT BC Ratio | 0 | 0 | 0 | 0 | 0 | 0 | 0 | 0 | 0 | 0 | 0 | 0 | 0 | 0 | 0 | 0 | 0 | 0 | 0 | 0 | 0 | 0 | 0 | 0 | 0 | 0 | 0 | 0 | 0 | 0 | 0 | 0 | 0
F4_Commercial_College_Existing_Food Preparation_Natural Gas_Food Prep Other_E7 | F4 | Commercial | College | Existing | Food Preparation | Natural Gas | Food Prep Other | E7 | RVT BC Ratio | 0 | 0 | 0 | 0 | 0 | 0 | 0 | 0 | 0 | 0 | 0 | 0 | 0 | 0 | 0 | 0 | 0 | 0 | 0 | 0 | 0 | 0 | 0 | 0 | 0 | 0 | 0 | 0 | 0 | 0 | 0 | 0 | 0
F4_Commercial_College_Existing_Food Preparation_Natural Gas_Food Prep Other_E8 | F4 | Commercial | College | Existing | Food Preparation | Natural Gas | Food Prep Other | E8 | RVT BC Ratio | 0 | 0 | 0 | 0 | 0 | 0 | 0 | 0 | 0 | 0 | 0 | 0 | 0 | 0 | 0 | 0 | 0 | 0 | 0 | 0 | 0 | 0 | 0 | 0 | 0 | 0 | 0 | 0 | 0 | 0 | 0 | 0 | 0
F4_Commercial_College_Existing_Food Preparation_Natural Gas_Food Prep Other_E9 | F4 | Commercial | College | Existing | Food Preparation | Natural Gas | Food Prep Other | E9 | RVT BC Ratio | 0 | 0 | 0 | 0 | 0 | 0 | 0 | 0 | 0 | 0 | 0 | 0 | 0 | 0 | 0 | 0 | 0 | 0 | 0 | 0 | 0 | 0 | 0 | 0 | 0 | 0 | 0 | 0 | 0 | 0 | 0 | 0 | 0
F4_Commercial_College_Existing_Food Preparation_Natural Gas_Food Prep Other_E10 | F4 | Commercial | College | Existing | Food Preparation | Natural Gas | Food Prep Other | E10 | RVT BC Ratio | 0 | 0 | 0 | 0 | 0 | 0 | 0 | 0 | 0 | 0 | 0 | 0 | 0 | 0 | 0 | 0 | 0 | 0 | 0 | 0 | 0 | 0 | 0 | 0 | 0 | 0 | 0 | 0 | 0 | 0 | 0 | 0 | 0
F5_Commercial_College_Existing_Food Preparation_Natural Gas_Food Prep Other_E1 | F5 | Commercial | College | Existing | Food Preparation | Natural Gas | Food Prep Other | E1 | RIM BC Ratio | bar: 2019 to 2051
F5_Commercial_College_Existing_Food Preparation_Natural Gas_Food Prep Other_E2 | F5 | Commercial | College | Existing | Food Preparation | Natural Gas | Food Prep Other | E2 | RIM BC Ratio | 0 | 0 | 0 | 0 | 0 | 0 | 0 | 0 | 0 | 0 | 0 | 0 | 0 | 0 | 0 | 0 | 0 | 0 | 0 | 0 | 0 | 0 | 0 | 0 | 0 | 0 | 0 | 0 | 0 | 0 | 0 | 0 | 0
F5_Commercial_College_Existing_Food Preparation_Natural Gas_Food Prep Other_E3 | F5 | Commercial | College | Existing | Food Preparation | Natural Gas | Food Prep Other | E3 | RIM BC Ratio | 0 | 0 | 0 | 0 | 0 | 0 | 0 | 0 | 0 | 0 | 0 | 0 | 0 | 0 | 0 | 0 | 0 | 0 | 0 | 0 | 0 | 0 | 0 | 0 | 0 | 0 | 0 | 0 | 0 | 0 | 0 | 0 | 0
F5_Commercial_College_Existing_Food Preparation_Natural Gas_Food Prep Other_E4 | F5 | Commercial | College | Existing | Food Preparation | Natural Gas | Food Prep Other | E4 | RIM BC Ratio | 0 | 0 | 0 | 0 | 0 | 0 | 0 | 0 | 0 | 0 | 0 | 0 | 0 | 0 | 0 | 0 | 0 | 0 | 0 | 0 | 0 | 0 | 0 | 0 | 0 | 0 | 0 | 0 | 0 | 0 | 0 | 0 | 0
F5_Commercial_College_Existing_Food Preparation_Natural Gas_Food Prep Other_E5 | F5 | Commercial | College | Existing | Food Preparation | Natural Gas | Food Prep Other | E5 | RIM BC Ratio | 0 | 0 | 0 | 0 | 0 | 0 | 0 | 0 | 0 | 0 | 0 | 0 | 0 | 0 | 0 | 0 | 0 | 0 | 0 | 0 | 0 | 0 | 0 | 0 | 0 | 0 | 0 | 0 | 0 | 0 | 0 | 0 | 0
F5_Commercial_College_Existing_Food Preparation_Natural Gas_Food Prep Other_E6 | F5 | Commercial | College | Existing | Food Preparation | Natural Gas | Food Prep Other | E6 | RIM BC Ratio | 0 | 0 | 0 | 0 | 0 | 0 | 0 | 0 | 0 | 0 | 0 | 0 | 0 | 0 | 0 | 0 | 0 | 0 | 0 | 0 | 0 | 0 | 0 | 0 | 0 | 0 | 0 | 0 | 0 | 0 | 0 | 0 | 0
F5_Commercial_College_Existing_Food Preparation_Natural Gas_Food Prep Other_E7 | F5 | Commercial | College | Existing | Food Preparation | Natural Gas | Food Prep Other | E7 | RIM BC Ratio | 0 | 0 | 0 | 0 | 0 | 0 | 0 | 0 | 0 | 0 | 0 | 0 | 0 | 0 | 0 | 0 | 0 | 0 | 0 | 0 | 0 | 0 | 0 | 0 | 0 | 0 | 0 | 0 | 0 | 0 | 0 | 0 | 0
F5_Commercial_College_Existing_Food Preparation_Natural Gas_Food Prep Other_E8 | F5 | Commercial | College | Existing | Food Preparation | Natural Gas | Food Prep Other | E8 | RIM BC Ratio | 0 | 0 | 0 | 0 | 0 | 0 | 0 | 0 | 0 | 0 | 0 | 0 | 0 | 0 | 0 | 0 | 0 | 0 | 0 | 0 | 0 | 0 | 0 | 0 | 0 | 0 | 0 | 0 | 0 | 0 | 0 | 0 | 0
F5_Commercial_College_Existing_Food Preparation_Natural Gas_Food Prep Other_E9 | F5 | Commercial | College | Existing | Food Preparation | Natural Gas | Food Prep Other | E9 | RIM BC Ratio | 0 | 0 | 0 | 0 | 0 | 0 | 0 | 0 | 0 | 0 | 0 | 0 | 0 | 0 | 0 | 0 | 0 | 0 | 0 | 0 | 0 | 0 | 0 | 0 | 0 | 0 | 0 | 0 | 0 | 0 | 0 | 0 | 0
F5_Commercial_College_Existing_Food Preparation_Natural Gas_Food Prep Other_E10 | F5 | Commercial | College | Existing | Food Preparation | Natural Gas | Food Prep Other | E10 | RIM BC Ratio | 0 | 0 | 0 | 0 | 0 | 0 | 0 | 0 | 0 | 0 | 0 | 0 | 0 | 0 | 0 | 0 | 0 | 0 | 0 | 0 | 0 | 0 | 0 | 0 | 0 | 0 | 0 | 0 | 0 | 0 | 0 | 0 | 0
F0_Commercial_College_Existing_Miscellaneous_Natural Gas_Pool Heater_E0 | F0 | Commercial | College | Existing | Miscellaneous | Natural Gas | Pool Heater | E0 | Economic Unit | Standard (EF .78) | Standard (EF .78) | Standard (EF .78) | Standard (EF .78) | Standard (EF .78) | Standard (EF .78) | Standard (EF .78) | Standard (EF .78) | Standard (EF .78) | Standard (EF .78) | Standard (EF .78) | Standard (EF .78) | Standard (EF .78) | Standard (EF .78) | Standard (EF .78) | Standard (EF .78) | Standard (EF .78) | Standard (EF .78) | Standard (EF .78) | Standard (EF .78) | Standard (EF .78) | Standard (EF .78) | Standard (EF .78) | Standard (EF .78) | Standard (EF .78) | Standard (EF .78) | Standard (EF .78) | Standard (EF .78) | Standard (EF .78) | Standard (EF .78) | Standard (EF .78) | Standard (EF .78) | Standard (EF .78)
F1_Commercial_College_Existing_Miscellaneous_Natural Gas_Pool Heater_E1 | F1 | Commercial | College | Existing | Miscellaneous | Natural Gas | Pool Heater | E1 | CCE | 0 | 0 | 0 | 0 | 0 | 0 | 0 | 0 | 0 | 0 | 0 | 0 | 0 | 0 | 0 | 0 | 0 | 0 | 0 | 0 | 0 | 0 | 0 | 0 | 0 | 0 | 0 | 0 | 0 | 0 | 0 | 0 | 0
F1_Commercial_College_Existing_Miscellaneous_Natural Gas_Pool Heater_E2 | F1 | Commercial | College | Existing | Miscellaneous | Natural Gas | Pool Heater | E2 | CCE | 1.2838 | 1.2838 | 1.2838 | 1.2838 | 1.2838 | 1.2838 | 1.2838 | 1.2838 | 1.2838 | 1.2838 | 1.2838 | 1.2838 | 1.2838 | 1.2838 | 1.2838 | 1.2838 | 1.2838 | 1.2838 | 1.2838 | 1.2838 | 1.2838 | 1.2838 | 1.2838 | 1.2838 | 1.2838 | 1.2838 | 1.2838 | 1.2838 | 1.2838 | 1.2838 | 1.2838 | 1.2838 | 1.2838
F1_Commercial_College_Existing_Miscellaneous_Natural Gas_Pool Heater_E3 | F1 | Commercial | College | Existing | Miscellaneous | Natural Gas | Pool Heater | E3 | CCE | 0 | 0 | 0 | 0 | 0 | 0 | 0 | 0 | 0 | 0 | 0 | 0 | 0 | 0 | 0 | 0 | 0 | 0 | 0 | 0 | 0 | 0 | 0 | 0 | 0 | 0 | 0 | 0 | 0 | 0 | 0 | 0 | 0
F1_Commercial_College_Existing_Miscellaneous_Natural Gas_Pool Heater_E4 | F1 | Commercial | College | Existing | Miscellaneous | Natural Gas | Pool Heater | E4 | CCE | 0 | 0 | 0 | 0 | 0 | 0 | 0 | 0 | 0 | 0 | 0 | 0 | 0 | 0 | 0 | 0 | 0 | 0 | 0 | 0 | 0 | 0 | 0 | 0 | 0 | 0 | 0 | 0 | 0 | 0 | 0 | 0 | 0
F1_Commercial_College_Existing_Miscellaneous_Natural Gas_Pool Heater_E5 | F1 | Commercial | College | Existing | Miscellaneous | Natural Gas | Pool Heater | E5 | CCE | 0 | 0 | 0 | 0 | 0 | 0 | 0 | 0 | 0 | 0 | 0 | 0 | 0 | 0 | 0 | 0 | 0 | 0 | 0 | 0 | 0 | 0 | 0 | 0 | 0 | 0 | 0 | 0 | 0 | 0 | 0 | 0 | 0
F1_Commercial_College_Existing_Miscellaneous_Natural Gas_Pool Heater_E6 | F1 | Commercial | College | Existing | Miscellaneous | Natural Gas | Pool Heater | E6 | CCE | 0 | 0 | 0 | 0 | 0 | 0 | 0 | 0 | 0 | 0 | 0 | 0 | 0 | 0 | 0 | 0 | 0 | 0 | 0 | 0 | 0 | 0 | 0 | 0 | 0 | 0 | 0 | 0 | 0 | 0 | 0 | 0 | 0
F1_Commercial_College_Existing_Miscellaneous_Natural Gas_Pool Heater_E7 | F1 | Commercial | College | Existing | Miscellaneous | Natural Gas | Pool Heater | E7 | CCE | 0 | 0 | 0 | 0 | 0 | 0 | 0 | 0 | 0 | 0 | 0 | 0 | 0 | 0 | 0 | 0 | 0 | 0 | 0 | 0 | 0 | 0 | 0 | 0 | 0 | 0 | 0 | 0 | 0 | 0 | 0 | 0 | 0
F1_Commercial_College_Existing_Miscellaneous_Natural Gas_Pool Heater_E8 | F1 | Commercial | College | Existing | Miscellaneous | Natural Gas | Pool Heater | E8 | CCE | 0 | 0 | 0 | 0 | 0 | 0 | 0 | 0 | 0 | 0 | 0 | 0 | 0 | 0 | 0 | 0 | 0 | 0 | 0 | 0 | 0 | 0 | 0 | 0 | 0 | 0 | 0 | 0 | 0 | 0 | 0 | 0 | 0
F1_Commercial_College_Existing_Miscellaneous_Natural Gas_Pool Heater_E9 | F1 | Commercial | College | Existing | Miscellaneous | Natural Gas | Pool Heater | E9 | CCE | 0 | 0 | 0 | 0 | 0 | 0 | 0 | 0 | 0 | 0 | 0 | 0 | 0 | 0 | 0 | 0 | 0 | 0 | 0 | 0 | 0 | 0 | 0 | 0 | 0 | 0 | 0 | 0 | 0 | 0 | 0 | 0 | 0
F1_Commercial_College_Existing_Miscellaneous_Natural Gas_Pool Heater_E10 | F1 | Commercial | College | Existing | Miscellaneous | Natural Gas | Pool Heater | E10 | CCE | 0 | 0 | 0 | 0 | 0 | 0 | 0 | 0 | 0 | 0 | 0 | 0 | 0 | 0 | 0 | 0 | 0 | 0 | 0 | 0 | 0 | 0 | 0 | 0 | 0 | 0 | 0 | 0 | 0 | 0 | 0 | 0 | 0
F2_Commercial_College_Existing_Miscellaneous_Natural Gas_Pool Heater_E1 | F2 | Commercial | College | Existing | Miscellaneous | Natural Gas | Pool Heater | E1 | TRC BC Ratio | bar: 2019 to 2051
F2_Commercial_College_Existing_Miscellaneous_Natural Gas_Pool Heater_E2 | F2 | Commercial | College | Existing | Miscellaneous | Natural Gas | Pool Heater | E2 | TRC BC Ratio | 0 | 0 | 0 | 0 | 0 | 0 | 0 | 0 | 0 | 0 | 0 | 0 | 0 | 0 | 0 | 0 | 0 | 0 | 0 | 0 | 0 | 0 | 0 | 0 | 0 | 0 | 0 | 0 | 0 | 0 | 0 | 0 | 0
F2_Commercial_College_Existing_Miscellaneous_Natural Gas_Pool Heater_E3 | F2 | Commercial | College | Existing | Miscellaneous | Natural Gas | Pool Heater | E3 | TRC BC Ratio | 0 | 0 | 0 | 0 | 0 | 0 | 0 | 0 | 0 | 0 | 0 | 0 | 0 | 0 | 0 | 0 | 0 | 0 | 0 | 0 | 0 | 0 | 0 | 0 | 0 | 0 | 0 | 0 | 0 | 0 | 0 | 0 | 0
F2_Commercial_College_Existing_Miscellaneous_Natural Gas_Pool Heater_E4 | F2 | Commercial | College | Existing | Miscellaneous | Natural Gas | Pool Heater | E4 | TRC BC Ratio | 0 | 0 | 0 | 0 | 0 | 0 | 0 | 0 | 0 | 0 | 0 | 0 | 0 | 0 | 0 | 0 | 0 | 0 | 0 | 0 | 0 | 0 | 0 | 0 | 0 | 0 | 0 | 0 | 0 | 0 | 0 | 0 | 0
F2_Commercial_College_Existing_Miscellaneous_Natural Gas_Pool Heater_E5 | F2 | Commercial | College | Existing | Miscellaneous | Natural Gas | Pool Heater | E5 | TRC BC Ratio | 0 | 0 | 0 | 0 | 0 | 0 | 0 | 0 | 0 | 0 | 0 | 0 | 0 | 0 | 0 | 0 | 0 | 0 | 0 | 0 | 0 | 0 | 0 | 0 | 0 | 0 | 0 | 0 | 0 | 0 | 0 | 0 | 0
F2_Commercial_College_Existing_Miscellaneous_Natural Gas_Pool Heater_E6 | F2 | Commercial | College | Existing | Miscellaneous | Natural Gas | Pool Heater | E6 | TRC BC Ratio | 0 | 0 | 0 | 0 | 0 | 0 | 0 | 0 | 0 | 0 | 0 | 0 | 0 | 0 | 0 | 0 | 0 | 0 | 0 | 0 | 0 | 0 | 0 | 0 | 0 | 0 | 0 | 0 | 0 | 0 | 0 | 0 | 0
F2_Commercial_College_Existing_Miscellaneous_Natural Gas_Pool Heater_E7 | F2 | Commercial | College | Existing | Miscellaneous | Natural Gas | Pool Heater | E7 | TRC BC Ratio | 0 | 0 | 0 | 0 | 0 | 0 | 0 | 0 | 0 | 0 | 0 | 0 | 0 | 0 | 0 | 0 | 0 | 0 | 0 | 0 | 0 | 0 | 0 | 0 | 0 | 0 | 0 | 0 | 0 | 0 | 0 | 0 | 0
F2_Commercial_College_Existing_Miscellaneous_Natural Gas_Pool Heater_E8 | F2 | Commercial | College | Existing | Miscellaneous | Natural Gas | Pool Heater | E8 | TRC BC Ratio | 0 | 0 | 0 | 0 | 0 | 0 | 0 | 0 | 0 | 0 | 0 | 0 | 0 | 0 | 0 | 0 | 0 | 0 | 0 | 0 | 0 | 0 | 0 | 0 | 0 | 0 | 0 | 0 | 0 | 0 | 0 | 0 | 0
F2_Commercial_College_Existing_Miscellaneous_Natural Gas_Pool Heater_E9 | F2 | Commercial | College | Existing | Miscellaneous | Natural Gas | Pool Heater | E9 | TRC BC Ratio | 0 | 0 | 0 | 0 | 0 | 0 | 0 | 0 | 0 | 0 | 0 | 0 | 0 | 0 | 0 | 0 | 0 | 0 | 0 | 0 | 0 | 0 | 0 | 0 | 0 | 0 | 0 | 0 | 0 | 0 | 0 | 0 | 0
F2_Commercial_College_Existing_Miscellaneous_Natural Gas_Pool Heater_E10 | F2 | Commercial | College | Existing | Miscellaneous | Natural Gas | Pool Heater | E10 | TRC BC Ratio | 0 | 0 | 0 | 0 | 0 | 0 | 0 | 0 | 0 | 0 | 0 | 0 | 0 | 0 | 0 | 0 | 0 | 0 | 0 | 0 | 0 | 0 | 0 | 0 | 0 | 0 | 0 | 0 | 0 | 0 | 0 | 0 | 0
F3_Commercial_College_Existing_Miscellaneous_Natural Gas_Pool Heater_E1 | F3 | Commercial | College | Existing | Miscellaneous | Natural Gas | Pool Heater | E1 | PACT BC Ratio | bar: 2019 to 2051
F3_Commercial_College_Existing_Miscellaneous_Natural Gas_Pool Heater_E2 | F3 | Commercial | College | Existing | Miscellaneous | Natural Gas | Pool Heater | E2 | PACT BC Ratio | 0 | 0 | 0 | 0 | 0 | 0 | 0 | 0 | 0 | 0 | 0 | 0 | 0 | 0 | 0 | 0 | 0 | 0 | 0 | 0 | 0 | 0 | 0 | 0 | 0 | 0 | 0 | 0 | 0 | 0 | 0 | 0 | 0
F3_Commercial_College_Existing_Miscellaneous_Natural Gas_Pool Heater_E3 | F3 | Commercial | College | Existing | Miscellaneous | Natural Gas | Pool Heater | E3 | PACT BC Ratio | 0 | 0 | 0 | 0 | 0 | 0 | 0 | 0 | 0 | 0 | 0 | 0 | 0 | 0 | 0 | 0 | 0 | 0 | 0 | 0 | 0 | 0 | 0 | 0 | 0 | 0 | 0 | 0 | 0 | 0 | 0 | 0 | 0
F3_Commercial_College_Existing_Miscellaneous_Natural Gas_Pool Heater_E4 | F3 | Commercial | College | Existing | Miscellaneous | Natural Gas | Pool Heater | E4 | PACT BC Ratio | 0 | 0 | 0 | 0 | 0 | 0 | 0 | 0 | 0 | 0 | 0 | 0 | 0 | 0 | 0 | 0 | 0 | 0 | 0 | 0 | 0 | 0 | 0 | 0 | 0 | 0 | 0 | 0 | 0 | 0 | 0 | 0 | 0
F3_Commercial_College_Existing_Miscellaneous_Natural Gas_Pool Heater_E5 | F3 | Commercial | College | Existing | Miscellaneous | Natural Gas | Pool Heater | E5 | PACT BC Ratio | 0 | 0 | 0 | 0 | 0 | 0 | 0 | 0 | 0 | 0 | 0 | 0 | 0 | 0 | 0 | 0 | 0 | 0 | 0 | 0 | 0 | 0 | 0 | 0 | 0 | 0 | 0 | 0 | 0 | 0 | 0 | 0 | 0
F3_Commercial_College_Existing_Miscellaneous_Natural Gas_Pool Heater_E6 | F3 | Commercial | College | Existing | Miscellaneous | Natural Gas | Pool Heater | E6 | PACT BC Ratio | 0 | 0 | 0 | 0 | 0 | 0 | 0 | 0 | 0 | 0 | 0 | 0 | 0 | 0 | 0 | 0 | 0 | 0 | 0 | 0 | 0 | 0 | 0 | 0 | 0 | 0 | 0 | 0 | 0 | 0 | 0 | 0 | 0
F3_Commercial_College_Existing_Miscellaneous_Natural Gas_Pool Heater_E7 | F3 | Commercial | College | Existing | Miscellaneous | Natural Gas | Pool Heater | E7 | PACT BC Ratio | 0 | 0 | 0 | 0 | 0 | 0 | 0 | 0 | 0 | 0 | 0 | 0 | 0 | 0 | 0 | 0 | 0 | 0 | 0 | 0 | 0 | 0 | 0 | 0 | 0 | 0 | 0 | 0 | 0 | 0 | 0 | 0 | 0
F3_Commercial_College_Existing_Miscellaneous_Natural Gas_Pool Heater_E8 | F3 | Commercial | College | Existing | Miscellaneous | Natural Gas | Pool Heater | E8 | PACT BC Ratio | 0 | 0 | 0 | 0 | 0 | 0 | 0 | 0 | 0 | 0 | 0 | 0 | 0 | 0 | 0 | 0 | 0 | 0 | 0 | 0 | 0 | 0 | 0 | 0 | 0 | 0 | 0 | 0 | 0 | 0 | 0 | 0 | 0
F3_Commercial_College_Existing_Miscellaneous_Natural Gas_Pool Heater_E9 | F3 | Commercial | College | Existing | Miscellaneous | Natural Gas | Pool Heater | E9 | PACT BC Ratio | 0 | 0 | 0 | 0 | 0 | 0 | 0 | 0 | 0 | 0 | 0 | 0 | 0 | 0 | 0 | 0 | 0 | 0 | 0 | 0 | 0 | 0 | 0 | 0 | 0 | 0 | 0 | 0 | 0 | 0 | 0 | 0 | 0
F3_Commercial_College_Existing_Miscellaneous_Natural Gas_Pool Heater_E10 | F3 | Commercial | College | Existing | Miscellaneous | Natural Gas | Pool Heater | E10 | PACT BC Ratio | 0 | 0 | 0 | 0 | 0 | 0 | 0 | 0 | 0 | 0 | 0 | 0 | 0 | 0 | 0 | 0 | 0 | 0 | 0 | 0 | 0 | 0 | 0 | 0 | 0 | 0 | 0 | 0 | 0 | 0 | 0 | 0 | 0
F4_Commercial_College_Existing_Miscellaneous_Natural Gas_Pool Heater_E1 | F4 | Commercial | College | Existing | Miscellaneous | Natural Gas | Pool Heater | E1 | RVT BC Ratio | bar: 2019 to 2051
F4_Commercial_College_Existing_Miscellaneous_Natural Gas_Pool Heater_E2 | F4 | Commercial | College | Existing | Miscellaneous | Natural Gas | Pool Heater | E2 | RVT BC Ratio | 0.7 | 0.7 | 0.7 | 0.7 | 0.7 | 0.7 | 0.7 | 0.7 | 0.7 | 0.7 | 0.7 | 0.7 | 0.7 | 0.7 | 0.7 | 0.7 | 0.7 | 0.7 | 0.7 | 0.7 | 0.7 | 0.7 | 0.7 | 0.7 | 0.7 | 0.7 | 0.7 | 0.7 | 0.7 | 0.7 | 0.7 | 0.7 | 0.7
F4_Commercial_College_Existing_Miscellaneous_Natural Gas_Pool Heater_E3 | F4 | Commercial | College | Existing | Miscellaneous | Natural Gas | Pool Heater | E3 | RVT BC Ratio | 0 | 0 | 0 | 0 | 0 | 0 | 0 | 0 | 0 | 0 | 0 | 0 | 0 | 0 | 0 | 0 | 0 | 0 | 0 | 0 | 0 | 0 | 0 | 0 | 0 | 0 | 0 | 0 | 0 | 0 | 0 | 0 | 0
F4_Commercial_College_Existing_Miscellaneous_Natural Gas_Pool Heater_E4 | F4 | Commercial | College | Existing | Miscellaneous | Natural Gas | Pool Heater | E4 | RVT BC Ratio | 0 | 0 | 0 | 0 | 0 | 0 | 0 | 0 | 0 | 0 | 0 | 0 | 0 | 0 | 0 | 0 | 0 | 0 | 0 | 0 | 0 | 0 | 0 | 0 | 0 | 0 | 0 | 0 | 0 | 0 | 0 | 0 | 0
F4_Commercial_College_Existing_Miscellaneous_Natural Gas_Pool Heater_E5 | F4 | Commercial | College | Existing | Miscellaneous | Natural Gas | Pool Heater | E5 | RVT BC Ratio | 0 | 0 | 0 | 0 | 0 | 0 | 0 | 0 | 0 | 0 | 0 | 0 | 0 | 0 | 0 | 0 | 0 | 0 | 0 | 0 | 0 | 0 | 0 | 0 | 0 | 0 | 0 | 0 | 0 | 0 | 0 | 0 | 0
F4_Commercial_College_Existing_Miscellaneous_Natural Gas_Pool Heater_E6 | F4 | Commercial | College | Existing | Miscellaneous | Natural Gas | Pool Heater | E6 | RVT BC Ratio | 0 | 0 | 0 | 0 | 0 | 0 | 0 | 0 | 0 | 0 | 0 | 0 | 0 | 0 | 0 | 0 | 0 | 0 | 0 | 0 | 0 | 0 | 0 | 0 | 0 | 0 | 0 | 0 | 0 | 0 | 0 | 0 | 0
F4_Commercial_College_Existing_Miscellaneous_Natural Gas_Pool Heater_E7 | F4 | Commercial | College | Existing | Miscellaneous | Natural Gas | Pool Heater | E7 | RVT BC Ratio | 0 | 0 | 0 | 0 | 0 | 0 | 0 | 0 | 0 | 0 | 0 | 0 | 0 | 0 | 0 | 0 | 0 | 0 | 0 | 0 | 0 | 0 | 0 | 0 | 0 | 0 | 0 | 0 | 0 | 0 | 0 | 0 | 0
F4_Commercial_College_Existing_Miscellaneous_Natural Gas_Pool Heater_E8 | F4 | Commercial | College | Existing | Miscellaneous | Natural Gas | Pool Heater | E8 | RVT BC Ratio | 0 | 0 | 0 | 0 | 0 | 0 | 0 | 0 | 0 | 0 | 0 | 0 | 0 | 0 | 0 | 0 | 0 | 0 | 0 | 0 | 0 | 0 | 0 | 0 | 0 | 0 | 0 | 0 | 0 | 0 | 0 | 0 | 0
F4_Commercial_College_Existing_Miscellaneous_Natural Gas_Pool Heater_E9 | F4 | Commercial | College | Existing | Miscellaneous | Natural Gas | Pool Heater | E9 | RVT BC Ratio | 0 | 0 | 0 | 0 | 0 | 0 | 0 | 0 | 0 | 0 | 0 | 0 | 0 | 0 | 0 | 0 | 0 | 0 | 0 | 0 | 0 | 0 | 0 | 0 | 0 | 0 | 0 | 0 | 0 | 0 | 0 | 0 | 0
F4_Commercial_College_Existing_Miscellaneous_Natural Gas_Pool Heater_E10 | F4 | Commercial | College | Existing | Miscellaneous | Natural Gas | Pool Heater | E10 | RVT BC Ratio | 0 | 0 | 0 | 0 | 0 | 0 | 0 | 0 | 0 | 0 | 0 | 0 | 0 | 0 | 0 | 0 | 0 | 0 | 0 | 0 | 0 | 0 | 0 | 0 | 0 | 0 | 0 | 0 | 0 | 0 | 0 | 0 | 0
F5_Commercial_College_Existing_Miscellaneous_Natural Gas_Pool Heater_E1 | F5 | Commercial | College | Existing | Miscellaneous | Natural Gas | Pool Heater | E1 | RIM BC Ratio | bar: 2019 to 2051
F5_Commercial_College_Existing_Miscellaneous_Natural Gas_Pool Heater_E2 | F5 | Commercial | College | Existing | Miscellaneous | Natural Gas | Pool Heater | E2 | RIM BC Ratio | 0 | 0 | 0 | 0 | 0 | 0 | 0 | 0 | 0 | 0 | 0 | 0 | 0 | 0 | 0 | 0 | 0 | 0 | 0 | 0 | 0 | 0 | 0 | 0 | 0 | 0 | 0 | 0 | 0 | 0 | 0 | 0 | 0
F5_Commercial_College_Existing_Miscellaneous_Natural Gas_Pool Heater_E3 | F5 | Commercial | College | Existing | Miscellaneous | Natural Gas | Pool Heater | E3 | RIM BC Ratio | 0 | 0 | 0 | 0 | 0 | 0 | 0 | 0 | 0 | 0 | 0 | 0 | 0 | 0 | 0 | 0 | 0 | 0 | 0 | 0 | 0 | 0 | 0 | 0 | 0 | 0 | 0 | 0 | 0 | 0 | 0 | 0 | 0
F5_Commercial_College_Existing_Miscellaneous_Natural Gas_Pool Heater_E4 | F5 | Commercial | College | Existing | Miscellaneous | Natural Gas | Pool Heater | E4 | RIM BC Ratio | 0 | 0 | 0 | 0 | 0 | 0 | 0 | 0 | 0 | 0 | 0 | 0 | 0 | 0 | 0 | 0 | 0 | 0 | 0 | 0 | 0 | 0 | 0 | 0 | 0 | 0 | 0 | 0 | 0 | 0 | 0 | 0 | 0
F5_Commercial_College_Existing_Miscellaneous_Natural Gas_Pool Heater_E5 | F5 | Commercial | College | Existing | Miscellaneous | Natural Gas | Pool Heater | E5 | RIM BC Ratio | 0 | 0 | 0 | 0 | 0 | 0 | 0 | 0 | 0 | 0 | 0 | 0 | 0 | 0 | 0 | 0 | 0 | 0 | 0 | 0 | 0 | 0 | 0 | 0 | 0 | 0 | 0 | 0 | 0 | 0 | 0 | 0 | 0
F5_Commercial_College_Existing_Miscellaneous_Natural Gas_Pool Heater_E6 | F5 | Commercial | College | Existing | Miscellaneous | Natural Gas | Pool Heater | E6 | RIM BC Ratio | 0 | 0 | 0 | 0 | 0 | 0 | 0 | 0 | 0 | 0 | 0 | 0 | 0 | 0 | 0 | 0 | 0 | 0 | 0 | 0 | 0 | 0 | 0 | 0 | 0 | 0 | 0 | 0 | 0 | 0 | 0 | 0 | 0
F5_Commercial_College_Existing_Miscellaneous_Natural Gas_Pool Heater_E7 | F5 | Commercial | College | Existing | Miscellaneous | Natural Gas | Pool Heater | E7 | RIM BC Ratio | 0 | 0 | 0 | 0 | 0 | 0 | 0 | 0 | 0 | 0 | 0 | 0 | 0 | 0 | 0 | 0 | 0 | 0 | 0 | 0 | 0 | 0 | 0 | 0 | 0 | 0 | 0 | 0 | 0 | 0 | 0 | 0 | 0
F5_Commercial_College_Existing_Miscellaneous_Natural Gas_Pool Heater_E8 | F5 | Commercial | College | Existing | Miscellaneous | Natural Gas | Pool Heater | E8 | RIM BC Ratio | 0 | 0 | 0 | 0 | 0 | 0 | 0 | 0 | 0 | 0 | 0 | 0 | 0 | 0 | 0 | 0 | 0 | 0 | 0 | 0 | 0 | 0 | 0 | 0 | 0 | 0 | 0 | 0 | 0 | 0 | 0 | 0 | 0
F5_Commercial_College_Existing_Miscellaneous_Natural Gas_Pool Heater_E9 | F5 | Commercial | College | Existing | Miscellaneous | Natural Gas | Pool Heater | E9 | RIM BC Ratio | 0 | 0 | 0 | 0 | 0 | 0 | 0 | 0 | 0 | 0 | 0 | 0 | 0 | 0 | 0 | 0 | 0 | 0 | 0 | 0 | 0 | 0 | 0 | 0 | 0 | 0 | 0 | 0 | 0 | 0 | 0 | 0 | 0
F5_Commercial_College_Existing_Miscellaneous_Natural Gas_Pool Heater_E10 | F5 | Commercial | College | Existing | Miscellaneous | Natural Gas | Pool Heater | E10 | RIM BC Ratio | 0 | 0 | 0 | 0 | 0 | 0 | 0 | 0 | 0 | 0 | 0 | 0 | 0 | 0 | 0 | 0 | 0 | 0 | 0 | 0 | 0 | 0 | 0 | 0 | 0 | 0 | 0 | 0 | 0 | 0 | 0 | 0 | 0
F0_Commercial_College_Existing_Miscellaneous_Natural Gas_Miscellaneous_E0 | F0 | Commercial | College | Existing | Miscellaneous | Natural Gas | Miscellaneous | E0 | Economic Unit | Miscellaneous | Miscellaneous | Miscellaneous | Miscellaneous | Miscellaneous | Miscellaneous | Miscellaneous | Miscellaneous | Miscellaneous | Miscellaneous | Miscellaneous | Miscellaneous | Miscellaneous | Miscellaneous | Miscellaneous | Miscellaneous | Miscellaneous | Miscellaneous | Miscellaneous | Miscellaneous | Miscellaneous | Miscellaneous | Miscellaneous | Miscellaneous | Miscellaneous | Miscellaneous | Miscellaneous | Miscellaneous | Miscellaneous | Miscellaneous | Miscellaneous | Miscellaneous | Miscellaneous
F1_Commercial_College_Existing_Miscellaneous_Natural Gas_Miscellaneous_E1 | F1 | Commercial | College | Existing | Miscellaneous | Natural Gas | Miscellaneous | E1 | CCE | 0 | 0 | 0 | 0 | 0 | 0 | 0 | 0 | 0 | 0 | 0 | 0 | 0 | 0 | 0 | 0 | 0 | 0 | 0 | 0 | 0 | 0 | 0 | 0 | 0 | 0 | 0 | 0 | 0 | 0 | 0 | 0 | 0
F1_Commercial_College_Existing_Miscellaneous_Natural Gas_Miscellaneous_E2 | F1 | Commercial | College | Existing | Miscellaneous | Natural Gas | Miscellaneous | E2 | CCE | 0 | 0 | 0 | 0 | 0 | 0 | 0 | 0 | 0 | 0 | 0 | 0 | 0 | 0 | 0 | 0 | 0 | 0 | 0 | 0 | 0 | 0 | 0 | 0 | 0 | 0 | 0 | 0 | 0 | 0 | 0 | 0 | 0
F1_Commercial_College_Existing_Miscellaneous_Natural Gas_Miscellaneous_E3 | F1 | Commercial | College | Existing | Miscellaneous | Natural Gas | Miscellaneous | E3 | CCE | 0 | 0 | 0 | 0 | 0 | 0 | 0 | 0 | 0 | 0 | 0 | 0 | 0 | 0 | 0 | 0 | 0 | 0 | 0 | 0 | 0 | 0 | 0 | 0 | 0 | 0 | 0 | 0 | 0 | 0 | 0 | 0 | 0
F1_Commercial_College_Existing_Miscellaneous_Natural Gas_Miscellaneous_E4 | F1 | Commercial | College | Existing | Miscellaneous | Natural Gas | Miscellaneous | E4 | CCE | 0 | 0 | 0 | 0 | 0 | 0 | 0 | 0 | 0 | 0 | 0 | 0 | 0 | 0 | 0 | 0 | 0 | 0 | 0 | 0 | 0 | 0 | 0 | 0 | 0 | 0 | 0 | 0 | 0 | 0 | 0 | 0 | 0
F1_Commercial_College_Existing_Miscellaneous_Natural Gas_Miscellaneous_E5 | F1 | Commercial | College | Existing | Miscellaneous | Natural Gas | Miscellaneous | E5 | CCE | 0 | 0 | 0 | 0 | 0 | 0 | 0 | 0 | 0 | 0 | 0 | 0 | 0 | 0 | 0 | 0 | 0 | 0 | 0 | 0 | 0 | 0 | 0 | 0 | 0 | 0 | 0 | 0 | 0 | 0 | 0 | 0 | 0
F1_Commercial_College_Existing_Miscellaneous_Natural Gas_Miscellaneous_E6 | F1 | Commercial | College | Existing | Miscellaneous | Natural Gas | Miscellaneous | E6 | CCE | 0 | 0 | 0 | 0 | 0 | 0 | 0 | 0 | 0 | 0 | 0 | 0 | 0 | 0 | 0 | 0 | 0 | 0 | 0 | 0 | 0 | 0 | 0 | 0 | 0 | 0 | 0 | 0 | 0 | 0 | 0 | 0 | 0
F1_Commercial_College_Existing_Miscellaneous_Natural Gas_Miscellaneous_E7 | F1 | Commercial | College | Existing | Miscellaneous | Natural Gas | Miscellaneous | E7 | CCE | 0 | 0 | 0 | 0 | 0 | 0 | 0 | 0 | 0 | 0 | 0 | 0 | 0 | 0 | 0 | 0 | 0 | 0 | 0 | 0 | 0 | 0 | 0 | 0 | 0 | 0 | 0 | 0 | 0 | 0 | 0 | 0 | 0
F1_Commercial_College_Existing_Miscellaneous_Natural Gas_Miscellaneous_E8 | F1 | Commercial | College | Existing | Miscellaneous | Natural Gas | Miscellaneous | E8 | CCE | 0 | 0 | 0 | 0 | 0 | 0 | 0 | 0 | 0 | 0 | 0 | 0 | 0 | 0 | 0 | 0 | 0 | 0 | 0 | 0 | 0 | 0 | 0 | 0 | 0 | 0 | 0 | 0 | 0 | 0 | 0 | 0 | 0
F1_Commercial_College_Existing_Miscellaneous_Natural Gas_Miscellaneous_E9 | F1 | Commercial | College | Existing | Miscellaneous | Natural Gas | Miscellaneous | E9 | CCE | 0 | 0 | 0 | 0 | 0 | 0 | 0 | 0 | 0 | 0 | 0 | 0 | 0 | 0 | 0 | 0 | 0 | 0 | 0 | 0 | 0 | 0 | 0 | 0 | 0 | 0 | 0 | 0 | 0 | 0 | 0 | 0 | 0
F1_Commercial_College_Existing_Miscellaneous_Natural Gas_Miscellaneous_E10 | F1 | Commercial | College | Existing | Miscellaneous | Natural Gas | Miscellaneous | E10 | CCE | 0 | 0 | 0 | 0 | 0 | 0 | 0 | 0 | 0 | 0 | 0 | 0 | 0 | 0 | 0 | 0 | 0 | 0 | 0 | 0 | 0 | 0 | 0 | 0 | 0 | 0 | 0 | 0 | 0 | 0 | 0 | 0 | 0
F2_Commercial_College_Existing_Miscellaneous_Natural Gas_Miscellaneous_E1 | F2 | Commercial | College | Existing | Miscellaneous | Natural Gas | Miscellaneous | E1 | TRC BC Ratio | bar: 2019 to 2051
F2_Commercial_College_Existing_Miscellaneous_Natural Gas_Miscellaneous_E2 | F2 | Commercial | College | Existing | Miscellaneous | Natural Gas | Miscellaneous | E2 | TRC BC Ratio | 0 | 0 | 0 | 0 | 0 | 0 | 0 | 0 | 0 | 0 | 0 | 0 | 0 | 0 | 0 | 0 | 0 | 0 | 0 | 0 | 0 | 0 | 0 | 0 | 0 | 0 | 0 | 0 | 0 | 0 | 0 | 0 | 0
F2_Commercial_College_Existing_Miscellaneous_Natural Gas_Miscellaneous_E3 | F2 | Commercial | College | Existing | Miscellaneous | Natural Gas | Miscellaneous | E3 | TRC BC Ratio | 0 | 0 | 0 | 0 | 0 | 0 | 0 | 0 | 0 | 0 | 0 | 0 | 0 | 0 | 0 | 0 | 0 | 0 | 0 | 0 | 0 | 0 | 0 | 0 | 0 | 0 | 0 | 0 | 0 | 0 | 0 | 0 | 0
F2_Commercial_College_Existing_Miscellaneous_Natural Gas_Miscellaneous_E4 | F2 | Commercial | College | Existing | Miscellaneous | Natural Gas | Miscellaneous | E4 | TRC BC Ratio | 0 | 0 | 0 | 0 | 0 | 0 | 0 | 0 | 0 | 0 | 0 | 0 | 0 | 0 | 0 | 0 | 0 | 0 | 0 | 0 | 0 | 0 | 0 | 0 | 0 | 0 | 0 | 0 | 0 | 0 | 0 | 0 | 0
F2_Commercial_College_Existing_Miscellaneous_Natural Gas_Miscellaneous_E5 | F2 | Commercial | College | Existing | Miscellaneous | Natural Gas | Miscellaneous | E5 | TRC BC Ratio | 0 | 0 | 0 | 0 | 0 | 0 | 0 | 0 | 0 | 0 | 0 | 0 | 0 | 0 | 0 | 0 | 0 | 0 | 0 | 0 | 0 | 0 | 0 | 0 | 0 | 0 | 0 | 0 | 0 | 0 | 0 | 0 | 0
F2_Commercial_College_Existing_Miscellaneous_Natural Gas_Miscellaneous_E6 | F2 | Commercial | College | Existing | Miscellaneous | Natural Gas | Miscellaneous | E6 | TRC BC Ratio | 0 | 0 | 0 | 0 | 0 | 0 | 0 | 0 | 0 | 0 | 0 | 0 | 0 | 0 | 0 | 0 | 0 | 0 | 0 | 0 | 0 | 0 | 0 | 0 | 0 | 0 | 0 | 0 | 0 | 0 | 0 | 0 | 0
F2_Commercial_College_Existing_Miscellaneous_Natural Gas_Miscellaneous_E7 | F2 | Commercial | College | Existing | Miscellaneous | Natural Gas | Miscellaneous | E7 | TRC BC Ratio | 0 | 0 | 0 | 0 | 0 | 0 | 0 | 0 | 0 | 0 | 0 | 0 | 0 | 0 | 0 | 0 | 0 | 0 | 0 | 0 | 0 | 0 | 0 | 0 | 0 | 0 | 0 | 0 | 0 | 0 | 0 | 0 | 0
F2_Commercial_College_Existing_Miscellaneous_Natural Gas_Miscellaneous_E8 | F2 | Commercial | College | Existing | Miscellaneous | Natural Gas | Miscellaneous | E8 | TRC BC Ratio | 0 | 0 | 0 | 0 | 0 | 0 | 0 | 0 | 0 | 0 | 0 | 0 | 0 | 0 | 0 | 0 | 0 | 0 | 0 | 0 | 0 | 0 | 0 | 0 | 0 | 0 | 0 | 0 | 0 | 0 | 0 | 0 | 0
F2_Commercial_College_Existing_Miscellaneous_Natural Gas_Miscellaneous_E9 | F2 | Commercial | College | Existing | Miscellaneous | Natural Gas | Miscellaneous | E9 | TRC BC Ratio | 0 | 0 | 0 | 0 | 0 | 0 | 0 | 0 | 0 | 0 | 0 | 0 | 0 | 0 | 0 | 0 | 0 | 0 | 0 | 0 | 0 | 0 | 0 | 0 | 0 | 0 | 0 | 0 | 0 | 0 | 0 | 0 | 0
F2_Commercial_College_Existing_Miscellaneous_Natural Gas_Miscellaneous_E10 | F2 | Commercial | College | Existing | Miscellaneous | Natural Gas | Miscellaneous | E10 | TRC BC Ratio | 0 | 0 | 0 | 0 | 0 | 0 | 0 | 0 | 0 | 0 | 0 | 0 | 0 | 0 | 0 | 0 | 0 | 0 | 0 | 0 | 0 | 0 | 0 | 0 | 0 | 0 | 0 | 0 | 0 | 0 | 0 | 0 | 0
F3_Commercial_College_Existing_Miscellaneous_Natural Gas_Miscellaneous_E1 | F3 | Commercial | College | Existing | Miscellaneous | Natural Gas | Miscellaneous | E1 | PACT BC Ratio | bar: 2019 to 2051
F3_Commercial_College_Existing_Miscellaneous_Natural Gas_Miscellaneous_E2 | F3 | Commercial | College | Existing | Miscellaneous | Natural Gas | Miscellaneous | E2 | PACT BC Ratio | 0 | 0 | 0 | 0 | 0 | 0 | 0 | 0 | 0 | 0 | 0 | 0 | 0 | 0 | 0 | 0 | 0 | 0 | 0 | 0 | 0 | 0 | 0 | 0 | 0 | 0 | 0 | 0 | 0 | 0 | 0 | 0 | 0
F3_Commercial_College_Existing_Miscellaneous_Natural Gas_Miscellaneous_E3 | F3 | Commercial | College | Existing | Miscellaneous | Natural Gas | Miscellaneous | E3 | PACT BC Ratio | 0 | 0 | 0 | 0 | 0 | 0 | 0 | 0 | 0 | 0 | 0 | 0 | 0 | 0 | 0 | 0 | 0 | 0 | 0 | 0 | 0 | 0 | 0 | 0 | 0 | 0 | 0 | 0 | 0 | 0 | 0 | 0 | 0
F3_Commercial_College_Existing_Miscellaneous_Natural Gas_Miscellaneous_E4 | F3 | Commercial | College | Existing | Miscellaneous | Natural Gas | Miscellaneous | E4 | PACT BC Ratio | 0 | 0 | 0 | 0 | 0 | 0 | 0 | 0 | 0 | 0 | 0 | 0 | 0 | 0 | 0 | 0 | 0 | 0 | 0 | 0 | 0 | 0 | 0 | 0 | 0 | 0 | 0 | 0 | 0 | 0 | 0 | 0 | 0
F3_Commercial_College_Existing_Miscellaneous_Natural Gas_Miscellaneous_E5 | F3 | Commercial | College | Existing | Miscellaneous | Natural Gas | Miscellaneous | E5 | PACT BC Ratio | 0 | 0 | 0 | 0 | 0 | 0 | 0 | 0 | 0 | 0 | 0 | 0 | 0 | 0 | 0 | 0 | 0 | 0 | 0 | 0 | 0 | 0 | 0 | 0 | 0 | 0 | 0 | 0 | 0 | 0 | 0 | 0 | 0
F3_Commercial_College_Existing_Miscellaneous_Natural Gas_Miscellaneous_E6 | F3 | Commercial | College | Existing | Miscellaneous | Natural Gas | Miscellaneous | E6 | PACT BC Ratio | 0 | 0 | 0 | 0 | 0 | 0 | 0 | 0 | 0 | 0 | 0 | 0 | 0 | 0 | 0 | 0 | 0 | 0 | 0 | 0 | 0 | 0 | 0 | 0 | 0 | 0 | 0 | 0 | 0 | 0 | 0 | 0 | 0
F3_Commercial_College_Existing_Miscellaneous_Natural Gas_Miscellaneous_E7 | F3 | Commercial | College | Existing | Miscellaneous | Natural Gas | Miscellaneous | E7 | PACT BC Ratio | 0 | 0 | 0 | 0 | 0 | 0 | 0 | 0 | 0 | 0 | 0 | 0 | 0 | 0 | 0 | 0 | 0 | 0 | 0 | 0 | 0 | 0 | 0 | 0 | 0 | 0 | 0 | 0 | 0 | 0 | 0 | 0 | 0
F3_Commercial_College_Existing_Miscellaneous_Natural Gas_Miscellaneous_E8 | F3 | Commercial | College | Existing | Miscellaneous | Natural Gas | Miscellaneous | E8 | PACT BC Ratio | 0 | 0 | 0 | 0 | 0 | 0 | 0 | 0 | 0 | 0 | 0 | 0 | 0 | 0 | 0 | 0 | 0 | 0 | 0 | 0 | 0 | 0 | 0 | 0 | 0 | 0 | 0 | 0 | 0 | 0 | 0 | 0 | 0
F3_Commercial_College_Existing_Miscellaneous_Natural Gas_Miscellaneous_E9 | F3 | Commercial | College | Existing | Miscellaneous | Natural Gas | Miscellaneous | E9 | PACT BC Ratio | 0 | 0 | 0 | 0 | 0 | 0 | 0 | 0 | 0 | 0 | 0 | 0 | 0 | 0 | 0 | 0 | 0 | 0 | 0 | 0 | 0 | 0 | 0 | 0 | 0 | 0 | 0 | 0 | 0 | 0 | 0 | 0 | 0
F3_Commercial_College_Existing_Miscellaneous_Natural Gas_Miscellaneous_E10 | F3 | Commercial | College | Existing | Miscellaneous | Natural Gas | Miscellaneous | E10 | PACT BC Ratio | 0 | 0 | 0 | 0 | 0 | 0 | 0 | 0 | 0 | 0 | 0 | 0 | 0 | 0 | 0 | 0 | 0 | 0 | 0 | 0 | 0 | 0 | 0 | 0 | 0 | 0 | 0 | 0 | 0 | 0 | 0 | 0 | 0
F4_Commercial_College_Existing_Miscellaneous_Natural Gas_Miscellaneous_E1 | F4 | Commercial | College | Existing | Miscellaneous | Natural Gas | Miscellaneous | E1 | RVT BC Ratio | bar: 2019 to 2051
F4_Commercial_College_Existing_Miscellaneous_Natural Gas_Miscellaneous_E2 | F4 | Commercial | College | Existing | Miscellaneous | Natural Gas | Miscellaneous | E2 | RVT BC Ratio | 0 | 0 | 0 | 0 | 0 | 0 | 0 | 0 | 0 | 0 | 0 | 0 | 0 | 0 | 0 | 0 | 0 | 0 | 0 | 0 | 0 | 0 | 0 | 0 | 0 | 0 | 0 | 0 | 0 | 0 | 0 | 0 | 0
F4_Commercial_College_Existing_Miscellaneous_Natural Gas_Miscellaneous_E3 | F4 | Commercial | College | Existing | Miscellaneous | Natural Gas | Miscellaneous | E3 | RVT BC Ratio | 0 | 0 | 0 | 0 | 0 | 0 | 0 | 0 | 0 | 0 | 0 | 0 | 0 | 0 | 0 | 0 | 0 | 0 | 0 | 0 | 0 | 0 | 0 | 0 | 0 | 0 | 0 | 0 | 0 | 0 | 0 | 0 | 0
F4_Commercial_College_Existing_Miscellaneous_Natural Gas_Miscellaneous_E4 | F4 | Commercial | College | Existing | Miscellaneous | Natural Gas | Miscellaneous | E4 | RVT BC Ratio | 0 | 0 | 0 | 0 | 0 | 0 | 0 | 0 | 0 | 0 | 0 | 0 | 0 | 0 | 0 | 0 | 0 | 0 | 0 | 0 | 0 | 0 | 0 | 0 | 0 | 0 | 0 | 0 | 0 | 0 | 0 | 0 | 0
F4_Commercial_College_Existing_Miscellaneous_Natural Gas_Miscellaneous_E5 | F4 | Commercial | College | Existing | Miscellaneous | Natural Gas | Miscellaneous | E5 | RVT BC Ratio | 0 | 0 | 0 | 0 | 0 | 0 | 0 | 0 | 0 | 0 | 0 | 0 | 0 | 0 | 0 | 0 | 0 | 0 | 0 | 0 | 0 | 0 | 0 | 0 | 0 | 0 | 0 | 0 | 0 | 0 | 0 | 0 | 0
F4_Commercial_College_Existing_Miscellaneous_Natural Gas_Miscellaneous_E6 | F4 | Commercial | College | Existing | Miscellaneous | Natural Gas | Miscellaneous | E6 | RVT BC Ratio | 0 | 0 | 0 | 0 | 0 | 0 | 0 | 0 | 0 | 0 | 0 | 0 | 0 | 0 | 0 | 0 | 0 | 0 | 0 | 0 | 0 | 0 | 0 | 0 | 0 | 0 | 0 | 0 | 0 | 0 | 0 | 0 | 0
F4_Commercial_College_Existing_Miscellaneous_Natural Gas_Miscellaneous_E7 | F4 | Commercial | College | Existing | Miscellaneous | Natural Gas | Miscellaneous | E7 | RVT BC Ratio | 0 | 0 | 0 | 0 | 0 | 0 | 0 | 0 | 0 | 0 | 0 | 0 | 0 | 0 | 0 | 0 | 0 | 0 | 0 | 0 | 0 | 0 | 0 | 0 | 0 | 0 | 0 | 0 | 0 | 0 | 0 | 0 | 0
F4_Commercial_College_Existing_Miscellaneous_Natural Gas_Miscellaneous_E8 | F4 | Commercial | College | Existing | Miscellaneous | Natural Gas | Miscellaneous | E8 | RVT BC Ratio | 0 | 0 | 0 | 0 | 0 | 0 | 0 | 0 | 0 | 0 | 0 | 0 | 0 | 0 | 0 | 0 | 0 | 0 | 0 | 0 | 0 | 0 | 0 | 0 | 0 | 0 | 0 | 0 | 0 | 0 | 0 | 0 | 0
F4_Commercial_College_Existing_Miscellaneous_Natural Gas_Miscellaneous_E9 | F4 | Commercial | College | Existing | Miscellaneous | Natural Gas | Miscellaneous | E9 | RVT BC Ratio | 0 | 0 | 0 | 0 | 0 | 0 | 0 | 0 | 0 | 0 | 0 | 0 | 0 | 0 | 0 | 0 | 0 | 0 | 0 | 0 | 0 | 0 | 0 | 0 | 0 | 0 | 0 | 0 | 0 | 0 | 0 | 0 | 0
F4_Commercial_College_Existing_Miscellaneous_Natural Gas_Miscellaneous_E10 | F4 | Commercial | College | Existing | Miscellaneous | Natural Gas | Miscellaneous | E10 | RVT BC Ratio | 0 | 0 | 0 | 0 | 0 | 0 | 0 | 0 | 0 | 0 | 0 | 0 | 0 | 0 | 0 | 0 | 0 | 0 | 0 | 0 | 0 | 0 | 0 | 0 | 0 | 0 | 0 | 0 | 0 | 0 | 0 | 0 | 0
F5_Commercial_College_Existing_Miscellaneous_Natural Gas_Miscellaneous_E1 | F5 | Commercial | College | Existing | Miscellaneous | Natural Gas | Miscellaneous | E1 | RIM BC Ratio | bar: 2019 to 2051
F5_Commercial_College_Existing_Miscellaneous_Natural Gas_Miscellaneous_E2 | F5 | Commercial | College | Existing | Miscellaneous | Natural Gas | Miscellaneous | E2 | RIM BC Ratio | 0 | 0 | 0 | 0 | 0 | 0 | 0 | 0 | 0 | 0 | 0 | 0 | 0 | 0 | 0 | 0 | 0 | 0 | 0 | 0 | 0 | 0 | 0 | 0 | 0 | 0 | 0 | 0 | 0 | 0 | 0 | 0 | 0
F5_Commercial_College_Existing_Miscellaneous_Natural Gas_Miscellaneous_E3 | F5 | Commercial | College | Existing | Miscellaneous | Natural Gas | Miscellaneous | E3 | RIM BC Ratio | 0 | 0 | 0 | 0 | 0 | 0 | 0 | 0 | 0 | 0 | 0 | 0 | 0 | 0 | 0 | 0 | 0 | 0 | 0 | 0 | 0 | 0 | 0 | 0 | 0 | 0 | 0 | 0 | 0 | 0 | 0 | 0 | 0
F5_Commercial_College_Existing_Miscellaneous_Natural Gas_Miscellaneous_E4 | F5 | Commercial | College | Existing | Miscellaneous | Natural Gas | Miscellaneous | E4 | RIM BC Ratio | 0 | 0 | 0 | 0 | 0 | 0 | 0 | 0 | 0 | 0 | 0 | 0 | 0 | 0 | 0 | 0 | 0 | 0 | 0 | 0 | 0 | 0 | 0 | 0 | 0 | 0 | 0 | 0 | 0 | 0 | 0 | 0 | 0
F5_Commercial_College_Existing_Miscellaneous_Natural Gas_Miscellaneous_E5 | F5 | Commercial | College | Existing | Miscellaneous | Natural Gas | Miscellaneous | E5 | RIM BC Ratio | 0 | 0 | 0 | 0 | 0 | 0 | 0 | 0 | 0 | 0 | 0 | 0 | 0 | 0 | 0 | 0 | 0 | 0 | 0 | 0 | 0 | 0 | 0 | 0 | 0 | 0 | 0 | 0 | 0 | 0 | 0 | 0 | 0
F5_Commercial_College_Existing_Miscellaneous_Natural Gas_Miscellaneous_E6 | F5 | Commercial | College | Existing | Miscellaneous | Natural Gas | Miscellaneous | E6 | RIM BC Ratio | 0 | 0 | 0 | 0 | 0 | 0 | 0 | 0 | 0 | 0 | 0 | 0 | 0 | 0 | 0 | 0 | 0 | 0 | 0 | 0 | 0 | 0 | 0 | 0 | 0 | 0 | 0 | 0 | 0 | 0 | 0 | 0 | 0
F5_Commercial_College_Existing_Miscellaneous_Natural Gas_Miscellaneous_E7 | F5 | Commercial | College | Existing | Miscellaneous | Natural Gas | Miscellaneous | E7 | RIM BC Ratio | 0 | 0 | 0 | 0 | 0 | 0 | 0 | 0 | 0 | 0 | 0 | 0 | 0 | 0 | 0 | 0 | 0 | 0 | 0 | 0 | 0 | 0 | 0 | 0 | 0 | 0 | 0 | 0 | 0 | 0 | 0 | 0 | 0
F5_Commercial_College_Existing_Miscellaneous_Natural Gas_Miscellaneous_E8 | F5 | Commercial | College | Existing | Miscellaneous | Natural Gas | Miscellaneous | E8 | RIM BC Ratio | 0 | 0 | 0 | 0 | 0 | 0 | 0 | 0 | 0 | 0 | 0 | 0 | 0 | 0 | 0 | 0 | 0 | 0 | 0 | 0 | 0 | 0 | 0 | 0 | 0 | 0 | 0 | 0 | 0 | 0 | 0 | 0 | 0
F5_Commercial_College_Existing_Miscellaneous_Natural Gas_Miscellaneous_E9 | F5 | Commercial | College | Existing | Miscellaneous | Natural Gas | Miscellaneous | E9 | RIM BC Ratio | 0 | 0 | 0 | 0 | 0 | 0 | 0 | 0 | 0 | 0 | 0 | 0 | 0 | 0 | 0 | 0 | 0 | 0 | 0 | 0 | 0 | 0 | 0 | 0 | 0 | 0 | 0 | 0 | 0 | 0 | 0 | 0 | 0
F5_Commercial_College_Existing_Miscellaneous_Natural Gas_Miscellaneous_E10 | F5 | Commercial | College | Existing | Miscellaneous | Natural Gas | Miscellaneous | E10 | RIM BC Ratio | 0 | 0 | 0 | 0 | 0 | 0 | 0 | 0 | 0 | 0 | 0 | 0 | 0 | 0 | 0 | 0 | 0 | 0 | 0 | 0 | 0 | 0 | 0 | 0 | 0 | 0 | 0 | 0 | 0 | 0 | 0 | 0 | 0
F0_Commercial_College_New_Space Heating_Natural Gas_Furnace_E0 | F0 | Commercial | College | New | Space Heating | Natural Gas | Furnace | E0 | Economic Unit | AFUE 96% | AFUE 96% | AFUE 96% | AFUE 96% | AFUE 96% | AFUE 96% | AFUE 96% | AFUE 96% | AFUE 96% | AFUE 96% | AFUE 96% | AFUE 96% | AFUE 96% | AFUE 96% | AFUE 96% | AFUE 96% | AFUE 96% | AFUE 96% | AFUE 96% | AFUE 96% | AFUE 96% | AFUE 96% | AFUE 96% | AFUE 96% | AFUE 96% | AFUE 96% | AFUE 96% | AFUE 96% | AFUE 96% | AFUE 96% | AFUE 96% | AFUE 96% | AFUE 96%
F1_Commercial_College_New_Space Heating_Natural Gas_Furnace_E1 | F1 | Commercial | College | New | Space Heating | Natural Gas | Furnace | E1 | CCE | 0 | 0 | 0 | 0 | 0 | 0 | 0 | 0 | 0 | 0 | 0 | 0 | 0 | 0 | 0 | 0 | 0 | 0 | 0 | 0 | 0 | 0 | 0 | 0 | 0 | 0 | 0 | 0 | 0 | 0 | 0 | 0 | 0
F1_Commercial_College_New_Space Heating_Natural Gas_Furnace_E2 | F1 | Commercial | College | New | Space Heating | Natural Gas | Furnace | E2 | CCE | 0.48282 | 0.48282 | 0.48539 | 0.48798 | 0.49061 | 0.49326 | 0.49594 | 0.49865 | 0.50139 | 0.50416 | 0.50697 | 0.5098 | 0.51267 | 0.51556 | 0.51849 | 0.52146 | 0.52445 | 0.52748 | 0.53055 | 0.53365 | 0.53679 | 0.53996 | 0.54318 | 0.54643 | 0.54972 | 0.55304 | 0.55642 | 0.55983 | 0.56329 | 0.56678 | 0.57033 | 0.57391 | 0.57391
F1_Commercial_College_New_Space Heating_Natural Gas_Furnace_E3 | F1 | Commercial | College | New | Space Heating | Natural Gas | Furnace | E3 | CCE | 0.6435 | 0.6435 | 0.64693 | 0.65039 | 0.65389 | 0.65742 | 0.661 | 0.66461 | 0.66826 | 0.67195 | 0.67569 | 0.67947 | 0.68328 | 0.68714 | 0.69105 | 0.695 | 0.69899 | 0.70303 | 0.70712 | 0.71126 | 0.71544 | 0.71966 | 0.72395 | 0.72829 | 0.73267 | 0.7371 | 0.7416 | 0.74615 | 0.75075 | 0.75541 | 0.76013 | 0.76491 | 0.76491
F1_Commercial_College_New_Space Heating_Natural Gas_Furnace_E4 | F1 | Commercial | College | New | Space Heating | Natural Gas | Furnace | E4 | CCE | 40.5934 | 40.5934 | 40.8096 | 41.0279 | 41.2486 | 41.4714 | 41.6971 | 41.925 | 42.1555 | 42.3883 | 42.624 | 42.8623 | 43.1031 | 43.3464 | 43.593 | 43.8422 | 44.0941 | 44.3488 | 44.6069 | 44.8678 | 45.1318 | 45.3981 | 45.6687 | 45.9421 | 46.2188 | 46.4981 | 46.782 | 47.0688 | 47.3592 | 47.6529 | 47.951 | 48.2525 | 48.2525
F1_Commercial_College_New_Space Heating_Natural Gas_Furnace_E5 | F1 | Commercial | College | New | Space Heating | Natural Gas | Furnace | E5 | CCE | 0 | 0 | 0 | 0 | 0 | 0 | 0 | 0 | 0 | 0 | 0 | 0 | 0 | 0 | 0 | 0 | 0 | 0 | 0 | 0 | 0 | 0 | 0 | 0 | 0 | 0 | 0 | 0 | 0 | 0 | 0 | 0 | 0
F1_Commercial_College_New_Space Heating_Natural Gas_Furnace_E6 | F1 | Commercial | College | New | Space Heating | Natural Gas | Furnace | E6 | CCE | 0 | 0 | 0 | 0 | 0 | 0 | 0 | 0 | 0 | 0 | 0 | 0 | 0 | 0 | 0 | 0 | 0 | 0 | 0 | 0 | 0 | 0 | 0 | 0 | 0 | 0 | 0 | 0 | 0 | 0 | 0 | 0 | 0
F1_Commercial_College_New_Space Heating_Natural Gas_Furnace_E7 | F1 | Commercial | College | New | Space Heating | Natural Gas | Furnace | E7 | CCE | 0 | 0 | 0 | 0 | 0 | 0 | 0 | 0 | 0 | 0 | 0 | 0 | 0 | 0 | 0 | 0 | 0 | 0 | 0 | 0 | 0 | 0 | 0 | 0 | 0 | 0 | 0 | 0 | 0 | 0 | 0 | 0 | 0
F1_Commercial_College_New_Space Heating_Natural Gas_Furnace_E8 | F1 | Commercial | College | New | Space Heating | Natural Gas | Furnace | E8 | CCE | 0 | 0 | 0 | 0 | 0 | 0 | 0 | 0 | 0 | 0 | 0 | 0 | 0 | 0 | 0 | 0 | 0 | 0 | 0 | 0 | 0 | 0 | 0 | 0 | 0 | 0 | 0 | 0 | 0 | 0 | 0 | 0 | 0
F1_Commercial_College_New_Space Heating_Natural Gas_Furnace_E9 | F1 | Commercial | College | New | Space Heating | Natural Gas | Furnace | E9 | CCE | 0 | 0 | 0 | 0 | 0 | 0 | 0 | 0 | 0 | 0 | 0 | 0 | 0 | 0 | 0 | 0 | 0 | 0 | 0 | 0 | 0 | 0 | 0 | 0 | 0 | 0 | 0 | 0 | 0 | 0 | 0 | 0 | 0
F1_Commercial_College_New_Space Heating_Natural Gas_Furnace_E10 | F1 | Commercial | College | New | Space Heating | Natural Gas | Furnace | E10 | CCE | 0 | 0 | 0 | 0 | 0 | 0 | 0 | 0 | 0 | 0 | 0 | 0 | 0 | 0 | 0 | 0 | 0 | 0 | 0 | 0 | 0 | 0 | 0 | 0 | 0 | 0 | 0 | 0 | 0 | 0 | 0 | 0 | 0
F2_Commercial_College_New_Space Heating_Natural Gas_Furnace_E1 | F2 | Commercial | College | New | Space Heating | Natural Gas | Furnace | E1 | TRC BC Ratio | bar: 2019 to 2051
F2_Commercial_College_New_Space Heating_Natural Gas_Furnace_E2 | F2 | Commercial | College | New | Space Heating | Natural Gas | Furnace | E2 | TRC BC Ratio | 3.7097 | 3.713 | 3.7166 | 3.722 | 3.7296 | 3.7413 | 3.7495 | 3.7558 | 3.7628 | 3.7693 | 3.7738 | 3.7765 | 3.779 | 3.7812 | 3.7841 | 3.7853 | 3.7874 | 3.7913 | 3.7954 | 3.8002 | 3.8059 | 3.8107 | 3.8144 | 3.8172 | 3.8191 | 3.8196 | 3.8186 | 3.8166 | 3.8149 | 3.8142 | 3.8147 | 3.815 | 3.815
F2_Commercial_College_New_Space Heating_Natural Gas_Furnace_E3 | F2 | Commercial | College | New | Space Heating | Natural Gas | Furnace | E3 | TRC BC Ratio | 2.7834 | 2.7858 | 2.7885 | 2.7926 | 2.7983 | 2.8071 | 2.8132 | 2.818 | 2.8232 | 2.8281 | 2.8315 | 2.8335 | 2.8354 | 2.837 | 2.8392 | 2.8401 | 2.8417 | 2.8446 | 2.8477 | 2.8513 | 2.8556 | 2.8591 | 2.8619 | 2.864 | 2.8654 | 2.8658 | 2.8651 | 2.8636 | 2.8623 | 2.8618 | 2.8622 | 2.8623 | 2.8623
F2_Commercial_College_New_Space Heating_Natural Gas_Furnace_E4 | F2 | Commercial | College | New | Space Heating | Natural Gas | Furnace | E4 | TRC BC Ratio | 0.045715 | 0.045759 | 0.045814 | 0.045871 | 0.045929 | 0.045968 | 0.046037 | 0.046116 | 0.046179 | 0.046231 | 0.046277 | 0.046306 | 0.046312 | 0.046301 | 0.046275 | 0.046251 | 0.046218 | 0.046177 | 0.046144 | 0.046113 | 0.046081 | 0.046051 | 0.046028 | 0.04601 | 0.045998 | 0.045995 | 0.046001 | 0.046014 | 0.046024 | 0.046029 | 0.046026 | 0.046024 | 0.046024
F2_Commercial_College_New_Space Heating_Natural Gas_Furnace_E5 | F2 | Commercial | College | New | Space Heating | Natural Gas | Furnace | E5 | TRC BC Ratio | 0 | 0 | 0 | 0 | 0 | 0 | 0 | 0 | 0 | 0 | 0 | 0 | 0 | 0 | 0 | 0 | 0 | 0 | 0 | 0 | 0 | 0 | 0 | 0 | 0 | 0 | 0 | 0 | 0 | 0 | 0 | 0 | 0
F2_Commercial_College_New_Space Heating_Natural Gas_Furnace_E6 | F2 | Commercial | College | New | Space Heating | Natural Gas | Furnace | E6 | TRC BC Ratio | 0 | 0 | 0 | 0 | 0 | 0 | 0 | 0 | 0 | 0 | 0 | 0 | 0 | 0 | 0 | 0 | 0 | 0 | 0 | 0 | 0 | 0 | 0 | 0 | 0 | 0 | 0 | 0 | 0 | 0 | 0 | 0 | 0
F2_Commercial_College_New_Space Heating_Natural Gas_Furnace_E7 | F2 | Commercial | College | New | Space Heating | Natural Gas | Furnace | E7 | TRC BC Ratio | 0 | 0 | 0 | 0 | 0 | 0 | 0 | 0 | 0 | 0 | 0 | 0 | 0 | 0 | 0 | 0 | 0 | 0 | 0 | 0 | 0 | 0 | 0 | 0 | 0 | 0 | 0 | 0 | 0 | 0 | 0 | 0 | 0
F2_Commercial_College_New_Space Heating_Natural Gas_Furnace_E8 | F2 | Commercial | College | New | Space Heating | Natural Gas | Furnace | E8 | TRC BC Ratio | 0 | 0 | 0 | 0 | 0 | 0 | 0 | 0 | 0 | 0 | 0 | 0 | 0 | 0 | 0 | 0 | 0 | 0 | 0 | 0 | 0 | 0 | 0 | 0 | 0 | 0 | 0 | 0 | 0 | 0 | 0 | 0 | 0
F2_Commercial_College_New_Space Heating_Natural Gas_Furnace_E9 | F2 | Commercial | College | New | Space Heating | Natural Gas | Furnace | E9 | TRC BC Ratio | 0 | 0 | 0 | 0 | 0 | 0 | 0 | 0 | 0 | 0 | 0 | 0 | 0 | 0 | 0 | 0 | 0 | 0 | 0 | 0 | 0 | 0 | 0 | 0 | 0 | 0 | 0 | 0 | 0 | 0 | 0 | 0 | 0
F2_Commercial_College_New_Space Heating_Natural Gas_Furnace_E10 | F2 | Commercial | College | New | Space Heating | Natural Gas | Furnace | E10 | TRC BC Ratio | 0 | 0 | 0 | 0 | 0 | 0 | 0 | 0 | 0 | 0 | 0 | 0 | 0 | 0 | 0 | 0 | 0 | 0 | 0 | 0 | 0 | 0 | 0 | 0 | 0 | 0 | 0 | 0 | 0 | 0 | 0 | 0 | 0
F3_Commercial_College_New_Space Heating_Natural Gas_Furnace_E1 | F3 | Commercial | College | New | Space Heating | Natural Gas | Furnace | E1 | PACT BC Ratio | bar: 2019 to 2051
F3_Commercial_College_New_Space Heating_Natural Gas_Furnace_E2 | F3 | Commercial | College | New | Space Heating | Natural Gas | Furnace | E2 | PACT BC Ratio | 4.9462 | 4.9506 | 4.9554 | 4.9626 | 4.9728 | 4.9884 | 4.9993 | 5.0077 | 5.0171 | 5.0258 | 5.0317 | 5.0354 | 5.0387 | 5.0416 | 5.0455 | 5.0471 | 5.0498 | 5.0551 | 5.0606 | 5.067 | 5.0745 | 5.0809 | 5.0858 | 5.0896 | 5.0921 | 5.0928 | 5.0915 | 5.0888 | 5.0866 | 5.0855 | 5.0863 | 5.0866 | 5.0866
F3_Commercial_College_New_Space Heating_Natural Gas_Furnace_E3 | F3 | Commercial | College | New | Space Heating | Natural Gas | Furnace | E3 | PACT BC Ratio | 3.7111 | 3.7144 | 3.718 | 3.7234 | 3.7311 | 3.7428 | 3.751 | 3.7573 | 3.7643 | 3.7708 | 3.7753 | 3.778 | 3.7805 | 3.7827 | 3.7856 | 3.7868 | 3.7889 | 3.7928 | 3.7969 | 3.8017 | 3.8074 | 3.8122 | 3.8159 | 3.8187 | 3.8206 | 3.8211 | 3.8201 | 3.8181 | 3.8165 | 3.8157 | 3.8162 | 3.8165 | 3.8165
F3_Commercial_College_New_Space Heating_Natural Gas_Furnace_E4 | F3 | Commercial | College | New | Space Heating | Natural Gas | Furnace | E4 | PACT BC Ratio | 0.060953 | 0.061012 | 0.061085 | 0.061161 | 0.061239 | 0.061291 | 0.061383 | 0.061488 | 0.061572 | 0.061642 | 0.061703 | 0.061741 | 0.061749 | 0.061735 | 0.061699 | 0.061667 | 0.061624 | 0.061569 | 0.061525 | 0.061484 | 0.061441 | 0.061402 | 0.061371 | 0.061347 | 0.061331 | 0.061326 | 0.061335 | 0.061352 | 0.061366 | 0.061372 | 0.061368 | 0.061366 | 0.061366
F3_Commercial_College_New_Space Heating_Natural Gas_Furnace_E5 | F3 | Commercial | College | New | Space Heating | Natural Gas | Furnace | E5 | PACT BC Ratio | 0 | 0 | 0 | 0 | 0 | 0 | 0 | 0 | 0 | 0 | 0 | 0 | 0 | 0 | 0 | 0 | 0 | 0 | 0 | 0 | 0 | 0 | 0 | 0 | 0 | 0 | 0 | 0 | 0 | 0 | 0 | 0 | 0
F3_Commercial_College_New_Space Heating_Natural Gas_Furnace_E6 | F3 | Commercial | College | New | Space Heating | Natural Gas | Furnace | E6 | PACT BC Ratio | 0 | 0 | 0 | 0 | 0 | 0 | 0 | 0 | 0 | 0 | 0 | 0 | 0 | 0 | 0 | 0 | 0 | 0 | 0 | 0 | 0 | 0 | 0 | 0 | 0 | 0 | 0 | 0 | 0 | 0 | 0 | 0 | 0
F3_Commercial_College_New_Space Heating_Natural Gas_Furnace_E7 | F3 | Commercial | College | New | Space Heating | Natural Gas | Furnace | E7 | PACT BC Ratio | 0 | 0 | 0 | 0 | 0 | 0 | 0 | 0 | 0 | 0 | 0 | 0 | 0 | 0 | 0 | 0 | 0 | 0 | 0 | 0 | 0 | 0 | 0 | 0 | 0 | 0 | 0 | 0 | 0 | 0 | 0 | 0 | 0
F3_Commercial_College_New_Space Heating_Natural Gas_Furnace_E8 | F3 | Commercial | College | New | Space Heating | Natural Gas | Furnace | E8 | PACT BC Ratio | 0 | 0 | 0 | 0 | 0 | 0 | 0 | 0 | 0 | 0 | 0 | 0 | 0 | 0 | 0 | 0 | 0 | 0 | 0 | 0 | 0 | 0 | 0 | 0 | 0 | 0 | 0 | 0 | 0 | 0 | 0 | 0 | 0
F3_Commercial_College_New_Space Heating_Natural Gas_Furnace_E9 | F3 | Commercial | College | New | Space Heating | Natural Gas | Furnace | E9 | PACT BC Ratio | 0 | 0 | 0 | 0 | 0 | 0 | 0 | 0 | 0 | 0 | 0 | 0 | 0 | 0 | 0 | 0 | 0 | 0 | 0 | 0 | 0 | 0 | 0 | 0 | 0 | 0 | 0 | 0 | 0 | 0 | 0 | 0 | 0
F3_Commercial_College_New_Space Heating_Natural Gas_Furnace_E10 | F3 | Commercial | College | New | Space Heating | Natural Gas | Furnace | E10 | PACT BC Ratio | 0 | 0 | 0 | 0 | 0 | 0 | 0 | 0 | 0 | 0 | 0 | 0 | 0 | 0 | 0 | 0 | 0 | 0 | 0 | 0 | 0 | 0 | 0 | 0 | 0 | 0 | 0 | 0 | 0 | 0 | 0 | 0 | 0
F4_Commercial_College_New_Space Heating_Natural Gas_Furnace_E1 | F4 | Commercial | College | New | Space Heating | Natural Gas | Furnace | E1 | RVT BC Ratio | bar: 2019 to 2051
F4_Commercial_College_New_Space Heating_Natural Gas_Furnace_E2 | F4 | Commercial | College | New | Space Heating | Natural Gas | Furnace | E2 | RVT BC Ratio | 6.0333 | 6.0381 | 6.0432 | 6.051 | 6.062 | 6.0788 | 6.0905 | 6.0996 | 6.1097 | 6.1191 | 6.1255 | 6.1295 | 6.133 | 6.1362 | 6.1404 | 6.1421 | 6.145 | 6.1507 | 6.1566 | 6.1635 | 6.1717 | 6.1785 | 6.1839 | 6.1879 | 6.1906 | 6.1914 | 6.1899 | 6.187 | 6.1847 | 6.1835 | 6.1844 | 6.1847 | 6.1847
F4_Commercial_College_New_Space Heating_Natural Gas_Furnace_E3 | F4 | Commercial | College | New | Space Heating | Natural Gas | Furnace | E3 | RVT BC Ratio | 4.7016 | 4.7051 | 4.709 | 4.7148 | 4.7231 | 4.7357 | 4.7445 | 4.7513 | 4.7589 | 4.7659 | 4.7707 | 4.7737 | 4.7764 | 4.7788 | 4.7819 | 4.7832 | 4.7854 | 4.7896 | 4.7941 | 4.7992 | 4.8054 | 4.8105 | 4.8145 | 4.8176 | 4.8196 | 4.8202 | 4.8191 | 4.8169 | 4.8151 | 4.8143 | 4.8149 | 4.8151 | 4.8151
F4_Commercial_College_New_Space Heating_Natural Gas_Furnace_E4 | F4 | Commercial | College | New | Space Heating | Natural Gas | Furnace | E4 | RVT BC Ratio | 0.76572 | 0.76579 | 0.76587 | 0.76595 | 0.76603 | 0.76609 | 0.76619 | 0.7663 | 0.76639 | 0.76647 | 0.76653 | 0.76657 | 0.76658 | 0.76657 | 0.76653 | 0.76649 | 0.76645 | 0.76639 | 0.76634 | 0.7663 | 0.76625 | 0.76621 | 0.76617 | 0.76615 | 0.76613 | 0.76613 | 0.76613 | 0.76615 | 0.76617 | 0.76618 | 0.76617 | 0.76617 | 0.76617
F4_Commercial_College_New_Space Heating_Natural Gas_Furnace_E5 | F4 | Commercial | College | New | Space Heating | Natural Gas | Furnace | E5 | RVT BC Ratio | 0 | 0 | 0 | 0 | 0 | 0 | 0 | 0 | 0 | 0 | 0 | 0 | 0 | 0 | 0 | 0 | 0 | 0 | 0 | 0 | 0 | 0 | 0 | 0 | 0 | 0 | 0 | 0 | 0 | 0 | 0 | 0 | 0
F4_Commercial_College_New_Space Heating_Natural Gas_Furnace_E6 | F4 | Commercial | College | New | Space Heating | Natural Gas | Furnace | E6 | RVT BC Ratio | 0 | 0 | 0 | 0 | 0 | 0 | 0 | 0 | 0 | 0 | 0 | 0 | 0 | 0 | 0 | 0 | 0 | 0 | 0 | 0 | 0 | 0 | 0 | 0 | 0 | 0 | 0 | 0 | 0 | 0 | 0 | 0 | 0
F4_Commercial_College_New_Space Heating_Natural Gas_Furnace_E7 | F4 | Commercial | College | New | Space Heating | Natural Gas | Furnace | E7 | RVT BC Ratio | 0 | 0 | 0 | 0 | 0 | 0 | 0 | 0 | 0 | 0 | 0 | 0 | 0 | 0 | 0 | 0 | 0 | 0 | 0 | 0 | 0 | 0 | 0 | 0 | 0 | 0 | 0 | 0 | 0 | 0 | 0 | 0 | 0
F4_Commercial_College_New_Space Heating_Natural Gas_Furnace_E8 | F4 | Commercial | College | New | Space Heating | Natural Gas | Furnace | E8 | RVT BC Ratio | 0 | 0 | 0 | 0 | 0 | 0 | 0 | 0 | 0 | 0 | 0 | 0 | 0 | 0 | 0 | 0 | 0 | 0 | 0 | 0 | 0 | 0 | 0 | 0 | 0 | 0 | 0 | 0 | 0 | 0 | 0 | 0 | 0
F4_Commercial_College_New_Space Heating_Natural Gas_Furnace_E9 | F4 | Commercial | College | New | Space Heating | Natural Gas | Furnace | E9 | RVT BC Ratio | 0 | 0 | 0 | 0 | 0 | 0 | 0 | 0 | 0 | 0 | 0 | 0 | 0 | 0 | 0 | 0 | 0 | 0 | 0 | 0 | 0 | 0 | 0 | 0 | 0 | 0 | 0 | 0 | 0 | 0 | 0 | 0 | 0
F4_Commercial_College_New_Space Heating_Natural Gas_Furnace_E10 | F4 | Commercial | College | New | Space Heating | Natural Gas | Furnace | E10 | RVT BC Ratio | 0 | 0 | 0 | 0 | 0 | 0 | 0 | 0 | 0 | 0 | 0 | 0 | 0 | 0 | 0 | 0 | 0 | 0 | 0 | 0 | 0 | 0 | 0 | 0 | 0 | 0 | 0 | 0 | 0 | 0 | 0 | 0 | 0
F5_Commercial_College_New_Space Heating_Natural Gas_Furnace_E1 | F5 | Commercial | College | New | Space Heating | Natural Gas | Furnace | E1 | RIM BC Ratio | bar: 2019 to 2051
F5_Commercial_College_New_Space Heating_Natural Gas_Furnace_E2 | F5 | Commercial | College | New | Space Heating | Natural Gas | Furnace | E2 | RIM BC Ratio | 0.71416 | 0.71426 | 0.71436 | 0.7145 | 0.71472 | 0.71504 | 0.71526 | 0.71543 | 0.71562 | 0.7158 | 0.71592 | 0.71599 | 0.71606 | 0.71612 | 0.7162 | 0.71623 | 0.71629 | 0.71639 | 0.7165 | 0.71663 | 0.71678 | 0.71691 | 0.71701 | 0.71708 | 0.71713 | 0.71714 | 0.71712 | 0.71706 | 0.71702 | 0.717 | 0.71701 | 0.71702 | 0.71702
F5_Commercial_College_New_Space Heating_Natural Gas_Furnace_E3 | F5 | Commercial | College | New | Space Heating | Natural Gas | Furnace | E3 | RIM BC Ratio | 0.68142 | 0.68153 | 0.68165 | 0.68183 | 0.68209 | 0.68248 | 0.68275 | 0.68296 | 0.68319 | 0.68341 | 0.68355 | 0.68364 | 0.68372 | 0.6838 | 0.68389 | 0.68393 | 0.684 | 0.68412 | 0.68426 | 0.68441 | 0.6846 | 0.68475 | 0.68487 | 0.68496 | 0.68502 | 0.68504 | 0.68501 | 0.68494 | 0.68489 | 0.68486 | 0.68488 | 0.68489 | 0.68489
F5_Commercial_College_New_Space Heating_Natural Gas_Furnace_E4 | F5 | Commercial | College | New | Space Heating | Natural Gas | Furnace | E4 | RIM BC Ratio | 0.056805 | 0.056856 | 0.05692 | 0.056986 | 0.057053 | 0.057098 | 0.057178 | 0.057269 | 0.057342 | 0.057402 | 0.057455 | 0.057488 | 0.057495 | 0.057483 | 0.057452 | 0.057425 | 0.057387 | 0.05734 | 0.057301 | 0.057266 | 0.057228 | 0.057195 | 0.057167 | 0.057147 | 0.057133 | 0.057129 | 0.057136 | 0.057151 | 0.057163 | 0.057169 | 0.057165 | 0.057163 | 0.057163
F5_Commercial_College_New_Space Heating_Natural Gas_Furnace_E5 | F5 | Commercial | College | New | Space Heating | Natural Gas | Furnace | E5 | RIM BC Ratio | 0 | 0 | 0 | 0 | 0 | 0 | 0 | 0 | 0 | 0 | 0 | 0 | 0 | 0 | 0 | 0 | 0 | 0 | 0 | 0 | 0 | 0 | 0 | 0 | 0 | 0 | 0 | 0 | 0 | 0 | 0 | 0 | 0
F5_Commercial_College_New_Space Heating_Natural Gas_Furnace_E6 | F5 | Commercial | College | New | Space Heating | Natural Gas | Furnace | E6 | RIM BC Ratio | 0 | 0 | 0 | 0 | 0 | 0 | 0 | 0 | 0 | 0 | 0 | 0 | 0 | 0 | 0 | 0 | 0 | 0 | 0 | 0 | 0 | 0 | 0 | 0 | 0 | 0 | 0 | 0 | 0 | 0 | 0 | 0 | 0
F5_Commercial_College_New_Space Heating_Natural Gas_Furnace_E7 | F5 | Commercial | College | New | Space Heating | Natural Gas | Furnace | E7 | RIM BC Ratio | 0 | 0 | 0 | 0 | 0 | 0 | 0 | 0 | 0 | 0 | 0 | 0 | 0 | 0 | 0 | 0 | 0 | 0 | 0 | 0 | 0 | 0 | 0 | 0 | 0 | 0 | 0 | 0 | 0 | 0 | 0 | 0 | 0
F5_Commercial_College_New_Space Heating_Natural Gas_Furnace_E8 | F5 | Commercial | College | New | Space Heating | Natural Gas | Furnace | E8 | RIM BC Ratio | 0 | 0 | 0 | 0 | 0 | 0 | 0 | 0 | 0 | 0 | 0 | 0 | 0 | 0 | 0 | 0 | 0 | 0 | 0 | 0 | 0 | 0 | 0 | 0 | 0 | 0 | 0 | 0 | 0 | 0 | 0 | 0 | 0
F5_Commercial_College_New_Space Heating_Natural Gas_Furnace_E9 | F5 | Commercial | College | New | Space Heating | Natural Gas | Furnace | E9 | RIM BC Ratio | 0 | 0 | 0 | 0 | 0 | 0 | 0 | 0 | 0 | 0 | 0 | 0 | 0 | 0 | 0 | 0 | 0 | 0 | 0 | 0 | 0 | 0 | 0 | 0 | 0 | 0 | 0 | 0 | 0 | 0 | 0 | 0 | 0
F5_Commercial_College_New_Space Heating_Natural Gas_Furnace_E10 | F5 | Commercial | College | New | Space Heating | Natural Gas | Furnace | E10 | RIM BC Ratio | 0 | 0 | 0 | 0 | 0 | 0 | 0 | 0 | 0 | 0 | 0 | 0 | 0 | 0 | 0 | 0 | 0 | 0 | 0 | 0 | 0 | 0 | 0 | 0 | 0 | 0 | 0 | 0 | 0 | 0 | 0 | 0 | 0
F0_Commercial_College_New_Space Heating_Natural Gas_Boiler_E0 | F0 | Commercial | College | New | Space Heating | Natural Gas | Boiler | E0 | Economic Unit | AFUE 97% | AFUE 97% | AFUE 97% | AFUE 97% | AFUE 97% | AFUE 97% | AFUE 97% | AFUE 97% | AFUE 97% | AFUE 97% | AFUE 97% | AFUE 97% | AFUE 97% | AFUE 97% | AFUE 97% | AFUE 97% | AFUE 97% | AFUE 97% | AFUE 97% | AFUE 97% | AFUE 97% | AFUE 97% | AFUE 97% | AFUE 97% | AFUE 97% | AFUE 97% | AFUE 97% | AFUE 97% | AFUE 97% | AFUE 97% | AFUE 97% | AFUE 97% | AFUE 97%
F1_Commercial_College_New_Space Heating_Natural Gas_Boiler_E1 | F1 | Commercial | College | New | Space Heating | Natural Gas | Boiler | E1 | CCE | 0 | 0 | 0 | 0 | 0 | 0 | 0 | 0 | 0 | 0 | 0 | 0 | 0 | 0 | 0 | 0 | 0 | 0 | 0 | 0 | 0 | 0 | 0 | 0 | 0 | 0 | 0 | 0 | 0 | 0 | 0 | 0 | 0
F1_Commercial_College_New_Space Heating_Natural Gas_Boiler_E2 | F1 | Commercial | College | New | Space Heating | Natural Gas | Boiler | E2 | CCE | 1.041 | 1.041 | 1.0465 | 1.0521 | 1.0578 | 1.0635 | 1.0693 | 1.0751 | 1.081 | 1.087 | 1.093 | 1.0991 | 1.1053 | 1.1116 | 1.1179 | 1.1243 | 1.1307 | 1.1373 | 1.1439 | 1.1506 | 1.1573 | 1.1642 | 1.1711 | 1.1781 | 1.1852 | 1.1924 | 1.1997 | 1.207 | 1.2145 | 1.222 | 1.2296 | 1.2374 | 1.2374
F1_Commercial_College_New_Space Heating_Natural Gas_Boiler_E3 | F1 | Commercial | College | New | Space Heating | Natural Gas | Boiler | E3 | CCE | 1.0511 | 1.0511 | 1.0567 | 1.0623 | 1.0681 | 1.0738 | 1.0797 | 1.0856 | 1.0915 | 1.0976 | 1.1037 | 1.1098 | 1.1161 | 1.1224 | 1.1288 | 1.1352 | 1.1417 | 1.1483 | 1.155 | 1.1618 | 1.1686 | 1.1755 | 1.1825 | 1.1896 | 1.1967 | 1.204 | 1.2113 | 1.2188 | 1.2263 | 1.2339 | 1.2416 | 1.2494 | 1.2494
F1_Commercial_College_New_Space Heating_Natural Gas_Boiler_E4 | F1 | Commercial | College | New | Space Heating | Natural Gas | Boiler | E4 | CCE | 5.3376 | 5.3376 | 5.366 | 5.3947 | 5.4237 | 5.453 | 5.4827 | 5.5127 | 5.543 | 5.5736 | 5.6046 | 5.6359 | 5.6676 | 5.6996 | 5.732 | 5.7647 | 5.7979 | 5.8313 | 5.8653 | 5.8996 | 5.9343 | 5.9693 | 6.0049 | 6.0409 | 6.0772 | 6.114 | 6.1513 | 6.189 | 6.2272 | 6.2658 | 6.305 | 6.3446 | 6.3446
F1_Commercial_College_New_Space Heating_Natural Gas_Boiler_E5 | F1 | Commercial | College | New | Space Heating | Natural Gas | Boiler | E5 | CCE | 0 | 0 | 0 | 0 | 0 | 0 | 0 | 0 | 0 | 0 | 0 | 0 | 0 | 0 | 0 | 0 | 0 | 0 | 0 | 0 | 0 | 0 | 0 | 0 | 0 | 0 | 0 | 0 | 0 | 0 | 0 | 0 | 0
F1_Commercial_College_New_Space Heating_Natural Gas_Boiler_E6 | F1 | Commercial | College | New | Space Heating | Natural Gas | Boiler | E6 | CCE | 0 | 0 | 0 | 0 | 0 | 0 | 0 | 0 | 0 | 0 | 0 | 0 | 0 | 0 | 0 | 0 | 0 | 0 | 0 | 0 | 0 | 0 | 0 | 0 | 0 | 0 | 0 | 0 | 0 | 0 | 0 | 0 | 0
F1_Commercial_College_New_Space Heating_Natural Gas_Boiler_E7 | F1 | Commercial | College | New | Space Heating | Natural Gas | Boiler | E7 | CCE | 0 | 0 | 0 | 0 | 0 | 0 | 0 | 0 | 0 | 0 | 0 | 0 | 0 | 0 | 0 | 0 | 0 | 0 | 0 | 0 | 0 | 0 | 0 | 0 | 0 | 0 | 0 | 0 | 0 | 0 | 0 | 0 | 0
F1_Commercial_College_New_Space Heating_Natural Gas_Boiler_E8 | F1 | Commercial | College | New | Space Heating | Natural Gas | Boiler | E8 | CCE | 0 | 0 | 0 | 0 | 0 | 0 | 0 | 0 | 0 | 0 | 0 | 0 | 0 | 0 | 0 | 0 | 0 | 0 | 0 | 0 | 0 | 0 | 0 | 0 | 0 | 0 | 0 | 0 | 0 | 0 | 0 | 0 | 0
F1_Commercial_College_New_Space Heating_Natural Gas_Boiler_E9 | F1 | Commercial | College | New | Space Heating | Natural Gas | Boiler | E9 | CCE | 0 | 0 | 0 | 0 | 0 | 0 | 0 | 0 | 0 | 0 | 0 | 0 | 0 | 0 | 0 | 0 | 0 | 0 | 0 | 0 | 0 | 0 | 0 | 0 | 0 | 0 | 0 | 0 | 0 | 0 | 0 | 0 | 0
F1_Commercial_College_New_Space Heating_Natural Gas_Boiler_E10 | F1 | Commercial | College | New | Space Heating | Natural Gas | Boiler | E10 | CCE | 0 | 0 | 0 | 0 | 0 | 0 | 0 | 0 | 0 | 0 | 0 | 0 | 0 | 0 | 0 | 0 | 0 | 0 | 0 | 0 | 0 | 0 | 0 | 0 | 0 | 0 | 0 | 0 | 0 | 0 | 0 | 0 | 0
F2_Commercial_College_New_Space Heating_Natural Gas_Boiler_E1 | F2 | Commercial | College | New | Space Heating | Natural Gas | Boiler | E1 | TRC BC Ratio | bar: 2019 to 2051
F2_Commercial_College_New_Space Heating_Natural Gas_Boiler_E2 | F2 | Commercial | College | New | Space Heating | Natural Gas | Boiler | E2 | TRC BC Ratio | 1.7273 | 1.7289 | 1.7308 | 1.7334 | 1.7369 | 1.7422 | 1.7459 | 1.7488 | 1.7519 | 1.7547 | 1.7566 | 1.7578 | 1.7589 | 1.7599 | 1.7612 | 1.7617 | 1.7626 | 1.7643 | 1.7662 | 1.7683 | 1.7708 | 1.7729 | 1.7746 | 1.7758 | 1.7767 | 1.7769 | 1.7765 | 1.7755 | 1.7748 | 1.7745 | 1.7747 | 1.7748 | 1.7748
F2_Commercial_College_New_Space Heating_Natural Gas_Boiler_E3 | F2 | Commercial | College | New | Space Heating | Natural Gas | Boiler | E3 | TRC BC Ratio | 1.7107 | 1.7123 | 1.7141 | 1.7167 | 1.7202 | 1.7255 | 1.7291 | 1.7319 | 1.735 | 1.7378 | 1.7397 | 1.7409 | 1.7419 | 1.7429 | 1.7442 | 1.7447 | 1.7456 | 1.7473 | 1.7492 | 1.7513 | 1.7538 | 1.7558 | 1.7575 | 1.7587 | 1.7595 | 1.7598 | 1.7593 | 1.7584 | 1.7577 | 1.7574 | 1.7576 | 1.7577 | 1.7577
F2_Commercial_College_New_Space Heating_Natural Gas_Boiler_E4 | F2 | Commercial | College | New | Space Heating | Natural Gas | Boiler | E4 | TRC BC Ratio | 0.34283 | 0.3432 | 0.34363 | 0.34415 | 0.34477 | 0.34553 | 0.34616 | 0.34669 | 0.34719 | 0.34761 | 0.34792 | 0.34811 | 0.34825 | 0.34835 | 0.34843 | 0.34844 | 0.34846 | 0.34856 | 0.34869 | 0.34886 | 0.34907 | 0.34925 | 0.34938 | 0.34948 | 0.34955 | 0.34957 | 0.34953 | 0.34946 | 0.3494 | 0.34937 | 0.34939 | 0.3494 | 0.3494
F2_Commercial_College_New_Space Heating_Natural Gas_Boiler_E5 | F2 | Commercial | College | New | Space Heating | Natural Gas | Boiler | E5 | TRC BC Ratio | 0 | 0 | 0 | 0 | 0 | 0 | 0 | 0 | 0 | 0 | 0 | 0 | 0 | 0 | 0 | 0 | 0 | 0 | 0 | 0 | 0 | 0 | 0 | 0 | 0 | 0 | 0 | 0 | 0 | 0 | 0 | 0 | 0
F2_Commercial_College_New_Space Heating_Natural Gas_Boiler_E6 | F2 | Commercial | College | New | Space Heating | Natural Gas | Boiler | E6 | TRC BC Ratio | 0 | 0 | 0 | 0 | 0 | 0 | 0 | 0 | 0 | 0 | 0 | 0 | 0 | 0 | 0 | 0 | 0 | 0 | 0 | 0 | 0 | 0 | 0 | 0 | 0 | 0 | 0 | 0 | 0 | 0 | 0 | 0 | 0
F2_Commercial_College_New_Space Heating_Natural Gas_Boiler_E7 | F2 | Commercial | College | New | Space Heating | Natural Gas | Boiler | E7 | TRC BC Ratio | 0 | 0 | 0 | 0 | 0 | 0 | 0 | 0 | 0 | 0 | 0 | 0 | 0 | 0 | 0 | 0 | 0 | 0 | 0 | 0 | 0 | 0 | 0 | 0 | 0 | 0 | 0 | 0 | 0 | 0 | 0 | 0 | 0
F2_Commercial_College_New_Space Heating_Natural Gas_Boiler_E8 | F2 | Commercial | College | New | Space Heating | Natural Gas | Boiler | E8 | TRC BC Ratio | 0 | 0 | 0 | 0 | 0 | 0 | 0 | 0 | 0 | 0 | 0 | 0 | 0 | 0 | 0 | 0 | 0 | 0 | 0 | 0 | 0 | 0 | 0 | 0 | 0 | 0 | 0 | 0 | 0 | 0 | 0 | 0 | 0
F2_Commercial_College_New_Space Heating_Natural Gas_Boiler_E9 | F2 | Commercial | College | New | Space Heating | Natural Gas | Boiler | E9 | TRC BC Ratio | 0 | 0 | 0 | 0 | 0 | 0 | 0 | 0 | 0 | 0 | 0 | 0 | 0 | 0 | 0 | 0 | 0 | 0 | 0 | 0 | 0 | 0 | 0 | 0 | 0 | 0 | 0 | 0 | 0 | 0 | 0 | 0 | 0
F2_Commercial_College_New_Space Heating_Natural Gas_Boiler_E10 | F2 | Commercial | College | New | Space Heating | Natural Gas | Boiler | E10 | TRC BC Ratio | 0 | 0 | 0 | 0 | 0 | 0 | 0 | 0 | 0 | 0 | 0 | 0 | 0 | 0 | 0 | 0 | 0 | 0 | 0 | 0 | 0 | 0 | 0 | 0 | 0 | 0 | 0 | 0 | 0 | 0 | 0 | 0 | 0
F3_Commercial_College_New_Space Heating_Natural Gas_Boiler_E1 | F3 | Commercial | College | New | Space Heating | Natural Gas | Boiler | E1 | PACT BC Ratio | bar: 2019 to 2051
F3_Commercial_College_New_Space Heating_Natural Gas_Boiler_E2 | F3 | Commercial | College | New | Space Heating | Natural Gas | Boiler | E2 | PACT BC Ratio | 2.3031 | 2.3053 | 2.3077 | 2.3111 | 2.3159 | 2.323 | 2.3279 | 2.3317 | 2.3358 | 2.3396 | 2.3421 | 2.3437 | 2.3452 | 2.3465 | 2.3482 | 2.3489 | 2.3501 | 2.3524 | 2.3549 | 2.3577 | 2.3611 | 2.3639 | 2.3661 | 2.3678 | 2.3689 | 2.3692 | 2.3686 | 2.3674 | 2.3664 | 2.366 | 2.3663 | 2.3664 | 2.3664
F3_Commercial_College_New_Space Heating_Natural Gas_Boiler_E3 | F3 | Commercial | College | New | Space Heating | Natural Gas | Boiler | E3 | PACT BC Ratio | 2.2809 | 2.2831 | 2.2855 | 2.2889 | 2.2936 | 2.3006 | 2.3055 | 2.3093 | 2.3133 | 2.317 | 2.3196 | 2.3211 | 2.3226 | 2.3239 | 2.3256 | 2.3263 | 2.3275 | 2.3298 | 2.3322 | 2.335 | 2.3383 | 2.3411 | 2.3433 | 2.345 | 2.3461 | 2.3464 | 2.3458 | 2.3446 | 2.3436 | 2.3432 | 2.3435 | 2.3436 | 2.3436
F3_Commercial_College_New_Space Heating_Natural Gas_Boiler_E4 | F3 | Commercial | College | New | Space Heating | Natural Gas | Boiler | E4 | PACT BC Ratio | 0.45711 | 0.4576 | 0.45817 | 0.45886 | 0.45969 | 0.4607 | 0.46154 | 0.46225 | 0.46292 | 0.46348 | 0.46389 | 0.46415 | 0.46434 | 0.46446 | 0.46458 | 0.46458 | 0.46461 | 0.46475 | 0.46492 | 0.46515 | 0.46543 | 0.46566 | 0.46584 | 0.46597 | 0.46606 | 0.46609 | 0.46604 | 0.46594 | 0.46587 | 0.46583 | 0.46586 | 0.46587 | 0.46587
F3_Commercial_College_New_Space Heating_Natural Gas_Boiler_E5 | F3 | Commercial | College | New | Space Heating | Natural Gas | Boiler | E5 | PACT BC Ratio | 0 | 0 | 0 | 0 | 0 | 0 | 0 | 0 | 0 | 0 | 0 | 0 | 0 | 0 | 0 | 0 | 0 | 0 | 0 | 0 | 0 | 0 | 0 | 0 | 0 | 0 | 0 | 0 | 0 | 0 | 0 | 0 | 0
F3_Commercial_College_New_Space Heating_Natural Gas_Boiler_E6 | F3 | Commercial | College | New | Space Heating | Natural Gas | Boiler | E6 | PACT BC Ratio | 0 | 0 | 0 | 0 | 0 | 0 | 0 | 0 | 0 | 0 | 0 | 0 | 0 | 0 | 0 | 0 | 0 | 0 | 0 | 0 | 0 | 0 | 0 | 0 | 0 | 0 | 0 | 0 | 0 | 0 | 0 | 0 | 0
F3_Commercial_College_New_Space Heating_Natural Gas_Boiler_E7 | F3 | Commercial | College | New | Space Heating | Natural Gas | Boiler | E7 | PACT BC Ratio | 0 | 0 | 0 | 0 | 0 | 0 | 0 | 0 | 0 | 0 | 0 | 0 | 0 | 0 | 0 | 0 | 0 | 0 | 0 | 0 | 0 | 0 | 0 | 0 | 0 | 0 | 0 | 0 | 0 | 0 | 0 | 0 | 0
F3_Commercial_College_New_Space Heating_Natural Gas_Boiler_E8 | F3 | Commercial | College | New | Space Heating | Natural Gas | Boiler | E8 | PACT BC Ratio | 0 | 0 | 0 | 0 | 0 | 0 | 0 | 0 | 0 | 0 | 0 | 0 | 0 | 0 | 0 | 0 | 0 | 0 | 0 | 0 | 0 | 0 | 0 | 0 | 0 | 0 | 0 | 0 | 0 | 0 | 0 | 0 | 0
F3_Commercial_College_New_Space Heating_Natural Gas_Boiler_E9 | F3 | Commercial | College | New | Space Heating | Natural Gas | Boiler | E9 | PACT BC Ratio | 0 | 0 | 0 | 0 | 0 | 0 | 0 | 0 | 0 | 0 | 0 | 0 | 0 | 0 | 0 | 0 | 0 | 0 | 0 | 0 | 0 | 0 | 0 | 0 | 0 | 0 | 0 | 0 | 0 | 0 | 0 | 0 | 0
F3_Commercial_College_New_Space Heating_Natural Gas_Boiler_E10 | F3 | Commercial | College | New | Space Heating | Natural Gas | Boiler | E10 | PACT BC Ratio | 0 | 0 | 0 | 0 | 0 | 0 | 0 | 0 | 0 | 0 | 0 | 0 | 0 | 0 | 0 | 0 | 0 | 0 | 0 | 0 | 0 | 0 | 0 | 0 | 0 | 0 | 0 | 0 | 0 | 0 | 0 | 0 | 0
F4_Commercial_College_New_Space Heating_Natural Gas_Boiler_E1 | F4 | Commercial | College | New | Space Heating | Natural Gas | Boiler | E1 | RVT BC Ratio | bar: 2019 to 2051
F4_Commercial_College_New_Space Heating_Natural Gas_Boiler_E2 | F4 | Commercial | College | New | Space Heating | Natural Gas | Boiler | E2 | RVT BC Ratio | 3.1833 | 3.1857 | 3.1883 | 3.192 | 3.1971 | 3.2048 | 3.2101 | 3.2142 | 3.2186 | 3.2227 | 3.2254 | 3.2271 | 3.2287 | 3.2301 | 3.232 | 3.2327 | 3.2341 | 3.2365 | 3.2392 | 3.2422 | 3.2459 | 3.2489 | 3.2513 | 3.2531 | 3.2543 | 3.2546 | 3.254 | 3.2527 | 3.2516 | 3.2511 | 3.2515 | 3.2516 | 3.2516
F4_Commercial_College_New_Space Heating_Natural Gas_Boiler_E3 | F4 | Commercial | College | New | Space Heating | Natural Gas | Boiler | E3 | RVT BC Ratio | 3.1594 | 3.1617 | 3.1643 | 3.168 | 3.1731 | 3.1806 | 3.1859 | 3.19 | 3.1944 | 3.1984 | 3.2011 | 3.2028 | 3.2043 | 3.2058 | 3.2076 | 3.2083 | 3.2097 | 3.2121 | 3.2147 | 3.2178 | 3.2213 | 3.2243 | 3.2267 | 3.2285 | 3.2297 | 3.23 | 3.2294 | 3.2281 | 3.2271 | 3.2266 | 3.2269 | 3.2271 | 3.2271
F4_Commercial_College_New_Space Heating_Natural Gas_Boiler_E4 | F4 | Commercial | College | New | Space Heating | Natural Gas | Boiler | E4 | RVT BC Ratio | 1.1929 | 1.1934 | 1.194 | 1.1948 | 1.1957 | 1.1968 | 1.1977 | 1.1984 | 1.1991 | 1.1998 | 1.2002 | 1.2005 | 1.2007 | 1.2008 | 1.2009 | 1.2009 | 1.201 | 1.2011 | 1.2013 | 1.2016 | 1.2019 | 1.2021 | 1.2023 | 1.2024 | 1.2025 | 1.2026 | 1.2025 | 1.2024 | 1.2023 | 1.2023 | 1.2023 | 1.2023 | 1.2023
F4_Commercial_College_New_Space Heating_Natural Gas_Boiler_E5 | F4 | Commercial | College | New | Space Heating | Natural Gas | Boiler | E5 | RVT BC Ratio | 0 | 0 | 0 | 0 | 0 | 0 | 0 | 0 | 0 | 0 | 0 | 0 | 0 | 0 | 0 | 0 | 0 | 0 | 0 | 0 | 0 | 0 | 0 | 0 | 0 | 0 | 0 | 0 | 0 | 0 | 0 | 0 | 0
F4_Commercial_College_New_Space Heating_Natural Gas_Boiler_E6 | F4 | Commercial | College | New | Space Heating | Natural Gas | Boiler | E6 | RVT BC Ratio | 0 | 0 | 0 | 0 | 0 | 0 | 0 | 0 | 0 | 0 | 0 | 0 | 0 | 0 | 0 | 0 | 0 | 0 | 0 | 0 | 0 | 0 | 0 | 0 | 0 | 0 | 0 | 0 | 0 | 0 | 0 | 0 | 0
F4_Commercial_College_New_Space Heating_Natural Gas_Boiler_E7 | F4 | Commercial | College | New | Space Heating | Natural Gas | Boiler | E7 | RVT BC Ratio | 0 | 0 | 0 | 0 | 0 | 0 | 0 | 0 | 0 | 0 | 0 | 0 | 0 | 0 | 0 | 0 | 0 | 0 | 0 | 0 | 0 | 0 | 0 | 0 | 0 | 0 | 0 | 0 | 0 | 0 | 0 | 0 | 0
F4_Commercial_College_New_Space Heating_Natural Gas_Boiler_E8 | F4 | Commercial | College | New | Space Heating | Natural Gas | Boiler | E8 | RVT BC Ratio | 0 | 0 | 0 | 0 | 0 | 0 | 0 | 0 | 0 | 0 | 0 | 0 | 0 | 0 | 0 | 0 | 0 | 0 | 0 | 0 | 0 | 0 | 0 | 0 | 0 | 0 | 0 | 0 | 0 | 0 | 0 | 0 | 0
F4_Commercial_College_New_Space Heating_Natural Gas_Boiler_E9 | F4 | Commercial | College | New | Space Heating | Natural Gas | Boiler | E9 | RVT BC Ratio | 0 | 0 | 0 | 0 | 0 | 0 | 0 | 0 | 0 | 0 | 0 | 0 | 0 | 0 | 0 | 0 | 0 | 0 | 0 | 0 | 0 | 0 | 0 | 0 | 0 | 0 | 0 | 0 | 0 | 0 | 0 | 0 | 0
F4_Commercial_College_New_Space Heating_Natural Gas_Boiler_E10 | F4 | Commercial | College | New | Space Heating | Natural Gas | Boiler | E10 | RVT BC Ratio | 0 | 0 | 0 | 0 | 0 | 0 | 0 | 0 | 0 | 0 | 0 | 0 | 0 | 0 | 0 | 0 | 0 | 0 | 0 | 0 | 0 | 0 | 0 | 0 | 0 | 0 | 0 | 0 | 0 | 0 | 0 | 0 | 0
F5_Commercial_College_New_Space Heating_Natural Gas_Boiler_E1 | F5 | Commercial | College | New | Space Heating | Natural Gas | Boiler | E1 | RIM BC Ratio | bar: 2019 to 2051
F5_Commercial_College_New_Space Heating_Natural Gas_Boiler_E2 | F5 | Commercial | College | New | Space Heating | Natural Gas | Boiler | E2 | RIM BC Ratio | 0.61264 | 0.6128 | 0.61297 | 0.61321 | 0.61355 | 0.61404 | 0.61439 | 0.61465 | 0.61494 | 0.6152 | 0.61537 | 0.61548 | 0.61558 | 0.61568 | 0.61579 | 0.61584 | 0.61593 | 0.61608 | 0.61625 | 0.61645 | 0.61668 | 0.61687 | 0.61702 | 0.61713 | 0.6172 | 0.61723 | 0.61719 | 0.6171 | 0.61704 | 0.61701 | 0.61703 | 0.61704 | 0.61704
F5_Commercial_College_New_Space Heating_Natural Gas_Boiler_E3 | F5 | Commercial | College | New | Space Heating | Natural Gas | Boiler | E3 | RIM BC Ratio | 0.61106 | 0.61122 | 0.61139 | 0.61164 | 0.61197 | 0.61247 | 0.61282 | 0.61308 | 0.61337 | 0.61363 | 0.61381 | 0.61392 | 0.61402 | 0.61411 | 0.61423 | 0.61428 | 0.61436 | 0.61452 | 0.61469 | 0.61488 | 0.61511 | 0.61531 | 0.61546 | 0.61557 | 0.61565 | 0.61567 | 0.61563 | 0.61554 | 0.61548 | 0.61545 | 0.61547 | 0.61548 | 0.61548
F5_Commercial_College_New_Space Heating_Natural Gas_Boiler_E4 | F5 | Commercial | College | New | Space Heating | Natural Gas | Boiler | E4 | RIM BC Ratio | 0.29536 | 0.29556 | 0.2958 | 0.29609 | 0.29643 | 0.29685 | 0.2972 | 0.2975 | 0.29777 | 0.29801 | 0.29817 | 0.29828 | 0.29836 | 0.29841 | 0.29846 | 0.29846 | 0.29847 | 0.29853 | 0.2986 | 0.29869 | 0.29881 | 0.29891 | 0.29898 | 0.29903 | 0.29907 | 0.29908 | 0.29906 | 0.29902 | 0.29899 | 0.29897 | 0.29898 | 0.29899 | 0.29899
F5_Commercial_College_New_Space Heating_Natural Gas_Boiler_E5 | F5 | Commercial | College | New | Space Heating | Natural Gas | Boiler | E5 | RIM BC Ratio | 0 | 0 | 0 | 0 | 0 | 0 | 0 | 0 | 0 | 0 | 0 | 0 | 0 | 0 | 0 | 0 | 0 | 0 | 0 | 0 | 0 | 0 | 0 | 0 | 0 | 0 | 0 | 0 | 0 | 0 | 0 | 0 | 0
F5_Commercial_College_New_Space Heating_Natural Gas_Boiler_E6 | F5 | Commercial | College | New | Space Heating | Natural Gas | Boiler | E6 | RIM BC Ratio | 0 | 0 | 0 | 0 | 0 | 0 | 0 | 0 | 0 | 0 | 0 | 0 | 0 | 0 | 0 | 0 | 0 | 0 | 0 | 0 | 0 | 0 | 0 | 0 | 0 | 0 | 0 | 0 | 0 | 0 | 0 | 0 | 0
F5_Commercial_College_New_Space Heating_Natural Gas_Boiler_E7 | F5 | Commercial | College | New | Space Heating | Natural Gas | Boiler | E7 | RIM BC Ratio | 0 | 0 | 0 | 0 | 0 | 0 | 0 | 0 | 0 | 0 | 0 | 0 | 0 | 0 | 0 | 0 | 0 | 0 | 0 | 0 | 0 | 0 | 0 | 0 | 0 | 0 | 0 | 0 | 0 | 0 | 0 | 0 | 0
F5_Commercial_College_New_Space Heating_Natural Gas_Boiler_E8 | F5 | Commercial | College | New | Space Heating | Natural Gas | Boiler | E8 | RIM BC Ratio | 0 | 0 | 0 | 0 | 0 | 0 | 0 | 0 | 0 | 0 | 0 | 0 | 0 | 0 | 0 | 0 | 0 | 0 | 0 | 0 | 0 | 0 | 0 | 0 | 0 | 0 | 0 | 0 | 0 | 0 | 0 | 0 | 0
F5_Commercial_College_New_Space Heating_Natural Gas_Boiler_E9 | F5 | Commercial | College | New | Space Heating | Natural Gas | Boiler | E9 | RIM BC Ratio | 0 | 0 | 0 | 0 | 0 | 0 | 0 | 0 | 0 | 0 | 0 | 0 | 0 | 0 | 0 | 0 | 0 | 0 | 0 | 0 | 0 | 0 | 0 | 0 | 0 | 0 | 0 | 0 | 0 | 0 | 0 | 0 | 0
F5_Commercial_College_New_Space Heating_Natural Gas_Boiler_E10 | F5 | Commercial | College | New | Space Heating | Natural Gas | Boiler | E10 | RIM BC Ratio | 0 | 0 | 0 | 0 | 0 | 0 | 0 | 0 | 0 | 0 | 0 | 0 | 0 | 0 | 0 | 0 | 0 | 0 | 0 | 0 | 0 | 0 | 0 | 0 | 0 | 0 | 0 | 0 | 0 | 0 | 0 | 0 | 0
F0_Commercial_College_New_Space Heating_Natural Gas_Unit Heater_E0 | F0 | Commercial | College | New | Space Heating | Natural Gas | Unit Heater | E0 | Economic Unit | Infrared Radiant | Infrared Radiant | Infrared Radiant | Infrared Radiant | Infrared Radiant | Infrared Radiant | Infrared Radiant | Infrared Radiant | Infrared Radiant | Infrared Radiant | Infrared Radiant | Infrared Radiant | Infrared Radiant | Infrared Radiant | Infrared Radiant | Infrared Radiant | Infrared Radiant | Infrared Radiant | Infrared Radiant | Infrared Radiant | Infrared Radiant | Infrared Radiant | Infrared Radiant | Infrared Radiant | Infrared Radiant | Infrared Radiant | Infrared Radiant | Infrared Radiant | Infrared Radiant | Infrared Radiant | Infrared Radiant | Infrared Radiant | Infrared Radiant
F1_Commercial_College_New_Space Heating_Natural Gas_Unit Heater_E1 | F1 | Commercial | College | New | Space Heating | Natural Gas | Unit Heater | E1 | CCE | 0 | 0 | 0 | 0 | 0 | 0 | 0 | 0 | 0 | 0 | 0 | 0 | 0 | 0 | 0 | 0 | 0 | 0 | 0 | 0 | 0 | 0 | 0 | 0 | 0 | 0 | 0 | 0 | 0 | 0 | 0 | 0 | 0
F1_Commercial_College_New_Space Heating_Natural Gas_Unit Heater_E2 | F1 | Commercial | College | New | Space Heating | Natural Gas | Unit Heater | E2 | CCE | 1.2484 | 1.2484 | 1.255 | 1.2617 | 1.2685 | 1.2754 | 1.2823 | 1.2893 | 1.2964 | 1.3036 | 1.3108 | 1.3181 | 1.3256 | 1.333 | 1.3406 | 1.3483 | 1.356 | 1.3639 | 1.3718 | 1.3798 | 1.3879 | 1.3961 | 1.4045 | 1.4129 | 1.4214 | 1.43 | 1.4387 | 1.4475 | 1.4564 | 1.4655 | 1.4746 | 1.4839 | 1.4839
F1_Commercial_College_New_Space Heating_Natural Gas_Unit Heater_E3 | F1 | Commercial | College | New | Space Heating | Natural Gas | Unit Heater | E3 | CCE | 0.12436 | 0.12436 | 0.12503 | 0.12569 | 0.12637 | 0.12705 | 0.12775 | 0.12844 | 0.12915 | 0.12986 | 0.13058 | 0.13131 | 0.13205 | 0.1328 | 0.13355 | 0.13432 | 0.13509 | 0.13587 | 0.13666 | 0.13746 | 0.13827 | 0.13908 | 0.13991 | 0.14075 | 0.1416 | 0.14245 | 0.14332 | 0.1442 | 0.14509 | 0.14599 | 0.1469 | 0.14783 | 0.14783
F1_Commercial_College_New_Space Heating_Natural Gas_Unit Heater_E4 | F1 | Commercial | College | New | Space Heating | Natural Gas | Unit Heater | E4 | CCE | 0 | 0 | 0 | 0 | 0 | 0 | 0 | 0 | 0 | 0 | 0 | 0 | 0 | 0 | 0 | 0 | 0 | 0 | 0 | 0 | 0 | 0 | 0 | 0 | 0 | 0 | 0 | 0 | 0 | 0 | 0 | 0 | 0
F1_Commercial_College_New_Space Heating_Natural Gas_Unit Heater_E5 | F1 | Commercial | College | New | Space Heating | Natural Gas | Unit Heater | E5 | CCE | 0 | 0 | 0 | 0 | 0 | 0 | 0 | 0 | 0 | 0 | 0 | 0 | 0 | 0 | 0 | 0 | 0 | 0 | 0 | 0 | 0 | 0 | 0 | 0 | 0 | 0 | 0 | 0 | 0 | 0 | 0 | 0 | 0
F1_Commercial_College_New_Space Heating_Natural Gas_Unit Heater_E6 | F1 | Commercial | College | New | Space Heating | Natural Gas | Unit Heater | E6 | CCE | 0 | 0 | 0 | 0 | 0 | 0 | 0 | 0 | 0 | 0 | 0 | 0 | 0 | 0 | 0 | 0 | 0 | 0 | 0 | 0 | 0 | 0 | 0 | 0 | 0 | 0 | 0 | 0 | 0 | 0 | 0 | 0 | 0
F1_Commercial_College_New_Space Heating_Natural Gas_Unit Heater_E7 | F1 | Commercial | College | New | Space Heating | Natural Gas | Unit Heater | E7 | CCE | 0 | 0 | 0 | 0 | 0 | 0 | 0 | 0 | 0 | 0 | 0 | 0 | 0 | 0 | 0 | 0 | 0 | 0 | 0 | 0 | 0 | 0 | 0 | 0 | 0 | 0 | 0 | 0 | 0 | 0 | 0 | 0 | 0
F1_Commercial_College_New_Space Heating_Natural Gas_Unit Heater_E8 | F1 | Commercial | College | New | Space Heating | Natural Gas | Unit Heater | E8 | CCE | 0 | 0 | 0 | 0 | 0 | 0 | 0 | 0 | 0 | 0 | 0 | 0 | 0 | 0 | 0 | 0 | 0 | 0 | 0 | 0 | 0 | 0 | 0 | 0 | 0 | 0 | 0 | 0 | 0 | 0 | 0 | 0 | 0
F1_Commercial_College_New_Space Heating_Natural Gas_Unit Heater_E9 | F1 | Commercial | College | New | Space Heating | Natural Gas | Unit Heater | E9 | CCE | 0 | 0 | 0 | 0 | 0 | 0 | 0 | 0 | 0 | 0 | 0 | 0 | 0 | 0 | 0 | 0 | 0 | 0 | 0 | 0 | 0 | 0 | 0 | 0 | 0 | 0 | 0 | 0 | 0 | 0 | 0 | 0 | 0
F1_Commercial_College_New_Space Heating_Natural Gas_Unit Heater_E10 | F1 | Commercial | College | New | Space Heating | Natural Gas | Unit Heater | E10 | CCE | 0 | 0 | 0 | 0 | 0 | 0 | 0 | 0 | 0 | 0 | 0 | 0 | 0 | 0 | 0 | 0 | 0 | 0 | 0 | 0 | 0 | 0 | 0 | 0 | 0 | 0 | 0 | 0 | 0 | 0 | 0 | 0 | 0
F2_Commercial_College_New_Space Heating_Natural Gas_Unit Heater_E1 | F2 | Commercial | College | New | Space Heating | Natural Gas | Unit Heater | E1 | TRC BC Ratio | bar: 2019 to 2051
F2_Commercial_College_New_Space Heating_Natural Gas_Unit Heater_E2 | F2 | Commercial | College | New | Space Heating | Natural Gas | Unit Heater | E2 | TRC BC Ratio | 1.4316 | 1.4333 | 1.4351 | 1.4377 | 1.4415 | 1.4475 | 1.451 | 1.4531 | 1.4557 | 1.4579 | 1.4592 | 1.4598 | 1.4607 | 1.4619 | 1.4637 | 1.4647 | 1.4663 | 1.4689 | 1.4715 | 1.4743 | 1.4776 | 1.4804 | 1.4826 | 1.4843 | 1.4854 | 1.4857 | 1.4852 | 1.4839 | 1.483 | 1.4825 | 1.4828 | 1.483 | 1.483
F2_Commercial_College_New_Space Heating_Natural Gas_Unit Heater_E3 | F2 | Commercial | College | New | Space Heating | Natural Gas | Unit Heater | E3 | TRC BC Ratio | 14.4795 | 14.5162 | 14.5616 | 14.6219 | 14.6976 | 14.8103 | 14.8618 | 14.8723 | 14.8808 | 14.8782 | 14.8554 | 14.8297 | 14.8204 | 14.8293 | 14.8623 | 14.8883 | 14.9269 | 14.9846 | 15.0378 | 15.0922 | 15.1509 | 15.2019 | 15.2426 | 15.2734 | 15.2939 | 15.2998 | 15.2889 | 15.2664 | 15.2487 | 15.2402 | 15.2464 | 15.2488 | 15.2488
F2_Commercial_College_New_Space Heating_Natural Gas_Unit Heater_E4 | F2 | Commercial | College | New | Space Heating | Natural Gas | Unit Heater | E4 | TRC BC Ratio | 0 | 0 | 0 | 0 | 0 | 0 | 0 | 0 | 0 | 0 | 0 | 0 | 0 | 0 | 0 | 0 | 0 | 0 | 0 | 0 | 0 | 0 | 0 | 0 | 0 | 0 | 0 | 0 | 0 | 0 | 0 | 0 | 0
F2_Commercial_College_New_Space Heating_Natural Gas_Unit Heater_E5 | F2 | Commercial | College | New | Space Heating | Natural Gas | Unit Heater | E5 | TRC BC Ratio | 0 | 0 | 0 | 0 | 0 | 0 | 0 | 0 | 0 | 0 | 0 | 0 | 0 | 0 | 0 | 0 | 0 | 0 | 0 | 0 | 0 | 0 | 0 | 0 | 0 | 0 | 0 | 0 | 0 | 0 | 0 | 0 | 0
F2_Commercial_College_New_Space Heating_Natural Gas_Unit Heater_E6 | F2 | Commercial | College | New | Space Heating | Natural Gas | Unit Heater | E6 | TRC BC Ratio | 0 | 0 | 0 | 0 | 0 | 0 | 0 | 0 | 0 | 0 | 0 | 0 | 0 | 0 | 0 | 0 | 0 | 0 | 0 | 0 | 0 | 0 | 0 | 0 | 0 | 0 | 0 | 0 | 0 | 0 | 0 | 0 | 0
F2_Commercial_College_New_Space Heating_Natural Gas_Unit Heater_E7 | F2 | Commercial | College | New | Space Heating | Natural Gas | Unit Heater | E7 | TRC BC Ratio | 0 | 0 | 0 | 0 | 0 | 0 | 0 | 0 | 0 | 0 | 0 | 0 | 0 | 0 | 0 | 0 | 0 | 0 | 0 | 0 | 0 | 0 | 0 | 0 | 0 | 0 | 0 | 0 | 0 | 0 | 0 | 0 | 0
F2_Commercial_College_New_Space Heating_Natural Gas_Unit Heater_E8 | F2 | Commercial | College | New | Space Heating | Natural Gas | Unit Heater | E8 | TRC BC Ratio | 0 | 0 | 0 | 0 | 0 | 0 | 0 | 0 | 0 | 0 | 0 | 0 | 0 | 0 | 0 | 0 | 0 | 0 | 0 | 0 | 0 | 0 | 0 | 0 | 0 | 0 | 0 | 0 | 0 | 0 | 0 | 0 | 0
F2_Commercial_College_New_Space Heating_Natural Gas_Unit Heater_E9 | F2 | Commercial | College | New | Space Heating | Natural Gas | Unit Heater | E9 | TRC BC Ratio | 0 | 0 | 0 | 0 | 0 | 0 | 0 | 0 | 0 | 0 | 0 | 0 | 0 | 0 | 0 | 0 | 0 | 0 | 0 | 0 | 0 | 0 | 0 | 0 | 0 | 0 | 0 | 0 | 0 | 0 | 0 | 0 | 0
F2_Commercial_College_New_Space Heating_Natural Gas_Unit Heater_E10 | F2 | Commercial | College | New | Space Heating | Natural Gas | Unit Heater | E10 | TRC BC Ratio | 0 | 0 | 0 | 0 | 0 | 0 | 0 | 0 | 0 | 0 | 0 | 0 | 0 | 0 | 0 | 0 | 0 | 0 | 0 | 0 | 0 | 0 | 0 | 0 | 0 | 0 | 0 | 0 | 0 | 0 | 0 | 0 | 0
F3_Commercial_College_New_Space Heating_Natural Gas_Unit Heater_E1 | F3 | Commercial | College | New | Space Heating | Natural Gas | Unit Heater | E1 | PACT BC Ratio | bar: 2019 to 2051
F3_Commercial_College_New_Space Heating_Natural Gas_Unit Heater_E2 | F3 | Commercial | College | New | Space Heating | Natural Gas | Unit Heater | E2 | PACT BC Ratio | 1.9089 | 1.911 | 1.9134 | 1.917 | 1.922 | 1.93 | 1.9346 | 1.9375 | 1.9409 | 1.9439 | 1.9456 | 1.9464 | 1.9476 | 1.9492 | 1.9516 | 1.953 | 1.9551 | 1.9585 | 1.9619 | 1.9658 | 1.9702 | 1.9739 | 1.9769 | 1.9791 | 1.9806 | 1.981 | 1.9802 | 1.9786 | 1.9773 | 1.9767 | 1.9771 | 1.9773 | 1.9773
F3_Commercial_College_New_Space Heating_Natural Gas_Unit Heater_E3 | F3 | Commercial | College | New | Space Heating | Natural Gas | Unit Heater | E3 | PACT BC Ratio | 19.306 | 19.355 | 19.4154 | 19.4958 | 19.5967 | 19.747 | 19.8157 | 19.8297 | 19.8411 | 19.8377 | 19.8073 | 19.773 | 19.7606 | 19.7724 | 19.8164 | 19.851 | 19.9026 | 19.9794 | 20.0504 | 20.1229 | 20.2012 | 20.2691 | 20.3234 | 20.3645 | 20.3919 | 20.3998 | 20.3852 | 20.3553 | 20.3317 | 20.3202 | 20.3286 | 20.3318 | 20.3318
F3_Commercial_College_New_Space Heating_Natural Gas_Unit Heater_E4 | F3 | Commercial | College | New | Space Heating | Natural Gas | Unit Heater | E4 | PACT BC Ratio | 0 | 0 | 0 | 0 | 0 | 0 | 0 | 0 | 0 | 0 | 0 | 0 | 0 | 0 | 0 | 0 | 0 | 0 | 0 | 0 | 0 | 0 | 0 | 0 | 0 | 0 | 0 | 0 | 0 | 0 | 0 | 0 | 0
F3_Commercial_College_New_Space Heating_Natural Gas_Unit Heater_E5 | F3 | Commercial | College | New | Space Heating | Natural Gas | Unit Heater | E5 | PACT BC Ratio | 0 | 0 | 0 | 0 | 0 | 0 | 0 | 0 | 0 | 0 | 0 | 0 | 0 | 0 | 0 | 0 | 0 | 0 | 0 | 0 | 0 | 0 | 0 | 0 | 0 | 0 | 0 | 0 | 0 | 0 | 0 | 0 | 0
F3_Commercial_College_New_Space Heating_Natural Gas_Unit Heater_E6 | F3 | Commercial | College | New | Space Heating | Natural Gas | Unit Heater | E6 | PACT BC Ratio | 0 | 0 | 0 | 0 | 0 | 0 | 0 | 0 | 0 | 0 | 0 | 0 | 0 | 0 | 0 | 0 | 0 | 0 | 0 | 0 | 0 | 0 | 0 | 0 | 0 | 0 | 0 | 0 | 0 | 0 | 0 | 0 | 0
F3_Commercial_College_New_Space Heating_Natural Gas_Unit Heater_E7 | F3 | Commercial | College | New | Space Heating | Natural Gas | Unit Heater | E7 | PACT BC Ratio | 0 | 0 | 0 | 0 | 0 | 0 | 0 | 0 | 0 | 0 | 0 | 0 | 0 | 0 | 0 | 0 | 0 | 0 | 0 | 0 | 0 | 0 | 0 | 0 | 0 | 0 | 0 | 0 | 0 | 0 | 0 | 0 | 0
F3_Commercial_College_New_Space Heating_Natural Gas_Unit Heater_E8 | F3 | Commercial | College | New | Space Heating | Natural Gas | Unit Heater | E8 | PACT BC Ratio | 0 | 0 | 0 | 0 | 0 | 0 | 0 | 0 | 0 | 0 | 0 | 0 | 0 | 0 | 0 | 0 | 0 | 0 | 0 | 0 | 0 | 0 | 0 | 0 | 0 | 0 | 0 | 0 | 0 | 0 | 0 | 0 | 0
F3_Commercial_College_New_Space Heating_Natural Gas_Unit Heater_E9 | F3 | Commercial | College | New | Space Heating | Natural Gas | Unit Heater | E9 | PACT BC Ratio | 0 | 0 | 0 | 0 | 0 | 0 | 0 | 0 | 0 | 0 | 0 | 0 | 0 | 0 | 0 | 0 | 0 | 0 | 0 | 0 | 0 | 0 | 0 | 0 | 0 | 0 | 0 | 0 | 0 | 0 | 0 | 0 | 0
F3_Commercial_College_New_Space Heating_Natural Gas_Unit Heater_E10 | F3 | Commercial | College | New | Space Heating | Natural Gas | Unit Heater | E10 | PACT BC Ratio | 0 | 0 | 0 | 0 | 0 | 0 | 0 | 0 | 0 | 0 | 0 | 0 | 0 | 0 | 0 | 0 | 0 | 0 | 0 | 0 | 0 | 0 | 0 | 0 | 0 | 0 | 0 | 0 | 0 | 0 | 0 | 0 | 0
F4_Commercial_College_New_Space Heating_Natural Gas_Unit Heater_E1 | F4 | Commercial | College | New | Space Heating | Natural Gas | Unit Heater | E1 | RVT BC Ratio | bar: 2019 to 2051
F4_Commercial_College_New_Space Heating_Natural Gas_Unit Heater_E2 | F4 | Commercial | College | New | Space Heating | Natural Gas | Unit Heater | E2 | RVT BC Ratio | 2.7582 | 2.7606 | 2.7631 | 2.767 | 2.7724 | 2.781 | 2.786 | 2.7891 | 2.7928 | 2.796 | 2.7979 | 2.7988 | 2.8 | 2.8017 | 2.8044 | 2.8058 | 2.8081 | 2.8118 | 2.8155 | 2.8196 | 2.8244 | 2.8284 | 2.8316 | 2.834 | 2.8356 | 2.836 | 2.8352 | 2.8334 | 2.832 | 2.8314 | 2.8319 | 2.832 | 2.832
F4_Commercial_College_New_Space Heating_Natural Gas_Unit Heater_E3 | F4 | Commercial | College | New | Space Heating | Natural Gas | Unit Heater | E3 | RVT BC Ratio | 21.5169 | 21.5696 | 21.6348 | 21.7215 | 21.8304 | 21.9924 | 22.0664 | 22.0815 | 22.0938 | 22.0901 | 22.0573 | 22.0204 | 22.007 | 22.0198 | 22.0672 | 22.1045 | 22.1601 | 22.243 | 22.3196 | 22.3977 | 22.4821 | 22.5554 | 22.6139 | 22.6582 | 22.6877 | 22.6962 | 22.6806 | 22.6482 | 22.6228 | 22.6104 | 22.6194 | 22.6229 | 22.6229
F4_Commercial_College_New_Space Heating_Natural Gas_Unit Heater_E4 | F4 | Commercial | College | New | Space Heating | Natural Gas | Unit Heater | E4 | RVT BC Ratio | 0 | 0 | 0 | 0 | 0 | 0 | 0 | 0 | 0 | 0 | 0 | 0 | 0 | 0 | 0 | 0 | 0 | 0 | 0 | 0 | 0 | 0 | 0 | 0 | 0 | 0 | 0 | 0 | 0 | 0 | 0 | 0 | 0
F4_Commercial_College_New_Space Heating_Natural Gas_Unit Heater_E5 | F4 | Commercial | College | New | Space Heating | Natural Gas | Unit Heater | E5 | RVT BC Ratio | 0 | 0 | 0 | 0 | 0 | 0 | 0 | 0 | 0 | 0 | 0 | 0 | 0 | 0 | 0 | 0 | 0 | 0 | 0 | 0 | 0 | 0 | 0 | 0 | 0 | 0 | 0 | 0 | 0 | 0 | 0 | 0 | 0
F4_Commercial_College_New_Space Heating_Natural Gas_Unit Heater_E6 | F4 | Commercial | College | New | Space Heating | Natural Gas | Unit Heater | E6 | RVT BC Ratio | 0 | 0 | 0 | 0 | 0 | 0 | 0 | 0 | 0 | 0 | 0 | 0 | 0 | 0 | 0 | 0 | 0 | 0 | 0 | 0 | 0 | 0 | 0 | 0 | 0 | 0 | 0 | 0 | 0 | 0 | 0 | 0 | 0
F4_Commercial_College_New_Space Heating_Natural Gas_Unit Heater_E7 | F4 | Commercial | College | New | Space Heating | Natural Gas | Unit Heater | E7 | RVT BC Ratio | 0 | 0 | 0 | 0 | 0 | 0 | 0 | 0 | 0 | 0 | 0 | 0 | 0 | 0 | 0 | 0 | 0 | 0 | 0 | 0 | 0 | 0 | 0 | 0 | 0 | 0 | 0 | 0 | 0 | 0 | 0 | 0 | 0
F4_Commercial_College_New_Space Heating_Natural Gas_Unit Heater_E8 | F4 | Commercial | College | New | Space Heating | Natural Gas | Unit Heater | E8 | RVT BC Ratio | 0 | 0 | 0 | 0 | 0 | 0 | 0 | 0 | 0 | 0 | 0 | 0 | 0 | 0 | 0 | 0 | 0 | 0 | 0 | 0 | 0 | 0 | 0 | 0 | 0 | 0 | 0 | 0 | 0 | 0 | 0 | 0 | 0
F4_Commercial_College_New_Space Heating_Natural Gas_Unit Heater_E9 | F4 | Commercial | College | New | Space Heating | Natural Gas | Unit Heater | E9 | RVT BC Ratio | 0 | 0 | 0 | 0 | 0 | 0 | 0 | 0 | 0 | 0 | 0 | 0 | 0 | 0 | 0 | 0 | 0 | 0 | 0 | 0 | 0 | 0 | 0 | 0 | 0 | 0 | 0 | 0 | 0 | 0 | 0 | 0 | 0
F4_Commercial_College_New_Space Heating_Natural Gas_Unit Heater_E10 | F4 | Commercial | College | New | Space Heating | Natural Gas | Unit Heater | E10 | RVT BC Ratio | 0 | 0 | 0 | 0 | 0 | 0 | 0 | 0 | 0 | 0 | 0 | 0 | 0 | 0 | 0 | 0 | 0 | 0 | 0 | 0 | 0 | 0 | 0 | 0 | 0 | 0 | 0 | 0 | 0 | 0 | 0 | 0 | 0
F5_Commercial_College_New_Space Heating_Natural Gas_Unit Heater_E1 | F5 | Commercial | College | New | Space Heating | Natural Gas | Unit Heater | E1 | RIM BC Ratio | bar: 2019 to 2051
F5_Commercial_College_New_Space Heating_Natural Gas_Unit Heater_E2 | F5 | Commercial | College | New | Space Heating | Natural Gas | Unit Heater | E2 | RIM BC Ratio | 0.58074 | 0.58094 | 0.58116 | 0.58149 | 0.58195 | 0.58268 | 0.58311 | 0.58337 | 0.58367 | 0.58394 | 0.5841 | 0.58417 | 0.58428 | 0.58442 | 0.58464 | 0.58476 | 0.58495 | 0.58526 | 0.58556 | 0.5859 | 0.58629 | 0.58662 | 0.58688 | 0.58708 | 0.58721 | 0.58725 | 0.58718 | 0.58703 | 0.58692 | 0.58687 | 0.58691 | 0.58692 | 0.58692
F5_Commercial_College_New_Space Heating_Natural Gas_Unit Heater_E3 | F5 | Commercial | College | New | Space Heating | Natural Gas | Unit Heater | E3 | RIM BC Ratio | 0.80009 | 0.80017 | 0.80027 | 0.80041 | 0.80058 | 0.80083 | 0.80094 | 0.80096 | 0.80098 | 0.80098 | 0.80093 | 0.80087 | 0.80085 | 0.80087 | 0.80094 | 0.801 | 0.80108 | 0.80121 | 0.80132 | 0.80144 | 0.80156 | 0.80167 | 0.80175 | 0.80182 | 0.80186 | 0.80187 | 0.80185 | 0.8018 | 0.80176 | 0.80175 | 0.80176 | 0.80176 | 0.80176
F5_Commercial_College_New_Space Heating_Natural Gas_Unit Heater_E4 | F5 | Commercial | College | New | Space Heating | Natural Gas | Unit Heater | E4 | RIM BC Ratio | 0 | 0 | 0 | 0 | 0 | 0 | 0 | 0 | 0 | 0 | 0 | 0 | 0 | 0 | 0 | 0 | 0 | 0 | 0 | 0 | 0 | 0 | 0 | 0 | 0 | 0 | 0 | 0 | 0 | 0 | 0 | 0 | 0
F5_Commercial_College_New_Space Heating_Natural Gas_Unit Heater_E5 | F5 | Commercial | College | New | Space Heating | Natural Gas | Unit Heater | E5 | RIM BC Ratio | 0 | 0 | 0 | 0 | 0 | 0 | 0 | 0 | 0 | 0 | 0 | 0 | 0 | 0 | 0 | 0 | 0 | 0 | 0 | 0 | 0 | 0 | 0 | 0 | 0 | 0 | 0 | 0 | 0 | 0 | 0 | 0 | 0
F5_Commercial_College_New_Space Heating_Natural Gas_Unit Heater_E6 | F5 | Commercial | College | New | Space Heating | Natural Gas | Unit Heater | E6 | RIM BC Ratio | 0 | 0 | 0 | 0 | 0 | 0 | 0 | 0 | 0 | 0 | 0 | 0 | 0 | 0 | 0 | 0 | 0 | 0 | 0 | 0 | 0 | 0 | 0 | 0 | 0 | 0 | 0 | 0 | 0 | 0 | 0 | 0 | 0
F5_Commercial_College_New_Space Heating_Natural Gas_Unit Heater_E7 | F5 | Commercial | College | New | Space Heating | Natural Gas | Unit Heater | E7 | RIM BC Ratio | 0 | 0 | 0 | 0 | 0 | 0 | 0 | 0 | 0 | 0 | 0 | 0 | 0 | 0 | 0 | 0 | 0 | 0 | 0 | 0 | 0 | 0 | 0 | 0 | 0 | 0 | 0 | 0 | 0 | 0 | 0 | 0 | 0
F5_Commercial_College_New_Space Heating_Natural Gas_Unit Heater_E8 | F5 | Commercial | College | New | Space Heating | Natural Gas | Unit Heater | E8 | RIM BC Ratio | 0 | 0 | 0 | 0 | 0 | 0 | 0 | 0 | 0 | 0 | 0 | 0 | 0 | 0 | 0 | 0 | 0 | 0 | 0 | 0 | 0 | 0 | 0 | 0 | 0 | 0 | 0 | 0 | 0 | 0 | 0 | 0 | 0
F5_Commercial_College_New_Space Heating_Natural Gas_Unit Heater_E9 | F5 | Commercial | College | New | Space Heating | Natural Gas | Unit Heater | E9 | RIM BC Ratio | 0 | 0 | 0 | 0 | 0 | 0 | 0 | 0 | 0 | 0 | 0 | 0 | 0 | 0 | 0 | 0 | 0 | 0 | 0 | 0 | 0 | 0 | 0 | 0 | 0 | 0 | 0 | 0 | 0 | 0 | 0 | 0 | 0
F5_Commercial_College_New_Space Heating_Natural Gas_Unit Heater_E10 | F5 | Commercial | College | New | Space Heating | Natural Gas | Unit Heater | E10 | RIM BC Ratio | 0 | 0 | 0 | 0 | 0 | 0 | 0 | 0 | 0 | 0 | 0 | 0 | 0 | 0 | 0 | 0 | 0 | 0 | 0 | 0 | 0 | 0 | 0 | 0 | 0 | 0 | 0 | 0 | 0 | 0 | 0 | 0 | 0
F0_Commercial_College_New_Water Heating_Natural Gas_Water Heater_E0 | F0 | Commercial | College | New | Water Heating | Natural Gas | Water Heater | E0 | Economic Unit | Gas-Fired Absorption HPWH | Gas-Fired Absorption HPWH | Gas-Fired Absorption HPWH | Gas-Fired Absorption HPWH | Gas-Fired Absorption HPWH | Gas-Fired Absorption HPWH | Gas-Fired Absorption HPWH | Gas-Fired Absorption HPWH | Gas-Fired Absorption HPWH | Gas-Fired Absorption HPWH | Gas-Fired Absorption HPWH | Gas-Fired Absorption HPWH | Gas-Fired Absorption HPWH | Gas-Fired Absorption HPWH | Gas-Fired Absorption HPWH | Gas-Fired Absorption HPWH | Gas-Fired Absorption HPWH | Gas-Fired Absorption HPWH | Gas-Fired Absorption HPWH | Gas-Fired Absorption HPWH | Gas-Fired Absorption HPWH | Gas-Fired Absorption HPWH | Gas-Fired Absorption HPWH | Gas-Fired Absorption HPWH | Gas-Fired Absorption HPWH | Gas-Fired Absorption HPWH | Gas-Fired Absorption HPWH | Gas-Fired Absorption HPWH | Gas-Fired Absorption HPWH | Gas-Fired Absorption HPWH | Gas-Fired Absorption HPWH | Gas-Fired Absorption HPWH | Gas-Fired Absorption HPWH
F1_Commercial_College_New_Water Heating_Natural Gas_Water Heater_E1 | F1 | Commercial | College | New | Water Heating | Natural Gas | Water Heater | E1 | CCE | 0 | 0 | 0 | 0 | 0 | 0 | 0 | 0 | 0 | 0 | 0 | 0 | 0 | 0 | 0 | 0 | 0 | 0 | 0 | 0 | 0 | 0 | 0 | 0 | 0 | 0 | 0 | 0 | 0 | 0 | 0 | 0 | 0
F1_Commercial_College_New_Water Heating_Natural Gas_Water Heater_E2 | F1 | Commercial | College | New | Water Heating | Natural Gas | Water Heater | E2 | CCE | -0.004797 | -0.004797 | -0.004797 | -0.004797 | -0.004797 | -0.004797 | -0.004797 | -0.004797 | -0.004797 | -0.004797 | -0.004797 | -0.004797 | -0.004797 | -0.004797 | -0.004797 | -0.004797 | -0.004797 | -0.004797 | -0.004797 | -0.004797 | -0.004797 | -0.004797 | -0.004797 | -0.004797 | -0.004797 | -0.004797 | -0.004797 | -0.004797 | -0.004797 | -0.004797 | -0.004797 | -0.004797 | -0.004797
F1_Commercial_College_New_Water Heating_Natural Gas_Water Heater_E3 | F1 | Commercial | College | New | Water Heating | Natural Gas | Water Heater | E3 | CCE | 0.041807 | 0.041807 | 0.041807 | 0.041807 | 0.041807 | 0.041807 | 0.041807 | 0.041807 | 0.041807 | 0.041807 | 0.041807 | 0.041807 | 0.041807 | 0.041807 | 0.041807 | 0.041807 | 0.041807 | 0.041807 | 0.041807 | 0.041807 | 0.041807 | 0.041807 | 0.041807 | 0.041807 | 0.041807 | 0.041807 | 0.041807 | 0.041807 | 0.041807 | 0.041807 | 0.041807 | 0.041807 | 0.041807
F1_Commercial_College_New_Water Heating_Natural Gas_Water Heater_E4 | F1 | Commercial | College | New | Water Heating | Natural Gas | Water Heater | E4 | CCE | 0.051434 | 0.051434 | 0.051434 | 0.051434 | 0.051434 | 0.051434 | 0.051434 | 0.051434 | 0.051434 | 0.051434 | 0.051434 | 0.051434 | 0.051434 | 0.051434 | 0.051434 | 0.051434 | 0.051434 | 0.051434 | 0.051434 | 0.051434 | 0.051434 | 0.051434 | 0.051434 | 0.051434 | 0.051434 | 0.051434 | 0.051434 | 0.051434 | 0.051434 | 0.051434 | 0.051434 | 0.051434 | 0.051434
F1_Commercial_College_New_Water Heating_Natural Gas_Water Heater_E5 | F1 | Commercial | College | New | Water Heating | Natural Gas | Water Heater | E5 | CCE | 0.076629 | 0.076629 | 0.076629 | 0.076629 | 0.076629 | 0.076629 | 0.076629 | 0.076629 | 0.076629 | 0.076629 | 0.076629 | 0.076629 | 0.076629 | 0.076629 | 0.076629 | 0.076629 | 0.076629 | 0.076629 | 0.076629 | 0.076629 | 0.076629 | 0.076629 | 0.076629 | 0.076629 | 0.076629 | 0.076629 | 0.076629 | 0.076629 | 0.076629 | 0.076629 | 0.076629 | 0.076629 | 0.076629
F1_Commercial_College_New_Water Heating_Natural Gas_Water Heater_E6 | F1 | Commercial | College | New | Water Heating | Natural Gas | Water Heater | E6 | CCE | -0.13777 | -0.13777 | -0.13777 | -0.13777 | -0.13777 | -0.13777 | -0.13777 | -0.13777 | -0.13777 | -0.13777 | -0.13777 | -0.13777 | -0.13777 | -0.13777 | -0.13777 | -0.13777 | -0.13777 | -0.13777 | -0.13777 | -0.13777 | -0.13777 | -0.13777 | -0.13777 | -0.13777 | -0.13777 | -0.13777 | -0.13777 | -0.13777 | -0.13777 | -0.13777 | -0.13777 | -0.13777 | -0.13777
F1_Commercial_College_New_Water Heating_Natural Gas_Water Heater_E7 | F1 | Commercial | College | New | Water Heating | Natural Gas | Water Heater | E7 | CCE | 0.11878 | 0.11878 | 0.11878 | 0.11878 | 0.11878 | 0.11878 | 0.11878 | 0.11878 | 0.11878 | 0.11878 | 0.11878 | 0.11878 | 0.11878 | 0.11878 | 0.11878 | 0.11878 | 0.11878 | 0.11878 | 0.11878 | 0.11878 | 0.11878 | 0.11878 | 0.11878 | 0.11878 | 0.11878 | 0.11878 | 0.11878 | 0.11878 | 0.11878 | 0.11878 | 0.11878 | 0.11878 | 0.11878
F1_Commercial_College_New_Water Heating_Natural Gas_Water Heater_E8 | F1 | Commercial | College | New | Water Heating | Natural Gas | Water Heater | E8 | CCE | 0 | 0 | 0 | 0 | 0 | 0 | 0 | 0 | 0 | 0 | 0 | 0 | 0 | 0 | 0 | 0 | 0 | 0 | 0 | 0 | 0 | 0 | 0 | 0 | 0 | 0 | 0 | 0 | 0 | 0 | 0 | 0 | 0
F1_Commercial_College_New_Water Heating_Natural Gas_Water Heater_E9 | F1 | Commercial | College | New | Water Heating | Natural Gas | Water Heater | E9 | CCE | 0 | 0 | 0 | 0 | 0 | 0 | 0 | 0 | 0 | 0 | 0 | 0 | 0 | 0 | 0 | 0 | 0 | 0 | 0 | 0 | 0 | 0 | 0 | 0 | 0 | 0 | 0 | 0 | 0 | 0 | 0 | 0 | 0
F1_Commercial_College_New_Water Heating_Natural Gas_Water Heater_E10 | F1 | Commercial | College | New | Water Heating | Natural Gas | Water Heater | E10 | CCE | 0 | 0 | 0 | 0 | 0 | 0 | 0 | 0 | 0 | 0 | 0 | 0 | 0 | 0 | 0 | 0 | 0 | 0 | 0 | 0 | 0 | 0 | 0 | 0 | 0 | 0 | 0 | 0 | 0 | 0 | 0 | 0 | 0
F2_Commercial_College_New_Water Heating_Natural Gas_Water Heater_E1 | F2 | Commercial | College | New | Water Heating | Natural Gas | Water Heater | E1 | TRC BC Ratio | bar: 2019 to 2051
F2_Commercial_College_New_Water Heating_Natural Gas_Water Heater_E2 | F2 | Commercial | College | New | Water Heating | Natural Gas | Water Heater | E2 | TRC BC Ratio | bar: 2019 to 2051
F2_Commercial_College_New_Water Heating_Natural Gas_Water Heater_E3 | F2 | Commercial | College | New | Water Heating | Natural Gas | Water Heater | E3 | TRC BC Ratio | 25.6973 | 25.9321 | 26.2115 | 26.5358 | 26.9141 | 27.3619 | 27.7239 | 28.0646 | 28.4011 | 28.7392 | 29.0481 | 29.3193 | 29.592 | 29.8799 | 30.2122 | 30.542 | 30.9056 | 31.3066 | 31.7315 | 32.1698 | 32.6177 | 33.038 | 33.4233 | 33.7743 | 34.0844 | 34.3483 | 34.5338 | 34.6703 | 34.788 | 34.8881 | 34.9875 | 35.0324 | 35.0324
F2_Commercial_College_New_Water Heating_Natural Gas_Water Heater_E4 | F2 | Commercial | College | New | Water Heating | Natural Gas | Water Heater | E4 | TRC BC Ratio | 20.8872 | 21.078 | 21.3051 | 21.5687 | 21.8762 | 22.2402 | 22.5344 | 22.8114 | 23.0849 | 23.3597 | 23.6107 | 23.8312 | 24.0528 | 24.2869 | 24.557 | 24.8251 | 25.1206 | 25.4465 | 25.7919 | 26.1481 | 26.5122 | 26.8538 | 27.167 | 27.4523 | 27.7043 | 27.9189 | 28.0696 | 28.1806 | 28.2762 | 28.3576 | 28.4384 | 28.4749 | 28.4749
F2_Commercial_College_New_Water Heating_Natural Gas_Water Heater_E5 | F2 | Commercial | College | New | Water Heating | Natural Gas | Water Heater | E5 | TRC BC Ratio | 14.0197 | 14.1478 | 14.3002 | 14.4771 | 14.6835 | 14.9278 | 15.1253 | 15.3112 | 15.4948 | 15.6793 | 15.8477 | 15.9957 | 16.1445 | 16.3016 | 16.4829 | 16.6628 | 16.8612 | 17.08 | 17.3118 | 17.5509 | 17.7952 | 18.0245 | 18.2347 | 18.4262 | 18.5954 | 18.7394 | 18.8406 | 18.9151 | 18.9793 | 19.0339 | 19.0881 | 19.1126 | 19.1126
F2_Commercial_College_New_Water Heating_Natural Gas_Water Heater_E6 | F2 | Commercial | College | New | Water Heating | Natural Gas | Water Heater | E6 | TRC BC Ratio | bar: 2019 to 2051
F2_Commercial_College_New_Water Heating_Natural Gas_Water Heater_E7 | F2 | Commercial | College | New | Water Heating | Natural Gas | Water Heater | E7 | TRC BC Ratio | 8.6072 | 8.6673 | 8.7626 | 8.8937 | 9.0595 | 9.2612 | 9.4121 | 9.5459 | 9.6641 | 9.7712 | 9.8514 | 9.9024 | 9.9517 | 10.0136 | 10.1104 | 10.2167 | 10.3498 | 10.5142 | 10.7015 | 10.9032 | 11.1176 | 11.3222 | 11.5155 | 11.7019 | 11.8714 | 12.0158 | 12.1172 | 12.1918 | 12.2562 | 12.3109 | 12.3653 | 12.3898 | 12.3898
F2_Commercial_College_New_Water Heating_Natural Gas_Water Heater_E8 | F2 | Commercial | College | New | Water Heating | Natural Gas | Water Heater | E8 | TRC BC Ratio | 0 | 0 | 0 | 0 | 0 | 0 | 0 | 0 | 0 | 0 | 0 | 0 | 0 | 0 | 0 | 0 | 0 | 0 | 0 | 0 | 0 | 0 | 0 | 0 | 0 | 0 | 0 | 0 | 0 | 0 | 0 | 0 | 0
F2_Commercial_College_New_Water Heating_Natural Gas_Water Heater_E9 | F2 | Commercial | College | New | Water Heating | Natural Gas | Water Heater | E9 | TRC BC Ratio | 0 | 0 | 0 | 0 | 0 | 0 | 0 | 0 | 0 | 0 | 0 | 0 | 0 | 0 | 0 | 0 | 0 | 0 | 0 | 0 | 0 | 0 | 0 | 0 | 0 | 0 | 0 | 0 | 0 | 0 | 0 | 0 | 0
F2_Commercial_College_New_Water Heating_Natural Gas_Water Heater_E10 | F2 | Commercial | College | New | Water Heating | Natural Gas | Water Heater | E10 | TRC BC Ratio | 0 | 0 | 0 | 0 | 0 | 0 | 0 | 0 | 0 | 0 | 0 | 0 | 0 | 0 | 0 | 0 | 0 | 0 | 0 | 0 | 0 | 0 | 0 | 0 | 0 | 0 | 0 | 0 | 0 | 0 | 0 | 0 | 0
F3_Commercial_College_New_Water Heating_Natural Gas_Water Heater_E1 | F3 | Commercial | College | New | Water Heating | Natural Gas | Water Heater | E1 | PACT BC Ratio | bar: 2019 to 2051
F3_Commercial_College_New_Water Heating_Natural Gas_Water Heater_E2 | F3 | Commercial | College | New | Water Heating | Natural Gas | Water Heater | E2 | PACT BC Ratio | bar: 2019 to 2051
F3_Commercial_College_New_Water Heating_Natural Gas_Water Heater_E3 | F3 | Commercial | College | New | Water Heating | Natural Gas | Water Heater | E3 | PACT BC Ratio | 34.263 | 34.5761 | 34.9487 | 35.3811 | 35.8854 | 36.4826 | 36.9652 | 37.4195 | 37.8681 | 38.319 | 38.7308 | 39.0924 | 39.4559 | 39.8399 | 40.283 | 40.7227 | 41.2075 | 41.7422 | 42.3087 | 42.893 | 43.4903 | 44.0507 | 44.5644 | 45.0324 | 45.4458 | 45.7977 | 46.0451 | 46.2271 | 46.384 | 46.5175 | 46.65 | 46.7098 | 46.7098
F3_Commercial_College_New_Water Heating_Natural Gas_Water Heater_E4 | F3 | Commercial | College | New | Water Heating | Natural Gas | Water Heater | E4 | PACT BC Ratio | 27.8495 | 28.104 | 28.4068 | 28.7583 | 29.1683 | 29.6536 | 30.0459 | 30.4152 | 30.7798 | 31.1463 | 31.481 | 31.7749 | 32.0704 | 32.3825 | 32.7426 | 33.1001 | 33.4941 | 33.9287 | 34.3892 | 34.8641 | 35.3496 | 35.8051 | 36.2226 | 36.6031 | 36.9391 | 37.2251 | 37.4262 | 37.5742 | 37.7016 | 37.8102 | 37.9179 | 37.9665 | 37.9665
F3_Commercial_College_New_Water Heating_Natural Gas_Water Heater_E5 | F3 | Commercial | College | New | Water Heating | Natural Gas | Water Heater | E5 | PACT BC Ratio | 18.6929 | 18.8637 | 19.0669 | 19.3028 | 19.578 | 19.9038 | 20.1671 | 20.4149 | 20.6597 | 20.9057 | 21.1303 | 21.3276 | 21.526 | 21.7354 | 21.9772 | 22.2171 | 22.4816 | 22.7733 | 23.0824 | 23.4011 | 23.727 | 24.0327 | 24.313 | 24.5683 | 24.7939 | 24.9859 | 25.1208 | 25.2201 | 25.3057 | 25.3785 | 25.4508 | 25.4835 | 25.4835
F3_Commercial_College_New_Water Heating_Natural Gas_Water Heater_E6 | F3 | Commercial | College | New | Water Heating | Natural Gas | Water Heater | E6 | PACT BC Ratio | bar: 2019 to 2051
F3_Commercial_College_New_Water Heating_Natural Gas_Water Heater_E7 | F3 | Commercial | College | New | Water Heating | Natural Gas | Water Heater | E7 | PACT BC Ratio | 11.4762 | 11.5564 | 11.6835 | 11.8583 | 12.0793 | 12.3483 | 12.5494 | 12.7278 | 12.8855 | 13.0283 | 13.1352 | 13.2032 | 13.2689 | 13.3514 | 13.4806 | 13.6223 | 13.7997 | 14.019 | 14.2686 | 14.5376 | 14.8235 | 15.0963 | 15.354 | 15.6026 | 15.8286 | 16.021 | 16.1563 | 16.2558 | 16.3415 | 16.4146 | 16.487 | 16.5197 | 16.5197
F3_Commercial_College_New_Water Heating_Natural Gas_Water Heater_E8 | F3 | Commercial | College | New | Water Heating | Natural Gas | Water Heater | E8 | PACT BC Ratio | 0 | 0 | 0 | 0 | 0 | 0 | 0 | 0 | 0 | 0 | 0 | 0 | 0 | 0 | 0 | 0 | 0 | 0 | 0 | 0 | 0 | 0 | 0 | 0 | 0 | 0 | 0 | 0 | 0 | 0 | 0 | 0 | 0
F3_Commercial_College_New_Water Heating_Natural Gas_Water Heater_E9 | F3 | Commercial | College | New | Water Heating | Natural Gas | Water Heater | E9 | PACT BC Ratio | 0 | 0 | 0 | 0 | 0 | 0 | 0 | 0 | 0 | 0 | 0 | 0 | 0 | 0 | 0 | 0 | 0 | 0 | 0 | 0 | 0 | 0 | 0 | 0 | 0 | 0 | 0 | 0 | 0 | 0 | 0 | 0 | 0
F3_Commercial_College_New_Water Heating_Natural Gas_Water Heater_E10 | F3 | Commercial | College | New | Water Heating | Natural Gas | Water Heater | E10 | PACT BC Ratio | 0 | 0 | 0 | 0 | 0 | 0 | 0 | 0 | 0 | 0 | 0 | 0 | 0 | 0 | 0 | 0 | 0 | 0 | 0 | 0 | 0 | 0 | 0 | 0 | 0 | 0 | 0 | 0 | 0 | 0 | 0 | 0 | 0
F4_Commercial_College_New_Water Heating_Natural Gas_Water Heater_E1 | F4 | Commercial | College | New | Water Heating | Natural Gas | Water Heater | E1 | RVT BC Ratio | bar: 2019 to 2051
F4_Commercial_College_New_Water Heating_Natural Gas_Water Heater_E2 | F4 | Commercial | College | New | Water Heating | Natural Gas | Water Heater | E2 | RVT BC Ratio | bar: 2019 to 2051
F4_Commercial_College_New_Water Heating_Natural Gas_Water Heater_E3 | F4 | Commercial | College | New | Water Heating | Natural Gas | Water Heater | E3 | RVT BC Ratio | 37.6444 | 37.982 | 38.3837 | 38.8499 | 39.3938 | 40.0377 | 40.5581 | 41.0479 | 41.5316 | 42.0178 | 42.4618 | 42.8517 | 43.2437 | 43.6577 | 44.1355 | 44.6096 | 45.1323 | 45.7089 | 46.3197 | 46.9498 | 47.5938 | 48.1981 | 48.7519 | 49.2566 | 49.7023 | 50.0818 | 50.3485 | 50.5448 | 50.7139 | 50.8579 | 51.0008 | 51.0653 | 51.0653
F4_Commercial_College_New_Water Heating_Natural Gas_Water Heater_E4 | F4 | Commercial | College | New | Water Heating | Natural Gas | Water Heater | E4 | RVT BC Ratio | 30.729 | 31.0034 | 31.3299 | 31.7089 | 32.1509 | 32.6743 | 33.0973 | 33.4954 | 33.8886 | 34.2838 | 34.6446 | 34.9616 | 35.2802 | 35.6167 | 36.005 | 36.3905 | 36.8153 | 37.2839 | 37.7805 | 38.2926 | 38.816 | 39.3072 | 39.7574 | 40.1676 | 40.5299 | 40.8383 | 41.0551 | 41.2147 | 41.3521 | 41.4691 | 41.5853 | 41.6377 | 41.6377
F4_Commercial_College_New_Water Heating_Natural Gas_Water Heater_E5 | F4 | Commercial | College | New | Water Heating | Natural Gas | Water Heater | E5 | RVT BC Ratio | 20.8557 | 21.0399 | 21.2591 | 21.5134 | 21.8102 | 22.1614 | 22.4454 | 22.7126 | 22.9765 | 23.2417 | 23.484 | 23.6967 | 23.9106 | 24.1364 | 24.3971 | 24.6558 | 24.9409 | 25.2555 | 25.5887 | 25.9325 | 26.2838 | 26.6135 | 26.9157 | 27.191 | 27.4342 | 27.6412 | 27.7867 | 27.8938 | 27.9861 | 28.0646 | 28.1426 | 28.1778 | 28.1778
F4_Commercial_College_New_Water Heating_Natural Gas_Water Heater_E6 | F4 | Commercial | College | New | Water Heating | Natural Gas | Water Heater | E6 | RVT BC Ratio | bar: 2019 to 2051
F4_Commercial_College_New_Water Heating_Natural Gas_Water Heater_E7 | F4 | Commercial | College | New | Water Heating | Natural Gas | Water Heater | E7 | RVT BC Ratio | 13.0743 | 13.1608 | 13.2978 | 13.4863 | 13.7246 | 14.0146 | 14.2315 | 14.4239 | 14.5939 | 14.7479 | 14.8631 | 14.9364 | 15.0074 | 15.0963 | 15.2356 | 15.3884 | 15.5797 | 15.8161 | 16.0853 | 16.3753 | 16.6835 | 16.9777 | 17.2555 | 17.5236 | 17.7673 | 17.9748 | 18.1206 | 18.2279 | 18.3204 | 18.3991 | 18.4773 | 18.5125 | 18.5125
F4_Commercial_College_New_Water Heating_Natural Gas_Water Heater_E8 | F4 | Commercial | College | New | Water Heating | Natural Gas | Water Heater | E8 | RVT BC Ratio | 0 | 0 | 0 | 0 | 0 | 0 | 0 | 0 | 0 | 0 | 0 | 0 | 0 | 0 | 0 | 0 | 0 | 0 | 0 | 0 | 0 | 0 | 0 | 0 | 0 | 0 | 0 | 0 | 0 | 0 | 0 | 0 | 0
F4_Commercial_College_New_Water Heating_Natural Gas_Water Heater_E9 | F4 | Commercial | College | New | Water Heating | Natural Gas | Water Heater | E9 | RVT BC Ratio | 0 | 0 | 0 | 0 | 0 | 0 | 0 | 0 | 0 | 0 | 0 | 0 | 0 | 0 | 0 | 0 | 0 | 0 | 0 | 0 | 0 | 0 | 0 | 0 | 0 | 0 | 0 | 0 | 0 | 0 | 0 | 0 | 0
F4_Commercial_College_New_Water Heating_Natural Gas_Water Heater_E10 | F4 | Commercial | College | New | Water Heating | Natural Gas | Water Heater | E10 | RVT BC Ratio | 0 | 0 | 0 | 0 | 0 | 0 | 0 | 0 | 0 | 0 | 0 | 0 | 0 | 0 | 0 | 0 | 0 | 0 | 0 | 0 | 0 | 0 | 0 | 0 | 0 | 0 | 0 | 0 | 0 | 0 | 0 | 0 | 0
F5_Commercial_College_New_Water Heating_Natural Gas_Water Heater_E1 | F5 | Commercial | College | New | Water Heating | Natural Gas | Water Heater | E1 | RIM BC Ratio | bar: 2019 to 2051
F5_Commercial_College_New_Water Heating_Natural Gas_Water Heater_E2 | F5 | Commercial | College | New | Water Heating | Natural Gas | Water Heater | E2 | RIM BC Ratio | bar: 2019 to 2051
F5_Commercial_College_New_Water Heating_Natural Gas_Water Heater_E3 | F5 | Commercial | College | New | Water Heating | Natural Gas | Water Heater | E3 | RIM BC Ratio | 0.81483 | 0.815 | 0.81521 | 0.81544 | 0.81571 | 0.81601 | 0.81625 | 0.81647 | 0.81668 | 0.81689 | 0.81707 | 0.81723 | 0.81739 | 0.81755 | 0.81774 | 0.81791 | 0.81811 | 0.81832 | 0.81853 | 0.81875 | 0.81896 | 0.81916 | 0.81933 | 0.81949 | 0.81963 | 0.81974 | 0.81982 | 0.81988 | 0.81992 | 0.81997 | 0.82001 | 0.82003 | 0.82003
F5_Commercial_College_New_Water Heating_Natural Gas_Water Heater_E4 | F5 | Commercial | College | New | Water Heating | Natural Gas | Water Heater | E4 | RIM BC Ratio | 0.81039 | 0.8106 | 0.81085 | 0.81114 | 0.81146 | 0.81183 | 0.81212 | 0.81238 | 0.81264 | 0.81289 | 0.81312 | 0.81331 | 0.81351 | 0.81371 | 0.81393 | 0.81415 | 0.81438 | 0.81464 | 0.8149 | 0.81516 | 0.81543 | 0.81566 | 0.81588 | 0.81607 | 0.81624 | 0.81637 | 0.81647 | 0.81654 | 0.8166 | 0.81665 | 0.8167 | 0.81672 | 0.81672
F5_Commercial_College_New_Water Heating_Natural Gas_Water Heater_E5 | F5 | Commercial | College | New | Water Heating | Natural Gas | Water Heater | E5 | RIM BC Ratio | 0.799 | 0.79931 | 0.79967 | 0.80008 | 0.80055 | 0.80109 | 0.80151 | 0.80189 | 0.80227 | 0.80263 | 0.80296 | 0.80324 | 0.80352 | 0.80381 | 0.80414 | 0.80446 | 0.8048 | 0.80517 | 0.80555 | 0.80593 | 0.80631 | 0.80666 | 0.80698 | 0.80725 | 0.8075 | 0.8077 | 0.80784 | 0.80794 | 0.80803 | 0.8081 | 0.80817 | 0.80821 | 0.80821
F5_Commercial_College_New_Water Heating_Natural Gas_Water Heater_E6 | F5 | Commercial | College | New | Water Heating | Natural Gas | Water Heater | E6 | RIM BC Ratio | bar: 2019 to 2051
F5_Commercial_College_New_Water Heating_Natural Gas_Water Heater_E7 | F5 | Commercial | College | New | Water Heating | Natural Gas | Water Heater | E7 | RIM BC Ratio | 0.77809 | 0.77845 | 0.77902 | 0.77979 | 0.78073 | 0.78183 | 0.78263 | 0.78331 | 0.7839 | 0.78442 | 0.78481 | 0.78505 | 0.78528 | 0.78557 | 0.78601 | 0.78649 | 0.78707 | 0.78778 | 0.78855 | 0.78936 | 0.79019 | 0.79095 | 0.79164 | 0.79229 | 0.79287 | 0.79335 | 0.79368 | 0.79391 | 0.79412 | 0.79429 | 0.79446 | 0.79453 | 0.79453
F5_Commercial_College_New_Water Heating_Natural Gas_Water Heater_E8 | F5 | Commercial | College | New | Water Heating | Natural Gas | Water Heater | E8 | RIM BC Ratio | 0 | 0 | 0 | 0 | 0 | 0 | 0 | 0 | 0 | 0 | 0 | 0 | 0 | 0 | 0 | 0 | 0 | 0 | 0 | 0 | 0 | 0 | 0 | 0 | 0 | 0 | 0 | 0 | 0 | 0 | 0 | 0 | 0
F5_Commercial_College_New_Water Heating_Natural Gas_Water Heater_E9 | F5 | Commercial | College | New | Water Heating | Natural Gas | Water Heater | E9 | RIM BC Ratio | 0 | 0 | 0 | 0 | 0 | 0 | 0 | 0 | 0 | 0 | 0 | 0 | 0 | 0 | 0 | 0 | 0 | 0 | 0 | 0 | 0 | 0 | 0 | 0 | 0 | 0 | 0 | 0 | 0 | 0 | 0 | 0 | 0
F5_Commercial_College_New_Water Heating_Natural Gas_Water Heater_E10 | F5 | Commercial | College | New | Water Heating | Natural Gas | Water Heater | E10 | RIM BC Ratio | 0 | 0 | 0 | 0 | 0 | 0 | 0 | 0 | 0 | 0 | 0 | 0 | 0 | 0 | 0 | 0 | 0 | 0 | 0 | 0 | 0 | 0 | 0 | 0 | 0 | 0 | 0 | 0 | 0 | 0 | 0 | 0 | 0
F0_Commercial_College_New_Food Preparation_Natural Gas_Oven_E0 | F0 | Commercial | College | New | Food Preparation | Natural Gas | Oven | E0 | Economic Unit | ENERGY STAR (>44% Baking Efficiency) | ENERGY STAR (>44% Baking Efficiency) | ENERGY STAR (>44% Baking Efficiency) | ENERGY STAR (>44% Baking Efficiency) | ENERGY STAR (>44% Baking Efficiency) | ENERGY STAR (>44% Baking Efficiency) | ENERGY STAR (>44% Baking Efficiency) | ENERGY STAR (>44% Baking Efficiency) | ENERGY STAR (>44% Baking Efficiency) | ENERGY STAR (>44% Baking Efficiency) | ENERGY STAR (>44% Baking Efficiency) | ENERGY STAR (>44% Baking Efficiency) | ENERGY STAR (>44% Baking Efficiency) | ENERGY STAR (>44% Baking Efficiency) | ENERGY STAR (>44% Baking Efficiency) | ENERGY STAR (>44% Baking Efficiency) | ENERGY STAR (>44% Baking Efficiency) | ENERGY STAR (>44% Baking Efficiency) | ENERGY STAR (>44% Baking Efficiency) | ENERGY STAR (>44% Baking Efficiency) | ENERGY STAR (>44% Baking Efficiency) | ENERGY STAR (>44% Baking Efficiency) | ENERGY STAR (>44% Baking Efficiency) | ENERGY STAR (>44% Baking Efficiency) | ENERGY STAR (>44% Baking Efficiency) | ENERGY STAR (>44% Baking Efficiency) | ENERGY STAR (>44% Baking Efficiency) | ENERGY STAR (>44% Baking Efficiency) | ENERGY STAR (>44% Baking Efficiency) | ENERGY STAR (>44% Baking Efficiency) | ENERGY STAR (>44% Baking Efficiency) | ENERGY STAR (>44% Baking Efficiency) | ENERGY STAR (>44% Baking Efficiency)
F1_Commercial_College_New_Food Preparation_Natural Gas_Oven_E1 | F1 | Commercial | College | New | Food Preparation | Natural Gas | Oven | E1 | CCE | 0 | 0 | 0 | 0 | 0 | 0 | 0 | 0 | 0 | 0 | 0 | 0 | 0 | 0 | 0 | 0 | 0 | 0 | 0 | 0 | 0 | 0 | 0 | 0 | 0 | 0 | 0 | 0 | 0 | 0 | 0 | 0 | 0
F1_Commercial_College_New_Food Preparation_Natural Gas_Oven_E2 | F1 | Commercial | College | New | Food Preparation | Natural Gas | Oven | E2 | CCE | 0.52905 | 0.52905 | 0.52905 | 0.52905 | 0.52905 | 0.52905 | 0.52905 | 0.52905 | 0.52905 | 0.52905 | 0.52905 | 0.52905 | 0.52905 | 0.52905 | 0.52905 | 0.52905 | 0.52905 | 0.52905 | 0.52905 | 0.52905 | 0.52905 | 0.52905 | 0.52905 | 0.52905 | 0.52905 | 0.52905 | 0.52905 | 0.52905 | 0.52905 | 0.52905 | 0.52905 | 0.52905 | 0.52905
F1_Commercial_College_New_Food Preparation_Natural Gas_Oven_E3 | F1 | Commercial | College | New | Food Preparation | Natural Gas | Oven | E3 | CCE | 0 | 0 | 0 | 0 | 0 | 0 | 0 | 0 | 0 | 0 | 0 | 0 | 0 | 0 | 0 | 0 | 0 | 0 | 0 | 0 | 0 | 0 | 0 | 0 | 0 | 0 | 0 | 0 | 0 | 0 | 0 | 0 | 0
F1_Commercial_College_New_Food Preparation_Natural Gas_Oven_E4 | F1 | Commercial | College | New | Food Preparation | Natural Gas | Oven | E4 | CCE | 0 | 0 | 0 | 0 | 0 | 0 | 0 | 0 | 0 | 0 | 0 | 0 | 0 | 0 | 0 | 0 | 0 | 0 | 0 | 0 | 0 | 0 | 0 | 0 | 0 | 0 | 0 | 0 | 0 | 0 | 0 | 0 | 0
F1_Commercial_College_New_Food Preparation_Natural Gas_Oven_E5 | F1 | Commercial | College | New | Food Preparation | Natural Gas | Oven | E5 | CCE | 0 | 0 | 0 | 0 | 0 | 0 | 0 | 0 | 0 | 0 | 0 | 0 | 0 | 0 | 0 | 0 | 0 | 0 | 0 | 0 | 0 | 0 | 0 | 0 | 0 | 0 | 0 | 0 | 0 | 0 | 0 | 0 | 0
F1_Commercial_College_New_Food Preparation_Natural Gas_Oven_E6 | F1 | Commercial | College | New | Food Preparation | Natural Gas | Oven | E6 | CCE | 0 | 0 | 0 | 0 | 0 | 0 | 0 | 0 | 0 | 0 | 0 | 0 | 0 | 0 | 0 | 0 | 0 | 0 | 0 | 0 | 0 | 0 | 0 | 0 | 0 | 0 | 0 | 0 | 0 | 0 | 0 | 0 | 0
F1_Commercial_College_New_Food Preparation_Natural Gas_Oven_E7 | F1 | Commercial | College | New | Food Preparation | Natural Gas | Oven | E7 | CCE | 0 | 0 | 0 | 0 | 0 | 0 | 0 | 0 | 0 | 0 | 0 | 0 | 0 | 0 | 0 | 0 | 0 | 0 | 0 | 0 | 0 | 0 | 0 | 0 | 0 | 0 | 0 | 0 | 0 | 0 | 0 | 0 | 0
F1_Commercial_College_New_Food Preparation_Natural Gas_Oven_E8 | F1 | Commercial | College | New | Food Preparation | Natural Gas | Oven | E8 | CCE | 0 | 0 | 0 | 0 | 0 | 0 | 0 | 0 | 0 | 0 | 0 | 0 | 0 | 0 | 0 | 0 | 0 | 0 | 0 | 0 | 0 | 0 | 0 | 0 | 0 | 0 | 0 | 0 | 0 | 0 | 0 | 0 | 0
F1_Commercial_College_New_Food Preparation_Natural Gas_Oven_E9 | F1 | Commercial | College | New | Food Preparation | Natural Gas | Oven | E9 | CCE | 0 | 0 | 0 | 0 | 0 | 0 | 0 | 0 | 0 | 0 | 0 | 0 | 0 | 0 | 0 | 0 | 0 | 0 | 0 | 0 | 0 | 0 | 0 | 0 | 0 | 0 | 0 | 0 | 0 | 0 | 0 | 0 | 0
F1_Commercial_College_New_Food Preparation_Natural Gas_Oven_E10 | F1 | Commercial | College | New | Food Preparation | Natural Gas | Oven | E10 | CCE | 0 | 0 | 0 | 0 | 0 | 0 | 0 | 0 | 0 | 0 | 0 | 0 | 0 | 0 | 0 | 0 | 0 | 0 | 0 | 0 | 0 | 0 | 0 | 0 | 0 | 0 | 0 | 0 | 0 | 0 | 0 | 0 | 0
F2_Commercial_College_New_Food Preparation_Natural Gas_Oven_E1 | F2 | Commercial | College | New | Food Preparation | Natural Gas | Oven | E1 | TRC BC Ratio | bar: 2019 to 2051
F2_Commercial_College_New_Food Preparation_Natural Gas_Oven_E2 | F2 | Commercial | College | New | Food Preparation | Natural Gas | Oven | E2 | TRC BC Ratio | 2.6596 | 2.6798 | 2.7025 | 2.7274 | 2.7558 | 2.7887 | 2.8153 | 2.8409 | 2.8669 | 2.8939 | 2.9197 | 2.9434 | 2.9676 | 2.9931 | 3.0212 | 3.0486 | 3.0777 | 3.1085 | 3.1406 | 3.1733 | 3.2062 | 3.2371 | 3.2649 | 3.2895 | 3.3108 | 3.3291 | 3.3418 | 3.3512 | 3.3594 | 3.3664 | 3.3733 | 3.3764 | 3.3764
F2_Commercial_College_New_Food Preparation_Natural Gas_Oven_E3 | F2 | Commercial | College | New | Food Preparation | Natural Gas | Oven | E3 | TRC BC Ratio | 0 | 0 | 0 | 0 | 0 | 0 | 0 | 0 | 0 | 0 | 0 | 0 | 0 | 0 | 0 | 0 | 0 | 0 | 0 | 0 | 0 | 0 | 0 | 0 | 0 | 0 | 0 | 0 | 0 | 0 | 0 | 0 | 0
F2_Commercial_College_New_Food Preparation_Natural Gas_Oven_E4 | F2 | Commercial | College | New | Food Preparation | Natural Gas | Oven | E4 | TRC BC Ratio | 0 | 0 | 0 | 0 | 0 | 0 | 0 | 0 | 0 | 0 | 0 | 0 | 0 | 0 | 0 | 0 | 0 | 0 | 0 | 0 | 0 | 0 | 0 | 0 | 0 | 0 | 0 | 0 | 0 | 0 | 0 | 0 | 0
F2_Commercial_College_New_Food Preparation_Natural Gas_Oven_E5 | F2 | Commercial | College | New | Food Preparation | Natural Gas | Oven | E5 | TRC BC Ratio | 0 | 0 | 0 | 0 | 0 | 0 | 0 | 0 | 0 | 0 | 0 | 0 | 0 | 0 | 0 | 0 | 0 | 0 | 0 | 0 | 0 | 0 | 0 | 0 | 0 | 0 | 0 | 0 | 0 | 0 | 0 | 0 | 0
F2_Commercial_College_New_Food Preparation_Natural Gas_Oven_E6 | F2 | Commercial | College | New | Food Preparation | Natural Gas | Oven | E6 | TRC BC Ratio | 0 | 0 | 0 | 0 | 0 | 0 | 0 | 0 | 0 | 0 | 0 | 0 | 0 | 0 | 0 | 0 | 0 | 0 | 0 | 0 | 0 | 0 | 0 | 0 | 0 | 0 | 0 | 0 | 0 | 0 | 0 | 0 | 0
F2_Commercial_College_New_Food Preparation_Natural Gas_Oven_E7 | F2 | Commercial | College | New | Food Preparation | Natural Gas | Oven | E7 | TRC BC Ratio | 0 | 0 | 0 | 0 | 0 | 0 | 0 | 0 | 0 | 0 | 0 | 0 | 0 | 0 | 0 | 0 | 0 | 0 | 0 | 0 | 0 | 0 | 0 | 0 | 0 | 0 | 0 | 0 | 0 | 0 | 0 | 0 | 0
F2_Commercial_College_New_Food Preparation_Natural Gas_Oven_E8 | F2 | Commercial | College | New | Food Preparation | Natural Gas | Oven | E8 | TRC BC Ratio | 0 | 0 | 0 | 0 | 0 | 0 | 0 | 0 | 0 | 0 | 0 | 0 | 0 | 0 | 0 | 0 | 0 | 0 | 0 | 0 | 0 | 0 | 0 | 0 | 0 | 0 | 0 | 0 | 0 | 0 | 0 | 0 | 0
F2_Commercial_College_New_Food Preparation_Natural Gas_Oven_E9 | F2 | Commercial | College | New | Food Preparation | Natural Gas | Oven | E9 | TRC BC Ratio | 0 | 0 | 0 | 0 | 0 | 0 | 0 | 0 | 0 | 0 | 0 | 0 | 0 | 0 | 0 | 0 | 0 | 0 | 0 | 0 | 0 | 0 | 0 | 0 | 0 | 0 | 0 | 0 | 0 | 0 | 0 | 0 | 0
F2_Commercial_College_New_Food Preparation_Natural Gas_Oven_E10 | F2 | Commercial | College | New | Food Preparation | Natural Gas | Oven | E10 | TRC BC Ratio | 0 | 0 | 0 | 0 | 0 | 0 | 0 | 0 | 0 | 0 | 0 | 0 | 0 | 0 | 0 | 0 | 0 | 0 | 0 | 0 | 0 | 0 | 0 | 0 | 0 | 0 | 0 | 0 | 0 | 0 | 0 | 0 | 0
F3_Commercial_College_New_Food Preparation_Natural Gas_Oven_E1 | F3 | Commercial | College | New | Food Preparation | Natural Gas | Oven | E1 | PACT BC Ratio | bar: 2019 to 2051
F3_Commercial_College_New_Food Preparation_Natural Gas_Oven_E2 | F3 | Commercial | College | New | Food Preparation | Natural Gas | Oven | E2 | PACT BC Ratio | 3.5461 | 3.5731 | 3.6033 | 3.6366 | 3.6744 | 3.7182 | 3.7538 | 3.7879 | 3.8225 | 3.8586 | 3.893 | 3.9245 | 3.9568 | 3.9908 | 4.0282 | 4.0648 | 4.1037 | 4.1447 | 4.1874 | 4.2311 | 4.275 | 4.3161 | 4.3532 | 4.386 | 4.4144 | 4.4388 | 4.4557 | 4.4683 | 4.4792 | 4.4885 | 4.4978 | 4.5018 | 4.5018
F3_Commercial_College_New_Food Preparation_Natural Gas_Oven_E3 | F3 | Commercial | College | New | Food Preparation | Natural Gas | Oven | E3 | PACT BC Ratio | 0 | 0 | 0 | 0 | 0 | 0 | 0 | 0 | 0 | 0 | 0 | 0 | 0 | 0 | 0 | 0 | 0 | 0 | 0 | 0 | 0 | 0 | 0 | 0 | 0 | 0 | 0 | 0 | 0 | 0 | 0 | 0 | 0
F3_Commercial_College_New_Food Preparation_Natural Gas_Oven_E4 | F3 | Commercial | College | New | Food Preparation | Natural Gas | Oven | E4 | PACT BC Ratio | 0 | 0 | 0 | 0 | 0 | 0 | 0 | 0 | 0 | 0 | 0 | 0 | 0 | 0 | 0 | 0 | 0 | 0 | 0 | 0 | 0 | 0 | 0 | 0 | 0 | 0 | 0 | 0 | 0 | 0 | 0 | 0 | 0
F3_Commercial_College_New_Food Preparation_Natural Gas_Oven_E5 | F3 | Commercial | College | New | Food Preparation | Natural Gas | Oven | E5 | PACT BC Ratio | 0 | 0 | 0 | 0 | 0 | 0 | 0 | 0 | 0 | 0 | 0 | 0 | 0 | 0 | 0 | 0 | 0 | 0 | 0 | 0 | 0 | 0 | 0 | 0 | 0 | 0 | 0 | 0 | 0 | 0 | 0 | 0 | 0
F3_Commercial_College_New_Food Preparation_Natural Gas_Oven_E6 | F3 | Commercial | College | New | Food Preparation | Natural Gas | Oven | E6 | PACT BC Ratio | 0 | 0 | 0 | 0 | 0 | 0 | 0 | 0 | 0 | 0 | 0 | 0 | 0 | 0 | 0 | 0 | 0 | 0 | 0 | 0 | 0 | 0 | 0 | 0 | 0 | 0 | 0 | 0 | 0 | 0 | 0 | 0 | 0
F3_Commercial_College_New_Food Preparation_Natural Gas_Oven_E7 | F3 | Commercial | College | New | Food Preparation | Natural Gas | Oven | E7 | PACT BC Ratio | 0 | 0 | 0 | 0 | 0 | 0 | 0 | 0 | 0 | 0 | 0 | 0 | 0 | 0 | 0 | 0 | 0 | 0 | 0 | 0 | 0 | 0 | 0 | 0 | 0 | 0 | 0 | 0 | 0 | 0 | 0 | 0 | 0
F3_Commercial_College_New_Food Preparation_Natural Gas_Oven_E8 | F3 | Commercial | College | New | Food Preparation | Natural Gas | Oven | E8 | PACT BC Ratio | 0 | 0 | 0 | 0 | 0 | 0 | 0 | 0 | 0 | 0 | 0 | 0 | 0 | 0 | 0 | 0 | 0 | 0 | 0 | 0 | 0 | 0 | 0 | 0 | 0 | 0 | 0 | 0 | 0 | 0 | 0 | 0 | 0
F3_Commercial_College_New_Food Preparation_Natural Gas_Oven_E9 | F3 | Commercial | College | New | Food Preparation | Natural Gas | Oven | E9 | PACT BC Ratio | 0 | 0 | 0 | 0 | 0 | 0 | 0 | 0 | 0 | 0 | 0 | 0 | 0 | 0 | 0 | 0 | 0 | 0 | 0 | 0 | 0 | 0 | 0 | 0 | 0 | 0 | 0 | 0 | 0 | 0 | 0 | 0 | 0
F3_Commercial_College_New_Food Preparation_Natural Gas_Oven_E10 | F3 | Commercial | College | New | Food Preparation | Natural Gas | Oven | E10 | PACT BC Ratio | 0 | 0 | 0 | 0 | 0 | 0 | 0 | 0 | 0 | 0 | 0 | 0 | 0 | 0 | 0 | 0 | 0 | 0 | 0 | 0 | 0 | 0 | 0 | 0 | 0 | 0 | 0 | 0 | 0 | 0 | 0 | 0 | 0
F4_Commercial_College_New_Food Preparation_Natural Gas_Oven_E1 | F4 | Commercial | College | New | Food Preparation | Natural Gas | Oven | E1 | RVT BC Ratio | bar: 2019 to 2051
F4_Commercial_College_New_Food Preparation_Natural Gas_Oven_E2 | F4 | Commercial | College | New | Food Preparation | Natural Gas | Oven | E2 | RVT BC Ratio | 4.5236 | 4.5528 | 4.5853 | 4.6211 | 4.662 | 4.7092 | 4.7475 | 4.7843 | 4.8216 | 4.8605 | 4.8976 | 4.9317 | 4.9665 | 5.0031 | 5.0435 | 5.0829 | 5.1248 | 5.169 | 5.2151 | 5.2622 | 5.3095 | 5.3539 | 5.3939 | 5.4293 | 5.4599 | 5.4862 | 5.5044 | 5.518 | 5.5298 | 5.5398 | 5.5498 | 5.5542 | 5.5542
F4_Commercial_College_New_Food Preparation_Natural Gas_Oven_E3 | F4 | Commercial | College | New | Food Preparation | Natural Gas | Oven | E3 | RVT BC Ratio | 0 | 0 | 0 | 0 | 0 | 0 | 0 | 0 | 0 | 0 | 0 | 0 | 0 | 0 | 0 | 0 | 0 | 0 | 0 | 0 | 0 | 0 | 0 | 0 | 0 | 0 | 0 | 0 | 0 | 0 | 0 | 0 | 0
F4_Commercial_College_New_Food Preparation_Natural Gas_Oven_E4 | F4 | Commercial | College | New | Food Preparation | Natural Gas | Oven | E4 | RVT BC Ratio | 0 | 0 | 0 | 0 | 0 | 0 | 0 | 0 | 0 | 0 | 0 | 0 | 0 | 0 | 0 | 0 | 0 | 0 | 0 | 0 | 0 | 0 | 0 | 0 | 0 | 0 | 0 | 0 | 0 | 0 | 0 | 0 | 0
F4_Commercial_College_New_Food Preparation_Natural Gas_Oven_E5 | F4 | Commercial | College | New | Food Preparation | Natural Gas | Oven | E5 | RVT BC Ratio | 0 | 0 | 0 | 0 | 0 | 0 | 0 | 0 | 0 | 0 | 0 | 0 | 0 | 0 | 0 | 0 | 0 | 0 | 0 | 0 | 0 | 0 | 0 | 0 | 0 | 0 | 0 | 0 | 0 | 0 | 0 | 0 | 0
F4_Commercial_College_New_Food Preparation_Natural Gas_Oven_E6 | F4 | Commercial | College | New | Food Preparation | Natural Gas | Oven | E6 | RVT BC Ratio | 0 | 0 | 0 | 0 | 0 | 0 | 0 | 0 | 0 | 0 | 0 | 0 | 0 | 0 | 0 | 0 | 0 | 0 | 0 | 0 | 0 | 0 | 0 | 0 | 0 | 0 | 0 | 0 | 0 | 0 | 0 | 0 | 0
F4_Commercial_College_New_Food Preparation_Natural Gas_Oven_E7 | F4 | Commercial | College | New | Food Preparation | Natural Gas | Oven | E7 | RVT BC Ratio | 0 | 0 | 0 | 0 | 0 | 0 | 0 | 0 | 0 | 0 | 0 | 0 | 0 | 0 | 0 | 0 | 0 | 0 | 0 | 0 | 0 | 0 | 0 | 0 | 0 | 0 | 0 | 0 | 0 | 0 | 0 | 0 | 0
F4_Commercial_College_New_Food Preparation_Natural Gas_Oven_E8 | F4 | Commercial | College | New | Food Preparation | Natural Gas | Oven | E8 | RVT BC Ratio | 0 | 0 | 0 | 0 | 0 | 0 | 0 | 0 | 0 | 0 | 0 | 0 | 0 | 0 | 0 | 0 | 0 | 0 | 0 | 0 | 0 | 0 | 0 | 0 | 0 | 0 | 0 | 0 | 0 | 0 | 0 | 0 | 0
F4_Commercial_College_New_Food Preparation_Natural Gas_Oven_E9 | F4 | Commercial | College | New | Food Preparation | Natural Gas | Oven | E9 | RVT BC Ratio | 0 | 0 | 0 | 0 | 0 | 0 | 0 | 0 | 0 | 0 | 0 | 0 | 0 | 0 | 0 | 0 | 0 | 0 | 0 | 0 | 0 | 0 | 0 | 0 | 0 | 0 | 0 | 0 | 0 | 0 | 0 | 0 | 0
F4_Commercial_College_New_Food Preparation_Natural Gas_Oven_E10 | F4 | Commercial | College | New | Food Preparation | Natural Gas | Oven | E10 | RVT BC Ratio | 0 | 0 | 0 | 0 | 0 | 0 | 0 | 0 | 0 | 0 | 0 | 0 | 0 | 0 | 0 | 0 | 0 | 0 | 0 | 0 | 0 | 0 | 0 | 0 | 0 | 0 | 0 | 0 | 0 | 0 | 0 | 0 | 0
F5_Commercial_College_New_Food Preparation_Natural Gas_Oven_E1 | F5 | Commercial | College | New | Food Preparation | Natural Gas | Oven | E1 | RIM BC Ratio | bar: 2019 to 2051
F5_Commercial_College_New_Food Preparation_Natural Gas_Oven_E2 | F5 | Commercial | College | New | Food Preparation | Natural Gas | Oven | E2 | RIM BC Ratio | 0.67565 | 0.67662 | 0.6777 | 0.67886 | 0.68017 | 0.68166 | 0.68284 | 0.68396 | 0.68508 | 0.68623 | 0.68731 | 0.68829 | 0.68928 | 0.6903 | 0.69141 | 0.69248 | 0.6936 | 0.69476 | 0.69595 | 0.69715 | 0.69833 | 0.69942 | 0.70039 | 0.70123 | 0.70195 | 0.70257 | 0.70299 | 0.7033 | 0.70357 | 0.7038 | 0.70403 | 0.70413 | 0.70413
F5_Commercial_College_New_Food Preparation_Natural Gas_Oven_E3 | F5 | Commercial | College | New | Food Preparation | Natural Gas | Oven | E3 | RIM BC Ratio | 0 | 0 | 0 | 0 | 0 | 0 | 0 | 0 | 0 | 0 | 0 | 0 | 0 | 0 | 0 | 0 | 0 | 0 | 0 | 0 | 0 | 0 | 0 | 0 | 0 | 0 | 0 | 0 | 0 | 0 | 0 | 0 | 0
F5_Commercial_College_New_Food Preparation_Natural Gas_Oven_E4 | F5 | Commercial | College | New | Food Preparation | Natural Gas | Oven | E4 | RIM BC Ratio | 0 | 0 | 0 | 0 | 0 | 0 | 0 | 0 | 0 | 0 | 0 | 0 | 0 | 0 | 0 | 0 | 0 | 0 | 0 | 0 | 0 | 0 | 0 | 0 | 0 | 0 | 0 | 0 | 0 | 0 | 0 | 0 | 0
F5_Commercial_College_New_Food Preparation_Natural Gas_Oven_E5 | F5 | Commercial | College | New | Food Preparation | Natural Gas | Oven | E5 | RIM BC Ratio | 0 | 0 | 0 | 0 | 0 | 0 | 0 | 0 | 0 | 0 | 0 | 0 | 0 | 0 | 0 | 0 | 0 | 0 | 0 | 0 | 0 | 0 | 0 | 0 | 0 | 0 | 0 | 0 | 0 | 0 | 0 | 0 | 0
F5_Commercial_College_New_Food Preparation_Natural Gas_Oven_E6 | F5 | Commercial | College | New | Food Preparation | Natural Gas | Oven | E6 | RIM BC Ratio | 0 | 0 | 0 | 0 | 0 | 0 | 0 | 0 | 0 | 0 | 0 | 0 | 0 | 0 | 0 | 0 | 0 | 0 | 0 | 0 | 0 | 0 | 0 | 0 | 0 | 0 | 0 | 0 | 0 | 0 | 0 | 0 | 0
F5_Commercial_College_New_Food Preparation_Natural Gas_Oven_E7 | F5 | Commercial | College | New | Food Preparation | Natural Gas | Oven | E7 | RIM BC Ratio | 0 | 0 | 0 | 0 | 0 | 0 | 0 | 0 | 0 | 0 | 0 | 0 | 0 | 0 | 0 | 0 | 0 | 0 | 0 | 0 | 0 | 0 | 0 | 0 | 0 | 0 | 0 | 0 | 0 | 0 | 0 | 0 | 0
F5_Commercial_College_New_Food Preparation_Natural Gas_Oven_E8 | F5 | Commercial | College | New | Food Preparation | Natural Gas | Oven | E8 | RIM BC Ratio | 0 | 0 | 0 | 0 | 0 | 0 | 0 | 0 | 0 | 0 | 0 | 0 | 0 | 0 | 0 | 0 | 0 | 0 | 0 | 0 | 0 | 0 | 0 | 0 | 0 | 0 | 0 | 0 | 0 | 0 | 0 | 0 | 0
F5_Commercial_College_New_Food Preparation_Natural Gas_Oven_E9 | F5 | Commercial | College | New | Food Preparation | Natural Gas | Oven | E9 | RIM BC Ratio | 0 | 0 | 0 | 0 | 0 | 0 | 0 | 0 | 0 | 0 | 0 | 0 | 0 | 0 | 0 | 0 | 0 | 0 | 0 | 0 | 0 | 0 | 0 | 0 | 0 | 0 | 0 | 0 | 0 | 0 | 0 | 0 | 0
F5_Commercial_College_New_Food Preparation_Natural Gas_Oven_E10 | F5 | Commercial | College | New | Food Preparation | Natural Gas | Oven | E10 | RIM BC Ratio | 0 | 0 | 0 | 0 | 0 | 0 | 0 | 0 | 0 | 0 | 0 | 0 | 0 | 0 | 0 | 0 | 0 | 0 | 0 | 0 | 0 | 0 | 0 | 0 | 0 | 0 | 0 | 0 | 0 | 0 | 0 | 0 | 0
F0_Commercial_College_New_Food Preparation_Natural Gas_Conveyor Oven_E0 | F0 | Commercial | College | New | Food Preparation | Natural Gas | Conveyor Oven | E0 | Economic Unit | Efficient (>44% Baking Efficiency) | Efficient (>44% Baking Efficiency) | Efficient (>44% Baking Efficiency) | Efficient (>44% Baking Efficiency) | Efficient (>44% Baking Efficiency) | Efficient (>44% Baking Efficiency) | Efficient (>44% Baking Efficiency) | Efficient (>44% Baking Efficiency) | Efficient (>44% Baking Efficiency) | Efficient (>44% Baking Efficiency) | Efficient (>44% Baking Efficiency) | Efficient (>44% Baking Efficiency) | Efficient (>44% Baking Efficiency) | Efficient (>44% Baking Efficiency) | Efficient (>44% Baking Efficiency) | Efficient (>44% Baking Efficiency) | Efficient (>44% Baking Efficiency) | Efficient (>44% Baking Efficiency) | Efficient (>44% Baking Efficiency) | Efficient (>44% Baking Efficiency) | Efficient (>44% Baking Efficiency) | Efficient (>44% Baking Efficiency) | Efficient (>44% Baking Efficiency) | Efficient (>44% Baking Efficiency) | Efficient (>44% Baking Efficiency) | Efficient (>44% Baking Efficiency) | Efficient (>44% Baking Efficiency) | Efficient (>44% Baking Efficiency) | Efficient (>44% Baking Efficiency) | Efficient (>44% Baking Efficiency) | Efficient (>44% Baking Efficiency) | Efficient (>44% Baking Efficiency) | Efficient (>44% Baking Efficiency)
F1_Commercial_College_New_Food Preparation_Natural Gas_Conveyor Oven_E1 | F1 | Commercial | College | New | Food Preparation | Natural Gas | Conveyor Oven | E1 | CCE | 0 | 0 | 0 | 0 | 0 | 0 | 0 | 0 | 0 | 0 | 0 | 0 | 0 | 0 | 0 | 0 | 0 | 0 | 0 | 0 | 0 | 0 | 0 | 0 | 0 | 0 | 0 | 0 | 0 | 0 | 0 | 0 | 0
F1_Commercial_College_New_Food Preparation_Natural Gas_Conveyor Oven_E2 | F1 | Commercial | College | New | Food Preparation | Natural Gas | Conveyor Oven | E2 | CCE | 0.35475 | 0.35475 | 0.35475 | 0.35475 | 0.35475 | 0.35475 | 0.35475 | 0.35475 | 0.35475 | 0.35475 | 0.35475 | 0.35475 | 0.35475 | 0.35475 | 0.35475 | 0.35475 | 0.35475 | 0.35475 | 0.35475 | 0.35475 | 0.35475 | 0.35475 | 0.35475 | 0.35475 | 0.35475 | 0.35475 | 0.35475 | 0.35475 | 0.35475 | 0.35475 | 0.35475 | 0.35475 | 0.35475
F1_Commercial_College_New_Food Preparation_Natural Gas_Conveyor Oven_E3 | F1 | Commercial | College | New | Food Preparation | Natural Gas | Conveyor Oven | E3 | CCE | 0 | 0 | 0 | 0 | 0 | 0 | 0 | 0 | 0 | 0 | 0 | 0 | 0 | 0 | 0 | 0 | 0 | 0 | 0 | 0 | 0 | 0 | 0 | 0 | 0 | 0 | 0 | 0 | 0 | 0 | 0 | 0 | 0
F1_Commercial_College_New_Food Preparation_Natural Gas_Conveyor Oven_E4 | F1 | Commercial | College | New | Food Preparation | Natural Gas | Conveyor Oven | E4 | CCE | 0 | 0 | 0 | 0 | 0 | 0 | 0 | 0 | 0 | 0 | 0 | 0 | 0 | 0 | 0 | 0 | 0 | 0 | 0 | 0 | 0 | 0 | 0 | 0 | 0 | 0 | 0 | 0 | 0 | 0 | 0 | 0 | 0
F1_Commercial_College_New_Food Preparation_Natural Gas_Conveyor Oven_E5 | F1 | Commercial | College | New | Food Preparation | Natural Gas | Conveyor Oven | E5 | CCE | 0 | 0 | 0 | 0 | 0 | 0 | 0 | 0 | 0 | 0 | 0 | 0 | 0 | 0 | 0 | 0 | 0 | 0 | 0 | 0 | 0 | 0 | 0 | 0 | 0 | 0 | 0 | 0 | 0 | 0 | 0 | 0 | 0
F1_Commercial_College_New_Food Preparation_Natural Gas_Conveyor Oven_E6 | F1 | Commercial | College | New | Food Preparation | Natural Gas | Conveyor Oven | E6 | CCE | 0 | 0 | 0 | 0 | 0 | 0 | 0 | 0 | 0 | 0 | 0 | 0 | 0 | 0 | 0 | 0 | 0 | 0 | 0 | 0 | 0 | 0 | 0 | 0 | 0 | 0 | 0 | 0 | 0 | 0 | 0 | 0 | 0
F1_Commercial_College_New_Food Preparation_Natural Gas_Conveyor Oven_E7 | F1 | Commercial | College | New | Food Preparation | Natural Gas | Conveyor Oven | E7 | CCE | 0 | 0 | 0 | 0 | 0 | 0 | 0 | 0 | 0 | 0 | 0 | 0 | 0 | 0 | 0 | 0 | 0 | 0 | 0 | 0 | 0 | 0 | 0 | 0 | 0 | 0 | 0 | 0 | 0 | 0 | 0 | 0 | 0
F1_Commercial_College_New_Food Preparation_Natural Gas_Conveyor Oven_E8 | F1 | Commercial | College | New | Food Preparation | Natural Gas | Conveyor Oven | E8 | CCE | 0 | 0 | 0 | 0 | 0 | 0 | 0 | 0 | 0 | 0 | 0 | 0 | 0 | 0 | 0 | 0 | 0 | 0 | 0 | 0 | 0 | 0 | 0 | 0 | 0 | 0 | 0 | 0 | 0 | 0 | 0 | 0 | 0
F1_Commercial_College_New_Food Preparation_Natural Gas_Conveyor Oven_E9 | F1 | Commercial | College | New | Food Preparation | Natural Gas | Conveyor Oven | E9 | CCE | 0 | 0 | 0 | 0 | 0 | 0 | 0 | 0 | 0 | 0 | 0 | 0 | 0 | 0 | 0 | 0 | 0 | 0 | 0 | 0 | 0 | 0 | 0 | 0 | 0 | 0 | 0 | 0 | 0 | 0 | 0 | 0 | 0
F1_Commercial_College_New_Food Preparation_Natural Gas_Conveyor Oven_E10 | F1 | Commercial | College | New | Food Preparation | Natural Gas | Conveyor Oven | E10 | CCE | 0 | 0 | 0 | 0 | 0 | 0 | 0 | 0 | 0 | 0 | 0 | 0 | 0 | 0 | 0 | 0 | 0 | 0 | 0 | 0 | 0 | 0 | 0 | 0 | 0 | 0 | 0 | 0 | 0 | 0 | 0 | 0 | 0
F2_Commercial_College_New_Food Preparation_Natural Gas_Conveyor Oven_E1 | F2 | Commercial | College | New | Food Preparation | Natural Gas | Conveyor Oven | E1 | TRC BC Ratio | bar: 2019 to 2051
F2_Commercial_College_New_Food Preparation_Natural Gas_Conveyor Oven_E2 | F2 | Commercial | College | New | Food Preparation | Natural Gas | Conveyor Oven | E2 | TRC BC Ratio | 4.0477 | 4.0772 | 4.1092 | 4.1444 | 4.1846 | 4.2312 | 4.2722 | 4.3136 | 4.3565 | 4.4011 | 4.4439 | 4.4835 | 4.5223 | 4.561 | 4.6015 | 4.64 | 4.6797 | 4.7203 | 4.7612 | 4.8019 | 4.8418 | 4.8782 | 4.9108 | 4.9395 | 4.9644 | 4.9858 | 5.0006 | 5.0116 | 5.0212 | 5.0293 | 5.0374 | 5.041 | 5.041
F2_Commercial_College_New_Food Preparation_Natural Gas_Conveyor Oven_E3 | F2 | Commercial | College | New | Food Preparation | Natural Gas | Conveyor Oven | E3 | TRC BC Ratio | 0 | 0 | 0 | 0 | 0 | 0 | 0 | 0 | 0 | 0 | 0 | 0 | 0 | 0 | 0 | 0 | 0 | 0 | 0 | 0 | 0 | 0 | 0 | 0 | 0 | 0 | 0 | 0 | 0 | 0 | 0 | 0 | 0
F2_Commercial_College_New_Food Preparation_Natural Gas_Conveyor Oven_E4 | F2 | Commercial | College | New | Food Preparation | Natural Gas | Conveyor Oven | E4 | TRC BC Ratio | 0 | 0 | 0 | 0 | 0 | 0 | 0 | 0 | 0 | 0 | 0 | 0 | 0 | 0 | 0 | 0 | 0 | 0 | 0 | 0 | 0 | 0 | 0 | 0 | 0 | 0 | 0 | 0 | 0 | 0 | 0 | 0 | 0
F2_Commercial_College_New_Food Preparation_Natural Gas_Conveyor Oven_E5 | F2 | Commercial | College | New | Food Preparation | Natural Gas | Conveyor Oven | E5 | TRC BC Ratio | 0 | 0 | 0 | 0 | 0 | 0 | 0 | 0 | 0 | 0 | 0 | 0 | 0 | 0 | 0 | 0 | 0 | 0 | 0 | 0 | 0 | 0 | 0 | 0 | 0 | 0 | 0 | 0 | 0 | 0 | 0 | 0 | 0
F2_Commercial_College_New_Food Preparation_Natural Gas_Conveyor Oven_E6 | F2 | Commercial | College | New | Food Preparation | Natural Gas | Conveyor Oven | E6 | TRC BC Ratio | 0 | 0 | 0 | 0 | 0 | 0 | 0 | 0 | 0 | 0 | 0 | 0 | 0 | 0 | 0 | 0 | 0 | 0 | 0 | 0 | 0 | 0 | 0 | 0 | 0 | 0 | 0 | 0 | 0 | 0 | 0 | 0 | 0
F2_Commercial_College_New_Food Preparation_Natural Gas_Conveyor Oven_E7 | F2 | Commercial | College | New | Food Preparation | Natural Gas | Conveyor Oven | E7 | TRC BC Ratio | 0 | 0 | 0 | 0 | 0 | 0 | 0 | 0 | 0 | 0 | 0 | 0 | 0 | 0 | 0 | 0 | 0 | 0 | 0 | 0 | 0 | 0 | 0 | 0 | 0 | 0 | 0 | 0 | 0 | 0 | 0 | 0 | 0
F2_Commercial_College_New_Food Preparation_Natural Gas_Conveyor Oven_E8 | F2 | Commercial | College | New | Food Preparation | Natural Gas | Conveyor Oven | E8 | TRC BC Ratio | 0 | 0 | 0 | 0 | 0 | 0 | 0 | 0 | 0 | 0 | 0 | 0 | 0 | 0 | 0 | 0 | 0 | 0 | 0 | 0 | 0 | 0 | 0 | 0 | 0 | 0 | 0 | 0 | 0 | 0 | 0 | 0 | 0
F2_Commercial_College_New_Food Preparation_Natural Gas_Conveyor Oven_E9 | F2 | Commercial | College | New | Food Preparation | Natural Gas | Conveyor Oven | E9 | TRC BC Ratio | 0 | 0 | 0 | 0 | 0 | 0 | 0 | 0 | 0 | 0 | 0 | 0 | 0 | 0 | 0 | 0 | 0 | 0 | 0 | 0 | 0 | 0 | 0 | 0 | 0 | 0 | 0 | 0 | 0 | 0 | 0 | 0 | 0
F2_Commercial_College_New_Food Preparation_Natural Gas_Conveyor Oven_E10 | F2 | Commercial | College | New | Food Preparation | Natural Gas | Conveyor Oven | E10 | TRC BC Ratio | 0 | 0 | 0 | 0 | 0 | 0 | 0 | 0 | 0 | 0 | 0 | 0 | 0 | 0 | 0 | 0 | 0 | 0 | 0 | 0 | 0 | 0 | 0 | 0 | 0 | 0 | 0 | 0 | 0 | 0 | 0 | 0 | 0
F3_Commercial_College_New_Food Preparation_Natural Gas_Conveyor Oven_E1 | F3 | Commercial | College | New | Food Preparation | Natural Gas | Conveyor Oven | E1 | PACT BC Ratio | bar: 2019 to 2051
F3_Commercial_College_New_Food Preparation_Natural Gas_Conveyor Oven_E2 | F3 | Commercial | College | New | Food Preparation | Natural Gas | Conveyor Oven | E2 | PACT BC Ratio | 5.397 | 5.4363 | 5.479 | 5.5258 | 5.5794 | 5.6416 | 5.6963 | 5.7515 | 5.8086 | 5.8681 | 5.9253 | 5.978 | 6.0297 | 6.0814 | 6.1353 | 6.1867 | 6.2396 | 6.2937 | 6.3483 | 6.4025 | 6.4557 | 6.5043 | 6.5477 | 6.586 | 6.6192 | 6.6477 | 6.6674 | 6.6822 | 6.6949 | 6.7058 | 6.7166 | 6.7213 | 6.7213
F3_Commercial_College_New_Food Preparation_Natural Gas_Conveyor Oven_E3 | F3 | Commercial | College | New | Food Preparation | Natural Gas | Conveyor Oven | E3 | PACT BC Ratio | 0 | 0 | 0 | 0 | 0 | 0 | 0 | 0 | 0 | 0 | 0 | 0 | 0 | 0 | 0 | 0 | 0 | 0 | 0 | 0 | 0 | 0 | 0 | 0 | 0 | 0 | 0 | 0 | 0 | 0 | 0 | 0 | 0
F3_Commercial_College_New_Food Preparation_Natural Gas_Conveyor Oven_E4 | F3 | Commercial | College | New | Food Preparation | Natural Gas | Conveyor Oven | E4 | PACT BC Ratio | 0 | 0 | 0 | 0 | 0 | 0 | 0 | 0 | 0 | 0 | 0 | 0 | 0 | 0 | 0 | 0 | 0 | 0 | 0 | 0 | 0 | 0 | 0 | 0 | 0 | 0 | 0 | 0 | 0 | 0 | 0 | 0 | 0
F3_Commercial_College_New_Food Preparation_Natural Gas_Conveyor Oven_E5 | F3 | Commercial | College | New | Food Preparation | Natural Gas | Conveyor Oven | E5 | PACT BC Ratio | 0 | 0 | 0 | 0 | 0 | 0 | 0 | 0 | 0 | 0 | 0 | 0 | 0 | 0 | 0 | 0 | 0 | 0 | 0 | 0 | 0 | 0 | 0 | 0 | 0 | 0 | 0 | 0 | 0 | 0 | 0 | 0 | 0
F3_Commercial_College_New_Food Preparation_Natural Gas_Conveyor Oven_E6 | F3 | Commercial | College | New | Food Preparation | Natural Gas | Conveyor Oven | E6 | PACT BC Ratio | 0 | 0 | 0 | 0 | 0 | 0 | 0 | 0 | 0 | 0 | 0 | 0 | 0 | 0 | 0 | 0 | 0 | 0 | 0 | 0 | 0 | 0 | 0 | 0 | 0 | 0 | 0 | 0 | 0 | 0 | 0 | 0 | 0
F3_Commercial_College_New_Food Preparation_Natural Gas_Conveyor Oven_E7 | F3 | Commercial | College | New | Food Preparation | Natural Gas | Conveyor Oven | E7 | PACT BC Ratio | 0 | 0 | 0 | 0 | 0 | 0 | 0 | 0 | 0 | 0 | 0 | 0 | 0 | 0 | 0 | 0 | 0 | 0 | 0 | 0 | 0 | 0 | 0 | 0 | 0 | 0 | 0 | 0 | 0 | 0 | 0 | 0 | 0
F3_Commercial_College_New_Food Preparation_Natural Gas_Conveyor Oven_E8 | F3 | Commercial | College | New | Food Preparation | Natural Gas | Conveyor Oven | E8 | PACT BC Ratio | 0 | 0 | 0 | 0 | 0 | 0 | 0 | 0 | 0 | 0 | 0 | 0 | 0 | 0 | 0 | 0 | 0 | 0 | 0 | 0 | 0 | 0 | 0 | 0 | 0 | 0 | 0 | 0 | 0 | 0 | 0 | 0 | 0
F3_Commercial_College_New_Food Preparation_Natural Gas_Conveyor Oven_E9 | F3 | Commercial | College | New | Food Preparation | Natural Gas | Conveyor Oven | E9 | PACT BC Ratio | 0 | 0 | 0 | 0 | 0 | 0 | 0 | 0 | 0 | 0 | 0 | 0 | 0 | 0 | 0 | 0 | 0 | 0 | 0 | 0 | 0 | 0 | 0 | 0 | 0 | 0 | 0 | 0 | 0 | 0 | 0 | 0 | 0
F3_Commercial_College_New_Food Preparation_Natural Gas_Conveyor Oven_E10 | F3 | Commercial | College | New | Food Preparation | Natural Gas | Conveyor Oven | E10 | PACT BC Ratio | 0 | 0 | 0 | 0 | 0 | 0 | 0 | 0 | 0 | 0 | 0 | 0 | 0 | 0 | 0 | 0 | 0 | 0 | 0 | 0 | 0 | 0 | 0 | 0 | 0 | 0 | 0 | 0 | 0 | 0 | 0 | 0 | 0
F4_Commercial_College_New_Food Preparation_Natural Gas_Conveyor Oven_E1 | F4 | Commercial | College | New | Food Preparation | Natural Gas | Conveyor Oven | E1 | RVT BC Ratio | bar: 2019 to 2051
F4_Commercial_College_New_Food Preparation_Natural Gas_Conveyor Oven_E2 | F4 | Commercial | College | New | Food Preparation | Natural Gas | Conveyor Oven | E2 | RVT BC Ratio | 6.5193 | 6.5617 | 6.6078 | 6.6583 | 6.7161 | 6.7831 | 6.8421 | 6.9016 | 6.9632 | 7.0273 | 7.089 | 7.1459 | 7.2016 | 7.2573 | 7.3154 | 7.3708 | 7.4279 | 7.4863 | 7.5451 | 7.6035 | 7.6609 | 7.7133 | 7.7601 | 7.8014 | 7.8372 | 7.8679 | 7.8892 | 7.9051 | 7.9188 | 7.9306 | 7.9422 | 7.9473 | 7.9473
F4_Commercial_College_New_Food Preparation_Natural Gas_Conveyor Oven_E3 | F4 | Commercial | College | New | Food Preparation | Natural Gas | Conveyor Oven | E3 | RVT BC Ratio | 0 | 0 | 0 | 0 | 0 | 0 | 0 | 0 | 0 | 0 | 0 | 0 | 0 | 0 | 0 | 0 | 0 | 0 | 0 | 0 | 0 | 0 | 0 | 0 | 0 | 0 | 0 | 0 | 0 | 0 | 0 | 0 | 0
F4_Commercial_College_New_Food Preparation_Natural Gas_Conveyor Oven_E4 | F4 | Commercial | College | New | Food Preparation | Natural Gas | Conveyor Oven | E4 | RVT BC Ratio | 0 | 0 | 0 | 0 | 0 | 0 | 0 | 0 | 0 | 0 | 0 | 0 | 0 | 0 | 0 | 0 | 0 | 0 | 0 | 0 | 0 | 0 | 0 | 0 | 0 | 0 | 0 | 0 | 0 | 0 | 0 | 0 | 0
F4_Commercial_College_New_Food Preparation_Natural Gas_Conveyor Oven_E5 | F4 | Commercial | College | New | Food Preparation | Natural Gas | Conveyor Oven | E5 | RVT BC Ratio | 0 | 0 | 0 | 0 | 0 | 0 | 0 | 0 | 0 | 0 | 0 | 0 | 0 | 0 | 0 | 0 | 0 | 0 | 0 | 0 | 0 | 0 | 0 | 0 | 0 | 0 | 0 | 0 | 0 | 0 | 0 | 0 | 0
F4_Commercial_College_New_Food Preparation_Natural Gas_Conveyor Oven_E6 | F4 | Commercial | College | New | Food Preparation | Natural Gas | Conveyor Oven | E6 | RVT BC Ratio | 0 | 0 | 0 | 0 | 0 | 0 | 0 | 0 | 0 | 0 | 0 | 0 | 0 | 0 | 0 | 0 | 0 | 0 | 0 | 0 | 0 | 0 | 0 | 0 | 0 | 0 | 0 | 0 | 0 | 0 | 0 | 0 | 0
F4_Commercial_College_New_Food Preparation_Natural Gas_Conveyor Oven_E7 | F4 | Commercial | College | New | Food Preparation | Natural Gas | Conveyor Oven | E7 | RVT BC Ratio | 0 | 0 | 0 | 0 | 0 | 0 | 0 | 0 | 0 | 0 | 0 | 0 | 0 | 0 | 0 | 0 | 0 | 0 | 0 | 0 | 0 | 0 | 0 | 0 | 0 | 0 | 0 | 0 | 0 | 0 | 0 | 0 | 0
F4_Commercial_College_New_Food Preparation_Natural Gas_Conveyor Oven_E8 | F4 | Commercial | College | New | Food Preparation | Natural Gas | Conveyor Oven | E8 | RVT BC Ratio | 0 | 0 | 0 | 0 | 0 | 0 | 0 | 0 | 0 | 0 | 0 | 0 | 0 | 0 | 0 | 0 | 0 | 0 | 0 | 0 | 0 | 0 | 0 | 0 | 0 | 0 | 0 | 0 | 0 | 0 | 0 | 0 | 0
F4_Commercial_College_New_Food Preparation_Natural Gas_Conveyor Oven_E9 | F4 | Commercial | College | New | Food Preparation | Natural Gas | Conveyor Oven | E9 | RVT BC Ratio | 0 | 0 | 0 | 0 | 0 | 0 | 0 | 0 | 0 | 0 | 0 | 0 | 0 | 0 | 0 | 0 | 0 | 0 | 0 | 0 | 0 | 0 | 0 | 0 | 0 | 0 | 0 | 0 | 0 | 0 | 0 | 0 | 0
F4_Commercial_College_New_Food Preparation_Natural Gas_Conveyor Oven_E10 | F4 | Commercial | College | New | Food Preparation | Natural Gas | Conveyor Oven | E10 | RVT BC Ratio | 0 | 0 | 0 | 0 | 0 | 0 | 0 | 0 | 0 | 0 | 0 | 0 | 0 | 0 | 0 | 0 | 0 | 0 | 0 | 0 | 0 | 0 | 0 | 0 | 0 | 0 | 0 | 0 | 0 | 0 | 0 | 0 | 0
F5_Commercial_College_New_Food Preparation_Natural Gas_Conveyor Oven_E1 | F5 | Commercial | College | New | Food Preparation | Natural Gas | Conveyor Oven | E1 | RIM BC Ratio | bar: 2019 to 2051
F5_Commercial_College_New_Food Preparation_Natural Gas_Conveyor Oven_E2 | F5 | Commercial | College | New | Food Preparation | Natural Gas | Conveyor Oven | E2 | RIM BC Ratio | 0.72288 | 0.72358 | 0.72433 | 0.72515 | 0.72606 | 0.7271 | 0.728 | 0.7289 | 0.72981 | 0.73074 | 0.73162 | 0.73242 | 0.73319 | 0.73394 | 0.73472 | 0.73545 | 0.7362 | 0.73694 | 0.73769 | 0.73841 | 0.73912 | 0.73975 | 0.74031 | 0.74079 | 0.74121 | 0.74157 | 0.74181 | 0.742 | 0.74215 | 0.74229 | 0.74242 | 0.74248 | 0.74248
F5_Commercial_College_New_Food Preparation_Natural Gas_Conveyor Oven_E3 | F5 | Commercial | College | New | Food Preparation | Natural Gas | Conveyor Oven | E3 | RIM BC Ratio | 0 | 0 | 0 | 0 | 0 | 0 | 0 | 0 | 0 | 0 | 0 | 0 | 0 | 0 | 0 | 0 | 0 | 0 | 0 | 0 | 0 | 0 | 0 | 0 | 0 | 0 | 0 | 0 | 0 | 0 | 0 | 0 | 0
F5_Commercial_College_New_Food Preparation_Natural Gas_Conveyor Oven_E4 | F5 | Commercial | College | New | Food Preparation | Natural Gas | Conveyor Oven | E4 | RIM BC Ratio | 0 | 0 | 0 | 0 | 0 | 0 | 0 | 0 | 0 | 0 | 0 | 0 | 0 | 0 | 0 | 0 | 0 | 0 | 0 | 0 | 0 | 0 | 0 | 0 | 0 | 0 | 0 | 0 | 0 | 0 | 0 | 0 | 0
F5_Commercial_College_New_Food Preparation_Natural Gas_Conveyor Oven_E5 | F5 | Commercial | College | New | Food Preparation | Natural Gas | Conveyor Oven | E5 | RIM BC Ratio | 0 | 0 | 0 | 0 | 0 | 0 | 0 | 0 | 0 | 0 | 0 | 0 | 0 | 0 | 0 | 0 | 0 | 0 | 0 | 0 | 0 | 0 | 0 | 0 | 0 | 0 | 0 | 0 | 0 | 0 | 0 | 0 | 0
F5_Commercial_College_New_Food Preparation_Natural Gas_Conveyor Oven_E6 | F5 | Commercial | College | New | Food Preparation | Natural Gas | Conveyor Oven | E6 | RIM BC Ratio | 0 | 0 | 0 | 0 | 0 | 0 | 0 | 0 | 0 | 0 | 0 | 0 | 0 | 0 | 0 | 0 | 0 | 0 | 0 | 0 | 0 | 0 | 0 | 0 | 0 | 0 | 0 | 0 | 0 | 0 | 0 | 0 | 0
F5_Commercial_College_New_Food Preparation_Natural Gas_Conveyor Oven_E7 | F5 | Commercial | College | New | Food Preparation | Natural Gas | Conveyor Oven | E7 | RIM BC Ratio | 0 | 0 | 0 | 0 | 0 | 0 | 0 | 0 | 0 | 0 | 0 | 0 | 0 | 0 | 0 | 0 | 0 | 0 | 0 | 0 | 0 | 0 | 0 | 0 | 0 | 0 | 0 | 0 | 0 | 0 | 0 | 0 | 0
F5_Commercial_College_New_Food Preparation_Natural Gas_Conveyor Oven_E8 | F5 | Commercial | College | New | Food Preparation | Natural Gas | Conveyor Oven | E8 | RIM BC Ratio | 0 | 0 | 0 | 0 | 0 | 0 | 0 | 0 | 0 | 0 | 0 | 0 | 0 | 0 | 0 | 0 | 0 | 0 | 0 | 0 | 0 | 0 | 0 | 0 | 0 | 0 | 0 | 0 | 0 | 0 | 0 | 0 | 0
F5_Commercial_College_New_Food Preparation_Natural Gas_Conveyor Oven_E9 | F5 | Commercial | College | New | Food Preparation | Natural Gas | Conveyor Oven | E9 | RIM BC Ratio | 0 | 0 | 0 | 0 | 0 | 0 | 0 | 0 | 0 | 0 | 0 | 0 | 0 | 0 | 0 | 0 | 0 | 0 | 0 | 0 | 0 | 0 | 0 | 0 | 0 | 0 | 0 | 0 | 0 | 0 | 0 | 0 | 0
F5_Commercial_College_New_Food Preparation_Natural Gas_Conveyor Oven_E10 | F5 | Commercial | College | New | Food Preparation | Natural Gas | Conveyor Oven | E10 | RIM BC Ratio | 0 | 0 | 0 | 0 | 0 | 0 | 0 | 0 | 0 | 0 | 0 | 0 | 0 | 0 | 0 | 0 | 0 | 0 | 0 | 0 | 0 | 0 | 0 | 0 | 0 | 0 | 0 | 0 | 0 | 0 | 0 | 0 | 0
F0_Commercial_College_New_Food Preparation_Natural Gas_Double Rack Oven_E0 | F0 | Commercial | College | New | Food Preparation | Natural Gas | Double Rack Oven | E0 | Economic Unit | FTSC Qualified (>50% Cooking Efficiency) | FTSC Qualified (>50% Cooking Efficiency) | FTSC Qualified (>50% Cooking Efficiency) | FTSC Qualified (>50% Cooking Efficiency) | FTSC Qualified (>50% Cooking Efficiency) | FTSC Qualified (>50% Cooking Efficiency) | FTSC Qualified (>50% Cooking Efficiency) | FTSC Qualified (>50% Cooking Efficiency) | FTSC Qualified (>50% Cooking Efficiency) | FTSC Qualified (>50% Cooking Efficiency) | FTSC Qualified (>50% Cooking Efficiency) | FTSC Qualified (>50% Cooking Efficiency) | FTSC Qualified (>50% Cooking Efficiency) | FTSC Qualified (>50% Cooking Efficiency) | FTSC Qualified (>50% Cooking Efficiency) | FTSC Qualified (>50% Cooking Efficiency) | FTSC Qualified (>50% Cooking Efficiency) | FTSC Qualified (>50% Cooking Efficiency) | FTSC Qualified (>50% Cooking Efficiency) | FTSC Qualified (>50% Cooking Efficiency) | FTSC Qualified (>50% Cooking Efficiency) | FTSC Qualified (>50% Cooking Efficiency) | FTSC Qualified (>50% Cooking Efficiency) | FTSC Qualified (>50% Cooking Efficiency) | FTSC Qualified (>50% Cooking Efficiency) | FTSC Qualified (>50% Cooking Efficiency) | FTSC Qualified (>50% Cooking Efficiency) | FTSC Qualified (>50% Cooking Efficiency) | FTSC Qualified (>50% Cooking Efficiency) | FTSC Qualified (>50% Cooking Efficiency) | FTSC Qualified (>50% Cooking Efficiency) | FTSC Qualified (>50% Cooking Efficiency) | FTSC Qualified (>50% Cooking Efficiency)
F1_Commercial_College_New_Food Preparation_Natural Gas_Double Rack Oven_E1 | F1 | Commercial | College | New | Food Preparation | Natural Gas | Double Rack Oven | E1 | CCE | 0 | 0 | 0 | 0 | 0 | 0 | 0 | 0 | 0 | 0 | 0 | 0 | 0 | 0 | 0 | 0 | 0 | 0 | 0 | 0 | 0 | 0 | 0 | 0 | 0 | 0 | 0 | 0 | 0 | 0 | 0 | 0 | 0
F1_Commercial_College_New_Food Preparation_Natural Gas_Double Rack Oven_E2 | F1 | Commercial | College | New | Food Preparation | Natural Gas | Double Rack Oven | E2 | CCE | 0.29688 | 0.29688 | 0.29688 | 0.29688 | 0.29688 | 0.29688 | 0.29688 | 0.29688 | 0.29688 | 0.29688 | 0.29688 | 0.29688 | 0.29688 | 0.29688 | 0.29688 | 0.29688 | 0.29688 | 0.29688 | 0.29688 | 0.29688 | 0.29688 | 0.29688 | 0.29688 | 0.29688 | 0.29688 | 0.29688 | 0.29688 | 0.29688 | 0.29688 | 0.29688 | 0.29688 | 0.29688 | 0.29688
F1_Commercial_College_New_Food Preparation_Natural Gas_Double Rack Oven_E3 | F1 | Commercial | College | New | Food Preparation | Natural Gas | Double Rack Oven | E3 | CCE | 0 | 0 | 0 | 0 | 0 | 0 | 0 | 0 | 0 | 0 | 0 | 0 | 0 | 0 | 0 | 0 | 0 | 0 | 0 | 0 | 0 | 0 | 0 | 0 | 0 | 0 | 0 | 0 | 0 | 0 | 0 | 0 | 0
F1_Commercial_College_New_Food Preparation_Natural Gas_Double Rack Oven_E4 | F1 | Commercial | College | New | Food Preparation | Natural Gas | Double Rack Oven | E4 | CCE | 0 | 0 | 0 | 0 | 0 | 0 | 0 | 0 | 0 | 0 | 0 | 0 | 0 | 0 | 0 | 0 | 0 | 0 | 0 | 0 | 0 | 0 | 0 | 0 | 0 | 0 | 0 | 0 | 0 | 0 | 0 | 0 | 0
F1_Commercial_College_New_Food Preparation_Natural Gas_Double Rack Oven_E5 | F1 | Commercial | College | New | Food Preparation | Natural Gas | Double Rack Oven | E5 | CCE | 0 | 0 | 0 | 0 | 0 | 0 | 0 | 0 | 0 | 0 | 0 | 0 | 0 | 0 | 0 | 0 | 0 | 0 | 0 | 0 | 0 | 0 | 0 | 0 | 0 | 0 | 0 | 0 | 0 | 0 | 0 | 0 | 0
F1_Commercial_College_New_Food Preparation_Natural Gas_Double Rack Oven_E6 | F1 | Commercial | College | New | Food Preparation | Natural Gas | Double Rack Oven | E6 | CCE | 0 | 0 | 0 | 0 | 0 | 0 | 0 | 0 | 0 | 0 | 0 | 0 | 0 | 0 | 0 | 0 | 0 | 0 | 0 | 0 | 0 | 0 | 0 | 0 | 0 | 0 | 0 | 0 | 0 | 0 | 0 | 0 | 0
F1_Commercial_College_New_Food Preparation_Natural Gas_Double Rack Oven_E7 | F1 | Commercial | College | New | Food Preparation | Natural Gas | Double Rack Oven | E7 | CCE | 0 | 0 | 0 | 0 | 0 | 0 | 0 | 0 | 0 | 0 | 0 | 0 | 0 | 0 | 0 | 0 | 0 | 0 | 0 | 0 | 0 | 0 | 0 | 0 | 0 | 0 | 0 | 0 | 0 | 0 | 0 | 0 | 0
F1_Commercial_College_New_Food Preparation_Natural Gas_Double Rack Oven_E8 | F1 | Commercial | College | New | Food Preparation | Natural Gas | Double Rack Oven | E8 | CCE | 0 | 0 | 0 | 0 | 0 | 0 | 0 | 0 | 0 | 0 | 0 | 0 | 0 | 0 | 0 | 0 | 0 | 0 | 0 | 0 | 0 | 0 | 0 | 0 | 0 | 0 | 0 | 0 | 0 | 0 | 0 | 0 | 0
F1_Commercial_College_New_Food Preparation_Natural Gas_Double Rack Oven_E9 | F1 | Commercial | College | New | Food Preparation | Natural Gas | Double Rack Oven | E9 | CCE | 0 | 0 | 0 | 0 | 0 | 0 | 0 | 0 | 0 | 0 | 0 | 0 | 0 | 0 | 0 | 0 | 0 | 0 | 0 | 0 | 0 | 0 | 0 | 0 | 0 | 0 | 0 | 0 | 0 | 0 | 0 | 0 | 0
F1_Commercial_College_New_Food Preparation_Natural Gas_Double Rack Oven_E10 | F1 | Commercial | College | New | Food Preparation | Natural Gas | Double Rack Oven | E10 | CCE | 0 | 0 | 0 | 0 | 0 | 0 | 0 | 0 | 0 | 0 | 0 | 0 | 0 | 0 | 0 | 0 | 0 | 0 | 0 | 0 | 0 | 0 | 0 | 0 | 0 | 0 | 0 | 0 | 0 | 0 | 0 | 0 | 0
F2_Commercial_College_New_Food Preparation_Natural Gas_Double Rack Oven_E1 | F2 | Commercial | College | New | Food Preparation | Natural Gas | Double Rack Oven | E1 | TRC BC Ratio | bar: 2019 to 2051
F2_Commercial_College_New_Food Preparation_Natural Gas_Double Rack Oven_E2 | F2 | Commercial | College | New | Food Preparation | Natural Gas | Double Rack Oven | E2 | TRC BC Ratio | 4.7395 | 4.7756 | 4.816 | 4.8604 | 4.911 | 4.9696 | 5.017 | 5.0626 | 5.1089 | 5.1571 | 5.2031 | 5.2453 | 5.2885 | 5.3338 | 5.3838 | 5.4328 | 5.4847 | 5.5395 | 5.5966 | 5.655 | 5.7136 | 5.7686 | 5.8182 | 5.8621 | 5.9 | 5.9326 | 5.9552 | 5.9721 | 5.9866 | 5.9991 | 6.0114 | 6.0169 | 6.0169
F2_Commercial_College_New_Food Preparation_Natural Gas_Double Rack Oven_E3 | F2 | Commercial | College | New | Food Preparation | Natural Gas | Double Rack Oven | E3 | TRC BC Ratio | 0 | 0 | 0 | 0 | 0 | 0 | 0 | 0 | 0 | 0 | 0 | 0 | 0 | 0 | 0 | 0 | 0 | 0 | 0 | 0 | 0 | 0 | 0 | 0 | 0 | 0 | 0 | 0 | 0 | 0 | 0 | 0 | 0
F2_Commercial_College_New_Food Preparation_Natural Gas_Double Rack Oven_E4 | F2 | Commercial | College | New | Food Preparation | Natural Gas | Double Rack Oven | E4 | TRC BC Ratio | 0 | 0 | 0 | 0 | 0 | 0 | 0 | 0 | 0 | 0 | 0 | 0 | 0 | 0 | 0 | 0 | 0 | 0 | 0 | 0 | 0 | 0 | 0 | 0 | 0 | 0 | 0 | 0 | 0 | 0 | 0 | 0 | 0
F2_Commercial_College_New_Food Preparation_Natural Gas_Double Rack Oven_E5 | F2 | Commercial | College | New | Food Preparation | Natural Gas | Double Rack Oven | E5 | TRC BC Ratio | 0 | 0 | 0 | 0 | 0 | 0 | 0 | 0 | 0 | 0 | 0 | 0 | 0 | 0 | 0 | 0 | 0 | 0 | 0 | 0 | 0 | 0 | 0 | 0 | 0 | 0 | 0 | 0 | 0 | 0 | 0 | 0 | 0
F2_Commercial_College_New_Food Preparation_Natural Gas_Double Rack Oven_E6 | F2 | Commercial | College | New | Food Preparation | Natural Gas | Double Rack Oven | E6 | TRC BC Ratio | 0 | 0 | 0 | 0 | 0 | 0 | 0 | 0 | 0 | 0 | 0 | 0 | 0 | 0 | 0 | 0 | 0 | 0 | 0 | 0 | 0 | 0 | 0 | 0 | 0 | 0 | 0 | 0 | 0 | 0 | 0 | 0 | 0
F2_Commercial_College_New_Food Preparation_Natural Gas_Double Rack Oven_E7 | F2 | Commercial | College | New | Food Preparation | Natural Gas | Double Rack Oven | E7 | TRC BC Ratio | 0 | 0 | 0 | 0 | 0 | 0 | 0 | 0 | 0 | 0 | 0 | 0 | 0 | 0 | 0 | 0 | 0 | 0 | 0 | 0 | 0 | 0 | 0 | 0 | 0 | 0 | 0 | 0 | 0 | 0 | 0 | 0 | 0
F2_Commercial_College_New_Food Preparation_Natural Gas_Double Rack Oven_E8 | F2 | Commercial | College | New | Food Preparation | Natural Gas | Double Rack Oven | E8 | TRC BC Ratio | 0 | 0 | 0 | 0 | 0 | 0 | 0 | 0 | 0 | 0 | 0 | 0 | 0 | 0 | 0 | 0 | 0 | 0 | 0 | 0 | 0 | 0 | 0 | 0 | 0 | 0 | 0 | 0 | 0 | 0 | 0 | 0 | 0
F2_Commercial_College_New_Food Preparation_Natural Gas_Double Rack Oven_E9 | F2 | Commercial | College | New | Food Preparation | Natural Gas | Double Rack Oven | E9 | TRC BC Ratio | 0 | 0 | 0 | 0 | 0 | 0 | 0 | 0 | 0 | 0 | 0 | 0 | 0 | 0 | 0 | 0 | 0 | 0 | 0 | 0 | 0 | 0 | 0 | 0 | 0 | 0 | 0 | 0 | 0 | 0 | 0 | 0 | 0
F2_Commercial_College_New_Food Preparation_Natural Gas_Double Rack Oven_E10 | F2 | Commercial | College | New | Food Preparation | Natural Gas | Double Rack Oven | E10 | TRC BC Ratio | 0 | 0 | 0 | 0 | 0 | 0 | 0 | 0 | 0 | 0 | 0 | 0 | 0 | 0 | 0 | 0 | 0 | 0 | 0 | 0 | 0 | 0 | 0 | 0 | 0 | 0 | 0 | 0 | 0 | 0 | 0 | 0 | 0
F3_Commercial_College_New_Food Preparation_Natural Gas_Double Rack Oven_E1 | F3 | Commercial | College | New | Food Preparation | Natural Gas | Double Rack Oven | E1 | PACT BC Ratio | bar: 2019 to 2051
F3_Commercial_College_New_Food Preparation_Natural Gas_Double Rack Oven_E2 | F3 | Commercial | College | New | Food Preparation | Natural Gas | Double Rack Oven | E2 | PACT BC Ratio | 6.3193 | 6.3675 | 6.4213 | 6.4805 | 6.548 | 6.6261 | 6.6894 | 6.7502 | 6.8119 | 6.8761 | 6.9374 | 6.9937 | 7.0513 | 7.1117 | 7.1784 | 7.2437 | 7.3129 | 7.386 | 7.4622 | 7.5399 | 7.6182 | 7.6915 | 7.7576 | 7.8161 | 7.8667 | 7.9101 | 7.9403 | 7.9627 | 7.9822 | 7.9988 | 8.0152 | 8.0225 | 8.0225
F3_Commercial_College_New_Food Preparation_Natural Gas_Double Rack Oven_E3 | F3 | Commercial | College | New | Food Preparation | Natural Gas | Double Rack Oven | E3 | PACT BC Ratio | 0 | 0 | 0 | 0 | 0 | 0 | 0 | 0 | 0 | 0 | 0 | 0 | 0 | 0 | 0 | 0 | 0 | 0 | 0 | 0 | 0 | 0 | 0 | 0 | 0 | 0 | 0 | 0 | 0 | 0 | 0 | 0 | 0
F3_Commercial_College_New_Food Preparation_Natural Gas_Double Rack Oven_E4 | F3 | Commercial | College | New | Food Preparation | Natural Gas | Double Rack Oven | E4 | PACT BC Ratio | 0 | 0 | 0 | 0 | 0 | 0 | 0 | 0 | 0 | 0 | 0 | 0 | 0 | 0 | 0 | 0 | 0 | 0 | 0 | 0 | 0 | 0 | 0 | 0 | 0 | 0 | 0 | 0 | 0 | 0 | 0 | 0 | 0
F3_Commercial_College_New_Food Preparation_Natural Gas_Double Rack Oven_E5 | F3 | Commercial | College | New | Food Preparation | Natural Gas | Double Rack Oven | E5 | PACT BC Ratio | 0 | 0 | 0 | 0 | 0 | 0 | 0 | 0 | 0 | 0 | 0 | 0 | 0 | 0 | 0 | 0 | 0 | 0 | 0 | 0 | 0 | 0 | 0 | 0 | 0 | 0 | 0 | 0 | 0 | 0 | 0 | 0 | 0
F3_Commercial_College_New_Food Preparation_Natural Gas_Double Rack Oven_E6 | F3 | Commercial | College | New | Food Preparation | Natural Gas | Double Rack Oven | E6 | PACT BC Ratio | 0 | 0 | 0 | 0 | 0 | 0 | 0 | 0 | 0 | 0 | 0 | 0 | 0 | 0 | 0 | 0 | 0 | 0 | 0 | 0 | 0 | 0 | 0 | 0 | 0 | 0 | 0 | 0 | 0 | 0 | 0 | 0 | 0
F3_Commercial_College_New_Food Preparation_Natural Gas_Double Rack Oven_E7 | F3 | Commercial | College | New | Food Preparation | Natural Gas | Double Rack Oven | E7 | PACT BC Ratio | 0 | 0 | 0 | 0 | 0 | 0 | 0 | 0 | 0 | 0 | 0 | 0 | 0 | 0 | 0 | 0 | 0 | 0 | 0 | 0 | 0 | 0 | 0 | 0 | 0 | 0 | 0 | 0 | 0 | 0 | 0 | 0 | 0
F3_Commercial_College_New_Food Preparation_Natural Gas_Double Rack Oven_E8 | F3 | Commercial | College | New | Food Preparation | Natural Gas | Double Rack Oven | E8 | PACT BC Ratio | 0 | 0 | 0 | 0 | 0 | 0 | 0 | 0 | 0 | 0 | 0 | 0 | 0 | 0 | 0 | 0 | 0 | 0 | 0 | 0 | 0 | 0 | 0 | 0 | 0 | 0 | 0 | 0 | 0 | 0 | 0 | 0 | 0
F3_Commercial_College_New_Food Preparation_Natural Gas_Double Rack Oven_E9 | F3 | Commercial | College | New | Food Preparation | Natural Gas | Double Rack Oven | E9 | PACT BC Ratio | 0 | 0 | 0 | 0 | 0 | 0 | 0 | 0 | 0 | 0 | 0 | 0 | 0 | 0 | 0 | 0 | 0 | 0 | 0 | 0 | 0 | 0 | 0 | 0 | 0 | 0 | 0 | 0 | 0 | 0 | 0 | 0 | 0
F3_Commercial_College_New_Food Preparation_Natural Gas_Double Rack Oven_E10 | F3 | Commercial | College | New | Food Preparation | Natural Gas | Double Rack Oven | E10 | PACT BC Ratio | 0 | 0 | 0 | 0 | 0 | 0 | 0 | 0 | 0 | 0 | 0 | 0 | 0 | 0 | 0 | 0 | 0 | 0 | 0 | 0 | 0 | 0 | 0 | 0 | 0 | 0 | 0 | 0 | 0 | 0 | 0 | 0 | 0
F4_Commercial_College_New_Food Preparation_Natural Gas_Double Rack Oven_E1 | F4 | Commercial | College | New | Food Preparation | Natural Gas | Double Rack Oven | E1 | RVT BC Ratio | bar: 2019 to 2051
F4_Commercial_College_New_Food Preparation_Natural Gas_Double Rack Oven_E2 | F4 | Commercial | College | New | Food Preparation | Natural Gas | Double Rack Oven | E2 | RVT BC Ratio | 7.5139 | 7.5658 | 7.6238 | 7.6877 | 7.7604 | 7.8446 | 7.9129 | 7.9784 | 8.045 | 8.1143 | 8.1804 | 8.241 | 8.3031 | 8.3683 | 8.4402 | 8.5106 | 8.5852 | 8.664 | 8.7461 | 8.83 | 8.9144 | 8.9934 | 9.0647 | 9.1278 | 9.1823 | 9.2292 | 9.2617 | 9.2859 | 9.3069 | 9.3248 | 9.3425 | 9.3503 | 9.3503
F4_Commercial_College_New_Food Preparation_Natural Gas_Double Rack Oven_E3 | F4 | Commercial | College | New | Food Preparation | Natural Gas | Double Rack Oven | E3 | RVT BC Ratio | 0 | 0 | 0 | 0 | 0 | 0 | 0 | 0 | 0 | 0 | 0 | 0 | 0 | 0 | 0 | 0 | 0 | 0 | 0 | 0 | 0 | 0 | 0 | 0 | 0 | 0 | 0 | 0 | 0 | 0 | 0 | 0 | 0
F4_Commercial_College_New_Food Preparation_Natural Gas_Double Rack Oven_E4 | F4 | Commercial | College | New | Food Preparation | Natural Gas | Double Rack Oven | E4 | RVT BC Ratio | 0 | 0 | 0 | 0 | 0 | 0 | 0 | 0 | 0 | 0 | 0 | 0 | 0 | 0 | 0 | 0 | 0 | 0 | 0 | 0 | 0 | 0 | 0 | 0 | 0 | 0 | 0 | 0 | 0 | 0 | 0 | 0 | 0
F4_Commercial_College_New_Food Preparation_Natural Gas_Double Rack Oven_E5 | F4 | Commercial | College | New | Food Preparation | Natural Gas | Double Rack Oven | E5 | RVT BC Ratio | 0 | 0 | 0 | 0 | 0 | 0 | 0 | 0 | 0 | 0 | 0 | 0 | 0 | 0 | 0 | 0 | 0 | 0 | 0 | 0 | 0 | 0 | 0 | 0 | 0 | 0 | 0 | 0 | 0 | 0 | 0 | 0 | 0
F4_Commercial_College_New_Food Preparation_Natural Gas_Double Rack Oven_E6 | F4 | Commercial | College | New | Food Preparation | Natural Gas | Double Rack Oven | E6 | RVT BC Ratio | 0 | 0 | 0 | 0 | 0 | 0 | 0 | 0 | 0 | 0 | 0 | 0 | 0 | 0 | 0 | 0 | 0 | 0 | 0 | 0 | 0 | 0 | 0 | 0 | 0 | 0 | 0 | 0 | 0 | 0 | 0 | 0 | 0
F4_Commercial_College_New_Food Preparation_Natural Gas_Double Rack Oven_E7 | F4 | Commercial | College | New | Food Preparation | Natural Gas | Double Rack Oven | E7 | RVT BC Ratio | 0 | 0 | 0 | 0 | 0 | 0 | 0 | 0 | 0 | 0 | 0 | 0 | 0 | 0 | 0 | 0 | 0 | 0 | 0 | 0 | 0 | 0 | 0 | 0 | 0 | 0 | 0 | 0 | 0 | 0 | 0 | 0 | 0
F4_Commercial_College_New_Food Preparation_Natural Gas_Double Rack Oven_E8 | F4 | Commercial | College | New | Food Preparation | Natural Gas | Double Rack Oven | E8 | RVT BC Ratio | 0 | 0 | 0 | 0 | 0 | 0 | 0 | 0 | 0 | 0 | 0 | 0 | 0 | 0 | 0 | 0 | 0 | 0 | 0 | 0 | 0 | 0 | 0 | 0 | 0 | 0 | 0 | 0 | 0 | 0 | 0 | 0 | 0
F4_Commercial_College_New_Food Preparation_Natural Gas_Double Rack Oven_E9 | F4 | Commercial | College | New | Food Preparation | Natural Gas | Double Rack Oven | E9 | RVT BC Ratio | 0 | 0 | 0 | 0 | 0 | 0 | 0 | 0 | 0 | 0 | 0 | 0 | 0 | 0 | 0 | 0 | 0 | 0 | 0 | 0 | 0 | 0 | 0 | 0 | 0 | 0 | 0 | 0 | 0 | 0 | 0 | 0 | 0
F4_Commercial_College_New_Food Preparation_Natural Gas_Double Rack Oven_E10 | F4 | Commercial | College | New | Food Preparation | Natural Gas | Double Rack Oven | E10 | RVT BC Ratio | 0 | 0 | 0 | 0 | 0 | 0 | 0 | 0 | 0 | 0 | 0 | 0 | 0 | 0 | 0 | 0 | 0 | 0 | 0 | 0 | 0 | 0 | 0 | 0 | 0 | 0 | 0 | 0 | 0 | 0 | 0 | 0 | 0
F5_Commercial_College_New_Food Preparation_Natural Gas_Double Rack Oven_E1 | F5 | Commercial | College | New | Food Preparation | Natural Gas | Double Rack Oven | E1 | RIM BC Ratio | bar: 2019 to 2051
F5_Commercial_College_New_Food Preparation_Natural Gas_Double Rack Oven_E2 | F5 | Commercial | College | New | Food Preparation | Natural Gas | Double Rack Oven | E2 | RIM BC Ratio | 0.73729 | 0.73795 | 0.73866 | 0.73944 | 0.74031 | 0.7413 | 0.74208 | 0.74283 | 0.74357 | 0.74433 | 0.74504 | 0.74568 | 0.74633 | 0.74701 | 0.74774 | 0.74844 | 0.74917 | 0.74993 | 0.75071 | 0.75149 | 0.75226 | 0.75297 | 0.7536 | 0.75414 | 0.75461 | 0.75501 | 0.75528 | 0.75549 | 0.75566 | 0.75581 | 0.75596 | 0.75602 | 0.75602
F5_Commercial_College_New_Food Preparation_Natural Gas_Double Rack Oven_E3 | F5 | Commercial | College | New | Food Preparation | Natural Gas | Double Rack Oven | E3 | RIM BC Ratio | 0 | 0 | 0 | 0 | 0 | 0 | 0 | 0 | 0 | 0 | 0 | 0 | 0 | 0 | 0 | 0 | 0 | 0 | 0 | 0 | 0 | 0 | 0 | 0 | 0 | 0 | 0 | 0 | 0 | 0 | 0 | 0 | 0
F5_Commercial_College_New_Food Preparation_Natural Gas_Double Rack Oven_E4 | F5 | Commercial | College | New | Food Preparation | Natural Gas | Double Rack Oven | E4 | RIM BC Ratio | 0 | 0 | 0 | 0 | 0 | 0 | 0 | 0 | 0 | 0 | 0 | 0 | 0 | 0 | 0 | 0 | 0 | 0 | 0 | 0 | 0 | 0 | 0 | 0 | 0 | 0 | 0 | 0 | 0 | 0 | 0 | 0 | 0
F5_Commercial_College_New_Food Preparation_Natural Gas_Double Rack Oven_E5 | F5 | Commercial | College | New | Food Preparation | Natural Gas | Double Rack Oven | E5 | RIM BC Ratio | 0 | 0 | 0 | 0 | 0 | 0 | 0 | 0 | 0 | 0 | 0 | 0 | 0 | 0 | 0 | 0 | 0 | 0 | 0 | 0 | 0 | 0 | 0 | 0 | 0 | 0 | 0 | 0 | 0 | 0 | 0 | 0 | 0
F5_Commercial_College_New_Food Preparation_Natural Gas_Double Rack Oven_E6 | F5 | Commercial | College | New | Food Preparation | Natural Gas | Double Rack Oven | E6 | RIM BC Ratio | 0 | 0 | 0 | 0 | 0 | 0 | 0 | 0 | 0 | 0 | 0 | 0 | 0 | 0 | 0 | 0 | 0 | 0 | 0 | 0 | 0 | 0 | 0 | 0 | 0 | 0 | 0 | 0 | 0 | 0 | 0 | 0 | 0
F5_Commercial_College_New_Food Preparation_Natural Gas_Double Rack Oven_E7 | F5 | Commercial | College | New | Food Preparation | Natural Gas | Double Rack Oven | E7 | RIM BC Ratio | 0 | 0 | 0 | 0 | 0 | 0 | 0 | 0 | 0 | 0 | 0 | 0 | 0 | 0 | 0 | 0 | 0 | 0 | 0 | 0 | 0 | 0 | 0 | 0 | 0 | 0 | 0 | 0 | 0 | 0 | 0 | 0 | 0
F5_Commercial_College_New_Food Preparation_Natural Gas_Double Rack Oven_E8 | F5 | Commercial | College | New | Food Preparation | Natural Gas | Double Rack Oven | E8 | RIM BC Ratio | 0 | 0 | 0 | 0 | 0 | 0 | 0 | 0 | 0 | 0 | 0 | 0 | 0 | 0 | 0 | 0 | 0 | 0 | 0 | 0 | 0 | 0 | 0 | 0 | 0 | 0 | 0 | 0 | 0 | 0 | 0 | 0 | 0
F5_Commercial_College_New_Food Preparation_Natural Gas_Double Rack Oven_E9 | F5 | Commercial | College | New | Food Preparation | Natural Gas | Double Rack Oven | E9 | RIM BC Ratio | 0 | 0 | 0 | 0 | 0 | 0 | 0 | 0 | 0 | 0 | 0 | 0 | 0 | 0 | 0 | 0 | 0 | 0 | 0 | 0 | 0 | 0 | 0 | 0 | 0 | 0 | 0 | 0 | 0 | 0 | 0 | 0 | 0
F5_Commercial_College_New_Food Preparation_Natural Gas_Double Rack Oven_E10 | F5 | Commercial | College | New | Food Preparation | Natural Gas | Double Rack Oven | E10 | RIM BC Ratio | 0 | 0 | 0 | 0 | 0 | 0 | 0 | 0 | 0 | 0 | 0 | 0 | 0 | 0 | 0 | 0 | 0 | 0 | 0 | 0 | 0 | 0 | 0 | 0 | 0 | 0 | 0 | 0 | 0 | 0 | 0 | 0 | 0
F0_Commercial_College_New_Food Preparation_Natural Gas_Fryer_E0 | F0 | Commercial | College | New | Food Preparation | Natural Gas | Fryer | E0 | Economic Unit | ENERGY STAR | ENERGY STAR | ENERGY STAR | ENERGY STAR | ENERGY STAR | ENERGY STAR | ENERGY STAR | ENERGY STAR | ENERGY STAR | ENERGY STAR | ENERGY STAR | ENERGY STAR | ENERGY STAR | ENERGY STAR | ENERGY STAR | ENERGY STAR | ENERGY STAR | ENERGY STAR | ENERGY STAR | ENERGY STAR | ENERGY STAR | ENERGY STAR | ENERGY STAR | ENERGY STAR | ENERGY STAR | ENERGY STAR | ENERGY STAR | ENERGY STAR | ENERGY STAR | ENERGY STAR | ENERGY STAR | ENERGY STAR | ENERGY STAR
F1_Commercial_College_New_Food Preparation_Natural Gas_Fryer_E1 | F1 | Commercial | College | New | Food Preparation | Natural Gas | Fryer | E1 | CCE | 0 | 0 | 0 | 0 | 0 | 0 | 0 | 0 | 0 | 0 | 0 | 0 | 0 | 0 | 0 | 0 | 0 | 0 | 0 | 0 | 0 | 0 | 0 | 0 | 0 | 0 | 0 | 0 | 0 | 0 | 0 | 0 | 0
F1_Commercial_College_New_Food Preparation_Natural Gas_Fryer_E2 | F1 | Commercial | College | New | Food Preparation | Natural Gas | Fryer | E2 | CCE | 0.52081 | 0.52081 | 0.52081 | 0 | 0 | 0 | 0 | 0 | 0 | 0 | 0 | 0 | 0 | 0 | 0 | 0 | 0 | 0 | 0 | 0 | 0 | 0 | 0 | 0 | 0 | 0 | 0 | 0 | 0 | 0 | 0 | 0 | 0
F1_Commercial_College_New_Food Preparation_Natural Gas_Fryer_E3 | F1 | Commercial | College | New | Food Preparation | Natural Gas | Fryer | E3 | CCE | 0 | 0 | 0 | 0 | 0 | 0 | 0 | 0 | 0 | 0 | 0 | 0 | 0 | 0 | 0 | 0 | 0 | 0 | 0 | 0 | 0 | 0 | 0 | 0 | 0 | 0 | 0 | 0 | 0 | 0 | 0 | 0 | 0
F1_Commercial_College_New_Food Preparation_Natural Gas_Fryer_E4 | F1 | Commercial | College | New | Food Preparation | Natural Gas | Fryer | E4 | CCE | 0 | 0 | 0 | 0 | 0 | 0 | 0 | 0 | 0 | 0 | 0 | 0 | 0 | 0 | 0 | 0 | 0 | 0 | 0 | 0 | 0 | 0 | 0 | 0 | 0 | 0 | 0 | 0 | 0 | 0 | 0 | 0 | 0
F1_Commercial_College_New_Food Preparation_Natural Gas_Fryer_E5 | F1 | Commercial | College | New | Food Preparation | Natural Gas | Fryer | E5 | CCE | 0 | 0 | 0 | 0 | 0 | 0 | 0 | 0 | 0 | 0 | 0 | 0 | 0 | 0 | 0 | 0 | 0 | 0 | 0 | 0 | 0 | 0 | 0 | 0 | 0 | 0 | 0 | 0 | 0 | 0 | 0 | 0 | 0
F1_Commercial_College_New_Food Preparation_Natural Gas_Fryer_E6 | F1 | Commercial | College | New | Food Preparation | Natural Gas | Fryer | E6 | CCE | 0 | 0 | 0 | 0 | 0 | 0 | 0 | 0 | 0 | 0 | 0 | 0 | 0 | 0 | 0 | 0 | 0 | 0 | 0 | 0 | 0 | 0 | 0 | 0 | 0 | 0 | 0 | 0 | 0 | 0 | 0 | 0 | 0
F1_Commercial_College_New_Food Preparation_Natural Gas_Fryer_E7 | F1 | Commercial | College | New | Food Preparation | Natural Gas | Fryer | E7 | CCE | 0 | 0 | 0 | 0 | 0 | 0 | 0 | 0 | 0 | 0 | 0 | 0 | 0 | 0 | 0 | 0 | 0 | 0 | 0 | 0 | 0 | 0 | 0 | 0 | 0 | 0 | 0 | 0 | 0 | 0 | 0 | 0 | 0
F1_Commercial_College_New_Food Preparation_Natural Gas_Fryer_E8 | F1 | Commercial | College | New | Food Preparation | Natural Gas | Fryer | E8 | CCE | 0 | 0 | 0 | 0 | 0 | 0 | 0 | 0 | 0 | 0 | 0 | 0 | 0 | 0 | 0 | 0 | 0 | 0 | 0 | 0 | 0 | 0 | 0 | 0 | 0 | 0 | 0 | 0 | 0 | 0 | 0 | 0 | 0
F1_Commercial_College_New_Food Preparation_Natural Gas_Fryer_E9 | F1 | Commercial | College | New | Food Preparation | Natural Gas | Fryer | E9 | CCE | 0 | 0 | 0 | 0 | 0 | 0 | 0 | 0 | 0 | 0 | 0 | 0 | 0 | 0 | 0 | 0 | 0 | 0 | 0 | 0 | 0 | 0 | 0 | 0 | 0 | 0 | 0 | 0 | 0 | 0 | 0 | 0 | 0
F1_Commercial_College_New_Food Preparation_Natural Gas_Fryer_E10 | F1 | Commercial | College | New | Food Preparation | Natural Gas | Fryer | E10 | CCE | 0 | 0 | 0 | 0 | 0 | 0 | 0 | 0 | 0 | 0 | 0 | 0 | 0 | 0 | 0 | 0 | 0 | 0 | 0 | 0 | 0 | 0 | 0 | 0 | 0 | 0 | 0 | 0 | 0 | 0 | 0 | 0 | 0
F2_Commercial_College_New_Food Preparation_Natural Gas_Fryer_E1 | F2 | Commercial | College | New | Food Preparation | Natural Gas | Fryer | E1 | TRC BC Ratio | 1 | 1 | 1 | 0 | 0 | 0 | 0 | 0 | 0 | 0 | 0 | 0 | 0 | 0 | 0 | 0 | 0 | 0 | 0 | 0 | 0 | 0 | 0 | 0 | 0 | 0 | 0 | 0 | 0 | 0 | 0 | 0 | 0
F2_Commercial_College_New_Food Preparation_Natural Gas_Fryer_E2 | F2 | Commercial | College | New | Food Preparation | Natural Gas | Fryer | E2 | TRC BC Ratio | 2.6303 | 2.6385 | 2.6536 | 1 | 1 | 1 | 1 | 1 | 1 | 1 | 1 | 1 | 1 | 1 | 1 | 1 | 1 | 1 | 1 | 1 | 1 | 1 | 1 | 1 | 1 | 1 | 1 | 1 | 1 | 1 | 1 | 1 | 1
F2_Commercial_College_New_Food Preparation_Natural Gas_Fryer_E3 | F2 | Commercial | College | New | Food Preparation | Natural Gas | Fryer | E3 | TRC BC Ratio | 0 | 0 | 0 | 0 | 0 | 0 | 0 | 0 | 0 | 0 | 0 | 0 | 0 | 0 | 0 | 0 | 0 | 0 | 0 | 0 | 0 | 0 | 0 | 0 | 0 | 0 | 0 | 0 | 0 | 0 | 0 | 0 | 0
F2_Commercial_College_New_Food Preparation_Natural Gas_Fryer_E4 | F2 | Commercial | College | New | Food Preparation | Natural Gas | Fryer | E4 | TRC BC Ratio | 0 | 0 | 0 | 0 | 0 | 0 | 0 | 0 | 0 | 0 | 0 | 0 | 0 | 0 | 0 | 0 | 0 | 0 | 0 | 0 | 0 | 0 | 0 | 0 | 0 | 0 | 0 | 0 | 0 | 0 | 0 | 0 | 0
F2_Commercial_College_New_Food Preparation_Natural Gas_Fryer_E5 | F2 | Commercial | College | New | Food Preparation | Natural Gas | Fryer | E5 | TRC BC Ratio | 0 | 0 | 0 | 0 | 0 | 0 | 0 | 0 | 0 | 0 | 0 | 0 | 0 | 0 | 0 | 0 | 0 | 0 | 0 | 0 | 0 | 0 | 0 | 0 | 0 | 0 | 0 | 0 | 0 | 0 | 0 | 0 | 0
F2_Commercial_College_New_Food Preparation_Natural Gas_Fryer_E6 | F2 | Commercial | College | New | Food Preparation | Natural Gas | Fryer | E6 | TRC BC Ratio | 0 | 0 | 0 | 0 | 0 | 0 | 0 | 0 | 0 | 0 | 0 | 0 | 0 | 0 | 0 | 0 | 0 | 0 | 0 | 0 | 0 | 0 | 0 | 0 | 0 | 0 | 0 | 0 | 0 | 0 | 0 | 0 | 0
F2_Commercial_College_New_Food Preparation_Natural Gas_Fryer_E7 | F2 | Commercial | College | New | Food Preparation | Natural Gas | Fryer | E7 | TRC BC Ratio | 0 | 0 | 0 | 0 | 0 | 0 | 0 | 0 | 0 | 0 | 0 | 0 | 0 | 0 | 0 | 0 | 0 | 0 | 0 | 0 | 0 | 0 | 0 | 0 | 0 | 0 | 0 | 0 | 0 | 0 | 0 | 0 | 0
F2_Commercial_College_New_Food Preparation_Natural Gas_Fryer_E8 | F2 | Commercial | College | New | Food Preparation | Natural Gas | Fryer | E8 | TRC BC Ratio | 0 | 0 | 0 | 0 | 0 | 0 | 0 | 0 | 0 | 0 | 0 | 0 | 0 | 0 | 0 | 0 | 0 | 0 | 0 | 0 | 0 | 0 | 0 | 0 | 0 | 0 | 0 | 0 | 0 | 0 | 0 | 0 | 0
F2_Commercial_College_New_Food Preparation_Natural Gas_Fryer_E9 | F2 | Commercial | College | New | Food Preparation | Natural Gas | Fryer | E9 | TRC BC Ratio | 0 | 0 | 0 | 0 | 0 | 0 | 0 | 0 | 0 | 0 | 0 | 0 | 0 | 0 | 0 | 0 | 0 | 0 | 0 | 0 | 0 | 0 | 0 | 0 | 0 | 0 | 0 | 0 | 0 | 0 | 0 | 0 | 0
F2_Commercial_College_New_Food Preparation_Natural Gas_Fryer_E10 | F2 | Commercial | College | New | Food Preparation | Natural Gas | Fryer | E10 | TRC BC Ratio | 0 | 0 | 0 | 0 | 0 | 0 | 0 | 0 | 0 | 0 | 0 | 0 | 0 | 0 | 0 | 0 | 0 | 0 | 0 | 0 | 0 | 0 | 0 | 0 | 0 | 0 | 0 | 0 | 0 | 0 | 0 | 0 | 0
F3_Commercial_College_New_Food Preparation_Natural Gas_Fryer_E1 | F3 | Commercial | College | New | Food Preparation | Natural Gas | Fryer | E1 | PACT BC Ratio | 1 | 1 | 1 | 0 | 0 | 0 | 0 | 0 | 0 | 0 | 0 | 0 | 0 | 0 | 0 | 0 | 0 | 0 | 0 | 0 | 0 | 0 | 0 | 0 | 0 | 0 | 0 | 0 | 0 | 0 | 0 | 0 | 0
F3_Commercial_College_New_Food Preparation_Natural Gas_Fryer_E2 | F3 | Commercial | College | New | Food Preparation | Natural Gas | Fryer | E2 | PACT BC Ratio | 3.5071 | 3.518 | 3.5381 | 1 | 1 | 1 | 1 | 1 | 1 | 1 | 1 | 1 | 1 | 1 | 1 | 1 | 1 | 1 | 1 | 1 | 1 | 1 | 1 | 1 | 1 | 1 | 1 | 1 | 1 | 1 | 1 | 1 | 1
F3_Commercial_College_New_Food Preparation_Natural Gas_Fryer_E3 | F3 | Commercial | College | New | Food Preparation | Natural Gas | Fryer | E3 | PACT BC Ratio | 0 | 0 | 0 | 0 | 0 | 0 | 0 | 0 | 0 | 0 | 0 | 0 | 0 | 0 | 0 | 0 | 0 | 0 | 0 | 0 | 0 | 0 | 0 | 0 | 0 | 0 | 0 | 0 | 0 | 0 | 0 | 0 | 0
F3_Commercial_College_New_Food Preparation_Natural Gas_Fryer_E4 | F3 | Commercial | College | New | Food Preparation | Natural Gas | Fryer | E4 | PACT BC Ratio | 0 | 0 | 0 | 0 | 0 | 0 | 0 | 0 | 0 | 0 | 0 | 0 | 0 | 0 | 0 | 0 | 0 | 0 | 0 | 0 | 0 | 0 | 0 | 0 | 0 | 0 | 0 | 0 | 0 | 0 | 0 | 0 | 0
F3_Commercial_College_New_Food Preparation_Natural Gas_Fryer_E5 | F3 | Commercial | College | New | Food Preparation | Natural Gas | Fryer | E5 | PACT BC Ratio | 0 | 0 | 0 | 0 | 0 | 0 | 0 | 0 | 0 | 0 | 0 | 0 | 0 | 0 | 0 | 0 | 0 | 0 | 0 | 0 | 0 | 0 | 0 | 0 | 0 | 0 | 0 | 0 | 0 | 0 | 0 | 0 | 0
F3_Commercial_College_New_Food Preparation_Natural Gas_Fryer_E6 | F3 | Commercial | College | New | Food Preparation | Natural Gas | Fryer | E6 | PACT BC Ratio | 0 | 0 | 0 | 0 | 0 | 0 | 0 | 0 | 0 | 0 | 0 | 0 | 0 | 0 | 0 | 0 | 0 | 0 | 0 | 0 | 0 | 0 | 0 | 0 | 0 | 0 | 0 | 0 | 0 | 0 | 0 | 0 | 0
F3_Commercial_College_New_Food Preparation_Natural Gas_Fryer_E7 | F3 | Commercial | College | New | Food Preparation | Natural Gas | Fryer | E7 | PACT BC Ratio | 0 | 0 | 0 | 0 | 0 | 0 | 0 | 0 | 0 | 0 | 0 | 0 | 0 | 0 | 0 | 0 | 0 | 0 | 0 | 0 | 0 | 0 | 0 | 0 | 0 | 0 | 0 | 0 | 0 | 0 | 0 | 0 | 0
F3_Commercial_College_New_Food Preparation_Natural Gas_Fryer_E8 | F3 | Commercial | College | New | Food Preparation | Natural Gas | Fryer | E8 | PACT BC Ratio | 0 | 0 | 0 | 0 | 0 | 0 | 0 | 0 | 0 | 0 | 0 | 0 | 0 | 0 | 0 | 0 | 0 | 0 | 0 | 0 | 0 | 0 | 0 | 0 | 0 | 0 | 0 | 0 | 0 | 0 | 0 | 0 | 0
F3_Commercial_College_New_Food Preparation_Natural Gas_Fryer_E9 | F3 | Commercial | College | New | Food Preparation | Natural Gas | Fryer | E9 | PACT BC Ratio | 0 | 0 | 0 | 0 | 0 | 0 | 0 | 0 | 0 | 0 | 0 | 0 | 0 | 0 | 0 | 0 | 0 | 0 | 0 | 0 | 0 | 0 | 0 | 0 | 0 | 0 | 0 | 0 | 0 | 0 | 0 | 0 | 0
F3_Commercial_College_New_Food Preparation_Natural Gas_Fryer_E10 | F3 | Commercial | College | New | Food Preparation | Natural Gas | Fryer | E10 | PACT BC Ratio | 0 | 0 | 0 | 0 | 0 | 0 | 0 | 0 | 0 | 0 | 0 | 0 | 0 | 0 | 0 | 0 | 0 | 0 | 0 | 0 | 0 | 0 | 0 | 0 | 0 | 0 | 0 | 0 | 0 | 0 | 0 | 0 | 0
F4_Commercial_College_New_Food Preparation_Natural Gas_Fryer_E1 | F4 | Commercial | College | New | Food Preparation | Natural Gas | Fryer | E1 | RVT BC Ratio | 1 | 1 | 1 | 0 | 0 | 0 | 0 | 0 | 0 | 0 | 0 | 0 | 0 | 0 | 0 | 0 | 0 | 0 | 0 | 0 | 0 | 0 | 0 | 0 | 0 | 0 | 0 | 0 | 0 | 0 | 0 | 0 | 0
F4_Commercial_College_New_Food Preparation_Natural Gas_Fryer_E2 | F4 | Commercial | College | New | Food Preparation | Natural Gas | Fryer | E2 | RVT BC Ratio | 4.4816 | 4.4933 | 4.515 | 1 | 1 | 1 | 1 | 1 | 1 | 1 | 1 | 1 | 1 | 1 | 1 | 1 | 1 | 1 | 1 | 1 | 1 | 1 | 1 | 1 | 1 | 1 | 1 | 1 | 1 | 1 | 1 | 1 | 1
F4_Commercial_College_New_Food Preparation_Natural Gas_Fryer_E3 | F4 | Commercial | College | New | Food Preparation | Natural Gas | Fryer | E3 | RVT BC Ratio | 0 | 0 | 0 | 0 | 0 | 0 | 0 | 0 | 0 | 0 | 0 | 0 | 0 | 0 | 0 | 0 | 0 | 0 | 0 | 0 | 0 | 0 | 0 | 0 | 0 | 0 | 0 | 0 | 0 | 0 | 0 | 0 | 0
F4_Commercial_College_New_Food Preparation_Natural Gas_Fryer_E4 | F4 | Commercial | College | New | Food Preparation | Natural Gas | Fryer | E4 | RVT BC Ratio | 0 | 0 | 0 | 0 | 0 | 0 | 0 | 0 | 0 | 0 | 0 | 0 | 0 | 0 | 0 | 0 | 0 | 0 | 0 | 0 | 0 | 0 | 0 | 0 | 0 | 0 | 0 | 0 | 0 | 0 | 0 | 0 | 0
F4_Commercial_College_New_Food Preparation_Natural Gas_Fryer_E5 | F4 | Commercial | College | New | Food Preparation | Natural Gas | Fryer | E5 | RVT BC Ratio | 0 | 0 | 0 | 0 | 0 | 0 | 0 | 0 | 0 | 0 | 0 | 0 | 0 | 0 | 0 | 0 | 0 | 0 | 0 | 0 | 0 | 0 | 0 | 0 | 0 | 0 | 0 | 0 | 0 | 0 | 0 | 0 | 0
F4_Commercial_College_New_Food Preparation_Natural Gas_Fryer_E6 | F4 | Commercial | College | New | Food Preparation | Natural Gas | Fryer | E6 | RVT BC Ratio | 0 | 0 | 0 | 0 | 0 | 0 | 0 | 0 | 0 | 0 | 0 | 0 | 0 | 0 | 0 | 0 | 0 | 0 | 0 | 0 | 0 | 0 | 0 | 0 | 0 | 0 | 0 | 0 | 0 | 0 | 0 | 0 | 0
F4_Commercial_College_New_Food Preparation_Natural Gas_Fryer_E7 | F4 | Commercial | College | New | Food Preparation | Natural Gas | Fryer | E7 | RVT BC Ratio | 0 | 0 | 0 | 0 | 0 | 0 | 0 | 0 | 0 | 0 | 0 | 0 | 0 | 0 | 0 | 0 | 0 | 0 | 0 | 0 | 0 | 0 | 0 | 0 | 0 | 0 | 0 | 0 | 0 | 0 | 0 | 0 | 0
F4_Commercial_College_New_Food Preparation_Natural Gas_Fryer_E8 | F4 | Commercial | College | New | Food Preparation | Natural Gas | Fryer | E8 | RVT BC Ratio | 0 | 0 | 0 | 0 | 0 | 0 | 0 | 0 | 0 | 0 | 0 | 0 | 0 | 0 | 0 | 0 | 0 | 0 | 0 | 0 | 0 | 0 | 0 | 0 | 0 | 0 | 0 | 0 | 0 | 0 | 0 | 0 | 0
F4_Commercial_College_New_Food Preparation_Natural Gas_Fryer_E9 | F4 | Commercial | College | New | Food Preparation | Natural Gas | Fryer | E9 | RVT BC Ratio | 0 | 0 | 0 | 0 | 0 | 0 | 0 | 0 | 0 | 0 | 0 | 0 | 0 | 0 | 0 | 0 | 0 | 0 | 0 | 0 | 0 | 0 | 0 | 0 | 0 | 0 | 0 | 0 | 0 | 0 | 0 | 0 | 0
F4_Commercial_College_New_Food Preparation_Natural Gas_Fryer_E10 | F4 | Commercial | College | New | Food Preparation | Natural Gas | Fryer | E10 | RVT BC Ratio | 0 | 0 | 0 | 0 | 0 | 0 | 0 | 0 | 0 | 0 | 0 | 0 | 0 | 0 | 0 | 0 | 0 | 0 | 0 | 0 | 0 | 0 | 0 | 0 | 0 | 0 | 0 | 0 | 0 | 0 | 0 | 0 | 0
F5_Commercial_College_New_Food Preparation_Natural Gas_Fryer_E1 | F5 | Commercial | College | New | Food Preparation | Natural Gas | Fryer | E1 | RIM BC Ratio | 1 | 1 | 1 | 0 | 0 | 0 | 0 | 0 | 0 | 0 | 0 | 0 | 0 | 0 | 0 | 0 | 0 | 0 | 0 | 0 | 0 | 0 | 0 | 0 | 0 | 0 | 0 | 0 | 0 | 0 | 0 | 0 | 0
F5_Commercial_College_New_Food Preparation_Natural Gas_Fryer_E2 | F5 | Commercial | College | New | Food Preparation | Natural Gas | Fryer | E2 | RIM BC Ratio | 0.67422 | 0.67462 | 0.67536 | 1 | 1 | 1 | 1 | 1 | 1 | 1 | 1 | 1 | 1 | 1 | 1 | 1 | 1 | 1 | 1 | 1 | 1 | 1 | 1 | 1 | 1 | 1 | 1 | 1 | 1 | 1 | 1 | 1 | 1
F5_Commercial_College_New_Food Preparation_Natural Gas_Fryer_E3 | F5 | Commercial | College | New | Food Preparation | Natural Gas | Fryer | E3 | RIM BC Ratio | 0 | 0 | 0 | 0 | 0 | 0 | 0 | 0 | 0 | 0 | 0 | 0 | 0 | 0 | 0 | 0 | 0 | 0 | 0 | 0 | 0 | 0 | 0 | 0 | 0 | 0 | 0 | 0 | 0 | 0 | 0 | 0 | 0
F5_Commercial_College_New_Food Preparation_Natural Gas_Fryer_E4 | F5 | Commercial | College | New | Food Preparation | Natural Gas | Fryer | E4 | RIM BC Ratio | 0 | 0 | 0 | 0 | 0 | 0 | 0 | 0 | 0 | 0 | 0 | 0 | 0 | 0 | 0 | 0 | 0 | 0 | 0 | 0 | 0 | 0 | 0 | 0 | 0 | 0 | 0 | 0 | 0 | 0 | 0 | 0 | 0
F5_Commercial_College_New_Food Preparation_Natural Gas_Fryer_E5 | F5 | Commercial | College | New | Food Preparation | Natural Gas | Fryer | E5 | RIM BC Ratio | 0 | 0 | 0 | 0 | 0 | 0 | 0 | 0 | 0 | 0 | 0 | 0 | 0 | 0 | 0 | 0 | 0 | 0 | 0 | 0 | 0 | 0 | 0 | 0 | 0 | 0 | 0 | 0 | 0 | 0 | 0 | 0 | 0
F5_Commercial_College_New_Food Preparation_Natural Gas_Fryer_E6 | F5 | Commercial | College | New | Food Preparation | Natural Gas | Fryer | E6 | RIM BC Ratio | 0 | 0 | 0 | 0 | 0 | 0 | 0 | 0 | 0 | 0 | 0 | 0 | 0 | 0 | 0 | 0 | 0 | 0 | 0 | 0 | 0 | 0 | 0 | 0 | 0 | 0 | 0 | 0 | 0 | 0 | 0 | 0 | 0
F5_Commercial_College_New_Food Preparation_Natural Gas_Fryer_E7 | F5 | Commercial | College | New | Food Preparation | Natural Gas | Fryer | E7 | RIM BC Ratio | 0 | 0 | 0 | 0 | 0 | 0 | 0 | 0 | 0 | 0 | 0 | 0 | 0 | 0 | 0 | 0 | 0 | 0 | 0 | 0 | 0 | 0 | 0 | 0 | 0 | 0 | 0 | 0 | 0 | 0 | 0 | 0 | 0
F5_Commercial_College_New_Food Preparation_Natural Gas_Fryer_E8 | F5 | Commercial | College | New | Food Preparation | Natural Gas | Fryer | E8 | RIM BC Ratio | 0 | 0 | 0 | 0 | 0 | 0 | 0 | 0 | 0 | 0 | 0 | 0 | 0 | 0 | 0 | 0 | 0 | 0 | 0 | 0 | 0 | 0 | 0 | 0 | 0 | 0 | 0 | 0 | 0 | 0 | 0 | 0 | 0
F5_Commercial_College_New_Food Preparation_Natural Gas_Fryer_E9 | F5 | Commercial | College | New | Food Preparation | Natural Gas | Fryer | E9 | RIM BC Ratio | 0 | 0 | 0 | 0 | 0 | 0 | 0 | 0 | 0 | 0 | 0 | 0 | 0 | 0 | 0 | 0 | 0 | 0 | 0 | 0 | 0 | 0 | 0 | 0 | 0 | 0 | 0 | 0 | 0 | 0 | 0 | 0 | 0
F5_Commercial_College_New_Food Preparation_Natural Gas_Fryer_E10 | F5 | Commercial | College | New | Food Preparation | Natural Gas | Fryer | E10 | RIM BC Ratio | 0 | 0 | 0 | 0 | 0 | 0 | 0 | 0 | 0 | 0 | 0 | 0 | 0 | 0 | 0 | 0 | 0 | 0 | 0 | 0 | 0 | 0 | 0 | 0 | 0 | 0 | 0 | 0 | 0 | 0 | 0 | 0 | 0
F0_Commercial_College_New_Food Preparation_Natural Gas_Broiler_E0 | F0 | Commercial | College | New | Food Preparation | Natural Gas | Broiler | E0 | Economic Unit | Infrared Burners | Infrared Burners | Infrared Burners | Infrared Burners | Infrared Burners | Infrared Burners | Infrared Burners | Infrared Burners | Infrared Burners | Infrared Burners | Infrared Burners | Infrared Burners | Infrared Burners | Infrared Burners | Infrared Burners | Infrared Burners | Infrared Burners | Infrared Burners | Infrared Burners | Infrared Burners | Infrared Burners | Infrared Burners | Infrared Burners | Infrared Burners | Infrared Burners | Infrared Burners | Infrared Burners | Infrared Burners | Infrared Burners | Infrared Burners | Infrared Burners | Infrared Burners | Infrared Burners
F1_Commercial_College_New_Food Preparation_Natural Gas_Broiler_E1 | F1 | Commercial | College | New | Food Preparation | Natural Gas | Broiler | E1 | CCE | 0 | 0 | 0 | 0 | 0 | 0 | 0 | 0 | 0 | 0 | 0 | 0 | 0 | 0 | 0 | 0 | 0 | 0 | 0 | 0 | 0 | 0 | 0 | 0 | 0 | 0 | 0 | 0 | 0 | 0 | 0 | 0 | 0
F1_Commercial_College_New_Food Preparation_Natural Gas_Broiler_E2 | F1 | Commercial | College | New | Food Preparation | Natural Gas | Broiler | E2 | CCE | 0.62853 | 0.62853 | 0.62853 | 0.62853 | 0.62853 | 0.62853 | 0.62853 | 0.62853 | 0.62853 | 0.62853 | 0.62853 | 0.62853 | 0.62853 | 0.62853 | 0.62853 | 0.62853 | 0.62853 | 0.62853 | 0.62853 | 0.62853 | 0.62853 | 0.62853 | 0.62853 | 0.62853 | 0.62853 | 0.62853 | 0.62853 | 0.62853 | 0.62853 | 0.62853 | 0.62853 | 0.62853 | 0.62853
F1_Commercial_College_New_Food Preparation_Natural Gas_Broiler_E3 | F1 | Commercial | College | New | Food Preparation | Natural Gas | Broiler | E3 | CCE | 0 | 0 | 0 | 0 | 0 | 0 | 0 | 0 | 0 | 0 | 0 | 0 | 0 | 0 | 0 | 0 | 0 | 0 | 0 | 0 | 0 | 0 | 0 | 0 | 0 | 0 | 0 | 0 | 0 | 0 | 0 | 0 | 0
F1_Commercial_College_New_Food Preparation_Natural Gas_Broiler_E4 | F1 | Commercial | College | New | Food Preparation | Natural Gas | Broiler | E4 | CCE | 0 | 0 | 0 | 0 | 0 | 0 | 0 | 0 | 0 | 0 | 0 | 0 | 0 | 0 | 0 | 0 | 0 | 0 | 0 | 0 | 0 | 0 | 0 | 0 | 0 | 0 | 0 | 0 | 0 | 0 | 0 | 0 | 0
F1_Commercial_College_New_Food Preparation_Natural Gas_Broiler_E5 | F1 | Commercial | College | New | Food Preparation | Natural Gas | Broiler | E5 | CCE | 0 | 0 | 0 | 0 | 0 | 0 | 0 | 0 | 0 | 0 | 0 | 0 | 0 | 0 | 0 | 0 | 0 | 0 | 0 | 0 | 0 | 0 | 0 | 0 | 0 | 0 | 0 | 0 | 0 | 0 | 0 | 0 | 0
F1_Commercial_College_New_Food Preparation_Natural Gas_Broiler_E6 | F1 | Commercial | College | New | Food Preparation | Natural Gas | Broiler | E6 | CCE | 0 | 0 | 0 | 0 | 0 | 0 | 0 | 0 | 0 | 0 | 0 | 0 | 0 | 0 | 0 | 0 | 0 | 0 | 0 | 0 | 0 | 0 | 0 | 0 | 0 | 0 | 0 | 0 | 0 | 0 | 0 | 0 | 0
F1_Commercial_College_New_Food Preparation_Natural Gas_Broiler_E7 | F1 | Commercial | College | New | Food Preparation | Natural Gas | Broiler | E7 | CCE | 0 | 0 | 0 | 0 | 0 | 0 | 0 | 0 | 0 | 0 | 0 | 0 | 0 | 0 | 0 | 0 | 0 | 0 | 0 | 0 | 0 | 0 | 0 | 0 | 0 | 0 | 0 | 0 | 0 | 0 | 0 | 0 | 0
F1_Commercial_College_New_Food Preparation_Natural Gas_Broiler_E8 | F1 | Commercial | College | New | Food Preparation | Natural Gas | Broiler | E8 | CCE | 0 | 0 | 0 | 0 | 0 | 0 | 0 | 0 | 0 | 0 | 0 | 0 | 0 | 0 | 0 | 0 | 0 | 0 | 0 | 0 | 0 | 0 | 0 | 0 | 0 | 0 | 0 | 0 | 0 | 0 | 0 | 0 | 0
F1_Commercial_College_New_Food Preparation_Natural Gas_Broiler_E9 | F1 | Commercial | College | New | Food Preparation | Natural Gas | Broiler | E9 | CCE | 0 | 0 | 0 | 0 | 0 | 0 | 0 | 0 | 0 | 0 | 0 | 0 | 0 | 0 | 0 | 0 | 0 | 0 | 0 | 0 | 0 | 0 | 0 | 0 | 0 | 0 | 0 | 0 | 0 | 0 | 0 | 0 | 0
F1_Commercial_College_New_Food Preparation_Natural Gas_Broiler_E10 | F1 | Commercial | College | New | Food Preparation | Natural Gas | Broiler | E10 | CCE | 0 | 0 | 0 | 0 | 0 | 0 | 0 | 0 | 0 | 0 | 0 | 0 | 0 | 0 | 0 | 0 | 0 | 0 | 0 | 0 | 0 | 0 | 0 | 0 | 0 | 0 | 0 | 0 | 0 | 0 | 0 | 0 | 0
F2_Commercial_College_New_Food Preparation_Natural Gas_Broiler_E1 | F2 | Commercial | College | New | Food Preparation | Natural Gas | Broiler | E1 | TRC BC Ratio | bar: 2019 to 2051
F2_Commercial_College_New_Food Preparation_Natural Gas_Broiler_E2 | F2 | Commercial | College | New | Food Preparation | Natural Gas | Broiler | E2 | TRC BC Ratio | 2.2386 | 2.2557 | 2.2748 | 2.2957 | 2.3196 | 2.3473 | 2.3697 | 2.3913 | 2.4131 | 2.4359 | 2.4576 | 2.4775 | 2.4979 | 2.5193 | 2.543 | 2.5661 | 2.5906 | 2.6165 | 2.6435 | 2.671 | 2.6988 | 2.7247 | 2.7482 | 2.7689 | 2.7868 | 2.8022 | 2.8129 | 2.8208 | 2.8277 | 2.8336 | 2.8394 | 2.842 | 2.842
F2_Commercial_College_New_Food Preparation_Natural Gas_Broiler_E3 | F2 | Commercial | College | New | Food Preparation | Natural Gas | Broiler | E3 | TRC BC Ratio | 0 | 0 | 0 | 0 | 0 | 0 | 0 | 0 | 0 | 0 | 0 | 0 | 0 | 0 | 0 | 0 | 0 | 0 | 0 | 0 | 0 | 0 | 0 | 0 | 0 | 0 | 0 | 0 | 0 | 0 | 0 | 0 | 0
F2_Commercial_College_New_Food Preparation_Natural Gas_Broiler_E4 | F2 | Commercial | College | New | Food Preparation | Natural Gas | Broiler | E4 | TRC BC Ratio | 0 | 0 | 0 | 0 | 0 | 0 | 0 | 0 | 0 | 0 | 0 | 0 | 0 | 0 | 0 | 0 | 0 | 0 | 0 | 0 | 0 | 0 | 0 | 0 | 0 | 0 | 0 | 0 | 0 | 0 | 0 | 0 | 0
F2_Commercial_College_New_Food Preparation_Natural Gas_Broiler_E5 | F2 | Commercial | College | New | Food Preparation | Natural Gas | Broiler | E5 | TRC BC Ratio | 0 | 0 | 0 | 0 | 0 | 0 | 0 | 0 | 0 | 0 | 0 | 0 | 0 | 0 | 0 | 0 | 0 | 0 | 0 | 0 | 0 | 0 | 0 | 0 | 0 | 0 | 0 | 0 | 0 | 0 | 0 | 0 | 0
F2_Commercial_College_New_Food Preparation_Natural Gas_Broiler_E6 | F2 | Commercial | College | New | Food Preparation | Natural Gas | Broiler | E6 | TRC BC Ratio | 0 | 0 | 0 | 0 | 0 | 0 | 0 | 0 | 0 | 0 | 0 | 0 | 0 | 0 | 0 | 0 | 0 | 0 | 0 | 0 | 0 | 0 | 0 | 0 | 0 | 0 | 0 | 0 | 0 | 0 | 0 | 0 | 0
F2_Commercial_College_New_Food Preparation_Natural Gas_Broiler_E7 | F2 | Commercial | College | New | Food Preparation | Natural Gas | Broiler | E7 | TRC BC Ratio | 0 | 0 | 0 | 0 | 0 | 0 | 0 | 0 | 0 | 0 | 0 | 0 | 0 | 0 | 0 | 0 | 0 | 0 | 0 | 0 | 0 | 0 | 0 | 0 | 0 | 0 | 0 | 0 | 0 | 0 | 0 | 0 | 0
F2_Commercial_College_New_Food Preparation_Natural Gas_Broiler_E8 | F2 | Commercial | College | New | Food Preparation | Natural Gas | Broiler | E8 | TRC BC Ratio | 0 | 0 | 0 | 0 | 0 | 0 | 0 | 0 | 0 | 0 | 0 | 0 | 0 | 0 | 0 | 0 | 0 | 0 | 0 | 0 | 0 | 0 | 0 | 0 | 0 | 0 | 0 | 0 | 0 | 0 | 0 | 0 | 0
F2_Commercial_College_New_Food Preparation_Natural Gas_Broiler_E9 | F2 | Commercial | College | New | Food Preparation | Natural Gas | Broiler | E9 | TRC BC Ratio | 0 | 0 | 0 | 0 | 0 | 0 | 0 | 0 | 0 | 0 | 0 | 0 | 0 | 0 | 0 | 0 | 0 | 0 | 0 | 0 | 0 | 0 | 0 | 0 | 0 | 0 | 0 | 0 | 0 | 0 | 0 | 0 | 0
F2_Commercial_College_New_Food Preparation_Natural Gas_Broiler_E10 | F2 | Commercial | College | New | Food Preparation | Natural Gas | Broiler | E10 | TRC BC Ratio | 0 | 0 | 0 | 0 | 0 | 0 | 0 | 0 | 0 | 0 | 0 | 0 | 0 | 0 | 0 | 0 | 0 | 0 | 0 | 0 | 0 | 0 | 0 | 0 | 0 | 0 | 0 | 0 | 0 | 0 | 0 | 0 | 0
F3_Commercial_College_New_Food Preparation_Natural Gas_Broiler_E1 | F3 | Commercial | College | New | Food Preparation | Natural Gas | Broiler | E1 | PACT BC Ratio | bar: 2019 to 2051
F3_Commercial_College_New_Food Preparation_Natural Gas_Broiler_E2 | F3 | Commercial | College | New | Food Preparation | Natural Gas | Broiler | E2 | PACT BC Ratio | 2.9849 | 3.0076 | 3.033 | 3.061 | 3.0929 | 3.1297 | 3.1596 | 3.1884 | 3.2175 | 3.2479 | 3.2768 | 3.3034 | 3.3306 | 3.3591 | 3.3906 | 3.4215 | 3.4542 | 3.4887 | 3.5247 | 3.5614 | 3.5983 | 3.633 | 3.6642 | 3.6918 | 3.7157 | 3.7363 | 3.7505 | 3.7611 | 3.7703 | 3.7781 | 3.7859 | 3.7893 | 3.7893
F3_Commercial_College_New_Food Preparation_Natural Gas_Broiler_E3 | F3 | Commercial | College | New | Food Preparation | Natural Gas | Broiler | E3 | PACT BC Ratio | 0 | 0 | 0 | 0 | 0 | 0 | 0 | 0 | 0 | 0 | 0 | 0 | 0 | 0 | 0 | 0 | 0 | 0 | 0 | 0 | 0 | 0 | 0 | 0 | 0 | 0 | 0 | 0 | 0 | 0 | 0 | 0 | 0
F3_Commercial_College_New_Food Preparation_Natural Gas_Broiler_E4 | F3 | Commercial | College | New | Food Preparation | Natural Gas | Broiler | E4 | PACT BC Ratio | 0 | 0 | 0 | 0 | 0 | 0 | 0 | 0 | 0 | 0 | 0 | 0 | 0 | 0 | 0 | 0 | 0 | 0 | 0 | 0 | 0 | 0 | 0 | 0 | 0 | 0 | 0 | 0 | 0 | 0 | 0 | 0 | 0
F3_Commercial_College_New_Food Preparation_Natural Gas_Broiler_E5 | F3 | Commercial | College | New | Food Preparation | Natural Gas | Broiler | E5 | PACT BC Ratio | 0 | 0 | 0 | 0 | 0 | 0 | 0 | 0 | 0 | 0 | 0 | 0 | 0 | 0 | 0 | 0 | 0 | 0 | 0 | 0 | 0 | 0 | 0 | 0 | 0 | 0 | 0 | 0 | 0 | 0 | 0 | 0 | 0
F3_Commercial_College_New_Food Preparation_Natural Gas_Broiler_E6 | F3 | Commercial | College | New | Food Preparation | Natural Gas | Broiler | E6 | PACT BC Ratio | 0 | 0 | 0 | 0 | 0 | 0 | 0 | 0 | 0 | 0 | 0 | 0 | 0 | 0 | 0 | 0 | 0 | 0 | 0 | 0 | 0 | 0 | 0 | 0 | 0 | 0 | 0 | 0 | 0 | 0 | 0 | 0 | 0
F3_Commercial_College_New_Food Preparation_Natural Gas_Broiler_E7 | F3 | Commercial | College | New | Food Preparation | Natural Gas | Broiler | E7 | PACT BC Ratio | 0 | 0 | 0 | 0 | 0 | 0 | 0 | 0 | 0 | 0 | 0 | 0 | 0 | 0 | 0 | 0 | 0 | 0 | 0 | 0 | 0 | 0 | 0 | 0 | 0 | 0 | 0 | 0 | 0 | 0 | 0 | 0 | 0
F3_Commercial_College_New_Food Preparation_Natural Gas_Broiler_E8 | F3 | Commercial | College | New | Food Preparation | Natural Gas | Broiler | E8 | PACT BC Ratio | 0 | 0 | 0 | 0 | 0 | 0 | 0 | 0 | 0 | 0 | 0 | 0 | 0 | 0 | 0 | 0 | 0 | 0 | 0 | 0 | 0 | 0 | 0 | 0 | 0 | 0 | 0 | 0 | 0 | 0 | 0 | 0 | 0
F3_Commercial_College_New_Food Preparation_Natural Gas_Broiler_E9 | F3 | Commercial | College | New | Food Preparation | Natural Gas | Broiler | E9 | PACT BC Ratio | 0 | 0 | 0 | 0 | 0 | 0 | 0 | 0 | 0 | 0 | 0 | 0 | 0 | 0 | 0 | 0 | 0 | 0 | 0 | 0 | 0 | 0 | 0 | 0 | 0 | 0 | 0 | 0 | 0 | 0 | 0 | 0 | 0
F3_Commercial_College_New_Food Preparation_Natural Gas_Broiler_E10 | F3 | Commercial | College | New | Food Preparation | Natural Gas | Broiler | E10 | PACT BC Ratio | 0 | 0 | 0 | 0 | 0 | 0 | 0 | 0 | 0 | 0 | 0 | 0 | 0 | 0 | 0 | 0 | 0 | 0 | 0 | 0 | 0 | 0 | 0 | 0 | 0 | 0 | 0 | 0 | 0 | 0 | 0 | 0 | 0
F4_Commercial_College_New_Food Preparation_Natural Gas_Broiler_E1 | F4 | Commercial | College | New | Food Preparation | Natural Gas | Broiler | E1 | RVT BC Ratio | bar: 2019 to 2051
F4_Commercial_College_New_Food Preparation_Natural Gas_Broiler_E2 | F4 | Commercial | College | New | Food Preparation | Natural Gas | Broiler | E2 | RVT BC Ratio | 3.9184 | 3.943 | 3.9704 | 4.0005 | 4.0349 | 4.0747 | 4.1069 | 4.1379 | 4.1693 | 4.202 | 4.2332 | 4.2619 | 4.2912 | 4.322 | 4.356 | 4.3892 | 4.4245 | 4.4617 | 4.5005 | 4.5401 | 4.5799 | 4.6173 | 4.651 | 4.6808 | 4.7065 | 4.7286 | 4.744 | 4.7554 | 4.7653 | 4.7738 | 4.7822 | 4.7859 | 4.7859
F4_Commercial_College_New_Food Preparation_Natural Gas_Broiler_E3 | F4 | Commercial | College | New | Food Preparation | Natural Gas | Broiler | E3 | RVT BC Ratio | 0 | 0 | 0 | 0 | 0 | 0 | 0 | 0 | 0 | 0 | 0 | 0 | 0 | 0 | 0 | 0 | 0 | 0 | 0 | 0 | 0 | 0 | 0 | 0 | 0 | 0 | 0 | 0 | 0 | 0 | 0 | 0 | 0
F4_Commercial_College_New_Food Preparation_Natural Gas_Broiler_E4 | F4 | Commercial | College | New | Food Preparation | Natural Gas | Broiler | E4 | RVT BC Ratio | 0 | 0 | 0 | 0 | 0 | 0 | 0 | 0 | 0 | 0 | 0 | 0 | 0 | 0 | 0 | 0 | 0 | 0 | 0 | 0 | 0 | 0 | 0 | 0 | 0 | 0 | 0 | 0 | 0 | 0 | 0 | 0 | 0
F4_Commercial_College_New_Food Preparation_Natural Gas_Broiler_E5 | F4 | Commercial | College | New | Food Preparation | Natural Gas | Broiler | E5 | RVT BC Ratio | 0 | 0 | 0 | 0 | 0 | 0 | 0 | 0 | 0 | 0 | 0 | 0 | 0 | 0 | 0 | 0 | 0 | 0 | 0 | 0 | 0 | 0 | 0 | 0 | 0 | 0 | 0 | 0 | 0 | 0 | 0 | 0 | 0
F4_Commercial_College_New_Food Preparation_Natural Gas_Broiler_E6 | F4 | Commercial | College | New | Food Preparation | Natural Gas | Broiler | E6 | RVT BC Ratio | 0 | 0 | 0 | 0 | 0 | 0 | 0 | 0 | 0 | 0 | 0 | 0 | 0 | 0 | 0 | 0 | 0 | 0 | 0 | 0 | 0 | 0 | 0 | 0 | 0 | 0 | 0 | 0 | 0 | 0 | 0 | 0 | 0
F4_Commercial_College_New_Food Preparation_Natural Gas_Broiler_E7 | F4 | Commercial | College | New | Food Preparation | Natural Gas | Broiler | E7 | RVT BC Ratio | 0 | 0 | 0 | 0 | 0 | 0 | 0 | 0 | 0 | 0 | 0 | 0 | 0 | 0 | 0 | 0 | 0 | 0 | 0 | 0 | 0 | 0 | 0 | 0 | 0 | 0 | 0 | 0 | 0 | 0 | 0 | 0 | 0
F4_Commercial_College_New_Food Preparation_Natural Gas_Broiler_E8 | F4 | Commercial | College | New | Food Preparation | Natural Gas | Broiler | E8 | RVT BC Ratio | 0 | 0 | 0 | 0 | 0 | 0 | 0 | 0 | 0 | 0 | 0 | 0 | 0 | 0 | 0 | 0 | 0 | 0 | 0 | 0 | 0 | 0 | 0 | 0 | 0 | 0 | 0 | 0 | 0 | 0 | 0 | 0 | 0
F4_Commercial_College_New_Food Preparation_Natural Gas_Broiler_E9 | F4 | Commercial | College | New | Food Preparation | Natural Gas | Broiler | E9 | RVT BC Ratio | 0 | 0 | 0 | 0 | 0 | 0 | 0 | 0 | 0 | 0 | 0 | 0 | 0 | 0 | 0 | 0 | 0 | 0 | 0 | 0 | 0 | 0 | 0 | 0 | 0 | 0 | 0 | 0 | 0 | 0 | 0 | 0 | 0
F4_Commercial_College_New_Food Preparation_Natural Gas_Broiler_E10 | F4 | Commercial | College | New | Food Preparation | Natural Gas | Broiler | E10 | RVT BC Ratio | 0 | 0 | 0 | 0 | 0 | 0 | 0 | 0 | 0 | 0 | 0 | 0 | 0 | 0 | 0 | 0 | 0 | 0 | 0 | 0 | 0 | 0 | 0 | 0 | 0 | 0 | 0 | 0 | 0 | 0 | 0 | 0 | 0
F5_Commercial_College_New_Food Preparation_Natural Gas_Broiler_E1 | F5 | Commercial | College | New | Food Preparation | Natural Gas | Broiler | E1 | RIM BC Ratio | bar: 2019 to 2051
F5_Commercial_College_New_Food Preparation_Natural Gas_Broiler_E2 | F5 | Commercial | College | New | Food Preparation | Natural Gas | Broiler | E2 | RIM BC Ratio | 0.65228 | 0.65336 | 0.65455 | 0.65584 | 0.65729 | 0.65894 | 0.66026 | 0.6615 | 0.66275 | 0.66403 | 0.66523 | 0.66632 | 0.66742 | 0.66856 | 0.6698 | 0.67099 | 0.67224 | 0.67353 | 0.67486 | 0.6762 | 0.67752 | 0.67874 | 0.67982 | 0.68077 | 0.68157 | 0.68226 | 0.68274 | 0.68309 | 0.68339 | 0.68365 | 0.6839 | 0.68401 | 0.68401
F5_Commercial_College_New_Food Preparation_Natural Gas_Broiler_E3 | F5 | Commercial | College | New | Food Preparation | Natural Gas | Broiler | E3 | RIM BC Ratio | 0 | 0 | 0 | 0 | 0 | 0 | 0 | 0 | 0 | 0 | 0 | 0 | 0 | 0 | 0 | 0 | 0 | 0 | 0 | 0 | 0 | 0 | 0 | 0 | 0 | 0 | 0 | 0 | 0 | 0 | 0 | 0 | 0
F5_Commercial_College_New_Food Preparation_Natural Gas_Broiler_E4 | F5 | Commercial | College | New | Food Preparation | Natural Gas | Broiler | E4 | RIM BC Ratio | 0 | 0 | 0 | 0 | 0 | 0 | 0 | 0 | 0 | 0 | 0 | 0 | 0 | 0 | 0 | 0 | 0 | 0 | 0 | 0 | 0 | 0 | 0 | 0 | 0 | 0 | 0 | 0 | 0 | 0 | 0 | 0 | 0
F5_Commercial_College_New_Food Preparation_Natural Gas_Broiler_E5 | F5 | Commercial | College | New | Food Preparation | Natural Gas | Broiler | E5 | RIM BC Ratio | 0 | 0 | 0 | 0 | 0 | 0 | 0 | 0 | 0 | 0 | 0 | 0 | 0 | 0 | 0 | 0 | 0 | 0 | 0 | 0 | 0 | 0 | 0 | 0 | 0 | 0 | 0 | 0 | 0 | 0 | 0 | 0 | 0
F5_Commercial_College_New_Food Preparation_Natural Gas_Broiler_E6 | F5 | Commercial | College | New | Food Preparation | Natural Gas | Broiler | E6 | RIM BC Ratio | 0 | 0 | 0 | 0 | 0 | 0 | 0 | 0 | 0 | 0 | 0 | 0 | 0 | 0 | 0 | 0 | 0 | 0 | 0 | 0 | 0 | 0 | 0 | 0 | 0 | 0 | 0 | 0 | 0 | 0 | 0 | 0 | 0
F5_Commercial_College_New_Food Preparation_Natural Gas_Broiler_E7 | F5 | Commercial | College | New | Food Preparation | Natural Gas | Broiler | E7 | RIM BC Ratio | 0 | 0 | 0 | 0 | 0 | 0 | 0 | 0 | 0 | 0 | 0 | 0 | 0 | 0 | 0 | 0 | 0 | 0 | 0 | 0 | 0 | 0 | 0 | 0 | 0 | 0 | 0 | 0 | 0 | 0 | 0 | 0 | 0
F5_Commercial_College_New_Food Preparation_Natural Gas_Broiler_E8 | F5 | Commercial | College | New | Food Preparation | Natural Gas | Broiler | E8 | RIM BC Ratio | 0 | 0 | 0 | 0 | 0 | 0 | 0 | 0 | 0 | 0 | 0 | 0 | 0 | 0 | 0 | 0 | 0 | 0 | 0 | 0 | 0 | 0 | 0 | 0 | 0 | 0 | 0 | 0 | 0 | 0 | 0 | 0 | 0
F5_Commercial_College_New_Food Preparation_Natural Gas_Broiler_E9 | F5 | Commercial | College | New | Food Preparation | Natural Gas | Broiler | E9 | RIM BC Ratio | 0 | 0 | 0 | 0 | 0 | 0 | 0 | 0 | 0 | 0 | 0 | 0 | 0 | 0 | 0 | 0 | 0 | 0 | 0 | 0 | 0 | 0 | 0 | 0 | 0 | 0 | 0 | 0 | 0 | 0 | 0 | 0 | 0
F5_Commercial_College_New_Food Preparation_Natural Gas_Broiler_E10 | F5 | Commercial | College | New | Food Preparation | Natural Gas | Broiler | E10 | RIM BC Ratio | 0 | 0 | 0 | 0 | 0 | 0 | 0 | 0 | 0 | 0 | 0 | 0 | 0 | 0 | 0 | 0 | 0 | 0 | 0 | 0 | 0 | 0 | 0 | 0 | 0 | 0 | 0 | 0 | 0 | 0 | 0 | 0 | 0
F0_Commercial_College_New_Food Preparation_Natural Gas_Griddle_E0 | F0 | Commercial | College | New | Food Preparation | Natural Gas | Griddle | E0 | Economic Unit | Standard | Standard | Standard | Standard | Standard | Standard | Standard | Standard | Standard | Standard | Standard | Standard | Standard | Standard | Standard | Standard | Standard | Standard | Standard | Standard | Standard | Standard | Standard | Standard | Standard | Standard | ENERGY STAR | ENERGY STAR | ENERGY STAR | ENERGY STAR | ENERGY STAR | ENERGY STAR | ENERGY STAR
F1_Commercial_College_New_Food Preparation_Natural Gas_Griddle_E1 | F1 | Commercial | College | New | Food Preparation | Natural Gas | Griddle | E1 | CCE | 0 | 0 | 0 | 0 | 0 | 0 | 0 | 0 | 0 | 0 | 0 | 0 | 0 | 0 | 0 | 0 | 0 | 0 | 0 | 0 | 0 | 0 | 0 | 0 | 0 | 0 | 0 | 0 | 0 | 0 | 0 | 0 | 0
F1_Commercial_College_New_Food Preparation_Natural Gas_Griddle_E2 | F1 | Commercial | College | New | Food Preparation | Natural Gas | Griddle | E2 | CCE | 1.768 | 1.768 | 1.768 | 1.768 | 1.768 | 1.768 | 1.768 | 1.768 | 1.768 | 1.768 | 1.768 | 1.768 | 1.768 | 1.768 | 1.768 | 1.768 | 1.768 | 1.768 | 1.768 | 1.768 | 1.768 | 1.768 | 1.768 | 1.768 | 1.768 | 1.768 | 1.768 | 1.768 | 1.768 | 1.768 | 1.768 | 1.768 | 1.768
F1_Commercial_College_New_Food Preparation_Natural Gas_Griddle_E3 | F1 | Commercial | College | New | Food Preparation | Natural Gas | Griddle | E3 | CCE | 0 | 0 | 0 | 0 | 0 | 0 | 0 | 0 | 0 | 0 | 0 | 0 | 0 | 0 | 0 | 0 | 0 | 0 | 0 | 0 | 0 | 0 | 0 | 0 | 0 | 0 | 0 | 0 | 0 | 0 | 0 | 0 | 0
F1_Commercial_College_New_Food Preparation_Natural Gas_Griddle_E4 | F1 | Commercial | College | New | Food Preparation | Natural Gas | Griddle | E4 | CCE | 0 | 0 | 0 | 0 | 0 | 0 | 0 | 0 | 0 | 0 | 0 | 0 | 0 | 0 | 0 | 0 | 0 | 0 | 0 | 0 | 0 | 0 | 0 | 0 | 0 | 0 | 0 | 0 | 0 | 0 | 0 | 0 | 0
F1_Commercial_College_New_Food Preparation_Natural Gas_Griddle_E5 | F1 | Commercial | College | New | Food Preparation | Natural Gas | Griddle | E5 | CCE | 0 | 0 | 0 | 0 | 0 | 0 | 0 | 0 | 0 | 0 | 0 | 0 | 0 | 0 | 0 | 0 | 0 | 0 | 0 | 0 | 0 | 0 | 0 | 0 | 0 | 0 | 0 | 0 | 0 | 0 | 0 | 0 | 0
F1_Commercial_College_New_Food Preparation_Natural Gas_Griddle_E6 | F1 | Commercial | College | New | Food Preparation | Natural Gas | Griddle | E6 | CCE | 0 | 0 | 0 | 0 | 0 | 0 | 0 | 0 | 0 | 0 | 0 | 0 | 0 | 0 | 0 | 0 | 0 | 0 | 0 | 0 | 0 | 0 | 0 | 0 | 0 | 0 | 0 | 0 | 0 | 0 | 0 | 0 | 0
F1_Commercial_College_New_Food Preparation_Natural Gas_Griddle_E7 | F1 | Commercial | College | New | Food Preparation | Natural Gas | Griddle | E7 | CCE | 0 | 0 | 0 | 0 | 0 | 0 | 0 | 0 | 0 | 0 | 0 | 0 | 0 | 0 | 0 | 0 | 0 | 0 | 0 | 0 | 0 | 0 | 0 | 0 | 0 | 0 | 0 | 0 | 0 | 0 | 0 | 0 | 0
F1_Commercial_College_New_Food Preparation_Natural Gas_Griddle_E8 | F1 | Commercial | College | New | Food Preparation | Natural Gas | Griddle | E8 | CCE | 0 | 0 | 0 | 0 | 0 | 0 | 0 | 0 | 0 | 0 | 0 | 0 | 0 | 0 | 0 | 0 | 0 | 0 | 0 | 0 | 0 | 0 | 0 | 0 | 0 | 0 | 0 | 0 | 0 | 0 | 0 | 0 | 0
F1_Commercial_College_New_Food Preparation_Natural Gas_Griddle_E9 | F1 | Commercial | College | New | Food Preparation | Natural Gas | Griddle | E9 | CCE | 0 | 0 | 0 | 0 | 0 | 0 | 0 | 0 | 0 | 0 | 0 | 0 | 0 | 0 | 0 | 0 | 0 | 0 | 0 | 0 | 0 | 0 | 0 | 0 | 0 | 0 | 0 | 0 | 0 | 0 | 0 | 0 | 0
F1_Commercial_College_New_Food Preparation_Natural Gas_Griddle_E10 | F1 | Commercial | College | New | Food Preparation | Natural Gas | Griddle | E10 | CCE | 0 | 0 | 0 | 0 | 0 | 0 | 0 | 0 | 0 | 0 | 0 | 0 | 0 | 0 | 0 | 0 | 0 | 0 | 0 | 0 | 0 | 0 | 0 | 0 | 0 | 0 | 0 | 0 | 0 | 0 | 0 | 0 | 0
F2_Commercial_College_New_Food Preparation_Natural Gas_Griddle_E1 | F2 | Commercial | College | New | Food Preparation | Natural Gas | Griddle | E1 | TRC BC Ratio | bar: 2019 to 2051
F2_Commercial_College_New_Food Preparation_Natural Gas_Griddle_E2 | F2 | Commercial | College | New | Food Preparation | Natural Gas | Griddle | E2 | TRC BC Ratio | 0.79587 | 0.80193 | 0.80871 | 0.81616 | 0.82466 | 0.8345 | 0.84247 | 0.85013 | 0.8579 | 0.86599 | 0.87371 | 0.8808 | 0.88805 | 0.89566 | 0.90406 | 0.91228 | 0.921 | 0.9302 | 0.9398 | 0.94959 | 0.95944 | 0.96867 | 0.97701 | 0.98437 | 0.99074 | 0.99622 | 1 | 1.0028 | 1.0053 | 1.0074 | 1.0094 | 1.0104 | 1.0104
F2_Commercial_College_New_Food Preparation_Natural Gas_Griddle_E3 | F2 | Commercial | College | New | Food Preparation | Natural Gas | Griddle | E3 | TRC BC Ratio | 0 | 0 | 0 | 0 | 0 | 0 | 0 | 0 | 0 | 0 | 0 | 0 | 0 | 0 | 0 | 0 | 0 | 0 | 0 | 0 | 0 | 0 | 0 | 0 | 0 | 0 | 0 | 0 | 0 | 0 | 0 | 0 | 0
F2_Commercial_College_New_Food Preparation_Natural Gas_Griddle_E4 | F2 | Commercial | College | New | Food Preparation | Natural Gas | Griddle | E4 | TRC BC Ratio | 0 | 0 | 0 | 0 | 0 | 0 | 0 | 0 | 0 | 0 | 0 | 0 | 0 | 0 | 0 | 0 | 0 | 0 | 0 | 0 | 0 | 0 | 0 | 0 | 0 | 0 | 0 | 0 | 0 | 0 | 0 | 0 | 0
F2_Commercial_College_New_Food Preparation_Natural Gas_Griddle_E5 | F2 | Commercial | College | New | Food Preparation | Natural Gas | Griddle | E5 | TRC BC Ratio | 0 | 0 | 0 | 0 | 0 | 0 | 0 | 0 | 0 | 0 | 0 | 0 | 0 | 0 | 0 | 0 | 0 | 0 | 0 | 0 | 0 | 0 | 0 | 0 | 0 | 0 | 0 | 0 | 0 | 0 | 0 | 0 | 0
F2_Commercial_College_New_Food Preparation_Natural Gas_Griddle_E6 | F2 | Commercial | College | New | Food Preparation | Natural Gas | Griddle | E6 | TRC BC Ratio | 0 | 0 | 0 | 0 | 0 | 0 | 0 | 0 | 0 | 0 | 0 | 0 | 0 | 0 | 0 | 0 | 0 | 0 | 0 | 0 | 0 | 0 | 0 | 0 | 0 | 0 | 0 | 0 | 0 | 0 | 0 | 0 | 0
F2_Commercial_College_New_Food Preparation_Natural Gas_Griddle_E7 | F2 | Commercial | College | New | Food Preparation | Natural Gas | Griddle | E7 | TRC BC Ratio | 0 | 0 | 0 | 0 | 0 | 0 | 0 | 0 | 0 | 0 | 0 | 0 | 0 | 0 | 0 | 0 | 0 | 0 | 0 | 0 | 0 | 0 | 0 | 0 | 0 | 0 | 0 | 0 | 0 | 0 | 0 | 0 | 0
F2_Commercial_College_New_Food Preparation_Natural Gas_Griddle_E8 | F2 | Commercial | College | New | Food Preparation | Natural Gas | Griddle | E8 | TRC BC Ratio | 0 | 0 | 0 | 0 | 0 | 0 | 0 | 0 | 0 | 0 | 0 | 0 | 0 | 0 | 0 | 0 | 0 | 0 | 0 | 0 | 0 | 0 | 0 | 0 | 0 | 0 | 0 | 0 | 0 | 0 | 0 | 0 | 0
F2_Commercial_College_New_Food Preparation_Natural Gas_Griddle_E9 | F2 | Commercial | College | New | Food Preparation | Natural Gas | Griddle | E9 | TRC BC Ratio | 0 | 0 | 0 | 0 | 0 | 0 | 0 | 0 | 0 | 0 | 0 | 0 | 0 | 0 | 0 | 0 | 0 | 0 | 0 | 0 | 0 | 0 | 0 | 0 | 0 | 0 | 0 | 0 | 0 | 0 | 0 | 0 | 0
F2_Commercial_College_New_Food Preparation_Natural Gas_Griddle_E10 | F2 | Commercial | College | New | Food Preparation | Natural Gas | Griddle | E10 | TRC BC Ratio | 0 | 0 | 0 | 0 | 0 | 0 | 0 | 0 | 0 | 0 | 0 | 0 | 0 | 0 | 0 | 0 | 0 | 0 | 0 | 0 | 0 | 0 | 0 | 0 | 0 | 0 | 0 | 0 | 0 | 0 | 0 | 0 | 0
F3_Commercial_College_New_Food Preparation_Natural Gas_Griddle_E1 | F3 | Commercial | College | New | Food Preparation | Natural Gas | Griddle | E1 | PACT BC Ratio | bar: 2019 to 2051
F3_Commercial_College_New_Food Preparation_Natural Gas_Griddle_E2 | F3 | Commercial | College | New | Food Preparation | Natural Gas | Griddle | E2 | PACT BC Ratio | 1.0612 | 1.0692 | 1.0783 | 1.0882 | 1.0996 | 1.1127 | 1.1233 | 1.1335 | 1.1439 | 1.1547 | 1.1649 | 1.1744 | 1.1841 | 1.1942 | 1.2054 | 1.2164 | 1.228 | 1.2403 | 1.2531 | 1.2661 | 1.2793 | 1.2916 | 1.3027 | 1.3125 | 1.321 | 1.3283 | 1.3333 | 1.3371 | 1.3404 | 1.3432 | 1.3459 | 1.3472 | 1.3472
F3_Commercial_College_New_Food Preparation_Natural Gas_Griddle_E3 | F3 | Commercial | College | New | Food Preparation | Natural Gas | Griddle | E3 | PACT BC Ratio | 0 | 0 | 0 | 0 | 0 | 0 | 0 | 0 | 0 | 0 | 0 | 0 | 0 | 0 | 0 | 0 | 0 | 0 | 0 | 0 | 0 | 0 | 0 | 0 | 0 | 0 | 0 | 0 | 0 | 0 | 0 | 0 | 0
F3_Commercial_College_New_Food Preparation_Natural Gas_Griddle_E4 | F3 | Commercial | College | New | Food Preparation | Natural Gas | Griddle | E4 | PACT BC Ratio | 0 | 0 | 0 | 0 | 0 | 0 | 0 | 0 | 0 | 0 | 0 | 0 | 0 | 0 | 0 | 0 | 0 | 0 | 0 | 0 | 0 | 0 | 0 | 0 | 0 | 0 | 0 | 0 | 0 | 0 | 0 | 0 | 0
F3_Commercial_College_New_Food Preparation_Natural Gas_Griddle_E5 | F3 | Commercial | College | New | Food Preparation | Natural Gas | Griddle | E5 | PACT BC Ratio | 0 | 0 | 0 | 0 | 0 | 0 | 0 | 0 | 0 | 0 | 0 | 0 | 0 | 0 | 0 | 0 | 0 | 0 | 0 | 0 | 0 | 0 | 0 | 0 | 0 | 0 | 0 | 0 | 0 | 0 | 0 | 0 | 0
F3_Commercial_College_New_Food Preparation_Natural Gas_Griddle_E6 | F3 | Commercial | College | New | Food Preparation | Natural Gas | Griddle | E6 | PACT BC Ratio | 0 | 0 | 0 | 0 | 0 | 0 | 0 | 0 | 0 | 0 | 0 | 0 | 0 | 0 | 0 | 0 | 0 | 0 | 0 | 0 | 0 | 0 | 0 | 0 | 0 | 0 | 0 | 0 | 0 | 0 | 0 | 0 | 0
F3_Commercial_College_New_Food Preparation_Natural Gas_Griddle_E7 | F3 | Commercial | College | New | Food Preparation | Natural Gas | Griddle | E7 | PACT BC Ratio | 0 | 0 | 0 | 0 | 0 | 0 | 0 | 0 | 0 | 0 | 0 | 0 | 0 | 0 | 0 | 0 | 0 | 0 | 0 | 0 | 0 | 0 | 0 | 0 | 0 | 0 | 0 | 0 | 0 | 0 | 0 | 0 | 0
F3_Commercial_College_New_Food Preparation_Natural Gas_Griddle_E8 | F3 | Commercial | College | New | Food Preparation | Natural Gas | Griddle | E8 | PACT BC Ratio | 0 | 0 | 0 | 0 | 0 | 0 | 0 | 0 | 0 | 0 | 0 | 0 | 0 | 0 | 0 | 0 | 0 | 0 | 0 | 0 | 0 | 0 | 0 | 0 | 0 | 0 | 0 | 0 | 0 | 0 | 0 | 0 | 0
F3_Commercial_College_New_Food Preparation_Natural Gas_Griddle_E9 | F3 | Commercial | College | New | Food Preparation | Natural Gas | Griddle | E9 | PACT BC Ratio | 0 | 0 | 0 | 0 | 0 | 0 | 0 | 0 | 0 | 0 | 0 | 0 | 0 | 0 | 0 | 0 | 0 | 0 | 0 | 0 | 0 | 0 | 0 | 0 | 0 | 0 | 0 | 0 | 0 | 0 | 0 | 0 | 0
F3_Commercial_College_New_Food Preparation_Natural Gas_Griddle_E10 | F3 | Commercial | College | New | Food Preparation | Natural Gas | Griddle | E10 | PACT BC Ratio | 0 | 0 | 0 | 0 | 0 | 0 | 0 | 0 | 0 | 0 | 0 | 0 | 0 | 0 | 0 | 0 | 0 | 0 | 0 | 0 | 0 | 0 | 0 | 0 | 0 | 0 | 0 | 0 | 0 | 0 | 0 | 0 | 0
F4_Commercial_College_New_Food Preparation_Natural Gas_Griddle_E1 | F4 | Commercial | College | New | Food Preparation | Natural Gas | Griddle | E1 | RVT BC Ratio | bar: 2019 to 2051
F4_Commercial_College_New_Food Preparation_Natural Gas_Griddle_E2 | F4 | Commercial | College | New | Food Preparation | Natural Gas | Griddle | E2 | RVT BC Ratio | 1.8442 | 1.8529 | 1.8627 | 1.8734 | 1.8856 | 1.8997 | 1.9112 | 1.9222 | 1.9334 | 1.945 | 1.9561 | 1.9663 | 1.9767 | 1.9877 | 1.9998 | 2.0116 | 2.0241 | 2.0373 | 2.0511 | 2.0652 | 2.0794 | 2.0926 | 2.1046 | 2.1152 | 2.1244 | 2.1322 | 2.1377 | 2.1418 | 2.1453 | 2.1483 | 2.1513 | 2.1526 | 2.1526
F4_Commercial_College_New_Food Preparation_Natural Gas_Griddle_E3 | F4 | Commercial | College | New | Food Preparation | Natural Gas | Griddle | E3 | RVT BC Ratio | 0 | 0 | 0 | 0 | 0 | 0 | 0 | 0 | 0 | 0 | 0 | 0 | 0 | 0 | 0 | 0 | 0 | 0 | 0 | 0 | 0 | 0 | 0 | 0 | 0 | 0 | 0 | 0 | 0 | 0 | 0 | 0 | 0
F4_Commercial_College_New_Food Preparation_Natural Gas_Griddle_E4 | F4 | Commercial | College | New | Food Preparation | Natural Gas | Griddle | E4 | RVT BC Ratio | 0 | 0 | 0 | 0 | 0 | 0 | 0 | 0 | 0 | 0 | 0 | 0 | 0 | 0 | 0 | 0 | 0 | 0 | 0 | 0 | 0 | 0 | 0 | 0 | 0 | 0 | 0 | 0 | 0 | 0 | 0 | 0 | 0
F4_Commercial_College_New_Food Preparation_Natural Gas_Griddle_E5 | F4 | Commercial | College | New | Food Preparation | Natural Gas | Griddle | E5 | RVT BC Ratio | 0 | 0 | 0 | 0 | 0 | 0 | 0 | 0 | 0 | 0 | 0 | 0 | 0 | 0 | 0 | 0 | 0 | 0 | 0 | 0 | 0 | 0 | 0 | 0 | 0 | 0 | 0 | 0 | 0 | 0 | 0 | 0 | 0
F4_Commercial_College_New_Food Preparation_Natural Gas_Griddle_E6 | F4 | Commercial | College | New | Food Preparation | Natural Gas | Griddle | E6 | RVT BC Ratio | 0 | 0 | 0 | 0 | 0 | 0 | 0 | 0 | 0 | 0 | 0 | 0 | 0 | 0 | 0 | 0 | 0 | 0 | 0 | 0 | 0 | 0 | 0 | 0 | 0 | 0 | 0 | 0 | 0 | 0 | 0 | 0 | 0
F4_Commercial_College_New_Food Preparation_Natural Gas_Griddle_E7 | F4 | Commercial | College | New | Food Preparation | Natural Gas | Griddle | E7 | RVT BC Ratio | 0 | 0 | 0 | 0 | 0 | 0 | 0 | 0 | 0 | 0 | 0 | 0 | 0 | 0 | 0 | 0 | 0 | 0 | 0 | 0 | 0 | 0 | 0 | 0 | 0 | 0 | 0 | 0 | 0 | 0 | 0 | 0 | 0
F4_Commercial_College_New_Food Preparation_Natural Gas_Griddle_E8 | F4 | Commercial | College | New | Food Preparation | Natural Gas | Griddle | E8 | RVT BC Ratio | 0 | 0 | 0 | 0 | 0 | 0 | 0 | 0 | 0 | 0 | 0 | 0 | 0 | 0 | 0 | 0 | 0 | 0 | 0 | 0 | 0 | 0 | 0 | 0 | 0 | 0 | 0 | 0 | 0 | 0 | 0 | 0 | 0
F4_Commercial_College_New_Food Preparation_Natural Gas_Griddle_E9 | F4 | Commercial | College | New | Food Preparation | Natural Gas | Griddle | E9 | RVT BC Ratio | 0 | 0 | 0 | 0 | 0 | 0 | 0 | 0 | 0 | 0 | 0 | 0 | 0 | 0 | 0 | 0 | 0 | 0 | 0 | 0 | 0 | 0 | 0 | 0 | 0 | 0 | 0 | 0 | 0 | 0 | 0 | 0 | 0
F4_Commercial_College_New_Food Preparation_Natural Gas_Griddle_E10 | F4 | Commercial | College | New | Food Preparation | Natural Gas | Griddle | E10 | RVT BC Ratio | 0 | 0 | 0 | 0 | 0 | 0 | 0 | 0 | 0 | 0 | 0 | 0 | 0 | 0 | 0 | 0 | 0 | 0 | 0 | 0 | 0 | 0 | 0 | 0 | 0 | 0 | 0 | 0 | 0 | 0 | 0 | 0 | 0
F5_Commercial_College_New_Food Preparation_Natural Gas_Griddle_E1 | F5 | Commercial | College | New | Food Preparation | Natural Gas | Griddle | E1 | RIM BC Ratio | bar: 2019 to 2051
F5_Commercial_College_New_Food Preparation_Natural Gas_Griddle_E2 | F5 | Commercial | College | New | Food Preparation | Natural Gas | Griddle | E2 | RIM BC Ratio | 0.46719 | 0.46876 | 0.47048 | 0.47237 | 0.47449 | 0.47691 | 0.47886 | 0.4807 | 0.48256 | 0.48447 | 0.48627 | 0.48791 | 0.48957 | 0.4913 | 0.49318 | 0.49501 | 0.49692 | 0.49892 | 0.50097 | 0.50305 | 0.50511 | 0.50702 | 0.50872 | 0.51021 | 0.51149 | 0.51258 | 0.51333 | 0.51389 | 0.51437 | 0.51478 | 0.51519 | 0.51537 | 0.51537
F5_Commercial_College_New_Food Preparation_Natural Gas_Griddle_E3 | F5 | Commercial | College | New | Food Preparation | Natural Gas | Griddle | E3 | RIM BC Ratio | 0 | 0 | 0 | 0 | 0 | 0 | 0 | 0 | 0 | 0 | 0 | 0 | 0 | 0 | 0 | 0 | 0 | 0 | 0 | 0 | 0 | 0 | 0 | 0 | 0 | 0 | 0 | 0 | 0 | 0 | 0 | 0 | 0
F5_Commercial_College_New_Food Preparation_Natural Gas_Griddle_E4 | F5 | Commercial | College | New | Food Preparation | Natural Gas | Griddle | E4 | RIM BC Ratio | 0 | 0 | 0 | 0 | 0 | 0 | 0 | 0 | 0 | 0 | 0 | 0 | 0 | 0 | 0 | 0 | 0 | 0 | 0 | 0 | 0 | 0 | 0 | 0 | 0 | 0 | 0 | 0 | 0 | 0 | 0 | 0 | 0
F5_Commercial_College_New_Food Preparation_Natural Gas_Griddle_E5 | F5 | Commercial | College | New | Food Preparation | Natural Gas | Griddle | E5 | RIM BC Ratio | 0 | 0 | 0 | 0 | 0 | 0 | 0 | 0 | 0 | 0 | 0 | 0 | 0 | 0 | 0 | 0 | 0 | 0 | 0 | 0 | 0 | 0 | 0 | 0 | 0 | 0 | 0 | 0 | 0 | 0 | 0 | 0 | 0
F5_Commercial_College_New_Food Preparation_Natural Gas_Griddle_E6 | F5 | Commercial | College | New | Food Preparation | Natural Gas | Griddle | E6 | RIM BC Ratio | 0 | 0 | 0 | 0 | 0 | 0 | 0 | 0 | 0 | 0 | 0 | 0 | 0 | 0 | 0 | 0 | 0 | 0 | 0 | 0 | 0 | 0 | 0 | 0 | 0 | 0 | 0 | 0 | 0 | 0 | 0 | 0 | 0
F5_Commercial_College_New_Food Preparation_Natural Gas_Griddle_E7 | F5 | Commercial | College | New | Food Preparation | Natural Gas | Griddle | E7 | RIM BC Ratio | 0 | 0 | 0 | 0 | 0 | 0 | 0 | 0 | 0 | 0 | 0 | 0 | 0 | 0 | 0 | 0 | 0 | 0 | 0 | 0 | 0 | 0 | 0 | 0 | 0 | 0 | 0 | 0 | 0 | 0 | 0 | 0 | 0
F5_Commercial_College_New_Food Preparation_Natural Gas_Griddle_E8 | F5 | Commercial | College | New | Food Preparation | Natural Gas | Griddle | E8 | RIM BC Ratio | 0 | 0 | 0 | 0 | 0 | 0 | 0 | 0 | 0 | 0 | 0 | 0 | 0 | 0 | 0 | 0 | 0 | 0 | 0 | 0 | 0 | 0 | 0 | 0 | 0 | 0 | 0 | 0 | 0 | 0 | 0 | 0 | 0
F5_Commercial_College_New_Food Preparation_Natural Gas_Griddle_E9 | F5 | Commercial | College | New | Food Preparation | Natural Gas | Griddle | E9 | RIM BC Ratio | 0 | 0 | 0 | 0 | 0 | 0 | 0 | 0 | 0 | 0 | 0 | 0 | 0 | 0 | 0 | 0 | 0 | 0 | 0 | 0 | 0 | 0 | 0 | 0 | 0 | 0 | 0 | 0 | 0 | 0 | 0 | 0 | 0
F5_Commercial_College_New_Food Preparation_Natural Gas_Griddle_E10 | F5 | Commercial | College | New | Food Preparation | Natural Gas | Griddle | E10 | RIM BC Ratio | 0 | 0 | 0 | 0 | 0 | 0 | 0 | 0 | 0 | 0 | 0 | 0 | 0 | 0 | 0 | 0 | 0 | 0 | 0 | 0 | 0 | 0 | 0 | 0 | 0 | 0 | 0 | 0 | 0 | 0 | 0 | 0 | 0
F0_Commercial_College_New_Food Preparation_Natural Gas_Range_E0 | F0 | Commercial | College | New | Food Preparation | Natural Gas | Range | E0 | Economic Unit | High Efficiency | High Efficiency | High Efficiency | High Efficiency | High Efficiency | High Efficiency | High Efficiency | High Efficiency | High Efficiency | High Efficiency | High Efficiency | High Efficiency | High Efficiency | High Efficiency | High Efficiency | High Efficiency | High Efficiency | High Efficiency | High Efficiency | High Efficiency | High Efficiency | High Efficiency | High Efficiency | High Efficiency | High Efficiency | High Efficiency | High Efficiency | High Efficiency | High Efficiency | High Efficiency | High Efficiency | High Efficiency | High Efficiency
F1_Commercial_College_New_Food Preparation_Natural Gas_Range_E1 | F1 | Commercial | College | New | Food Preparation | Natural Gas | Range | E1 | CCE | 0 | 0 | 0 | 0 | 0 | 0 | 0 | 0 | 0 | 0 | 0 | 0 | 0 | 0 | 0 | 0 | 0 | 0 | 0 | 0 | 0 | 0 | 0 | 0 | 0 | 0 | 0 | 0 | 0 | 0 | 0 | 0 | 0
F1_Commercial_College_New_Food Preparation_Natural Gas_Range_E2 | F1 | Commercial | College | New | Food Preparation | Natural Gas | Range | E2 | CCE | 0.00052644 | 0.00052644 | 0.00052644 | 0.00052644 | 0.00052644 | 0.00052644 | 0.00052644 | 0.00052644 | 0.00052644 | 0.00052644 | 0.00052644 | 0.00052644 | 0.00052644 | 0.00052644 | 0.00052644 | 0.00052644 | 0.00052644 | 0.00052644 | 0.00052644 | 0.00052644 | 0.00052644 | 0.00052644 | 0.00052644 | 0.00052644 | 0.00052644 | 0.00052644 | 0.00052644 | 0.00052644 | 0.00052644 | 0.00052644 | 0.00052644 | 0.00052644 | 0.00052644
F1_Commercial_College_New_Food Preparation_Natural Gas_Range_E3 | F1 | Commercial | College | New | Food Preparation | Natural Gas | Range | E3 | CCE | 0 | 0 | 0 | 0 | 0 | 0 | 0 | 0 | 0 | 0 | 0 | 0 | 0 | 0 | 0 | 0 | 0 | 0 | 0 | 0 | 0 | 0 | 0 | 0 | 0 | 0 | 0 | 0 | 0 | 0 | 0 | 0 | 0
F1_Commercial_College_New_Food Preparation_Natural Gas_Range_E4 | F1 | Commercial | College | New | Food Preparation | Natural Gas | Range | E4 | CCE | 0 | 0 | 0 | 0 | 0 | 0 | 0 | 0 | 0 | 0 | 0 | 0 | 0 | 0 | 0 | 0 | 0 | 0 | 0 | 0 | 0 | 0 | 0 | 0 | 0 | 0 | 0 | 0 | 0 | 0 | 0 | 0 | 0
F1_Commercial_College_New_Food Preparation_Natural Gas_Range_E5 | F1 | Commercial | College | New | Food Preparation | Natural Gas | Range | E5 | CCE | 0 | 0 | 0 | 0 | 0 | 0 | 0 | 0 | 0 | 0 | 0 | 0 | 0 | 0 | 0 | 0 | 0 | 0 | 0 | 0 | 0 | 0 | 0 | 0 | 0 | 0 | 0 | 0 | 0 | 0 | 0 | 0 | 0
F1_Commercial_College_New_Food Preparation_Natural Gas_Range_E6 | F1 | Commercial | College | New | Food Preparation | Natural Gas | Range | E6 | CCE | 0 | 0 | 0 | 0 | 0 | 0 | 0 | 0 | 0 | 0 | 0 | 0 | 0 | 0 | 0 | 0 | 0 | 0 | 0 | 0 | 0 | 0 | 0 | 0 | 0 | 0 | 0 | 0 | 0 | 0 | 0 | 0 | 0
F1_Commercial_College_New_Food Preparation_Natural Gas_Range_E7 | F1 | Commercial | College | New | Food Preparation | Natural Gas | Range | E7 | CCE | 0 | 0 | 0 | 0 | 0 | 0 | 0 | 0 | 0 | 0 | 0 | 0 | 0 | 0 | 0 | 0 | 0 | 0 | 0 | 0 | 0 | 0 | 0 | 0 | 0 | 0 | 0 | 0 | 0 | 0 | 0 | 0 | 0
F1_Commercial_College_New_Food Preparation_Natural Gas_Range_E8 | F1 | Commercial | College | New | Food Preparation | Natural Gas | Range | E8 | CCE | 0 | 0 | 0 | 0 | 0 | 0 | 0 | 0 | 0 | 0 | 0 | 0 | 0 | 0 | 0 | 0 | 0 | 0 | 0 | 0 | 0 | 0 | 0 | 0 | 0 | 0 | 0 | 0 | 0 | 0 | 0 | 0 | 0
F1_Commercial_College_New_Food Preparation_Natural Gas_Range_E9 | F1 | Commercial | College | New | Food Preparation | Natural Gas | Range | E9 | CCE | 0 | 0 | 0 | 0 | 0 | 0 | 0 | 0 | 0 | 0 | 0 | 0 | 0 | 0 | 0 | 0 | 0 | 0 | 0 | 0 | 0 | 0 | 0 | 0 | 0 | 0 | 0 | 0 | 0 | 0 | 0 | 0 | 0
F1_Commercial_College_New_Food Preparation_Natural Gas_Range_E10 | F1 | Commercial | College | New | Food Preparation | Natural Gas | Range | E10 | CCE | 0 | 0 | 0 | 0 | 0 | 0 | 0 | 0 | 0 | 0 | 0 | 0 | 0 | 0 | 0 | 0 | 0 | 0 | 0 | 0 | 0 | 0 | 0 | 0 | 0 | 0 | 0 | 0 | 0 | 0 | 0 | 0 | 0
F2_Commercial_College_New_Food Preparation_Natural Gas_Range_E1 | F2 | Commercial | College | New | Food Preparation | Natural Gas | Range | E1 | TRC BC Ratio | bar: 2019 to 2051
F2_Commercial_College_New_Food Preparation_Natural Gas_Range_E2 | F2 | Commercial | College | New | Food Preparation | Natural Gas | Range | E2 | TRC BC Ratio | 2647.7231 | 2666.33 | 2688.4832 | 2714.1962 | 2744.4245 | 2779.83 | 2808.1783 | 2835.1894 | 2861.7342 | 2888.6003 | 2913.2148 | 2934.7489 | 2956.3968 | 2979.3351 | 3005.7993 | 3032.2609 | 3061.4725 | 3093.4023 | 3127.3907 | 3162.4699 | 3198.1505 | 3231.6304 | 3262.246 | 3290.1881 | 3314.7734 | 3335.911 | 3350.568 | 3361.4829 | 3370.9376 | 3379.0123 | 3387.0032 | 3390.5371 | 3390.5371
F2_Commercial_College_New_Food Preparation_Natural Gas_Range_E3 | F2 | Commercial | College | New | Food Preparation | Natural Gas | Range | E3 | TRC BC Ratio | 0 | 0 | 0 | 0 | 0 | 0 | 0 | 0 | 0 | 0 | 0 | 0 | 0 | 0 | 0 | 0 | 0 | 0 | 0 | 0 | 0 | 0 | 0 | 0 | 0 | 0 | 0 | 0 | 0 | 0 | 0 | 0 | 0
F2_Commercial_College_New_Food Preparation_Natural Gas_Range_E4 | F2 | Commercial | College | New | Food Preparation | Natural Gas | Range | E4 | TRC BC Ratio | 0 | 0 | 0 | 0 | 0 | 0 | 0 | 0 | 0 | 0 | 0 | 0 | 0 | 0 | 0 | 0 | 0 | 0 | 0 | 0 | 0 | 0 | 0 | 0 | 0 | 0 | 0 | 0 | 0 | 0 | 0 | 0 | 0
F2_Commercial_College_New_Food Preparation_Natural Gas_Range_E5 | F2 | Commercial | College | New | Food Preparation | Natural Gas | Range | E5 | TRC BC Ratio | 0 | 0 | 0 | 0 | 0 | 0 | 0 | 0 | 0 | 0 | 0 | 0 | 0 | 0 | 0 | 0 | 0 | 0 | 0 | 0 | 0 | 0 | 0 | 0 | 0 | 0 | 0 | 0 | 0 | 0 | 0 | 0 | 0
F2_Commercial_College_New_Food Preparation_Natural Gas_Range_E6 | F2 | Commercial | College | New | Food Preparation | Natural Gas | Range | E6 | TRC BC Ratio | 0 | 0 | 0 | 0 | 0 | 0 | 0 | 0 | 0 | 0 | 0 | 0 | 0 | 0 | 0 | 0 | 0 | 0 | 0 | 0 | 0 | 0 | 0 | 0 | 0 | 0 | 0 | 0 | 0 | 0 | 0 | 0 | 0
F2_Commercial_College_New_Food Preparation_Natural Gas_Range_E7 | F2 | Commercial | College | New | Food Preparation | Natural Gas | Range | E7 | TRC BC Ratio | 0 | 0 | 0 | 0 | 0 | 0 | 0 | 0 | 0 | 0 | 0 | 0 | 0 | 0 | 0 | 0 | 0 | 0 | 0 | 0 | 0 | 0 | 0 | 0 | 0 | 0 | 0 | 0 | 0 | 0 | 0 | 0 | 0
F2_Commercial_College_New_Food Preparation_Natural Gas_Range_E8 | F2 | Commercial | College | New | Food Preparation | Natural Gas | Range | E8 | TRC BC Ratio | 0 | 0 | 0 | 0 | 0 | 0 | 0 | 0 | 0 | 0 | 0 | 0 | 0 | 0 | 0 | 0 | 0 | 0 | 0 | 0 | 0 | 0 | 0 | 0 | 0 | 0 | 0 | 0 | 0 | 0 | 0 | 0 | 0
F2_Commercial_College_New_Food Preparation_Natural Gas_Range_E9 | F2 | Commercial | College | New | Food Preparation | Natural Gas | Range | E9 | TRC BC Ratio | 0 | 0 | 0 | 0 | 0 | 0 | 0 | 0 | 0 | 0 | 0 | 0 | 0 | 0 | 0 | 0 | 0 | 0 | 0 | 0 | 0 | 0 | 0 | 0 | 0 | 0 | 0 | 0 | 0 | 0 | 0 | 0 | 0
F2_Commercial_College_New_Food Preparation_Natural Gas_Range_E10 | F2 | Commercial | College | New | Food Preparation | Natural Gas | Range | E10 | TRC BC Ratio | 0 | 0 | 0 | 0 | 0 | 0 | 0 | 0 | 0 | 0 | 0 | 0 | 0 | 0 | 0 | 0 | 0 | 0 | 0 | 0 | 0 | 0 | 0 | 0 | 0 | 0 | 0 | 0 | 0 | 0 | 0 | 0 | 0
F3_Commercial_College_New_Food Preparation_Natural Gas_Range_E1 | F3 | Commercial | College | New | Food Preparation | Natural Gas | Range | E1 | PACT BC Ratio | bar: 2019 to 2051
F3_Commercial_College_New_Food Preparation_Natural Gas_Range_E2 | F3 | Commercial | College | New | Food Preparation | Natural Gas | Range | E2 | PACT BC Ratio | 3530.2974 | 3555.1067 | 3584.6443 | 3618.9282 | 3659.2327 | 3706.44 | 3744.2377 | 3780.2525 | 3815.6456 | 3851.4671 | 3884.2865 | 3912.9985 | 3941.8625 | 3972.4468 | 4007.7324 | 4043.0145 | 4081.9633 | 4124.5364 | 4169.8543 | 4216.6265 | 4264.2006 | 4308.8405 | 4349.6613 | 4386.9175 | 4419.6979 | 4447.8813 | 4467.424 | 4481.9772 | 4494.5834 | 4505.3498 | 4516.0042 | 4520.7161 | 4520.7161
F3_Commercial_College_New_Food Preparation_Natural Gas_Range_E3 | F3 | Commercial | College | New | Food Preparation | Natural Gas | Range | E3 | PACT BC Ratio | 0 | 0 | 0 | 0 | 0 | 0 | 0 | 0 | 0 | 0 | 0 | 0 | 0 | 0 | 0 | 0 | 0 | 0 | 0 | 0 | 0 | 0 | 0 | 0 | 0 | 0 | 0 | 0 | 0 | 0 | 0 | 0 | 0
F3_Commercial_College_New_Food Preparation_Natural Gas_Range_E4 | F3 | Commercial | College | New | Food Preparation | Natural Gas | Range | E4 | PACT BC Ratio | 0 | 0 | 0 | 0 | 0 | 0 | 0 | 0 | 0 | 0 | 0 | 0 | 0 | 0 | 0 | 0 | 0 | 0 | 0 | 0 | 0 | 0 | 0 | 0 | 0 | 0 | 0 | 0 | 0 | 0 | 0 | 0 | 0
F3_Commercial_College_New_Food Preparation_Natural Gas_Range_E5 | F3 | Commercial | College | New | Food Preparation | Natural Gas | Range | E5 | PACT BC Ratio | 0 | 0 | 0 | 0 | 0 | 0 | 0 | 0 | 0 | 0 | 0 | 0 | 0 | 0 | 0 | 0 | 0 | 0 | 0 | 0 | 0 | 0 | 0 | 0 | 0 | 0 | 0 | 0 | 0 | 0 | 0 | 0 | 0
F3_Commercial_College_New_Food Preparation_Natural Gas_Range_E6 | F3 | Commercial | College | New | Food Preparation | Natural Gas | Range | E6 | PACT BC Ratio | 0 | 0 | 0 | 0 | 0 | 0 | 0 | 0 | 0 | 0 | 0 | 0 | 0 | 0 | 0 | 0 | 0 | 0 | 0 | 0 | 0 | 0 | 0 | 0 | 0 | 0 | 0 | 0 | 0 | 0 | 0 | 0 | 0
F3_Commercial_College_New_Food Preparation_Natural Gas_Range_E7 | F3 | Commercial | College | New | Food Preparation | Natural Gas | Range | E7 | PACT BC Ratio | 0 | 0 | 0 | 0 | 0 | 0 | 0 | 0 | 0 | 0 | 0 | 0 | 0 | 0 | 0 | 0 | 0 | 0 | 0 | 0 | 0 | 0 | 0 | 0 | 0 | 0 | 0 | 0 | 0 | 0 | 0 | 0 | 0
F3_Commercial_College_New_Food Preparation_Natural Gas_Range_E8 | F3 | Commercial | College | New | Food Preparation | Natural Gas | Range | E8 | PACT BC Ratio | 0 | 0 | 0 | 0 | 0 | 0 | 0 | 0 | 0 | 0 | 0 | 0 | 0 | 0 | 0 | 0 | 0 | 0 | 0 | 0 | 0 | 0 | 0 | 0 | 0 | 0 | 0 | 0 | 0 | 0 | 0 | 0 | 0
F3_Commercial_College_New_Food Preparation_Natural Gas_Range_E9 | F3 | Commercial | College | New | Food Preparation | Natural Gas | Range | E9 | PACT BC Ratio | 0 | 0 | 0 | 0 | 0 | 0 | 0 | 0 | 0 | 0 | 0 | 0 | 0 | 0 | 0 | 0 | 0 | 0 | 0 | 0 | 0 | 0 | 0 | 0 | 0 | 0 | 0 | 0 | 0 | 0 | 0 | 0 | 0
F3_Commercial_College_New_Food Preparation_Natural Gas_Range_E10 | F3 | Commercial | College | New | Food Preparation | Natural Gas | Range | E10 | PACT BC Ratio | 0 | 0 | 0 | 0 | 0 | 0 | 0 | 0 | 0 | 0 | 0 | 0 | 0 | 0 | 0 | 0 | 0 | 0 | 0 | 0 | 0 | 0 | 0 | 0 | 0 | 0 | 0 | 0 | 0 | 0 | 0 | 0 | 0
F4_Commercial_College_New_Food Preparation_Natural Gas_Range_E1 | F4 | Commercial | College | New | Food Preparation | Natural Gas | Range | E1 | RVT BC Ratio | bar: 2019 to 2051
F4_Commercial_College_New_Food Preparation_Natural Gas_Range_E2 | F4 | Commercial | College | New | Food Preparation | Natural Gas | Range | E2 | RVT BC Ratio | 3807.2736 | 3834.0244 | 3865.8736 | 3902.8406 | 3946.2991 | 3997.2009 | 4037.9565 | 4076.7898 | 4114.9527 | 4153.5775 | 4188.9653 | 4219.9244 | 4251.0471 | 4284.025 | 4322.072 | 4360.1152 | 4402.1121 | 4448.0169 | 4496.8813 | 4547.3138 | 4598.611 | 4646.7444 | 4690.7598 | 4730.9316 | 4766.2773 | 4796.6664 | 4817.7384 | 4833.4305 | 4847.0233 | 4858.6322 | 4870.1205 | 4875.2011 | 4875.2011
F4_Commercial_College_New_Food Preparation_Natural Gas_Range_E3 | F4 | Commercial | College | New | Food Preparation | Natural Gas | Range | E3 | RVT BC Ratio | 0 | 0 | 0 | 0 | 0 | 0 | 0 | 0 | 0 | 0 | 0 | 0 | 0 | 0 | 0 | 0 | 0 | 0 | 0 | 0 | 0 | 0 | 0 | 0 | 0 | 0 | 0 | 0 | 0 | 0 | 0 | 0 | 0
F4_Commercial_College_New_Food Preparation_Natural Gas_Range_E4 | F4 | Commercial | College | New | Food Preparation | Natural Gas | Range | E4 | RVT BC Ratio | 0 | 0 | 0 | 0 | 0 | 0 | 0 | 0 | 0 | 0 | 0 | 0 | 0 | 0 | 0 | 0 | 0 | 0 | 0 | 0 | 0 | 0 | 0 | 0 | 0 | 0 | 0 | 0 | 0 | 0 | 0 | 0 | 0
F4_Commercial_College_New_Food Preparation_Natural Gas_Range_E5 | F4 | Commercial | College | New | Food Preparation | Natural Gas | Range | E5 | RVT BC Ratio | 0 | 0 | 0 | 0 | 0 | 0 | 0 | 0 | 0 | 0 | 0 | 0 | 0 | 0 | 0 | 0 | 0 | 0 | 0 | 0 | 0 | 0 | 0 | 0 | 0 | 0 | 0 | 0 | 0 | 0 | 0 | 0 | 0
F4_Commercial_College_New_Food Preparation_Natural Gas_Range_E6 | F4 | Commercial | College | New | Food Preparation | Natural Gas | Range | E6 | RVT BC Ratio | 0 | 0 | 0 | 0 | 0 | 0 | 0 | 0 | 0 | 0 | 0 | 0 | 0 | 0 | 0 | 0 | 0 | 0 | 0 | 0 | 0 | 0 | 0 | 0 | 0 | 0 | 0 | 0 | 0 | 0 | 0 | 0 | 0
F4_Commercial_College_New_Food Preparation_Natural Gas_Range_E7 | F4 | Commercial | College | New | Food Preparation | Natural Gas | Range | E7 | RVT BC Ratio | 0 | 0 | 0 | 0 | 0 | 0 | 0 | 0 | 0 | 0 | 0 | 0 | 0 | 0 | 0 | 0 | 0 | 0 | 0 | 0 | 0 | 0 | 0 | 0 | 0 | 0 | 0 | 0 | 0 | 0 | 0 | 0 | 0
F4_Commercial_College_New_Food Preparation_Natural Gas_Range_E8 | F4 | Commercial | College | New | Food Preparation | Natural Gas | Range | E8 | RVT BC Ratio | 0 | 0 | 0 | 0 | 0 | 0 | 0 | 0 | 0 | 0 | 0 | 0 | 0 | 0 | 0 | 0 | 0 | 0 | 0 | 0 | 0 | 0 | 0 | 0 | 0 | 0 | 0 | 0 | 0 | 0 | 0 | 0 | 0
F4_Commercial_College_New_Food Preparation_Natural Gas_Range_E9 | F4 | Commercial | College | New | Food Preparation | Natural Gas | Range | E9 | RVT BC Ratio | 0 | 0 | 0 | 0 | 0 | 0 | 0 | 0 | 0 | 0 | 0 | 0 | 0 | 0 | 0 | 0 | 0 | 0 | 0 | 0 | 0 | 0 | 0 | 0 | 0 | 0 | 0 | 0 | 0 | 0 | 0 | 0 | 0
F4_Commercial_College_New_Food Preparation_Natural Gas_Range_E10 | F4 | Commercial | College | New | Food Preparation | Natural Gas | Range | E10 | RVT BC Ratio | 0 | 0 | 0 | 0 | 0 | 0 | 0 | 0 | 0 | 0 | 0 | 0 | 0 | 0 | 0 | 0 | 0 | 0 | 0 | 0 | 0 | 0 | 0 | 0 | 0 | 0 | 0 | 0 | 0 | 0 | 0 | 0 | 0
F5_Commercial_College_New_Food Preparation_Natural Gas_Range_E1 | F5 | Commercial | College | New | Food Preparation | Natural Gas | Range | E1 | RIM BC Ratio | bar: 2019 to 2051
F5_Commercial_College_New_Food Preparation_Natural Gas_Range_E2 | F5 | Commercial | College | New | Food Preparation | Natural Gas | Range | E2 | RIM BC Ratio | 0.83448 | 0.83448 | 0.83448 | 0.83449 | 0.83449 | 0.83449 | 0.83449 | 0.83449 | 0.8345 | 0.8345 | 0.8345 | 0.8345 | 0.8345 | 0.8345 | 0.83451 | 0.83451 | 0.83451 | 0.83451 | 0.83451 | 0.83451 | 0.83452 | 0.83452 | 0.83452 | 0.83452 | 0.83452 | 0.83452 | 0.83452 | 0.83452 | 0.83452 | 0.83452 | 0.83452 | 0.83453 | 0.83453
F5_Commercial_College_New_Food Preparation_Natural Gas_Range_E3 | F5 | Commercial | College | New | Food Preparation | Natural Gas | Range | E3 | RIM BC Ratio | 0 | 0 | 0 | 0 | 0 | 0 | 0 | 0 | 0 | 0 | 0 | 0 | 0 | 0 | 0 | 0 | 0 | 0 | 0 | 0 | 0 | 0 | 0 | 0 | 0 | 0 | 0 | 0 | 0 | 0 | 0 | 0 | 0
F5_Commercial_College_New_Food Preparation_Natural Gas_Range_E4 | F5 | Commercial | College | New | Food Preparation | Natural Gas | Range | E4 | RIM BC Ratio | 0 | 0 | 0 | 0 | 0 | 0 | 0 | 0 | 0 | 0 | 0 | 0 | 0 | 0 | 0 | 0 | 0 | 0 | 0 | 0 | 0 | 0 | 0 | 0 | 0 | 0 | 0 | 0 | 0 | 0 | 0 | 0 | 0
F5_Commercial_College_New_Food Preparation_Natural Gas_Range_E5 | F5 | Commercial | College | New | Food Preparation | Natural Gas | Range | E5 | RIM BC Ratio | 0 | 0 | 0 | 0 | 0 | 0 | 0 | 0 | 0 | 0 | 0 | 0 | 0 | 0 | 0 | 0 | 0 | 0 | 0 | 0 | 0 | 0 | 0 | 0 | 0 | 0 | 0 | 0 | 0 | 0 | 0 | 0 | 0
F5_Commercial_College_New_Food Preparation_Natural Gas_Range_E6 | F5 | Commercial | College | New | Food Preparation | Natural Gas | Range | E6 | RIM BC Ratio | 0 | 0 | 0 | 0 | 0 | 0 | 0 | 0 | 0 | 0 | 0 | 0 | 0 | 0 | 0 | 0 | 0 | 0 | 0 | 0 | 0 | 0 | 0 | 0 | 0 | 0 | 0 | 0 | 0 | 0 | 0 | 0 | 0
F5_Commercial_College_New_Food Preparation_Natural Gas_Range_E7 | F5 | Commercial | College | New | Food Preparation | Natural Gas | Range | E7 | RIM BC Ratio | 0 | 0 | 0 | 0 | 0 | 0 | 0 | 0 | 0 | 0 | 0 | 0 | 0 | 0 | 0 | 0 | 0 | 0 | 0 | 0 | 0 | 0 | 0 | 0 | 0 | 0 | 0 | 0 | 0 | 0 | 0 | 0 | 0
F5_Commercial_College_New_Food Preparation_Natural Gas_Range_E8 | F5 | Commercial | College | New | Food Preparation | Natural Gas | Range | E8 | RIM BC Ratio | 0 | 0 | 0 | 0 | 0 | 0 | 0 | 0 | 0 | 0 | 0 | 0 | 0 | 0 | 0 | 0 | 0 | 0 | 0 | 0 | 0 | 0 | 0 | 0 | 0 | 0 | 0 | 0 | 0 | 0 | 0 | 0 | 0
F5_Commercial_College_New_Food Preparation_Natural Gas_Range_E9 | F5 | Commercial | College | New | Food Preparation | Natural Gas | Range | E9 | RIM BC Ratio | 0 | 0 | 0 | 0 | 0 | 0 | 0 | 0 | 0 | 0 | 0 | 0 | 0 | 0 | 0 | 0 | 0 | 0 | 0 | 0 | 0 | 0 | 0 | 0 | 0 | 0 | 0 | 0 | 0 | 0 | 0 | 0 | 0
F5_Commercial_College_New_Food Preparation_Natural Gas_Range_E10 | F5 | Commercial | College | New | Food Preparation | Natural Gas | Range | E10 | RIM BC Ratio | 0 | 0 | 0 | 0 | 0 | 0 | 0 | 0 | 0 | 0 | 0 | 0 | 0 | 0 | 0 | 0 | 0 | 0 | 0 | 0 | 0 | 0 | 0 | 0 | 0 | 0 | 0 | 0 | 0 | 0 | 0 | 0 | 0
F0_Commercial_College_New_Food Preparation_Natural Gas_Steamer_E0 | F0 | Commercial | College | New | Food Preparation | Natural Gas | Steamer | E0 | Economic Unit | ENERGY STAR | ENERGY STAR | ENERGY STAR | ENERGY STAR | ENERGY STAR | ENERGY STAR | ENERGY STAR | ENERGY STAR | ENERGY STAR | ENERGY STAR | ENERGY STAR | ENERGY STAR | ENERGY STAR | ENERGY STAR | ENERGY STAR | ENERGY STAR | ENERGY STAR | ENERGY STAR | ENERGY STAR | ENERGY STAR | ENERGY STAR | ENERGY STAR | ENERGY STAR | ENERGY STAR | ENERGY STAR | ENERGY STAR | ENERGY STAR | ENERGY STAR | ENERGY STAR | ENERGY STAR | ENERGY STAR | ENERGY STAR | ENERGY STAR
F1_Commercial_College_New_Food Preparation_Natural Gas_Steamer_E1 | F1 | Commercial | College | New | Food Preparation | Natural Gas | Steamer | E1 | CCE | 0 | 0 | 0 | 0 | 0 | 0 | 0 | 0 | 0 | 0 | 0 | 0 | 0 | 0 | 0 | 0 | 0 | 0 | 0 | 0 | 0 | 0 | 0 | 0 | 0 | 0 | 0 | 0 | 0 | 0 | 0 | 0 | 0
F1_Commercial_College_New_Food Preparation_Natural Gas_Steamer_E2 | F1 | Commercial | College | New | Food Preparation | Natural Gas | Steamer | E2 | CCE | 0.38542 | 0.38542 | 0.38542 | 0 | 0 | 0 | 0 | 0 | 0 | 0 | 0 | 0 | 0 | 0 | 0 | 0 | 0 | 0 | 0 | 0 | 0 | 0 | 0 | 0 | 0 | 0 | 0 | 0 | 0 | 0 | 0 | 0 | 0
F1_Commercial_College_New_Food Preparation_Natural Gas_Steamer_E3 | F1 | Commercial | College | New | Food Preparation | Natural Gas | Steamer | E3 | CCE | 0 | 0 | 0 | 0 | 0 | 0 | 0 | 0 | 0 | 0 | 0 | 0 | 0 | 0 | 0 | 0 | 0 | 0 | 0 | 0 | 0 | 0 | 0 | 0 | 0 | 0 | 0 | 0 | 0 | 0 | 0 | 0 | 0
F1_Commercial_College_New_Food Preparation_Natural Gas_Steamer_E4 | F1 | Commercial | College | New | Food Preparation | Natural Gas | Steamer | E4 | CCE | 0 | 0 | 0 | 0 | 0 | 0 | 0 | 0 | 0 | 0 | 0 | 0 | 0 | 0 | 0 | 0 | 0 | 0 | 0 | 0 | 0 | 0 | 0 | 0 | 0 | 0 | 0 | 0 | 0 | 0 | 0 | 0 | 0
F1_Commercial_College_New_Food Preparation_Natural Gas_Steamer_E5 | F1 | Commercial | College | New | Food Preparation | Natural Gas | Steamer | E5 | CCE | 0 | 0 | 0 | 0 | 0 | 0 | 0 | 0 | 0 | 0 | 0 | 0 | 0 | 0 | 0 | 0 | 0 | 0 | 0 | 0 | 0 | 0 | 0 | 0 | 0 | 0 | 0 | 0 | 0 | 0 | 0 | 0 | 0
F1_Commercial_College_New_Food Preparation_Natural Gas_Steamer_E6 | F1 | Commercial | College | New | Food Preparation | Natural Gas | Steamer | E6 | CCE | 0 | 0 | 0 | 0 | 0 | 0 | 0 | 0 | 0 | 0 | 0 | 0 | 0 | 0 | 0 | 0 | 0 | 0 | 0 | 0 | 0 | 0 | 0 | 0 | 0 | 0 | 0 | 0 | 0 | 0 | 0 | 0 | 0
F1_Commercial_College_New_Food Preparation_Natural Gas_Steamer_E7 | F1 | Commercial | College | New | Food Preparation | Natural Gas | Steamer | E7 | CCE | 0 | 0 | 0 | 0 | 0 | 0 | 0 | 0 | 0 | 0 | 0 | 0 | 0 | 0 | 0 | 0 | 0 | 0 | 0 | 0 | 0 | 0 | 0 | 0 | 0 | 0 | 0 | 0 | 0 | 0 | 0 | 0 | 0
F1_Commercial_College_New_Food Preparation_Natural Gas_Steamer_E8 | F1 | Commercial | College | New | Food Preparation | Natural Gas | Steamer | E8 | CCE | 0 | 0 | 0 | 0 | 0 | 0 | 0 | 0 | 0 | 0 | 0 | 0 | 0 | 0 | 0 | 0 | 0 | 0 | 0 | 0 | 0 | 0 | 0 | 0 | 0 | 0 | 0 | 0 | 0 | 0 | 0 | 0 | 0
F1_Commercial_College_New_Food Preparation_Natural Gas_Steamer_E9 | F1 | Commercial | College | New | Food Preparation | Natural Gas | Steamer | E9 | CCE | 0 | 0 | 0 | 0 | 0 | 0 | 0 | 0 | 0 | 0 | 0 | 0 | 0 | 0 | 0 | 0 | 0 | 0 | 0 | 0 | 0 | 0 | 0 | 0 | 0 | 0 | 0 | 0 | 0 | 0 | 0 | 0 | 0
F1_Commercial_College_New_Food Preparation_Natural Gas_Steamer_E10 | F1 | Commercial | College | New | Food Preparation | Natural Gas | Steamer | E10 | CCE | 0 | 0 | 0 | 0 | 0 | 0 | 0 | 0 | 0 | 0 | 0 | 0 | 0 | 0 | 0 | 0 | 0 | 0 | 0 | 0 | 0 | 0 | 0 | 0 | 0 | 0 | 0 | 0 | 0 | 0 | 0 | 0 | 0
F2_Commercial_College_New_Food Preparation_Natural Gas_Steamer_E1 | F2 | Commercial | College | New | Food Preparation | Natural Gas | Steamer | E1 | TRC BC Ratio | 1 | 1 | 1 | 0 | 0 | 0 | 0 | 0 | 0 | 0 | 0 | 0 | 0 | 0 | 0 | 0 | 0 | 0 | 0 | 0 | 0 | 0 | 0 | 0 | 0 | 0 | 0 | 0 | 0 | 0 | 0 | 0 | 0
F2_Commercial_College_New_Food Preparation_Natural Gas_Steamer_E2 | F2 | Commercial | College | New | Food Preparation | Natural Gas | Steamer | E2 | TRC BC Ratio | 3.6298 | 3.6563 | 3.6864 | 1 | 1 | 1 | 1 | 1 | 1 | 1 | 1 | 1 | 1 | 1 | 1 | 1 | 1 | 1 | 1 | 1 | 1 | 1 | 1 | 1 | 1 | 1 | 1 | 1 | 1 | 1 | 1 | 1 | 1
F2_Commercial_College_New_Food Preparation_Natural Gas_Steamer_E3 | F2 | Commercial | College | New | Food Preparation | Natural Gas | Steamer | E3 | TRC BC Ratio | 0 | 0 | 0 | 0 | 0 | 0 | 0 | 0 | 0 | 0 | 0 | 0 | 0 | 0 | 0 | 0 | 0 | 0 | 0 | 0 | 0 | 0 | 0 | 0 | 0 | 0 | 0 | 0 | 0 | 0 | 0 | 0 | 0
F2_Commercial_College_New_Food Preparation_Natural Gas_Steamer_E4 | F2 | Commercial | College | New | Food Preparation | Natural Gas | Steamer | E4 | TRC BC Ratio | 0 | 0 | 0 | 0 | 0 | 0 | 0 | 0 | 0 | 0 | 0 | 0 | 0 | 0 | 0 | 0 | 0 | 0 | 0 | 0 | 0 | 0 | 0 | 0 | 0 | 0 | 0 | 0 | 0 | 0 | 0 | 0 | 0
F2_Commercial_College_New_Food Preparation_Natural Gas_Steamer_E5 | F2 | Commercial | College | New | Food Preparation | Natural Gas | Steamer | E5 | TRC BC Ratio | 0 | 0 | 0 | 0 | 0 | 0 | 0 | 0 | 0 | 0 | 0 | 0 | 0 | 0 | 0 | 0 | 0 | 0 | 0 | 0 | 0 | 0 | 0 | 0 | 0 | 0 | 0 | 0 | 0 | 0 | 0 | 0 | 0
F2_Commercial_College_New_Food Preparation_Natural Gas_Steamer_E6 | F2 | Commercial | College | New | Food Preparation | Natural Gas | Steamer | E6 | TRC BC Ratio | 0 | 0 | 0 | 0 | 0 | 0 | 0 | 0 | 0 | 0 | 0 | 0 | 0 | 0 | 0 | 0 | 0 | 0 | 0 | 0 | 0 | 0 | 0 | 0 | 0 | 0 | 0 | 0 | 0 | 0 | 0 | 0 | 0
F2_Commercial_College_New_Food Preparation_Natural Gas_Steamer_E7 | F2 | Commercial | College | New | Food Preparation | Natural Gas | Steamer | E7 | TRC BC Ratio | 0 | 0 | 0 | 0 | 0 | 0 | 0 | 0 | 0 | 0 | 0 | 0 | 0 | 0 | 0 | 0 | 0 | 0 | 0 | 0 | 0 | 0 | 0 | 0 | 0 | 0 | 0 | 0 | 0 | 0 | 0 | 0 | 0
F2_Commercial_College_New_Food Preparation_Natural Gas_Steamer_E8 | F2 | Commercial | College | New | Food Preparation | Natural Gas | Steamer | E8 | TRC BC Ratio | 0 | 0 | 0 | 0 | 0 | 0 | 0 | 0 | 0 | 0 | 0 | 0 | 0 | 0 | 0 | 0 | 0 | 0 | 0 | 0 | 0 | 0 | 0 | 0 | 0 | 0 | 0 | 0 | 0 | 0 | 0 | 0 | 0
F2_Commercial_College_New_Food Preparation_Natural Gas_Steamer_E9 | F2 | Commercial | College | New | Food Preparation | Natural Gas | Steamer | E9 | TRC BC Ratio | 0 | 0 | 0 | 0 | 0 | 0 | 0 | 0 | 0 | 0 | 0 | 0 | 0 | 0 | 0 | 0 | 0 | 0 | 0 | 0 | 0 | 0 | 0 | 0 | 0 | 0 | 0 | 0 | 0 | 0 | 0 | 0 | 0
F2_Commercial_College_New_Food Preparation_Natural Gas_Steamer_E10 | F2 | Commercial | College | New | Food Preparation | Natural Gas | Steamer | E10 | TRC BC Ratio | 0 | 0 | 0 | 0 | 0 | 0 | 0 | 0 | 0 | 0 | 0 | 0 | 0 | 0 | 0 | 0 | 0 | 0 | 0 | 0 | 0 | 0 | 0 | 0 | 0 | 0 | 0 | 0 | 0 | 0 | 0 | 0 | 0
F3_Commercial_College_New_Food Preparation_Natural Gas_Steamer_E1 | F3 | Commercial | College | New | Food Preparation | Natural Gas | Steamer | E1 | PACT BC Ratio | 1 | 1 | 1 | 0 | 0 | 0 | 0 | 0 | 0 | 0 | 0 | 0 | 0 | 0 | 0 | 0 | 0 | 0 | 0 | 0 | 0 | 0 | 0 | 0 | 0 | 0 | 0 | 0 | 0 | 0 | 0 | 0 | 0
F3_Commercial_College_New_Food Preparation_Natural Gas_Steamer_E2 | F3 | Commercial | College | New | Food Preparation | Natural Gas | Steamer | E2 | PACT BC Ratio | 4.8398 | 4.875 | 4.9151 | 1 | 1 | 1 | 1 | 1 | 1 | 1 | 1 | 1 | 1 | 1 | 1 | 1 | 1 | 1 | 1 | 1 | 1 | 1 | 1 | 1 | 1 | 1 | 1 | 1 | 1 | 1 | 1 | 1 | 1
F3_Commercial_College_New_Food Preparation_Natural Gas_Steamer_E3 | F3 | Commercial | College | New | Food Preparation | Natural Gas | Steamer | E3 | PACT BC Ratio | 0 | 0 | 0 | 0 | 0 | 0 | 0 | 0 | 0 | 0 | 0 | 0 | 0 | 0 | 0 | 0 | 0 | 0 | 0 | 0 | 0 | 0 | 0 | 0 | 0 | 0 | 0 | 0 | 0 | 0 | 0 | 0 | 0
F3_Commercial_College_New_Food Preparation_Natural Gas_Steamer_E4 | F3 | Commercial | College | New | Food Preparation | Natural Gas | Steamer | E4 | PACT BC Ratio | 0 | 0 | 0 | 0 | 0 | 0 | 0 | 0 | 0 | 0 | 0 | 0 | 0 | 0 | 0 | 0 | 0 | 0 | 0 | 0 | 0 | 0 | 0 | 0 | 0 | 0 | 0 | 0 | 0 | 0 | 0 | 0 | 0
F3_Commercial_College_New_Food Preparation_Natural Gas_Steamer_E5 | F3 | Commercial | College | New | Food Preparation | Natural Gas | Steamer | E5 | PACT BC Ratio | 0 | 0 | 0 | 0 | 0 | 0 | 0 | 0 | 0 | 0 | 0 | 0 | 0 | 0 | 0 | 0 | 0 | 0 | 0 | 0 | 0 | 0 | 0 | 0 | 0 | 0 | 0 | 0 | 0 | 0 | 0 | 0 | 0
F3_Commercial_College_New_Food Preparation_Natural Gas_Steamer_E6 | F3 | Commercial | College | New | Food Preparation | Natural Gas | Steamer | E6 | PACT BC Ratio | 0 | 0 | 0 | 0 | 0 | 0 | 0 | 0 | 0 | 0 | 0 | 0 | 0 | 0 | 0 | 0 | 0 | 0 | 0 | 0 | 0 | 0 | 0 | 0 | 0 | 0 | 0 | 0 | 0 | 0 | 0 | 0 | 0
F3_Commercial_College_New_Food Preparation_Natural Gas_Steamer_E7 | F3 | Commercial | College | New | Food Preparation | Natural Gas | Steamer | E7 | PACT BC Ratio | 0 | 0 | 0 | 0 | 0 | 0 | 0 | 0 | 0 | 0 | 0 | 0 | 0 | 0 | 0 | 0 | 0 | 0 | 0 | 0 | 0 | 0 | 0 | 0 | 0 | 0 | 0 | 0 | 0 | 0 | 0 | 0 | 0
F3_Commercial_College_New_Food Preparation_Natural Gas_Steamer_E8 | F3 | Commercial | College | New | Food Preparation | Natural Gas | Steamer | E8 | PACT BC Ratio | 0 | 0 | 0 | 0 | 0 | 0 | 0 | 0 | 0 | 0 | 0 | 0 | 0 | 0 | 0 | 0 | 0 | 0 | 0 | 0 | 0 | 0 | 0 | 0 | 0 | 0 | 0 | 0 | 0 | 0 | 0 | 0 | 0
F3_Commercial_College_New_Food Preparation_Natural Gas_Steamer_E9 | F3 | Commercial | College | New | Food Preparation | Natural Gas | Steamer | E9 | PACT BC Ratio | 0 | 0 | 0 | 0 | 0 | 0 | 0 | 0 | 0 | 0 | 0 | 0 | 0 | 0 | 0 | 0 | 0 | 0 | 0 | 0 | 0 | 0 | 0 | 0 | 0 | 0 | 0 | 0 | 0 | 0 | 0 | 0 | 0
F3_Commercial_College_New_Food Preparation_Natural Gas_Steamer_E10 | F3 | Commercial | College | New | Food Preparation | Natural Gas | Steamer | E10 | PACT BC Ratio | 0 | 0 | 0 | 0 | 0 | 0 | 0 | 0 | 0 | 0 | 0 | 0 | 0 | 0 | 0 | 0 | 0 | 0 | 0 | 0 | 0 | 0 | 0 | 0 | 0 | 0 | 0 | 0 | 0 | 0 | 0 | 0 | 0
F4_Commercial_College_New_Food Preparation_Natural Gas_Steamer_E1 | F4 | Commercial | College | New | Food Preparation | Natural Gas | Steamer | E1 | RVT BC Ratio | 1 | 1 | 1 | 0 | 0 | 0 | 0 | 0 | 0 | 0 | 0 | 0 | 0 | 0 | 0 | 0 | 0 | 0 | 0 | 0 | 0 | 0 | 0 | 0 | 0 | 0 | 0 | 0 | 0 | 0 | 0 | 0 | 0
F4_Commercial_College_New_Food Preparation_Natural Gas_Steamer_E2 | F4 | Commercial | College | New | Food Preparation | Natural Gas | Steamer | E2 | RVT BC Ratio | 5.9186 | 5.9566 | 5.9998 | 1 | 1 | 1 | 1 | 1 | 1 | 1 | 1 | 1 | 1 | 1 | 1 | 1 | 1 | 1 | 1 | 1 | 1 | 1 | 1 | 1 | 1 | 1 | 1 | 1 | 1 | 1 | 1 | 1 | 1
F4_Commercial_College_New_Food Preparation_Natural Gas_Steamer_E3 | F4 | Commercial | College | New | Food Preparation | Natural Gas | Steamer | E3 | RVT BC Ratio | 0 | 0 | 0 | 0 | 0 | 0 | 0 | 0 | 0 | 0 | 0 | 0 | 0 | 0 | 0 | 0 | 0 | 0 | 0 | 0 | 0 | 0 | 0 | 0 | 0 | 0 | 0 | 0 | 0 | 0 | 0 | 0 | 0
F4_Commercial_College_New_Food Preparation_Natural Gas_Steamer_E4 | F4 | Commercial | College | New | Food Preparation | Natural Gas | Steamer | E4 | RVT BC Ratio | 0 | 0 | 0 | 0 | 0 | 0 | 0 | 0 | 0 | 0 | 0 | 0 | 0 | 0 | 0 | 0 | 0 | 0 | 0 | 0 | 0 | 0 | 0 | 0 | 0 | 0 | 0 | 0 | 0 | 0 | 0 | 0 | 0
F4_Commercial_College_New_Food Preparation_Natural Gas_Steamer_E5 | F4 | Commercial | College | New | Food Preparation | Natural Gas | Steamer | E5 | RVT BC Ratio | 0 | 0 | 0 | 0 | 0 | 0 | 0 | 0 | 0 | 0 | 0 | 0 | 0 | 0 | 0 | 0 | 0 | 0 | 0 | 0 | 0 | 0 | 0 | 0 | 0 | 0 | 0 | 0 | 0 | 0 | 0 | 0 | 0
F4_Commercial_College_New_Food Preparation_Natural Gas_Steamer_E6 | F4 | Commercial | College | New | Food Preparation | Natural Gas | Steamer | E6 | RVT BC Ratio | 0 | 0 | 0 | 0 | 0 | 0 | 0 | 0 | 0 | 0 | 0 | 0 | 0 | 0 | 0 | 0 | 0 | 0 | 0 | 0 | 0 | 0 | 0 | 0 | 0 | 0 | 0 | 0 | 0 | 0 | 0 | 0 | 0
F4_Commercial_College_New_Food Preparation_Natural Gas_Steamer_E7 | F4 | Commercial | College | New | Food Preparation | Natural Gas | Steamer | E7 | RVT BC Ratio | 0 | 0 | 0 | 0 | 0 | 0 | 0 | 0 | 0 | 0 | 0 | 0 | 0 | 0 | 0 | 0 | 0 | 0 | 0 | 0 | 0 | 0 | 0 | 0 | 0 | 0 | 0 | 0 | 0 | 0 | 0 | 0 | 0
F4_Commercial_College_New_Food Preparation_Natural Gas_Steamer_E8 | F4 | Commercial | College | New | Food Preparation | Natural Gas | Steamer | E8 | RVT BC Ratio | 0 | 0 | 0 | 0 | 0 | 0 | 0 | 0 | 0 | 0 | 0 | 0 | 0 | 0 | 0 | 0 | 0 | 0 | 0 | 0 | 0 | 0 | 0 | 0 | 0 | 0 | 0 | 0 | 0 | 0 | 0 | 0 | 0
F4_Commercial_College_New_Food Preparation_Natural Gas_Steamer_E9 | F4 | Commercial | College | New | Food Preparation | Natural Gas | Steamer | E9 | RVT BC Ratio | 0 | 0 | 0 | 0 | 0 | 0 | 0 | 0 | 0 | 0 | 0 | 0 | 0 | 0 | 0 | 0 | 0 | 0 | 0 | 0 | 0 | 0 | 0 | 0 | 0 | 0 | 0 | 0 | 0 | 0 | 0 | 0 | 0
F4_Commercial_College_New_Food Preparation_Natural Gas_Steamer_E10 | F4 | Commercial | College | New | Food Preparation | Natural Gas | Steamer | E10 | RVT BC Ratio | 0 | 0 | 0 | 0 | 0 | 0 | 0 | 0 | 0 | 0 | 0 | 0 | 0 | 0 | 0 | 0 | 0 | 0 | 0 | 0 | 0 | 0 | 0 | 0 | 0 | 0 | 0 | 0 | 0 | 0 | 0 | 0 | 0
F5_Commercial_College_New_Food Preparation_Natural Gas_Steamer_E1 | F5 | Commercial | College | New | Food Preparation | Natural Gas | Steamer | E1 | RIM BC Ratio | 1 | 1 | 1 | 0 | 0 | 0 | 0 | 0 | 0 | 0 | 0 | 0 | 0 | 0 | 0 | 0 | 0 | 0 | 0 | 0 | 0 | 0 | 0 | 0 | 0 | 0 | 0 | 0 | 0 | 0 | 0 | 0 | 0
F5_Commercial_College_New_Food Preparation_Natural Gas_Steamer_E2 | F5 | Commercial | College | New | Food Preparation | Natural Gas | Steamer | E2 | RIM BC Ratio | 0.7119 | 0.71266 | 0.71351 | 1 | 1 | 1 | 1 | 1 | 1 | 1 | 1 | 1 | 1 | 1 | 1 | 1 | 1 | 1 | 1 | 1 | 1 | 1 | 1 | 1 | 1 | 1 | 1 | 1 | 1 | 1 | 1 | 1 | 1
F5_Commercial_College_New_Food Preparation_Natural Gas_Steamer_E3 | F5 | Commercial | College | New | Food Preparation | Natural Gas | Steamer | E3 | RIM BC Ratio | 0 | 0 | 0 | 0 | 0 | 0 | 0 | 0 | 0 | 0 | 0 | 0 | 0 | 0 | 0 | 0 | 0 | 0 | 0 | 0 | 0 | 0 | 0 | 0 | 0 | 0 | 0 | 0 | 0 | 0 | 0 | 0 | 0
F5_Commercial_College_New_Food Preparation_Natural Gas_Steamer_E4 | F5 | Commercial | College | New | Food Preparation | Natural Gas | Steamer | E4 | RIM BC Ratio | 0 | 0 | 0 | 0 | 0 | 0 | 0 | 0 | 0 | 0 | 0 | 0 | 0 | 0 | 0 | 0 | 0 | 0 | 0 | 0 | 0 | 0 | 0 | 0 | 0 | 0 | 0 | 0 | 0 | 0 | 0 | 0 | 0
F5_Commercial_College_New_Food Preparation_Natural Gas_Steamer_E5 | F5 | Commercial | College | New | Food Preparation | Natural Gas | Steamer | E5 | RIM BC Ratio | 0 | 0 | 0 | 0 | 0 | 0 | 0 | 0 | 0 | 0 | 0 | 0 | 0 | 0 | 0 | 0 | 0 | 0 | 0 | 0 | 0 | 0 | 0 | 0 | 0 | 0 | 0 | 0 | 0 | 0 | 0 | 0 | 0
F5_Commercial_College_New_Food Preparation_Natural Gas_Steamer_E6 | F5 | Commercial | College | New | Food Preparation | Natural Gas | Steamer | E6 | RIM BC Ratio | 0 | 0 | 0 | 0 | 0 | 0 | 0 | 0 | 0 | 0 | 0 | 0 | 0 | 0 | 0 | 0 | 0 | 0 | 0 | 0 | 0 | 0 | 0 | 0 | 0 | 0 | 0 | 0 | 0 | 0 | 0 | 0 | 0
F5_Commercial_College_New_Food Preparation_Natural Gas_Steamer_E7 | F5 | Commercial | College | New | Food Preparation | Natural Gas | Steamer | E7 | RIM BC Ratio | 0 | 0 | 0 | 0 | 0 | 0 | 0 | 0 | 0 | 0 | 0 | 0 | 0 | 0 | 0 | 0 | 0 | 0 | 0 | 0 | 0 | 0 | 0 | 0 | 0 | 0 | 0 | 0 | 0 | 0 | 0 | 0 | 0
F5_Commercial_College_New_Food Preparation_Natural Gas_Steamer_E8 | F5 | Commercial | College | New | Food Preparation | Natural Gas | Steamer | E8 | RIM BC Ratio | 0 | 0 | 0 | 0 | 0 | 0 | 0 | 0 | 0 | 0 | 0 | 0 | 0 | 0 | 0 | 0 | 0 | 0 | 0 | 0 | 0 | 0 | 0 | 0 | 0 | 0 | 0 | 0 | 0 | 0 | 0 | 0 | 0
F5_Commercial_College_New_Food Preparation_Natural Gas_Steamer_E9 | F5 | Commercial | College | New | Food Preparation | Natural Gas | Steamer | E9 | RIM BC Ratio | 0 | 0 | 0 | 0 | 0 | 0 | 0 | 0 | 0 | 0 | 0 | 0 | 0 | 0 | 0 | 0 | 0 | 0 | 0 | 0 | 0 | 0 | 0 | 0 | 0 | 0 | 0 | 0 | 0 | 0 | 0 | 0 | 0
F5_Commercial_College_New_Food Preparation_Natural Gas_Steamer_E10 | F5 | Commercial | College | New | Food Preparation | Natural Gas | Steamer | E10 | RIM BC Ratio | 0 | 0 | 0 | 0 | 0 | 0 | 0 | 0 | 0 | 0 | 0 | 0 | 0 | 0 | 0 | 0 | 0 | 0 | 0 | 0 | 0 | 0 | 0 | 0 | 0 | 0 | 0 | 0 | 0 | 0 | 0 | 0 | 0
F0_Commercial_College_New_Food Preparation_Natural Gas_Food Prep Other_E0 | F0 | Commercial | College | New | Food Preparation | Natural Gas | Food Prep Other | E0 | Economic Unit | Standard | Standard | Standard | Standard | Standard | Standard | Standard | Standard | Standard | Standard | Standard | Standard | Standard | Standard | Standard | Standard | Standard | Standard | Standard | Standard | Standard | Standard | Standard | Standard | Standard | Standard | Standard | Standard | Standard | Standard | Standard | Standard | Standard
F1_Commercial_College_New_Food Preparation_Natural Gas_Food Prep Other_E1 | F1 | Commercial | College | New | Food Preparation | Natural Gas | Food Prep Other | E1 | CCE | 0 | 0 | 0 | 0 | 0 | 0 | 0 | 0 | 0 | 0 | 0 | 0 | 0 | 0 | 0 | 0 | 0 | 0 | 0 | 0 | 0 | 0 | 0 | 0 | 0 | 0 | 0 | 0 | 0 | 0 | 0 | 0 | 0
F1_Commercial_College_New_Food Preparation_Natural Gas_Food Prep Other_E2 | F1 | Commercial | College | New | Food Preparation | Natural Gas | Food Prep Other | E2 | CCE | #DIV/0! | #DIV/0! | #DIV/0! | #DIV/0! | #DIV/0! | #DIV/0! | #DIV/0! | #DIV/0! | #DIV/0! | #DIV/0! | #DIV/0! | #DIV/0! | #DIV/0! | #DIV/0! | #DIV/0! | #DIV/0! | #DIV/0! | #DIV/0! | #DIV/0! | #DIV/0! | #DIV/0! | #DIV/0! | #DIV/0! | #DIV/0! | #DIV/0! | #DIV/0! | #DIV/0! | #DIV/0! | #DIV/0! | #DIV/0! | #DIV/0! | #DIV/0! | #DIV/0!
F1_Commercial_College_New_Food Preparation_Natural Gas_Food Prep Other_E3 | F1 | Commercial | College | New | Food Preparation | Natural Gas | Food Prep Other | E3 | CCE | 0 | 0 | 0 | 0 | 0 | 0 | 0 | 0 | 0 | 0 | 0 | 0 | 0 | 0 | 0 | 0 | 0 | 0 | 0 | 0 | 0 | 0 | 0 | 0 | 0 | 0 | 0 | 0 | 0 | 0 | 0 | 0 | 0
F1_Commercial_College_New_Food Preparation_Natural Gas_Food Prep Other_E4 | F1 | Commercial | College | New | Food Preparation | Natural Gas | Food Prep Other | E4 | CCE | 0 | 0 | 0 | 0 | 0 | 0 | 0 | 0 | 0 | 0 | 0 | 0 | 0 | 0 | 0 | 0 | 0 | 0 | 0 | 0 | 0 | 0 | 0 | 0 | 0 | 0 | 0 | 0 | 0 | 0 | 0 | 0 | 0
F1_Commercial_College_New_Food Preparation_Natural Gas_Food Prep Other_E5 | F1 | Commercial | College | New | Food Preparation | Natural Gas | Food Prep Other | E5 | CCE | 0 | 0 | 0 | 0 | 0 | 0 | 0 | 0 | 0 | 0 | 0 | 0 | 0 | 0 | 0 | 0 | 0 | 0 | 0 | 0 | 0 | 0 | 0 | 0 | 0 | 0 | 0 | 0 | 0 | 0 | 0 | 0 | 0
F1_Commercial_College_New_Food Preparation_Natural Gas_Food Prep Other_E6 | F1 | Commercial | College | New | Food Preparation | Natural Gas | Food Prep Other | E6 | CCE | 0 | 0 | 0 | 0 | 0 | 0 | 0 | 0 | 0 | 0 | 0 | 0 | 0 | 0 | 0 | 0 | 0 | 0 | 0 | 0 | 0 | 0 | 0 | 0 | 0 | 0 | 0 | 0 | 0 | 0 | 0 | 0 | 0
F1_Commercial_College_New_Food Preparation_Natural Gas_Food Prep Other_E7 | F1 | Commercial | College | New | Food Preparation | Natural Gas | Food Prep Other | E7 | CCE | 0 | 0 | 0 | 0 | 0 | 0 | 0 | 0 | 0 | 0 | 0 | 0 | 0 | 0 | 0 | 0 | 0 | 0 | 0 | 0 | 0 | 0 | 0 | 0 | 0 | 0 | 0 | 0 | 0 | 0 | 0 | 0 | 0
F1_Commercial_College_New_Food Preparation_Natural Gas_Food Prep Other_E8 | F1 | Commercial | College | New | Food Preparation | Natural Gas | Food Prep Other | E8 | CCE | 0 | 0 | 0 | 0 | 0 | 0 | 0 | 0 | 0 | 0 | 0 | 0 | 0 | 0 | 0 | 0 | 0 | 0 | 0 | 0 | 0 | 0 | 0 | 0 | 0 | 0 | 0 | 0 | 0 | 0 | 0 | 0 | 0
F1_Commercial_College_New_Food Preparation_Natural Gas_Food Prep Other_E9 | F1 | Commercial | College | New | Food Preparation | Natural Gas | Food Prep Other | E9 | CCE | 0 | 0 | 0 | 0 | 0 | 0 | 0 | 0 | 0 | 0 | 0 | 0 | 0 | 0 | 0 | 0 | 0 | 0 | 0 | 0 | 0 | 0 | 0 | 0 | 0 | 0 | 0 | 0 | 0 | 0 | 0 | 0 | 0
F1_Commercial_College_New_Food Preparation_Natural Gas_Food Prep Other_E10 | F1 | Commercial | College | New | Food Preparation | Natural Gas | Food Prep Other | E10 | CCE | 0 | 0 | 0 | 0 | 0 | 0 | 0 | 0 | 0 | 0 | 0 | 0 | 0 | 0 | 0 | 0 | 0 | 0 | 0 | 0 | 0 | 0 | 0 | 0 | 0 | 0 | 0 | 0 | 0 | 0 | 0 | 0 | 0
F2_Commercial_College_New_Food Preparation_Natural Gas_Food Prep Other_E1 | F2 | Commercial | College | New | Food Preparation | Natural Gas | Food Prep Other | E1 | TRC BC Ratio | bar: 2019 to 2051
F2_Commercial_College_New_Food Preparation_Natural Gas_Food Prep Other_E2 | F2 | Commercial | College | New | Food Preparation | Natural Gas | Food Prep Other | E2 | TRC BC Ratio | 0 | 0 | 0 | 0 | 0 | 0 | 0 | 0 | 0 | 0 | 0 | 0 | 0 | 0 | 0 | 0 | 0 | 0 | 0 | 0 | 0 | 0 | 0 | 0 | 0 | 0 | 0 | 0 | 0 | 0 | 0 | 0 | 0
F2_Commercial_College_New_Food Preparation_Natural Gas_Food Prep Other_E3 | F2 | Commercial | College | New | Food Preparation | Natural Gas | Food Prep Other | E3 | TRC BC Ratio | 0 | 0 | 0 | 0 | 0 | 0 | 0 | 0 | 0 | 0 | 0 | 0 | 0 | 0 | 0 | 0 | 0 | 0 | 0 | 0 | 0 | 0 | 0 | 0 | 0 | 0 | 0 | 0 | 0 | 0 | 0 | 0 | 0
F2_Commercial_College_New_Food Preparation_Natural Gas_Food Prep Other_E4 | F2 | Commercial | College | New | Food Preparation | Natural Gas | Food Prep Other | E4 | TRC BC Ratio | 0 | 0 | 0 | 0 | 0 | 0 | 0 | 0 | 0 | 0 | 0 | 0 | 0 | 0 | 0 | 0 | 0 | 0 | 0 | 0 | 0 | 0 | 0 | 0 | 0 | 0 | 0 | 0 | 0 | 0 | 0 | 0 | 0
F2_Commercial_College_New_Food Preparation_Natural Gas_Food Prep Other_E5 | F2 | Commercial | College | New | Food Preparation | Natural Gas | Food Prep Other | E5 | TRC BC Ratio | 0 | 0 | 0 | 0 | 0 | 0 | 0 | 0 | 0 | 0 | 0 | 0 | 0 | 0 | 0 | 0 | 0 | 0 | 0 | 0 | 0 | 0 | 0 | 0 | 0 | 0 | 0 | 0 | 0 | 0 | 0 | 0 | 0
F2_Commercial_College_New_Food Preparation_Natural Gas_Food Prep Other_E6 | F2 | Commercial | College | New | Food Preparation | Natural Gas | Food Prep Other | E6 | TRC BC Ratio | 0 | 0 | 0 | 0 | 0 | 0 | 0 | 0 | 0 | 0 | 0 | 0 | 0 | 0 | 0 | 0 | 0 | 0 | 0 | 0 | 0 | 0 | 0 | 0 | 0 | 0 | 0 | 0 | 0 | 0 | 0 | 0 | 0
F2_Commercial_College_New_Food Preparation_Natural Gas_Food Prep Other_E7 | F2 | Commercial | College | New | Food Preparation | Natural Gas | Food Prep Other | E7 | TRC BC Ratio | 0 | 0 | 0 | 0 | 0 | 0 | 0 | 0 | 0 | 0 | 0 | 0 | 0 | 0 | 0 | 0 | 0 | 0 | 0 | 0 | 0 | 0 | 0 | 0 | 0 | 0 | 0 | 0 | 0 | 0 | 0 | 0 | 0
F2_Commercial_College_New_Food Preparation_Natural Gas_Food Prep Other_E8 | F2 | Commercial | College | New | Food Preparation | Natural Gas | Food Prep Other | E8 | TRC BC Ratio | 0 | 0 | 0 | 0 | 0 | 0 | 0 | 0 | 0 | 0 | 0 | 0 | 0 | 0 | 0 | 0 | 0 | 0 | 0 | 0 | 0 | 0 | 0 | 0 | 0 | 0 | 0 | 0 | 0 | 0 | 0 | 0 | 0
F2_Commercial_College_New_Food Preparation_Natural Gas_Food Prep Other_E9 | F2 | Commercial | College | New | Food Preparation | Natural Gas | Food Prep Other | E9 | TRC BC Ratio | 0 | 0 | 0 | 0 | 0 | 0 | 0 | 0 | 0 | 0 | 0 | 0 | 0 | 0 | 0 | 0 | 0 | 0 | 0 | 0 | 0 | 0 | 0 | 0 | 0 | 0 | 0 | 0 | 0 | 0 | 0 | 0 | 0
F2_Commercial_College_New_Food Preparation_Natural Gas_Food Prep Other_E10 | F2 | Commercial | College | New | Food Preparation | Natural Gas | Food Prep Other | E10 | TRC BC Ratio | 0 | 0 | 0 | 0 | 0 | 0 | 0 | 0 | 0 | 0 | 0 | 0 | 0 | 0 | 0 | 0 | 0 | 0 | 0 | 0 | 0 | 0 | 0 | 0 | 0 | 0 | 0 | 0 | 0 | 0 | 0 | 0 | 0
F3_Commercial_College_New_Food Preparation_Natural Gas_Food Prep Other_E1 | F3 | Commercial | College | New | Food Preparation | Natural Gas | Food Prep Other | E1 | PACT BC Ratio | bar: 2019 to 2051
F3_Commercial_College_New_Food Preparation_Natural Gas_Food Prep Other_E2 | F3 | Commercial | College | New | Food Preparation | Natural Gas | Food Prep Other | E2 | PACT BC Ratio | 0 | 0 | 0 | 0 | 0 | 0 | 0 | 0 | 0 | 0 | 0 | 0 | 0 | 0 | 0 | 0 | 0 | 0 | 0 | 0 | 0 | 0 | 0 | 0 | 0 | 0 | 0 | 0 | 0 | 0 | 0 | 0 | 0
F3_Commercial_College_New_Food Preparation_Natural Gas_Food Prep Other_E3 | F3 | Commercial | College | New | Food Preparation | Natural Gas | Food Prep Other | E3 | PACT BC Ratio | 0 | 0 | 0 | 0 | 0 | 0 | 0 | 0 | 0 | 0 | 0 | 0 | 0 | 0 | 0 | 0 | 0 | 0 | 0 | 0 | 0 | 0 | 0 | 0 | 0 | 0 | 0 | 0 | 0 | 0 | 0 | 0 | 0
F3_Commercial_College_New_Food Preparation_Natural Gas_Food Prep Other_E4 | F3 | Commercial | College | New | Food Preparation | Natural Gas | Food Prep Other | E4 | PACT BC Ratio | 0 | 0 | 0 | 0 | 0 | 0 | 0 | 0 | 0 | 0 | 0 | 0 | 0 | 0 | 0 | 0 | 0 | 0 | 0 | 0 | 0 | 0 | 0 | 0 | 0 | 0 | 0 | 0 | 0 | 0 | 0 | 0 | 0
F3_Commercial_College_New_Food Preparation_Natural Gas_Food Prep Other_E5 | F3 | Commercial | College | New | Food Preparation | Natural Gas | Food Prep Other | E5 | PACT BC Ratio | 0 | 0 | 0 | 0 | 0 | 0 | 0 | 0 | 0 | 0 | 0 | 0 | 0 | 0 | 0 | 0 | 0 | 0 | 0 | 0 | 0 | 0 | 0 | 0 | 0 | 0 | 0 | 0 | 0 | 0 | 0 | 0 | 0
F3_Commercial_College_New_Food Preparation_Natural Gas_Food Prep Other_E6 | F3 | Commercial | College | New | Food Preparation | Natural Gas | Food Prep Other | E6 | PACT BC Ratio | 0 | 0 | 0 | 0 | 0 | 0 | 0 | 0 | 0 | 0 | 0 | 0 | 0 | 0 | 0 | 0 | 0 | 0 | 0 | 0 | 0 | 0 | 0 | 0 | 0 | 0 | 0 | 0 | 0 | 0 | 0 | 0 | 0
F3_Commercial_College_New_Food Preparation_Natural Gas_Food Prep Other_E7 | F3 | Commercial | College | New | Food Preparation | Natural Gas | Food Prep Other | E7 | PACT BC Ratio | 0 | 0 | 0 | 0 | 0 | 0 | 0 | 0 | 0 | 0 | 0 | 0 | 0 | 0 | 0 | 0 | 0 | 0 | 0 | 0 | 0 | 0 | 0 | 0 | 0 | 0 | 0 | 0 | 0 | 0 | 0 | 0 | 0
F3_Commercial_College_New_Food Preparation_Natural Gas_Food Prep Other_E8 | F3 | Commercial | College | New | Food Preparation | Natural Gas | Food Prep Other | E8 | PACT BC Ratio | 0 | 0 | 0 | 0 | 0 | 0 | 0 | 0 | 0 | 0 | 0 | 0 | 0 | 0 | 0 | 0 | 0 | 0 | 0 | 0 | 0 | 0 | 0 | 0 | 0 | 0 | 0 | 0 | 0 | 0 | 0 | 0 | 0
F3_Commercial_College_New_Food Preparation_Natural Gas_Food Prep Other_E9 | F3 | Commercial | College | New | Food Preparation | Natural Gas | Food Prep Other | E9 | PACT BC Ratio | 0 | 0 | 0 | 0 | 0 | 0 | 0 | 0 | 0 | 0 | 0 | 0 | 0 | 0 | 0 | 0 | 0 | 0 | 0 | 0 | 0 | 0 | 0 | 0 | 0 | 0 | 0 | 0 | 0 | 0 | 0 | 0 | 0
F3_Commercial_College_New_Food Preparation_Natural Gas_Food Prep Other_E10 | F3 | Commercial | College | New | Food Preparation | Natural Gas | Food Prep Other | E10 | PACT BC Ratio | 0 | 0 | 0 | 0 | 0 | 0 | 0 | 0 | 0 | 0 | 0 | 0 | 0 | 0 | 0 | 0 | 0 | 0 | 0 | 0 | 0 | 0 | 0 | 0 | 0 | 0 | 0 | 0 | 0 | 0 | 0 | 0 | 0
F4_Commercial_College_New_Food Preparation_Natural Gas_Food Prep Other_E1 | F4 | Commercial | College | New | Food Preparation | Natural Gas | Food Prep Other | E1 | RVT BC Ratio | bar: 2019 to 2051
F4_Commercial_College_New_Food Preparation_Natural Gas_Food Prep Other_E2 | F4 | Commercial | College | New | Food Preparation | Natural Gas | Food Prep Other | E2 | RVT BC Ratio | 0.7 | 0.7 | 0.7 | 0.7 | 0.7 | 0.7 | 0.7 | 0.7 | 0.7 | 0.7 | 0.7 | 0.7 | 0.7 | 0.7 | 0.7 | 0.7 | 0.7 | 0.7 | 0.7 | 0.7 | 0.7 | 0.7 | 0.7 | 0.7 | 0.7 | 0.7 | 0.7 | 0.7 | 0.7 | 0.7 | 0.7 | 0.7 | 0.7
F4_Commercial_College_New_Food Preparation_Natural Gas_Food Prep Other_E3 | F4 | Commercial | College | New | Food Preparation | Natural Gas | Food Prep Other | E3 | RVT BC Ratio | 0 | 0 | 0 | 0 | 0 | 0 | 0 | 0 | 0 | 0 | 0 | 0 | 0 | 0 | 0 | 0 | 0 | 0 | 0 | 0 | 0 | 0 | 0 | 0 | 0 | 0 | 0 | 0 | 0 | 0 | 0 | 0 | 0
F4_Commercial_College_New_Food Preparation_Natural Gas_Food Prep Other_E4 | F4 | Commercial | College | New | Food Preparation | Natural Gas | Food Prep Other | E4 | RVT BC Ratio | 0 | 0 | 0 | 0 | 0 | 0 | 0 | 0 | 0 | 0 | 0 | 0 | 0 | 0 | 0 | 0 | 0 | 0 | 0 | 0 | 0 | 0 | 0 | 0 | 0 | 0 | 0 | 0 | 0 | 0 | 0 | 0 | 0
F4_Commercial_College_New_Food Preparation_Natural Gas_Food Prep Other_E5 | F4 | Commercial | College | New | Food Preparation | Natural Gas | Food Prep Other | E5 | RVT BC Ratio | 0 | 0 | 0 | 0 | 0 | 0 | 0 | 0 | 0 | 0 | 0 | 0 | 0 | 0 | 0 | 0 | 0 | 0 | 0 | 0 | 0 | 0 | 0 | 0 | 0 | 0 | 0 | 0 | 0 | 0 | 0 | 0 | 0
F4_Commercial_College_New_Food Preparation_Natural Gas_Food Prep Other_E6 | F4 | Commercial | College | New | Food Preparation | Natural Gas | Food Prep Other | E6 | RVT BC Ratio | 0 | 0 | 0 | 0 | 0 | 0 | 0 | 0 | 0 | 0 | 0 | 0 | 0 | 0 | 0 | 0 | 0 | 0 | 0 | 0 | 0 | 0 | 0 | 0 | 0 | 0 | 0 | 0 | 0 | 0 | 0 | 0 | 0
F4_Commercial_College_New_Food Preparation_Natural Gas_Food Prep Other_E7 | F4 | Commercial | College | New | Food Preparation | Natural Gas | Food Prep Other | E7 | RVT BC Ratio | 0 | 0 | 0 | 0 | 0 | 0 | 0 | 0 | 0 | 0 | 0 | 0 | 0 | 0 | 0 | 0 | 0 | 0 | 0 | 0 | 0 | 0 | 0 | 0 | 0 | 0 | 0 | 0 | 0 | 0 | 0 | 0 | 0
F4_Commercial_College_New_Food Preparation_Natural Gas_Food Prep Other_E8 | F4 | Commercial | College | New | Food Preparation | Natural Gas | Food Prep Other | E8 | RVT BC Ratio | 0 | 0 | 0 | 0 | 0 | 0 | 0 | 0 | 0 | 0 | 0 | 0 | 0 | 0 | 0 | 0 | 0 | 0 | 0 | 0 | 0 | 0 | 0 | 0 | 0 | 0 | 0 | 0 | 0 | 0 | 0 | 0 | 0
F4_Commercial_College_New_Food Preparation_Natural Gas_Food Prep Other_E9 | F4 | Commercial | College | New | Food Preparation | Natural Gas | Food Prep Other | E9 | RVT BC Ratio | 0 | 0 | 0 | 0 | 0 | 0 | 0 | 0 | 0 | 0 | 0 | 0 | 0 | 0 | 0 | 0 | 0 | 0 | 0 | 0 | 0 | 0 | 0 | 0 | 0 | 0 | 0 | 0 | 0 | 0 | 0 | 0 | 0
F4_Commercial_College_New_Food Preparation_Natural Gas_Food Prep Other_E10 | F4 | Commercial | College | New | Food Preparation | Natural Gas | Food Prep Other | E10 | RVT BC Ratio | 0 | 0 | 0 | 0 | 0 | 0 | 0 | 0 | 0 | 0 | 0 | 0 | 0 | 0 | 0 | 0 | 0 | 0 | 0 | 0 | 0 | 0 | 0 | 0 | 0 | 0 | 0 | 0 | 0 | 0 | 0 | 0 | 0
F5_Commercial_College_New_Food Preparation_Natural Gas_Food Prep Other_E1 | F5 | Commercial | College | New | Food Preparation | Natural Gas | Food Prep Other | E1 | RIM BC Ratio | bar: 2019 to 2051
F5_Commercial_College_New_Food Preparation_Natural Gas_Food Prep Other_E2 | F5 | Commercial | College | New | Food Preparation | Natural Gas | Food Prep Other | E2 | RIM BC Ratio | 0 | 0 | 0 | 0 | 0 | 0 | 0 | 0 | 0 | 0 | 0 | 0 | 0 | 0 | 0 | 0 | 0 | 0 | 0 | 0 | 0 | 0 | 0 | 0 | 0 | 0 | 0 | 0 | 0 | 0 | 0 | 0 | 0
F5_Commercial_College_New_Food Preparation_Natural Gas_Food Prep Other_E3 | F5 | Commercial | College | New | Food Preparation | Natural Gas | Food Prep Other | E3 | RIM BC Ratio | 0 | 0 | 0 | 0 | 0 | 0 | 0 | 0 | 0 | 0 | 0 | 0 | 0 | 0 | 0 | 0 | 0 | 0 | 0 | 0 | 0 | 0 | 0 | 0 | 0 | 0 | 0 | 0 | 0 | 0 | 0 | 0 | 0
F5_Commercial_College_New_Food Preparation_Natural Gas_Food Prep Other_E4 | F5 | Commercial | College | New | Food Preparation | Natural Gas | Food Prep Other | E4 | RIM BC Ratio | 0 | 0 | 0 | 0 | 0 | 0 | 0 | 0 | 0 | 0 | 0 | 0 | 0 | 0 | 0 | 0 | 0 | 0 | 0 | 0 | 0 | 0 | 0 | 0 | 0 | 0 | 0 | 0 | 0 | 0 | 0 | 0 | 0
F5_Commercial_College_New_Food Preparation_Natural Gas_Food Prep Other_E5 | F5 | Commercial | College | New | Food Preparation | Natural Gas | Food Prep Other | E5 | RIM BC Ratio | 0 | 0 | 0 | 0 | 0 | 0 | 0 | 0 | 0 | 0 | 0 | 0 | 0 | 0 | 0 | 0 | 0 | 0 | 0 | 0 | 0 | 0 | 0 | 0 | 0 | 0 | 0 | 0 | 0 | 0 | 0 | 0 | 0
F5_Commercial_College_New_Food Preparation_Natural Gas_Food Prep Other_E6 | F5 | Commercial | College | New | Food Preparation | Natural Gas | Food Prep Other | E6 | RIM BC Ratio | 0 | 0 | 0 | 0 | 0 | 0 | 0 | 0 | 0 | 0 | 0 | 0 | 0 | 0 | 0 | 0 | 0 | 0 | 0 | 0 | 0 | 0 | 0 | 0 | 0 | 0 | 0 | 0 | 0 | 0 | 0 | 0 | 0
F5_Commercial_College_New_Food Preparation_Natural Gas_Food Prep Other_E7 | F5 | Commercial | College | New | Food Preparation | Natural Gas | Food Prep Other | E7 | RIM BC Ratio | 0 | 0 | 0 | 0 | 0 | 0 | 0 | 0 | 0 | 0 | 0 | 0 | 0 | 0 | 0 | 0 | 0 | 0 | 0 | 0 | 0 | 0 | 0 | 0 | 0 | 0 | 0 | 0 | 0 | 0 | 0 | 0 | 0
F5_Commercial_College_New_Food Preparation_Natural Gas_Food Prep Other_E8 | F5 | Commercial | College | New | Food Preparation | Natural Gas | Food Prep Other | E8 | RIM BC Ratio | 0 | 0 | 0 | 0 | 0 | 0 | 0 | 0 | 0 | 0 | 0 | 0 | 0 | 0 | 0 | 0 | 0 | 0 | 0 | 0 | 0 | 0 | 0 | 0 | 0 | 0 | 0 | 0 | 0 | 0 | 0 | 0 | 0
F5_Commercial_College_New_Food Preparation_Natural Gas_Food Prep Other_E9 | F5 | Commercial | College | New | Food Preparation | Natural Gas | Food Prep Other | E9 | RIM BC Ratio | 0 | 0 | 0 | 0 | 0 | 0 | 0 | 0 | 0 | 0 | 0 | 0 | 0 | 0 | 0 | 0 | 0 | 0 | 0 | 0 | 0 | 0 | 0 | 0 | 0 | 0 | 0 | 0 | 0 | 0 | 0 | 0 | 0
F5_Commercial_College_New_Food Preparation_Natural Gas_Food Prep Other_E10 | F5 | Commercial | College | New | Food Preparation | Natural Gas | Food Prep Other | E10 | RIM BC Ratio | 0 | 0 | 0 | 0 | 0 | 0 | 0 | 0 | 0 | 0 | 0 | 0 | 0 | 0 | 0 | 0 | 0 | 0 | 0 | 0 | 0 | 0 | 0 | 0 | 0 | 0 | 0 | 0 | 0 | 0 | 0 | 0 | 0
F0_Commercial_College_New_Miscellaneous_Natural Gas_Pool Heater_E0 | F0 | Commercial | College | New | Miscellaneous | Natural Gas | Pool Heater | E0 | Economic Unit | Standard (EF .78) | Standard (EF .78) | Standard (EF .78) | Standard (EF .78) | Standard (EF .78) | Standard (EF .78) | Standard (EF .78) | Standard (EF .78) | Standard (EF .78) | Standard (EF .78) | Standard (EF .78) | Standard (EF .78) | Standard (EF .78) | Standard (EF .78) | Standard (EF .78) | Standard (EF .78) | Standard (EF .78) | Standard (EF .78) | Standard (EF .78) | Standard (EF .78) | Standard (EF .78) | Standard (EF .78) | Standard (EF .78) | Standard (EF .78) | Standard (EF .78) | Standard (EF .78) | Standard (EF .78) | Standard (EF .78) | Standard (EF .78) | Standard (EF .78) | Standard (EF .78) | Standard (EF .78) | Standard (EF .78)
F1_Commercial_College_New_Miscellaneous_Natural Gas_Pool Heater_E1 | F1 | Commercial | College | New | Miscellaneous | Natural Gas | Pool Heater | E1 | CCE | 0 | 0 | 0 | 0 | 0 | 0 | 0 | 0 | 0 | 0 | 0 | 0 | 0 | 0 | 0 | 0 | 0 | 0 | 0 | 0 | 0 | 0 | 0 | 0 | 0 | 0 | 0 | 0 | 0 | 0 | 0 | 0 | 0
F1_Commercial_College_New_Miscellaneous_Natural Gas_Pool Heater_E2 | F1 | Commercial | College | New | Miscellaneous | Natural Gas | Pool Heater | E2 | CCE | 1.2838 | 1.2838 | 1.2838 | 1.2838 | 1.2838 | 1.2838 | 1.2838 | 1.2838 | 1.2838 | 1.2838 | 1.2838 | 1.2838 | 1.2838 | 1.2838 | 1.2838 | 1.2838 | 1.2838 | 1.2838 | 1.2838 | 1.2838 | 1.2838 | 1.2838 | 1.2838 | 1.2838 | 1.2838 | 1.2838 | 1.2838 | 1.2838 | 1.2838 | 1.2838 | 1.2838 | 1.2838 | 1.2838
F1_Commercial_College_New_Miscellaneous_Natural Gas_Pool Heater_E3 | F1 | Commercial | College | New | Miscellaneous | Natural Gas | Pool Heater | E3 | CCE | 0 | 0 | 0 | 0 | 0 | 0 | 0 | 0 | 0 | 0 | 0 | 0 | 0 | 0 | 0 | 0 | 0 | 0 | 0 | 0 | 0 | 0 | 0 | 0 | 0 | 0 | 0 | 0 | 0 | 0 | 0 | 0 | 0
F1_Commercial_College_New_Miscellaneous_Natural Gas_Pool Heater_E4 | F1 | Commercial | College | New | Miscellaneous | Natural Gas | Pool Heater | E4 | CCE | 0 | 0 | 0 | 0 | 0 | 0 | 0 | 0 | 0 | 0 | 0 | 0 | 0 | 0 | 0 | 0 | 0 | 0 | 0 | 0 | 0 | 0 | 0 | 0 | 0 | 0 | 0 | 0 | 0 | 0 | 0 | 0 | 0
F1_Commercial_College_New_Miscellaneous_Natural Gas_Pool Heater_E5 | F1 | Commercial | College | New | Miscellaneous | Natural Gas | Pool Heater | E5 | CCE | 0 | 0 | 0 | 0 | 0 | 0 | 0 | 0 | 0 | 0 | 0 | 0 | 0 | 0 | 0 | 0 | 0 | 0 | 0 | 0 | 0 | 0 | 0 | 0 | 0 | 0 | 0 | 0 | 0 | 0 | 0 | 0 | 0
F1_Commercial_College_New_Miscellaneous_Natural Gas_Pool Heater_E6 | F1 | Commercial | College | New | Miscellaneous | Natural Gas | Pool Heater | E6 | CCE | 0 | 0 | 0 | 0 | 0 | 0 | 0 | 0 | 0 | 0 | 0 | 0 | 0 | 0 | 0 | 0 | 0 | 0 | 0 | 0 | 0 | 0 | 0 | 0 | 0 | 0 | 0 | 0 | 0 | 0 | 0 | 0 | 0
F1_Commercial_College_New_Miscellaneous_Natural Gas_Pool Heater_E7 | F1 | Commercial | College | New | Miscellaneous | Natural Gas | Pool Heater | E7 | CCE | 0 | 0 | 0 | 0 | 0 | 0 | 0 | 0 | 0 | 0 | 0 | 0 | 0 | 0 | 0 | 0 | 0 | 0 | 0 | 0 | 0 | 0 | 0 | 0 | 0 | 0 | 0 | 0 | 0 | 0 | 0 | 0 | 0
F1_Commercial_College_New_Miscellaneous_Natural Gas_Pool Heater_E8 | F1 | Commercial | College | New | Miscellaneous | Natural Gas | Pool Heater | E8 | CCE | 0 | 0 | 0 | 0 | 0 | 0 | 0 | 0 | 0 | 0 | 0 | 0 | 0 | 0 | 0 | 0 | 0 | 0 | 0 | 0 | 0 | 0 | 0 | 0 | 0 | 0 | 0 | 0 | 0 | 0 | 0 | 0 | 0
F1_Commercial_College_New_Miscellaneous_Natural Gas_Pool Heater_E9 | F1 | Commercial | College | New | Miscellaneous | Natural Gas | Pool Heater | E9 | CCE | 0 | 0 | 0 | 0 | 0 | 0 | 0 | 0 | 0 | 0 | 0 | 0 | 0 | 0 | 0 | 0 | 0 | 0 | 0 | 0 | 0 | 0 | 0 | 0 | 0 | 0 | 0 | 0 | 0 | 0 | 0 | 0 | 0
F1_Commercial_College_New_Miscellaneous_Natural Gas_Pool Heater_E10 | F1 | Commercial | College | New | Miscellaneous | Natural Gas | Pool Heater | E10 | CCE | 0 | 0 | 0 | 0 | 0 | 0 | 0 | 0 | 0 | 0 | 0 | 0 | 0 | 0 | 0 | 0 | 0 | 0 | 0 | 0 | 0 | 0 | 0 | 0 | 0 | 0 | 0 | 0 | 0 | 0 | 0 | 0 | 0
F2_Commercial_College_New_Miscellaneous_Natural Gas_Pool Heater_E1 | F2 | Commercial | College | New | Miscellaneous | Natural Gas | Pool Heater | E1 | TRC BC Ratio | bar: 2019 to 2051
F2_Commercial_College_New_Miscellaneous_Natural Gas_Pool Heater_E2 | F2 | Commercial | College | New | Miscellaneous | Natural Gas | Pool Heater | E2 | TRC BC Ratio | 0 | 0 | 0 | 0 | 0 | 0 | 0 | 0 | 0 | 0 | 0 | 0 | 0 | 0 | 0 | 0 | 0 | 0 | 0 | 0 | 0 | 0 | 0 | 0 | 0 | 0 | 0 | 0 | 0 | 0 | 0 | 0 | 0
F2_Commercial_College_New_Miscellaneous_Natural Gas_Pool Heater_E3 | F2 | Commercial | College | New | Miscellaneous | Natural Gas | Pool Heater | E3 | TRC BC Ratio | 0 | 0 | 0 | 0 | 0 | 0 | 0 | 0 | 0 | 0 | 0 | 0 | 0 | 0 | 0 | 0 | 0 | 0 | 0 | 0 | 0 | 0 | 0 | 0 | 0 | 0 | 0 | 0 | 0 | 0 | 0 | 0 | 0
F2_Commercial_College_New_Miscellaneous_Natural Gas_Pool Heater_E4 | F2 | Commercial | College | New | Miscellaneous | Natural Gas | Pool Heater | E4 | TRC BC Ratio | 0 | 0 | 0 | 0 | 0 | 0 | 0 | 0 | 0 | 0 | 0 | 0 | 0 | 0 | 0 | 0 | 0 | 0 | 0 | 0 | 0 | 0 | 0 | 0 | 0 | 0 | 0 | 0 | 0 | 0 | 0 | 0 | 0
F2_Commercial_College_New_Miscellaneous_Natural Gas_Pool Heater_E5 | F2 | Commercial | College | New | Miscellaneous | Natural Gas | Pool Heater | E5 | TRC BC Ratio | 0 | 0 | 0 | 0 | 0 | 0 | 0 | 0 | 0 | 0 | 0 | 0 | 0 | 0 | 0 | 0 | 0 | 0 | 0 | 0 | 0 | 0 | 0 | 0 | 0 | 0 | 0 | 0 | 0 | 0 | 0 | 0 | 0
F2_Commercial_College_New_Miscellaneous_Natural Gas_Pool Heater_E6 | F2 | Commercial | College | New | Miscellaneous | Natural Gas | Pool Heater | E6 | TRC BC Ratio | 0 | 0 | 0 | 0 | 0 | 0 | 0 | 0 | 0 | 0 | 0 | 0 | 0 | 0 | 0 | 0 | 0 | 0 | 0 | 0 | 0 | 0 | 0 | 0 | 0 | 0 | 0 | 0 | 0 | 0 | 0 | 0 | 0
F2_Commercial_College_New_Miscellaneous_Natural Gas_Pool Heater_E7 | F2 | Commercial | College | New | Miscellaneous | Natural Gas | Pool Heater | E7 | TRC BC Ratio | 0 | 0 | 0 | 0 | 0 | 0 | 0 | 0 | 0 | 0 | 0 | 0 | 0 | 0 | 0 | 0 | 0 | 0 | 0 | 0 | 0 | 0 | 0 | 0 | 0 | 0 | 0 | 0 | 0 | 0 | 0 | 0 | 0
F2_Commercial_College_New_Miscellaneous_Natural Gas_Pool Heater_E8 | F2 | Commercial | College | New | Miscellaneous | Natural Gas | Pool Heater | E8 | TRC BC Ratio | 0 | 0 | 0 | 0 | 0 | 0 | 0 | 0 | 0 | 0 | 0 | 0 | 0 | 0 | 0 | 0 | 0 | 0 | 0 | 0 | 0 | 0 | 0 | 0 | 0 | 0 | 0 | 0 | 0 | 0 | 0 | 0 | 0
F2_Commercial_College_New_Miscellaneous_Natural Gas_Pool Heater_E9 | F2 | Commercial | College | New | Miscellaneous | Natural Gas | Pool Heater | E9 | TRC BC Ratio | 0 | 0 | 0 | 0 | 0 | 0 | 0 | 0 | 0 | 0 | 0 | 0 | 0 | 0 | 0 | 0 | 0 | 0 | 0 | 0 | 0 | 0 | 0 | 0 | 0 | 0 | 0 | 0 | 0 | 0 | 0 | 0 | 0
F2_Commercial_College_New_Miscellaneous_Natural Gas_Pool Heater_E10 | F2 | Commercial | College | New | Miscellaneous | Natural Gas | Pool Heater | E10 | TRC BC Ratio | 0 | 0 | 0 | 0 | 0 | 0 | 0 | 0 | 0 | 0 | 0 | 0 | 0 | 0 | 0 | 0 | 0 | 0 | 0 | 0 | 0 | 0 | 0 | 0 | 0 | 0 | 0 | 0 | 0 | 0 | 0 | 0 | 0
F3_Commercial_College_New_Miscellaneous_Natural Gas_Pool Heater_E1 | F3 | Commercial | College | New | Miscellaneous | Natural Gas | Pool Heater | E1 | PACT BC Ratio | bar: 2019 to 2051
F3_Commercial_College_New_Miscellaneous_Natural Gas_Pool Heater_E2 | F3 | Commercial | College | New | Miscellaneous | Natural Gas | Pool Heater | E2 | PACT BC Ratio | 0 | 0 | 0 | 0 | 0 | 0 | 0 | 0 | 0 | 0 | 0 | 0 | 0 | 0 | 0 | 0 | 0 | 0 | 0 | 0 | 0 | 0 | 0 | 0 | 0 | 0 | 0 | 0 | 0 | 0 | 0 | 0 | 0
F3_Commercial_College_New_Miscellaneous_Natural Gas_Pool Heater_E3 | F3 | Commercial | College | New | Miscellaneous | Natural Gas | Pool Heater | E3 | PACT BC Ratio | 0 | 0 | 0 | 0 | 0 | 0 | 0 | 0 | 0 | 0 | 0 | 0 | 0 | 0 | 0 | 0 | 0 | 0 | 0 | 0 | 0 | 0 | 0 | 0 | 0 | 0 | 0 | 0 | 0 | 0 | 0 | 0 | 0
F3_Commercial_College_New_Miscellaneous_Natural Gas_Pool Heater_E4 | F3 | Commercial | College | New | Miscellaneous | Natural Gas | Pool Heater | E4 | PACT BC Ratio | 0 | 0 | 0 | 0 | 0 | 0 | 0 | 0 | 0 | 0 | 0 | 0 | 0 | 0 | 0 | 0 | 0 | 0 | 0 | 0 | 0 | 0 | 0 | 0 | 0 | 0 | 0 | 0 | 0 | 0 | 0 | 0 | 0
F3_Commercial_College_New_Miscellaneous_Natural Gas_Pool Heater_E5 | F3 | Commercial | College | New | Miscellaneous | Natural Gas | Pool Heater | E5 | PACT BC Ratio | 0 | 0 | 0 | 0 | 0 | 0 | 0 | 0 | 0 | 0 | 0 | 0 | 0 | 0 | 0 | 0 | 0 | 0 | 0 | 0 | 0 | 0 | 0 | 0 | 0 | 0 | 0 | 0 | 0 | 0 | 0 | 0 | 0
F3_Commercial_College_New_Miscellaneous_Natural Gas_Pool Heater_E6 | F3 | Commercial | College | New | Miscellaneous | Natural Gas | Pool Heater | E6 | PACT BC Ratio | 0 | 0 | 0 | 0 | 0 | 0 | 0 | 0 | 0 | 0 | 0 | 0 | 0 | 0 | 0 | 0 | 0 | 0 | 0 | 0 | 0 | 0 | 0 | 0 | 0 | 0 | 0 | 0 | 0 | 0 | 0 | 0 | 0
F3_Commercial_College_New_Miscellaneous_Natural Gas_Pool Heater_E7 | F3 | Commercial | College | New | Miscellaneous | Natural Gas | Pool Heater | E7 | PACT BC Ratio | 0 | 0 | 0 | 0 | 0 | 0 | 0 | 0 | 0 | 0 | 0 | 0 | 0 | 0 | 0 | 0 | 0 | 0 | 0 | 0 | 0 | 0 | 0 | 0 | 0 | 0 | 0 | 0 | 0 | 0 | 0 | 0 | 0
F3_Commercial_College_New_Miscellaneous_Natural Gas_Pool Heater_E8 | F3 | Commercial | College | New | Miscellaneous | Natural Gas | Pool Heater | E8 | PACT BC Ratio | 0 | 0 | 0 | 0 | 0 | 0 | 0 | 0 | 0 | 0 | 0 | 0 | 0 | 0 | 0 | 0 | 0 | 0 | 0 | 0 | 0 | 0 | 0 | 0 | 0 | 0 | 0 | 0 | 0 | 0 | 0 | 0 | 0
F3_Commercial_College_New_Miscellaneous_Natural Gas_Pool Heater_E9 | F3 | Commercial | College | New | Miscellaneous | Natural Gas | Pool Heater | E9 | PACT BC Ratio | 0 | 0 | 0 | 0 | 0 | 0 | 0 | 0 | 0 | 0 | 0 | 0 | 0 | 0 | 0 | 0 | 0 | 0 | 0 | 0 | 0 | 0 | 0 | 0 | 0 | 0 | 0 | 0 | 0 | 0 | 0 | 0 | 0
F3_Commercial_College_New_Miscellaneous_Natural Gas_Pool Heater_E10 | F3 | Commercial | College | New | Miscellaneous | Natural Gas | Pool Heater | E10 | PACT BC Ratio | 0 | 0 | 0 | 0 | 0 | 0 | 0 | 0 | 0 | 0 | 0 | 0 | 0 | 0 | 0 | 0 | 0 | 0 | 0 | 0 | 0 | 0 | 0 | 0 | 0 | 0 | 0 | 0 | 0 | 0 | 0 | 0 | 0
F4_Commercial_College_New_Miscellaneous_Natural Gas_Pool Heater_E1 | F4 | Commercial | College | New | Miscellaneous | Natural Gas | Pool Heater | E1 | RVT BC Ratio | bar: 2019 to 2051
F4_Commercial_College_New_Miscellaneous_Natural Gas_Pool Heater_E2 | F4 | Commercial | College | New | Miscellaneous | Natural Gas | Pool Heater | E2 | RVT BC Ratio | 0.7 | 0.7 | 0.7 | 0.7 | 0.7 | 0.7 | 0.7 | 0.7 | 0.7 | 0.7 | 0.7 | 0.7 | 0.7 | 0.7 | 0.7 | 0.7 | 0.7 | 0.7 | 0.7 | 0.7 | 0.7 | 0.7 | 0.7 | 0.7 | 0.7 | 0.7 | 0.7 | 0.7 | 0.7 | 0.7 | 0.7 | 0.7 | 0.7
F4_Commercial_College_New_Miscellaneous_Natural Gas_Pool Heater_E3 | F4 | Commercial | College | New | Miscellaneous | Natural Gas | Pool Heater | E3 | RVT BC Ratio | 0 | 0 | 0 | 0 | 0 | 0 | 0 | 0 | 0 | 0 | 0 | 0 | 0 | 0 | 0 | 0 | 0 | 0 | 0 | 0 | 0 | 0 | 0 | 0 | 0 | 0 | 0 | 0 | 0 | 0 | 0 | 0 | 0
F4_Commercial_College_New_Miscellaneous_Natural Gas_Pool Heater_E4 | F4 | Commercial | College | New | Miscellaneous | Natural Gas | Pool Heater | E4 | RVT BC Ratio | 0 | 0 | 0 | 0 | 0 | 0 | 0 | 0 | 0 | 0 | 0 | 0 | 0 | 0 | 0 | 0 | 0 | 0 | 0 | 0 | 0 | 0 | 0 | 0 | 0 | 0 | 0 | 0 | 0 | 0 | 0 | 0 | 0
F4_Commercial_College_New_Miscellaneous_Natural Gas_Pool Heater_E5 | F4 | Commercial | College | New | Miscellaneous | Natural Gas | Pool Heater | E5 | RVT BC Ratio | 0 | 0 | 0 | 0 | 0 | 0 | 0 | 0 | 0 | 0 | 0 | 0 | 0 | 0 | 0 | 0 | 0 | 0 | 0 | 0 | 0 | 0 | 0 | 0 | 0 | 0 | 0 | 0 | 0 | 0 | 0 | 0 | 0
F4_Commercial_College_New_Miscellaneous_Natural Gas_Pool Heater_E6 | F4 | Commercial | College | New | Miscellaneous | Natural Gas | Pool Heater | E6 | RVT BC Ratio | 0 | 0 | 0 | 0 | 0 | 0 | 0 | 0 | 0 | 0 | 0 | 0 | 0 | 0 | 0 | 0 | 0 | 0 | 0 | 0 | 0 | 0 | 0 | 0 | 0 | 0 | 0 | 0 | 0 | 0 | 0 | 0 | 0
F4_Commercial_College_New_Miscellaneous_Natural Gas_Pool Heater_E7 | F4 | Commercial | College | New | Miscellaneous | Natural Gas | Pool Heater | E7 | RVT BC Ratio | 0 | 0 | 0 | 0 | 0 | 0 | 0 | 0 | 0 | 0 | 0 | 0 | 0 | 0 | 0 | 0 | 0 | 0 | 0 | 0 | 0 | 0 | 0 | 0 | 0 | 0 | 0 | 0 | 0 | 0 | 0 | 0 | 0
F4_Commercial_College_New_Miscellaneous_Natural Gas_Pool Heater_E8 | F4 | Commercial | College | New | Miscellaneous | Natural Gas | Pool Heater | E8 | RVT BC Ratio | 0 | 0 | 0 | 0 | 0 | 0 | 0 | 0 | 0 | 0 | 0 | 0 | 0 | 0 | 0 | 0 | 0 | 0 | 0 | 0 | 0 | 0 | 0 | 0 | 0 | 0 | 0 | 0 | 0 | 0 | 0 | 0 | 0
F4_Commercial_College_New_Miscellaneous_Natural Gas_Pool Heater_E9 | F4 | Commercial | College | New | Miscellaneous | Natural Gas | Pool Heater | E9 | RVT BC Ratio | 0 | 0 | 0 | 0 | 0 | 0 | 0 | 0 | 0 | 0 | 0 | 0 | 0 | 0 | 0 | 0 | 0 | 0 | 0 | 0 | 0 | 0 | 0 | 0 | 0 | 0 | 0 | 0 | 0 | 0 | 0 | 0 | 0
F4_Commercial_College_New_Miscellaneous_Natural Gas_Pool Heater_E10 | F4 | Commercial | College | New | Miscellaneous | Natural Gas | Pool Heater | E10 | RVT BC Ratio | 0 | 0 | 0 | 0 | 0 | 0 | 0 | 0 | 0 | 0 | 0 | 0 | 0 | 0 | 0 | 0 | 0 | 0 | 0 | 0 | 0 | 0 | 0 | 0 | 0 | 0 | 0 | 0 | 0 | 0 | 0 | 0 | 0
F5_Commercial_College_New_Miscellaneous_Natural Gas_Pool Heater_E1 | F5 | Commercial | College | New | Miscellaneous | Natural Gas | Pool Heater | E1 | RIM BC Ratio | bar: 2019 to 2051
F5_Commercial_College_New_Miscellaneous_Natural Gas_Pool Heater_E2 | F5 | Commercial | College | New | Miscellaneous | Natural Gas | Pool Heater | E2 | RIM BC Ratio | 0 | 0 | 0 | 0 | 0 | 0 | 0 | 0 | 0 | 0 | 0 | 0 | 0 | 0 | 0 | 0 | 0 | 0 | 0 | 0 | 0 | 0 | 0 | 0 | 0 | 0 | 0 | 0 | 0 | 0 | 0 | 0 | 0
F5_Commercial_College_New_Miscellaneous_Natural Gas_Pool Heater_E3 | F5 | Commercial | College | New | Miscellaneous | Natural Gas | Pool Heater | E3 | RIM BC Ratio | 0 | 0 | 0 | 0 | 0 | 0 | 0 | 0 | 0 | 0 | 0 | 0 | 0 | 0 | 0 | 0 | 0 | 0 | 0 | 0 | 0 | 0 | 0 | 0 | 0 | 0 | 0 | 0 | 0 | 0 | 0 | 0 | 0
F5_Commercial_College_New_Miscellaneous_Natural Gas_Pool Heater_E4 | F5 | Commercial | College | New | Miscellaneous | Natural Gas | Pool Heater | E4 | RIM BC Ratio | 0 | 0 | 0 | 0 | 0 | 0 | 0 | 0 | 0 | 0 | 0 | 0 | 0 | 0 | 0 | 0 | 0 | 0 | 0 | 0 | 0 | 0 | 0 | 0 | 0 | 0 | 0 | 0 | 0 | 0 | 0 | 0 | 0
F5_Commercial_College_New_Miscellaneous_Natural Gas_Pool Heater_E5 | F5 | Commercial | College | New | Miscellaneous | Natural Gas | Pool Heater | E5 | RIM BC Ratio | 0 | 0 | 0 | 0 | 0 | 0 | 0 | 0 | 0 | 0 | 0 | 0 | 0 | 0 | 0 | 0 | 0 | 0 | 0 | 0 | 0 | 0 | 0 | 0 | 0 | 0 | 0 | 0 | 0 | 0 | 0 | 0 | 0
F5_Commercial_College_New_Miscellaneous_Natural Gas_Pool Heater_E6 | F5 | Commercial | College | New | Miscellaneous | Natural Gas | Pool Heater | E6 | RIM BC Ratio | 0 | 0 | 0 | 0 | 0 | 0 | 0 | 0 | 0 | 0 | 0 | 0 | 0 | 0 | 0 | 0 | 0 | 0 | 0 | 0 | 0 | 0 | 0 | 0 | 0 | 0 | 0 | 0 | 0 | 0 | 0 | 0 | 0
F5_Commercial_College_New_Miscellaneous_Natural Gas_Pool Heater_E7 | F5 | Commercial | College | New | Miscellaneous | Natural Gas | Pool Heater | E7 | RIM BC Ratio | 0 | 0 | 0 | 0 | 0 | 0 | 0 | 0 | 0 | 0 | 0 | 0 | 0 | 0 | 0 | 0 | 0 | 0 | 0 | 0 | 0 | 0 | 0 | 0 | 0 | 0 | 0 | 0 | 0 | 0 | 0 | 0 | 0
F5_Commercial_College_New_Miscellaneous_Natural Gas_Pool Heater_E8 | F5 | Commercial | College | New | Miscellaneous | Natural Gas | Pool Heater | E8 | RIM BC Ratio | 0 | 0 | 0 | 0 | 0 | 0 | 0 | 0 | 0 | 0 | 0 | 0 | 0 | 0 | 0 | 0 | 0 | 0 | 0 | 0 | 0 | 0 | 0 | 0 | 0 | 0 | 0 | 0 | 0 | 0 | 0 | 0 | 0
F5_Commercial_College_New_Miscellaneous_Natural Gas_Pool Heater_E9 | F5 | Commercial | College | New | Miscellaneous | Natural Gas | Pool Heater | E9 | RIM BC Ratio | 0 | 0 | 0 | 0 | 0 | 0 | 0 | 0 | 0 | 0 | 0 | 0 | 0 | 0 | 0 | 0 | 0 | 0 | 0 | 0 | 0 | 0 | 0 | 0 | 0 | 0 | 0 | 0 | 0 | 0 | 0 | 0 | 0
F5_Commercial_College_New_Miscellaneous_Natural Gas_Pool Heater_E10 | F5 | Commercial | College | New | Miscellaneous | Natural Gas | Pool Heater | E10 | RIM BC Ratio | 0 | 0 | 0 | 0 | 0 | 0 | 0 | 0 | 0 | 0 | 0 | 0 | 0 | 0 | 0 | 0 | 0 | 0 | 0 | 0 | 0 | 0 | 0 | 0 | 0 | 0 | 0 | 0 | 0 | 0 | 0 | 0 | 0
F0_Commercial_College_New_Miscellaneous_Natural Gas_Miscellaneous_E0 | F0 | Commercial | College | New | Miscellaneous | Natural Gas | Miscellaneous | E0 | Economic Unit | Miscellaneous | Miscellaneous | Miscellaneous | Miscellaneous | Miscellaneous | Miscellaneous | Miscellaneous | Miscellaneous | Miscellaneous | Miscellaneous | Miscellaneous | Miscellaneous | Miscellaneous | Miscellaneous | Miscellaneous | Miscellaneous | Miscellaneous | Miscellaneous | Miscellaneous | Miscellaneous | Miscellaneous | Miscellaneous | Miscellaneous | Miscellaneous | Miscellaneous | Miscellaneous | Miscellaneous | Miscellaneous | Miscellaneous | Miscellaneous | Miscellaneous | Miscellaneous | Miscellaneous
F1_Commercial_College_New_Miscellaneous_Natural Gas_Miscellaneous_E1 | F1 | Commercial | College | New | Miscellaneous | Natural Gas | Miscellaneous | E1 | CCE | 0 | 0 | 0 | 0 | 0 | 0 | 0 | 0 | 0 | 0 | 0 | 0 | 0 | 0 | 0 | 0 | 0 | 0 | 0 | 0 | 0 | 0 | 0 | 0 | 0 | 0 | 0 | 0 | 0 | 0 | 0 | 0 | 0
F1_Commercial_College_New_Miscellaneous_Natural Gas_Miscellaneous_E2 | F1 | Commercial | College | New | Miscellaneous | Natural Gas | Miscellaneous | E2 | CCE | 0 | 0 | 0 | 0 | 0 | 0 | 0 | 0 | 0 | 0 | 0 | 0 | 0 | 0 | 0 | 0 | 0 | 0 | 0 | 0 | 0 | 0 | 0 | 0 | 0 | 0 | 0 | 0 | 0 | 0 | 0 | 0 | 0
F1_Commercial_College_New_Miscellaneous_Natural Gas_Miscellaneous_E3 | F1 | Commercial | College | New | Miscellaneous | Natural Gas | Miscellaneous | E3 | CCE | 0 | 0 | 0 | 0 | 0 | 0 | 0 | 0 | 0 | 0 | 0 | 0 | 0 | 0 | 0 | 0 | 0 | 0 | 0 | 0 | 0 | 0 | 0 | 0 | 0 | 0 | 0 | 0 | 0 | 0 | 0 | 0 | 0
F1_Commercial_College_New_Miscellaneous_Natural Gas_Miscellaneous_E4 | F1 | Commercial | College | New | Miscellaneous | Natural Gas | Miscellaneous | E4 | CCE | 0 | 0 | 0 | 0 | 0 | 0 | 0 | 0 | 0 | 0 | 0 | 0 | 0 | 0 | 0 | 0 | 0 | 0 | 0 | 0 | 0 | 0 | 0 | 0 | 0 | 0 | 0 | 0 | 0 | 0 | 0 | 0 | 0
F1_Commercial_College_New_Miscellaneous_Natural Gas_Miscellaneous_E5 | F1 | Commercial | College | New | Miscellaneous | Natural Gas | Miscellaneous | E5 | CCE | 0 | 0 | 0 | 0 | 0 | 0 | 0 | 0 | 0 | 0 | 0 | 0 | 0 | 0 | 0 | 0 | 0 | 0 | 0 | 0 | 0 | 0 | 0 | 0 | 0 | 0 | 0 | 0 | 0 | 0 | 0 | 0 | 0
F1_Commercial_College_New_Miscellaneous_Natural Gas_Miscellaneous_E6 | F1 | Commercial | College | New | Miscellaneous | Natural Gas | Miscellaneous | E6 | CCE | 0 | 0 | 0 | 0 | 0 | 0 | 0 | 0 | 0 | 0 | 0 | 0 | 0 | 0 | 0 | 0 | 0 | 0 | 0 | 0 | 0 | 0 | 0 | 0 | 0 | 0 | 0 | 0 | 0 | 0 | 0 | 0 | 0
F1_Commercial_College_New_Miscellaneous_Natural Gas_Miscellaneous_E7 | F1 | Commercial | College | New | Miscellaneous | Natural Gas | Miscellaneous | E7 | CCE | 0 | 0 | 0 | 0 | 0 | 0 | 0 | 0 | 0 | 0 | 0 | 0 | 0 | 0 | 0 | 0 | 0 | 0 | 0 | 0 | 0 | 0 | 0 | 0 | 0 | 0 | 0 | 0 | 0 | 0 | 0 | 0 | 0
F1_Commercial_College_New_Miscellaneous_Natural Gas_Miscellaneous_E8 | F1 | Commercial | College | New | Miscellaneous | Natural Gas | Miscellaneous | E8 | CCE | 0 | 0 | 0 | 0 | 0 | 0 | 0 | 0 | 0 | 0 | 0 | 0 | 0 | 0 | 0 | 0 | 0 | 0 | 0 | 0 | 0 | 0 | 0 | 0 | 0 | 0 | 0 | 0 | 0 | 0 | 0 | 0 | 0
F1_Commercial_College_New_Miscellaneous_Natural Gas_Miscellaneous_E9 | F1 | Commercial | College | New | Miscellaneous | Natural Gas | Miscellaneous | E9 | CCE | 0 | 0 | 0 | 0 | 0 | 0 | 0 | 0 | 0 | 0 | 0 | 0 | 0 | 0 | 0 | 0 | 0 | 0 | 0 | 0 | 0 | 0 | 0 | 0 | 0 | 0 | 0 | 0 | 0 | 0 | 0 | 0 | 0
F1_Commercial_College_New_Miscellaneous_Natural Gas_Miscellaneous_E10 | F1 | Commercial | College | New | Miscellaneous | Natural Gas | Miscellaneous | E10 | CCE | 0 | 0 | 0 | 0 | 0 | 0 | 0 | 0 | 0 | 0 | 0 | 0 | 0 | 0 | 0 | 0 | 0 | 0 | 0 | 0 | 0 | 0 | 0 | 0 | 0 | 0 | 0 | 0 | 0 | 0 | 0 | 0 | 0
F2_Commercial_College_New_Miscellaneous_Natural Gas_Miscellaneous_E1 | F2 | Commercial | College | New | Miscellaneous | Natural Gas | Miscellaneous | E1 | TRC BC Ratio | bar: 2019 to 2051
F2_Commercial_College_New_Miscellaneous_Natural Gas_Miscellaneous_E2 | F2 | Commercial | College | New | Miscellaneous | Natural Gas | Miscellaneous | E2 | TRC BC Ratio | 0 | 0 | 0 | 0 | 0 | 0 | 0 | 0 | 0 | 0 | 0 | 0 | 0 | 0 | 0 | 0 | 0 | 0 | 0 | 0 | 0 | 0 | 0 | 0 | 0 | 0 | 0 | 0 | 0 | 0 | 0 | 0 | 0
F2_Commercial_College_New_Miscellaneous_Natural Gas_Miscellaneous_E3 | F2 | Commercial | College | New | Miscellaneous | Natural Gas | Miscellaneous | E3 | TRC BC Ratio | 0 | 0 | 0 | 0 | 0 | 0 | 0 | 0 | 0 | 0 | 0 | 0 | 0 | 0 | 0 | 0 | 0 | 0 | 0 | 0 | 0 | 0 | 0 | 0 | 0 | 0 | 0 | 0 | 0 | 0 | 0 | 0 | 0
F2_Commercial_College_New_Miscellaneous_Natural Gas_Miscellaneous_E4 | F2 | Commercial | College | New | Miscellaneous | Natural Gas | Miscellaneous | E4 | TRC BC Ratio | 0 | 0 | 0 | 0 | 0 | 0 | 0 | 0 | 0 | 0 | 0 | 0 | 0 | 0 | 0 | 0 | 0 | 0 | 0 | 0 | 0 | 0 | 0 | 0 | 0 | 0 | 0 | 0 | 0 | 0 | 0 | 0 | 0
F2_Commercial_College_New_Miscellaneous_Natural Gas_Miscellaneous_E5 | F2 | Commercial | College | New | Miscellaneous | Natural Gas | Miscellaneous | E5 | TRC BC Ratio | 0 | 0 | 0 | 0 | 0 | 0 | 0 | 0 | 0 | 0 | 0 | 0 | 0 | 0 | 0 | 0 | 0 | 0 | 0 | 0 | 0 | 0 | 0 | 0 | 0 | 0 | 0 | 0 | 0 | 0 | 0 | 0 | 0
F2_Commercial_College_New_Miscellaneous_Natural Gas_Miscellaneous_E6 | F2 | Commercial | College | New | Miscellaneous | Natural Gas | Miscellaneous | E6 | TRC BC Ratio | 0 | 0 | 0 | 0 | 0 | 0 | 0 | 0 | 0 | 0 | 0 | 0 | 0 | 0 | 0 | 0 | 0 | 0 | 0 | 0 | 0 | 0 | 0 | 0 | 0 | 0 | 0 | 0 | 0 | 0 | 0 | 0 | 0
F2_Commercial_College_New_Miscellaneous_Natural Gas_Miscellaneous_E7 | F2 | Commercial | College | New | Miscellaneous | Natural Gas | Miscellaneous | E7 | TRC BC Ratio | 0 | 0 | 0 | 0 | 0 | 0 | 0 | 0 | 0 | 0 | 0 | 0 | 0 | 0 | 0 | 0 | 0 | 0 | 0 | 0 | 0 | 0 | 0 | 0 | 0 | 0 | 0 | 0 | 0 | 0 | 0 | 0 | 0
F2_Commercial_College_New_Miscellaneous_Natural Gas_Miscellaneous_E8 | F2 | Commercial | College | New | Miscellaneous | Natural Gas | Miscellaneous | E8 | TRC BC Ratio | 0 | 0 | 0 | 0 | 0 | 0 | 0 | 0 | 0 | 0 | 0 | 0 | 0 | 0 | 0 | 0 | 0 | 0 | 0 | 0 | 0 | 0 | 0 | 0 | 0 | 0 | 0 | 0 | 0 | 0 | 0 | 0 | 0
F2_Commercial_College_New_Miscellaneous_Natural Gas_Miscellaneous_E9 | F2 | Commercial | College | New | Miscellaneous | Natural Gas | Miscellaneous | E9 | TRC BC Ratio | 0 | 0 | 0 | 0 | 0 | 0 | 0 | 0 | 0 | 0 | 0 | 0 | 0 | 0 | 0 | 0 | 0 | 0 | 0 | 0 | 0 | 0 | 0 | 0 | 0 | 0 | 0 | 0 | 0 | 0 | 0 | 0 | 0
F2_Commercial_College_New_Miscellaneous_Natural Gas_Miscellaneous_E10 | F2 | Commercial | College | New | Miscellaneous | Natural Gas | Miscellaneous | E10 | TRC BC Ratio | 0 | 0 | 0 | 0 | 0 | 0 | 0 | 0 | 0 | 0 | 0 | 0 | 0 | 0 | 0 | 0 | 0 | 0 | 0 | 0 | 0 | 0 | 0 | 0 | 0 | 0 | 0 | 0 | 0 | 0 | 0 | 0 | 0
F3_Commercial_College_New_Miscellaneous_Natural Gas_Miscellaneous_E1 | F3 | Commercial | College | New | Miscellaneous | Natural Gas | Miscellaneous | E1 | PACT BC Ratio | bar: 2019 to 2051
F3_Commercial_College_New_Miscellaneous_Natural Gas_Miscellaneous_E2 | F3 | Commercial | College | New | Miscellaneous | Natural Gas | Miscellaneous | E2 | PACT BC Ratio | 0 | 0 | 0 | 0 | 0 | 0 | 0 | 0 | 0 | 0 | 0 | 0 | 0 | 0 | 0 | 0 | 0 | 0 | 0 | 0 | 0 | 0 | 0 | 0 | 0 | 0 | 0 | 0 | 0 | 0 | 0 | 0 | 0
F3_Commercial_College_New_Miscellaneous_Natural Gas_Miscellaneous_E3 | F3 | Commercial | College | New | Miscellaneous | Natural Gas | Miscellaneous | E3 | PACT BC Ratio | 0 | 0 | 0 | 0 | 0 | 0 | 0 | 0 | 0 | 0 | 0 | 0 | 0 | 0 | 0 | 0 | 0 | 0 | 0 | 0 | 0 | 0 | 0 | 0 | 0 | 0 | 0 | 0 | 0 | 0 | 0 | 0 | 0
F3_Commercial_College_New_Miscellaneous_Natural Gas_Miscellaneous_E4 | F3 | Commercial | College | New | Miscellaneous | Natural Gas | Miscellaneous | E4 | PACT BC Ratio | 0 | 0 | 0 | 0 | 0 | 0 | 0 | 0 | 0 | 0 | 0 | 0 | 0 | 0 | 0 | 0 | 0 | 0 | 0 | 0 | 0 | 0 | 0 | 0 | 0 | 0 | 0 | 0 | 0 | 0 | 0 | 0 | 0
F3_Commercial_College_New_Miscellaneous_Natural Gas_Miscellaneous_E5 | F3 | Commercial | College | New | Miscellaneous | Natural Gas | Miscellaneous | E5 | PACT BC Ratio | 0 | 0 | 0 | 0 | 0 | 0 | 0 | 0 | 0 | 0 | 0 | 0 | 0 | 0 | 0 | 0 | 0 | 0 | 0 | 0 | 0 | 0 | 0 | 0 | 0 | 0 | 0 | 0 | 0 | 0 | 0 | 0 | 0
F3_Commercial_College_New_Miscellaneous_Natural Gas_Miscellaneous_E6 | F3 | Commercial | College | New | Miscellaneous | Natural Gas | Miscellaneous | E6 | PACT BC Ratio | 0 | 0 | 0 | 0 | 0 | 0 | 0 | 0 | 0 | 0 | 0 | 0 | 0 | 0 | 0 | 0 | 0 | 0 | 0 | 0 | 0 | 0 | 0 | 0 | 0 | 0 | 0 | 0 | 0 | 0 | 0 | 0 | 0
F3_Commercial_College_New_Miscellaneous_Natural Gas_Miscellaneous_E7 | F3 | Commercial | College | New | Miscellaneous | Natural Gas | Miscellaneous | E7 | PACT BC Ratio | 0 | 0 | 0 | 0 | 0 | 0 | 0 | 0 | 0 | 0 | 0 | 0 | 0 | 0 | 0 | 0 | 0 | 0 | 0 | 0 | 0 | 0 | 0 | 0 | 0 | 0 | 0 | 0 | 0 | 0 | 0 | 0 | 0
F3_Commercial_College_New_Miscellaneous_Natural Gas_Miscellaneous_E8 | F3 | Commercial | College | New | Miscellaneous | Natural Gas | Miscellaneous | E8 | PACT BC Ratio | 0 | 0 | 0 | 0 | 0 | 0 | 0 | 0 | 0 | 0 | 0 | 0 | 0 | 0 | 0 | 0 | 0 | 0 | 0 | 0 | 0 | 0 | 0 | 0 | 0 | 0 | 0 | 0 | 0 | 0 | 0 | 0 | 0
F3_Commercial_College_New_Miscellaneous_Natural Gas_Miscellaneous_E9 | F3 | Commercial | College | New | Miscellaneous | Natural Gas | Miscellaneous | E9 | PACT BC Ratio | 0 | 0 | 0 | 0 | 0 | 0 | 0 | 0 | 0 | 0 | 0 | 0 | 0 | 0 | 0 | 0 | 0 | 0 | 0 | 0 | 0 | 0 | 0 | 0 | 0 | 0 | 0 | 0 | 0 | 0 | 0 | 0 | 0
F3_Commercial_College_New_Miscellaneous_Natural Gas_Miscellaneous_E10 | F3 | Commercial | College | New | Miscellaneous | Natural Gas | Miscellaneous | E10 | PACT BC Ratio | 0 | 0 | 0 | 0 | 0 | 0 | 0 | 0 | 0 | 0 | 0 | 0 | 0 | 0 | 0 | 0 | 0 | 0 | 0 | 0 | 0 | 0 | 0 | 0 | 0 | 0 | 0 | 0 | 0 | 0 | 0 | 0 | 0
F4_Commercial_College_New_Miscellaneous_Natural Gas_Miscellaneous_E1 | F4 | Commercial | College | New | Miscellaneous | Natural Gas | Miscellaneous | E1 | RVT BC Ratio | bar: 2019 to 2051
F4_Commercial_College_New_Miscellaneous_Natural Gas_Miscellaneous_E2 | F4 | Commercial | College | New | Miscellaneous | Natural Gas | Miscellaneous | E2 | RVT BC Ratio | 0 | 0 | 0 | 0 | 0 | 0 | 0 | 0 | 0 | 0 | 0 | 0 | 0 | 0 | 0 | 0 | 0 | 0 | 0 | 0 | 0 | 0 | 0 | 0 | 0 | 0 | 0 | 0 | 0 | 0 | 0 | 0 | 0
F4_Commercial_College_New_Miscellaneous_Natural Gas_Miscellaneous_E3 | F4 | Commercial | College | New | Miscellaneous | Natural Gas | Miscellaneous | E3 | RVT BC Ratio | 0 | 0 | 0 | 0 | 0 | 0 | 0 | 0 | 0 | 0 | 0 | 0 | 0 | 0 | 0 | 0 | 0 | 0 | 0 | 0 | 0 | 0 | 0 | 0 | 0 | 0 | 0 | 0 | 0 | 0 | 0 | 0 | 0
F4_Commercial_College_New_Miscellaneous_Natural Gas_Miscellaneous_E4 | F4 | Commercial | College | New | Miscellaneous | Natural Gas | Miscellaneous | E4 | RVT BC Ratio | 0 | 0 | 0 | 0 | 0 | 0 | 0 | 0 | 0 | 0 | 0 | 0 | 0 | 0 | 0 | 0 | 0 | 0 | 0 | 0 | 0 | 0 | 0 | 0 | 0 | 0 | 0 | 0 | 0 | 0 | 0 | 0 | 0
F4_Commercial_College_New_Miscellaneous_Natural Gas_Miscellaneous_E5 | F4 | Commercial | College | New | Miscellaneous | Natural Gas | Miscellaneous | E5 | RVT BC Ratio | 0 | 0 | 0 | 0 | 0 | 0 | 0 | 0 | 0 | 0 | 0 | 0 | 0 | 0 | 0 | 0 | 0 | 0 | 0 | 0 | 0 | 0 | 0 | 0 | 0 | 0 | 0 | 0 | 0 | 0 | 0 | 0 | 0
F4_Commercial_College_New_Miscellaneous_Natural Gas_Miscellaneous_E6 | F4 | Commercial | College | New | Miscellaneous | Natural Gas | Miscellaneous | E6 | RVT BC Ratio | 0 | 0 | 0 | 0 | 0 | 0 | 0 | 0 | 0 | 0 | 0 | 0 | 0 | 0 | 0 | 0 | 0 | 0 | 0 | 0 | 0 | 0 | 0 | 0 | 0 | 0 | 0 | 0 | 0 | 0 | 0 | 0 | 0
F4_Commercial_College_New_Miscellaneous_Natural Gas_Miscellaneous_E7 | F4 | Commercial | College | New | Miscellaneous | Natural Gas | Miscellaneous | E7 | RVT BC Ratio | 0 | 0 | 0 | 0 | 0 | 0 | 0 | 0 | 0 | 0 | 0 | 0 | 0 | 0 | 0 | 0 | 0 | 0 | 0 | 0 | 0 | 0 | 0 | 0 | 0 | 0 | 0 | 0 | 0 | 0 | 0 | 0 | 0
F4_Commercial_College_New_Miscellaneous_Natural Gas_Miscellaneous_E8 | F4 | Commercial | College | New | Miscellaneous | Natural Gas | Miscellaneous | E8 | RVT BC Ratio | 0 | 0 | 0 | 0 | 0 | 0 | 0 | 0 | 0 | 0 | 0 | 0 | 0 | 0 | 0 | 0 | 0 | 0 | 0 | 0 | 0 | 0 | 0 | 0 | 0 | 0 | 0 | 0 | 0 | 0 | 0 | 0 | 0
F4_Commercial_College_New_Miscellaneous_Natural Gas_Miscellaneous_E9 | F4 | Commercial | College | New | Miscellaneous | Natural Gas | Miscellaneous | E9 | RVT BC Ratio | 0 | 0 | 0 | 0 | 0 | 0 | 0 | 0 | 0 | 0 | 0 | 0 | 0 | 0 | 0 | 0 | 0 | 0 | 0 | 0 | 0 | 0 | 0 | 0 | 0 | 0 | 0 | 0 | 0 | 0 | 0 | 0 | 0
F4_Commercial_College_New_Miscellaneous_Natural Gas_Miscellaneous_E10 | F4 | Commercial | College | New | Miscellaneous | Natural Gas | Miscellaneous | E10 | RVT BC Ratio | 0 | 0 | 0 | 0 | 0 | 0 | 0 | 0 | 0 | 0 | 0 | 0 | 0 | 0 | 0 | 0 | 0 | 0 | 0 | 0 | 0 | 0 | 0 | 0 | 0 | 0 | 0 | 0 | 0 | 0 | 0 | 0 | 0
F5_Commercial_College_New_Miscellaneous_Natural Gas_Miscellaneous_E1 | F5 | Commercial | College | New | Miscellaneous | Natural Gas | Miscellaneous | E1 | RIM BC Ratio | bar: 2019 to 2051
F5_Commercial_College_New_Miscellaneous_Natural Gas_Miscellaneous_E2 | F5 | Commercial | College | New | Miscellaneous | Natural Gas | Miscellaneous | E2 | RIM BC Ratio | 0 | 0 | 0 | 0 | 0 | 0 | 0 | 0 | 0 | 0 | 0 | 0 | 0 | 0 | 0 | 0 | 0 | 0 | 0 | 0 | 0 | 0 | 0 | 0 | 0 | 0 | 0 | 0 | 0 | 0 | 0 | 0 | 0
F5_Commercial_College_New_Miscellaneous_Natural Gas_Miscellaneous_E3 | F5 | Commercial | College | New | Miscellaneous | Natural Gas | Miscellaneous | E3 | RIM BC Ratio | 0 | 0 | 0 | 0 | 0 | 0 | 0 | 0 | 0 | 0 | 0 | 0 | 0 | 0 | 0 | 0 | 0 | 0 | 0 | 0 | 0 | 0 | 0 | 0 | 0 | 0 | 0 | 0 | 0 | 0 | 0 | 0 | 0
F5_Commercial_College_New_Miscellaneous_Natural Gas_Miscellaneous_E4 | F5 | Commercial | College | New | Miscellaneous | Natural Gas | Miscellaneous | E4 | RIM BC Ratio | 0 | 0 | 0 | 0 | 0 | 0 | 0 | 0 | 0 | 0 | 0 | 0 | 0 | 0 | 0 | 0 | 0 | 0 | 0 | 0 | 0 | 0 | 0 | 0 | 0 | 0 | 0 | 0 | 0 | 0 | 0 | 0 | 0
F5_Commercial_College_New_Miscellaneous_Natural Gas_Miscellaneous_E5 | F5 | Commercial | College | New | Miscellaneous | Natural Gas | Miscellaneous | E5 | RIM BC Ratio | 0 | 0 | 0 | 0 | 0 | 0 | 0 | 0 | 0 | 0 | 0 | 0 | 0 | 0 | 0 | 0 | 0 | 0 | 0 | 0 | 0 | 0 | 0 | 0 | 0 | 0 | 0 | 0 | 0 | 0 | 0 | 0 | 0
F5_Commercial_College_New_Miscellaneous_Natural Gas_Miscellaneous_E6 | F5 | Commercial | College | New | Miscellaneous | Natural Gas | Miscellaneous | E6 | RIM BC Ratio | 0 | 0 | 0 | 0 | 0 | 0 | 0 | 0 | 0 | 0 | 0 | 0 | 0 | 0 | 0 | 0 | 0 | 0 | 0 | 0 | 0 | 0 | 0 | 0 | 0 | 0 | 0 | 0 | 0 | 0 | 0 | 0 | 0
F5_Commercial_College_New_Miscellaneous_Natural Gas_Miscellaneous_E7 | F5 | Commercial | College | New | Miscellaneous | Natural Gas | Miscellaneous | E7 | RIM BC Ratio | 0 | 0 | 0 | 0 | 0 | 0 | 0 | 0 | 0 | 0 | 0 | 0 | 0 | 0 | 0 | 0 | 0 | 0 | 0 | 0 | 0 | 0 | 0 | 0 | 0 | 0 | 0 | 0 | 0 | 0 | 0 | 0 | 0
F5_Commercial_College_New_Miscellaneous_Natural Gas_Miscellaneous_E8 | F5 | Commercial | College | New | Miscellaneous | Natural Gas | Miscellaneous | E8 | RIM BC Ratio | 0 | 0 | 0 | 0 | 0 | 0 | 0 | 0 | 0 | 0 | 0 | 0 | 0 | 0 | 0 | 0 | 0 | 0 | 0 | 0 | 0 | 0 | 0 | 0 | 0 | 0 | 0 | 0 | 0 | 0 | 0 | 0 | 0
F5_Commercial_College_New_Miscellaneous_Natural Gas_Miscellaneous_E9 | F5 | Commercial | College | New | Miscellaneous | Natural Gas | Miscellaneous | E9 | RIM BC Ratio | 0 | 0 | 0 | 0 | 0 | 0 | 0 | 0 | 0 | 0 | 0 | 0 | 0 | 0 | 0 | 0 | 0 | 0 | 0 | 0 | 0 | 0 | 0 | 0 | 0 | 0 | 0 | 0 | 0 | 0 | 0 | 0 | 0
F5_Commercial_College_New_Miscellaneous_Natural Gas_Miscellaneous_E10 | F5 | Commercial | College | New | Miscellaneous | Natural Gas | Miscellaneous | E10 | RIM BC Ratio | 0 | 0 | 0 | 0 | 0 | 0 | 0 | 0 | 0 | 0 | 0 | 0 | 0 | 0 | 0 | 0 | 0 | 0 | 0 | 0 | 0 | 0 | 0 | 0 | 0 | 0 | 0 | 0 | 0 | 0 | 0 | 0 | 0
F0_Commercial_Hospital_Existing_Space Heating_Natural Gas_Furnace_E0 | F0 | Commercial | Hospital | Existing | Space Heating | Natural Gas | Furnace | E0 | Economic Unit | AFUE 96% | AFUE 96% | AFUE 96% | AFUE 96% | AFUE 96% | AFUE 96% | AFUE 96% | AFUE 96% | AFUE 96% | AFUE 96% | AFUE 96% | AFUE 96% | AFUE 96% | AFUE 96% | AFUE 96% | AFUE 96% | AFUE 96% | AFUE 96% | AFUE 96% | AFUE 96% | AFUE 96% | AFUE 96% | AFUE 96% | AFUE 96% | AFUE 96% | AFUE 96% | AFUE 96% | AFUE 96% | AFUE 96% | AFUE 96% | AFUE 96% | AFUE 96% | AFUE 96%
F1_Commercial_Hospital_Existing_Space Heating_Natural Gas_Furnace_E1 | F1 | Commercial | Hospital | Existing | Space Heating | Natural Gas | Furnace | E1 | CCE | 0 | 0 | 0 | 0 | 0 | 0 | 0 | 0 | 0 | 0 | 0 | 0 | 0 | 0 | 0 | 0 | 0 | 0 | 0 | 0 | 0 | 0 | 0 | 0 | 0 | 0 | 0 | 0 | 0 | 0 | 0 | 0 | 0
F1_Commercial_Hospital_Existing_Space Heating_Natural Gas_Furnace_E2 | F1 | Commercial | Hospital | Existing | Space Heating | Natural Gas | Furnace | E2 | CCE | 0.64991 | 0.64991 | 0.65337 | 0.65686 | 0.6604 | 0.66396 | 0.66758 | 0.67123 | 0.67492 | 0.67864 | 0.68242 | 0.68623 | 0.69009 | 0.69398 | 0.69793 | 0.70192 | 0.70595 | 0.71003 | 0.71416 | 0.71834 | 0.72257 | 0.72683 | 0.73116 | 0.73554 | 0.73997 | 0.74444 | 0.74899 | 0.75358 | 0.75823 | 0.76293 | 0.7677 | 0.77253 | 0.77253
F1_Commercial_Hospital_Existing_Space Heating_Natural Gas_Furnace_E3 | F1 | Commercial | Hospital | Existing | Space Heating | Natural Gas | Furnace | E3 | CCE | 0.86641 | 0.86641 | 0.87102 | 0.87568 | 0.88039 | 0.88515 | 0.88996 | 0.89483 | 0.89975 | 0.90472 | 0.90975 | 0.91483 | 0.91997 | 0.92517 | 0.93043 | 0.93575 | 0.94113 | 0.94656 | 0.95207 | 0.95764 | 0.96327 | 0.96896 | 0.97473 | 0.98057 | 0.98647 | 0.99243 | 0.99849 | 1.0046 | 1.0108 | 1.0171 | 1.0234 | 1.0299 | 1.0299
F1_Commercial_Hospital_Existing_Space Heating_Natural Gas_Furnace_E4 | F1 | Commercial | Hospital | Existing | Space Heating | Natural Gas | Furnace | E4 | CCE | 23.6857 | 23.6857 | 23.8119 | 23.9392 | 24.068 | 24.198 | 24.3297 | 24.4627 | 24.5971 | 24.733 | 24.8705 | 25.0095 | 25.1501 | 25.2921 | 25.4359 | 25.5813 | 25.7283 | 25.8769 | 26.0275 | 26.1798 | 26.3338 | 26.4892 | 26.6471 | 26.8066 | 26.968 | 27.131 | 27.2967 | 27.464 | 27.6334 | 27.8048 | 27.9787 | 28.1547 | 28.1547
F1_Commercial_Hospital_Existing_Space Heating_Natural Gas_Furnace_E5 | F1 | Commercial | Hospital | Existing | Space Heating | Natural Gas | Furnace | E5 | CCE | 0 | 0 | 0 | 0 | 0 | 0 | 0 | 0 | 0 | 0 | 0 | 0 | 0 | 0 | 0 | 0 | 0 | 0 | 0 | 0 | 0 | 0 | 0 | 0 | 0 | 0 | 0 | 0 | 0 | 0 | 0 | 0 | 0
F1_Commercial_Hospital_Existing_Space Heating_Natural Gas_Furnace_E6 | F1 | Commercial | Hospital | Existing | Space Heating | Natural Gas | Furnace | E6 | CCE | 0 | 0 | 0 | 0 | 0 | 0 | 0 | 0 | 0 | 0 | 0 | 0 | 0 | 0 | 0 | 0 | 0 | 0 | 0 | 0 | 0 | 0 | 0 | 0 | 0 | 0 | 0 | 0 | 0 | 0 | 0 | 0 | 0
F1_Commercial_Hospital_Existing_Space Heating_Natural Gas_Furnace_E7 | F1 | Commercial | Hospital | Existing | Space Heating | Natural Gas | Furnace | E7 | CCE | 0 | 0 | 0 | 0 | 0 | 0 | 0 | 0 | 0 | 0 | 0 | 0 | 0 | 0 | 0 | 0 | 0 | 0 | 0 | 0 | 0 | 0 | 0 | 0 | 0 | 0 | 0 | 0 | 0 | 0 | 0 | 0 | 0
F1_Commercial_Hospital_Existing_Space Heating_Natural Gas_Furnace_E8 | F1 | Commercial | Hospital | Existing | Space Heating | Natural Gas | Furnace | E8 | CCE | 0 | 0 | 0 | 0 | 0 | 0 | 0 | 0 | 0 | 0 | 0 | 0 | 0 | 0 | 0 | 0 | 0 | 0 | 0 | 0 | 0 | 0 | 0 | 0 | 0 | 0 | 0 | 0 | 0 | 0 | 0 | 0 | 0
F1_Commercial_Hospital_Existing_Space Heating_Natural Gas_Furnace_E9 | F1 | Commercial | Hospital | Existing | Space Heating | Natural Gas | Furnace | E9 | CCE | 0 | 0 | 0 | 0 | 0 | 0 | 0 | 0 | 0 | 0 | 0 | 0 | 0 | 0 | 0 | 0 | 0 | 0 | 0 | 0 | 0 | 0 | 0 | 0 | 0 | 0 | 0 | 0 | 0 | 0 | 0 | 0 | 0
F1_Commercial_Hospital_Existing_Space Heating_Natural Gas_Furnace_E10 | F1 | Commercial | Hospital | Existing | Space Heating | Natural Gas | Furnace | E10 | CCE | 0 | 0 | 0 | 0 | 0 | 0 | 0 | 0 | 0 | 0 | 0 | 0 | 0 | 0 | 0 | 0 | 0 | 0 | 0 | 0 | 0 | 0 | 0 | 0 | 0 | 0 | 0 | 0 | 0 | 0 | 0 | 0 | 0
F2_Commercial_Hospital_Existing_Space Heating_Natural Gas_Furnace_E1 | F2 | Commercial | Hospital | Existing | Space Heating | Natural Gas | Furnace | E1 | TRC BC Ratio | bar: 2019 to 2051
F2_Commercial_Hospital_Existing_Space Heating_Natural Gas_Furnace_E2 | F2 | Commercial | Hospital | Existing | Space Heating | Natural Gas | Furnace | E2 | TRC BC Ratio | 2.7559 | 2.7584 | 2.761 | 2.765 | 2.7707 | 2.7794 | 2.7855 | 2.7902 | 2.7954 | 2.8002 | 2.8035 | 2.8056 | 2.8074 | 2.8091 | 2.8112 | 2.8121 | 2.8136 | 2.8165 | 2.8196 | 2.8232 | 2.8274 | 2.8309 | 2.8337 | 2.8358 | 2.8372 | 2.8376 | 2.8368 | 2.8353 | 2.8341 | 2.8335 | 2.834 | 2.8341 | 2.8341
F2_Commercial_Hospital_Existing_Space Heating_Natural Gas_Furnace_E3 | F2 | Commercial | Hospital | Existing | Space Heating | Natural Gas | Furnace | E3 | TRC BC Ratio | 2.0673 | 2.0691 | 2.0711 | 2.0741 | 2.0784 | 2.0849 | 2.0894 | 2.093 | 2.0969 | 2.1005 | 2.103 | 2.1045 | 2.1059 | 2.1071 | 2.1088 | 2.1094 | 2.1106 | 2.1127 | 2.115 | 2.1177 | 2.1209 | 2.1235 | 2.1256 | 2.1272 | 2.1282 | 2.1285 | 2.128 | 2.1268 | 2.1259 | 2.1255 | 2.1258 | 2.1259 | 2.1259
F2_Commercial_Hospital_Existing_Space Heating_Natural Gas_Furnace_E4 | F2 | Commercial | Hospital | Existing | Space Heating | Natural Gas | Furnace | E4 | TRC BC Ratio | 0.076492 | 0.076562 | 0.076642 | 0.076748 | 0.076886 | 0.07707 | 0.077221 | 0.077352 | 0.077484 | 0.077602 | 0.077689 | 0.077743 | 0.077781 | 0.077805 | 0.077831 | 0.077835 | 0.077845 | 0.077877 | 0.077916 | 0.077966 | 0.078027 | 0.078077 | 0.078115 | 0.078145 | 0.078164 | 0.07817 | 0.078159 | 0.078138 | 0.078121 | 0.078113 | 0.078119 | 0.078121 | 0.078121
F2_Commercial_Hospital_Existing_Space Heating_Natural Gas_Furnace_E5 | F2 | Commercial | Hospital | Existing | Space Heating | Natural Gas | Furnace | E5 | TRC BC Ratio | 0 | 0 | 0 | 0 | 0 | 0 | 0 | 0 | 0 | 0 | 0 | 0 | 0 | 0 | 0 | 0 | 0 | 0 | 0 | 0 | 0 | 0 | 0 | 0 | 0 | 0 | 0 | 0 | 0 | 0 | 0 | 0 | 0
F2_Commercial_Hospital_Existing_Space Heating_Natural Gas_Furnace_E6 | F2 | Commercial | Hospital | Existing | Space Heating | Natural Gas | Furnace | E6 | TRC BC Ratio | 0 | 0 | 0 | 0 | 0 | 0 | 0 | 0 | 0 | 0 | 0 | 0 | 0 | 0 | 0 | 0 | 0 | 0 | 0 | 0 | 0 | 0 | 0 | 0 | 0 | 0 | 0 | 0 | 0 | 0 | 0 | 0 | 0
F2_Commercial_Hospital_Existing_Space Heating_Natural Gas_Furnace_E7 | F2 | Commercial | Hospital | Existing | Space Heating | Natural Gas | Furnace | E7 | TRC BC Ratio | 0 | 0 | 0 | 0 | 0 | 0 | 0 | 0 | 0 | 0 | 0 | 0 | 0 | 0 | 0 | 0 | 0 | 0 | 0 | 0 | 0 | 0 | 0 | 0 | 0 | 0 | 0 | 0 | 0 | 0 | 0 | 0 | 0
F2_Commercial_Hospital_Existing_Space Heating_Natural Gas_Furnace_E8 | F2 | Commercial | Hospital | Existing | Space Heating | Natural Gas | Furnace | E8 | TRC BC Ratio | 0 | 0 | 0 | 0 | 0 | 0 | 0 | 0 | 0 | 0 | 0 | 0 | 0 | 0 | 0 | 0 | 0 | 0 | 0 | 0 | 0 | 0 | 0 | 0 | 0 | 0 | 0 | 0 | 0 | 0 | 0 | 0 | 0
F2_Commercial_Hospital_Existing_Space Heating_Natural Gas_Furnace_E9 | F2 | Commercial | Hospital | Existing | Space Heating | Natural Gas | Furnace | E9 | TRC BC Ratio | 0 | 0 | 0 | 0 | 0 | 0 | 0 | 0 | 0 | 0 | 0 | 0 | 0 | 0 | 0 | 0 | 0 | 0 | 0 | 0 | 0 | 0 | 0 | 0 | 0 | 0 | 0 | 0 | 0 | 0 | 0 | 0 | 0
F2_Commercial_Hospital_Existing_Space Heating_Natural Gas_Furnace_E10 | F2 | Commercial | Hospital | Existing | Space Heating | Natural Gas | Furnace | E10 | TRC BC Ratio | 0 | 0 | 0 | 0 | 0 | 0 | 0 | 0 | 0 | 0 | 0 | 0 | 0 | 0 | 0 | 0 | 0 | 0 | 0 | 0 | 0 | 0 | 0 | 0 | 0 | 0 | 0 | 0 | 0 | 0 | 0 | 0 | 0
F3_Commercial_Hospital_Existing_Space Heating_Natural Gas_Furnace_E1 | F3 | Commercial | Hospital | Existing | Space Heating | Natural Gas | Furnace | E1 | PACT BC Ratio | bar: 2019 to 2051
F3_Commercial_Hospital_Existing_Space Heating_Natural Gas_Furnace_E2 | F3 | Commercial | Hospital | Existing | Space Heating | Natural Gas | Furnace | E2 | PACT BC Ratio | 3.6745 | 3.6778 | 3.6814 | 3.6867 | 3.6943 | 3.7059 | 3.714 | 3.7202 | 3.7272 | 3.7336 | 3.7381 | 3.7408 | 3.7432 | 3.7454 | 3.7483 | 3.7495 | 3.7515 | 3.7554 | 3.7595 | 3.7642 | 3.7699 | 3.7746 | 3.7783 | 3.7811 | 3.7829 | 3.7835 | 3.7825 | 3.7804 | 3.7788 | 3.7781 | 3.7786 | 3.7788 | 3.7788
F3_Commercial_Hospital_Existing_Space Heating_Natural Gas_Furnace_E3 | F3 | Commercial | Hospital | Existing | Space Heating | Natural Gas | Furnace | E3 | PACT BC Ratio | 2.7563 | 2.7588 | 2.7615 | 2.7655 | 2.7712 | 2.7798 | 2.7859 | 2.7906 | 2.7958 | 2.8007 | 2.804 | 2.806 | 2.8079 | 2.8095 | 2.8117 | 2.8125 | 2.8141 | 2.817 | 2.82 | 2.8236 | 2.8278 | 2.8314 | 2.8341 | 2.8362 | 2.8376 | 2.838 | 2.8373 | 2.8358 | 2.8346 | 2.834 | 2.8344 | 2.8346 | 2.8346
F3_Commercial_Hospital_Existing_Space Heating_Natural Gas_Furnace_E4 | F3 | Commercial | Hospital | Existing | Space Heating | Natural Gas | Furnace | E4 | PACT BC Ratio | 0.10199 | 0.10208 | 0.10219 | 0.10233 | 0.10252 | 0.10276 | 0.10296 | 0.10314 | 0.10331 | 0.10347 | 0.10359 | 0.10366 | 0.10371 | 0.10374 | 0.10378 | 0.10378 | 0.10379 | 0.10384 | 0.10389 | 0.10395 | 0.10404 | 0.1041 | 0.10415 | 0.10419 | 0.10422 | 0.10423 | 0.10421 | 0.10418 | 0.10416 | 0.10415 | 0.10416 | 0.10416 | 0.10416
F3_Commercial_Hospital_Existing_Space Heating_Natural Gas_Furnace_E5 | F3 | Commercial | Hospital | Existing | Space Heating | Natural Gas | Furnace | E5 | PACT BC Ratio | 0 | 0 | 0 | 0 | 0 | 0 | 0 | 0 | 0 | 0 | 0 | 0 | 0 | 0 | 0 | 0 | 0 | 0 | 0 | 0 | 0 | 0 | 0 | 0 | 0 | 0 | 0 | 0 | 0 | 0 | 0 | 0 | 0
F3_Commercial_Hospital_Existing_Space Heating_Natural Gas_Furnace_E6 | F3 | Commercial | Hospital | Existing | Space Heating | Natural Gas | Furnace | E6 | PACT BC Ratio | 0 | 0 | 0 | 0 | 0 | 0 | 0 | 0 | 0 | 0 | 0 | 0 | 0 | 0 | 0 | 0 | 0 | 0 | 0 | 0 | 0 | 0 | 0 | 0 | 0 | 0 | 0 | 0 | 0 | 0 | 0 | 0 | 0
F3_Commercial_Hospital_Existing_Space Heating_Natural Gas_Furnace_E7 | F3 | Commercial | Hospital | Existing | Space Heating | Natural Gas | Furnace | E7 | PACT BC Ratio | 0 | 0 | 0 | 0 | 0 | 0 | 0 | 0 | 0 | 0 | 0 | 0 | 0 | 0 | 0 | 0 | 0 | 0 | 0 | 0 | 0 | 0 | 0 | 0 | 0 | 0 | 0 | 0 | 0 | 0 | 0 | 0 | 0
F3_Commercial_Hospital_Existing_Space Heating_Natural Gas_Furnace_E8 | F3 | Commercial | Hospital | Existing | Space Heating | Natural Gas | Furnace | E8 | PACT BC Ratio | 0 | 0 | 0 | 0 | 0 | 0 | 0 | 0 | 0 | 0 | 0 | 0 | 0 | 0 | 0 | 0 | 0 | 0 | 0 | 0 | 0 | 0 | 0 | 0 | 0 | 0 | 0 | 0 | 0 | 0 | 0 | 0 | 0
F3_Commercial_Hospital_Existing_Space Heating_Natural Gas_Furnace_E9 | F3 | Commercial | Hospital | Existing | Space Heating | Natural Gas | Furnace | E9 | PACT BC Ratio | 0 | 0 | 0 | 0 | 0 | 0 | 0 | 0 | 0 | 0 | 0 | 0 | 0 | 0 | 0 | 0 | 0 | 0 | 0 | 0 | 0 | 0 | 0 | 0 | 0 | 0 | 0 | 0 | 0 | 0 | 0 | 0 | 0
F3_Commercial_Hospital_Existing_Space Heating_Natural Gas_Furnace_E10 | F3 | Commercial | Hospital | Existing | Space Heating | Natural Gas | Furnace | E10 | PACT BC Ratio | 0 | 0 | 0 | 0 | 0 | 0 | 0 | 0 | 0 | 0 | 0 | 0 | 0 | 0 | 0 | 0 | 0 | 0 | 0 | 0 | 0 | 0 | 0 | 0 | 0 | 0 | 0 | 0 | 0 | 0 | 0 | 0 | 0
F4_Commercial_Hospital_Existing_Space Heating_Natural Gas_Furnace_E1 | F4 | Commercial | Hospital | Existing | Space Heating | Natural Gas | Furnace | E1 | RVT BC Ratio | bar: 2019 to 2051
F4_Commercial_Hospital_Existing_Space Heating_Natural Gas_Furnace_E2 | F4 | Commercial | Hospital | Existing | Space Heating | Natural Gas | Furnace | E2 | RVT BC Ratio | 4.6621 | 4.6656 | 4.6695 | 4.6752 | 4.6834 | 4.6959 | 4.7046 | 4.7114 | 4.7189 | 4.7258 | 4.7306 | 4.7335 | 4.7362 | 4.7385 | 4.7417 | 4.7429 | 4.7451 | 4.7493 | 4.7537 | 4.7588 | 4.7649 | 4.77 | 4.774 | 4.777 | 4.779 | 4.7795 | 4.7785 | 4.7763 | 4.7746 | 4.7737 | 4.7743 | 4.7746 | 4.7746
F4_Commercial_Hospital_Existing_Space Heating_Natural Gas_Furnace_E3 | F4 | Commercial | Hospital | Existing | Space Heating | Natural Gas | Furnace | E3 | RVT BC Ratio | 3.672 | 3.6747 | 3.6776 | 3.6819 | 3.688 | 3.6974 | 3.7039 | 3.709 | 3.7146 | 3.7198 | 3.7234 | 3.7256 | 3.7276 | 3.7294 | 3.7317 | 3.7327 | 3.7343 | 3.7374 | 3.7407 | 3.7446 | 3.7491 | 3.753 | 3.7559 | 3.7582 | 3.7597 | 3.7601 | 3.7593 | 3.7577 | 3.7564 | 3.7558 | 3.7562 | 3.7564 | 3.7564
F4_Commercial_Hospital_Existing_Space Heating_Natural Gas_Furnace_E4 | F4 | Commercial | Hospital | Existing | Space Heating | Natural Gas | Furnace | E4 | RVT BC Ratio | 0.80997 | 0.81007 | 0.81019 | 0.81034 | 0.81054 | 0.8108 | 0.81102 | 0.81121 | 0.8114 | 0.81157 | 0.81169 | 0.81177 | 0.81182 | 0.81186 | 0.8119 | 0.8119 | 0.81192 | 0.81196 | 0.81202 | 0.81209 | 0.81218 | 0.81225 | 0.8123 | 0.81235 | 0.81237 | 0.81238 | 0.81237 | 0.81234 | 0.81231 | 0.8123 | 0.81231 | 0.81231 | 0.81231
F4_Commercial_Hospital_Existing_Space Heating_Natural Gas_Furnace_E5 | F4 | Commercial | Hospital | Existing | Space Heating | Natural Gas | Furnace | E5 | RVT BC Ratio | 0 | 0 | 0 | 0 | 0 | 0 | 0 | 0 | 0 | 0 | 0 | 0 | 0 | 0 | 0 | 0 | 0 | 0 | 0 | 0 | 0 | 0 | 0 | 0 | 0 | 0 | 0 | 0 | 0 | 0 | 0 | 0 | 0
F4_Commercial_Hospital_Existing_Space Heating_Natural Gas_Furnace_E6 | F4 | Commercial | Hospital | Existing | Space Heating | Natural Gas | Furnace | E6 | RVT BC Ratio | 0 | 0 | 0 | 0 | 0 | 0 | 0 | 0 | 0 | 0 | 0 | 0 | 0 | 0 | 0 | 0 | 0 | 0 | 0 | 0 | 0 | 0 | 0 | 0 | 0 | 0 | 0 | 0 | 0 | 0 | 0 | 0 | 0
F4_Commercial_Hospital_Existing_Space Heating_Natural Gas_Furnace_E7 | F4 | Commercial | Hospital | Existing | Space Heating | Natural Gas | Furnace | E7 | RVT BC Ratio | 0 | 0 | 0 | 0 | 0 | 0 | 0 | 0 | 0 | 0 | 0 | 0 | 0 | 0 | 0 | 0 | 0 | 0 | 0 | 0 | 0 | 0 | 0 | 0 | 0 | 0 | 0 | 0 | 0 | 0 | 0 | 0 | 0
F4_Commercial_Hospital_Existing_Space Heating_Natural Gas_Furnace_E8 | F4 | Commercial | Hospital | Existing | Space Heating | Natural Gas | Furnace | E8 | RVT BC Ratio | 0 | 0 | 0 | 0 | 0 | 0 | 0 | 0 | 0 | 0 | 0 | 0 | 0 | 0 | 0 | 0 | 0 | 0 | 0 | 0 | 0 | 0 | 0 | 0 | 0 | 0 | 0 | 0 | 0 | 0 | 0 | 0 | 0
F4_Commercial_Hospital_Existing_Space Heating_Natural Gas_Furnace_E9 | F4 | Commercial | Hospital | Existing | Space Heating | Natural Gas | Furnace | E9 | RVT BC Ratio | 0 | 0 | 0 | 0 | 0 | 0 | 0 | 0 | 0 | 0 | 0 | 0 | 0 | 0 | 0 | 0 | 0 | 0 | 0 | 0 | 0 | 0 | 0 | 0 | 0 | 0 | 0 | 0 | 0 | 0 | 0 | 0 | 0
F4_Commercial_Hospital_Existing_Space Heating_Natural Gas_Furnace_E10 | F4 | Commercial | Hospital | Existing | Space Heating | Natural Gas | Furnace | E10 | RVT BC Ratio | 0 | 0 | 0 | 0 | 0 | 0 | 0 | 0 | 0 | 0 | 0 | 0 | 0 | 0 | 0 | 0 | 0 | 0 | 0 | 0 | 0 | 0 | 0 | 0 | 0 | 0 | 0 | 0 | 0 | 0 | 0 | 0 | 0
F5_Commercial_Hospital_Existing_Space Heating_Natural Gas_Furnace_E1 | F5 | Commercial | Hospital | Existing | Space Heating | Natural Gas | Furnace | E1 | RIM BC Ratio | bar: 2019 to 2051
F5_Commercial_Hospital_Existing_Space Heating_Natural Gas_Furnace_E2 | F5 | Commercial | Hospital | Existing | Space Heating | Natural Gas | Furnace | E2 | RIM BC Ratio | 0.68018 | 0.68029 | 0.68041 | 0.68059 | 0.68085 | 0.68124 | 0.68152 | 0.68173 | 0.68196 | 0.68217 | 0.68232 | 0.68241 | 0.68249 | 0.68257 | 0.68266 | 0.6827 | 0.68277 | 0.6829 | 0.68303 | 0.68319 | 0.68337 | 0.68353 | 0.68365 | 0.68374 | 0.6838 | 0.68382 | 0.68379 | 0.68372 | 0.68367 | 0.68364 | 0.68366 | 0.68367 | 0.68367
F5_Commercial_Hospital_Existing_Space Heating_Natural Gas_Furnace_E3 | F5 | Commercial | Hospital | Existing | Space Heating | Natural Gas | Furnace | E3 | RIM BC Ratio | 0.64067 | 0.6408 | 0.64095 | 0.64116 | 0.64147 | 0.64193 | 0.64226 | 0.6425 | 0.64278 | 0.64304 | 0.64321 | 0.64332 | 0.64341 | 0.6435 | 0.64361 | 0.64366 | 0.64374 | 0.64389 | 0.64405 | 0.64424 | 0.64446 | 0.64464 | 0.64478 | 0.64489 | 0.64496 | 0.64499 | 0.64495 | 0.64487 | 0.64481 | 0.64478 | 0.6448 | 0.64481 | 0.64481
F5_Commercial_Hospital_Existing_Space Heating_Natural Gas_Furnace_E4 | F5 | Commercial | Hospital | Existing | Space Heating | Natural Gas | Furnace | E4 | RIM BC Ratio | 0.090884 | 0.090959 | 0.091043 | 0.091155 | 0.091301 | 0.091495 | 0.091655 | 0.091793 | 0.091933 | 0.092058 | 0.09215 | 0.092207 | 0.092246 | 0.092272 | 0.0923 | 0.092303 | 0.092314 | 0.092348 | 0.092389 | 0.092441 | 0.092506 | 0.092558 | 0.092599 | 0.09263 | 0.09265 | 0.092656 | 0.092645 | 0.092623 | 0.092605 | 0.092597 | 0.092603 | 0.092605 | 0.092605
F5_Commercial_Hospital_Existing_Space Heating_Natural Gas_Furnace_E5 | F5 | Commercial | Hospital | Existing | Space Heating | Natural Gas | Furnace | E5 | RIM BC Ratio | 0 | 0 | 0 | 0 | 0 | 0 | 0 | 0 | 0 | 0 | 0 | 0 | 0 | 0 | 0 | 0 | 0 | 0 | 0 | 0 | 0 | 0 | 0 | 0 | 0 | 0 | 0 | 0 | 0 | 0 | 0 | 0 | 0
F5_Commercial_Hospital_Existing_Space Heating_Natural Gas_Furnace_E6 | F5 | Commercial | Hospital | Existing | Space Heating | Natural Gas | Furnace | E6 | RIM BC Ratio | 0 | 0 | 0 | 0 | 0 | 0 | 0 | 0 | 0 | 0 | 0 | 0 | 0 | 0 | 0 | 0 | 0 | 0 | 0 | 0 | 0 | 0 | 0 | 0 | 0 | 0 | 0 | 0 | 0 | 0 | 0 | 0 | 0
F5_Commercial_Hospital_Existing_Space Heating_Natural Gas_Furnace_E7 | F5 | Commercial | Hospital | Existing | Space Heating | Natural Gas | Furnace | E7 | RIM BC Ratio | 0 | 0 | 0 | 0 | 0 | 0 | 0 | 0 | 0 | 0 | 0 | 0 | 0 | 0 | 0 | 0 | 0 | 0 | 0 | 0 | 0 | 0 | 0 | 0 | 0 | 0 | 0 | 0 | 0 | 0 | 0 | 0 | 0
F5_Commercial_Hospital_Existing_Space Heating_Natural Gas_Furnace_E8 | F5 | Commercial | Hospital | Existing | Space Heating | Natural Gas | Furnace | E8 | RIM BC Ratio | 0 | 0 | 0 | 0 | 0 | 0 | 0 | 0 | 0 | 0 | 0 | 0 | 0 | 0 | 0 | 0 | 0 | 0 | 0 | 0 | 0 | 0 | 0 | 0 | 0 | 0 | 0 | 0 | 0 | 0 | 0 | 0 | 0
F5_Commercial_Hospital_Existing_Space Heating_Natural Gas_Furnace_E9 | F5 | Commercial | Hospital | Existing | Space Heating | Natural Gas | Furnace | E9 | RIM BC Ratio | 0 | 0 | 0 | 0 | 0 | 0 | 0 | 0 | 0 | 0 | 0 | 0 | 0 | 0 | 0 | 0 | 0 | 0 | 0 | 0 | 0 | 0 | 0 | 0 | 0 | 0 | 0 | 0 | 0 | 0 | 0 | 0 | 0
F5_Commercial_Hospital_Existing_Space Heating_Natural Gas_Furnace_E10 | F5 | Commercial | Hospital | Existing | Space Heating | Natural Gas | Furnace | E10 | RIM BC Ratio | 0 | 0 | 0 | 0 | 0 | 0 | 0 | 0 | 0 | 0 | 0 | 0 | 0 | 0 | 0 | 0 | 0 | 0 | 0 | 0 | 0 | 0 | 0 | 0 | 0 | 0 | 0 | 0 | 0 | 0 | 0 | 0 | 0
F0_Commercial_Hospital_Existing_Space Heating_Natural Gas_Boiler_E0 | F0 | Commercial | Hospital | Existing | Space Heating | Natural Gas | Boiler | E0 | Economic Unit | AFUE 97% | AFUE 97% | AFUE 97% | AFUE 97% | AFUE 97% | AFUE 97% | AFUE 97% | AFUE 97% | AFUE 97% | AFUE 97% | AFUE 97% | AFUE 97% | AFUE 97% | AFUE 97% | AFUE 97% | AFUE 97% | AFUE 97% | AFUE 97% | AFUE 97% | AFUE 97% | AFUE 97% | AFUE 97% | AFUE 97% | AFUE 97% | AFUE 97% | AFUE 97% | AFUE 97% | AFUE 97% | AFUE 97% | AFUE 97% | AFUE 97% | AFUE 97% | AFUE 97%
F1_Commercial_Hospital_Existing_Space Heating_Natural Gas_Boiler_E1 | F1 | Commercial | Hospital | Existing | Space Heating | Natural Gas | Boiler | E1 | CCE | 0 | 0 | 0 | 0 | 0 | 0 | 0 | 0 | 0 | 0 | 0 | 0 | 0 | 0 | 0 | 0 | 0 | 0 | 0 | 0 | 0 | 0 | 0 | 0 | 0 | 0 | 0 | 0 | 0 | 0 | 0 | 0 | 0
F1_Commercial_Hospital_Existing_Space Heating_Natural Gas_Boiler_E2 | F1 | Commercial | Hospital | Existing | Space Heating | Natural Gas | Boiler | E2 | CCE | 1.5571 | 1.5571 | 1.5654 | 1.5738 | 1.5823 | 1.5908 | 1.5995 | 1.6082 | 1.6171 | 1.626 | 1.635 | 1.6442 | 1.6534 | 1.6627 | 1.6722 | 1.6818 | 1.6914 | 1.7012 | 1.7111 | 1.7211 | 1.7312 | 1.7414 | 1.7518 | 1.7623 | 1.7729 | 1.7836 | 1.7945 | 1.8055 | 1.8167 | 1.8279 | 1.8394 | 1.8509 | 1.8509
F1_Commercial_Hospital_Existing_Space Heating_Natural Gas_Boiler_E3 | F1 | Commercial | Hospital | Existing | Space Heating | Natural Gas | Boiler | E3 | CCE | 1.5723 | 1.5723 | 1.5807 | 1.5891 | 1.5977 | 1.6063 | 1.615 | 1.6239 | 1.6328 | 1.6418 | 1.6509 | 1.6602 | 1.6695 | 1.6789 | 1.6885 | 1.6981 | 1.7079 | 1.7177 | 1.7277 | 1.7378 | 1.7481 | 1.7584 | 1.7689 | 1.7794 | 1.7902 | 1.801 | 1.812 | 1.8231 | 1.8343 | 1.8457 | 1.8573 | 1.8689 | 1.8689
F1_Commercial_Hospital_Existing_Space Heating_Natural Gas_Boiler_E4 | F1 | Commercial | Hospital | Existing | Space Heating | Natural Gas | Boiler | E4 | CCE | 7.9843 | 7.9843 | 8.0268 | 8.0697 | 8.1131 | 8.157 | 8.2014 | 8.2462 | 8.2915 | 8.3373 | 8.3837 | 8.4305 | 8.4779 | 8.5258 | 8.5743 | 8.6233 | 8.6728 | 8.7229 | 8.7737 | 8.825 | 8.8769 | 8.9293 | 8.9825 | 9.0363 | 9.0907 | 9.1457 | 9.2015 | 9.2579 | 9.315 | 9.3728 | 9.4314 | 9.4907 | 9.4907
F1_Commercial_Hospital_Existing_Space Heating_Natural Gas_Boiler_E5 | F1 | Commercial | Hospital | Existing | Space Heating | Natural Gas | Boiler | E5 | CCE | 0 | 0 | 0 | 0 | 0 | 0 | 0 | 0 | 0 | 0 | 0 | 0 | 0 | 0 | 0 | 0 | 0 | 0 | 0 | 0 | 0 | 0 | 0 | 0 | 0 | 0 | 0 | 0 | 0 | 0 | 0 | 0 | 0
F1_Commercial_Hospital_Existing_Space Heating_Natural Gas_Boiler_E6 | F1 | Commercial | Hospital | Existing | Space Heating | Natural Gas | Boiler | E6 | CCE | 0 | 0 | 0 | 0 | 0 | 0 | 0 | 0 | 0 | 0 | 0 | 0 | 0 | 0 | 0 | 0 | 0 | 0 | 0 | 0 | 0 | 0 | 0 | 0 | 0 | 0 | 0 | 0 | 0 | 0 | 0 | 0 | 0
F1_Commercial_Hospital_Existing_Space Heating_Natural Gas_Boiler_E7 | F1 | Commercial | Hospital | Existing | Space Heating | Natural Gas | Boiler | E7 | CCE | 0 | 0 | 0 | 0 | 0 | 0 | 0 | 0 | 0 | 0 | 0 | 0 | 0 | 0 | 0 | 0 | 0 | 0 | 0 | 0 | 0 | 0 | 0 | 0 | 0 | 0 | 0 | 0 | 0 | 0 | 0 | 0 | 0
F1_Commercial_Hospital_Existing_Space Heating_Natural Gas_Boiler_E8 | F1 | Commercial | Hospital | Existing | Space Heating | Natural Gas | Boiler | E8 | CCE | 0 | 0 | 0 | 0 | 0 | 0 | 0 | 0 | 0 | 0 | 0 | 0 | 0 | 0 | 0 | 0 | 0 | 0 | 0 | 0 | 0 | 0 | 0 | 0 | 0 | 0 | 0 | 0 | 0 | 0 | 0 | 0 | 0
F1_Commercial_Hospital_Existing_Space Heating_Natural Gas_Boiler_E9 | F1 | Commercial | Hospital | Existing | Space Heating | Natural Gas | Boiler | E9 | CCE | 0 | 0 | 0 | 0 | 0 | 0 | 0 | 0 | 0 | 0 | 0 | 0 | 0 | 0 | 0 | 0 | 0 | 0 | 0 | 0 | 0 | 0 | 0 | 0 | 0 | 0 | 0 | 0 | 0 | 0 | 0 | 0 | 0
F1_Commercial_Hospital_Existing_Space Heating_Natural Gas_Boiler_E10 | F1 | Commercial | Hospital | Existing | Space Heating | Natural Gas | Boiler | E10 | CCE | 0 | 0 | 0 | 0 | 0 | 0 | 0 | 0 | 0 | 0 | 0 | 0 | 0 | 0 | 0 | 0 | 0 | 0 | 0 | 0 | 0 | 0 | 0 | 0 | 0 | 0 | 0 | 0 | 0 | 0 | 0 | 0 | 0
F2_Commercial_Hospital_Existing_Space Heating_Natural Gas_Boiler_E1 | F2 | Commercial | Hospital | Existing | Space Heating | Natural Gas | Boiler | E1 | TRC BC Ratio | bar: 2019 to 2051
F2_Commercial_Hospital_Existing_Space Heating_Natural Gas_Boiler_E2 | F2 | Commercial | Hospital | Existing | Space Heating | Natural Gas | Boiler | E2 | TRC BC Ratio | 1.1547 | 1.1558 | 1.157 | 1.1588 | 1.1612 | 1.1647 | 1.1672 | 1.1691 | 1.1711 | 1.173 | 1.1743 | 1.1751 | 1.1758 | 1.1765 | 1.1774 | 1.1777 | 1.1783 | 1.1795 | 1.1807 | 1.1821 | 1.1838 | 1.1852 | 1.1863 | 1.1872 | 1.1877 | 1.1879 | 1.1876 | 1.187 | 1.1865 | 1.1863 | 1.1864 | 1.1865 | 1.1865
F2_Commercial_Hospital_Existing_Space Heating_Natural Gas_Boiler_E3 | F2 | Commercial | Hospital | Existing | Space Heating | Natural Gas | Boiler | E3 | TRC BC Ratio | 1.1436 | 1.1447 | 1.1459 | 1.1476 | 1.15 | 1.1535 | 1.1559 | 1.1578 | 1.1599 | 1.1617 | 1.163 | 1.1638 | 1.1645 | 1.1652 | 1.166 | 1.1664 | 1.167 | 1.1681 | 1.1693 | 1.1707 | 1.1724 | 1.1738 | 1.1749 | 1.1757 | 1.1763 | 1.1764 | 1.1761 | 1.1755 | 1.1751 | 1.1748 | 1.175 | 1.1751 | 1.1751
F2_Commercial_Hospital_Existing_Space Heating_Natural Gas_Boiler_E4 | F2 | Commercial | Hospital | Existing | Space Heating | Natural Gas | Boiler | E4 | TRC BC Ratio | 0.22919 | 0.22944 | 0.22972 | 0.23007 | 0.23048 | 0.23099 | 0.23141 | 0.23177 | 0.2321 | 0.23238 | 0.23259 | 0.23272 | 0.23281 | 0.23287 | 0.23293 | 0.23293 | 0.23295 | 0.23302 | 0.2331 | 0.23322 | 0.23336 | 0.23347 | 0.23356 | 0.23363 | 0.23368 | 0.23369 | 0.23366 | 0.23362 | 0.23358 | 0.23356 | 0.23357 | 0.23358 | 0.23358
F2_Commercial_Hospital_Existing_Space Heating_Natural Gas_Boiler_E5 | F2 | Commercial | Hospital | Existing | Space Heating | Natural Gas | Boiler | E5 | TRC BC Ratio | 0 | 0 | 0 | 0 | 0 | 0 | 0 | 0 | 0 | 0 | 0 | 0 | 0 | 0 | 0 | 0 | 0 | 0 | 0 | 0 | 0 | 0 | 0 | 0 | 0 | 0 | 0 | 0 | 0 | 0 | 0 | 0 | 0
F2_Commercial_Hospital_Existing_Space Heating_Natural Gas_Boiler_E6 | F2 | Commercial | Hospital | Existing | Space Heating | Natural Gas | Boiler | E6 | TRC BC Ratio | 0 | 0 | 0 | 0 | 0 | 0 | 0 | 0 | 0 | 0 | 0 | 0 | 0 | 0 | 0 | 0 | 0 | 0 | 0 | 0 | 0 | 0 | 0 | 0 | 0 | 0 | 0 | 0 | 0 | 0 | 0 | 0 | 0
F2_Commercial_Hospital_Existing_Space Heating_Natural Gas_Boiler_E7 | F2 | Commercial | Hospital | Existing | Space Heating | Natural Gas | Boiler | E7 | TRC BC Ratio | 0 | 0 | 0 | 0 | 0 | 0 | 0 | 0 | 0 | 0 | 0 | 0 | 0 | 0 | 0 | 0 | 0 | 0 | 0 | 0 | 0 | 0 | 0 | 0 | 0 | 0 | 0 | 0 | 0 | 0 | 0 | 0 | 0
F2_Commercial_Hospital_Existing_Space Heating_Natural Gas_Boiler_E8 | F2 | Commercial | Hospital | Existing | Space Heating | Natural Gas | Boiler | E8 | TRC BC Ratio | 0 | 0 | 0 | 0 | 0 | 0 | 0 | 0 | 0 | 0 | 0 | 0 | 0 | 0 | 0 | 0 | 0 | 0 | 0 | 0 | 0 | 0 | 0 | 0 | 0 | 0 | 0 | 0 | 0 | 0 | 0 | 0 | 0
F2_Commercial_Hospital_Existing_Space Heating_Natural Gas_Boiler_E9 | F2 | Commercial | Hospital | Existing | Space Heating | Natural Gas | Boiler | E9 | TRC BC Ratio | 0 | 0 | 0 | 0 | 0 | 0 | 0 | 0 | 0 | 0 | 0 | 0 | 0 | 0 | 0 | 0 | 0 | 0 | 0 | 0 | 0 | 0 | 0 | 0 | 0 | 0 | 0 | 0 | 0 | 0 | 0 | 0 | 0
F2_Commercial_Hospital_Existing_Space Heating_Natural Gas_Boiler_E10 | F2 | Commercial | Hospital | Existing | Space Heating | Natural Gas | Boiler | E10 | TRC BC Ratio | 0 | 0 | 0 | 0 | 0 | 0 | 0 | 0 | 0 | 0 | 0 | 0 | 0 | 0 | 0 | 0 | 0 | 0 | 0 | 0 | 0 | 0 | 0 | 0 | 0 | 0 | 0 | 0 | 0 | 0 | 0 | 0 | 0
F3_Commercial_Hospital_Existing_Space Heating_Natural Gas_Boiler_E1 | F3 | Commercial | Hospital | Existing | Space Heating | Natural Gas | Boiler | E1 | PACT BC Ratio | bar: 2019 to 2051
F3_Commercial_Hospital_Existing_Space Heating_Natural Gas_Boiler_E2 | F3 | Commercial | Hospital | Existing | Space Heating | Natural Gas | Boiler | E2 | PACT BC Ratio | 1.5396 | 1.5411 | 1.5427 | 1.545 | 1.5482 | 1.5529 | 1.5562 | 1.5588 | 1.5615 | 1.564 | 1.5657 | 1.5668 | 1.5678 | 1.5687 | 1.5698 | 1.5703 | 1.5711 | 1.5726 | 1.5743 | 1.5762 | 1.5784 | 1.5803 | 1.5818 | 1.5829 | 1.5836 | 1.5838 | 1.5834 | 1.5826 | 1.582 | 1.5817 | 1.5819 | 1.582 | 1.582
F3_Commercial_Hospital_Existing_Space Heating_Natural Gas_Boiler_E3 | F3 | Commercial | Hospital | Existing | Space Heating | Natural Gas | Boiler | E3 | PACT BC Ratio | 1.5248 | 1.5262 | 1.5278 | 1.5301 | 1.5333 | 1.538 | 1.5413 | 1.5438 | 1.5465 | 1.549 | 1.5507 | 1.5517 | 1.5527 | 1.5535 | 1.5547 | 1.5552 | 1.556 | 1.5575 | 1.5591 | 1.561 | 1.5632 | 1.5651 | 1.5665 | 1.5676 | 1.5684 | 1.5686 | 1.5682 | 1.5674 | 1.5667 | 1.5664 | 1.5667 | 1.5667 | 1.5667
F3_Commercial_Hospital_Existing_Space Heating_Natural Gas_Boiler_E4 | F3 | Commercial | Hospital | Existing | Space Heating | Natural Gas | Boiler | E4 | PACT BC Ratio | 0.30558 | 0.30591 | 0.30629 | 0.30675 | 0.30731 | 0.30798 | 0.30855 | 0.30902 | 0.30946 | 0.30984 | 0.31011 | 0.31029 | 0.31041 | 0.3105 | 0.31057 | 0.31058 | 0.3106 | 0.31069 | 0.3108 | 0.31096 | 0.31115 | 0.3113 | 0.31142 | 0.31151 | 0.31157 | 0.31158 | 0.31155 | 0.31149 | 0.31144 | 0.31141 | 0.31143 | 0.31144 | 0.31144
F3_Commercial_Hospital_Existing_Space Heating_Natural Gas_Boiler_E5 | F3 | Commercial | Hospital | Existing | Space Heating | Natural Gas | Boiler | E5 | PACT BC Ratio | 0 | 0 | 0 | 0 | 0 | 0 | 0 | 0 | 0 | 0 | 0 | 0 | 0 | 0 | 0 | 0 | 0 | 0 | 0 | 0 | 0 | 0 | 0 | 0 | 0 | 0 | 0 | 0 | 0 | 0 | 0 | 0 | 0
F3_Commercial_Hospital_Existing_Space Heating_Natural Gas_Boiler_E6 | F3 | Commercial | Hospital | Existing | Space Heating | Natural Gas | Boiler | E6 | PACT BC Ratio | 0 | 0 | 0 | 0 | 0 | 0 | 0 | 0 | 0 | 0 | 0 | 0 | 0 | 0 | 0 | 0 | 0 | 0 | 0 | 0 | 0 | 0 | 0 | 0 | 0 | 0 | 0 | 0 | 0 | 0 | 0 | 0 | 0
F3_Commercial_Hospital_Existing_Space Heating_Natural Gas_Boiler_E7 | F3 | Commercial | Hospital | Existing | Space Heating | Natural Gas | Boiler | E7 | PACT BC Ratio | 0 | 0 | 0 | 0 | 0 | 0 | 0 | 0 | 0 | 0 | 0 | 0 | 0 | 0 | 0 | 0 | 0 | 0 | 0 | 0 | 0 | 0 | 0 | 0 | 0 | 0 | 0 | 0 | 0 | 0 | 0 | 0 | 0
F3_Commercial_Hospital_Existing_Space Heating_Natural Gas_Boiler_E8 | F3 | Commercial | Hospital | Existing | Space Heating | Natural Gas | Boiler | E8 | PACT BC Ratio | 0 | 0 | 0 | 0 | 0 | 0 | 0 | 0 | 0 | 0 | 0 | 0 | 0 | 0 | 0 | 0 | 0 | 0 | 0 | 0 | 0 | 0 | 0 | 0 | 0 | 0 | 0 | 0 | 0 | 0 | 0 | 0 | 0
F3_Commercial_Hospital_Existing_Space Heating_Natural Gas_Boiler_E9 | F3 | Commercial | Hospital | Existing | Space Heating | Natural Gas | Boiler | E9 | PACT BC Ratio | 0 | 0 | 0 | 0 | 0 | 0 | 0 | 0 | 0 | 0 | 0 | 0 | 0 | 0 | 0 | 0 | 0 | 0 | 0 | 0 | 0 | 0 | 0 | 0 | 0 | 0 | 0 | 0 | 0 | 0 | 0 | 0 | 0
F3_Commercial_Hospital_Existing_Space Heating_Natural Gas_Boiler_E10 | F3 | Commercial | Hospital | Existing | Space Heating | Natural Gas | Boiler | E10 | PACT BC Ratio | 0 | 0 | 0 | 0 | 0 | 0 | 0 | 0 | 0 | 0 | 0 | 0 | 0 | 0 | 0 | 0 | 0 | 0 | 0 | 0 | 0 | 0 | 0 | 0 | 0 | 0 | 0 | 0 | 0 | 0 | 0 | 0 | 0
F4_Commercial_Hospital_Existing_Space Heating_Natural Gas_Boiler_E1 | F4 | Commercial | Hospital | Existing | Space Heating | Natural Gas | Boiler | E1 | RVT BC Ratio | bar: 2019 to 2051
F4_Commercial_Hospital_Existing_Space Heating_Natural Gas_Boiler_E2 | F4 | Commercial | Hospital | Existing | Space Heating | Natural Gas | Boiler | E2 | RVT BC Ratio | 2.3601 | 2.3617 | 2.3634 | 2.3659 | 2.3694 | 2.3745 | 2.378 | 2.3808 | 2.3837 | 2.3864 | 2.3883 | 2.3894 | 2.3905 | 2.3914 | 2.3927 | 2.3932 | 2.394 | 2.3957 | 2.3975 | 2.3995 | 2.4019 | 2.404 | 2.4055 | 2.4067 | 2.4075 | 2.4078 | 2.4074 | 2.4065 | 2.4058 | 2.4055 | 2.4057 | 2.4058 | 2.4058
F4_Commercial_Hospital_Existing_Space Heating_Natural Gas_Boiler_E3 | F4 | Commercial | Hospital | Existing | Space Heating | Natural Gas | Boiler | E3 | RVT BC Ratio | 2.3441 | 2.3457 | 2.3474 | 2.3499 | 2.3533 | 2.3583 | 2.3619 | 2.3646 | 2.3675 | 2.3702 | 2.372 | 2.3731 | 2.3742 | 2.3751 | 2.3764 | 2.3769 | 2.3777 | 2.3794 | 2.3811 | 2.3831 | 2.3855 | 2.3876 | 2.3891 | 2.3903 | 2.3911 | 2.3913 | 2.3909 | 2.39 | 2.3894 | 2.389 | 2.3893 | 2.3894 | 2.3894
F4_Commercial_Hospital_Existing_Space Heating_Natural Gas_Boiler_E4 | F4 | Commercial | Hospital | Existing | Space Heating | Natural Gas | Boiler | E4 | RVT BC Ratio | 1.0295 | 1.0299 | 1.0303 | 1.0308 | 1.0314 | 1.0321 | 1.0327 | 1.0332 | 1.0337 | 1.0341 | 1.0344 | 1.0346 | 1.0347 | 1.0348 | 1.0349 | 1.0349 | 1.0349 | 1.035 | 1.0351 | 1.0353 | 1.0355 | 1.0357 | 1.0358 | 1.0359 | 1.036 | 1.036 | 1.0359 | 1.0359 | 1.0358 | 1.0358 | 1.0358 | 1.0358 | 1.0358
F4_Commercial_Hospital_Existing_Space Heating_Natural Gas_Boiler_E5 | F4 | Commercial | Hospital | Existing | Space Heating | Natural Gas | Boiler | E5 | RVT BC Ratio | 0 | 0 | 0 | 0 | 0 | 0 | 0 | 0 | 0 | 0 | 0 | 0 | 0 | 0 | 0 | 0 | 0 | 0 | 0 | 0 | 0 | 0 | 0 | 0 | 0 | 0 | 0 | 0 | 0 | 0 | 0 | 0 | 0
F4_Commercial_Hospital_Existing_Space Heating_Natural Gas_Boiler_E6 | F4 | Commercial | Hospital | Existing | Space Heating | Natural Gas | Boiler | E6 | RVT BC Ratio | 0 | 0 | 0 | 0 | 0 | 0 | 0 | 0 | 0 | 0 | 0 | 0 | 0 | 0 | 0 | 0 | 0 | 0 | 0 | 0 | 0 | 0 | 0 | 0 | 0 | 0 | 0 | 0 | 0 | 0 | 0 | 0 | 0
F4_Commercial_Hospital_Existing_Space Heating_Natural Gas_Boiler_E7 | F4 | Commercial | Hospital | Existing | Space Heating | Natural Gas | Boiler | E7 | RVT BC Ratio | 0 | 0 | 0 | 0 | 0 | 0 | 0 | 0 | 0 | 0 | 0 | 0 | 0 | 0 | 0 | 0 | 0 | 0 | 0 | 0 | 0 | 0 | 0 | 0 | 0 | 0 | 0 | 0 | 0 | 0 | 0 | 0 | 0
F4_Commercial_Hospital_Existing_Space Heating_Natural Gas_Boiler_E8 | F4 | Commercial | Hospital | Existing | Space Heating | Natural Gas | Boiler | E8 | RVT BC Ratio | 0 | 0 | 0 | 0 | 0 | 0 | 0 | 0 | 0 | 0 | 0 | 0 | 0 | 0 | 0 | 0 | 0 | 0 | 0 | 0 | 0 | 0 | 0 | 0 | 0 | 0 | 0 | 0 | 0 | 0 | 0 | 0 | 0
F4_Commercial_Hospital_Existing_Space Heating_Natural Gas_Boiler_E9 | F4 | Commercial | Hospital | Existing | Space Heating | Natural Gas | Boiler | E9 | RVT BC Ratio | 0 | 0 | 0 | 0 | 0 | 0 | 0 | 0 | 0 | 0 | 0 | 0 | 0 | 0 | 0 | 0 | 0 | 0 | 0 | 0 | 0 | 0 | 0 | 0 | 0 | 0 | 0 | 0 | 0 | 0 | 0 | 0 | 0
F4_Commercial_Hospital_Existing_Space Heating_Natural Gas_Boiler_E10 | F4 | Commercial | Hospital | Existing | Space Heating | Natural Gas | Boiler | E10 | RVT BC Ratio | 0 | 0 | 0 | 0 | 0 | 0 | 0 | 0 | 0 | 0 | 0 | 0 | 0 | 0 | 0 | 0 | 0 | 0 | 0 | 0 | 0 | 0 | 0 | 0 | 0 | 0 | 0 | 0 | 0 | 0 | 0 | 0 | 0
F5_Commercial_Hospital_Existing_Space Heating_Natural Gas_Boiler_E1 | F5 | Commercial | Hospital | Existing | Space Heating | Natural Gas | Boiler | E1 | RIM BC Ratio | bar: 2019 to 2051
F5_Commercial_Hospital_Existing_Space Heating_Natural Gas_Boiler_E2 | F5 | Commercial | Hospital | Existing | Space Heating | Natural Gas | Boiler | E2 | RIM BC Ratio | 0.54125 | 0.54143 | 0.54163 | 0.54192 | 0.54231 | 0.54289 | 0.54329 | 0.5436 | 0.54393 | 0.54423 | 0.54444 | 0.54457 | 0.54469 | 0.54479 | 0.54493 | 0.54499 | 0.54509 | 0.54527 | 0.54547 | 0.5457 | 0.54597 | 0.54619 | 0.54637 | 0.5465 | 0.54659 | 0.54661 | 0.54657 | 0.54647 | 0.54639 | 0.54636 | 0.54638 | 0.54639 | 0.54639
F5_Commercial_Hospital_Existing_Space Heating_Natural Gas_Boiler_E3 | F5 | Commercial | Hospital | Existing | Space Heating | Natural Gas | Boiler | E3 | RIM BC Ratio | 0.53941 | 0.53959 | 0.53979 | 0.54007 | 0.54047 | 0.54105 | 0.54145 | 0.54176 | 0.54209 | 0.5424 | 0.54261 | 0.54274 | 0.54285 | 0.54296 | 0.5431 | 0.54316 | 0.54326 | 0.54344 | 0.54364 | 0.54387 | 0.54414 | 0.54436 | 0.54454 | 0.54467 | 0.54476 | 0.54478 | 0.54474 | 0.54464 | 0.54456 | 0.54453 | 0.54455 | 0.54456 | 0.54456
F5_Commercial_Hospital_Existing_Space Heating_Natural Gas_Boiler_E4 | F5 | Commercial | Hospital | Existing | Space Heating | Natural Gas | Boiler | E4 | RIM BC Ratio | 0.22369 | 0.22387 | 0.22407 | 0.22432 | 0.22461 | 0.22497 | 0.22527 | 0.22553 | 0.22576 | 0.22596 | 0.22611 | 0.2262 | 0.22627 | 0.22631 | 0.22635 | 0.22635 | 0.22637 | 0.22641 | 0.22647 | 0.22656 | 0.22666 | 0.22674 | 0.2268 | 0.22685 | 0.22688 | 0.22689 | 0.22687 | 0.22684 | 0.22681 | 0.2268 | 0.22681 | 0.22681 | 0.22681
F5_Commercial_Hospital_Existing_Space Heating_Natural Gas_Boiler_E5 | F5 | Commercial | Hospital | Existing | Space Heating | Natural Gas | Boiler | E5 | RIM BC Ratio | 0 | 0 | 0 | 0 | 0 | 0 | 0 | 0 | 0 | 0 | 0 | 0 | 0 | 0 | 0 | 0 | 0 | 0 | 0 | 0 | 0 | 0 | 0 | 0 | 0 | 0 | 0 | 0 | 0 | 0 | 0 | 0 | 0
F5_Commercial_Hospital_Existing_Space Heating_Natural Gas_Boiler_E6 | F5 | Commercial | Hospital | Existing | Space Heating | Natural Gas | Boiler | E6 | RIM BC Ratio | 0 | 0 | 0 | 0 | 0 | 0 | 0 | 0 | 0 | 0 | 0 | 0 | 0 | 0 | 0 | 0 | 0 | 0 | 0 | 0 | 0 | 0 | 0 | 0 | 0 | 0 | 0 | 0 | 0 | 0 | 0 | 0 | 0
F5_Commercial_Hospital_Existing_Space Heating_Natural Gas_Boiler_E7 | F5 | Commercial | Hospital | Existing | Space Heating | Natural Gas | Boiler | E7 | RIM BC Ratio | 0 | 0 | 0 | 0 | 0 | 0 | 0 | 0 | 0 | 0 | 0 | 0 | 0 | 0 | 0 | 0 | 0 | 0 | 0 | 0 | 0 | 0 | 0 | 0 | 0 | 0 | 0 | 0 | 0 | 0 | 0 | 0 | 0
F5_Commercial_Hospital_Existing_Space Heating_Natural Gas_Boiler_E8 | F5 | Commercial | Hospital | Existing | Space Heating | Natural Gas | Boiler | E8 | RIM BC Ratio | 0 | 0 | 0 | 0 | 0 | 0 | 0 | 0 | 0 | 0 | 0 | 0 | 0 | 0 | 0 | 0 | 0 | 0 | 0 | 0 | 0 | 0 | 0 | 0 | 0 | 0 | 0 | 0 | 0 | 0 | 0 | 0 | 0
F5_Commercial_Hospital_Existing_Space Heating_Natural Gas_Boiler_E9 | F5 | Commercial | Hospital | Existing | Space Heating | Natural Gas | Boiler | E9 | RIM BC Ratio | 0 | 0 | 0 | 0 | 0 | 0 | 0 | 0 | 0 | 0 | 0 | 0 | 0 | 0 | 0 | 0 | 0 | 0 | 0 | 0 | 0 | 0 | 0 | 0 | 0 | 0 | 0 | 0 | 0 | 0 | 0 | 0 | 0
F5_Commercial_Hospital_Existing_Space Heating_Natural Gas_Boiler_E10 | F5 | Commercial | Hospital | Existing | Space Heating | Natural Gas | Boiler | E10 | RIM BC Ratio | 0 | 0 | 0 | 0 | 0 | 0 | 0 | 0 | 0 | 0 | 0 | 0 | 0 | 0 | 0 | 0 | 0 | 0 | 0 | 0 | 0 | 0 | 0 | 0 | 0 | 0 | 0 | 0 | 0 | 0 | 0 | 0 | 0
F0_Commercial_Hospital_Existing_Space Heating_Natural Gas_Unit Heater_E0 | F0 | Commercial | Hospital | Existing | Space Heating | Natural Gas | Unit Heater | E0 | Economic Unit | Infrared Radiant | Infrared Radiant | Infrared Radiant | Infrared Radiant | Infrared Radiant | Infrared Radiant | Infrared Radiant | Infrared Radiant | Infrared Radiant | Infrared Radiant | Infrared Radiant | Infrared Radiant | Infrared Radiant | Infrared Radiant | Infrared Radiant | Infrared Radiant | Infrared Radiant | Infrared Radiant | Infrared Radiant | Infrared Radiant | Infrared Radiant | Infrared Radiant | Infrared Radiant | Infrared Radiant | Infrared Radiant | Infrared Radiant | Infrared Radiant | Infrared Radiant | Infrared Radiant | Infrared Radiant | Infrared Radiant | Infrared Radiant | Infrared Radiant
F1_Commercial_Hospital_Existing_Space Heating_Natural Gas_Unit Heater_E1 | F1 | Commercial | Hospital | Existing | Space Heating | Natural Gas | Unit Heater | E1 | CCE | 0 | 0 | 0 | 0 | 0 | 0 | 0 | 0 | 0 | 0 | 0 | 0 | 0 | 0 | 0 | 0 | 0 | 0 | 0 | 0 | 0 | 0 | 0 | 0 | 0 | 0 | 0 | 0 | 0 | 0 | 0 | 0 | 0
F1_Commercial_Hospital_Existing_Space Heating_Natural Gas_Unit Heater_E2 | F1 | Commercial | Hospital | Existing | Space Heating | Natural Gas | Unit Heater | E2 | CCE | 1.2484 | 1.2484 | 1.255 | 1.2617 | 1.2685 | 1.2754 | 1.2823 | 1.2893 | 1.2964 | 1.3036 | 1.3108 | 1.3181 | 1.3256 | 1.333 | 1.3406 | 1.3483 | 1.356 | 1.3639 | 1.3718 | 1.3798 | 1.3879 | 1.3961 | 1.4045 | 1.4129 | 1.4214 | 1.43 | 1.4387 | 1.4475 | 1.4564 | 1.4655 | 1.4746 | 1.4839 | 1.4839
F1_Commercial_Hospital_Existing_Space Heating_Natural Gas_Unit Heater_E3 | F1 | Commercial | Hospital | Existing | Space Heating | Natural Gas | Unit Heater | E3 | CCE | 0.12436 | 0.12436 | 0.12503 | 0.12569 | 0.12637 | 0.12705 | 0.12775 | 0.12844 | 0.12915 | 0.12986 | 0.13058 | 0.13131 | 0.13205 | 0.1328 | 0.13355 | 0.13432 | 0.13509 | 0.13587 | 0.13666 | 0.13746 | 0.13827 | 0.13908 | 0.13991 | 0.14075 | 0.1416 | 0.14245 | 0.14332 | 0.1442 | 0.14509 | 0.14599 | 0.1469 | 0.14783 | 0.14783
F1_Commercial_Hospital_Existing_Space Heating_Natural Gas_Unit Heater_E4 | F1 | Commercial | Hospital | Existing | Space Heating | Natural Gas | Unit Heater | E4 | CCE | 0 | 0 | 0 | 0 | 0 | 0 | 0 | 0 | 0 | 0 | 0 | 0 | 0 | 0 | 0 | 0 | 0 | 0 | 0 | 0 | 0 | 0 | 0 | 0 | 0 | 0 | 0 | 0 | 0 | 0 | 0 | 0 | 0
F1_Commercial_Hospital_Existing_Space Heating_Natural Gas_Unit Heater_E5 | F1 | Commercial | Hospital | Existing | Space Heating | Natural Gas | Unit Heater | E5 | CCE | 0 | 0 | 0 | 0 | 0 | 0 | 0 | 0 | 0 | 0 | 0 | 0 | 0 | 0 | 0 | 0 | 0 | 0 | 0 | 0 | 0 | 0 | 0 | 0 | 0 | 0 | 0 | 0 | 0 | 0 | 0 | 0 | 0
F1_Commercial_Hospital_Existing_Space Heating_Natural Gas_Unit Heater_E6 | F1 | Commercial | Hospital | Existing | Space Heating | Natural Gas | Unit Heater | E6 | CCE | 0 | 0 | 0 | 0 | 0 | 0 | 0 | 0 | 0 | 0 | 0 | 0 | 0 | 0 | 0 | 0 | 0 | 0 | 0 | 0 | 0 | 0 | 0 | 0 | 0 | 0 | 0 | 0 | 0 | 0 | 0 | 0 | 0
F1_Commercial_Hospital_Existing_Space Heating_Natural Gas_Unit Heater_E7 | F1 | Commercial | Hospital | Existing | Space Heating | Natural Gas | Unit Heater | E7 | CCE | 0 | 0 | 0 | 0 | 0 | 0 | 0 | 0 | 0 | 0 | 0 | 0 | 0 | 0 | 0 | 0 | 0 | 0 | 0 | 0 | 0 | 0 | 0 | 0 | 0 | 0 | 0 | 0 | 0 | 0 | 0 | 0 | 0
F1_Commercial_Hospital_Existing_Space Heating_Natural Gas_Unit Heater_E8 | F1 | Commercial | Hospital | Existing | Space Heating | Natural Gas | Unit Heater | E8 | CCE | 0 | 0 | 0 | 0 | 0 | 0 | 0 | 0 | 0 | 0 | 0 | 0 | 0 | 0 | 0 | 0 | 0 | 0 | 0 | 0 | 0 | 0 | 0 | 0 | 0 | 0 | 0 | 0 | 0 | 0 | 0 | 0 | 0
F1_Commercial_Hospital_Existing_Space Heating_Natural Gas_Unit Heater_E9 | F1 | Commercial | Hospital | Existing | Space Heating | Natural Gas | Unit Heater | E9 | CCE | 0 | 0 | 0 | 0 | 0 | 0 | 0 | 0 | 0 | 0 | 0 | 0 | 0 | 0 | 0 | 0 | 0 | 0 | 0 | 0 | 0 | 0 | 0 | 0 | 0 | 0 | 0 | 0 | 0 | 0 | 0 | 0 | 0
F1_Commercial_Hospital_Existing_Space Heating_Natural Gas_Unit Heater_E10 | F1 | Commercial | Hospital | Existing | Space Heating | Natural Gas | Unit Heater | E10 | CCE | 0 | 0 | 0 | 0 | 0 | 0 | 0 | 0 | 0 | 0 | 0 | 0 | 0 | 0 | 0 | 0 | 0 | 0 | 0 | 0 | 0 | 0 | 0 | 0 | 0 | 0 | 0 | 0 | 0 | 0 | 0 | 0 | 0
F2_Commercial_Hospital_Existing_Space Heating_Natural Gas_Unit Heater_E1 | F2 | Commercial | Hospital | Existing | Space Heating | Natural Gas | Unit Heater | E1 | TRC BC Ratio | bar: 2019 to 2051
F2_Commercial_Hospital_Existing_Space Heating_Natural Gas_Unit Heater_E2 | F2 | Commercial | Hospital | Existing | Space Heating | Natural Gas | Unit Heater | E2 | TRC BC Ratio | 1.4316 | 1.4333 | 1.4351 | 1.4377 | 1.4415 | 1.4475 | 1.451 | 1.4531 | 1.4557 | 1.4579 | 1.4592 | 1.4598 | 1.4607 | 1.4619 | 1.4637 | 1.4647 | 1.4663 | 1.4689 | 1.4715 | 1.4743 | 1.4776 | 1.4804 | 1.4826 | 1.4843 | 1.4854 | 1.4857 | 1.4852 | 1.4839 | 1.483 | 1.4825 | 1.4828 | 1.483 | 1.483
F2_Commercial_Hospital_Existing_Space Heating_Natural Gas_Unit Heater_E3 | F2 | Commercial | Hospital | Existing | Space Heating | Natural Gas | Unit Heater | E3 | TRC BC Ratio | 14.4795 | 14.5162 | 14.5616 | 14.6219 | 14.6976 | 14.8103 | 14.8618 | 14.8723 | 14.8808 | 14.8782 | 14.8554 | 14.8297 | 14.8204 | 14.8293 | 14.8623 | 14.8883 | 14.9269 | 14.9846 | 15.0378 | 15.0922 | 15.1509 | 15.2019 | 15.2426 | 15.2734 | 15.2939 | 15.2998 | 15.2889 | 15.2664 | 15.2487 | 15.2402 | 15.2464 | 15.2488 | 15.2488
F2_Commercial_Hospital_Existing_Space Heating_Natural Gas_Unit Heater_E4 | F2 | Commercial | Hospital | Existing | Space Heating | Natural Gas | Unit Heater | E4 | TRC BC Ratio | 0 | 0 | 0 | 0 | 0 | 0 | 0 | 0 | 0 | 0 | 0 | 0 | 0 | 0 | 0 | 0 | 0 | 0 | 0 | 0 | 0 | 0 | 0 | 0 | 0 | 0 | 0 | 0 | 0 | 0 | 0 | 0 | 0
F2_Commercial_Hospital_Existing_Space Heating_Natural Gas_Unit Heater_E5 | F2 | Commercial | Hospital | Existing | Space Heating | Natural Gas | Unit Heater | E5 | TRC BC Ratio | 0 | 0 | 0 | 0 | 0 | 0 | 0 | 0 | 0 | 0 | 0 | 0 | 0 | 0 | 0 | 0 | 0 | 0 | 0 | 0 | 0 | 0 | 0 | 0 | 0 | 0 | 0 | 0 | 0 | 0 | 0 | 0 | 0
F2_Commercial_Hospital_Existing_Space Heating_Natural Gas_Unit Heater_E6 | F2 | Commercial | Hospital | Existing | Space Heating | Natural Gas | Unit Heater | E6 | TRC BC Ratio | 0 | 0 | 0 | 0 | 0 | 0 | 0 | 0 | 0 | 0 | 0 | 0 | 0 | 0 | 0 | 0 | 0 | 0 | 0 | 0 | 0 | 0 | 0 | 0 | 0 | 0 | 0 | 0 | 0 | 0 | 0 | 0 | 0
F2_Commercial_Hospital_Existing_Space Heating_Natural Gas_Unit Heater_E7 | F2 | Commercial | Hospital | Existing | Space Heating | Natural Gas | Unit Heater | E7 | TRC BC Ratio | 0 | 0 | 0 | 0 | 0 | 0 | 0 | 0 | 0 | 0 | 0 | 0 | 0 | 0 | 0 | 0 | 0 | 0 | 0 | 0 | 0 | 0 | 0 | 0 | 0 | 0 | 0 | 0 | 0 | 0 | 0 | 0 | 0
F2_Commercial_Hospital_Existing_Space Heating_Natural Gas_Unit Heater_E8 | F2 | Commercial | Hospital | Existing | Space Heating | Natural Gas | Unit Heater | E8 | TRC BC Ratio | 0 | 0 | 0 | 0 | 0 | 0 | 0 | 0 | 0 | 0 | 0 | 0 | 0 | 0 | 0 | 0 | 0 | 0 | 0 | 0 | 0 | 0 | 0 | 0 | 0 | 0 | 0 | 0 | 0 | 0 | 0 | 0 | 0
F2_Commercial_Hospital_Existing_Space Heating_Natural Gas_Unit Heater_E9 | F2 | Commercial | Hospital | Existing | Space Heating | Natural Gas | Unit Heater | E9 | TRC BC Ratio | 0 | 0 | 0 | 0 | 0 | 0 | 0 | 0 | 0 | 0 | 0 | 0 | 0 | 0 | 0 | 0 | 0 | 0 | 0 | 0 | 0 | 0 | 0 | 0 | 0 | 0 | 0 | 0 | 0 | 0 | 0 | 0 | 0
F2_Commercial_Hospital_Existing_Space Heating_Natural Gas_Unit Heater_E10 | F2 | Commercial | Hospital | Existing | Space Heating | Natural Gas | Unit Heater | E10 | TRC BC Ratio | 0 | 0 | 0 | 0 | 0 | 0 | 0 | 0 | 0 | 0 | 0 | 0 | 0 | 0 | 0 | 0 | 0 | 0 | 0 | 0 | 0 | 0 | 0 | 0 | 0 | 0 | 0 | 0 | 0 | 0 | 0 | 0 | 0
F3_Commercial_Hospital_Existing_Space Heating_Natural Gas_Unit Heater_E1 | F3 | Commercial | Hospital | Existing | Space Heating | Natural Gas | Unit Heater | E1 | PACT BC Ratio | bar: 2019 to 2051
F3_Commercial_Hospital_Existing_Space Heating_Natural Gas_Unit Heater_E2 | F3 | Commercial | Hospital | Existing | Space Heating | Natural Gas | Unit Heater | E2 | PACT BC Ratio | 1.9089 | 1.911 | 1.9134 | 1.917 | 1.922 | 1.93 | 1.9346 | 1.9375 | 1.9409 | 1.9439 | 1.9456 | 1.9464 | 1.9476 | 1.9492 | 1.9516 | 1.953 | 1.9551 | 1.9585 | 1.9619 | 1.9658 | 1.9702 | 1.9739 | 1.9769 | 1.9791 | 1.9806 | 1.981 | 1.9802 | 1.9786 | 1.9773 | 1.9767 | 1.9771 | 1.9773 | 1.9773
F3_Commercial_Hospital_Existing_Space Heating_Natural Gas_Unit Heater_E3 | F3 | Commercial | Hospital | Existing | Space Heating | Natural Gas | Unit Heater | E3 | PACT BC Ratio | 19.306 | 19.355 | 19.4154 | 19.4958 | 19.5967 | 19.747 | 19.8157 | 19.8297 | 19.8411 | 19.8377 | 19.8073 | 19.773 | 19.7606 | 19.7724 | 19.8164 | 19.851 | 19.9026 | 19.9794 | 20.0504 | 20.1229 | 20.2012 | 20.2691 | 20.3234 | 20.3645 | 20.3919 | 20.3998 | 20.3852 | 20.3553 | 20.3317 | 20.3202 | 20.3286 | 20.3318 | 20.3318
F3_Commercial_Hospital_Existing_Space Heating_Natural Gas_Unit Heater_E4 | F3 | Commercial | Hospital | Existing | Space Heating | Natural Gas | Unit Heater | E4 | PACT BC Ratio | 0 | 0 | 0 | 0 | 0 | 0 | 0 | 0 | 0 | 0 | 0 | 0 | 0 | 0 | 0 | 0 | 0 | 0 | 0 | 0 | 0 | 0 | 0 | 0 | 0 | 0 | 0 | 0 | 0 | 0 | 0 | 0 | 0
F3_Commercial_Hospital_Existing_Space Heating_Natural Gas_Unit Heater_E5 | F3 | Commercial | Hospital | Existing | Space Heating | Natural Gas | Unit Heater | E5 | PACT BC Ratio | 0 | 0 | 0 | 0 | 0 | 0 | 0 | 0 | 0 | 0 | 0 | 0 | 0 | 0 | 0 | 0 | 0 | 0 | 0 | 0 | 0 | 0 | 0 | 0 | 0 | 0 | 0 | 0 | 0 | 0 | 0 | 0 | 0
F3_Commercial_Hospital_Existing_Space Heating_Natural Gas_Unit Heater_E6 | F3 | Commercial | Hospital | Existing | Space Heating | Natural Gas | Unit Heater | E6 | PACT BC Ratio | 0 | 0 | 0 | 0 | 0 | 0 | 0 | 0 | 0 | 0 | 0 | 0 | 0 | 0 | 0 | 0 | 0 | 0 | 0 | 0 | 0 | 0 | 0 | 0 | 0 | 0 | 0 | 0 | 0 | 0 | 0 | 0 | 0
F3_Commercial_Hospital_Existing_Space Heating_Natural Gas_Unit Heater_E7 | F3 | Commercial | Hospital | Existing | Space Heating | Natural Gas | Unit Heater | E7 | PACT BC Ratio | 0 | 0 | 0 | 0 | 0 | 0 | 0 | 0 | 0 | 0 | 0 | 0 | 0 | 0 | 0 | 0 | 0 | 0 | 0 | 0 | 0 | 0 | 0 | 0 | 0 | 0 | 0 | 0 | 0 | 0 | 0 | 0 | 0
F3_Commercial_Hospital_Existing_Space Heating_Natural Gas_Unit Heater_E8 | F3 | Commercial | Hospital | Existing | Space Heating | Natural Gas | Unit Heater | E8 | PACT BC Ratio | 0 | 0 | 0 | 0 | 0 | 0 | 0 | 0 | 0 | 0 | 0 | 0 | 0 | 0 | 0 | 0 | 0 | 0 | 0 | 0 | 0 | 0 | 0 | 0 | 0 | 0 | 0 | 0 | 0 | 0 | 0 | 0 | 0
F3_Commercial_Hospital_Existing_Space Heating_Natural Gas_Unit Heater_E9 | F3 | Commercial | Hospital | Existing | Space Heating | Natural Gas | Unit Heater | E9 | PACT BC Ratio | 0 | 0 | 0 | 0 | 0 | 0 | 0 | 0 | 0 | 0 | 0 | 0 | 0 | 0 | 0 | 0 | 0 | 0 | 0 | 0 | 0 | 0 | 0 | 0 | 0 | 0 | 0 | 0 | 0 | 0 | 0 | 0 | 0
F3_Commercial_Hospital_Existing_Space Heating_Natural Gas_Unit Heater_E10 | F3 | Commercial | Hospital | Existing | Space Heating | Natural Gas | Unit Heater | E10 | PACT BC Ratio | 0 | 0 | 0 | 0 | 0 | 0 | 0 | 0 | 0 | 0 | 0 | 0 | 0 | 0 | 0 | 0 | 0 | 0 | 0 | 0 | 0 | 0 | 0 | 0 | 0 | 0 | 0 | 0 | 0 | 0 | 0 | 0 | 0
F4_Commercial_Hospital_Existing_Space Heating_Natural Gas_Unit Heater_E1 | F4 | Commercial | Hospital | Existing | Space Heating | Natural Gas | Unit Heater | E1 | RVT BC Ratio | bar: 2019 to 2051
F4_Commercial_Hospital_Existing_Space Heating_Natural Gas_Unit Heater_E2 | F4 | Commercial | Hospital | Existing | Space Heating | Natural Gas | Unit Heater | E2 | RVT BC Ratio | 2.7582 | 2.7606 | 2.7631 | 2.767 | 2.7724 | 2.781 | 2.786 | 2.7891 | 2.7928 | 2.796 | 2.7979 | 2.7988 | 2.8 | 2.8017 | 2.8044 | 2.8058 | 2.8081 | 2.8118 | 2.8155 | 2.8196 | 2.8244 | 2.8284 | 2.8316 | 2.834 | 2.8356 | 2.836 | 2.8352 | 2.8334 | 2.832 | 2.8314 | 2.8319 | 2.832 | 2.832
F4_Commercial_Hospital_Existing_Space Heating_Natural Gas_Unit Heater_E3 | F4 | Commercial | Hospital | Existing | Space Heating | Natural Gas | Unit Heater | E3 | RVT BC Ratio | 21.5169 | 21.5696 | 21.6348 | 21.7215 | 21.8304 | 21.9924 | 22.0664 | 22.0815 | 22.0938 | 22.0901 | 22.0573 | 22.0204 | 22.007 | 22.0198 | 22.0672 | 22.1045 | 22.1601 | 22.243 | 22.3196 | 22.3977 | 22.4821 | 22.5554 | 22.6139 | 22.6582 | 22.6877 | 22.6962 | 22.6806 | 22.6482 | 22.6228 | 22.6104 | 22.6194 | 22.6229 | 22.6229
F4_Commercial_Hospital_Existing_Space Heating_Natural Gas_Unit Heater_E4 | F4 | Commercial | Hospital | Existing | Space Heating | Natural Gas | Unit Heater | E4 | RVT BC Ratio | 0 | 0 | 0 | 0 | 0 | 0 | 0 | 0 | 0 | 0 | 0 | 0 | 0 | 0 | 0 | 0 | 0 | 0 | 0 | 0 | 0 | 0 | 0 | 0 | 0 | 0 | 0 | 0 | 0 | 0 | 0 | 0 | 0
F4_Commercial_Hospital_Existing_Space Heating_Natural Gas_Unit Heater_E5 | F4 | Commercial | Hospital | Existing | Space Heating | Natural Gas | Unit Heater | E5 | RVT BC Ratio | 0 | 0 | 0 | 0 | 0 | 0 | 0 | 0 | 0 | 0 | 0 | 0 | 0 | 0 | 0 | 0 | 0 | 0 | 0 | 0 | 0 | 0 | 0 | 0 | 0 | 0 | 0 | 0 | 0 | 0 | 0 | 0 | 0
F4_Commercial_Hospital_Existing_Space Heating_Natural Gas_Unit Heater_E6 | F4 | Commercial | Hospital | Existing | Space Heating | Natural Gas | Unit Heater | E6 | RVT BC Ratio | 0 | 0 | 0 | 0 | 0 | 0 | 0 | 0 | 0 | 0 | 0 | 0 | 0 | 0 | 0 | 0 | 0 | 0 | 0 | 0 | 0 | 0 | 0 | 0 | 0 | 0 | 0 | 0 | 0 | 0 | 0 | 0 | 0
F4_Commercial_Hospital_Existing_Space Heating_Natural Gas_Unit Heater_E7 | F4 | Commercial | Hospital | Existing | Space Heating | Natural Gas | Unit Heater | E7 | RVT BC Ratio | 0 | 0 | 0 | 0 | 0 | 0 | 0 | 0 | 0 | 0 | 0 | 0 | 0 | 0 | 0 | 0 | 0 | 0 | 0 | 0 | 0 | 0 | 0 | 0 | 0 | 0 | 0 | 0 | 0 | 0 | 0 | 0 | 0
F4_Commercial_Hospital_Existing_Space Heating_Natural Gas_Unit Heater_E8 | F4 | Commercial | Hospital | Existing | Space Heating | Natural Gas | Unit Heater | E8 | RVT BC Ratio | 0 | 0 | 0 | 0 | 0 | 0 | 0 | 0 | 0 | 0 | 0 | 0 | 0 | 0 | 0 | 0 | 0 | 0 | 0 | 0 | 0 | 0 | 0 | 0 | 0 | 0 | 0 | 0 | 0 | 0 | 0 | 0 | 0
F4_Commercial_Hospital_Existing_Space Heating_Natural Gas_Unit Heater_E9 | F4 | Commercial | Hospital | Existing | Space Heating | Natural Gas | Unit Heater | E9 | RVT BC Ratio | 0 | 0 | 0 | 0 | 0 | 0 | 0 | 0 | 0 | 0 | 0 | 0 | 0 | 0 | 0 | 0 | 0 | 0 | 0 | 0 | 0 | 0 | 0 | 0 | 0 | 0 | 0 | 0 | 0 | 0 | 0 | 0 | 0
F4_Commercial_Hospital_Existing_Space Heating_Natural Gas_Unit Heater_E10 | F4 | Commercial | Hospital | Existing | Space Heating | Natural Gas | Unit Heater | E10 | RVT BC Ratio | 0 | 0 | 0 | 0 | 0 | 0 | 0 | 0 | 0 | 0 | 0 | 0 | 0 | 0 | 0 | 0 | 0 | 0 | 0 | 0 | 0 | 0 | 0 | 0 | 0 | 0 | 0 | 0 | 0 | 0 | 0 | 0 | 0
F5_Commercial_Hospital_Existing_Space Heating_Natural Gas_Unit Heater_E1 | F5 | Commercial | Hospital | Existing | Space Heating | Natural Gas | Unit Heater | E1 | RIM BC Ratio | bar: 2019 to 2051
F5_Commercial_Hospital_Existing_Space Heating_Natural Gas_Unit Heater_E2 | F5 | Commercial | Hospital | Existing | Space Heating | Natural Gas | Unit Heater | E2 | RIM BC Ratio | 0.58074 | 0.58094 | 0.58116 | 0.58149 | 0.58195 | 0.58268 | 0.58311 | 0.58337 | 0.58367 | 0.58394 | 0.5841 | 0.58417 | 0.58428 | 0.58442 | 0.58464 | 0.58476 | 0.58495 | 0.58526 | 0.58556 | 0.5859 | 0.58629 | 0.58662 | 0.58688 | 0.58708 | 0.58721 | 0.58725 | 0.58718 | 0.58703 | 0.58692 | 0.58687 | 0.58691 | 0.58692 | 0.58692
F5_Commercial_Hospital_Existing_Space Heating_Natural Gas_Unit Heater_E3 | F5 | Commercial | Hospital | Existing | Space Heating | Natural Gas | Unit Heater | E3 | RIM BC Ratio | 0.80009 | 0.80017 | 0.80027 | 0.80041 | 0.80058 | 0.80083 | 0.80094 | 0.80096 | 0.80098 | 0.80098 | 0.80093 | 0.80087 | 0.80085 | 0.80087 | 0.80094 | 0.801 | 0.80108 | 0.80121 | 0.80132 | 0.80144 | 0.80156 | 0.80167 | 0.80175 | 0.80182 | 0.80186 | 0.80187 | 0.80185 | 0.8018 | 0.80176 | 0.80175 | 0.80176 | 0.80176 | 0.80176
F5_Commercial_Hospital_Existing_Space Heating_Natural Gas_Unit Heater_E4 | F5 | Commercial | Hospital | Existing | Space Heating | Natural Gas | Unit Heater | E4 | RIM BC Ratio | 0 | 0 | 0 | 0 | 0 | 0 | 0 | 0 | 0 | 0 | 0 | 0 | 0 | 0 | 0 | 0 | 0 | 0 | 0 | 0 | 0 | 0 | 0 | 0 | 0 | 0 | 0 | 0 | 0 | 0 | 0 | 0 | 0
F5_Commercial_Hospital_Existing_Space Heating_Natural Gas_Unit Heater_E5 | F5 | Commercial | Hospital | Existing | Space Heating | Natural Gas | Unit Heater | E5 | RIM BC Ratio | 0 | 0 | 0 | 0 | 0 | 0 | 0 | 0 | 0 | 0 | 0 | 0 | 0 | 0 | 0 | 0 | 0 | 0 | 0 | 0 | 0 | 0 | 0 | 0 | 0 | 0 | 0 | 0 | 0 | 0 | 0 | 0 | 0
F5_Commercial_Hospital_Existing_Space Heating_Natural Gas_Unit Heater_E6 | F5 | Commercial | Hospital | Existing | Space Heating | Natural Gas | Unit Heater | E6 | RIM BC Ratio | 0 | 0 | 0 | 0 | 0 | 0 | 0 | 0 | 0 | 0 | 0 | 0 | 0 | 0 | 0 | 0 | 0 | 0 | 0 | 0 | 0 | 0 | 0 | 0 | 0 | 0 | 0 | 0 | 0 | 0 | 0 | 0 | 0
F5_Commercial_Hospital_Existing_Space Heating_Natural Gas_Unit Heater_E7 | F5 | Commercial | Hospital | Existing | Space Heating | Natural Gas | Unit Heater | E7 | RIM BC Ratio | 0 | 0 | 0 | 0 | 0 | 0 | 0 | 0 | 0 | 0 | 0 | 0 | 0 | 0 | 0 | 0 | 0 | 0 | 0 | 0 | 0 | 0 | 0 | 0 | 0 | 0 | 0 | 0 | 0 | 0 | 0 | 0 | 0
F5_Commercial_Hospital_Existing_Space Heating_Natural Gas_Unit Heater_E8 | F5 | Commercial | Hospital | Existing | Space Heating | Natural Gas | Unit Heater | E8 | RIM BC Ratio | 0 | 0 | 0 | 0 | 0 | 0 | 0 | 0 | 0 | 0 | 0 | 0 | 0 | 0 | 0 | 0 | 0 | 0 | 0 | 0 | 0 | 0 | 0 | 0 | 0 | 0 | 0 | 0 | 0 | 0 | 0 | 0 | 0
F5_Commercial_Hospital_Existing_Space Heating_Natural Gas_Unit Heater_E9 | F5 | Commercial | Hospital | Existing | Space Heating | Natural Gas | Unit Heater | E9 | RIM BC Ratio | 0 | 0 | 0 | 0 | 0 | 0 | 0 | 0 | 0 | 0 | 0 | 0 | 0 | 0 | 0 | 0 | 0 | 0 | 0 | 0 | 0 | 0 | 0 | 0 | 0 | 0 | 0 | 0 | 0 | 0 | 0 | 0 | 0
F5_Commercial_Hospital_Existing_Space Heating_Natural Gas_Unit Heater_E10 | F5 | Commercial | Hospital | Existing | Space Heating | Natural Gas | Unit Heater | E10 | RIM BC Ratio | 0 | 0 | 0 | 0 | 0 | 0 | 0 | 0 | 0 | 0 | 0 | 0 | 0 | 0 | 0 | 0 | 0 | 0 | 0 | 0 | 0 | 0 | 0 | 0 | 0 | 0 | 0 | 0 | 0 | 0 | 0 | 0 | 0
F0_Commercial_Hospital_Existing_Water Heating_Natural Gas_Water Heater_E0 | F0 | Commercial | Hospital | Existing | Water Heating | Natural Gas | Water Heater | E0 | Economic Unit | Gas-Fired Absorption HPWH | Gas-Fired Absorption HPWH | Gas-Fired Absorption HPWH | Gas-Fired Absorption HPWH | Gas-Fired Absorption HPWH | Gas-Fired Absorption HPWH | Gas-Fired Absorption HPWH | Gas-Fired Absorption HPWH | Gas-Fired Absorption HPWH | Gas-Fired Absorption HPWH | Gas-Fired Absorption HPWH | Gas-Fired Absorption HPWH | Gas-Fired Absorption HPWH | Gas-Fired Absorption HPWH | Gas-Fired Absorption HPWH | Gas-Fired Absorption HPWH | Gas-Fired Absorption HPWH | Gas-Fired Absorption HPWH | Gas-Fired Absorption HPWH | Gas-Fired Absorption HPWH | Gas-Fired Absorption HPWH | Gas-Fired Absorption HPWH | Gas-Fired Absorption HPWH | Gas-Fired Absorption HPWH | Gas-Fired Absorption HPWH | Gas-Fired Absorption HPWH | Gas-Fired Absorption HPWH | Gas-Fired Absorption HPWH | Gas-Fired Absorption HPWH | Gas-Fired Absorption HPWH | Gas-Fired Absorption HPWH | Gas-Fired Absorption HPWH | Gas-Fired Absorption HPWH
F1_Commercial_Hospital_Existing_Water Heating_Natural Gas_Water Heater_E1 | F1 | Commercial | Hospital | Existing | Water Heating | Natural Gas | Water Heater | E1 | CCE | 0 | 0 | 0 | 0 | 0 | 0 | 0 | 0 | 0 | 0 | 0 | 0 | 0 | 0 | 0 | 0 | 0 | 0 | 0 | 0 | 0 | 0 | 0 | 0 | 0 | 0 | 0 | 0 | 0 | 0 | 0 | 0 | 0
F1_Commercial_Hospital_Existing_Water Heating_Natural Gas_Water Heater_E2 | F1 | Commercial | Hospital | Existing | Water Heating | Natural Gas | Water Heater | E2 | CCE | -0.0019664 | -0.0019664 | -0.0019664 | -0.0019664 | -0.0019664 | -0.0019664 | -0.0019664 | -0.0019664 | -0.0019664 | -0.0019664 | -0.0019664 | -0.0019664 | -0.0019664 | -0.0019664 | -0.0019664 | -0.0019664 | -0.0019664 | -0.0019664 | -0.0019664 | -0.0019664 | -0.0019664 | -0.0019664 | -0.0019664 | -0.0019664 | -0.0019664 | -0.0019664 | -0.0019664 | -0.0019664 | -0.0019664 | -0.0019664 | -0.0019664 | -0.0019664 | -0.0019664
F1_Commercial_Hospital_Existing_Water Heating_Natural Gas_Water Heater_E3 | F1 | Commercial | Hospital | Existing | Water Heating | Natural Gas | Water Heater | E3 | CCE | 0.017137 | 0.017137 | 0.017137 | 0.017137 | 0.017137 | 0.017137 | 0.017137 | 0.017137 | 0.017137 | 0.017137 | 0.017137 | 0.017137 | 0.017137 | 0.017137 | 0.017137 | 0.017137 | 0.017137 | 0.017137 | 0.017137 | 0.017137 | 0.017137 | 0.017137 | 0.017137 | 0.017137 | 0.017137 | 0.017137 | 0.017137 | 0.017137 | 0.017137 | 0.017137 | 0.017137 | 0.017137 | 0.017137
F1_Commercial_Hospital_Existing_Water Heating_Natural Gas_Water Heater_E4 | F1 | Commercial | Hospital | Existing | Water Heating | Natural Gas | Water Heater | E4 | CCE | 0.021083 | 0.021083 | 0.021083 | 0.021083 | 0.021083 | 0.021083 | 0.021083 | 0.021083 | 0.021083 | 0.021083 | 0.021083 | 0.021083 | 0.021083 | 0.021083 | 0.021083 | 0.021083 | 0.021083 | 0.021083 | 0.021083 | 0.021083 | 0.021083 | 0.021083 | 0.021083 | 0.021083 | 0.021083 | 0.021083 | 0.021083 | 0.021083 | 0.021083 | 0.021083 | 0.021083 | 0.021083 | 0.021083
F1_Commercial_Hospital_Existing_Water Heating_Natural Gas_Water Heater_E5 | F1 | Commercial | Hospital | Existing | Water Heating | Natural Gas | Water Heater | E5 | CCE | 0.031411 | 0.031411 | 0.031411 | 0.031411 | 0.031411 | 0.031411 | 0.031411 | 0.031411 | 0.031411 | 0.031411 | 0.031411 | 0.031411 | 0.031411 | 0.031411 | 0.031411 | 0.031411 | 0.031411 | 0.031411 | 0.031411 | 0.031411 | 0.031411 | 0.031411 | 0.031411 | 0.031411 | 0.031411 | 0.031411 | 0.031411 | 0.031411 | 0.031411 | 0.031411 | 0.031411 | 0.031411 | 0.031411
F1_Commercial_Hospital_Existing_Water Heating_Natural Gas_Water Heater_E6 | F1 | Commercial | Hospital | Existing | Water Heating | Natural Gas | Water Heater | E6 | CCE | -0.056475 | -0.056475 | -0.056475 | -0.056475 | -0.056475 | -0.056475 | -0.056475 | -0.056475 | -0.056475 | -0.056475 | -0.056475 | -0.056475 | -0.056475 | -0.056475 | -0.056475 | -0.056475 | -0.056475 | -0.056475 | -0.056475 | -0.056475 | -0.056475 | -0.056475 | -0.056475 | -0.056475 | -0.056475 | -0.056475 | -0.056475 | -0.056475 | -0.056475 | -0.056475 | -0.056475 | -0.056475 | -0.056475
F1_Commercial_Hospital_Existing_Water Heating_Natural Gas_Water Heater_E7 | F1 | Commercial | Hospital | Existing | Water Heating | Natural Gas | Water Heater | E7 | CCE | 0.04869 | 0.04869 | 0.04869 | 0.04869 | 0.04869 | 0.04869 | 0.04869 | 0.04869 | 0.04869 | 0.04869 | 0.04869 | 0.04869 | 0.04869 | 0.04869 | 0.04869 | 0.04869 | 0.04869 | 0.04869 | 0.04869 | 0.04869 | 0.04869 | 0.04869 | 0.04869 | 0.04869 | 0.04869 | 0.04869 | 0.04869 | 0.04869 | 0.04869 | 0.04869 | 0.04869 | 0.04869 | 0.04869
F1_Commercial_Hospital_Existing_Water Heating_Natural Gas_Water Heater_E8 | F1 | Commercial | Hospital | Existing | Water Heating | Natural Gas | Water Heater | E8 | CCE | 0 | 0 | 0 | 0 | 0 | 0 | 0 | 0 | 0 | 0 | 0 | 0 | 0 | 0 | 0 | 0 | 0 | 0 | 0 | 0 | 0 | 0 | 0 | 0 | 0 | 0 | 0 | 0 | 0 | 0 | 0 | 0 | 0
F1_Commercial_Hospital_Existing_Water Heating_Natural Gas_Water Heater_E9 | F1 | Commercial | Hospital | Existing | Water Heating | Natural Gas | Water Heater | E9 | CCE | 0 | 0 | 0 | 0 | 0 | 0 | 0 | 0 | 0 | 0 | 0 | 0 | 0 | 0 | 0 | 0 | 0 | 0 | 0 | 0 | 0 | 0 | 0 | 0 | 0 | 0 | 0 | 0 | 0 | 0 | 0 | 0 | 0
F1_Commercial_Hospital_Existing_Water Heating_Natural Gas_Water Heater_E10 | F1 | Commercial | Hospital | Existing | Water Heating | Natural Gas | Water Heater | E10 | CCE | 0 | 0 | 0 | 0 | 0 | 0 | 0 | 0 | 0 | 0 | 0 | 0 | 0 | 0 | 0 | 0 | 0 | 0 | 0 | 0 | 0 | 0 | 0 | 0 | 0 | 0 | 0 | 0 | 0 | 0 | 0 | 0 | 0
F2_Commercial_Hospital_Existing_Water Heating_Natural Gas_Water Heater_E1 | F2 | Commercial | Hospital | Existing | Water Heating | Natural Gas | Water Heater | E1 | TRC BC Ratio | bar: 2019 to 2051
F2_Commercial_Hospital_Existing_Water Heating_Natural Gas_Water Heater_E2 | F2 | Commercial | Hospital | Existing | Water Heating | Natural Gas | Water Heater | E2 | TRC BC Ratio | bar: 2019 to 2051
F2_Commercial_Hospital_Existing_Water Heating_Natural Gas_Water Heater_E3 | F2 | Commercial | Hospital | Existing | Water Heating | Natural Gas | Water Heater | E3 | TRC BC Ratio | 62.6897 | 63.2626 | 63.9442 | 64.7353 | 65.6582 | 66.7507 | 67.6338 | 68.4649 | 69.2858 | 70.1107 | 70.8641 | 71.5257 | 72.191 | 72.8935 | 73.7041 | 74.5088 | 75.3957 | 76.374 | 77.4106 | 78.4797 | 79.5724 | 80.5978 | 81.5376 | 82.394 | 83.1504 | 83.7943 | 84.2469 | 84.5799 | 84.8669 | 85.1112 | 85.3537 | 85.4631 | 85.4631
F2_Commercial_Hospital_Existing_Water Heating_Natural Gas_Water Heater_E4 | F2 | Commercial | Hospital | Existing | Water Heating | Natural Gas | Water Heater | E4 | TRC BC Ratio | 50.9552 | 51.4209 | 51.9749 | 52.6179 | 53.368 | 54.2561 | 54.9738 | 55.6494 | 56.3166 | 56.9871 | 57.5995 | 58.1373 | 58.678 | 59.249 | 59.9079 | 60.5619 | 61.2828 | 62.0781 | 62.9206 | 63.7895 | 64.6778 | 65.5112 | 66.2751 | 66.9712 | 67.586 | 68.1094 | 68.4772 | 68.7479 | 68.9812 | 69.1798 | 69.3769 | 69.4658 | 69.4658
F2_Commercial_Hospital_Existing_Water Heating_Natural Gas_Water Heater_E5 | F2 | Commercial | Hospital | Existing | Water Heating | Natural Gas | Water Heater | E5 | TRC BC Ratio | 34.2016 | 34.5142 | 34.886 | 35.3176 | 35.8211 | 36.4172 | 36.8989 | 37.3524 | 37.8002 | 38.2503 | 38.6613 | 39.0223 | 39.3852 | 39.7685 | 40.2107 | 40.6497 | 41.1336 | 41.6674 | 42.2329 | 42.8161 | 43.4123 | 43.9717 | 44.4845 | 44.9517 | 45.3643 | 45.7156 | 45.9625 | 46.1443 | 46.3008 | 46.4341 | 46.5664 | 46.6261 | 46.6261
F2_Commercial_Hospital_Existing_Water Heating_Natural Gas_Water Heater_E6 | F2 | Commercial | Hospital | Existing | Water Heating | Natural Gas | Water Heater | E6 | TRC BC Ratio | bar: 2019 to 2051
F2_Commercial_Hospital_Existing_Water Heating_Natural Gas_Water Heater_E7 | F2 | Commercial | Hospital | Existing | Water Heating | Natural Gas | Water Heater | E7 | TRC BC Ratio | 20.9976 | 21.1443 | 21.3768 | 21.6966 | 22.101 | 22.5932 | 22.9612 | 23.2876 | 23.5761 | 23.8373 | 24.0329 | 24.1573 | 24.2777 | 24.4286 | 24.6649 | 24.9242 | 25.2488 | 25.65 | 26.1067 | 26.5989 | 27.1219 | 27.621 | 28.0925 | 28.5474 | 28.9609 | 29.313 | 29.5605 | 29.7426 | 29.8995 | 30.0331 | 30.1656 | 30.2255 | 30.2255
F2_Commercial_Hospital_Existing_Water Heating_Natural Gas_Water Heater_E8 | F2 | Commercial | Hospital | Existing | Water Heating | Natural Gas | Water Heater | E8 | TRC BC Ratio | 0 | 0 | 0 | 0 | 0 | 0 | 0 | 0 | 0 | 0 | 0 | 0 | 0 | 0 | 0 | 0 | 0 | 0 | 0 | 0 | 0 | 0 | 0 | 0 | 0 | 0 | 0 | 0 | 0 | 0 | 0 | 0 | 0
F2_Commercial_Hospital_Existing_Water Heating_Natural Gas_Water Heater_E9 | F2 | Commercial | Hospital | Existing | Water Heating | Natural Gas | Water Heater | E9 | TRC BC Ratio | 0 | 0 | 0 | 0 | 0 | 0 | 0 | 0 | 0 | 0 | 0 | 0 | 0 | 0 | 0 | 0 | 0 | 0 | 0 | 0 | 0 | 0 | 0 | 0 | 0 | 0 | 0 | 0 | 0 | 0 | 0 | 0 | 0
F2_Commercial_Hospital_Existing_Water Heating_Natural Gas_Water Heater_E10 | F2 | Commercial | Hospital | Existing | Water Heating | Natural Gas | Water Heater | E10 | TRC BC Ratio | 0 | 0 | 0 | 0 | 0 | 0 | 0 | 0 | 0 | 0 | 0 | 0 | 0 | 0 | 0 | 0 | 0 | 0 | 0 | 0 | 0 | 0 | 0 | 0 | 0 | 0 | 0 | 0 | 0 | 0 | 0 | 0 | 0
F3_Commercial_Hospital_Existing_Water Heating_Natural Gas_Water Heater_E1 | F3 | Commercial | Hospital | Existing | Water Heating | Natural Gas | Water Heater | E1 | PACT BC Ratio | bar: 2019 to 2051
F3_Commercial_Hospital_Existing_Water Heating_Natural Gas_Water Heater_E2 | F3 | Commercial | Hospital | Existing | Water Heating | Natural Gas | Water Heater | E2 | PACT BC Ratio | bar: 2019 to 2051
F3_Commercial_Hospital_Existing_Water Heating_Natural Gas_Water Heater_E3 | F3 | Commercial | Hospital | Existing | Water Heating | Natural Gas | Water Heater | E3 | PACT BC Ratio | 83.5863 | 84.3501 | 85.2589 | 86.3137 | 87.5442 | 89.001 | 90.1784 | 91.2866 | 92.3811 | 93.481 | 94.4855 | 95.3676 | 96.2546 | 97.1913 | 98.2722 | 99.345 | 100.5276 | 101.8321 | 103.2141 | 104.6396 | 106.0966 | 107.4638 | 108.7168 | 109.8587 | 110.8672 | 111.7257 | 112.3292 | 112.7732 | 113.1559 | 113.4816 | 113.8049 | 113.9508 | 113.9508
F3_Commercial_Hospital_Existing_Water Heating_Natural Gas_Water Heater_E4 | F3 | Commercial | Hospital | Existing | Water Heating | Natural Gas | Water Heater | E4 | PACT BC Ratio | 67.9403 | 68.5611 | 69.2998 | 70.1572 | 71.1574 | 72.3414 | 73.2984 | 74.1992 | 75.0888 | 75.9829 | 76.7993 | 77.5164 | 78.2373 | 78.9987 | 79.8772 | 80.7492 | 81.7105 | 82.7707 | 83.8941 | 85.0527 | 86.237 | 87.3483 | 88.3668 | 89.2949 | 90.1146 | 90.8125 | 91.3029 | 91.6639 | 91.9749 | 92.2397 | 92.5025 | 92.6211 | 92.6211
F3_Commercial_Hospital_Existing_Water Heating_Natural Gas_Water Heater_E5 | F3 | Commercial | Hospital | Existing | Water Heating | Natural Gas | Water Heater | E5 | PACT BC Ratio | 45.6021 | 46.0189 | 46.5147 | 47.0902 | 47.7615 | 48.5562 | 49.1986 | 49.8032 | 50.4003 | 51.0004 | 51.5484 | 52.0297 | 52.5136 | 53.0246 | 53.6143 | 54.1996 | 54.8448 | 55.5565 | 56.3105 | 57.0882 | 57.8831 | 58.629 | 59.3126 | 59.9356 | 60.4858 | 60.9542 | 61.2834 | 61.5257 | 61.7344 | 61.9121 | 62.0885 | 62.1681 | 62.1681
F3_Commercial_Hospital_Existing_Water Heating_Natural Gas_Water Heater_E6 | F3 | Commercial | Hospital | Existing | Water Heating | Natural Gas | Water Heater | E6 | PACT BC Ratio | bar: 2019 to 2051
F3_Commercial_Hospital_Existing_Water Heating_Natural Gas_Water Heater_E7 | F3 | Commercial | Hospital | Existing | Water Heating | Natural Gas | Water Heater | E7 | PACT BC Ratio | 27.9968 | 28.1924 | 28.5024 | 28.9288 | 29.4679 | 30.1242 | 30.6149 | 31.0502 | 31.4348 | 31.7831 | 32.0439 | 32.2097 | 32.3702 | 32.5714 | 32.8865 | 33.2323 | 33.6651 | 34.2 | 34.809 | 35.4652 | 36.1626 | 36.828 | 37.4567 | 38.0632 | 38.6146 | 39.084 | 39.4139 | 39.6568 | 39.8659 | 40.0441 | 40.2208 | 40.3006 | 40.3006
F3_Commercial_Hospital_Existing_Water Heating_Natural Gas_Water Heater_E8 | F3 | Commercial | Hospital | Existing | Water Heating | Natural Gas | Water Heater | E8 | PACT BC Ratio | 0 | 0 | 0 | 0 | 0 | 0 | 0 | 0 | 0 | 0 | 0 | 0 | 0 | 0 | 0 | 0 | 0 | 0 | 0 | 0 | 0 | 0 | 0 | 0 | 0 | 0 | 0 | 0 | 0 | 0 | 0 | 0 | 0
F3_Commercial_Hospital_Existing_Water Heating_Natural Gas_Water Heater_E9 | F3 | Commercial | Hospital | Existing | Water Heating | Natural Gas | Water Heater | E9 | PACT BC Ratio | 0 | 0 | 0 | 0 | 0 | 0 | 0 | 0 | 0 | 0 | 0 | 0 | 0 | 0 | 0 | 0 | 0 | 0 | 0 | 0 | 0 | 0 | 0 | 0 | 0 | 0 | 0 | 0 | 0 | 0 | 0 | 0 | 0
F3_Commercial_Hospital_Existing_Water Heating_Natural Gas_Water Heater_E10 | F3 | Commercial | Hospital | Existing | Water Heating | Natural Gas | Water Heater | E10 | PACT BC Ratio | 0 | 0 | 0 | 0 | 0 | 0 | 0 | 0 | 0 | 0 | 0 | 0 | 0 | 0 | 0 | 0 | 0 | 0 | 0 | 0 | 0 | 0 | 0 | 0 | 0 | 0 | 0 | 0 | 0 | 0 | 0 | 0 | 0
F4_Commercial_Hospital_Existing_Water Heating_Natural Gas_Water Heater_E1 | F4 | Commercial | Hospital | Existing | Water Heating | Natural Gas | Water Heater | E1 | RVT BC Ratio | bar: 2019 to 2051
F4_Commercial_Hospital_Existing_Water Heating_Natural Gas_Water Heater_E2 | F4 | Commercial | Hospital | Existing | Water Heating | Natural Gas | Water Heater | E2 | RVT BC Ratio | bar: 2019 to 2051
F4_Commercial_Hospital_Existing_Water Heating_Natural Gas_Water Heater_E3 | F4 | Commercial | Hospital | Existing | Water Heating | Natural Gas | Water Heater | E3 | RVT BC Ratio | 90.8276 | 91.6512 | 92.6312 | 93.7685 | 95.0953 | 96.6661 | 97.9356 | 99.1306 | 100.3107 | 101.4967 | 102.5798 | 103.531 | 104.4874 | 105.4974 | 106.6628 | 107.8196 | 109.0948 | 110.5013 | 111.9915 | 113.5285 | 115.0996 | 116.5737 | 117.9249 | 119.1561 | 120.2435 | 121.1692 | 121.8199 | 122.2987 | 122.7113 | 123.0626 | 123.4112 | 123.5685 | 123.5685
F4_Commercial_Hospital_Existing_Water Heating_Natural Gas_Water Heater_E4 | F4 | Commercial | Hospital | Existing | Water Heating | Natural Gas | Water Heater | E4 | RVT BC Ratio | 73.9572 | 74.6266 | 75.4231 | 76.3476 | 77.426 | 78.7028 | 79.7347 | 80.7059 | 81.6652 | 82.6292 | 83.5095 | 84.2827 | 85.06 | 85.881 | 86.8283 | 87.7685 | 88.805 | 89.9483 | 91.1595 | 92.4088 | 93.6858 | 94.884 | 95.9823 | 96.983 | 97.8669 | 98.6193 | 99.1482 | 99.5374 | 99.8727 | 100.1583 | 100.4416 | 100.5695 | 100.5695
F4_Commercial_Hospital_Existing_Water Heating_Natural Gas_Water Heater_E5 | F4 | Commercial | Hospital | Existing | Water Heating | Natural Gas | Water Heater | E5 | RVT BC Ratio | 49.8709 | 50.3202 | 50.8549 | 51.4754 | 52.1992 | 53.0562 | 53.7488 | 54.4007 | 55.0446 | 55.6916 | 56.2825 | 56.8015 | 57.3232 | 57.8743 | 58.5101 | 59.1412 | 59.8369 | 60.6043 | 61.4173 | 62.2558 | 63.1129 | 63.9172 | 64.6543 | 65.326 | 65.9193 | 66.4244 | 66.7793 | 67.0406 | 67.2657 | 67.4573 | 67.6475 | 67.7333 | 67.7333
F4_Commercial_Hospital_Existing_Water Heating_Natural Gas_Water Heater_E6 | F4 | Commercial | Hospital | Existing | Water Heating | Natural Gas | Water Heater | E6 | RVT BC Ratio | bar: 2019 to 2051
F4_Commercial_Hospital_Existing_Water Heating_Natural Gas_Water Heater_E7 | F4 | Commercial | Hospital | Existing | Water Heating | Natural Gas | Water Heater | E7 | RVT BC Ratio | 30.8878 | 31.0987 | 31.4329 | 31.8928 | 32.4741 | 33.1817 | 33.7108 | 34.1801 | 34.5949 | 34.9704 | 35.2516 | 35.4304 | 35.6035 | 35.8204 | 36.1602 | 36.533 | 36.9996 | 37.5764 | 38.2331 | 38.9407 | 39.6926 | 40.4101 | 41.088 | 41.742 | 42.3365 | 42.8427 | 43.1984 | 43.4602 | 43.6858 | 43.8779 | 44.0685 | 44.1545 | 44.1545
F4_Commercial_Hospital_Existing_Water Heating_Natural Gas_Water Heater_E8 | F4 | Commercial | Hospital | Existing | Water Heating | Natural Gas | Water Heater | E8 | RVT BC Ratio | 0 | 0 | 0 | 0 | 0 | 0 | 0 | 0 | 0 | 0 | 0 | 0 | 0 | 0 | 0 | 0 | 0 | 0 | 0 | 0 | 0 | 0 | 0 | 0 | 0 | 0 | 0 | 0 | 0 | 0 | 0 | 0 | 0
F4_Commercial_Hospital_Existing_Water Heating_Natural Gas_Water Heater_E9 | F4 | Commercial | Hospital | Existing | Water Heating | Natural Gas | Water Heater | E9 | RVT BC Ratio | 0 | 0 | 0 | 0 | 0 | 0 | 0 | 0 | 0 | 0 | 0 | 0 | 0 | 0 | 0 | 0 | 0 | 0 | 0 | 0 | 0 | 0 | 0 | 0 | 0 | 0 | 0 | 0 | 0 | 0 | 0 | 0 | 0
F4_Commercial_Hospital_Existing_Water Heating_Natural Gas_Water Heater_E10 | F4 | Commercial | Hospital | Existing | Water Heating | Natural Gas | Water Heater | E10 | RVT BC Ratio | 0 | 0 | 0 | 0 | 0 | 0 | 0 | 0 | 0 | 0 | 0 | 0 | 0 | 0 | 0 | 0 | 0 | 0 | 0 | 0 | 0 | 0 | 0 | 0 | 0 | 0 | 0 | 0 | 0 | 0 | 0 | 0 | 0
F5_Commercial_Hospital_Existing_Water Heating_Natural Gas_Water Heater_E1 | F5 | Commercial | Hospital | Existing | Water Heating | Natural Gas | Water Heater | E1 | RIM BC Ratio | bar: 2019 to 2051
F5_Commercial_Hospital_Existing_Water Heating_Natural Gas_Water Heater_E2 | F5 | Commercial | Hospital | Existing | Water Heating | Natural Gas | Water Heater | E2 | RIM BC Ratio | bar: 2019 to 2051
F5_Commercial_Hospital_Existing_Water Heating_Natural Gas_Water Heater_E3 | F5 | Commercial | Hospital | Existing | Water Heating | Natural Gas | Water Heater | E3 | RIM BC Ratio | 0.82643 | 0.8265 | 0.82659 | 0.82668 | 0.8268 | 0.82692 | 0.82702 | 0.82712 | 0.82721 | 0.82729 | 0.82737 | 0.82744 | 0.8275 | 0.82757 | 0.82765 | 0.82772 | 0.82781 | 0.82789 | 0.82798 | 0.82807 | 0.82816 | 0.82825 | 0.82832 | 0.82839 | 0.82844 | 0.82849 | 0.82852 | 0.82855 | 0.82857 | 0.82858 | 0.8286 | 0.82861 | 0.82861
F5_Commercial_Hospital_Existing_Water Heating_Natural Gas_Water Heater_E4 | F5 | Commercial | Hospital | Existing | Water Heating | Natural Gas | Water Heater | E4 | RIM BC Ratio | 0.82455 | 0.82464 | 0.82475 | 0.82487 | 0.825 | 0.82516 | 0.82528 | 0.82539 | 0.8255 | 0.82561 | 0.82571 | 0.82579 | 0.82587 | 0.82595 | 0.82605 | 0.82614 | 0.82624 | 0.82635 | 0.82646 | 0.82657 | 0.82668 | 0.82678 | 0.82687 | 0.82695 | 0.82702 | 0.82708 | 0.82712 | 0.82715 | 0.82717 | 0.82719 | 0.82721 | 0.82722 | 0.82722
F5_Commercial_Hospital_Existing_Water Heating_Natural Gas_Water Heater_E5 | F5 | Commercial | Hospital | Existing | Water Heating | Natural Gas | Water Heater | E5 | RIM BC Ratio | 0.81968 | 0.81981 | 0.81997 | 0.82014 | 0.82034 | 0.82057 | 0.82075 | 0.82092 | 0.82108 | 0.82124 | 0.82138 | 0.8215 | 0.82162 | 0.82174 | 0.82188 | 0.82202 | 0.82217 | 0.82232 | 0.82249 | 0.82265 | 0.82281 | 0.82296 | 0.8231 | 0.82321 | 0.82332 | 0.8234 | 0.82346 | 0.82351 | 0.82354 | 0.82358 | 0.82361 | 0.82362 | 0.82362
F5_Commercial_Hospital_Existing_Water Heating_Natural Gas_Water Heater_E6 | F5 | Commercial | Hospital | Existing | Water Heating | Natural Gas | Water Heater | E6 | RIM BC Ratio | bar: 2019 to 2051
F5_Commercial_Hospital_Existing_Water Heating_Natural Gas_Water Heater_E7 | F5 | Commercial | Hospital | Existing | Water Heating | Natural Gas | Water Heater | E7 | RIM BC Ratio | 0.81051 | 0.81068 | 0.81093 | 0.81127 | 0.81169 | 0.81218 | 0.81253 | 0.81283 | 0.81309 | 0.81332 | 0.81349 | 0.8136 | 0.8137 | 0.81382 | 0.81402 | 0.81423 | 0.81449 | 0.81479 | 0.81513 | 0.81549 | 0.81585 | 0.81618 | 0.81648 | 0.81677 | 0.81702 | 0.81723 | 0.81737 | 0.81747 | 0.81756 | 0.81764 | 0.81771 | 0.81774 | 0.81774
F5_Commercial_Hospital_Existing_Water Heating_Natural Gas_Water Heater_E8 | F5 | Commercial | Hospital | Existing | Water Heating | Natural Gas | Water Heater | E8 | RIM BC Ratio | 0 | 0 | 0 | 0 | 0 | 0 | 0 | 0 | 0 | 0 | 0 | 0 | 0 | 0 | 0 | 0 | 0 | 0 | 0 | 0 | 0 | 0 | 0 | 0 | 0 | 0 | 0 | 0 | 0 | 0 | 0 | 0 | 0
F5_Commercial_Hospital_Existing_Water Heating_Natural Gas_Water Heater_E9 | F5 | Commercial | Hospital | Existing | Water Heating | Natural Gas | Water Heater | E9 | RIM BC Ratio | 0 | 0 | 0 | 0 | 0 | 0 | 0 | 0 | 0 | 0 | 0 | 0 | 0 | 0 | 0 | 0 | 0 | 0 | 0 | 0 | 0 | 0 | 0 | 0 | 0 | 0 | 0 | 0 | 0 | 0 | 0 | 0 | 0
F5_Commercial_Hospital_Existing_Water Heating_Natural Gas_Water Heater_E10 | F5 | Commercial | Hospital | Existing | Water Heating | Natural Gas | Water Heater | E10 | RIM BC Ratio | 0 | 0 | 0 | 0 | 0 | 0 | 0 | 0 | 0 | 0 | 0 | 0 | 0 | 0 | 0 | 0 | 0 | 0 | 0 | 0 | 0 | 0 | 0 | 0 | 0 | 0 | 0 | 0 | 0 | 0 | 0 | 0 | 0
F0_Commercial_Hospital_Existing_Food Preparation_Natural Gas_Oven_E0 | F0 | Commercial | Hospital | Existing | Food Preparation | Natural Gas | Oven | E0 | Economic Unit | ENERGY STAR (>44% Baking Efficiency) | ENERGY STAR (>44% Baking Efficiency) | ENERGY STAR (>44% Baking Efficiency) | ENERGY STAR (>44% Baking Efficiency) | ENERGY STAR (>44% Baking Efficiency) | ENERGY STAR (>44% Baking Efficiency) | ENERGY STAR (>44% Baking Efficiency) | ENERGY STAR (>44% Baking Efficiency) | ENERGY STAR (>44% Baking Efficiency) | ENERGY STAR (>44% Baking Efficiency) | ENERGY STAR (>44% Baking Efficiency) | ENERGY STAR (>44% Baking Efficiency) | ENERGY STAR (>44% Baking Efficiency) | ENERGY STAR (>44% Baking Efficiency) | ENERGY STAR (>44% Baking Efficiency) | ENERGY STAR (>44% Baking Efficiency) | ENERGY STAR (>44% Baking Efficiency) | ENERGY STAR (>44% Baking Efficiency) | ENERGY STAR (>44% Baking Efficiency) | ENERGY STAR (>44% Baking Efficiency) | ENERGY STAR (>44% Baking Efficiency) | ENERGY STAR (>44% Baking Efficiency) | ENERGY STAR (>44% Baking Efficiency) | ENERGY STAR (>44% Baking Efficiency) | ENERGY STAR (>44% Baking Efficiency) | ENERGY STAR (>44% Baking Efficiency) | ENERGY STAR (>44% Baking Efficiency) | ENERGY STAR (>44% Baking Efficiency) | ENERGY STAR (>44% Baking Efficiency) | ENERGY STAR (>44% Baking Efficiency) | ENERGY STAR (>44% Baking Efficiency) | ENERGY STAR (>44% Baking Efficiency) | ENERGY STAR (>44% Baking Efficiency)
F1_Commercial_Hospital_Existing_Food Preparation_Natural Gas_Oven_E1 | F1 | Commercial | Hospital | Existing | Food Preparation | Natural Gas | Oven | E1 | CCE | 0 | 0 | 0 | 0 | 0 | 0 | 0 | 0 | 0 | 0 | 0 | 0 | 0 | 0 | 0 | 0 | 0 | 0 | 0 | 0 | 0 | 0 | 0 | 0 | 0 | 0 | 0 | 0 | 0 | 0 | 0 | 0 | 0
F1_Commercial_Hospital_Existing_Food Preparation_Natural Gas_Oven_E2 | F1 | Commercial | Hospital | Existing | Food Preparation | Natural Gas | Oven | E2 | CCE | 0.52905 | 0.52905 | 0.52905 | 0.52905 | 0.52905 | 0.52905 | 0.52905 | 0.52905 | 0.52905 | 0.52905 | 0.52905 | 0.52905 | 0.52905 | 0.52905 | 0.52905 | 0.52905 | 0.52905 | 0.52905 | 0.52905 | 0.52905 | 0.52905 | 0.52905 | 0.52905 | 0.52905 | 0.52905 | 0.52905 | 0.52905 | 0.52905 | 0.52905 | 0.52905 | 0.52905 | 0.52905 | 0.52905
F1_Commercial_Hospital_Existing_Food Preparation_Natural Gas_Oven_E3 | F1 | Commercial | Hospital | Existing | Food Preparation | Natural Gas | Oven | E3 | CCE | 0 | 0 | 0 | 0 | 0 | 0 | 0 | 0 | 0 | 0 | 0 | 0 | 0 | 0 | 0 | 0 | 0 | 0 | 0 | 0 | 0 | 0 | 0 | 0 | 0 | 0 | 0 | 0 | 0 | 0 | 0 | 0 | 0
F1_Commercial_Hospital_Existing_Food Preparation_Natural Gas_Oven_E4 | F1 | Commercial | Hospital | Existing | Food Preparation | Natural Gas | Oven | E4 | CCE | 0 | 0 | 0 | 0 | 0 | 0 | 0 | 0 | 0 | 0 | 0 | 0 | 0 | 0 | 0 | 0 | 0 | 0 | 0 | 0 | 0 | 0 | 0 | 0 | 0 | 0 | 0 | 0 | 0 | 0 | 0 | 0 | 0
F1_Commercial_Hospital_Existing_Food Preparation_Natural Gas_Oven_E5 | F1 | Commercial | Hospital | Existing | Food Preparation | Natural Gas | Oven | E5 | CCE | 0 | 0 | 0 | 0 | 0 | 0 | 0 | 0 | 0 | 0 | 0 | 0 | 0 | 0 | 0 | 0 | 0 | 0 | 0 | 0 | 0 | 0 | 0 | 0 | 0 | 0 | 0 | 0 | 0 | 0 | 0 | 0 | 0
F1_Commercial_Hospital_Existing_Food Preparation_Natural Gas_Oven_E6 | F1 | Commercial | Hospital | Existing | Food Preparation | Natural Gas | Oven | E6 | CCE | 0 | 0 | 0 | 0 | 0 | 0 | 0 | 0 | 0 | 0 | 0 | 0 | 0 | 0 | 0 | 0 | 0 | 0 | 0 | 0 | 0 | 0 | 0 | 0 | 0 | 0 | 0 | 0 | 0 | 0 | 0 | 0 | 0
F1_Commercial_Hospital_Existing_Food Preparation_Natural Gas_Oven_E7 | F1 | Commercial | Hospital | Existing | Food Preparation | Natural Gas | Oven | E7 | CCE | 0 | 0 | 0 | 0 | 0 | 0 | 0 | 0 | 0 | 0 | 0 | 0 | 0 | 0 | 0 | 0 | 0 | 0 | 0 | 0 | 0 | 0 | 0 | 0 | 0 | 0 | 0 | 0 | 0 | 0 | 0 | 0 | 0
F1_Commercial_Hospital_Existing_Food Preparation_Natural Gas_Oven_E8 | F1 | Commercial | Hospital | Existing | Food Preparation | Natural Gas | Oven | E8 | CCE | 0 | 0 | 0 | 0 | 0 | 0 | 0 | 0 | 0 | 0 | 0 | 0 | 0 | 0 | 0 | 0 | 0 | 0 | 0 | 0 | 0 | 0 | 0 | 0 | 0 | 0 | 0 | 0 | 0 | 0 | 0 | 0 | 0
F1_Commercial_Hospital_Existing_Food Preparation_Natural Gas_Oven_E9 | F1 | Commercial | Hospital | Existing | Food Preparation | Natural Gas | Oven | E9 | CCE | 0 | 0 | 0 | 0 | 0 | 0 | 0 | 0 | 0 | 0 | 0 | 0 | 0 | 0 | 0 | 0 | 0 | 0 | 0 | 0 | 0 | 0 | 0 | 0 | 0 | 0 | 0 | 0 | 0 | 0 | 0 | 0 | 0
F1_Commercial_Hospital_Existing_Food Preparation_Natural Gas_Oven_E10 | F1 | Commercial | Hospital | Existing | Food Preparation | Natural Gas | Oven | E10 | CCE | 0 | 0 | 0 | 0 | 0 | 0 | 0 | 0 | 0 | 0 | 0 | 0 | 0 | 0 | 0 | 0 | 0 | 0 | 0 | 0 | 0 | 0 | 0 | 0 | 0 | 0 | 0 | 0 | 0 | 0 | 0 | 0 | 0
F2_Commercial_Hospital_Existing_Food Preparation_Natural Gas_Oven_E1 | F2 | Commercial | Hospital | Existing | Food Preparation | Natural Gas | Oven | E1 | TRC BC Ratio | bar: 2019 to 2051
F2_Commercial_Hospital_Existing_Food Preparation_Natural Gas_Oven_E2 | F2 | Commercial | Hospital | Existing | Food Preparation | Natural Gas | Oven | E2 | TRC BC Ratio | 2.6596 | 2.6798 | 2.7025 | 2.7274 | 2.7558 | 2.7887 | 2.8153 | 2.8409 | 2.8669 | 2.8939 | 2.9197 | 2.9434 | 2.9676 | 2.9931 | 3.0212 | 3.0486 | 3.0777 | 3.1085 | 3.1406 | 3.1733 | 3.2062 | 3.2371 | 3.2649 | 3.2895 | 3.3108 | 3.3291 | 3.3418 | 3.3512 | 3.3594 | 3.3664 | 3.3733 | 3.3764 | 3.3764
F2_Commercial_Hospital_Existing_Food Preparation_Natural Gas_Oven_E3 | F2 | Commercial | Hospital | Existing | Food Preparation | Natural Gas | Oven | E3 | TRC BC Ratio | 0 | 0 | 0 | 0 | 0 | 0 | 0 | 0 | 0 | 0 | 0 | 0 | 0 | 0 | 0 | 0 | 0 | 0 | 0 | 0 | 0 | 0 | 0 | 0 | 0 | 0 | 0 | 0 | 0 | 0 | 0 | 0 | 0
F2_Commercial_Hospital_Existing_Food Preparation_Natural Gas_Oven_E4 | F2 | Commercial | Hospital | Existing | Food Preparation | Natural Gas | Oven | E4 | TRC BC Ratio | 0 | 0 | 0 | 0 | 0 | 0 | 0 | 0 | 0 | 0 | 0 | 0 | 0 | 0 | 0 | 0 | 0 | 0 | 0 | 0 | 0 | 0 | 0 | 0 | 0 | 0 | 0 | 0 | 0 | 0 | 0 | 0 | 0
F2_Commercial_Hospital_Existing_Food Preparation_Natural Gas_Oven_E5 | F2 | Commercial | Hospital | Existing | Food Preparation | Natural Gas | Oven | E5 | TRC BC Ratio | 0 | 0 | 0 | 0 | 0 | 0 | 0 | 0 | 0 | 0 | 0 | 0 | 0 | 0 | 0 | 0 | 0 | 0 | 0 | 0 | 0 | 0 | 0 | 0 | 0 | 0 | 0 | 0 | 0 | 0 | 0 | 0 | 0
F2_Commercial_Hospital_Existing_Food Preparation_Natural Gas_Oven_E6 | F2 | Commercial | Hospital | Existing | Food Preparation | Natural Gas | Oven | E6 | TRC BC Ratio | 0 | 0 | 0 | 0 | 0 | 0 | 0 | 0 | 0 | 0 | 0 | 0 | 0 | 0 | 0 | 0 | 0 | 0 | 0 | 0 | 0 | 0 | 0 | 0 | 0 | 0 | 0 | 0 | 0 | 0 | 0 | 0 | 0
F2_Commercial_Hospital_Existing_Food Preparation_Natural Gas_Oven_E7 | F2 | Commercial | Hospital | Existing | Food Preparation | Natural Gas | Oven | E7 | TRC BC Ratio | 0 | 0 | 0 | 0 | 0 | 0 | 0 | 0 | 0 | 0 | 0 | 0 | 0 | 0 | 0 | 0 | 0 | 0 | 0 | 0 | 0 | 0 | 0 | 0 | 0 | 0 | 0 | 0 | 0 | 0 | 0 | 0 | 0
F2_Commercial_Hospital_Existing_Food Preparation_Natural Gas_Oven_E8 | F2 | Commercial | Hospital | Existing | Food Preparation | Natural Gas | Oven | E8 | TRC BC Ratio | 0 | 0 | 0 | 0 | 0 | 0 | 0 | 0 | 0 | 0 | 0 | 0 | 0 | 0 | 0 | 0 | 0 | 0 | 0 | 0 | 0 | 0 | 0 | 0 | 0 | 0 | 0 | 0 | 0 | 0 | 0 | 0 | 0
F2_Commercial_Hospital_Existing_Food Preparation_Natural Gas_Oven_E9 | F2 | Commercial | Hospital | Existing | Food Preparation | Natural Gas | Oven | E9 | TRC BC Ratio | 0 | 0 | 0 | 0 | 0 | 0 | 0 | 0 | 0 | 0 | 0 | 0 | 0 | 0 | 0 | 0 | 0 | 0 | 0 | 0 | 0 | 0 | 0 | 0 | 0 | 0 | 0 | 0 | 0 | 0 | 0 | 0 | 0
F2_Commercial_Hospital_Existing_Food Preparation_Natural Gas_Oven_E10 | F2 | Commercial | Hospital | Existing | Food Preparation | Natural Gas | Oven | E10 | TRC BC Ratio | 0 | 0 | 0 | 0 | 0 | 0 | 0 | 0 | 0 | 0 | 0 | 0 | 0 | 0 | 0 | 0 | 0 | 0 | 0 | 0 | 0 | 0 | 0 | 0 | 0 | 0 | 0 | 0 | 0 | 0 | 0 | 0 | 0
F3_Commercial_Hospital_Existing_Food Preparation_Natural Gas_Oven_E1 | F3 | Commercial | Hospital | Existing | Food Preparation | Natural Gas | Oven | E1 | PACT BC Ratio | bar: 2019 to 2051
F3_Commercial_Hospital_Existing_Food Preparation_Natural Gas_Oven_E2 | F3 | Commercial | Hospital | Existing | Food Preparation | Natural Gas | Oven | E2 | PACT BC Ratio | 3.5461 | 3.5731 | 3.6033 | 3.6366 | 3.6744 | 3.7182 | 3.7538 | 3.7879 | 3.8225 | 3.8586 | 3.893 | 3.9245 | 3.9568 | 3.9908 | 4.0282 | 4.0648 | 4.1037 | 4.1447 | 4.1874 | 4.2311 | 4.275 | 4.3161 | 4.3532 | 4.386 | 4.4144 | 4.4388 | 4.4557 | 4.4683 | 4.4792 | 4.4885 | 4.4978 | 4.5018 | 4.5018
F3_Commercial_Hospital_Existing_Food Preparation_Natural Gas_Oven_E3 | F3 | Commercial | Hospital | Existing | Food Preparation | Natural Gas | Oven | E3 | PACT BC Ratio | 0 | 0 | 0 | 0 | 0 | 0 | 0 | 0 | 0 | 0 | 0 | 0 | 0 | 0 | 0 | 0 | 0 | 0 | 0 | 0 | 0 | 0 | 0 | 0 | 0 | 0 | 0 | 0 | 0 | 0 | 0 | 0 | 0
F3_Commercial_Hospital_Existing_Food Preparation_Natural Gas_Oven_E4 | F3 | Commercial | Hospital | Existing | Food Preparation | Natural Gas | Oven | E4 | PACT BC Ratio | 0 | 0 | 0 | 0 | 0 | 0 | 0 | 0 | 0 | 0 | 0 | 0 | 0 | 0 | 0 | 0 | 0 | 0 | 0 | 0 | 0 | 0 | 0 | 0 | 0 | 0 | 0 | 0 | 0 | 0 | 0 | 0 | 0
F3_Commercial_Hospital_Existing_Food Preparation_Natural Gas_Oven_E5 | F3 | Commercial | Hospital | Existing | Food Preparation | Natural Gas | Oven | E5 | PACT BC Ratio | 0 | 0 | 0 | 0 | 0 | 0 | 0 | 0 | 0 | 0 | 0 | 0 | 0 | 0 | 0 | 0 | 0 | 0 | 0 | 0 | 0 | 0 | 0 | 0 | 0 | 0 | 0 | 0 | 0 | 0 | 0 | 0 | 0
F3_Commercial_Hospital_Existing_Food Preparation_Natural Gas_Oven_E6 | F3 | Commercial | Hospital | Existing | Food Preparation | Natural Gas | Oven | E6 | PACT BC Ratio | 0 | 0 | 0 | 0 | 0 | 0 | 0 | 0 | 0 | 0 | 0 | 0 | 0 | 0 | 0 | 0 | 0 | 0 | 0 | 0 | 0 | 0 | 0 | 0 | 0 | 0 | 0 | 0 | 0 | 0 | 0 | 0 | 0
F3_Commercial_Hospital_Existing_Food Preparation_Natural Gas_Oven_E7 | F3 | Commercial | Hospital | Existing | Food Preparation | Natural Gas | Oven | E7 | PACT BC Ratio | 0 | 0 | 0 | 0 | 0 | 0 | 0 | 0 | 0 | 0 | 0 | 0 | 0 | 0 | 0 | 0 | 0 | 0 | 0 | 0 | 0 | 0 | 0 | 0 | 0 | 0 | 0 | 0 | 0 | 0 | 0 | 0 | 0
F3_Commercial_Hospital_Existing_Food Preparation_Natural Gas_Oven_E8 | F3 | Commercial | Hospital | Existing | Food Preparation | Natural Gas | Oven | E8 | PACT BC Ratio | 0 | 0 | 0 | 0 | 0 | 0 | 0 | 0 | 0 | 0 | 0 | 0 | 0 | 0 | 0 | 0 | 0 | 0 | 0 | 0 | 0 | 0 | 0 | 0 | 0 | 0 | 0 | 0 | 0 | 0 | 0 | 0 | 0
F3_Commercial_Hospital_Existing_Food Preparation_Natural Gas_Oven_E9 | F3 | Commercial | Hospital | Existing | Food Preparation | Natural Gas | Oven | E9 | PACT BC Ratio | 0 | 0 | 0 | 0 | 0 | 0 | 0 | 0 | 0 | 0 | 0 | 0 | 0 | 0 | 0 | 0 | 0 | 0 | 0 | 0 | 0 | 0 | 0 | 0 | 0 | 0 | 0 | 0 | 0 | 0 | 0 | 0 | 0
F3_Commercial_Hospital_Existing_Food Preparation_Natural Gas_Oven_E10 | F3 | Commercial | Hospital | Existing | Food Preparation | Natural Gas | Oven | E10 | PACT BC Ratio | 0 | 0 | 0 | 0 | 0 | 0 | 0 | 0 | 0 | 0 | 0 | 0 | 0 | 0 | 0 | 0 | 0 | 0 | 0 | 0 | 0 | 0 | 0 | 0 | 0 | 0 | 0 | 0 | 0 | 0 | 0 | 0 | 0
F4_Commercial_Hospital_Existing_Food Preparation_Natural Gas_Oven_E1 | F4 | Commercial | Hospital | Existing | Food Preparation | Natural Gas | Oven | E1 | RVT BC Ratio | bar: 2019 to 2051
F4_Commercial_Hospital_Existing_Food Preparation_Natural Gas_Oven_E2 | F4 | Commercial | Hospital | Existing | Food Preparation | Natural Gas | Oven | E2 | RVT BC Ratio | 4.5236 | 4.5528 | 4.5853 | 4.6211 | 4.662 | 4.7092 | 4.7475 | 4.7843 | 4.8216 | 4.8605 | 4.8976 | 4.9317 | 4.9665 | 5.0031 | 5.0435 | 5.0829 | 5.1248 | 5.169 | 5.2151 | 5.2622 | 5.3095 | 5.3539 | 5.3939 | 5.4293 | 5.4599 | 5.4862 | 5.5044 | 5.518 | 5.5298 | 5.5398 | 5.5498 | 5.5542 | 5.5542
F4_Commercial_Hospital_Existing_Food Preparation_Natural Gas_Oven_E3 | F4 | Commercial | Hospital | Existing | Food Preparation | Natural Gas | Oven | E3 | RVT BC Ratio | 0 | 0 | 0 | 0 | 0 | 0 | 0 | 0 | 0 | 0 | 0 | 0 | 0 | 0 | 0 | 0 | 0 | 0 | 0 | 0 | 0 | 0 | 0 | 0 | 0 | 0 | 0 | 0 | 0 | 0 | 0 | 0 | 0
F4_Commercial_Hospital_Existing_Food Preparation_Natural Gas_Oven_E4 | F4 | Commercial | Hospital | Existing | Food Preparation | Natural Gas | Oven | E4 | RVT BC Ratio | 0 | 0 | 0 | 0 | 0 | 0 | 0 | 0 | 0 | 0 | 0 | 0 | 0 | 0 | 0 | 0 | 0 | 0 | 0 | 0 | 0 | 0 | 0 | 0 | 0 | 0 | 0 | 0 | 0 | 0 | 0 | 0 | 0
F4_Commercial_Hospital_Existing_Food Preparation_Natural Gas_Oven_E5 | F4 | Commercial | Hospital | Existing | Food Preparation | Natural Gas | Oven | E5 | RVT BC Ratio | 0 | 0 | 0 | 0 | 0 | 0 | 0 | 0 | 0 | 0 | 0 | 0 | 0 | 0 | 0 | 0 | 0 | 0 | 0 | 0 | 0 | 0 | 0 | 0 | 0 | 0 | 0 | 0 | 0 | 0 | 0 | 0 | 0
F4_Commercial_Hospital_Existing_Food Preparation_Natural Gas_Oven_E6 | F4 | Commercial | Hospital | Existing | Food Preparation | Natural Gas | Oven | E6 | RVT BC Ratio | 0 | 0 | 0 | 0 | 0 | 0 | 0 | 0 | 0 | 0 | 0 | 0 | 0 | 0 | 0 | 0 | 0 | 0 | 0 | 0 | 0 | 0 | 0 | 0 | 0 | 0 | 0 | 0 | 0 | 0 | 0 | 0 | 0
F4_Commercial_Hospital_Existing_Food Preparation_Natural Gas_Oven_E7 | F4 | Commercial | Hospital | Existing | Food Preparation | Natural Gas | Oven | E7 | RVT BC Ratio | 0 | 0 | 0 | 0 | 0 | 0 | 0 | 0 | 0 | 0 | 0 | 0 | 0 | 0 | 0 | 0 | 0 | 0 | 0 | 0 | 0 | 0 | 0 | 0 | 0 | 0 | 0 | 0 | 0 | 0 | 0 | 0 | 0
F4_Commercial_Hospital_Existing_Food Preparation_Natural Gas_Oven_E8 | F4 | Commercial | Hospital | Existing | Food Preparation | Natural Gas | Oven | E8 | RVT BC Ratio | 0 | 0 | 0 | 0 | 0 | 0 | 0 | 0 | 0 | 0 | 0 | 0 | 0 | 0 | 0 | 0 | 0 | 0 | 0 | 0 | 0 | 0 | 0 | 0 | 0 | 0 | 0 | 0 | 0 | 0 | 0 | 0 | 0
F4_Commercial_Hospital_Existing_Food Preparation_Natural Gas_Oven_E9 | F4 | Commercial | Hospital | Existing | Food Preparation | Natural Gas | Oven | E9 | RVT BC Ratio | 0 | 0 | 0 | 0 | 0 | 0 | 0 | 0 | 0 | 0 | 0 | 0 | 0 | 0 | 0 | 0 | 0 | 0 | 0 | 0 | 0 | 0 | 0 | 0 | 0 | 0 | 0 | 0 | 0 | 0 | 0 | 0 | 0
F4_Commercial_Hospital_Existing_Food Preparation_Natural Gas_Oven_E10 | F4 | Commercial | Hospital | Existing | Food Preparation | Natural Gas | Oven | E10 | RVT BC Ratio | 0 | 0 | 0 | 0 | 0 | 0 | 0 | 0 | 0 | 0 | 0 | 0 | 0 | 0 | 0 | 0 | 0 | 0 | 0 | 0 | 0 | 0 | 0 | 0 | 0 | 0 | 0 | 0 | 0 | 0 | 0 | 0 | 0
F5_Commercial_Hospital_Existing_Food Preparation_Natural Gas_Oven_E1 | F5 | Commercial | Hospital | Existing | Food Preparation | Natural Gas | Oven | E1 | RIM BC Ratio | bar: 2019 to 2051
F5_Commercial_Hospital_Existing_Food Preparation_Natural Gas_Oven_E2 | F5 | Commercial | Hospital | Existing | Food Preparation | Natural Gas | Oven | E2 | RIM BC Ratio | 0.67565 | 0.67662 | 0.6777 | 0.67886 | 0.68017 | 0.68166 | 0.68284 | 0.68396 | 0.68508 | 0.68623 | 0.68731 | 0.68829 | 0.68928 | 0.6903 | 0.69141 | 0.69248 | 0.6936 | 0.69476 | 0.69595 | 0.69715 | 0.69833 | 0.69942 | 0.70039 | 0.70123 | 0.70195 | 0.70257 | 0.70299 | 0.7033 | 0.70357 | 0.7038 | 0.70403 | 0.70413 | 0.70413
F5_Commercial_Hospital_Existing_Food Preparation_Natural Gas_Oven_E3 | F5 | Commercial | Hospital | Existing | Food Preparation | Natural Gas | Oven | E3 | RIM BC Ratio | 0 | 0 | 0 | 0 | 0 | 0 | 0 | 0 | 0 | 0 | 0 | 0 | 0 | 0 | 0 | 0 | 0 | 0 | 0 | 0 | 0 | 0 | 0 | 0 | 0 | 0 | 0 | 0 | 0 | 0 | 0 | 0 | 0
F5_Commercial_Hospital_Existing_Food Preparation_Natural Gas_Oven_E4 | F5 | Commercial | Hospital | Existing | Food Preparation | Natural Gas | Oven | E4 | RIM BC Ratio | 0 | 0 | 0 | 0 | 0 | 0 | 0 | 0 | 0 | 0 | 0 | 0 | 0 | 0 | 0 | 0 | 0 | 0 | 0 | 0 | 0 | 0 | 0 | 0 | 0 | 0 | 0 | 0 | 0 | 0 | 0 | 0 | 0
F5_Commercial_Hospital_Existing_Food Preparation_Natural Gas_Oven_E5 | F5 | Commercial | Hospital | Existing | Food Preparation | Natural Gas | Oven | E5 | RIM BC Ratio | 0 | 0 | 0 | 0 | 0 | 0 | 0 | 0 | 0 | 0 | 0 | 0 | 0 | 0 | 0 | 0 | 0 | 0 | 0 | 0 | 0 | 0 | 0 | 0 | 0 | 0 | 0 | 0 | 0 | 0 | 0 | 0 | 0
F5_Commercial_Hospital_Existing_Food Preparation_Natural Gas_Oven_E6 | F5 | Commercial | Hospital | Existing | Food Preparation | Natural Gas | Oven | E6 | RIM BC Ratio | 0 | 0 | 0 | 0 | 0 | 0 | 0 | 0 | 0 | 0 | 0 | 0 | 0 | 0 | 0 | 0 | 0 | 0 | 0 | 0 | 0 | 0 | 0 | 0 | 0 | 0 | 0 | 0 | 0 | 0 | 0 | 0 | 0
F5_Commercial_Hospital_Existing_Food Preparation_Natural Gas_Oven_E7 | F5 | Commercial | Hospital | Existing | Food Preparation | Natural Gas | Oven | E7 | RIM BC Ratio | 0 | 0 | 0 | 0 | 0 | 0 | 0 | 0 | 0 | 0 | 0 | 0 | 0 | 0 | 0 | 0 | 0 | 0 | 0 | 0 | 0 | 0 | 0 | 0 | 0 | 0 | 0 | 0 | 0 | 0 | 0 | 0 | 0
F5_Commercial_Hospital_Existing_Food Preparation_Natural Gas_Oven_E8 | F5 | Commercial | Hospital | Existing | Food Preparation | Natural Gas | Oven | E8 | RIM BC Ratio | 0 | 0 | 0 | 0 | 0 | 0 | 0 | 0 | 0 | 0 | 0 | 0 | 0 | 0 | 0 | 0 | 0 | 0 | 0 | 0 | 0 | 0 | 0 | 0 | 0 | 0 | 0 | 0 | 0 | 0 | 0 | 0 | 0
F5_Commercial_Hospital_Existing_Food Preparation_Natural Gas_Oven_E9 | F5 | Commercial | Hospital | Existing | Food Preparation | Natural Gas | Oven | E9 | RIM BC Ratio | 0 | 0 | 0 | 0 | 0 | 0 | 0 | 0 | 0 | 0 | 0 | 0 | 0 | 0 | 0 | 0 | 0 | 0 | 0 | 0 | 0 | 0 | 0 | 0 | 0 | 0 | 0 | 0 | 0 | 0 | 0 | 0 | 0
F5_Commercial_Hospital_Existing_Food Preparation_Natural Gas_Oven_E10 | F5 | Commercial | Hospital | Existing | Food Preparation | Natural Gas | Oven | E10 | RIM BC Ratio | 0 | 0 | 0 | 0 | 0 | 0 | 0 | 0 | 0 | 0 | 0 | 0 | 0 | 0 | 0 | 0 | 0 | 0 | 0 | 0 | 0 | 0 | 0 | 0 | 0 | 0 | 0 | 0 | 0 | 0 | 0 | 0 | 0
F0_Commercial_Hospital_Existing_Food Preparation_Natural Gas_Conveyor Oven_E0 | F0 | Commercial | Hospital | Existing | Food Preparation | Natural Gas | Conveyor Oven | E0 | Economic Unit | Efficient (>44% Baking Efficiency) | Efficient (>44% Baking Efficiency) | Efficient (>44% Baking Efficiency) | Efficient (>44% Baking Efficiency) | Efficient (>44% Baking Efficiency) | Efficient (>44% Baking Efficiency) | Efficient (>44% Baking Efficiency) | Efficient (>44% Baking Efficiency) | Efficient (>44% Baking Efficiency) | Efficient (>44% Baking Efficiency) | Efficient (>44% Baking Efficiency) | Efficient (>44% Baking Efficiency) | Efficient (>44% Baking Efficiency) | Efficient (>44% Baking Efficiency) | Efficient (>44% Baking Efficiency) | Efficient (>44% Baking Efficiency) | Efficient (>44% Baking Efficiency) | Efficient (>44% Baking Efficiency) | Efficient (>44% Baking Efficiency) | Efficient (>44% Baking Efficiency) | Efficient (>44% Baking Efficiency) | Efficient (>44% Baking Efficiency) | Efficient (>44% Baking Efficiency) | Efficient (>44% Baking Efficiency) | Efficient (>44% Baking Efficiency) | Efficient (>44% Baking Efficiency) | Efficient (>44% Baking Efficiency) | Efficient (>44% Baking Efficiency) | Efficient (>44% Baking Efficiency) | Efficient (>44% Baking Efficiency) | Efficient (>44% Baking Efficiency) | Efficient (>44% Baking Efficiency) | Efficient (>44% Baking Efficiency)
F1_Commercial_Hospital_Existing_Food Preparation_Natural Gas_Conveyor Oven_E1 | F1 | Commercial | Hospital | Existing | Food Preparation | Natural Gas | Conveyor Oven | E1 | CCE | 0 | 0 | 0 | 0 | 0 | 0 | 0 | 0 | 0 | 0 | 0 | 0 | 0 | 0 | 0 | 0 | 0 | 0 | 0 | 0 | 0 | 0 | 0 | 0 | 0 | 0 | 0 | 0 | 0 | 0 | 0 | 0 | 0
F1_Commercial_Hospital_Existing_Food Preparation_Natural Gas_Conveyor Oven_E2 | F1 | Commercial | Hospital | Existing | Food Preparation | Natural Gas | Conveyor Oven | E2 | CCE | 0.35475 | 0.35475 | 0.35475 | 0.35475 | 0.35475 | 0.35475 | 0.35475 | 0.35475 | 0.35475 | 0.35475 | 0.35475 | 0.35475 | 0.35475 | 0.35475 | 0.35475 | 0.35475 | 0.35475 | 0.35475 | 0.35475 | 0.35475 | 0.35475 | 0.35475 | 0.35475 | 0.35475 | 0.35475 | 0.35475 | 0.35475 | 0.35475 | 0.35475 | 0.35475 | 0.35475 | 0.35475 | 0.35475
F1_Commercial_Hospital_Existing_Food Preparation_Natural Gas_Conveyor Oven_E3 | F1 | Commercial | Hospital | Existing | Food Preparation | Natural Gas | Conveyor Oven | E3 | CCE | 0 | 0 | 0 | 0 | 0 | 0 | 0 | 0 | 0 | 0 | 0 | 0 | 0 | 0 | 0 | 0 | 0 | 0 | 0 | 0 | 0 | 0 | 0 | 0 | 0 | 0 | 0 | 0 | 0 | 0 | 0 | 0 | 0
F1_Commercial_Hospital_Existing_Food Preparation_Natural Gas_Conveyor Oven_E4 | F1 | Commercial | Hospital | Existing | Food Preparation | Natural Gas | Conveyor Oven | E4 | CCE | 0 | 0 | 0 | 0 | 0 | 0 | 0 | 0 | 0 | 0 | 0 | 0 | 0 | 0 | 0 | 0 | 0 | 0 | 0 | 0 | 0 | 0 | 0 | 0 | 0 | 0 | 0 | 0 | 0 | 0 | 0 | 0 | 0
F1_Commercial_Hospital_Existing_Food Preparation_Natural Gas_Conveyor Oven_E5 | F1 | Commercial | Hospital | Existing | Food Preparation | Natural Gas | Conveyor Oven | E5 | CCE | 0 | 0 | 0 | 0 | 0 | 0 | 0 | 0 | 0 | 0 | 0 | 0 | 0 | 0 | 0 | 0 | 0 | 0 | 0 | 0 | 0 | 0 | 0 | 0 | 0 | 0 | 0 | 0 | 0 | 0 | 0 | 0 | 0
F1_Commercial_Hospital_Existing_Food Preparation_Natural Gas_Conveyor Oven_E6 | F1 | Commercial | Hospital | Existing | Food Preparation | Natural Gas | Conveyor Oven | E6 | CCE | 0 | 0 | 0 | 0 | 0 | 0 | 0 | 0 | 0 | 0 | 0 | 0 | 0 | 0 | 0 | 0 | 0 | 0 | 0 | 0 | 0 | 0 | 0 | 0 | 0 | 0 | 0 | 0 | 0 | 0 | 0 | 0 | 0
F1_Commercial_Hospital_Existing_Food Preparation_Natural Gas_Conveyor Oven_E7 | F1 | Commercial | Hospital | Existing | Food Preparation | Natural Gas | Conveyor Oven | E7 | CCE | 0 | 0 | 0 | 0 | 0 | 0 | 0 | 0 | 0 | 0 | 0 | 0 | 0 | 0 | 0 | 0 | 0 | 0 | 0 | 0 | 0 | 0 | 0 | 0 | 0 | 0 | 0 | 0 | 0 | 0 | 0 | 0 | 0
F1_Commercial_Hospital_Existing_Food Preparation_Natural Gas_Conveyor Oven_E8 | F1 | Commercial | Hospital | Existing | Food Preparation | Natural Gas | Conveyor Oven | E8 | CCE | 0 | 0 | 0 | 0 | 0 | 0 | 0 | 0 | 0 | 0 | 0 | 0 | 0 | 0 | 0 | 0 | 0 | 0 | 0 | 0 | 0 | 0 | 0 | 0 | 0 | 0 | 0 | 0 | 0 | 0 | 0 | 0 | 0
F1_Commercial_Hospital_Existing_Food Preparation_Natural Gas_Conveyor Oven_E9 | F1 | Commercial | Hospital | Existing | Food Preparation | Natural Gas | Conveyor Oven | E9 | CCE | 0 | 0 | 0 | 0 | 0 | 0 | 0 | 0 | 0 | 0 | 0 | 0 | 0 | 0 | 0 | 0 | 0 | 0 | 0 | 0 | 0 | 0 | 0 | 0 | 0 | 0 | 0 | 0 | 0 | 0 | 0 | 0 | 0
F1_Commercial_Hospital_Existing_Food Preparation_Natural Gas_Conveyor Oven_E10 | F1 | Commercial | Hospital | Existing | Food Preparation | Natural Gas | Conveyor Oven | E10 | CCE | 0 | 0 | 0 | 0 | 0 | 0 | 0 | 0 | 0 | 0 | 0 | 0 | 0 | 0 | 0 | 0 | 0 | 0 | 0 | 0 | 0 | 0 | 0 | 0 | 0 | 0 | 0 | 0 | 0 | 0 | 0 | 0 | 0
F2_Commercial_Hospital_Existing_Food Preparation_Natural Gas_Conveyor Oven_E1 | F2 | Commercial | Hospital | Existing | Food Preparation | Natural Gas | Conveyor Oven | E1 | TRC BC Ratio | bar: 2019 to 2051
F2_Commercial_Hospital_Existing_Food Preparation_Natural Gas_Conveyor Oven_E2 | F2 | Commercial | Hospital | Existing | Food Preparation | Natural Gas | Conveyor Oven | E2 | TRC BC Ratio | 4.0477 | 4.0772 | 4.1092 | 4.1444 | 4.1846 | 4.2312 | 4.2722 | 4.3136 | 4.3565 | 4.4011 | 4.4439 | 4.4835 | 4.5223 | 4.561 | 4.6015 | 4.64 | 4.6797 | 4.7203 | 4.7612 | 4.8019 | 4.8418 | 4.8782 | 4.9108 | 4.9395 | 4.9644 | 4.9858 | 5.0006 | 5.0116 | 5.0212 | 5.0293 | 5.0374 | 5.041 | 5.041
F2_Commercial_Hospital_Existing_Food Preparation_Natural Gas_Conveyor Oven_E3 | F2 | Commercial | Hospital | Existing | Food Preparation | Natural Gas | Conveyor Oven | E3 | TRC BC Ratio | 0 | 0 | 0 | 0 | 0 | 0 | 0 | 0 | 0 | 0 | 0 | 0 | 0 | 0 | 0 | 0 | 0 | 0 | 0 | 0 | 0 | 0 | 0 | 0 | 0 | 0 | 0 | 0 | 0 | 0 | 0 | 0 | 0
F2_Commercial_Hospital_Existing_Food Preparation_Natural Gas_Conveyor Oven_E4 | F2 | Commercial | Hospital | Existing | Food Preparation | Natural Gas | Conveyor Oven | E4 | TRC BC Ratio | 0 | 0 | 0 | 0 | 0 | 0 | 0 | 0 | 0 | 0 | 0 | 0 | 0 | 0 | 0 | 0 | 0 | 0 | 0 | 0 | 0 | 0 | 0 | 0 | 0 | 0 | 0 | 0 | 0 | 0 | 0 | 0 | 0
F2_Commercial_Hospital_Existing_Food Preparation_Natural Gas_Conveyor Oven_E5 | F2 | Commercial | Hospital | Existing | Food Preparation | Natural Gas | Conveyor Oven | E5 | TRC BC Ratio | 0 | 0 | 0 | 0 | 0 | 0 | 0 | 0 | 0 | 0 | 0 | 0 | 0 | 0 | 0 | 0 | 0 | 0 | 0 | 0 | 0 | 0 | 0 | 0 | 0 | 0 | 0 | 0 | 0 | 0 | 0 | 0 | 0
F2_Commercial_Hospital_Existing_Food Preparation_Natural Gas_Conveyor Oven_E6 | F2 | Commercial | Hospital | Existing | Food Preparation | Natural Gas | Conveyor Oven | E6 | TRC BC Ratio | 0 | 0 | 0 | 0 | 0 | 0 | 0 | 0 | 0 | 0 | 0 | 0 | 0 | 0 | 0 | 0 | 0 | 0 | 0 | 0 | 0 | 0 | 0 | 0 | 0 | 0 | 0 | 0 | 0 | 0 | 0 | 0 | 0
F2_Commercial_Hospital_Existing_Food Preparation_Natural Gas_Conveyor Oven_E7 | F2 | Commercial | Hospital | Existing | Food Preparation | Natural Gas | Conveyor Oven | E7 | TRC BC Ratio | 0 | 0 | 0 | 0 | 0 | 0 | 0 | 0 | 0 | 0 | 0 | 0 | 0 | 0 | 0 | 0 | 0 | 0 | 0 | 0 | 0 | 0 | 0 | 0 | 0 | 0 | 0 | 0 | 0 | 0 | 0 | 0 | 0
F2_Commercial_Hospital_Existing_Food Preparation_Natural Gas_Conveyor Oven_E8 | F2 | Commercial | Hospital | Existing | Food Preparation | Natural Gas | Conveyor Oven | E8 | TRC BC Ratio | 0 | 0 | 0 | 0 | 0 | 0 | 0 | 0 | 0 | 0 | 0 | 0 | 0 | 0 | 0 | 0 | 0 | 0 | 0 | 0 | 0 | 0 | 0 | 0 | 0 | 0 | 0 | 0 | 0 | 0 | 0 | 0 | 0
F2_Commercial_Hospital_Existing_Food Preparation_Natural Gas_Conveyor Oven_E9 | F2 | Commercial | Hospital | Existing | Food Preparation | Natural Gas | Conveyor Oven | E9 | TRC BC Ratio | 0 | 0 | 0 | 0 | 0 | 0 | 0 | 0 | 0 | 0 | 0 | 0 | 0 | 0 | 0 | 0 | 0 | 0 | 0 | 0 | 0 | 0 | 0 | 0 | 0 | 0 | 0 | 0 | 0 | 0 | 0 | 0 | 0
F2_Commercial_Hospital_Existing_Food Preparation_Natural Gas_Conveyor Oven_E10 | F2 | Commercial | Hospital | Existing | Food Preparation | Natural Gas | Conveyor Oven | E10 | TRC BC Ratio | 0 | 0 | 0 | 0 | 0 | 0 | 0 | 0 | 0 | 0 | 0 | 0 | 0 | 0 | 0 | 0 | 0 | 0 | 0 | 0 | 0 | 0 | 0 | 0 | 0 | 0 | 0 | 0 | 0 | 0 | 0 | 0 | 0
F3_Commercial_Hospital_Existing_Food Preparation_Natural Gas_Conveyor Oven_E1 | F3 | Commercial | Hospital | Existing | Food Preparation | Natural Gas | Conveyor Oven | E1 | PACT BC Ratio | bar: 2019 to 2051
F3_Commercial_Hospital_Existing_Food Preparation_Natural Gas_Conveyor Oven_E2 | F3 | Commercial | Hospital | Existing | Food Preparation | Natural Gas | Conveyor Oven | E2 | PACT BC Ratio | 5.397 | 5.4363 | 5.479 | 5.5258 | 5.5794 | 5.6416 | 5.6963 | 5.7515 | 5.8086 | 5.8681 | 5.9253 | 5.978 | 6.0297 | 6.0814 | 6.1353 | 6.1867 | 6.2396 | 6.2937 | 6.3483 | 6.4025 | 6.4557 | 6.5043 | 6.5477 | 6.586 | 6.6192 | 6.6477 | 6.6674 | 6.6822 | 6.6949 | 6.7058 | 6.7166 | 6.7213 | 6.7213
F3_Commercial_Hospital_Existing_Food Preparation_Natural Gas_Conveyor Oven_E3 | F3 | Commercial | Hospital | Existing | Food Preparation | Natural Gas | Conveyor Oven | E3 | PACT BC Ratio | 0 | 0 | 0 | 0 | 0 | 0 | 0 | 0 | 0 | 0 | 0 | 0 | 0 | 0 | 0 | 0 | 0 | 0 | 0 | 0 | 0 | 0 | 0 | 0 | 0 | 0 | 0 | 0 | 0 | 0 | 0 | 0 | 0
F3_Commercial_Hospital_Existing_Food Preparation_Natural Gas_Conveyor Oven_E4 | F3 | Commercial | Hospital | Existing | Food Preparation | Natural Gas | Conveyor Oven | E4 | PACT BC Ratio | 0 | 0 | 0 | 0 | 0 | 0 | 0 | 0 | 0 | 0 | 0 | 0 | 0 | 0 | 0 | 0 | 0 | 0 | 0 | 0 | 0 | 0 | 0 | 0 | 0 | 0 | 0 | 0 | 0 | 0 | 0 | 0 | 0
F3_Commercial_Hospital_Existing_Food Preparation_Natural Gas_Conveyor Oven_E5 | F3 | Commercial | Hospital | Existing | Food Preparation | Natural Gas | Conveyor Oven | E5 | PACT BC Ratio | 0 | 0 | 0 | 0 | 0 | 0 | 0 | 0 | 0 | 0 | 0 | 0 | 0 | 0 | 0 | 0 | 0 | 0 | 0 | 0 | 0 | 0 | 0 | 0 | 0 | 0 | 0 | 0 | 0 | 0 | 0 | 0 | 0
F3_Commercial_Hospital_Existing_Food Preparation_Natural Gas_Conveyor Oven_E6 | F3 | Commercial | Hospital | Existing | Food Preparation | Natural Gas | Conveyor Oven | E6 | PACT BC Ratio | 0 | 0 | 0 | 0 | 0 | 0 | 0 | 0 | 0 | 0 | 0 | 0 | 0 | 0 | 0 | 0 | 0 | 0 | 0 | 0 | 0 | 0 | 0 | 0 | 0 | 0 | 0 | 0 | 0 | 0 | 0 | 0 | 0
F3_Commercial_Hospital_Existing_Food Preparation_Natural Gas_Conveyor Oven_E7 | F3 | Commercial | Hospital | Existing | Food Preparation | Natural Gas | Conveyor Oven | E7 | PACT BC Ratio | 0 | 0 | 0 | 0 | 0 | 0 | 0 | 0 | 0 | 0 | 0 | 0 | 0 | 0 | 0 | 0 | 0 | 0 | 0 | 0 | 0 | 0 | 0 | 0 | 0 | 0 | 0 | 0 | 0 | 0 | 0 | 0 | 0
F3_Commercial_Hospital_Existing_Food Preparation_Natural Gas_Conveyor Oven_E8 | F3 | Commercial | Hospital | Existing | Food Preparation | Natural Gas | Conveyor Oven | E8 | PACT BC Ratio | 0 | 0 | 0 | 0 | 0 | 0 | 0 | 0 | 0 | 0 | 0 | 0 | 0 | 0 | 0 | 0 | 0 | 0 | 0 | 0 | 0 | 0 | 0 | 0 | 0 | 0 | 0 | 0 | 0 | 0 | 0 | 0 | 0
F3_Commercial_Hospital_Existing_Food Preparation_Natural Gas_Conveyor Oven_E9 | F3 | Commercial | Hospital | Existing | Food Preparation | Natural Gas | Conveyor Oven | E9 | PACT BC Ratio | 0 | 0 | 0 | 0 | 0 | 0 | 0 | 0 | 0 | 0 | 0 | 0 | 0 | 0 | 0 | 0 | 0 | 0 | 0 | 0 | 0 | 0 | 0 | 0 | 0 | 0 | 0 | 0 | 0 | 0 | 0 | 0 | 0
F3_Commercial_Hospital_Existing_Food Preparation_Natural Gas_Conveyor Oven_E10 | F3 | Commercial | Hospital | Existing | Food Preparation | Natural Gas | Conveyor Oven | E10 | PACT BC Ratio | 0 | 0 | 0 | 0 | 0 | 0 | 0 | 0 | 0 | 0 | 0 | 0 | 0 | 0 | 0 | 0 | 0 | 0 | 0 | 0 | 0 | 0 | 0 | 0 | 0 | 0 | 0 | 0 | 0 | 0 | 0 | 0 | 0
F4_Commercial_Hospital_Existing_Food Preparation_Natural Gas_Conveyor Oven_E1 | F4 | Commercial | Hospital | Existing | Food Preparation | Natural Gas | Conveyor Oven | E1 | RVT BC Ratio | bar: 2019 to 2051
F4_Commercial_Hospital_Existing_Food Preparation_Natural Gas_Conveyor Oven_E2 | F4 | Commercial | Hospital | Existing | Food Preparation | Natural Gas | Conveyor Oven | E2 | RVT BC Ratio | 6.5193 | 6.5617 | 6.6078 | 6.6583 | 6.7161 | 6.7831 | 6.8421 | 6.9016 | 6.9632 | 7.0273 | 7.089 | 7.1459 | 7.2016 | 7.2573 | 7.3154 | 7.3708 | 7.4279 | 7.4863 | 7.5451 | 7.6035 | 7.6609 | 7.7133 | 7.7601 | 7.8014 | 7.8372 | 7.8679 | 7.8892 | 7.9051 | 7.9188 | 7.9306 | 7.9422 | 7.9473 | 7.9473
F4_Commercial_Hospital_Existing_Food Preparation_Natural Gas_Conveyor Oven_E3 | F4 | Commercial | Hospital | Existing | Food Preparation | Natural Gas | Conveyor Oven | E3 | RVT BC Ratio | 0 | 0 | 0 | 0 | 0 | 0 | 0 | 0 | 0 | 0 | 0 | 0 | 0 | 0 | 0 | 0 | 0 | 0 | 0 | 0 | 0 | 0 | 0 | 0 | 0 | 0 | 0 | 0 | 0 | 0 | 0 | 0 | 0
F4_Commercial_Hospital_Existing_Food Preparation_Natural Gas_Conveyor Oven_E4 | F4 | Commercial | Hospital | Existing | Food Preparation | Natural Gas | Conveyor Oven | E4 | RVT BC Ratio | 0 | 0 | 0 | 0 | 0 | 0 | 0 | 0 | 0 | 0 | 0 | 0 | 0 | 0 | 0 | 0 | 0 | 0 | 0 | 0 | 0 | 0 | 0 | 0 | 0 | 0 | 0 | 0 | 0 | 0 | 0 | 0 | 0
F4_Commercial_Hospital_Existing_Food Preparation_Natural Gas_Conveyor Oven_E5 | F4 | Commercial | Hospital | Existing | Food Preparation | Natural Gas | Conveyor Oven | E5 | RVT BC Ratio | 0 | 0 | 0 | 0 | 0 | 0 | 0 | 0 | 0 | 0 | 0 | 0 | 0 | 0 | 0 | 0 | 0 | 0 | 0 | 0 | 0 | 0 | 0 | 0 | 0 | 0 | 0 | 0 | 0 | 0 | 0 | 0 | 0
F4_Commercial_Hospital_Existing_Food Preparation_Natural Gas_Conveyor Oven_E6 | F4 | Commercial | Hospital | Existing | Food Preparation | Natural Gas | Conveyor Oven | E6 | RVT BC Ratio | 0 | 0 | 0 | 0 | 0 | 0 | 0 | 0 | 0 | 0 | 0 | 0 | 0 | 0 | 0 | 0 | 0 | 0 | 0 | 0 | 0 | 0 | 0 | 0 | 0 | 0 | 0 | 0 | 0 | 0 | 0 | 0 | 0
F4_Commercial_Hospital_Existing_Food Preparation_Natural Gas_Conveyor Oven_E7 | F4 | Commercial | Hospital | Existing | Food Preparation | Natural Gas | Conveyor Oven | E7 | RVT BC Ratio | 0 | 0 | 0 | 0 | 0 | 0 | 0 | 0 | 0 | 0 | 0 | 0 | 0 | 0 | 0 | 0 | 0 | 0 | 0 | 0 | 0 | 0 | 0 | 0 | 0 | 0 | 0 | 0 | 0 | 0 | 0 | 0 | 0
F4_Commercial_Hospital_Existing_Food Preparation_Natural Gas_Conveyor Oven_E8 | F4 | Commercial | Hospital | Existing | Food Preparation | Natural Gas | Conveyor Oven | E8 | RVT BC Ratio | 0 | 0 | 0 | 0 | 0 | 0 | 0 | 0 | 0 | 0 | 0 | 0 | 0 | 0 | 0 | 0 | 0 | 0 | 0 | 0 | 0 | 0 | 0 | 0 | 0 | 0 | 0 | 0 | 0 | 0 | 0 | 0 | 0
F4_Commercial_Hospital_Existing_Food Preparation_Natural Gas_Conveyor Oven_E9 | F4 | Commercial | Hospital | Existing | Food Preparation | Natural Gas | Conveyor Oven | E9 | RVT BC Ratio | 0 | 0 | 0 | 0 | 0 | 0 | 0 | 0 | 0 | 0 | 0 | 0 | 0 | 0 | 0 | 0 | 0 | 0 | 0 | 0 | 0 | 0 | 0 | 0 | 0 | 0 | 0 | 0 | 0 | 0 | 0 | 0 | 0
F4_Commercial_Hospital_Existing_Food Preparation_Natural Gas_Conveyor Oven_E10 | F4 | Commercial | Hospital | Existing | Food Preparation | Natural Gas | Conveyor Oven | E10 | RVT BC Ratio | 0 | 0 | 0 | 0 | 0 | 0 | 0 | 0 | 0 | 0 | 0 | 0 | 0 | 0 | 0 | 0 | 0 | 0 | 0 | 0 | 0 | 0 | 0 | 0 | 0 | 0 | 0 | 0 | 0 | 0 | 0 | 0 | 0
F5_Commercial_Hospital_Existing_Food Preparation_Natural Gas_Conveyor Oven_E1 | F5 | Commercial | Hospital | Existing | Food Preparation | Natural Gas | Conveyor Oven | E1 | RIM BC Ratio | bar: 2019 to 2051
F5_Commercial_Hospital_Existing_Food Preparation_Natural Gas_Conveyor Oven_E2 | F5 | Commercial | Hospital | Existing | Food Preparation | Natural Gas | Conveyor Oven | E2 | RIM BC Ratio | 0.72288 | 0.72358 | 0.72433 | 0.72515 | 0.72606 | 0.7271 | 0.728 | 0.7289 | 0.72981 | 0.73074 | 0.73162 | 0.73242 | 0.73319 | 0.73394 | 0.73472 | 0.73545 | 0.7362 | 0.73694 | 0.73769 | 0.73841 | 0.73912 | 0.73975 | 0.74031 | 0.74079 | 0.74121 | 0.74157 | 0.74181 | 0.742 | 0.74215 | 0.74229 | 0.74242 | 0.74248 | 0.74248
F5_Commercial_Hospital_Existing_Food Preparation_Natural Gas_Conveyor Oven_E3 | F5 | Commercial | Hospital | Existing | Food Preparation | Natural Gas | Conveyor Oven | E3 | RIM BC Ratio | 0 | 0 | 0 | 0 | 0 | 0 | 0 | 0 | 0 | 0 | 0 | 0 | 0 | 0 | 0 | 0 | 0 | 0 | 0 | 0 | 0 | 0 | 0 | 0 | 0 | 0 | 0 | 0 | 0 | 0 | 0 | 0 | 0
F5_Commercial_Hospital_Existing_Food Preparation_Natural Gas_Conveyor Oven_E4 | F5 | Commercial | Hospital | Existing | Food Preparation | Natural Gas | Conveyor Oven | E4 | RIM BC Ratio | 0 | 0 | 0 | 0 | 0 | 0 | 0 | 0 | 0 | 0 | 0 | 0 | 0 | 0 | 0 | 0 | 0 | 0 | 0 | 0 | 0 | 0 | 0 | 0 | 0 | 0 | 0 | 0 | 0 | 0 | 0 | 0 | 0
F5_Commercial_Hospital_Existing_Food Preparation_Natural Gas_Conveyor Oven_E5 | F5 | Commercial | Hospital | Existing | Food Preparation | Natural Gas | Conveyor Oven | E5 | RIM BC Ratio | 0 | 0 | 0 | 0 | 0 | 0 | 0 | 0 | 0 | 0 | 0 | 0 | 0 | 0 | 0 | 0 | 0 | 0 | 0 | 0 | 0 | 0 | 0 | 0 | 0 | 0 | 0 | 0 | 0 | 0 | 0 | 0 | 0
F5_Commercial_Hospital_Existing_Food Preparation_Natural Gas_Conveyor Oven_E6 | F5 | Commercial | Hospital | Existing | Food Preparation | Natural Gas | Conveyor Oven | E6 | RIM BC Ratio | 0 | 0 | 0 | 0 | 0 | 0 | 0 | 0 | 0 | 0 | 0 | 0 | 0 | 0 | 0 | 0 | 0 | 0 | 0 | 0 | 0 | 0 | 0 | 0 | 0 | 0 | 0 | 0 | 0 | 0 | 0 | 0 | 0
F5_Commercial_Hospital_Existing_Food Preparation_Natural Gas_Conveyor Oven_E7 | F5 | Commercial | Hospital | Existing | Food Preparation | Natural Gas | Conveyor Oven | E7 | RIM BC Ratio | 0 | 0 | 0 | 0 | 0 | 0 | 0 | 0 | 0 | 0 | 0 | 0 | 0 | 0 | 0 | 0 | 0 | 0 | 0 | 0 | 0 | 0 | 0 | 0 | 0 | 0 | 0 | 0 | 0 | 0 | 0 | 0 | 0
F5_Commercial_Hospital_Existing_Food Preparation_Natural Gas_Conveyor Oven_E8 | F5 | Commercial | Hospital | Existing | Food Preparation | Natural Gas | Conveyor Oven | E8 | RIM BC Ratio | 0 | 0 | 0 | 0 | 0 | 0 | 0 | 0 | 0 | 0 | 0 | 0 | 0 | 0 | 0 | 0 | 0 | 0 | 0 | 0 | 0 | 0 | 0 | 0 | 0 | 0 | 0 | 0 | 0 | 0 | 0 | 0 | 0
F5_Commercial_Hospital_Existing_Food Preparation_Natural Gas_Conveyor Oven_E9 | F5 | Commercial | Hospital | Existing | Food Preparation | Natural Gas | Conveyor Oven | E9 | RIM BC Ratio | 0 | 0 | 0 | 0 | 0 | 0 | 0 | 0 | 0 | 0 | 0 | 0 | 0 | 0 | 0 | 0 | 0 | 0 | 0 | 0 | 0 | 0 | 0 | 0 | 0 | 0 | 0 | 0 | 0 | 0 | 0 | 0 | 0
F5_Commercial_Hospital_Existing_Food Preparation_Natural Gas_Conveyor Oven_E10 | F5 | Commercial | Hospital | Existing | Food Preparation | Natural Gas | Conveyor Oven | E10 | RIM BC Ratio | 0 | 0 | 0 | 0 | 0 | 0 | 0 | 0 | 0 | 0 | 0 | 0 | 0 | 0 | 0 | 0 | 0 | 0 | 0 | 0 | 0 | 0 | 0 | 0 | 0 | 0 | 0 | 0 | 0 | 0 | 0 | 0 | 0
F0_Commercial_Hospital_Existing_Food Preparation_Natural Gas_Double Rack Oven_E0 | F0 | Commercial | Hospital | Existing | Food Preparation | Natural Gas | Double Rack Oven | E0 | Economic Unit | FTSC Qualified (>50% Cooking Efficiency) | FTSC Qualified (>50% Cooking Efficiency) | FTSC Qualified (>50% Cooking Efficiency) | FTSC Qualified (>50% Cooking Efficiency) | FTSC Qualified (>50% Cooking Efficiency) | FTSC Qualified (>50% Cooking Efficiency) | FTSC Qualified (>50% Cooking Efficiency) | FTSC Qualified (>50% Cooking Efficiency) | FTSC Qualified (>50% Cooking Efficiency) | FTSC Qualified (>50% Cooking Efficiency) | FTSC Qualified (>50% Cooking Efficiency) | FTSC Qualified (>50% Cooking Efficiency) | FTSC Qualified (>50% Cooking Efficiency) | FTSC Qualified (>50% Cooking Efficiency) | FTSC Qualified (>50% Cooking Efficiency) | FTSC Qualified (>50% Cooking Efficiency) | FTSC Qualified (>50% Cooking Efficiency) | FTSC Qualified (>50% Cooking Efficiency) | FTSC Qualified (>50% Cooking Efficiency) | FTSC Qualified (>50% Cooking Efficiency) | FTSC Qualified (>50% Cooking Efficiency) | FTSC Qualified (>50% Cooking Efficiency) | FTSC Qualified (>50% Cooking Efficiency) | FTSC Qualified (>50% Cooking Efficiency) | FTSC Qualified (>50% Cooking Efficiency) | FTSC Qualified (>50% Cooking Efficiency) | FTSC Qualified (>50% Cooking Efficiency) | FTSC Qualified (>50% Cooking Efficiency) | FTSC Qualified (>50% Cooking Efficiency) | FTSC Qualified (>50% Cooking Efficiency) | FTSC Qualified (>50% Cooking Efficiency) | FTSC Qualified (>50% Cooking Efficiency) | FTSC Qualified (>50% Cooking Efficiency)
F1_Commercial_Hospital_Existing_Food Preparation_Natural Gas_Double Rack Oven_E1 | F1 | Commercial | Hospital | Existing | Food Preparation | Natural Gas | Double Rack Oven | E1 | CCE | 0 | 0 | 0 | 0 | 0 | 0 | 0 | 0 | 0 | 0 | 0 | 0 | 0 | 0 | 0 | 0 | 0 | 0 | 0 | 0 | 0 | 0 | 0 | 0 | 0 | 0 | 0 | 0 | 0 | 0 | 0 | 0 | 0
F1_Commercial_Hospital_Existing_Food Preparation_Natural Gas_Double Rack Oven_E2 | F1 | Commercial | Hospital | Existing | Food Preparation | Natural Gas | Double Rack Oven | E2 | CCE | 0.29688 | 0.29688 | 0.29688 | 0.29688 | 0.29688 | 0.29688 | 0.29688 | 0.29688 | 0.29688 | 0.29688 | 0.29688 | 0.29688 | 0.29688 | 0.29688 | 0.29688 | 0.29688 | 0.29688 | 0.29688 | 0.29688 | 0.29688 | 0.29688 | 0.29688 | 0.29688 | 0.29688 | 0.29688 | 0.29688 | 0.29688 | 0.29688 | 0.29688 | 0.29688 | 0.29688 | 0.29688 | 0.29688
F1_Commercial_Hospital_Existing_Food Preparation_Natural Gas_Double Rack Oven_E3 | F1 | Commercial | Hospital | Existing | Food Preparation | Natural Gas | Double Rack Oven | E3 | CCE | 0 | 0 | 0 | 0 | 0 | 0 | 0 | 0 | 0 | 0 | 0 | 0 | 0 | 0 | 0 | 0 | 0 | 0 | 0 | 0 | 0 | 0 | 0 | 0 | 0 | 0 | 0 | 0 | 0 | 0 | 0 | 0 | 0
F1_Commercial_Hospital_Existing_Food Preparation_Natural Gas_Double Rack Oven_E4 | F1 | Commercial | Hospital | Existing | Food Preparation | Natural Gas | Double Rack Oven | E4 | CCE | 0 | 0 | 0 | 0 | 0 | 0 | 0 | 0 | 0 | 0 | 0 | 0 | 0 | 0 | 0 | 0 | 0 | 0 | 0 | 0 | 0 | 0 | 0 | 0 | 0 | 0 | 0 | 0 | 0 | 0 | 0 | 0 | 0
F1_Commercial_Hospital_Existing_Food Preparation_Natural Gas_Double Rack Oven_E5 | F1 | Commercial | Hospital | Existing | Food Preparation | Natural Gas | Double Rack Oven | E5 | CCE | 0 | 0 | 0 | 0 | 0 | 0 | 0 | 0 | 0 | 0 | 0 | 0 | 0 | 0 | 0 | 0 | 0 | 0 | 0 | 0 | 0 | 0 | 0 | 0 | 0 | 0 | 0 | 0 | 0 | 0 | 0 | 0 | 0
F1_Commercial_Hospital_Existing_Food Preparation_Natural Gas_Double Rack Oven_E6 | F1 | Commercial | Hospital | Existing | Food Preparation | Natural Gas | Double Rack Oven | E6 | CCE | 0 | 0 | 0 | 0 | 0 | 0 | 0 | 0 | 0 | 0 | 0 | 0 | 0 | 0 | 0 | 0 | 0 | 0 | 0 | 0 | 0 | 0 | 0 | 0 | 0 | 0 | 0 | 0 | 0 | 0 | 0 | 0 | 0
F1_Commercial_Hospital_Existing_Food Preparation_Natural Gas_Double Rack Oven_E7 | F1 | Commercial | Hospital | Existing | Food Preparation | Natural Gas | Double Rack Oven | E7 | CCE | 0 | 0 | 0 | 0 | 0 | 0 | 0 | 0 | 0 | 0 | 0 | 0 | 0 | 0 | 0 | 0 | 0 | 0 | 0 | 0 | 0 | 0 | 0 | 0 | 0 | 0 | 0 | 0 | 0 | 0 | 0 | 0 | 0
F1_Commercial_Hospital_Existing_Food Preparation_Natural Gas_Double Rack Oven_E8 | F1 | Commercial | Hospital | Existing | Food Preparation | Natural Gas | Double Rack Oven | E8 | CCE | 0 | 0 | 0 | 0 | 0 | 0 | 0 | 0 | 0 | 0 | 0 | 0 | 0 | 0 | 0 | 0 | 0 | 0 | 0 | 0 | 0 | 0 | 0 | 0 | 0 | 0 | 0 | 0 | 0 | 0 | 0 | 0 | 0
F1_Commercial_Hospital_Existing_Food Preparation_Natural Gas_Double Rack Oven_E9 | F1 | Commercial | Hospital | Existing | Food Preparation | Natural Gas | Double Rack Oven | E9 | CCE | 0 | 0 | 0 | 0 | 0 | 0 | 0 | 0 | 0 | 0 | 0 | 0 | 0 | 0 | 0 | 0 | 0 | 0 | 0 | 0 | 0 | 0 | 0 | 0 | 0 | 0 | 0 | 0 | 0 | 0 | 0 | 0 | 0
F1_Commercial_Hospital_Existing_Food Preparation_Natural Gas_Double Rack Oven_E10 | F1 | Commercial | Hospital | Existing | Food Preparation | Natural Gas | Double Rack Oven | E10 | CCE | 0 | 0 | 0 | 0 | 0 | 0 | 0 | 0 | 0 | 0 | 0 | 0 | 0 | 0 | 0 | 0 | 0 | 0 | 0 | 0 | 0 | 0 | 0 | 0 | 0 | 0 | 0 | 0 | 0 | 0 | 0 | 0 | 0
F2_Commercial_Hospital_Existing_Food Preparation_Natural Gas_Double Rack Oven_E1 | F2 | Commercial | Hospital | Existing | Food Preparation | Natural Gas | Double Rack Oven | E1 | TRC BC Ratio | bar: 2019 to 2051
F2_Commercial_Hospital_Existing_Food Preparation_Natural Gas_Double Rack Oven_E2 | F2 | Commercial | Hospital | Existing | Food Preparation | Natural Gas | Double Rack Oven | E2 | TRC BC Ratio | 4.7395 | 4.7756 | 4.816 | 4.8604 | 4.911 | 4.9696 | 5.017 | 5.0626 | 5.1089 | 5.1571 | 5.2031 | 5.2453 | 5.2885 | 5.3338 | 5.3838 | 5.4328 | 5.4847 | 5.5395 | 5.5966 | 5.655 | 5.7136 | 5.7686 | 5.8182 | 5.8621 | 5.9 | 5.9326 | 5.9552 | 5.9721 | 5.9866 | 5.9991 | 6.0114 | 6.0169 | 6.0169
F2_Commercial_Hospital_Existing_Food Preparation_Natural Gas_Double Rack Oven_E3 | F2 | Commercial | Hospital | Existing | Food Preparation | Natural Gas | Double Rack Oven | E3 | TRC BC Ratio | 0 | 0 | 0 | 0 | 0 | 0 | 0 | 0 | 0 | 0 | 0 | 0 | 0 | 0 | 0 | 0 | 0 | 0 | 0 | 0 | 0 | 0 | 0 | 0 | 0 | 0 | 0 | 0 | 0 | 0 | 0 | 0 | 0
F2_Commercial_Hospital_Existing_Food Preparation_Natural Gas_Double Rack Oven_E4 | F2 | Commercial | Hospital | Existing | Food Preparation | Natural Gas | Double Rack Oven | E4 | TRC BC Ratio | 0 | 0 | 0 | 0 | 0 | 0 | 0 | 0 | 0 | 0 | 0 | 0 | 0 | 0 | 0 | 0 | 0 | 0 | 0 | 0 | 0 | 0 | 0 | 0 | 0 | 0 | 0 | 0 | 0 | 0 | 0 | 0 | 0
F2_Commercial_Hospital_Existing_Food Preparation_Natural Gas_Double Rack Oven_E5 | F2 | Commercial | Hospital | Existing | Food Preparation | Natural Gas | Double Rack Oven | E5 | TRC BC Ratio | 0 | 0 | 0 | 0 | 0 | 0 | 0 | 0 | 0 | 0 | 0 | 0 | 0 | 0 | 0 | 0 | 0 | 0 | 0 | 0 | 0 | 0 | 0 | 0 | 0 | 0 | 0 | 0 | 0 | 0 | 0 | 0 | 0
F2_Commercial_Hospital_Existing_Food Preparation_Natural Gas_Double Rack Oven_E6 | F2 | Commercial | Hospital | Existing | Food Preparation | Natural Gas | Double Rack Oven | E6 | TRC BC Ratio | 0 | 0 | 0 | 0 | 0 | 0 | 0 | 0 | 0 | 0 | 0 | 0 | 0 | 0 | 0 | 0 | 0 | 0 | 0 | 0 | 0 | 0 | 0 | 0 | 0 | 0 | 0 | 0 | 0 | 0 | 0 | 0 | 0
F2_Commercial_Hospital_Existing_Food Preparation_Natural Gas_Double Rack Oven_E7 | F2 | Commercial | Hospital | Existing | Food Preparation | Natural Gas | Double Rack Oven | E7 | TRC BC Ratio | 0 | 0 | 0 | 0 | 0 | 0 | 0 | 0 | 0 | 0 | 0 | 0 | 0 | 0 | 0 | 0 | 0 | 0 | 0 | 0 | 0 | 0 | 0 | 0 | 0 | 0 | 0 | 0 | 0 | 0 | 0 | 0 | 0
F2_Commercial_Hospital_Existing_Food Preparation_Natural Gas_Double Rack Oven_E8 | F2 | Commercial | Hospital | Existing | Food Preparation | Natural Gas | Double Rack Oven | E8 | TRC BC Ratio | 0 | 0 | 0 | 0 | 0 | 0 | 0 | 0 | 0 | 0 | 0 | 0 | 0 | 0 | 0 | 0 | 0 | 0 | 0 | 0 | 0 | 0 | 0 | 0 | 0 | 0 | 0 | 0 | 0 | 0 | 0 | 0 | 0
F2_Commercial_Hospital_Existing_Food Preparation_Natural Gas_Double Rack Oven_E9 | F2 | Commercial | Hospital | Existing | Food Preparation | Natural Gas | Double Rack Oven | E9 | TRC BC Ratio | 0 | 0 | 0 | 0 | 0 | 0 | 0 | 0 | 0 | 0 | 0 | 0 | 0 | 0 | 0 | 0 | 0 | 0 | 0 | 0 | 0 | 0 | 0 | 0 | 0 | 0 | 0 | 0 | 0 | 0 | 0 | 0 | 0
F2_Commercial_Hospital_Existing_Food Preparation_Natural Gas_Double Rack Oven_E10 | F2 | Commercial | Hospital | Existing | Food Preparation | Natural Gas | Double Rack Oven | E10 | TRC BC Ratio | 0 | 0 | 0 | 0 | 0 | 0 | 0 | 0 | 0 | 0 | 0 | 0 | 0 | 0 | 0 | 0 | 0 | 0 | 0 | 0 | 0 | 0 | 0 | 0 | 0 | 0 | 0 | 0 | 0 | 0 | 0 | 0 | 0
F3_Commercial_Hospital_Existing_Food Preparation_Natural Gas_Double Rack Oven_E1 | F3 | Commercial | Hospital | Existing | Food Preparation | Natural Gas | Double Rack Oven | E1 | PACT BC Ratio | bar: 2019 to 2051
F3_Commercial_Hospital_Existing_Food Preparation_Natural Gas_Double Rack Oven_E2 | F3 | Commercial | Hospital | Existing | Food Preparation | Natural Gas | Double Rack Oven | E2 | PACT BC Ratio | 6.3193 | 6.3675 | 6.4213 | 6.4805 | 6.548 | 6.6261 | 6.6894 | 6.7502 | 6.8119 | 6.8761 | 6.9374 | 6.9937 | 7.0513 | 7.1117 | 7.1784 | 7.2437 | 7.3129 | 7.386 | 7.4622 | 7.5399 | 7.6182 | 7.6915 | 7.7576 | 7.8161 | 7.8667 | 7.9101 | 7.9403 | 7.9627 | 7.9822 | 7.9988 | 8.0152 | 8.0225 | 8.0225
F3_Commercial_Hospital_Existing_Food Preparation_Natural Gas_Double Rack Oven_E3 | F3 | Commercial | Hospital | Existing | Food Preparation | Natural Gas | Double Rack Oven | E3 | PACT BC Ratio | 0 | 0 | 0 | 0 | 0 | 0 | 0 | 0 | 0 | 0 | 0 | 0 | 0 | 0 | 0 | 0 | 0 | 0 | 0 | 0 | 0 | 0 | 0 | 0 | 0 | 0 | 0 | 0 | 0 | 0 | 0 | 0 | 0
F3_Commercial_Hospital_Existing_Food Preparation_Natural Gas_Double Rack Oven_E4 | F3 | Commercial | Hospital | Existing | Food Preparation | Natural Gas | Double Rack Oven | E4 | PACT BC Ratio | 0 | 0 | 0 | 0 | 0 | 0 | 0 | 0 | 0 | 0 | 0 | 0 | 0 | 0 | 0 | 0 | 0 | 0 | 0 | 0 | 0 | 0 | 0 | 0 | 0 | 0 | 0 | 0 | 0 | 0 | 0 | 0 | 0
F3_Commercial_Hospital_Existing_Food Preparation_Natural Gas_Double Rack Oven_E5 | F3 | Commercial | Hospital | Existing | Food Preparation | Natural Gas | Double Rack Oven | E5 | PACT BC Ratio | 0 | 0 | 0 | 0 | 0 | 0 | 0 | 0 | 0 | 0 | 0 | 0 | 0 | 0 | 0 | 0 | 0 | 0 | 0 | 0 | 0 | 0 | 0 | 0 | 0 | 0 | 0 | 0 | 0 | 0 | 0 | 0 | 0
F3_Commercial_Hospital_Existing_Food Preparation_Natural Gas_Double Rack Oven_E6 | F3 | Commercial | Hospital | Existing | Food Preparation | Natural Gas | Double Rack Oven | E6 | PACT BC Ratio | 0 | 0 | 0 | 0 | 0 | 0 | 0 | 0 | 0 | 0 | 0 | 0 | 0 | 0 | 0 | 0 | 0 | 0 | 0 | 0 | 0 | 0 | 0 | 0 | 0 | 0 | 0 | 0 | 0 | 0 | 0 | 0 | 0
F3_Commercial_Hospital_Existing_Food Preparation_Natural Gas_Double Rack Oven_E7 | F3 | Commercial | Hospital | Existing | Food Preparation | Natural Gas | Double Rack Oven | E7 | PACT BC Ratio | 0 | 0 | 0 | 0 | 0 | 0 | 0 | 0 | 0 | 0 | 0 | 0 | 0 | 0 | 0 | 0 | 0 | 0 | 0 | 0 | 0 | 0 | 0 | 0 | 0 | 0 | 0 | 0 | 0 | 0 | 0 | 0 | 0
F3_Commercial_Hospital_Existing_Food Preparation_Natural Gas_Double Rack Oven_E8 | F3 | Commercial | Hospital | Existing | Food Preparation | Natural Gas | Double Rack Oven | E8 | PACT BC Ratio | 0 | 0 | 0 | 0 | 0 | 0 | 0 | 0 | 0 | 0 | 0 | 0 | 0 | 0 | 0 | 0 | 0 | 0 | 0 | 0 | 0 | 0 | 0 | 0 | 0 | 0 | 0 | 0 | 0 | 0 | 0 | 0 | 0
F3_Commercial_Hospital_Existing_Food Preparation_Natural Gas_Double Rack Oven_E9 | F3 | Commercial | Hospital | Existing | Food Preparation | Natural Gas | Double Rack Oven | E9 | PACT BC Ratio | 0 | 0 | 0 | 0 | 0 | 0 | 0 | 0 | 0 | 0 | 0 | 0 | 0 | 0 | 0 | 0 | 0 | 0 | 0 | 0 | 0 | 0 | 0 | 0 | 0 | 0 | 0 | 0 | 0 | 0 | 0 | 0 | 0
F3_Commercial_Hospital_Existing_Food Preparation_Natural Gas_Double Rack Oven_E10 | F3 | Commercial | Hospital | Existing | Food Preparation | Natural Gas | Double Rack Oven | E10 | PACT BC Ratio | 0 | 0 | 0 | 0 | 0 | 0 | 0 | 0 | 0 | 0 | 0 | 0 | 0 | 0 | 0 | 0 | 0 | 0 | 0 | 0 | 0 | 0 | 0 | 0 | 0 | 0 | 0 | 0 | 0 | 0 | 0 | 0 | 0
F4_Commercial_Hospital_Existing_Food Preparation_Natural Gas_Double Rack Oven_E1 | F4 | Commercial | Hospital | Existing | Food Preparation | Natural Gas | Double Rack Oven | E1 | RVT BC Ratio | bar: 2019 to 2051
F4_Commercial_Hospital_Existing_Food Preparation_Natural Gas_Double Rack Oven_E2 | F4 | Commercial | Hospital | Existing | Food Preparation | Natural Gas | Double Rack Oven | E2 | RVT BC Ratio | 7.5139 | 7.5658 | 7.6238 | 7.6877 | 7.7604 | 7.8446 | 7.9129 | 7.9784 | 8.045 | 8.1143 | 8.1804 | 8.241 | 8.3031 | 8.3683 | 8.4402 | 8.5106 | 8.5852 | 8.664 | 8.7461 | 8.83 | 8.9144 | 8.9934 | 9.0647 | 9.1278 | 9.1823 | 9.2292 | 9.2617 | 9.2859 | 9.3069 | 9.3248 | 9.3425 | 9.3503 | 9.3503
F4_Commercial_Hospital_Existing_Food Preparation_Natural Gas_Double Rack Oven_E3 | F4 | Commercial | Hospital | Existing | Food Preparation | Natural Gas | Double Rack Oven | E3 | RVT BC Ratio | 0 | 0 | 0 | 0 | 0 | 0 | 0 | 0 | 0 | 0 | 0 | 0 | 0 | 0 | 0 | 0 | 0 | 0 | 0 | 0 | 0 | 0 | 0 | 0 | 0 | 0 | 0 | 0 | 0 | 0 | 0 | 0 | 0
F4_Commercial_Hospital_Existing_Food Preparation_Natural Gas_Double Rack Oven_E4 | F4 | Commercial | Hospital | Existing | Food Preparation | Natural Gas | Double Rack Oven | E4 | RVT BC Ratio | 0 | 0 | 0 | 0 | 0 | 0 | 0 | 0 | 0 | 0 | 0 | 0 | 0 | 0 | 0 | 0 | 0 | 0 | 0 | 0 | 0 | 0 | 0 | 0 | 0 | 0 | 0 | 0 | 0 | 0 | 0 | 0 | 0
F4_Commercial_Hospital_Existing_Food Preparation_Natural Gas_Double Rack Oven_E5 | F4 | Commercial | Hospital | Existing | Food Preparation | Natural Gas | Double Rack Oven | E5 | RVT BC Ratio | 0 | 0 | 0 | 0 | 0 | 0 | 0 | 0 | 0 | 0 | 0 | 0 | 0 | 0 | 0 | 0 | 0 | 0 | 0 | 0 | 0 | 0 | 0 | 0 | 0 | 0 | 0 | 0 | 0 | 0 | 0 | 0 | 0
F4_Commercial_Hospital_Existing_Food Preparation_Natural Gas_Double Rack Oven_E6 | F4 | Commercial | Hospital | Existing | Food Preparation | Natural Gas | Double Rack Oven | E6 | RVT BC Ratio | 0 | 0 | 0 | 0 | 0 | 0 | 0 | 0 | 0 | 0 | 0 | 0 | 0 | 0 | 0 | 0 | 0 | 0 | 0 | 0 | 0 | 0 | 0 | 0 | 0 | 0 | 0 | 0 | 0 | 0 | 0 | 0 | 0
F4_Commercial_Hospital_Existing_Food Preparation_Natural Gas_Double Rack Oven_E7 | F4 | Commercial | Hospital | Existing | Food Preparation | Natural Gas | Double Rack Oven | E7 | RVT BC Ratio | 0 | 0 | 0 | 0 | 0 | 0 | 0 | 0 | 0 | 0 | 0 | 0 | 0 | 0 | 0 | 0 | 0 | 0 | 0 | 0 | 0 | 0 | 0 | 0 | 0 | 0 | 0 | 0 | 0 | 0 | 0 | 0 | 0
F4_Commercial_Hospital_Existing_Food Preparation_Natural Gas_Double Rack Oven_E8 | F4 | Commercial | Hospital | Existing | Food Preparation | Natural Gas | Double Rack Oven | E8 | RVT BC Ratio | 0 | 0 | 0 | 0 | 0 | 0 | 0 | 0 | 0 | 0 | 0 | 0 | 0 | 0 | 0 | 0 | 0 | 0 | 0 | 0 | 0 | 0 | 0 | 0 | 0 | 0 | 0 | 0 | 0 | 0 | 0 | 0 | 0
F4_Commercial_Hospital_Existing_Food Preparation_Natural Gas_Double Rack Oven_E9 | F4 | Commercial | Hospital | Existing | Food Preparation | Natural Gas | Double Rack Oven | E9 | RVT BC Ratio | 0 | 0 | 0 | 0 | 0 | 0 | 0 | 0 | 0 | 0 | 0 | 0 | 0 | 0 | 0 | 0 | 0 | 0 | 0 | 0 | 0 | 0 | 0 | 0 | 0 | 0 | 0 | 0 | 0 | 0 | 0 | 0 | 0
F4_Commercial_Hospital_Existing_Food Preparation_Natural Gas_Double Rack Oven_E10 | F4 | Commercial | Hospital | Existing | Food Preparation | Natural Gas | Double Rack Oven | E10 | RVT BC Ratio | 0 | 0 | 0 | 0 | 0 | 0 | 0 | 0 | 0 | 0 | 0 | 0 | 0 | 0 | 0 | 0 | 0 | 0 | 0 | 0 | 0 | 0 | 0 | 0 | 0 | 0 | 0 | 0 | 0 | 0 | 0 | 0 | 0
F5_Commercial_Hospital_Existing_Food Preparation_Natural Gas_Double Rack Oven_E1 | F5 | Commercial | Hospital | Existing | Food Preparation | Natural Gas | Double Rack Oven | E1 | RIM BC Ratio | bar: 2019 to 2051
F5_Commercial_Hospital_Existing_Food Preparation_Natural Gas_Double Rack Oven_E2 | F5 | Commercial | Hospital | Existing | Food Preparation | Natural Gas | Double Rack Oven | E2 | RIM BC Ratio | 0.73729 | 0.73795 | 0.73866 | 0.73944 | 0.74031 | 0.7413 | 0.74208 | 0.74283 | 0.74357 | 0.74433 | 0.74504 | 0.74568 | 0.74633 | 0.74701 | 0.74774 | 0.74844 | 0.74917 | 0.74993 | 0.75071 | 0.75149 | 0.75226 | 0.75297 | 0.7536 | 0.75414 | 0.75461 | 0.75501 | 0.75528 | 0.75549 | 0.75566 | 0.75581 | 0.75596 | 0.75602 | 0.75602
F5_Commercial_Hospital_Existing_Food Preparation_Natural Gas_Double Rack Oven_E3 | F5 | Commercial | Hospital | Existing | Food Preparation | Natural Gas | Double Rack Oven | E3 | RIM BC Ratio | 0 | 0 | 0 | 0 | 0 | 0 | 0 | 0 | 0 | 0 | 0 | 0 | 0 | 0 | 0 | 0 | 0 | 0 | 0 | 0 | 0 | 0 | 0 | 0 | 0 | 0 | 0 | 0 | 0 | 0 | 0 | 0 | 0
F5_Commercial_Hospital_Existing_Food Preparation_Natural Gas_Double Rack Oven_E4 | F5 | Commercial | Hospital | Existing | Food Preparation | Natural Gas | Double Rack Oven | E4 | RIM BC Ratio | 0 | 0 | 0 | 0 | 0 | 0 | 0 | 0 | 0 | 0 | 0 | 0 | 0 | 0 | 0 | 0 | 0 | 0 | 0 | 0 | 0 | 0 | 0 | 0 | 0 | 0 | 0 | 0 | 0 | 0 | 0 | 0 | 0
F5_Commercial_Hospital_Existing_Food Preparation_Natural Gas_Double Rack Oven_E5 | F5 | Commercial | Hospital | Existing | Food Preparation | Natural Gas | Double Rack Oven | E5 | RIM BC Ratio | 0 | 0 | 0 | 0 | 0 | 0 | 0 | 0 | 0 | 0 | 0 | 0 | 0 | 0 | 0 | 0 | 0 | 0 | 0 | 0 | 0 | 0 | 0 | 0 | 0 | 0 | 0 | 0 | 0 | 0 | 0 | 0 | 0
F5_Commercial_Hospital_Existing_Food Preparation_Natural Gas_Double Rack Oven_E6 | F5 | Commercial | Hospital | Existing | Food Preparation | Natural Gas | Double Rack Oven | E6 | RIM BC Ratio | 0 | 0 | 0 | 0 | 0 | 0 | 0 | 0 | 0 | 0 | 0 | 0 | 0 | 0 | 0 | 0 | 0 | 0 | 0 | 0 | 0 | 0 | 0 | 0 | 0 | 0 | 0 | 0 | 0 | 0 | 0 | 0 | 0
F5_Commercial_Hospital_Existing_Food Preparation_Natural Gas_Double Rack Oven_E7 | F5 | Commercial | Hospital | Existing | Food Preparation | Natural Gas | Double Rack Oven | E7 | RIM BC Ratio | 0 | 0 | 0 | 0 | 0 | 0 | 0 | 0 | 0 | 0 | 0 | 0 | 0 | 0 | 0 | 0 | 0 | 0 | 0 | 0 | 0 | 0 | 0 | 0 | 0 | 0 | 0 | 0 | 0 | 0 | 0 | 0 | 0
F5_Commercial_Hospital_Existing_Food Preparation_Natural Gas_Double Rack Oven_E8 | F5 | Commercial | Hospital | Existing | Food Preparation | Natural Gas | Double Rack Oven | E8 | RIM BC Ratio | 0 | 0 | 0 | 0 | 0 | 0 | 0 | 0 | 0 | 0 | 0 | 0 | 0 | 0 | 0 | 0 | 0 | 0 | 0 | 0 | 0 | 0 | 0 | 0 | 0 | 0 | 0 | 0 | 0 | 0 | 0 | 0 | 0
F5_Commercial_Hospital_Existing_Food Preparation_Natural Gas_Double Rack Oven_E9 | F5 | Commercial | Hospital | Existing | Food Preparation | Natural Gas | Double Rack Oven | E9 | RIM BC Ratio | 0 | 0 | 0 | 0 | 0 | 0 | 0 | 0 | 0 | 0 | 0 | 0 | 0 | 0 | 0 | 0 | 0 | 0 | 0 | 0 | 0 | 0 | 0 | 0 | 0 | 0 | 0 | 0 | 0 | 0 | 0 | 0 | 0
F5_Commercial_Hospital_Existing_Food Preparation_Natural Gas_Double Rack Oven_E10 | F5 | Commercial | Hospital | Existing | Food Preparation | Natural Gas | Double Rack Oven | E10 | RIM BC Ratio | 0 | 0 | 0 | 0 | 0 | 0 | 0 | 0 | 0 | 0 | 0 | 0 | 0 | 0 | 0 | 0 | 0 | 0 | 0 | 0 | 0 | 0 | 0 | 0 | 0 | 0 | 0 | 0 | 0 | 0 | 0 | 0 | 0
F0_Commercial_Hospital_Existing_Food Preparation_Natural Gas_Fryer_E0 | F0 | Commercial | Hospital | Existing | Food Preparation | Natural Gas | Fryer | E0 | Economic Unit | ENERGY STAR | ENERGY STAR | ENERGY STAR | ENERGY STAR | ENERGY STAR | ENERGY STAR | ENERGY STAR | ENERGY STAR | ENERGY STAR | ENERGY STAR | ENERGY STAR | ENERGY STAR | ENERGY STAR | ENERGY STAR | ENERGY STAR | ENERGY STAR | ENERGY STAR | ENERGY STAR | ENERGY STAR | ENERGY STAR | ENERGY STAR | ENERGY STAR | ENERGY STAR | ENERGY STAR | ENERGY STAR | ENERGY STAR | ENERGY STAR | ENERGY STAR | ENERGY STAR | ENERGY STAR | ENERGY STAR | ENERGY STAR | ENERGY STAR
F1_Commercial_Hospital_Existing_Food Preparation_Natural Gas_Fryer_E1 | F1 | Commercial | Hospital | Existing | Food Preparation | Natural Gas | Fryer | E1 | CCE | 0 | 0 | 0 | 0 | 0 | 0 | 0 | 0 | 0 | 0 | 0 | 0 | 0 | 0 | 0 | 0 | 0 | 0 | 0 | 0 | 0 | 0 | 0 | 0 | 0 | 0 | 0 | 0 | 0 | 0 | 0 | 0 | 0
F1_Commercial_Hospital_Existing_Food Preparation_Natural Gas_Fryer_E2 | F1 | Commercial | Hospital | Existing | Food Preparation | Natural Gas | Fryer | E2 | CCE | 0.52081 | 0.52081 | 0.52081 | 0 | 0 | 0 | 0 | 0 | 0 | 0 | 0 | 0 | 0 | 0 | 0 | 0 | 0 | 0 | 0 | 0 | 0 | 0 | 0 | 0 | 0 | 0 | 0 | 0 | 0 | 0 | 0 | 0 | 0
F1_Commercial_Hospital_Existing_Food Preparation_Natural Gas_Fryer_E3 | F1 | Commercial | Hospital | Existing | Food Preparation | Natural Gas | Fryer | E3 | CCE | 0 | 0 | 0 | 0 | 0 | 0 | 0 | 0 | 0 | 0 | 0 | 0 | 0 | 0 | 0 | 0 | 0 | 0 | 0 | 0 | 0 | 0 | 0 | 0 | 0 | 0 | 0 | 0 | 0 | 0 | 0 | 0 | 0
F1_Commercial_Hospital_Existing_Food Preparation_Natural Gas_Fryer_E4 | F1 | Commercial | Hospital | Existing | Food Preparation | Natural Gas | Fryer | E4 | CCE | 0 | 0 | 0 | 0 | 0 | 0 | 0 | 0 | 0 | 0 | 0 | 0 | 0 | 0 | 0 | 0 | 0 | 0 | 0 | 0 | 0 | 0 | 0 | 0 | 0 | 0 | 0 | 0 | 0 | 0 | 0 | 0 | 0
F1_Commercial_Hospital_Existing_Food Preparation_Natural Gas_Fryer_E5 | F1 | Commercial | Hospital | Existing | Food Preparation | Natural Gas | Fryer | E5 | CCE | 0 | 0 | 0 | 0 | 0 | 0 | 0 | 0 | 0 | 0 | 0 | 0 | 0 | 0 | 0 | 0 | 0 | 0 | 0 | 0 | 0 | 0 | 0 | 0 | 0 | 0 | 0 | 0 | 0 | 0 | 0 | 0 | 0
F1_Commercial_Hospital_Existing_Food Preparation_Natural Gas_Fryer_E6 | F1 | Commercial | Hospital | Existing | Food Preparation | Natural Gas | Fryer | E6 | CCE | 0 | 0 | 0 | 0 | 0 | 0 | 0 | 0 | 0 | 0 | 0 | 0 | 0 | 0 | 0 | 0 | 0 | 0 | 0 | 0 | 0 | 0 | 0 | 0 | 0 | 0 | 0 | 0 | 0 | 0 | 0 | 0 | 0
F1_Commercial_Hospital_Existing_Food Preparation_Natural Gas_Fryer_E7 | F1 | Commercial | Hospital | Existing | Food Preparation | Natural Gas | Fryer | E7 | CCE | 0 | 0 | 0 | 0 | 0 | 0 | 0 | 0 | 0 | 0 | 0 | 0 | 0 | 0 | 0 | 0 | 0 | 0 | 0 | 0 | 0 | 0 | 0 | 0 | 0 | 0 | 0 | 0 | 0 | 0 | 0 | 0 | 0
F1_Commercial_Hospital_Existing_Food Preparation_Natural Gas_Fryer_E8 | F1 | Commercial | Hospital | Existing | Food Preparation | Natural Gas | Fryer | E8 | CCE | 0 | 0 | 0 | 0 | 0 | 0 | 0 | 0 | 0 | 0 | 0 | 0 | 0 | 0 | 0 | 0 | 0 | 0 | 0 | 0 | 0 | 0 | 0 | 0 | 0 | 0 | 0 | 0 | 0 | 0 | 0 | 0 | 0
F1_Commercial_Hospital_Existing_Food Preparation_Natural Gas_Fryer_E9 | F1 | Commercial | Hospital | Existing | Food Preparation | Natural Gas | Fryer | E9 | CCE | 0 | 0 | 0 | 0 | 0 | 0 | 0 | 0 | 0 | 0 | 0 | 0 | 0 | 0 | 0 | 0 | 0 | 0 | 0 | 0 | 0 | 0 | 0 | 0 | 0 | 0 | 0 | 0 | 0 | 0 | 0 | 0 | 0
F1_Commercial_Hospital_Existing_Food Preparation_Natural Gas_Fryer_E10 | F1 | Commercial | Hospital | Existing | Food Preparation | Natural Gas | Fryer | E10 | CCE | 0 | 0 | 0 | 0 | 0 | 0 | 0 | 0 | 0 | 0 | 0 | 0 | 0 | 0 | 0 | 0 | 0 | 0 | 0 | 0 | 0 | 0 | 0 | 0 | 0 | 0 | 0 | 0 | 0 | 0 | 0 | 0 | 0
F2_Commercial_Hospital_Existing_Food Preparation_Natural Gas_Fryer_E1 | F2 | Commercial | Hospital | Existing | Food Preparation | Natural Gas | Fryer | E1 | TRC BC Ratio | 1 | 1 | 1 | 0 | 0 | 0 | 0 | 0 | 0 | 0 | 0 | 0 | 0 | 0 | 0 | 0 | 0 | 0 | 0 | 0 | 0 | 0 | 0 | 0 | 0 | 0 | 0 | 0 | 0 | 0 | 0 | 0 | 0
F2_Commercial_Hospital_Existing_Food Preparation_Natural Gas_Fryer_E2 | F2 | Commercial | Hospital | Existing | Food Preparation | Natural Gas | Fryer | E2 | TRC BC Ratio | 2.6303 | 2.6385 | 2.6536 | 1 | 1 | 1 | 1 | 1 | 1 | 1 | 1 | 1 | 1 | 1 | 1 | 1 | 1 | 1 | 1 | 1 | 1 | 1 | 1 | 1 | 1 | 1 | 1 | 1 | 1 | 1 | 1 | 1 | 1
F2_Commercial_Hospital_Existing_Food Preparation_Natural Gas_Fryer_E3 | F2 | Commercial | Hospital | Existing | Food Preparation | Natural Gas | Fryer | E3 | TRC BC Ratio | 0 | 0 | 0 | 0 | 0 | 0 | 0 | 0 | 0 | 0 | 0 | 0 | 0 | 0 | 0 | 0 | 0 | 0 | 0 | 0 | 0 | 0 | 0 | 0 | 0 | 0 | 0 | 0 | 0 | 0 | 0 | 0 | 0
F2_Commercial_Hospital_Existing_Food Preparation_Natural Gas_Fryer_E4 | F2 | Commercial | Hospital | Existing | Food Preparation | Natural Gas | Fryer | E4 | TRC BC Ratio | 0 | 0 | 0 | 0 | 0 | 0 | 0 | 0 | 0 | 0 | 0 | 0 | 0 | 0 | 0 | 0 | 0 | 0 | 0 | 0 | 0 | 0 | 0 | 0 | 0 | 0 | 0 | 0 | 0 | 0 | 0 | 0 | 0
F2_Commercial_Hospital_Existing_Food Preparation_Natural Gas_Fryer_E5 | F2 | Commercial | Hospital | Existing | Food Preparation | Natural Gas | Fryer | E5 | TRC BC Ratio | 0 | 0 | 0 | 0 | 0 | 0 | 0 | 0 | 0 | 0 | 0 | 0 | 0 | 0 | 0 | 0 | 0 | 0 | 0 | 0 | 0 | 0 | 0 | 0 | 0 | 0 | 0 | 0 | 0 | 0 | 0 | 0 | 0
F2_Commercial_Hospital_Existing_Food Preparation_Natural Gas_Fryer_E6 | F2 | Commercial | Hospital | Existing | Food Preparation | Natural Gas | Fryer | E6 | TRC BC Ratio | 0 | 0 | 0 | 0 | 0 | 0 | 0 | 0 | 0 | 0 | 0 | 0 | 0 | 0 | 0 | 0 | 0 | 0 | 0 | 0 | 0 | 0 | 0 | 0 | 0 | 0 | 0 | 0 | 0 | 0 | 0 | 0 | 0
F2_Commercial_Hospital_Existing_Food Preparation_Natural Gas_Fryer_E7 | F2 | Commercial | Hospital | Existing | Food Preparation | Natural Gas | Fryer | E7 | TRC BC Ratio | 0 | 0 | 0 | 0 | 0 | 0 | 0 | 0 | 0 | 0 | 0 | 0 | 0 | 0 | 0 | 0 | 0 | 0 | 0 | 0 | 0 | 0 | 0 | 0 | 0 | 0 | 0 | 0 | 0 | 0 | 0 | 0 | 0
F2_Commercial_Hospital_Existing_Food Preparation_Natural Gas_Fryer_E8 | F2 | Commercial | Hospital | Existing | Food Preparation | Natural Gas | Fryer | E8 | TRC BC Ratio | 0 | 0 | 0 | 0 | 0 | 0 | 0 | 0 | 0 | 0 | 0 | 0 | 0 | 0 | 0 | 0 | 0 | 0 | 0 | 0 | 0 | 0 | 0 | 0 | 0 | 0 | 0 | 0 | 0 | 0 | 0 | 0 | 0
F2_Commercial_Hospital_Existing_Food Preparation_Natural Gas_Fryer_E9 | F2 | Commercial | Hospital | Existing | Food Preparation | Natural Gas | Fryer | E9 | TRC BC Ratio | 0 | 0 | 0 | 0 | 0 | 0 | 0 | 0 | 0 | 0 | 0 | 0 | 0 | 0 | 0 | 0 | 0 | 0 | 0 | 0 | 0 | 0 | 0 | 0 | 0 | 0 | 0 | 0 | 0 | 0 | 0 | 0 | 0
F2_Commercial_Hospital_Existing_Food Preparation_Natural Gas_Fryer_E10 | F2 | Commercial | Hospital | Existing | Food Preparation | Natural Gas | Fryer | E10 | TRC BC Ratio | 0 | 0 | 0 | 0 | 0 | 0 | 0 | 0 | 0 | 0 | 0 | 0 | 0 | 0 | 0 | 0 | 0 | 0 | 0 | 0 | 0 | 0 | 0 | 0 | 0 | 0 | 0 | 0 | 0 | 0 | 0 | 0 | 0
F3_Commercial_Hospital_Existing_Food Preparation_Natural Gas_Fryer_E1 | F3 | Commercial | Hospital | Existing | Food Preparation | Natural Gas | Fryer | E1 | PACT BC Ratio | 1 | 1 | 1 | 0 | 0 | 0 | 0 | 0 | 0 | 0 | 0 | 0 | 0 | 0 | 0 | 0 | 0 | 0 | 0 | 0 | 0 | 0 | 0 | 0 | 0 | 0 | 0 | 0 | 0 | 0 | 0 | 0 | 0
F3_Commercial_Hospital_Existing_Food Preparation_Natural Gas_Fryer_E2 | F3 | Commercial | Hospital | Existing | Food Preparation | Natural Gas | Fryer | E2 | PACT BC Ratio | 3.5071 | 3.518 | 3.5381 | 1 | 1 | 1 | 1 | 1 | 1 | 1 | 1 | 1 | 1 | 1 | 1 | 1 | 1 | 1 | 1 | 1 | 1 | 1 | 1 | 1 | 1 | 1 | 1 | 1 | 1 | 1 | 1 | 1 | 1
F3_Commercial_Hospital_Existing_Food Preparation_Natural Gas_Fryer_E3 | F3 | Commercial | Hospital | Existing | Food Preparation | Natural Gas | Fryer | E3 | PACT BC Ratio | 0 | 0 | 0 | 0 | 0 | 0 | 0 | 0 | 0 | 0 | 0 | 0 | 0 | 0 | 0 | 0 | 0 | 0 | 0 | 0 | 0 | 0 | 0 | 0 | 0 | 0 | 0 | 0 | 0 | 0 | 0 | 0 | 0
F3_Commercial_Hospital_Existing_Food Preparation_Natural Gas_Fryer_E4 | F3 | Commercial | Hospital | Existing | Food Preparation | Natural Gas | Fryer | E4 | PACT BC Ratio | 0 | 0 | 0 | 0 | 0 | 0 | 0 | 0 | 0 | 0 | 0 | 0 | 0 | 0 | 0 | 0 | 0 | 0 | 0 | 0 | 0 | 0 | 0 | 0 | 0 | 0 | 0 | 0 | 0 | 0 | 0 | 0 | 0
F3_Commercial_Hospital_Existing_Food Preparation_Natural Gas_Fryer_E5 | F3 | Commercial | Hospital | Existing | Food Preparation | Natural Gas | Fryer | E5 | PACT BC Ratio | 0 | 0 | 0 | 0 | 0 | 0 | 0 | 0 | 0 | 0 | 0 | 0 | 0 | 0 | 0 | 0 | 0 | 0 | 0 | 0 | 0 | 0 | 0 | 0 | 0 | 0 | 0 | 0 | 0 | 0 | 0 | 0 | 0
F3_Commercial_Hospital_Existing_Food Preparation_Natural Gas_Fryer_E6 | F3 | Commercial | Hospital | Existing | Food Preparation | Natural Gas | Fryer | E6 | PACT BC Ratio | 0 | 0 | 0 | 0 | 0 | 0 | 0 | 0 | 0 | 0 | 0 | 0 | 0 | 0 | 0 | 0 | 0 | 0 | 0 | 0 | 0 | 0 | 0 | 0 | 0 | 0 | 0 | 0 | 0 | 0 | 0 | 0 | 0
F3_Commercial_Hospital_Existing_Food Preparation_Natural Gas_Fryer_E7 | F3 | Commercial | Hospital | Existing | Food Preparation | Natural Gas | Fryer | E7 | PACT BC Ratio | 0 | 0 | 0 | 0 | 0 | 0 | 0 | 0 | 0 | 0 | 0 | 0 | 0 | 0 | 0 | 0 | 0 | 0 | 0 | 0 | 0 | 0 | 0 | 0 | 0 | 0 | 0 | 0 | 0 | 0 | 0 | 0 | 0
F3_Commercial_Hospital_Existing_Food Preparation_Natural Gas_Fryer_E8 | F3 | Commercial | Hospital | Existing | Food Preparation | Natural Gas | Fryer | E8 | PACT BC Ratio | 0 | 0 | 0 | 0 | 0 | 0 | 0 | 0 | 0 | 0 | 0 | 0 | 0 | 0 | 0 | 0 | 0 | 0 | 0 | 0 | 0 | 0 | 0 | 0 | 0 | 0 | 0 | 0 | 0 | 0 | 0 | 0 | 0
F3_Commercial_Hospital_Existing_Food Preparation_Natural Gas_Fryer_E9 | F3 | Commercial | Hospital | Existing | Food Preparation | Natural Gas | Fryer | E9 | PACT BC Ratio | 0 | 0 | 0 | 0 | 0 | 0 | 0 | 0 | 0 | 0 | 0 | 0 | 0 | 0 | 0 | 0 | 0 | 0 | 0 | 0 | 0 | 0 | 0 | 0 | 0 | 0 | 0 | 0 | 0 | 0 | 0 | 0 | 0
F3_Commercial_Hospital_Existing_Food Preparation_Natural Gas_Fryer_E10 | F3 | Commercial | Hospital | Existing | Food Preparation | Natural Gas | Fryer | E10 | PACT BC Ratio | 0 | 0 | 0 | 0 | 0 | 0 | 0 | 0 | 0 | 0 | 0 | 0 | 0 | 0 | 0 | 0 | 0 | 0 | 0 | 0 | 0 | 0 | 0 | 0 | 0 | 0 | 0 | 0 | 0 | 0 | 0 | 0 | 0
F4_Commercial_Hospital_Existing_Food Preparation_Natural Gas_Fryer_E1 | F4 | Commercial | Hospital | Existing | Food Preparation | Natural Gas | Fryer | E1 | RVT BC Ratio | 1 | 1 | 1 | 0 | 0 | 0 | 0 | 0 | 0 | 0 | 0 | 0 | 0 | 0 | 0 | 0 | 0 | 0 | 0 | 0 | 0 | 0 | 0 | 0 | 0 | 0 | 0 | 0 | 0 | 0 | 0 | 0 | 0
F4_Commercial_Hospital_Existing_Food Preparation_Natural Gas_Fryer_E2 | F4 | Commercial | Hospital | Existing | Food Preparation | Natural Gas | Fryer | E2 | RVT BC Ratio | 4.4816 | 4.4933 | 4.515 | 1 | 1 | 1 | 1 | 1 | 1 | 1 | 1 | 1 | 1 | 1 | 1 | 1 | 1 | 1 | 1 | 1 | 1 | 1 | 1 | 1 | 1 | 1 | 1 | 1 | 1 | 1 | 1 | 1 | 1
F4_Commercial_Hospital_Existing_Food Preparation_Natural Gas_Fryer_E3 | F4 | Commercial | Hospital | Existing | Food Preparation | Natural Gas | Fryer | E3 | RVT BC Ratio | 0 | 0 | 0 | 0 | 0 | 0 | 0 | 0 | 0 | 0 | 0 | 0 | 0 | 0 | 0 | 0 | 0 | 0 | 0 | 0 | 0 | 0 | 0 | 0 | 0 | 0 | 0 | 0 | 0 | 0 | 0 | 0 | 0
F4_Commercial_Hospital_Existing_Food Preparation_Natural Gas_Fryer_E4 | F4 | Commercial | Hospital | Existing | Food Preparation | Natural Gas | Fryer | E4 | RVT BC Ratio | 0 | 0 | 0 | 0 | 0 | 0 | 0 | 0 | 0 | 0 | 0 | 0 | 0 | 0 | 0 | 0 | 0 | 0 | 0 | 0 | 0 | 0 | 0 | 0 | 0 | 0 | 0 | 0 | 0 | 0 | 0 | 0 | 0
F4_Commercial_Hospital_Existing_Food Preparation_Natural Gas_Fryer_E5 | F4 | Commercial | Hospital | Existing | Food Preparation | Natural Gas | Fryer | E5 | RVT BC Ratio | 0 | 0 | 0 | 0 | 0 | 0 | 0 | 0 | 0 | 0 | 0 | 0 | 0 | 0 | 0 | 0 | 0 | 0 | 0 | 0 | 0 | 0 | 0 | 0 | 0 | 0 | 0 | 0 | 0 | 0 | 0 | 0 | 0
F4_Commercial_Hospital_Existing_Food Preparation_Natural Gas_Fryer_E6 | F4 | Commercial | Hospital | Existing | Food Preparation | Natural Gas | Fryer | E6 | RVT BC Ratio | 0 | 0 | 0 | 0 | 0 | 0 | 0 | 0 | 0 | 0 | 0 | 0 | 0 | 0 | 0 | 0 | 0 | 0 | 0 | 0 | 0 | 0 | 0 | 0 | 0 | 0 | 0 | 0 | 0 | 0 | 0 | 0 | 0
F4_Commercial_Hospital_Existing_Food Preparation_Natural Gas_Fryer_E7 | F4 | Commercial | Hospital | Existing | Food Preparation | Natural Gas | Fryer | E7 | RVT BC Ratio | 0 | 0 | 0 | 0 | 0 | 0 | 0 | 0 | 0 | 0 | 0 | 0 | 0 | 0 | 0 | 0 | 0 | 0 | 0 | 0 | 0 | 0 | 0 | 0 | 0 | 0 | 0 | 0 | 0 | 0 | 0 | 0 | 0
F4_Commercial_Hospital_Existing_Food Preparation_Natural Gas_Fryer_E8 | F4 | Commercial | Hospital | Existing | Food Preparation | Natural Gas | Fryer | E8 | RVT BC Ratio | 0 | 0 | 0 | 0 | 0 | 0 | 0 | 0 | 0 | 0 | 0 | 0 | 0 | 0 | 0 | 0 | 0 | 0 | 0 | 0 | 0 | 0 | 0 | 0 | 0 | 0 | 0 | 0 | 0 | 0 | 0 | 0 | 0
F4_Commercial_Hospital_Existing_Food Preparation_Natural Gas_Fryer_E9 | F4 | Commercial | Hospital | Existing | Food Preparation | Natural Gas | Fryer | E9 | RVT BC Ratio | 0 | 0 | 0 | 0 | 0 | 0 | 0 | 0 | 0 | 0 | 0 | 0 | 0 | 0 | 0 | 0 | 0 | 0 | 0 | 0 | 0 | 0 | 0 | 0 | 0 | 0 | 0 | 0 | 0 | 0 | 0 | 0 | 0
F4_Commercial_Hospital_Existing_Food Preparation_Natural Gas_Fryer_E10 | F4 | Commercial | Hospital | Existing | Food Preparation | Natural Gas | Fryer | E10 | RVT BC Ratio | 0 | 0 | 0 | 0 | 0 | 0 | 0 | 0 | 0 | 0 | 0 | 0 | 0 | 0 | 0 | 0 | 0 | 0 | 0 | 0 | 0 | 0 | 0 | 0 | 0 | 0 | 0 | 0 | 0 | 0 | 0 | 0 | 0
F5_Commercial_Hospital_Existing_Food Preparation_Natural Gas_Fryer_E1 | F5 | Commercial | Hospital | Existing | Food Preparation | Natural Gas | Fryer | E1 | RIM BC Ratio | 1 | 1 | 1 | 0 | 0 | 0 | 0 | 0 | 0 | 0 | 0 | 0 | 0 | 0 | 0 | 0 | 0 | 0 | 0 | 0 | 0 | 0 | 0 | 0 | 0 | 0 | 0 | 0 | 0 | 0 | 0 | 0 | 0
F5_Commercial_Hospital_Existing_Food Preparation_Natural Gas_Fryer_E2 | F5 | Commercial | Hospital | Existing | Food Preparation | Natural Gas | Fryer | E2 | RIM BC Ratio | 0.67422 | 0.67462 | 0.67536 | 1 | 1 | 1 | 1 | 1 | 1 | 1 | 1 | 1 | 1 | 1 | 1 | 1 | 1 | 1 | 1 | 1 | 1 | 1 | 1 | 1 | 1 | 1 | 1 | 1 | 1 | 1 | 1 | 1 | 1
F5_Commercial_Hospital_Existing_Food Preparation_Natural Gas_Fryer_E3 | F5 | Commercial | Hospital | Existing | Food Preparation | Natural Gas | Fryer | E3 | RIM BC Ratio | 0 | 0 | 0 | 0 | 0 | 0 | 0 | 0 | 0 | 0 | 0 | 0 | 0 | 0 | 0 | 0 | 0 | 0 | 0 | 0 | 0 | 0 | 0 | 0 | 0 | 0 | 0 | 0 | 0 | 0 | 0 | 0 | 0
F5_Commercial_Hospital_Existing_Food Preparation_Natural Gas_Fryer_E4 | F5 | Commercial | Hospital | Existing | Food Preparation | Natural Gas | Fryer | E4 | RIM BC Ratio | 0 | 0 | 0 | 0 | 0 | 0 | 0 | 0 | 0 | 0 | 0 | 0 | 0 | 0 | 0 | 0 | 0 | 0 | 0 | 0 | 0 | 0 | 0 | 0 | 0 | 0 | 0 | 0 | 0 | 0 | 0 | 0 | 0
F5_Commercial_Hospital_Existing_Food Preparation_Natural Gas_Fryer_E5 | F5 | Commercial | Hospital | Existing | Food Preparation | Natural Gas | Fryer | E5 | RIM BC Ratio | 0 | 0 | 0 | 0 | 0 | 0 | 0 | 0 | 0 | 0 | 0 | 0 | 0 | 0 | 0 | 0 | 0 | 0 | 0 | 0 | 0 | 0 | 0 | 0 | 0 | 0 | 0 | 0 | 0 | 0 | 0 | 0 | 0
F5_Commercial_Hospital_Existing_Food Preparation_Natural Gas_Fryer_E6 | F5 | Commercial | Hospital | Existing | Food Preparation | Natural Gas | Fryer | E6 | RIM BC Ratio | 0 | 0 | 0 | 0 | 0 | 0 | 0 | 0 | 0 | 0 | 0 | 0 | 0 | 0 | 0 | 0 | 0 | 0 | 0 | 0 | 0 | 0 | 0 | 0 | 0 | 0 | 0 | 0 | 0 | 0 | 0 | 0 | 0
F5_Commercial_Hospital_Existing_Food Preparation_Natural Gas_Fryer_E7 | F5 | Commercial | Hospital | Existing | Food Preparation | Natural Gas | Fryer | E7 | RIM BC Ratio | 0 | 0 | 0 | 0 | 0 | 0 | 0 | 0 | 0 | 0 | 0 | 0 | 0 | 0 | 0 | 0 | 0 | 0 | 0 | 0 | 0 | 0 | 0 | 0 | 0 | 0 | 0 | 0 | 0 | 0 | 0 | 0 | 0
F5_Commercial_Hospital_Existing_Food Preparation_Natural Gas_Fryer_E8 | F5 | Commercial | Hospital | Existing | Food Preparation | Natural Gas | Fryer | E8 | RIM BC Ratio | 0 | 0 | 0 | 0 | 0 | 0 | 0 | 0 | 0 | 0 | 0 | 0 | 0 | 0 | 0 | 0 | 0 | 0 | 0 | 0 | 0 | 0 | 0 | 0 | 0 | 0 | 0 | 0 | 0 | 0 | 0 | 0 | 0
F5_Commercial_Hospital_Existing_Food Preparation_Natural Gas_Fryer_E9 | F5 | Commercial | Hospital | Existing | Food Preparation | Natural Gas | Fryer | E9 | RIM BC Ratio | 0 | 0 | 0 | 0 | 0 | 0 | 0 | 0 | 0 | 0 | 0 | 0 | 0 | 0 | 0 | 0 | 0 | 0 | 0 | 0 | 0 | 0 | 0 | 0 | 0 | 0 | 0 | 0 | 0 | 0 | 0 | 0 | 0
F5_Commercial_Hospital_Existing_Food Preparation_Natural Gas_Fryer_E10 | F5 | Commercial | Hospital | Existing | Food Preparation | Natural Gas | Fryer | E10 | RIM BC Ratio | 0 | 0 | 0 | 0 | 0 | 0 | 0 | 0 | 0 | 0 | 0 | 0 | 0 | 0 | 0 | 0 | 0 | 0 | 0 | 0 | 0 | 0 | 0 | 0 | 0 | 0 | 0 | 0 | 0 | 0 | 0 | 0 | 0
F0_Commercial_Hospital_Existing_Food Preparation_Natural Gas_Broiler_E0 | F0 | Commercial | Hospital | Existing | Food Preparation | Natural Gas | Broiler | E0 | Economic Unit | Infrared Burners | Infrared Burners | Infrared Burners | Infrared Burners | Infrared Burners | Infrared Burners | Infrared Burners | Infrared Burners | Infrared Burners | Infrared Burners | Infrared Burners | Infrared Burners | Infrared Burners | Infrared Burners | Infrared Burners | Infrared Burners | Infrared Burners | Infrared Burners | Infrared Burners | Infrared Burners | Infrared Burners | Infrared Burners | Infrared Burners | Infrared Burners | Infrared Burners | Infrared Burners | Infrared Burners | Infrared Burners | Infrared Burners | Infrared Burners | Infrared Burners | Infrared Burners | Infrared Burners
F1_Commercial_Hospital_Existing_Food Preparation_Natural Gas_Broiler_E1 | F1 | Commercial | Hospital | Existing | Food Preparation | Natural Gas | Broiler | E1 | CCE | 0 | 0 | 0 | 0 | 0 | 0 | 0 | 0 | 0 | 0 | 0 | 0 | 0 | 0 | 0 | 0 | 0 | 0 | 0 | 0 | 0 | 0 | 0 | 0 | 0 | 0 | 0 | 0 | 0 | 0 | 0 | 0 | 0
F1_Commercial_Hospital_Existing_Food Preparation_Natural Gas_Broiler_E2 | F1 | Commercial | Hospital | Existing | Food Preparation | Natural Gas | Broiler | E2 | CCE | 0.62853 | 0.62853 | 0.62853 | 0.62853 | 0.62853 | 0.62853 | 0.62853 | 0.62853 | 0.62853 | 0.62853 | 0.62853 | 0.62853 | 0.62853 | 0.62853 | 0.62853 | 0.62853 | 0.62853 | 0.62853 | 0.62853 | 0.62853 | 0.62853 | 0.62853 | 0.62853 | 0.62853 | 0.62853 | 0.62853 | 0.62853 | 0.62853 | 0.62853 | 0.62853 | 0.62853 | 0.62853 | 0.62853
F1_Commercial_Hospital_Existing_Food Preparation_Natural Gas_Broiler_E3 | F1 | Commercial | Hospital | Existing | Food Preparation | Natural Gas | Broiler | E3 | CCE | 0 | 0 | 0 | 0 | 0 | 0 | 0 | 0 | 0 | 0 | 0 | 0 | 0 | 0 | 0 | 0 | 0 | 0 | 0 | 0 | 0 | 0 | 0 | 0 | 0 | 0 | 0 | 0 | 0 | 0 | 0 | 0 | 0
F1_Commercial_Hospital_Existing_Food Preparation_Natural Gas_Broiler_E4 | F1 | Commercial | Hospital | Existing | Food Preparation | Natural Gas | Broiler | E4 | CCE | 0 | 0 | 0 | 0 | 0 | 0 | 0 | 0 | 0 | 0 | 0 | 0 | 0 | 0 | 0 | 0 | 0 | 0 | 0 | 0 | 0 | 0 | 0 | 0 | 0 | 0 | 0 | 0 | 0 | 0 | 0 | 0 | 0
F1_Commercial_Hospital_Existing_Food Preparation_Natural Gas_Broiler_E5 | F1 | Commercial | Hospital | Existing | Food Preparation | Natural Gas | Broiler | E5 | CCE | 0 | 0 | 0 | 0 | 0 | 0 | 0 | 0 | 0 | 0 | 0 | 0 | 0 | 0 | 0 | 0 | 0 | 0 | 0 | 0 | 0 | 0 | 0 | 0 | 0 | 0 | 0 | 0 | 0 | 0 | 0 | 0 | 0
F1_Commercial_Hospital_Existing_Food Preparation_Natural Gas_Broiler_E6 | F1 | Commercial | Hospital | Existing | Food Preparation | Natural Gas | Broiler | E6 | CCE | 0 | 0 | 0 | 0 | 0 | 0 | 0 | 0 | 0 | 0 | 0 | 0 | 0 | 0 | 0 | 0 | 0 | 0 | 0 | 0 | 0 | 0 | 0 | 0 | 0 | 0 | 0 | 0 | 0 | 0 | 0 | 0 | 0
F1_Commercial_Hospital_Existing_Food Preparation_Natural Gas_Broiler_E7 | F1 | Commercial | Hospital | Existing | Food Preparation | Natural Gas | Broiler | E7 | CCE | 0 | 0 | 0 | 0 | 0 | 0 | 0 | 0 | 0 | 0 | 0 | 0 | 0 | 0 | 0 | 0 | 0 | 0 | 0 | 0 | 0 | 0 | 0 | 0 | 0 | 0 | 0 | 0 | 0 | 0 | 0 | 0 | 0
F1_Commercial_Hospital_Existing_Food Preparation_Natural Gas_Broiler_E8 | F1 | Commercial | Hospital | Existing | Food Preparation | Natural Gas | Broiler | E8 | CCE | 0 | 0 | 0 | 0 | 0 | 0 | 0 | 0 | 0 | 0 | 0 | 0 | 0 | 0 | 0 | 0 | 0 | 0 | 0 | 0 | 0 | 0 | 0 | 0 | 0 | 0 | 0 | 0 | 0 | 0 | 0 | 0 | 0
F1_Commercial_Hospital_Existing_Food Preparation_Natural Gas_Broiler_E9 | F1 | Commercial | Hospital | Existing | Food Preparation | Natural Gas | Broiler | E9 | CCE | 0 | 0 | 0 | 0 | 0 | 0 | 0 | 0 | 0 | 0 | 0 | 0 | 0 | 0 | 0 | 0 | 0 | 0 | 0 | 0 | 0 | 0 | 0 | 0 | 0 | 0 | 0 | 0 | 0 | 0 | 0 | 0 | 0
F1_Commercial_Hospital_Existing_Food Preparation_Natural Gas_Broiler_E10 | F1 | Commercial | Hospital | Existing | Food Preparation | Natural Gas | Broiler | E10 | CCE | 0 | 0 | 0 | 0 | 0 | 0 | 0 | 0 | 0 | 0 | 0 | 0 | 0 | 0 | 0 | 0 | 0 | 0 | 0 | 0 | 0 | 0 | 0 | 0 | 0 | 0 | 0 | 0 | 0 | 0 | 0 | 0 | 0
F2_Commercial_Hospital_Existing_Food Preparation_Natural Gas_Broiler_E1 | F2 | Commercial | Hospital | Existing | Food Preparation | Natural Gas | Broiler | E1 | TRC BC Ratio | bar: 2019 to 2051
F2_Commercial_Hospital_Existing_Food Preparation_Natural Gas_Broiler_E2 | F2 | Commercial | Hospital | Existing | Food Preparation | Natural Gas | Broiler | E2 | TRC BC Ratio | 2.2386 | 2.2557 | 2.2748 | 2.2957 | 2.3196 | 2.3473 | 2.3697 | 2.3913 | 2.4131 | 2.4359 | 2.4576 | 2.4775 | 2.4979 | 2.5193 | 2.543 | 2.5661 | 2.5906 | 2.6165 | 2.6435 | 2.671 | 2.6988 | 2.7247 | 2.7482 | 2.7689 | 2.7868 | 2.8022 | 2.8129 | 2.8208 | 2.8277 | 2.8336 | 2.8394 | 2.842 | 2.842
F2_Commercial_Hospital_Existing_Food Preparation_Natural Gas_Broiler_E3 | F2 | Commercial | Hospital | Existing | Food Preparation | Natural Gas | Broiler | E3 | TRC BC Ratio | 0 | 0 | 0 | 0 | 0 | 0 | 0 | 0 | 0 | 0 | 0 | 0 | 0 | 0 | 0 | 0 | 0 | 0 | 0 | 0 | 0 | 0 | 0 | 0 | 0 | 0 | 0 | 0 | 0 | 0 | 0 | 0 | 0
F2_Commercial_Hospital_Existing_Food Preparation_Natural Gas_Broiler_E4 | F2 | Commercial | Hospital | Existing | Food Preparation | Natural Gas | Broiler | E4 | TRC BC Ratio | 0 | 0 | 0 | 0 | 0 | 0 | 0 | 0 | 0 | 0 | 0 | 0 | 0 | 0 | 0 | 0 | 0 | 0 | 0 | 0 | 0 | 0 | 0 | 0 | 0 | 0 | 0 | 0 | 0 | 0 | 0 | 0 | 0
F2_Commercial_Hospital_Existing_Food Preparation_Natural Gas_Broiler_E5 | F2 | Commercial | Hospital | Existing | Food Preparation | Natural Gas | Broiler | E5 | TRC BC Ratio | 0 | 0 | 0 | 0 | 0 | 0 | 0 | 0 | 0 | 0 | 0 | 0 | 0 | 0 | 0 | 0 | 0 | 0 | 0 | 0 | 0 | 0 | 0 | 0 | 0 | 0 | 0 | 0 | 0 | 0 | 0 | 0 | 0
F2_Commercial_Hospital_Existing_Food Preparation_Natural Gas_Broiler_E6 | F2 | Commercial | Hospital | Existing | Food Preparation | Natural Gas | Broiler | E6 | TRC BC Ratio | 0 | 0 | 0 | 0 | 0 | 0 | 0 | 0 | 0 | 0 | 0 | 0 | 0 | 0 | 0 | 0 | 0 | 0 | 0 | 0 | 0 | 0 | 0 | 0 | 0 | 0 | 0 | 0 | 0 | 0 | 0 | 0 | 0
F2_Commercial_Hospital_Existing_Food Preparation_Natural Gas_Broiler_E7 | F2 | Commercial | Hospital | Existing | Food Preparation | Natural Gas | Broiler | E7 | TRC BC Ratio | 0 | 0 | 0 | 0 | 0 | 0 | 0 | 0 | 0 | 0 | 0 | 0 | 0 | 0 | 0 | 0 | 0 | 0 | 0 | 0 | 0 | 0 | 0 | 0 | 0 | 0 | 0 | 0 | 0 | 0 | 0 | 0 | 0
F2_Commercial_Hospital_Existing_Food Preparation_Natural Gas_Broiler_E8 | F2 | Commercial | Hospital | Existing | Food Preparation | Natural Gas | Broiler | E8 | TRC BC Ratio | 0 | 0 | 0 | 0 | 0 | 0 | 0 | 0 | 0 | 0 | 0 | 0 | 0 | 0 | 0 | 0 | 0 | 0 | 0 | 0 | 0 | 0 | 0 | 0 | 0 | 0 | 0 | 0 | 0 | 0 | 0 | 0 | 0
F2_Commercial_Hospital_Existing_Food Preparation_Natural Gas_Broiler_E9 | F2 | Commercial | Hospital | Existing | Food Preparation | Natural Gas | Broiler | E9 | TRC BC Ratio | 0 | 0 | 0 | 0 | 0 | 0 | 0 | 0 | 0 | 0 | 0 | 0 | 0 | 0 | 0 | 0 | 0 | 0 | 0 | 0 | 0 | 0 | 0 | 0 | 0 | 0 | 0 | 0 | 0 | 0 | 0 | 0 | 0
F2_Commercial_Hospital_Existing_Food Preparation_Natural Gas_Broiler_E10 | F2 | Commercial | Hospital | Existing | Food Preparation | Natural Gas | Broiler | E10 | TRC BC Ratio | 0 | 0 | 0 | 0 | 0 | 0 | 0 | 0 | 0 | 0 | 0 | 0 | 0 | 0 | 0 | 0 | 0 | 0 | 0 | 0 | 0 | 0 | 0 | 0 | 0 | 0 | 0 | 0 | 0 | 0 | 0 | 0 | 0
F3_Commercial_Hospital_Existing_Food Preparation_Natural Gas_Broiler_E1 | F3 | Commercial | Hospital | Existing | Food Preparation | Natural Gas | Broiler | E1 | PACT BC Ratio | bar: 2019 to 2051
F3_Commercial_Hospital_Existing_Food Preparation_Natural Gas_Broiler_E2 | F3 | Commercial | Hospital | Existing | Food Preparation | Natural Gas | Broiler | E2 | PACT BC Ratio | 2.9849 | 3.0076 | 3.033 | 3.061 | 3.0929 | 3.1297 | 3.1596 | 3.1884 | 3.2175 | 3.2479 | 3.2768 | 3.3034 | 3.3306 | 3.3591 | 3.3906 | 3.4215 | 3.4542 | 3.4887 | 3.5247 | 3.5614 | 3.5983 | 3.633 | 3.6642 | 3.6918 | 3.7157 | 3.7363 | 3.7505 | 3.7611 | 3.7703 | 3.7781 | 3.7859 | 3.7893 | 3.7893
F3_Commercial_Hospital_Existing_Food Preparation_Natural Gas_Broiler_E3 | F3 | Commercial | Hospital | Existing | Food Preparation | Natural Gas | Broiler | E3 | PACT BC Ratio | 0 | 0 | 0 | 0 | 0 | 0 | 0 | 0 | 0 | 0 | 0 | 0 | 0 | 0 | 0 | 0 | 0 | 0 | 0 | 0 | 0 | 0 | 0 | 0 | 0 | 0 | 0 | 0 | 0 | 0 | 0 | 0 | 0
F3_Commercial_Hospital_Existing_Food Preparation_Natural Gas_Broiler_E4 | F3 | Commercial | Hospital | Existing | Food Preparation | Natural Gas | Broiler | E4 | PACT BC Ratio | 0 | 0 | 0 | 0 | 0 | 0 | 0 | 0 | 0 | 0 | 0 | 0 | 0 | 0 | 0 | 0 | 0 | 0 | 0 | 0 | 0 | 0 | 0 | 0 | 0 | 0 | 0 | 0 | 0 | 0 | 0 | 0 | 0
F3_Commercial_Hospital_Existing_Food Preparation_Natural Gas_Broiler_E5 | F3 | Commercial | Hospital | Existing | Food Preparation | Natural Gas | Broiler | E5 | PACT BC Ratio | 0 | 0 | 0 | 0 | 0 | 0 | 0 | 0 | 0 | 0 | 0 | 0 | 0 | 0 | 0 | 0 | 0 | 0 | 0 | 0 | 0 | 0 | 0 | 0 | 0 | 0 | 0 | 0 | 0 | 0 | 0 | 0 | 0
F3_Commercial_Hospital_Existing_Food Preparation_Natural Gas_Broiler_E6 | F3 | Commercial | Hospital | Existing | Food Preparation | Natural Gas | Broiler | E6 | PACT BC Ratio | 0 | 0 | 0 | 0 | 0 | 0 | 0 | 0 | 0 | 0 | 0 | 0 | 0 | 0 | 0 | 0 | 0 | 0 | 0 | 0 | 0 | 0 | 0 | 0 | 0 | 0 | 0 | 0 | 0 | 0 | 0 | 0 | 0
F3_Commercial_Hospital_Existing_Food Preparation_Natural Gas_Broiler_E7 | F3 | Commercial | Hospital | Existing | Food Preparation | Natural Gas | Broiler | E7 | PACT BC Ratio | 0 | 0 | 0 | 0 | 0 | 0 | 0 | 0 | 0 | 0 | 0 | 0 | 0 | 0 | 0 | 0 | 0 | 0 | 0 | 0 | 0 | 0 | 0 | 0 | 0 | 0 | 0 | 0 | 0 | 0 | 0 | 0 | 0
F3_Commercial_Hospital_Existing_Food Preparation_Natural Gas_Broiler_E8 | F3 | Commercial | Hospital | Existing | Food Preparation | Natural Gas | Broiler | E8 | PACT BC Ratio | 0 | 0 | 0 | 0 | 0 | 0 | 0 | 0 | 0 | 0 | 0 | 0 | 0 | 0 | 0 | 0 | 0 | 0 | 0 | 0 | 0 | 0 | 0 | 0 | 0 | 0 | 0 | 0 | 0 | 0 | 0 | 0 | 0
F3_Commercial_Hospital_Existing_Food Preparation_Natural Gas_Broiler_E9 | F3 | Commercial | Hospital | Existing | Food Preparation | Natural Gas | Broiler | E9 | PACT BC Ratio | 0 | 0 | 0 | 0 | 0 | 0 | 0 | 0 | 0 | 0 | 0 | 0 | 0 | 0 | 0 | 0 | 0 | 0 | 0 | 0 | 0 | 0 | 0 | 0 | 0 | 0 | 0 | 0 | 0 | 0 | 0 | 0 | 0
F3_Commercial_Hospital_Existing_Food Preparation_Natural Gas_Broiler_E10 | F3 | Commercial | Hospital | Existing | Food Preparation | Natural Gas | Broiler | E10 | PACT BC Ratio | 0 | 0 | 0 | 0 | 0 | 0 | 0 | 0 | 0 | 0 | 0 | 0 | 0 | 0 | 0 | 0 | 0 | 0 | 0 | 0 | 0 | 0 | 0 | 0 | 0 | 0 | 0 | 0 | 0 | 0 | 0 | 0 | 0
F4_Commercial_Hospital_Existing_Food Preparation_Natural Gas_Broiler_E1 | F4 | Commercial | Hospital | Existing | Food Preparation | Natural Gas | Broiler | E1 | RVT BC Ratio | bar: 2019 to 2051
F4_Commercial_Hospital_Existing_Food Preparation_Natural Gas_Broiler_E2 | F4 | Commercial | Hospital | Existing | Food Preparation | Natural Gas | Broiler | E2 | RVT BC Ratio | 3.9184 | 3.943 | 3.9704 | 4.0005 | 4.0349 | 4.0747 | 4.1069 | 4.1379 | 4.1693 | 4.202 | 4.2332 | 4.2619 | 4.2912 | 4.322 | 4.356 | 4.3892 | 4.4245 | 4.4617 | 4.5005 | 4.5401 | 4.5799 | 4.6173 | 4.651 | 4.6808 | 4.7065 | 4.7286 | 4.744 | 4.7554 | 4.7653 | 4.7738 | 4.7822 | 4.7859 | 4.7859
F4_Commercial_Hospital_Existing_Food Preparation_Natural Gas_Broiler_E3 | F4 | Commercial | Hospital | Existing | Food Preparation | Natural Gas | Broiler | E3 | RVT BC Ratio | 0 | 0 | 0 | 0 | 0 | 0 | 0 | 0 | 0 | 0 | 0 | 0 | 0 | 0 | 0 | 0 | 0 | 0 | 0 | 0 | 0 | 0 | 0 | 0 | 0 | 0 | 0 | 0 | 0 | 0 | 0 | 0 | 0
F4_Commercial_Hospital_Existing_Food Preparation_Natural Gas_Broiler_E4 | F4 | Commercial | Hospital | Existing | Food Preparation | Natural Gas | Broiler | E4 | RVT BC Ratio | 0 | 0 | 0 | 0 | 0 | 0 | 0 | 0 | 0 | 0 | 0 | 0 | 0 | 0 | 0 | 0 | 0 | 0 | 0 | 0 | 0 | 0 | 0 | 0 | 0 | 0 | 0 | 0 | 0 | 0 | 0 | 0 | 0
F4_Commercial_Hospital_Existing_Food Preparation_Natural Gas_Broiler_E5 | F4 | Commercial | Hospital | Existing | Food Preparation | Natural Gas | Broiler | E5 | RVT BC Ratio | 0 | 0 | 0 | 0 | 0 | 0 | 0 | 0 | 0 | 0 | 0 | 0 | 0 | 0 | 0 | 0 | 0 | 0 | 0 | 0 | 0 | 0 | 0 | 0 | 0 | 0 | 0 | 0 | 0 | 0 | 0 | 0 | 0
F4_Commercial_Hospital_Existing_Food Preparation_Natural Gas_Broiler_E6 | F4 | Commercial | Hospital | Existing | Food Preparation | Natural Gas | Broiler | E6 | RVT BC Ratio | 0 | 0 | 0 | 0 | 0 | 0 | 0 | 0 | 0 | 0 | 0 | 0 | 0 | 0 | 0 | 0 | 0 | 0 | 0 | 0 | 0 | 0 | 0 | 0 | 0 | 0 | 0 | 0 | 0 | 0 | 0 | 0 | 0
F4_Commercial_Hospital_Existing_Food Preparation_Natural Gas_Broiler_E7 | F4 | Commercial | Hospital | Existing | Food Preparation | Natural Gas | Broiler | E7 | RVT BC Ratio | 0 | 0 | 0 | 0 | 0 | 0 | 0 | 0 | 0 | 0 | 0 | 0 | 0 | 0 | 0 | 0 | 0 | 0 | 0 | 0 | 0 | 0 | 0 | 0 | 0 | 0 | 0 | 0 | 0 | 0 | 0 | 0 | 0
F4_Commercial_Hospital_Existing_Food Preparation_Natural Gas_Broiler_E8 | F4 | Commercial | Hospital | Existing | Food Preparation | Natural Gas | Broiler | E8 | RVT BC Ratio | 0 | 0 | 0 | 0 | 0 | 0 | 0 | 0 | 0 | 0 | 0 | 0 | 0 | 0 | 0 | 0 | 0 | 0 | 0 | 0 | 0 | 0 | 0 | 0 | 0 | 0 | 0 | 0 | 0 | 0 | 0 | 0 | 0
F4_Commercial_Hospital_Existing_Food Preparation_Natural Gas_Broiler_E9 | F4 | Commercial | Hospital | Existing | Food Preparation | Natural Gas | Broiler | E9 | RVT BC Ratio | 0 | 0 | 0 | 0 | 0 | 0 | 0 | 0 | 0 | 0 | 0 | 0 | 0 | 0 | 0 | 0 | 0 | 0 | 0 | 0 | 0 | 0 | 0 | 0 | 0 | 0 | 0 | 0 | 0 | 0 | 0 | 0 | 0
F4_Commercial_Hospital_Existing_Food Preparation_Natural Gas_Broiler_E10 | F4 | Commercial | Hospital | Existing | Food Preparation | Natural Gas | Broiler | E10 | RVT BC Ratio | 0 | 0 | 0 | 0 | 0 | 0 | 0 | 0 | 0 | 0 | 0 | 0 | 0 | 0 | 0 | 0 | 0 | 0 | 0 | 0 | 0 | 0 | 0 | 0 | 0 | 0 | 0 | 0 | 0 | 0 | 0 | 0 | 0
F5_Commercial_Hospital_Existing_Food Preparation_Natural Gas_Broiler_E1 | F5 | Commercial | Hospital | Existing | Food Preparation | Natural Gas | Broiler | E1 | RIM BC Ratio | bar: 2019 to 2051
F5_Commercial_Hospital_Existing_Food Preparation_Natural Gas_Broiler_E2 | F5 | Commercial | Hospital | Existing | Food Preparation | Natural Gas | Broiler | E2 | RIM BC Ratio | 0.65228 | 0.65336 | 0.65455 | 0.65584 | 0.65729 | 0.65894 | 0.66026 | 0.6615 | 0.66275 | 0.66403 | 0.66523 | 0.66632 | 0.66742 | 0.66856 | 0.6698 | 0.67099 | 0.67224 | 0.67353 | 0.67486 | 0.6762 | 0.67752 | 0.67874 | 0.67982 | 0.68077 | 0.68157 | 0.68226 | 0.68274 | 0.68309 | 0.68339 | 0.68365 | 0.6839 | 0.68401 | 0.68401
F5_Commercial_Hospital_Existing_Food Preparation_Natural Gas_Broiler_E3 | F5 | Commercial | Hospital | Existing | Food Preparation | Natural Gas | Broiler | E3 | RIM BC Ratio | 0 | 0 | 0 | 0 | 0 | 0 | 0 | 0 | 0 | 0 | 0 | 0 | 0 | 0 | 0 | 0 | 0 | 0 | 0 | 0 | 0 | 0 | 0 | 0 | 0 | 0 | 0 | 0 | 0 | 0 | 0 | 0 | 0
F5_Commercial_Hospital_Existing_Food Preparation_Natural Gas_Broiler_E4 | F5 | Commercial | Hospital | Existing | Food Preparation | Natural Gas | Broiler | E4 | RIM BC Ratio | 0 | 0 | 0 | 0 | 0 | 0 | 0 | 0 | 0 | 0 | 0 | 0 | 0 | 0 | 0 | 0 | 0 | 0 | 0 | 0 | 0 | 0 | 0 | 0 | 0 | 0 | 0 | 0 | 0 | 0 | 0 | 0 | 0
F5_Commercial_Hospital_Existing_Food Preparation_Natural Gas_Broiler_E5 | F5 | Commercial | Hospital | Existing | Food Preparation | Natural Gas | Broiler | E5 | RIM BC Ratio | 0 | 0 | 0 | 0 | 0 | 0 | 0 | 0 | 0 | 0 | 0 | 0 | 0 | 0 | 0 | 0 | 0 | 0 | 0 | 0 | 0 | 0 | 0 | 0 | 0 | 0 | 0 | 0 | 0 | 0 | 0 | 0 | 0
F5_Commercial_Hospital_Existing_Food Preparation_Natural Gas_Broiler_E6 | F5 | Commercial | Hospital | Existing | Food Preparation | Natural Gas | Broiler | E6 | RIM BC Ratio | 0 | 0 | 0 | 0 | 0 | 0 | 0 | 0 | 0 | 0 | 0 | 0 | 0 | 0 | 0 | 0 | 0 | 0 | 0 | 0 | 0 | 0 | 0 | 0 | 0 | 0 | 0 | 0 | 0 | 0 | 0 | 0 | 0
F5_Commercial_Hospital_Existing_Food Preparation_Natural Gas_Broiler_E7 | F5 | Commercial | Hospital | Existing | Food Preparation | Natural Gas | Broiler | E7 | RIM BC Ratio | 0 | 0 | 0 | 0 | 0 | 0 | 0 | 0 | 0 | 0 | 0 | 0 | 0 | 0 | 0 | 0 | 0 | 0 | 0 | 0 | 0 | 0 | 0 | 0 | 0 | 0 | 0 | 0 | 0 | 0 | 0 | 0 | 0
F5_Commercial_Hospital_Existing_Food Preparation_Natural Gas_Broiler_E8 | F5 | Commercial | Hospital | Existing | Food Preparation | Natural Gas | Broiler | E8 | RIM BC Ratio | 0 | 0 | 0 | 0 | 0 | 0 | 0 | 0 | 0 | 0 | 0 | 0 | 0 | 0 | 0 | 0 | 0 | 0 | 0 | 0 | 0 | 0 | 0 | 0 | 0 | 0 | 0 | 0 | 0 | 0 | 0 | 0 | 0
F5_Commercial_Hospital_Existing_Food Preparation_Natural Gas_Broiler_E9 | F5 | Commercial | Hospital | Existing | Food Preparation | Natural Gas | Broiler | E9 | RIM BC Ratio | 0 | 0 | 0 | 0 | 0 | 0 | 0 | 0 | 0 | 0 | 0 | 0 | 0 | 0 | 0 | 0 | 0 | 0 | 0 | 0 | 0 | 0 | 0 | 0 | 0 | 0 | 0 | 0 | 0 | 0 | 0 | 0 | 0
F5_Commercial_Hospital_Existing_Food Preparation_Natural Gas_Broiler_E10 | F5 | Commercial | Hospital | Existing | Food Preparation | Natural Gas | Broiler | E10 | RIM BC Ratio | 0 | 0 | 0 | 0 | 0 | 0 | 0 | 0 | 0 | 0 | 0 | 0 | 0 | 0 | 0 | 0 | 0 | 0 | 0 | 0 | 0 | 0 | 0 | 0 | 0 | 0 | 0 | 0 | 0 | 0 | 0 | 0 | 0
F0_Commercial_Hospital_Existing_Food Preparation_Natural Gas_Griddle_E0 | F0 | Commercial | Hospital | Existing | Food Preparation | Natural Gas | Griddle | E0 | Economic Unit | Standard | Standard | Standard | Standard | Standard | Standard | Standard | Standard | Standard | Standard | Standard | Standard | Standard | Standard | Standard | Standard | Standard | Standard | Standard | Standard | Standard | Standard | Standard | Standard | Standard | Standard | ENERGY STAR | ENERGY STAR | ENERGY STAR | ENERGY STAR | ENERGY STAR | ENERGY STAR | ENERGY STAR
F1_Commercial_Hospital_Existing_Food Preparation_Natural Gas_Griddle_E1 | F1 | Commercial | Hospital | Existing | Food Preparation | Natural Gas | Griddle | E1 | CCE | 0 | 0 | 0 | 0 | 0 | 0 | 0 | 0 | 0 | 0 | 0 | 0 | 0 | 0 | 0 | 0 | 0 | 0 | 0 | 0 | 0 | 0 | 0 | 0 | 0 | 0 | 0 | 0 | 0 | 0 | 0 | 0 | 0
F1_Commercial_Hospital_Existing_Food Preparation_Natural Gas_Griddle_E2 | F1 | Commercial | Hospital | Existing | Food Preparation | Natural Gas | Griddle | E2 | CCE | 1.768 | 1.768 | 1.768 | 1.768 | 1.768 | 1.768 | 1.768 | 1.768 | 1.768 | 1.768 | 1.768 | 1.768 | 1.768 | 1.768 | 1.768 | 1.768 | 1.768 | 1.768 | 1.768 | 1.768 | 1.768 | 1.768 | 1.768 | 1.768 | 1.768 | 1.768 | 1.768 | 1.768 | 1.768 | 1.768 | 1.768 | 1.768 | 1.768
F1_Commercial_Hospital_Existing_Food Preparation_Natural Gas_Griddle_E3 | F1 | Commercial | Hospital | Existing | Food Preparation | Natural Gas | Griddle | E3 | CCE | 0 | 0 | 0 | 0 | 0 | 0 | 0 | 0 | 0 | 0 | 0 | 0 | 0 | 0 | 0 | 0 | 0 | 0 | 0 | 0 | 0 | 0 | 0 | 0 | 0 | 0 | 0 | 0 | 0 | 0 | 0 | 0 | 0
F1_Commercial_Hospital_Existing_Food Preparation_Natural Gas_Griddle_E4 | F1 | Commercial | Hospital | Existing | Food Preparation | Natural Gas | Griddle | E4 | CCE | 0 | 0 | 0 | 0 | 0 | 0 | 0 | 0 | 0 | 0 | 0 | 0 | 0 | 0 | 0 | 0 | 0 | 0 | 0 | 0 | 0 | 0 | 0 | 0 | 0 | 0 | 0 | 0 | 0 | 0 | 0 | 0 | 0
F1_Commercial_Hospital_Existing_Food Preparation_Natural Gas_Griddle_E5 | F1 | Commercial | Hospital | Existing | Food Preparation | Natural Gas | Griddle | E5 | CCE | 0 | 0 | 0 | 0 | 0 | 0 | 0 | 0 | 0 | 0 | 0 | 0 | 0 | 0 | 0 | 0 | 0 | 0 | 0 | 0 | 0 | 0 | 0 | 0 | 0 | 0 | 0 | 0 | 0 | 0 | 0 | 0 | 0
F1_Commercial_Hospital_Existing_Food Preparation_Natural Gas_Griddle_E6 | F1 | Commercial | Hospital | Existing | Food Preparation | Natural Gas | Griddle | E6 | CCE | 0 | 0 | 0 | 0 | 0 | 0 | 0 | 0 | 0 | 0 | 0 | 0 | 0 | 0 | 0 | 0 | 0 | 0 | 0 | 0 | 0 | 0 | 0 | 0 | 0 | 0 | 0 | 0 | 0 | 0 | 0 | 0 | 0
F1_Commercial_Hospital_Existing_Food Preparation_Natural Gas_Griddle_E7 | F1 | Commercial | Hospital | Existing | Food Preparation | Natural Gas | Griddle | E7 | CCE | 0 | 0 | 0 | 0 | 0 | 0 | 0 | 0 | 0 | 0 | 0 | 0 | 0 | 0 | 0 | 0 | 0 | 0 | 0 | 0 | 0 | 0 | 0 | 0 | 0 | 0 | 0 | 0 | 0 | 0 | 0 | 0 | 0
F1_Commercial_Hospital_Existing_Food Preparation_Natural Gas_Griddle_E8 | F1 | Commercial | Hospital | Existing | Food Preparation | Natural Gas | Griddle | E8 | CCE | 0 | 0 | 0 | 0 | 0 | 0 | 0 | 0 | 0 | 0 | 0 | 0 | 0 | 0 | 0 | 0 | 0 | 0 | 0 | 0 | 0 | 0 | 0 | 0 | 0 | 0 | 0 | 0 | 0 | 0 | 0 | 0 | 0
F1_Commercial_Hospital_Existing_Food Preparation_Natural Gas_Griddle_E9 | F1 | Commercial | Hospital | Existing | Food Preparation | Natural Gas | Griddle | E9 | CCE | 0 | 0 | 0 | 0 | 0 | 0 | 0 | 0 | 0 | 0 | 0 | 0 | 0 | 0 | 0 | 0 | 0 | 0 | 0 | 0 | 0 | 0 | 0 | 0 | 0 | 0 | 0 | 0 | 0 | 0 | 0 | 0 | 0
F1_Commercial_Hospital_Existing_Food Preparation_Natural Gas_Griddle_E10 | F1 | Commercial | Hospital | Existing | Food Preparation | Natural Gas | Griddle | E10 | CCE | 0 | 0 | 0 | 0 | 0 | 0 | 0 | 0 | 0 | 0 | 0 | 0 | 0 | 0 | 0 | 0 | 0 | 0 | 0 | 0 | 0 | 0 | 0 | 0 | 0 | 0 | 0 | 0 | 0 | 0 | 0 | 0 | 0
F2_Commercial_Hospital_Existing_Food Preparation_Natural Gas_Griddle_E1 | F2 | Commercial | Hospital | Existing | Food Preparation | Natural Gas | Griddle | E1 | TRC BC Ratio | bar: 2019 to 2051
F2_Commercial_Hospital_Existing_Food Preparation_Natural Gas_Griddle_E2 | F2 | Commercial | Hospital | Existing | Food Preparation | Natural Gas | Griddle | E2 | TRC BC Ratio | 0.79587 | 0.80193 | 0.80871 | 0.81616 | 0.82466 | 0.8345 | 0.84247 | 0.85013 | 0.8579 | 0.86599 | 0.87371 | 0.8808 | 0.88805 | 0.89566 | 0.90406 | 0.91228 | 0.921 | 0.9302 | 0.9398 | 0.94959 | 0.95944 | 0.96867 | 0.97701 | 0.98437 | 0.99074 | 0.99622 | 1 | 1.0028 | 1.0053 | 1.0074 | 1.0094 | 1.0104 | 1.0104
F2_Commercial_Hospital_Existing_Food Preparation_Natural Gas_Griddle_E3 | F2 | Commercial | Hospital | Existing | Food Preparation | Natural Gas | Griddle | E3 | TRC BC Ratio | 0 | 0 | 0 | 0 | 0 | 0 | 0 | 0 | 0 | 0 | 0 | 0 | 0 | 0 | 0 | 0 | 0 | 0 | 0 | 0 | 0 | 0 | 0 | 0 | 0 | 0 | 0 | 0 | 0 | 0 | 0 | 0 | 0
F2_Commercial_Hospital_Existing_Food Preparation_Natural Gas_Griddle_E4 | F2 | Commercial | Hospital | Existing | Food Preparation | Natural Gas | Griddle | E4 | TRC BC Ratio | 0 | 0 | 0 | 0 | 0 | 0 | 0 | 0 | 0 | 0 | 0 | 0 | 0 | 0 | 0 | 0 | 0 | 0 | 0 | 0 | 0 | 0 | 0 | 0 | 0 | 0 | 0 | 0 | 0 | 0 | 0 | 0 | 0
F2_Commercial_Hospital_Existing_Food Preparation_Natural Gas_Griddle_E5 | F2 | Commercial | Hospital | Existing | Food Preparation | Natural Gas | Griddle | E5 | TRC BC Ratio | 0 | 0 | 0 | 0 | 0 | 0 | 0 | 0 | 0 | 0 | 0 | 0 | 0 | 0 | 0 | 0 | 0 | 0 | 0 | 0 | 0 | 0 | 0 | 0 | 0 | 0 | 0 | 0 | 0 | 0 | 0 | 0 | 0
F2_Commercial_Hospital_Existing_Food Preparation_Natural Gas_Griddle_E6 | F2 | Commercial | Hospital | Existing | Food Preparation | Natural Gas | Griddle | E6 | TRC BC Ratio | 0 | 0 | 0 | 0 | 0 | 0 | 0 | 0 | 0 | 0 | 0 | 0 | 0 | 0 | 0 | 0 | 0 | 0 | 0 | 0 | 0 | 0 | 0 | 0 | 0 | 0 | 0 | 0 | 0 | 0 | 0 | 0 | 0
F2_Commercial_Hospital_Existing_Food Preparation_Natural Gas_Griddle_E7 | F2 | Commercial | Hospital | Existing | Food Preparation | Natural Gas | Griddle | E7 | TRC BC Ratio | 0 | 0 | 0 | 0 | 0 | 0 | 0 | 0 | 0 | 0 | 0 | 0 | 0 | 0 | 0 | 0 | 0 | 0 | 0 | 0 | 0 | 0 | 0 | 0 | 0 | 0 | 0 | 0 | 0 | 0 | 0 | 0 | 0
F2_Commercial_Hospital_Existing_Food Preparation_Natural Gas_Griddle_E8 | F2 | Commercial | Hospital | Existing | Food Preparation | Natural Gas | Griddle | E8 | TRC BC Ratio | 0 | 0 | 0 | 0 | 0 | 0 | 0 | 0 | 0 | 0 | 0 | 0 | 0 | 0 | 0 | 0 | 0 | 0 | 0 | 0 | 0 | 0 | 0 | 0 | 0 | 0 | 0 | 0 | 0 | 0 | 0 | 0 | 0
F2_Commercial_Hospital_Existing_Food Preparation_Natural Gas_Griddle_E9 | F2 | Commercial | Hospital | Existing | Food Preparation | Natural Gas | Griddle | E9 | TRC BC Ratio | 0 | 0 | 0 | 0 | 0 | 0 | 0 | 0 | 0 | 0 | 0 | 0 | 0 | 0 | 0 | 0 | 0 | 0 | 0 | 0 | 0 | 0 | 0 | 0 | 0 | 0 | 0 | 0 | 0 | 0 | 0 | 0 | 0
F2_Commercial_Hospital_Existing_Food Preparation_Natural Gas_Griddle_E10 | F2 | Commercial | Hospital | Existing | Food Preparation | Natural Gas | Griddle | E10 | TRC BC Ratio | 0 | 0 | 0 | 0 | 0 | 0 | 0 | 0 | 0 | 0 | 0 | 0 | 0 | 0 | 0 | 0 | 0 | 0 | 0 | 0 | 0 | 0 | 0 | 0 | 0 | 0 | 0 | 0 | 0 | 0 | 0 | 0 | 0
F3_Commercial_Hospital_Existing_Food Preparation_Natural Gas_Griddle_E1 | F3 | Commercial | Hospital | Existing | Food Preparation | Natural Gas | Griddle | E1 | PACT BC Ratio | bar: 2019 to 2051
F3_Commercial_Hospital_Existing_Food Preparation_Natural Gas_Griddle_E2 | F3 | Commercial | Hospital | Existing | Food Preparation | Natural Gas | Griddle | E2 | PACT BC Ratio | 1.0612 | 1.0692 | 1.0783 | 1.0882 | 1.0996 | 1.1127 | 1.1233 | 1.1335 | 1.1439 | 1.1547 | 1.1649 | 1.1744 | 1.1841 | 1.1942 | 1.2054 | 1.2164 | 1.228 | 1.2403 | 1.2531 | 1.2661 | 1.2793 | 1.2916 | 1.3027 | 1.3125 | 1.321 | 1.3283 | 1.3333 | 1.3371 | 1.3404 | 1.3432 | 1.3459 | 1.3472 | 1.3472
F3_Commercial_Hospital_Existing_Food Preparation_Natural Gas_Griddle_E3 | F3 | Commercial | Hospital | Existing | Food Preparation | Natural Gas | Griddle | E3 | PACT BC Ratio | 0 | 0 | 0 | 0 | 0 | 0 | 0 | 0 | 0 | 0 | 0 | 0 | 0 | 0 | 0 | 0 | 0 | 0 | 0 | 0 | 0 | 0 | 0 | 0 | 0 | 0 | 0 | 0 | 0 | 0 | 0 | 0 | 0
F3_Commercial_Hospital_Existing_Food Preparation_Natural Gas_Griddle_E4 | F3 | Commercial | Hospital | Existing | Food Preparation | Natural Gas | Griddle | E4 | PACT BC Ratio | 0 | 0 | 0 | 0 | 0 | 0 | 0 | 0 | 0 | 0 | 0 | 0 | 0 | 0 | 0 | 0 | 0 | 0 | 0 | 0 | 0 | 0 | 0 | 0 | 0 | 0 | 0 | 0 | 0 | 0 | 0 | 0 | 0
F3_Commercial_Hospital_Existing_Food Preparation_Natural Gas_Griddle_E5 | F3 | Commercial | Hospital | Existing | Food Preparation | Natural Gas | Griddle | E5 | PACT BC Ratio | 0 | 0 | 0 | 0 | 0 | 0 | 0 | 0 | 0 | 0 | 0 | 0 | 0 | 0 | 0 | 0 | 0 | 0 | 0 | 0 | 0 | 0 | 0 | 0 | 0 | 0 | 0 | 0 | 0 | 0 | 0 | 0 | 0
F3_Commercial_Hospital_Existing_Food Preparation_Natural Gas_Griddle_E6 | F3 | Commercial | Hospital | Existing | Food Preparation | Natural Gas | Griddle | E6 | PACT BC Ratio | 0 | 0 | 0 | 0 | 0 | 0 | 0 | 0 | 0 | 0 | 0 | 0 | 0 | 0 | 0 | 0 | 0 | 0 | 0 | 0 | 0 | 0 | 0 | 0 | 0 | 0 | 0 | 0 | 0 | 0 | 0 | 0 | 0
F3_Commercial_Hospital_Existing_Food Preparation_Natural Gas_Griddle_E7 | F3 | Commercial | Hospital | Existing | Food Preparation | Natural Gas | Griddle | E7 | PACT BC Ratio | 0 | 0 | 0 | 0 | 0 | 0 | 0 | 0 | 0 | 0 | 0 | 0 | 0 | 0 | 0 | 0 | 0 | 0 | 0 | 0 | 0 | 0 | 0 | 0 | 0 | 0 | 0 | 0 | 0 | 0 | 0 | 0 | 0
F3_Commercial_Hospital_Existing_Food Preparation_Natural Gas_Griddle_E8 | F3 | Commercial | Hospital | Existing | Food Preparation | Natural Gas | Griddle | E8 | PACT BC Ratio | 0 | 0 | 0 | 0 | 0 | 0 | 0 | 0 | 0 | 0 | 0 | 0 | 0 | 0 | 0 | 0 | 0 | 0 | 0 | 0 | 0 | 0 | 0 | 0 | 0 | 0 | 0 | 0 | 0 | 0 | 0 | 0 | 0
F3_Commercial_Hospital_Existing_Food Preparation_Natural Gas_Griddle_E9 | F3 | Commercial | Hospital | Existing | Food Preparation | Natural Gas | Griddle | E9 | PACT BC Ratio | 0 | 0 | 0 | 0 | 0 | 0 | 0 | 0 | 0 | 0 | 0 | 0 | 0 | 0 | 0 | 0 | 0 | 0 | 0 | 0 | 0 | 0 | 0 | 0 | 0 | 0 | 0 | 0 | 0 | 0 | 0 | 0 | 0
F3_Commercial_Hospital_Existing_Food Preparation_Natural Gas_Griddle_E10 | F3 | Commercial | Hospital | Existing | Food Preparation | Natural Gas | Griddle | E10 | PACT BC Ratio | 0 | 0 | 0 | 0 | 0 | 0 | 0 | 0 | 0 | 0 | 0 | 0 | 0 | 0 | 0 | 0 | 0 | 0 | 0 | 0 | 0 | 0 | 0 | 0 | 0 | 0 | 0 | 0 | 0 | 0 | 0 | 0 | 0
F4_Commercial_Hospital_Existing_Food Preparation_Natural Gas_Griddle_E1 | F4 | Commercial | Hospital | Existing | Food Preparation | Natural Gas | Griddle | E1 | RVT BC Ratio | bar: 2019 to 2051
F4_Commercial_Hospital_Existing_Food Preparation_Natural Gas_Griddle_E2 | F4 | Commercial | Hospital | Existing | Food Preparation | Natural Gas | Griddle | E2 | RVT BC Ratio | 1.8442 | 1.8529 | 1.8627 | 1.8734 | 1.8856 | 1.8997 | 1.9112 | 1.9222 | 1.9334 | 1.945 | 1.9561 | 1.9663 | 1.9767 | 1.9877 | 1.9998 | 2.0116 | 2.0241 | 2.0373 | 2.0511 | 2.0652 | 2.0794 | 2.0926 | 2.1046 | 2.1152 | 2.1244 | 2.1322 | 2.1377 | 2.1418 | 2.1453 | 2.1483 | 2.1513 | 2.1526 | 2.1526
F4_Commercial_Hospital_Existing_Food Preparation_Natural Gas_Griddle_E3 | F4 | Commercial | Hospital | Existing | Food Preparation | Natural Gas | Griddle | E3 | RVT BC Ratio | 0 | 0 | 0 | 0 | 0 | 0 | 0 | 0 | 0 | 0 | 0 | 0 | 0 | 0 | 0 | 0 | 0 | 0 | 0 | 0 | 0 | 0 | 0 | 0 | 0 | 0 | 0 | 0 | 0 | 0 | 0 | 0 | 0
F4_Commercial_Hospital_Existing_Food Preparation_Natural Gas_Griddle_E4 | F4 | Commercial | Hospital | Existing | Food Preparation | Natural Gas | Griddle | E4 | RVT BC Ratio | 0 | 0 | 0 | 0 | 0 | 0 | 0 | 0 | 0 | 0 | 0 | 0 | 0 | 0 | 0 | 0 | 0 | 0 | 0 | 0 | 0 | 0 | 0 | 0 | 0 | 0 | 0 | 0 | 0 | 0 | 0 | 0 | 0
F4_Commercial_Hospital_Existing_Food Preparation_Natural Gas_Griddle_E5 | F4 | Commercial | Hospital | Existing | Food Preparation | Natural Gas | Griddle | E5 | RVT BC Ratio | 0 | 0 | 0 | 0 | 0 | 0 | 0 | 0 | 0 | 0 | 0 | 0 | 0 | 0 | 0 | 0 | 0 | 0 | 0 | 0 | 0 | 0 | 0 | 0 | 0 | 0 | 0 | 0 | 0 | 0 | 0 | 0 | 0
F4_Commercial_Hospital_Existing_Food Preparation_Natural Gas_Griddle_E6 | F4 | Commercial | Hospital | Existing | Food Preparation | Natural Gas | Griddle | E6 | RVT BC Ratio | 0 | 0 | 0 | 0 | 0 | 0 | 0 | 0 | 0 | 0 | 0 | 0 | 0 | 0 | 0 | 0 | 0 | 0 | 0 | 0 | 0 | 0 | 0 | 0 | 0 | 0 | 0 | 0 | 0 | 0 | 0 | 0 | 0
F4_Commercial_Hospital_Existing_Food Preparation_Natural Gas_Griddle_E7 | F4 | Commercial | Hospital | Existing | Food Preparation | Natural Gas | Griddle | E7 | RVT BC Ratio | 0 | 0 | 0 | 0 | 0 | 0 | 0 | 0 | 0 | 0 | 0 | 0 | 0 | 0 | 0 | 0 | 0 | 0 | 0 | 0 | 0 | 0 | 0 | 0 | 0 | 0 | 0 | 0 | 0 | 0 | 0 | 0 | 0
F4_Commercial_Hospital_Existing_Food Preparation_Natural Gas_Griddle_E8 | F4 | Commercial | Hospital | Existing | Food Preparation | Natural Gas | Griddle | E8 | RVT BC Ratio | 0 | 0 | 0 | 0 | 0 | 0 | 0 | 0 | 0 | 0 | 0 | 0 | 0 | 0 | 0 | 0 | 0 | 0 | 0 | 0 | 0 | 0 | 0 | 0 | 0 | 0 | 0 | 0 | 0 | 0 | 0 | 0 | 0
F4_Commercial_Hospital_Existing_Food Preparation_Natural Gas_Griddle_E9 | F4 | Commercial | Hospital | Existing | Food Preparation | Natural Gas | Griddle | E9 | RVT BC Ratio | 0 | 0 | 0 | 0 | 0 | 0 | 0 | 0 | 0 | 0 | 0 | 0 | 0 | 0 | 0 | 0 | 0 | 0 | 0 | 0 | 0 | 0 | 0 | 0 | 0 | 0 | 0 | 0 | 0 | 0 | 0 | 0 | 0
F4_Commercial_Hospital_Existing_Food Preparation_Natural Gas_Griddle_E10 | F4 | Commercial | Hospital | Existing | Food Preparation | Natural Gas | Griddle | E10 | RVT BC Ratio | 0 | 0 | 0 | 0 | 0 | 0 | 0 | 0 | 0 | 0 | 0 | 0 | 0 | 0 | 0 | 0 | 0 | 0 | 0 | 0 | 0 | 0 | 0 | 0 | 0 | 0 | 0 | 0 | 0 | 0 | 0 | 0 | 0
F5_Commercial_Hospital_Existing_Food Preparation_Natural Gas_Griddle_E1 | F5 | Commercial | Hospital | Existing | Food Preparation | Natural Gas | Griddle | E1 | RIM BC Ratio | bar: 2019 to 2051
F5_Commercial_Hospital_Existing_Food Preparation_Natural Gas_Griddle_E2 | F5 | Commercial | Hospital | Existing | Food Preparation | Natural Gas | Griddle | E2 | RIM BC Ratio | 0.46719 | 0.46876 | 0.47048 | 0.47237 | 0.47449 | 0.47691 | 0.47886 | 0.4807 | 0.48256 | 0.48447 | 0.48627 | 0.48791 | 0.48957 | 0.4913 | 0.49318 | 0.49501 | 0.49692 | 0.49892 | 0.50097 | 0.50305 | 0.50511 | 0.50702 | 0.50872 | 0.51021 | 0.51149 | 0.51258 | 0.51333 | 0.51389 | 0.51437 | 0.51478 | 0.51519 | 0.51537 | 0.51537
F5_Commercial_Hospital_Existing_Food Preparation_Natural Gas_Griddle_E3 | F5 | Commercial | Hospital | Existing | Food Preparation | Natural Gas | Griddle | E3 | RIM BC Ratio | 0 | 0 | 0 | 0 | 0 | 0 | 0 | 0 | 0 | 0 | 0 | 0 | 0 | 0 | 0 | 0 | 0 | 0 | 0 | 0 | 0 | 0 | 0 | 0 | 0 | 0 | 0 | 0 | 0 | 0 | 0 | 0 | 0
F5_Commercial_Hospital_Existing_Food Preparation_Natural Gas_Griddle_E4 | F5 | Commercial | Hospital | Existing | Food Preparation | Natural Gas | Griddle | E4 | RIM BC Ratio | 0 | 0 | 0 | 0 | 0 | 0 | 0 | 0 | 0 | 0 | 0 | 0 | 0 | 0 | 0 | 0 | 0 | 0 | 0 | 0 | 0 | 0 | 0 | 0 | 0 | 0 | 0 | 0 | 0 | 0 | 0 | 0 | 0
F5_Commercial_Hospital_Existing_Food Preparation_Natural Gas_Griddle_E5 | F5 | Commercial | Hospital | Existing | Food Preparation | Natural Gas | Griddle | E5 | RIM BC Ratio | 0 | 0 | 0 | 0 | 0 | 0 | 0 | 0 | 0 | 0 | 0 | 0 | 0 | 0 | 0 | 0 | 0 | 0 | 0 | 0 | 0 | 0 | 0 | 0 | 0 | 0 | 0 | 0 | 0 | 0 | 0 | 0 | 0
F5_Commercial_Hospital_Existing_Food Preparation_Natural Gas_Griddle_E6 | F5 | Commercial | Hospital | Existing | Food Preparation | Natural Gas | Griddle | E6 | RIM BC Ratio | 0 | 0 | 0 | 0 | 0 | 0 | 0 | 0 | 0 | 0 | 0 | 0 | 0 | 0 | 0 | 0 | 0 | 0 | 0 | 0 | 0 | 0 | 0 | 0 | 0 | 0 | 0 | 0 | 0 | 0 | 0 | 0 | 0
F5_Commercial_Hospital_Existing_Food Preparation_Natural Gas_Griddle_E7 | F5 | Commercial | Hospital | Existing | Food Preparation | Natural Gas | Griddle | E7 | RIM BC Ratio | 0 | 0 | 0 | 0 | 0 | 0 | 0 | 0 | 0 | 0 | 0 | 0 | 0 | 0 | 0 | 0 | 0 | 0 | 0 | 0 | 0 | 0 | 0 | 0 | 0 | 0 | 0 | 0 | 0 | 0 | 0 | 0 | 0
F5_Commercial_Hospital_Existing_Food Preparation_Natural Gas_Griddle_E8 | F5 | Commercial | Hospital | Existing | Food Preparation | Natural Gas | Griddle | E8 | RIM BC Ratio | 0 | 0 | 0 | 0 | 0 | 0 | 0 | 0 | 0 | 0 | 0 | 0 | 0 | 0 | 0 | 0 | 0 | 0 | 0 | 0 | 0 | 0 | 0 | 0 | 0 | 0 | 0 | 0 | 0 | 0 | 0 | 0 | 0
F5_Commercial_Hospital_Existing_Food Preparation_Natural Gas_Griddle_E9 | F5 | Commercial | Hospital | Existing | Food Preparation | Natural Gas | Griddle | E9 | RIM BC Ratio | 0 | 0 | 0 | 0 | 0 | 0 | 0 | 0 | 0 | 0 | 0 | 0 | 0 | 0 | 0 | 0 | 0 | 0 | 0 | 0 | 0 | 0 | 0 | 0 | 0 | 0 | 0 | 0 | 0 | 0 | 0 | 0 | 0
F5_Commercial_Hospital_Existing_Food Preparation_Natural Gas_Griddle_E10 | F5 | Commercial | Hospital | Existing | Food Preparation | Natural Gas | Griddle | E10 | RIM BC Ratio | 0 | 0 | 0 | 0 | 0 | 0 | 0 | 0 | 0 | 0 | 0 | 0 | 0 | 0 | 0 | 0 | 0 | 0 | 0 | 0 | 0 | 0 | 0 | 0 | 0 | 0 | 0 | 0 | 0 | 0 | 0 | 0 | 0
F0_Commercial_Hospital_Existing_Food Preparation_Natural Gas_Range_E0 | F0 | Commercial | Hospital | Existing | Food Preparation | Natural Gas | Range | E0 | Economic Unit | High Efficiency | High Efficiency | High Efficiency | High Efficiency | High Efficiency | High Efficiency | High Efficiency | High Efficiency | High Efficiency | High Efficiency | High Efficiency | High Efficiency | High Efficiency | High Efficiency | High Efficiency | High Efficiency | High Efficiency | High Efficiency | High Efficiency | High Efficiency | High Efficiency | High Efficiency | High Efficiency | High Efficiency | High Efficiency | High Efficiency | High Efficiency | High Efficiency | High Efficiency | High Efficiency | High Efficiency | High Efficiency | High Efficiency
F1_Commercial_Hospital_Existing_Food Preparation_Natural Gas_Range_E1 | F1 | Commercial | Hospital | Existing | Food Preparation | Natural Gas | Range | E1 | CCE | 0 | 0 | 0 | 0 | 0 | 0 | 0 | 0 | 0 | 0 | 0 | 0 | 0 | 0 | 0 | 0 | 0 | 0 | 0 | 0 | 0 | 0 | 0 | 0 | 0 | 0 | 0 | 0 | 0 | 0 | 0 | 0 | 0
F1_Commercial_Hospital_Existing_Food Preparation_Natural Gas_Range_E2 | F1 | Commercial | Hospital | Existing | Food Preparation | Natural Gas | Range | E2 | CCE | 0.00052644 | 0.00052644 | 0.00052644 | 0.00052644 | 0.00052644 | 0.00052644 | 0.00052644 | 0.00052644 | 0.00052644 | 0.00052644 | 0.00052644 | 0.00052644 | 0.00052644 | 0.00052644 | 0.00052644 | 0.00052644 | 0.00052644 | 0.00052644 | 0.00052644 | 0.00052644 | 0.00052644 | 0.00052644 | 0.00052644 | 0.00052644 | 0.00052644 | 0.00052644 | 0.00052644 | 0.00052644 | 0.00052644 | 0.00052644 | 0.00052644 | 0.00052644 | 0.00052644
F1_Commercial_Hospital_Existing_Food Preparation_Natural Gas_Range_E3 | F1 | Commercial | Hospital | Existing | Food Preparation | Natural Gas | Range | E3 | CCE | 0 | 0 | 0 | 0 | 0 | 0 | 0 | 0 | 0 | 0 | 0 | 0 | 0 | 0 | 0 | 0 | 0 | 0 | 0 | 0 | 0 | 0 | 0 | 0 | 0 | 0 | 0 | 0 | 0 | 0 | 0 | 0 | 0
F1_Commercial_Hospital_Existing_Food Preparation_Natural Gas_Range_E4 | F1 | Commercial | Hospital | Existing | Food Preparation | Natural Gas | Range | E4 | CCE | 0 | 0 | 0 | 0 | 0 | 0 | 0 | 0 | 0 | 0 | 0 | 0 | 0 | 0 | 0 | 0 | 0 | 0 | 0 | 0 | 0 | 0 | 0 | 0 | 0 | 0 | 0 | 0 | 0 | 0 | 0 | 0 | 0
F1_Commercial_Hospital_Existing_Food Preparation_Natural Gas_Range_E5 | F1 | Commercial | Hospital | Existing | Food Preparation | Natural Gas | Range | E5 | CCE | 0 | 0 | 0 | 0 | 0 | 0 | 0 | 0 | 0 | 0 | 0 | 0 | 0 | 0 | 0 | 0 | 0 | 0 | 0 | 0 | 0 | 0 | 0 | 0 | 0 | 0 | 0 | 0 | 0 | 0 | 0 | 0 | 0
F1_Commercial_Hospital_Existing_Food Preparation_Natural Gas_Range_E6 | F1 | Commercial | Hospital | Existing | Food Preparation | Natural Gas | Range | E6 | CCE | 0 | 0 | 0 | 0 | 0 | 0 | 0 | 0 | 0 | 0 | 0 | 0 | 0 | 0 | 0 | 0 | 0 | 0 | 0 | 0 | 0 | 0 | 0 | 0 | 0 | 0 | 0 | 0 | 0 | 0 | 0 | 0 | 0
F1_Commercial_Hospital_Existing_Food Preparation_Natural Gas_Range_E7 | F1 | Commercial | Hospital | Existing | Food Preparation | Natural Gas | Range | E7 | CCE | 0 | 0 | 0 | 0 | 0 | 0 | 0 | 0 | 0 | 0 | 0 | 0 | 0 | 0 | 0 | 0 | 0 | 0 | 0 | 0 | 0 | 0 | 0 | 0 | 0 | 0 | 0 | 0 | 0 | 0 | 0 | 0 | 0
F1_Commercial_Hospital_Existing_Food Preparation_Natural Gas_Range_E8 | F1 | Commercial | Hospital | Existing | Food Preparation | Natural Gas | Range | E8 | CCE | 0 | 0 | 0 | 0 | 0 | 0 | 0 | 0 | 0 | 0 | 0 | 0 | 0 | 0 | 0 | 0 | 0 | 0 | 0 | 0 | 0 | 0 | 0 | 0 | 0 | 0 | 0 | 0 | 0 | 0 | 0 | 0 | 0
F1_Commercial_Hospital_Existing_Food Preparation_Natural Gas_Range_E9 | F1 | Commercial | Hospital | Existing | Food Preparation | Natural Gas | Range | E9 | CCE | 0 | 0 | 0 | 0 | 0 | 0 | 0 | 0 | 0 | 0 | 0 | 0 | 0 | 0 | 0 | 0 | 0 | 0 | 0 | 0 | 0 | 0 | 0 | 0 | 0 | 0 | 0 | 0 | 0 | 0 | 0 | 0 | 0
F1_Commercial_Hospital_Existing_Food Preparation_Natural Gas_Range_E10 | F1 | Commercial | Hospital | Existing | Food Preparation | Natural Gas | Range | E10 | CCE | 0 | 0 | 0 | 0 | 0 | 0 | 0 | 0 | 0 | 0 | 0 | 0 | 0 | 0 | 0 | 0 | 0 | 0 | 0 | 0 | 0 | 0 | 0 | 0 | 0 | 0 | 0 | 0 | 0 | 0 | 0 | 0 | 0
F2_Commercial_Hospital_Existing_Food Preparation_Natural Gas_Range_E1 | F2 | Commercial | Hospital | Existing | Food Preparation | Natural Gas | Range | E1 | TRC BC Ratio | bar: 2019 to 2051
F2_Commercial_Hospital_Existing_Food Preparation_Natural Gas_Range_E2 | F2 | Commercial | Hospital | Existing | Food Preparation | Natural Gas | Range | E2 | TRC BC Ratio | 2647.7231 | 2666.33 | 2688.4832 | 2714.1962 | 2744.4245 | 2779.83 | 2808.1783 | 2835.1894 | 2861.7342 | 2888.6003 | 2913.2148 | 2934.7489 | 2956.3968 | 2979.3351 | 3005.7993 | 3032.2609 | 3061.4725 | 3093.4023 | 3127.3907 | 3162.4699 | 3198.1505 | 3231.6304 | 3262.246 | 3290.1881 | 3314.7734 | 3335.911 | 3350.568 | 3361.4829 | 3370.9376 | 3379.0123 | 3387.0032 | 3390.5371 | 3390.5371
F2_Commercial_Hospital_Existing_Food Preparation_Natural Gas_Range_E3 | F2 | Commercial | Hospital | Existing | Food Preparation | Natural Gas | Range | E3 | TRC BC Ratio | 0 | 0 | 0 | 0 | 0 | 0 | 0 | 0 | 0 | 0 | 0 | 0 | 0 | 0 | 0 | 0 | 0 | 0 | 0 | 0 | 0 | 0 | 0 | 0 | 0 | 0 | 0 | 0 | 0 | 0 | 0 | 0 | 0
F2_Commercial_Hospital_Existing_Food Preparation_Natural Gas_Range_E4 | F2 | Commercial | Hospital | Existing | Food Preparation | Natural Gas | Range | E4 | TRC BC Ratio | 0 | 0 | 0 | 0 | 0 | 0 | 0 | 0 | 0 | 0 | 0 | 0 | 0 | 0 | 0 | 0 | 0 | 0 | 0 | 0 | 0 | 0 | 0 | 0 | 0 | 0 | 0 | 0 | 0 | 0 | 0 | 0 | 0
F2_Commercial_Hospital_Existing_Food Preparation_Natural Gas_Range_E5 | F2 | Commercial | Hospital | Existing | Food Preparation | Natural Gas | Range | E5 | TRC BC Ratio | 0 | 0 | 0 | 0 | 0 | 0 | 0 | 0 | 0 | 0 | 0 | 0 | 0 | 0 | 0 | 0 | 0 | 0 | 0 | 0 | 0 | 0 | 0 | 0 | 0 | 0 | 0 | 0 | 0 | 0 | 0 | 0 | 0
F2_Commercial_Hospital_Existing_Food Preparation_Natural Gas_Range_E6 | F2 | Commercial | Hospital | Existing | Food Preparation | Natural Gas | Range | E6 | TRC BC Ratio | 0 | 0 | 0 | 0 | 0 | 0 | 0 | 0 | 0 | 0 | 0 | 0 | 0 | 0 | 0 | 0 | 0 | 0 | 0 | 0 | 0 | 0 | 0 | 0 | 0 | 0 | 0 | 0 | 0 | 0 | 0 | 0 | 0
F2_Commercial_Hospital_Existing_Food Preparation_Natural Gas_Range_E7 | F2 | Commercial | Hospital | Existing | Food Preparation | Natural Gas | Range | E7 | TRC BC Ratio | 0 | 0 | 0 | 0 | 0 | 0 | 0 | 0 | 0 | 0 | 0 | 0 | 0 | 0 | 0 | 0 | 0 | 0 | 0 | 0 | 0 | 0 | 0 | 0 | 0 | 0 | 0 | 0 | 0 | 0 | 0 | 0 | 0
F2_Commercial_Hospital_Existing_Food Preparation_Natural Gas_Range_E8 | F2 | Commercial | Hospital | Existing | Food Preparation | Natural Gas | Range | E8 | TRC BC Ratio | 0 | 0 | 0 | 0 | 0 | 0 | 0 | 0 | 0 | 0 | 0 | 0 | 0 | 0 | 0 | 0 | 0 | 0 | 0 | 0 | 0 | 0 | 0 | 0 | 0 | 0 | 0 | 0 | 0 | 0 | 0 | 0 | 0
F2_Commercial_Hospital_Existing_Food Preparation_Natural Gas_Range_E9 | F2 | Commercial | Hospital | Existing | Food Preparation | Natural Gas | Range | E9 | TRC BC Ratio | 0 | 0 | 0 | 0 | 0 | 0 | 0 | 0 | 0 | 0 | 0 | 0 | 0 | 0 | 0 | 0 | 0 | 0 | 0 | 0 | 0 | 0 | 0 | 0 | 0 | 0 | 0 | 0 | 0 | 0 | 0 | 0 | 0
F2_Commercial_Hospital_Existing_Food Preparation_Natural Gas_Range_E10 | F2 | Commercial | Hospital | Existing | Food Preparation | Natural Gas | Range | E10 | TRC BC Ratio | 0 | 0 | 0 | 0 | 0 | 0 | 0 | 0 | 0 | 0 | 0 | 0 | 0 | 0 | 0 | 0 | 0 | 0 | 0 | 0 | 0 | 0 | 0 | 0 | 0 | 0 | 0 | 0 | 0 | 0 | 0 | 0 | 0
F3_Commercial_Hospital_Existing_Food Preparation_Natural Gas_Range_E1 | F3 | Commercial | Hospital | Existing | Food Preparation | Natural Gas | Range | E1 | PACT BC Ratio | bar: 2019 to 2051
F3_Commercial_Hospital_Existing_Food Preparation_Natural Gas_Range_E2 | F3 | Commercial | Hospital | Existing | Food Preparation | Natural Gas | Range | E2 | PACT BC Ratio | 3530.2974 | 3555.1067 | 3584.6443 | 3618.9282 | 3659.2327 | 3706.44 | 3744.2377 | 3780.2525 | 3815.6456 | 3851.4671 | 3884.2865 | 3912.9985 | 3941.8625 | 3972.4468 | 4007.7324 | 4043.0145 | 4081.9633 | 4124.5364 | 4169.8543 | 4216.6265 | 4264.2006 | 4308.8405 | 4349.6613 | 4386.9175 | 4419.6979 | 4447.8813 | 4467.424 | 4481.9772 | 4494.5834 | 4505.3498 | 4516.0042 | 4520.7161 | 4520.7161
F3_Commercial_Hospital_Existing_Food Preparation_Natural Gas_Range_E3 | F3 | Commercial | Hospital | Existing | Food Preparation | Natural Gas | Range | E3 | PACT BC Ratio | 0 | 0 | 0 | 0 | 0 | 0 | 0 | 0 | 0 | 0 | 0 | 0 | 0 | 0 | 0 | 0 | 0 | 0 | 0 | 0 | 0 | 0 | 0 | 0 | 0 | 0 | 0 | 0 | 0 | 0 | 0 | 0 | 0
F3_Commercial_Hospital_Existing_Food Preparation_Natural Gas_Range_E4 | F3 | Commercial | Hospital | Existing | Food Preparation | Natural Gas | Range | E4 | PACT BC Ratio | 0 | 0 | 0 | 0 | 0 | 0 | 0 | 0 | 0 | 0 | 0 | 0 | 0 | 0 | 0 | 0 | 0 | 0 | 0 | 0 | 0 | 0 | 0 | 0 | 0 | 0 | 0 | 0 | 0 | 0 | 0 | 0 | 0
F3_Commercial_Hospital_Existing_Food Preparation_Natural Gas_Range_E5 | F3 | Commercial | Hospital | Existing | Food Preparation | Natural Gas | Range | E5 | PACT BC Ratio | 0 | 0 | 0 | 0 | 0 | 0 | 0 | 0 | 0 | 0 | 0 | 0 | 0 | 0 | 0 | 0 | 0 | 0 | 0 | 0 | 0 | 0 | 0 | 0 | 0 | 0 | 0 | 0 | 0 | 0 | 0 | 0 | 0
F3_Commercial_Hospital_Existing_Food Preparation_Natural Gas_Range_E6 | F3 | Commercial | Hospital | Existing | Food Preparation | Natural Gas | Range | E6 | PACT BC Ratio | 0 | 0 | 0 | 0 | 0 | 0 | 0 | 0 | 0 | 0 | 0 | 0 | 0 | 0 | 0 | 0 | 0 | 0 | 0 | 0 | 0 | 0 | 0 | 0 | 0 | 0 | 0 | 0 | 0 | 0 | 0 | 0 | 0
F3_Commercial_Hospital_Existing_Food Preparation_Natural Gas_Range_E7 | F3 | Commercial | Hospital | Existing | Food Preparation | Natural Gas | Range | E7 | PACT BC Ratio | 0 | 0 | 0 | 0 | 0 | 0 | 0 | 0 | 0 | 0 | 0 | 0 | 0 | 0 | 0 | 0 | 0 | 0 | 0 | 0 | 0 | 0 | 0 | 0 | 0 | 0 | 0 | 0 | 0 | 0 | 0 | 0 | 0
F3_Commercial_Hospital_Existing_Food Preparation_Natural Gas_Range_E8 | F3 | Commercial | Hospital | Existing | Food Preparation | Natural Gas | Range | E8 | PACT BC Ratio | 0 | 0 | 0 | 0 | 0 | 0 | 0 | 0 | 0 | 0 | 0 | 0 | 0 | 0 | 0 | 0 | 0 | 0 | 0 | 0 | 0 | 0 | 0 | 0 | 0 | 0 | 0 | 0 | 0 | 0 | 0 | 0 | 0
F3_Commercial_Hospital_Existing_Food Preparation_Natural Gas_Range_E9 | F3 | Commercial | Hospital | Existing | Food Preparation | Natural Gas | Range | E9 | PACT BC Ratio | 0 | 0 | 0 | 0 | 0 | 0 | 0 | 0 | 0 | 0 | 0 | 0 | 0 | 0 | 0 | 0 | 0 | 0 | 0 | 0 | 0 | 0 | 0 | 0 | 0 | 0 | 0 | 0 | 0 | 0 | 0 | 0 | 0
F3_Commercial_Hospital_Existing_Food Preparation_Natural Gas_Range_E10 | F3 | Commercial | Hospital | Existing | Food Preparation | Natural Gas | Range | E10 | PACT BC Ratio | 0 | 0 | 0 | 0 | 0 | 0 | 0 | 0 | 0 | 0 | 0 | 0 | 0 | 0 | 0 | 0 | 0 | 0 | 0 | 0 | 0 | 0 | 0 | 0 | 0 | 0 | 0 | 0 | 0 | 0 | 0 | 0 | 0
F4_Commercial_Hospital_Existing_Food Preparation_Natural Gas_Range_E1 | F4 | Commercial | Hospital | Existing | Food Preparation | Natural Gas | Range | E1 | RVT BC Ratio | bar: 2019 to 2051
F4_Commercial_Hospital_Existing_Food Preparation_Natural Gas_Range_E2 | F4 | Commercial | Hospital | Existing | Food Preparation | Natural Gas | Range | E2 | RVT BC Ratio | 3807.2736 | 3834.0244 | 3865.8736 | 3902.8406 | 3946.2991 | 3997.2009 | 4037.9565 | 4076.7898 | 4114.9527 | 4153.5775 | 4188.9653 | 4219.9244 | 4251.0471 | 4284.025 | 4322.072 | 4360.1152 | 4402.1121 | 4448.0169 | 4496.8813 | 4547.3138 | 4598.611 | 4646.7444 | 4690.7598 | 4730.9316 | 4766.2773 | 4796.6664 | 4817.7384 | 4833.4305 | 4847.0233 | 4858.6322 | 4870.1205 | 4875.2011 | 4875.2011
F4_Commercial_Hospital_Existing_Food Preparation_Natural Gas_Range_E3 | F4 | Commercial | Hospital | Existing | Food Preparation | Natural Gas | Range | E3 | RVT BC Ratio | 0 | 0 | 0 | 0 | 0 | 0 | 0 | 0 | 0 | 0 | 0 | 0 | 0 | 0 | 0 | 0 | 0 | 0 | 0 | 0 | 0 | 0 | 0 | 0 | 0 | 0 | 0 | 0 | 0 | 0 | 0 | 0 | 0
F4_Commercial_Hospital_Existing_Food Preparation_Natural Gas_Range_E4 | F4 | Commercial | Hospital | Existing | Food Preparation | Natural Gas | Range | E4 | RVT BC Ratio | 0 | 0 | 0 | 0 | 0 | 0 | 0 | 0 | 0 | 0 | 0 | 0 | 0 | 0 | 0 | 0 | 0 | 0 | 0 | 0 | 0 | 0 | 0 | 0 | 0 | 0 | 0 | 0 | 0 | 0 | 0 | 0 | 0
F4_Commercial_Hospital_Existing_Food Preparation_Natural Gas_Range_E5 | F4 | Commercial | Hospital | Existing | Food Preparation | Natural Gas | Range | E5 | RVT BC Ratio | 0 | 0 | 0 | 0 | 0 | 0 | 0 | 0 | 0 | 0 | 0 | 0 | 0 | 0 | 0 | 0 | 0 | 0 | 0 | 0 | 0 | 0 | 0 | 0 | 0 | 0 | 0 | 0 | 0 | 0 | 0 | 0 | 0
F4_Commercial_Hospital_Existing_Food Preparation_Natural Gas_Range_E6 | F4 | Commercial | Hospital | Existing | Food Preparation | Natural Gas | Range | E6 | RVT BC Ratio | 0 | 0 | 0 | 0 | 0 | 0 | 0 | 0 | 0 | 0 | 0 | 0 | 0 | 0 | 0 | 0 | 0 | 0 | 0 | 0 | 0 | 0 | 0 | 0 | 0 | 0 | 0 | 0 | 0 | 0 | 0 | 0 | 0
F4_Commercial_Hospital_Existing_Food Preparation_Natural Gas_Range_E7 | F4 | Commercial | Hospital | Existing | Food Preparation | Natural Gas | Range | E7 | RVT BC Ratio | 0 | 0 | 0 | 0 | 0 | 0 | 0 | 0 | 0 | 0 | 0 | 0 | 0 | 0 | 0 | 0 | 0 | 0 | 0 | 0 | 0 | 0 | 0 | 0 | 0 | 0 | 0 | 0 | 0 | 0 | 0 | 0 | 0
F4_Commercial_Hospital_Existing_Food Preparation_Natural Gas_Range_E8 | F4 | Commercial | Hospital | Existing | Food Preparation | Natural Gas | Range | E8 | RVT BC Ratio | 0 | 0 | 0 | 0 | 0 | 0 | 0 | 0 | 0 | 0 | 0 | 0 | 0 | 0 | 0 | 0 | 0 | 0 | 0 | 0 | 0 | 0 | 0 | 0 | 0 | 0 | 0 | 0 | 0 | 0 | 0 | 0 | 0
F4_Commercial_Hospital_Existing_Food Preparation_Natural Gas_Range_E9 | F4 | Commercial | Hospital | Existing | Food Preparation | Natural Gas | Range | E9 | RVT BC Ratio | 0 | 0 | 0 | 0 | 0 | 0 | 0 | 0 | 0 | 0 | 0 | 0 | 0 | 0 | 0 | 0 | 0 | 0 | 0 | 0 | 0 | 0 | 0 | 0 | 0 | 0 | 0 | 0 | 0 | 0 | 0 | 0 | 0
F4_Commercial_Hospital_Existing_Food Preparation_Natural Gas_Range_E10 | F4 | Commercial | Hospital | Existing | Food Preparation | Natural Gas | Range | E10 | RVT BC Ratio | 0 | 0 | 0 | 0 | 0 | 0 | 0 | 0 | 0 | 0 | 0 | 0 | 0 | 0 | 0 | 0 | 0 | 0 | 0 | 0 | 0 | 0 | 0 | 0 | 0 | 0 | 0 | 0 | 0 | 0 | 0 | 0 | 0
F5_Commercial_Hospital_Existing_Food Preparation_Natural Gas_Range_E1 | F5 | Commercial | Hospital | Existing | Food Preparation | Natural Gas | Range | E1 | RIM BC Ratio | bar: 2019 to 2051
F5_Commercial_Hospital_Existing_Food Preparation_Natural Gas_Range_E2 | F5 | Commercial | Hospital | Existing | Food Preparation | Natural Gas | Range | E2 | RIM BC Ratio | 0.83448 | 0.83448 | 0.83448 | 0.83449 | 0.83449 | 0.83449 | 0.83449 | 0.83449 | 0.8345 | 0.8345 | 0.8345 | 0.8345 | 0.8345 | 0.8345 | 0.83451 | 0.83451 | 0.83451 | 0.83451 | 0.83451 | 0.83451 | 0.83452 | 0.83452 | 0.83452 | 0.83452 | 0.83452 | 0.83452 | 0.83452 | 0.83452 | 0.83452 | 0.83452 | 0.83452 | 0.83453 | 0.83453
F5_Commercial_Hospital_Existing_Food Preparation_Natural Gas_Range_E3 | F5 | Commercial | Hospital | Existing | Food Preparation | Natural Gas | Range | E3 | RIM BC Ratio | 0 | 0 | 0 | 0 | 0 | 0 | 0 | 0 | 0 | 0 | 0 | 0 | 0 | 0 | 0 | 0 | 0 | 0 | 0 | 0 | 0 | 0 | 0 | 0 | 0 | 0 | 0 | 0 | 0 | 0 | 0 | 0 | 0
F5_Commercial_Hospital_Existing_Food Preparation_Natural Gas_Range_E4 | F5 | Commercial | Hospital | Existing | Food Preparation | Natural Gas | Range | E4 | RIM BC Ratio | 0 | 0 | 0 | 0 | 0 | 0 | 0 | 0 | 0 | 0 | 0 | 0 | 0 | 0 | 0 | 0 | 0 | 0 | 0 | 0 | 0 | 0 | 0 | 0 | 0 | 0 | 0 | 0 | 0 | 0 | 0 | 0 | 0
F5_Commercial_Hospital_Existing_Food Preparation_Natural Gas_Range_E5 | F5 | Commercial | Hospital | Existing | Food Preparation | Natural Gas | Range | E5 | RIM BC Ratio | 0 | 0 | 0 | 0 | 0 | 0 | 0 | 0 | 0 | 0 | 0 | 0 | 0 | 0 | 0 | 0 | 0 | 0 | 0 | 0 | 0 | 0 | 0 | 0 | 0 | 0 | 0 | 0 | 0 | 0 | 0 | 0 | 0
F5_Commercial_Hospital_Existing_Food Preparation_Natural Gas_Range_E6 | F5 | Commercial | Hospital | Existing | Food Preparation | Natural Gas | Range | E6 | RIM BC Ratio | 0 | 0 | 0 | 0 | 0 | 0 | 0 | 0 | 0 | 0 | 0 | 0 | 0 | 0 | 0 | 0 | 0 | 0 | 0 | 0 | 0 | 0 | 0 | 0 | 0 | 0 | 0 | 0 | 0 | 0 | 0 | 0 | 0
F5_Commercial_Hospital_Existing_Food Preparation_Natural Gas_Range_E7 | F5 | Commercial | Hospital | Existing | Food Preparation | Natural Gas | Range | E7 | RIM BC Ratio | 0 | 0 | 0 | 0 | 0 | 0 | 0 | 0 | 0 | 0 | 0 | 0 | 0 | 0 | 0 | 0 | 0 | 0 | 0 | 0 | 0 | 0 | 0 | 0 | 0 | 0 | 0 | 0 | 0 | 0 | 0 | 0 | 0
F5_Commercial_Hospital_Existing_Food Preparation_Natural Gas_Range_E8 | F5 | Commercial | Hospital | Existing | Food Preparation | Natural Gas | Range | E8 | RIM BC Ratio | 0 | 0 | 0 | 0 | 0 | 0 | 0 | 0 | 0 | 0 | 0 | 0 | 0 | 0 | 0 | 0 | 0 | 0 | 0 | 0 | 0 | 0 | 0 | 0 | 0 | 0 | 0 | 0 | 0 | 0 | 0 | 0 | 0
F5_Commercial_Hospital_Existing_Food Preparation_Natural Gas_Range_E9 | F5 | Commercial | Hospital | Existing | Food Preparation | Natural Gas | Range | E9 | RIM BC Ratio | 0 | 0 | 0 | 0 | 0 | 0 | 0 | 0 | 0 | 0 | 0 | 0 | 0 | 0 | 0 | 0 | 0 | 0 | 0 | 0 | 0 | 0 | 0 | 0 | 0 | 0 | 0 | 0 | 0 | 0 | 0 | 0 | 0
F5_Commercial_Hospital_Existing_Food Preparation_Natural Gas_Range_E10 | F5 | Commercial | Hospital | Existing | Food Preparation | Natural Gas | Range | E10 | RIM BC Ratio | 0 | 0 | 0 | 0 | 0 | 0 | 0 | 0 | 0 | 0 | 0 | 0 | 0 | 0 | 0 | 0 | 0 | 0 | 0 | 0 | 0 | 0 | 0 | 0 | 0 | 0 | 0 | 0 | 0 | 0 | 0 | 0 | 0
F0_Commercial_Hospital_Existing_Food Preparation_Natural Gas_Steamer_E0 | F0 | Commercial | Hospital | Existing | Food Preparation | Natural Gas | Steamer | E0 | Economic Unit | ENERGY STAR | ENERGY STAR | ENERGY STAR | ENERGY STAR | ENERGY STAR | ENERGY STAR | ENERGY STAR | ENERGY STAR | ENERGY STAR | ENERGY STAR | ENERGY STAR | ENERGY STAR | ENERGY STAR | ENERGY STAR | ENERGY STAR | ENERGY STAR | ENERGY STAR | ENERGY STAR | ENERGY STAR | ENERGY STAR | ENERGY STAR | ENERGY STAR | ENERGY STAR | ENERGY STAR | ENERGY STAR | ENERGY STAR | ENERGY STAR | ENERGY STAR | ENERGY STAR | ENERGY STAR | ENERGY STAR | ENERGY STAR | ENERGY STAR
F1_Commercial_Hospital_Existing_Food Preparation_Natural Gas_Steamer_E1 | F1 | Commercial | Hospital | Existing | Food Preparation | Natural Gas | Steamer | E1 | CCE | 0 | 0 | 0 | 0 | 0 | 0 | 0 | 0 | 0 | 0 | 0 | 0 | 0 | 0 | 0 | 0 | 0 | 0 | 0 | 0 | 0 | 0 | 0 | 0 | 0 | 0 | 0 | 0 | 0 | 0 | 0 | 0 | 0
F1_Commercial_Hospital_Existing_Food Preparation_Natural Gas_Steamer_E2 | F1 | Commercial | Hospital | Existing | Food Preparation | Natural Gas | Steamer | E2 | CCE | 0.38542 | 0.38542 | 0.38542 | 0 | 0 | 0 | 0 | 0 | 0 | 0 | 0 | 0 | 0 | 0 | 0 | 0 | 0 | 0 | 0 | 0 | 0 | 0 | 0 | 0 | 0 | 0 | 0 | 0 | 0 | 0 | 0 | 0 | 0
F1_Commercial_Hospital_Existing_Food Preparation_Natural Gas_Steamer_E3 | F1 | Commercial | Hospital | Existing | Food Preparation | Natural Gas | Steamer | E3 | CCE | 0 | 0 | 0 | 0 | 0 | 0 | 0 | 0 | 0 | 0 | 0 | 0 | 0 | 0 | 0 | 0 | 0 | 0 | 0 | 0 | 0 | 0 | 0 | 0 | 0 | 0 | 0 | 0 | 0 | 0 | 0 | 0 | 0
F1_Commercial_Hospital_Existing_Food Preparation_Natural Gas_Steamer_E4 | F1 | Commercial | Hospital | Existing | Food Preparation | Natural Gas | Steamer | E4 | CCE | 0 | 0 | 0 | 0 | 0 | 0 | 0 | 0 | 0 | 0 | 0 | 0 | 0 | 0 | 0 | 0 | 0 | 0 | 0 | 0 | 0 | 0 | 0 | 0 | 0 | 0 | 0 | 0 | 0 | 0 | 0 | 0 | 0
F1_Commercial_Hospital_Existing_Food Preparation_Natural Gas_Steamer_E5 | F1 | Commercial | Hospital | Existing | Food Preparation | Natural Gas | Steamer | E5 | CCE | 0 | 0 | 0 | 0 | 0 | 0 | 0 | 0 | 0 | 0 | 0 | 0 | 0 | 0 | 0 | 0 | 0 | 0 | 0 | 0 | 0 | 0 | 0 | 0 | 0 | 0 | 0 | 0 | 0 | 0 | 0 | 0 | 0
F1_Commercial_Hospital_Existing_Food Preparation_Natural Gas_Steamer_E6 | F1 | Commercial | Hospital | Existing | Food Preparation | Natural Gas | Steamer | E6 | CCE | 0 | 0 | 0 | 0 | 0 | 0 | 0 | 0 | 0 | 0 | 0 | 0 | 0 | 0 | 0 | 0 | 0 | 0 | 0 | 0 | 0 | 0 | 0 | 0 | 0 | 0 | 0 | 0 | 0 | 0 | 0 | 0 | 0
F1_Commercial_Hospital_Existing_Food Preparation_Natural Gas_Steamer_E7 | F1 | Commercial | Hospital | Existing | Food Preparation | Natural Gas | Steamer | E7 | CCE | 0 | 0 | 0 | 0 | 0 | 0 | 0 | 0 | 0 | 0 | 0 | 0 | 0 | 0 | 0 | 0 | 0 | 0 | 0 | 0 | 0 | 0 | 0 | 0 | 0 | 0 | 0 | 0 | 0 | 0 | 0 | 0 | 0
F1_Commercial_Hospital_Existing_Food Preparation_Natural Gas_Steamer_E8 | F1 | Commercial | Hospital | Existing | Food Preparation | Natural Gas | Steamer | E8 | CCE | 0 | 0 | 0 | 0 | 0 | 0 | 0 | 0 | 0 | 0 | 0 | 0 | 0 | 0 | 0 | 0 | 0 | 0 | 0 | 0 | 0 | 0 | 0 | 0 | 0 | 0 | 0 | 0 | 0 | 0 | 0 | 0 | 0
F1_Commercial_Hospital_Existing_Food Preparation_Natural Gas_Steamer_E9 | F1 | Commercial | Hospital | Existing | Food Preparation | Natural Gas | Steamer | E9 | CCE | 0 | 0 | 0 | 0 | 0 | 0 | 0 | 0 | 0 | 0 | 0 | 0 | 0 | 0 | 0 | 0 | 0 | 0 | 0 | 0 | 0 | 0 | 0 | 0 | 0 | 0 | 0 | 0 | 0 | 0 | 0 | 0 | 0
F1_Commercial_Hospital_Existing_Food Preparation_Natural Gas_Steamer_E10 | F1 | Commercial | Hospital | Existing | Food Preparation | Natural Gas | Steamer | E10 | CCE | 0 | 0 | 0 | 0 | 0 | 0 | 0 | 0 | 0 | 0 | 0 | 0 | 0 | 0 | 0 | 0 | 0 | 0 | 0 | 0 | 0 | 0 | 0 | 0 | 0 | 0 | 0 | 0 | 0 | 0 | 0 | 0 | 0
F2_Commercial_Hospital_Existing_Food Preparation_Natural Gas_Steamer_E1 | F2 | Commercial | Hospital | Existing | Food Preparation | Natural Gas | Steamer | E1 | TRC BC Ratio | 1 | 1 | 1 | 0 | 0 | 0 | 0 | 0 | 0 | 0 | 0 | 0 | 0 | 0 | 0 | 0 | 0 | 0 | 0 | 0 | 0 | 0 | 0 | 0 | 0 | 0 | 0 | 0 | 0 | 0 | 0 | 0 | 0
F2_Commercial_Hospital_Existing_Food Preparation_Natural Gas_Steamer_E2 | F2 | Commercial | Hospital | Existing | Food Preparation | Natural Gas | Steamer | E2 | TRC BC Ratio | 3.6298 | 3.6563 | 3.6864 | 1 | 1 | 1 | 1 | 1 | 1 | 1 | 1 | 1 | 1 | 1 | 1 | 1 | 1 | 1 | 1 | 1 | 1 | 1 | 1 | 1 | 1 | 1 | 1 | 1 | 1 | 1 | 1 | 1 | 1
F2_Commercial_Hospital_Existing_Food Preparation_Natural Gas_Steamer_E3 | F2 | Commercial | Hospital | Existing | Food Preparation | Natural Gas | Steamer | E3 | TRC BC Ratio | 0 | 0 | 0 | 0 | 0 | 0 | 0 | 0 | 0 | 0 | 0 | 0 | 0 | 0 | 0 | 0 | 0 | 0 | 0 | 0 | 0 | 0 | 0 | 0 | 0 | 0 | 0 | 0 | 0 | 0 | 0 | 0 | 0
F2_Commercial_Hospital_Existing_Food Preparation_Natural Gas_Steamer_E4 | F2 | Commercial | Hospital | Existing | Food Preparation | Natural Gas | Steamer | E4 | TRC BC Ratio | 0 | 0 | 0 | 0 | 0 | 0 | 0 | 0 | 0 | 0 | 0 | 0 | 0 | 0 | 0 | 0 | 0 | 0 | 0 | 0 | 0 | 0 | 0 | 0 | 0 | 0 | 0 | 0 | 0 | 0 | 0 | 0 | 0
F2_Commercial_Hospital_Existing_Food Preparation_Natural Gas_Steamer_E5 | F2 | Commercial | Hospital | Existing | Food Preparation | Natural Gas | Steamer | E5 | TRC BC Ratio | 0 | 0 | 0 | 0 | 0 | 0 | 0 | 0 | 0 | 0 | 0 | 0 | 0 | 0 | 0 | 0 | 0 | 0 | 0 | 0 | 0 | 0 | 0 | 0 | 0 | 0 | 0 | 0 | 0 | 0 | 0 | 0 | 0
F2_Commercial_Hospital_Existing_Food Preparation_Natural Gas_Steamer_E6 | F2 | Commercial | Hospital | Existing | Food Preparation | Natural Gas | Steamer | E6 | TRC BC Ratio | 0 | 0 | 0 | 0 | 0 | 0 | 0 | 0 | 0 | 0 | 0 | 0 | 0 | 0 | 0 | 0 | 0 | 0 | 0 | 0 | 0 | 0 | 0 | 0 | 0 | 0 | 0 | 0 | 0 | 0 | 0 | 0 | 0
F2_Commercial_Hospital_Existing_Food Preparation_Natural Gas_Steamer_E7 | F2 | Commercial | Hospital | Existing | Food Preparation | Natural Gas | Steamer | E7 | TRC BC Ratio | 0 | 0 | 0 | 0 | 0 | 0 | 0 | 0 | 0 | 0 | 0 | 0 | 0 | 0 | 0 | 0 | 0 | 0 | 0 | 0 | 0 | 0 | 0 | 0 | 0 | 0 | 0 | 0 | 0 | 0 | 0 | 0 | 0
F2_Commercial_Hospital_Existing_Food Preparation_Natural Gas_Steamer_E8 | F2 | Commercial | Hospital | Existing | Food Preparation | Natural Gas | Steamer | E8 | TRC BC Ratio | 0 | 0 | 0 | 0 | 0 | 0 | 0 | 0 | 0 | 0 | 0 | 0 | 0 | 0 | 0 | 0 | 0 | 0 | 0 | 0 | 0 | 0 | 0 | 0 | 0 | 0 | 0 | 0 | 0 | 0 | 0 | 0 | 0
F2_Commercial_Hospital_Existing_Food Preparation_Natural Gas_Steamer_E9 | F2 | Commercial | Hospital | Existing | Food Preparation | Natural Gas | Steamer | E9 | TRC BC Ratio | 0 | 0 | 0 | 0 | 0 | 0 | 0 | 0 | 0 | 0 | 0 | 0 | 0 | 0 | 0 | 0 | 0 | 0 | 0 | 0 | 0 | 0 | 0 | 0 | 0 | 0 | 0 | 0 | 0 | 0 | 0 | 0 | 0
F2_Commercial_Hospital_Existing_Food Preparation_Natural Gas_Steamer_E10 | F2 | Commercial | Hospital | Existing | Food Preparation | Natural Gas | Steamer | E10 | TRC BC Ratio | 0 | 0 | 0 | 0 | 0 | 0 | 0 | 0 | 0 | 0 | 0 | 0 | 0 | 0 | 0 | 0 | 0 | 0 | 0 | 0 | 0 | 0 | 0 | 0 | 0 | 0 | 0 | 0 | 0 | 0 | 0 | 0 | 0
F3_Commercial_Hospital_Existing_Food Preparation_Natural Gas_Steamer_E1 | F3 | Commercial | Hospital | Existing | Food Preparation | Natural Gas | Steamer | E1 | PACT BC Ratio | 1 | 1 | 1 | 0 | 0 | 0 | 0 | 0 | 0 | 0 | 0 | 0 | 0 | 0 | 0 | 0 | 0 | 0 | 0 | 0 | 0 | 0 | 0 | 0 | 0 | 0 | 0 | 0 | 0 | 0 | 0 | 0 | 0
F3_Commercial_Hospital_Existing_Food Preparation_Natural Gas_Steamer_E2 | F3 | Commercial | Hospital | Existing | Food Preparation | Natural Gas | Steamer | E2 | PACT BC Ratio | 4.8398 | 4.875 | 4.9151 | 1 | 1 | 1 | 1 | 1 | 1 | 1 | 1 | 1 | 1 | 1 | 1 | 1 | 1 | 1 | 1 | 1 | 1 | 1 | 1 | 1 | 1 | 1 | 1 | 1 | 1 | 1 | 1 | 1 | 1
F3_Commercial_Hospital_Existing_Food Preparation_Natural Gas_Steamer_E3 | F3 | Commercial | Hospital | Existing | Food Preparation | Natural Gas | Steamer | E3 | PACT BC Ratio | 0 | 0 | 0 | 0 | 0 | 0 | 0 | 0 | 0 | 0 | 0 | 0 | 0 | 0 | 0 | 0 | 0 | 0 | 0 | 0 | 0 | 0 | 0 | 0 | 0 | 0 | 0 | 0 | 0 | 0 | 0 | 0 | 0
F3_Commercial_Hospital_Existing_Food Preparation_Natural Gas_Steamer_E4 | F3 | Commercial | Hospital | Existing | Food Preparation | Natural Gas | Steamer | E4 | PACT BC Ratio | 0 | 0 | 0 | 0 | 0 | 0 | 0 | 0 | 0 | 0 | 0 | 0 | 0 | 0 | 0 | 0 | 0 | 0 | 0 | 0 | 0 | 0 | 0 | 0 | 0 | 0 | 0 | 0 | 0 | 0 | 0 | 0 | 0
F3_Commercial_Hospital_Existing_Food Preparation_Natural Gas_Steamer_E5 | F3 | Commercial | Hospital | Existing | Food Preparation | Natural Gas | Steamer | E5 | PACT BC Ratio | 0 | 0 | 0 | 0 | 0 | 0 | 0 | 0 | 0 | 0 | 0 | 0 | 0 | 0 | 0 | 0 | 0 | 0 | 0 | 0 | 0 | 0 | 0 | 0 | 0 | 0 | 0 | 0 | 0 | 0 | 0 | 0 | 0
F3_Commercial_Hospital_Existing_Food Preparation_Natural Gas_Steamer_E6 | F3 | Commercial | Hospital | Existing | Food Preparation | Natural Gas | Steamer | E6 | PACT BC Ratio | 0 | 0 | 0 | 0 | 0 | 0 | 0 | 0 | 0 | 0 | 0 | 0 | 0 | 0 | 0 | 0 | 0 | 0 | 0 | 0 | 0 | 0 | 0 | 0 | 0 | 0 | 0 | 0 | 0 | 0 | 0 | 0 | 0
F3_Commercial_Hospital_Existing_Food Preparation_Natural Gas_Steamer_E7 | F3 | Commercial | Hospital | Existing | Food Preparation | Natural Gas | Steamer | E7 | PACT BC Ratio | 0 | 0 | 0 | 0 | 0 | 0 | 0 | 0 | 0 | 0 | 0 | 0 | 0 | 0 | 0 | 0 | 0 | 0 | 0 | 0 | 0 | 0 | 0 | 0 | 0 | 0 | 0 | 0 | 0 | 0 | 0 | 0 | 0
F3_Commercial_Hospital_Existing_Food Preparation_Natural Gas_Steamer_E8 | F3 | Commercial | Hospital | Existing | Food Preparation | Natural Gas | Steamer | E8 | PACT BC Ratio | 0 | 0 | 0 | 0 | 0 | 0 | 0 | 0 | 0 | 0 | 0 | 0 | 0 | 0 | 0 | 0 | 0 | 0 | 0 | 0 | 0 | 0 | 0 | 0 | 0 | 0 | 0 | 0 | 0 | 0 | 0 | 0 | 0
F3_Commercial_Hospital_Existing_Food Preparation_Natural Gas_Steamer_E9 | F3 | Commercial | Hospital | Existing | Food Preparation | Natural Gas | Steamer | E9 | PACT BC Ratio | 0 | 0 | 0 | 0 | 0 | 0 | 0 | 0 | 0 | 0 | 0 | 0 | 0 | 0 | 0 | 0 | 0 | 0 | 0 | 0 | 0 | 0 | 0 | 0 | 0 | 0 | 0 | 0 | 0 | 0 | 0 | 0 | 0
F3_Commercial_Hospital_Existing_Food Preparation_Natural Gas_Steamer_E10 | F3 | Commercial | Hospital | Existing | Food Preparation | Natural Gas | Steamer | E10 | PACT BC Ratio | 0 | 0 | 0 | 0 | 0 | 0 | 0 | 0 | 0 | 0 | 0 | 0 | 0 | 0 | 0 | 0 | 0 | 0 | 0 | 0 | 0 | 0 | 0 | 0 | 0 | 0 | 0 | 0 | 0 | 0 | 0 | 0 | 0
F4_Commercial_Hospital_Existing_Food Preparation_Natural Gas_Steamer_E1 | F4 | Commercial | Hospital | Existing | Food Preparation | Natural Gas | Steamer | E1 | RVT BC Ratio | 1 | 1 | 1 | 0 | 0 | 0 | 0 | 0 | 0 | 0 | 0 | 0 | 0 | 0 | 0 | 0 | 0 | 0 | 0 | 0 | 0 | 0 | 0 | 0 | 0 | 0 | 0 | 0 | 0 | 0 | 0 | 0 | 0
F4_Commercial_Hospital_Existing_Food Preparation_Natural Gas_Steamer_E2 | F4 | Commercial | Hospital | Existing | Food Preparation | Natural Gas | Steamer | E2 | RVT BC Ratio | 5.9186 | 5.9566 | 5.9998 | 1 | 1 | 1 | 1 | 1 | 1 | 1 | 1 | 1 | 1 | 1 | 1 | 1 | 1 | 1 | 1 | 1 | 1 | 1 | 1 | 1 | 1 | 1 | 1 | 1 | 1 | 1 | 1 | 1 | 1
F4_Commercial_Hospital_Existing_Food Preparation_Natural Gas_Steamer_E3 | F4 | Commercial | Hospital | Existing | Food Preparation | Natural Gas | Steamer | E3 | RVT BC Ratio | 0 | 0 | 0 | 0 | 0 | 0 | 0 | 0 | 0 | 0 | 0 | 0 | 0 | 0 | 0 | 0 | 0 | 0 | 0 | 0 | 0 | 0 | 0 | 0 | 0 | 0 | 0 | 0 | 0 | 0 | 0 | 0 | 0
F4_Commercial_Hospital_Existing_Food Preparation_Natural Gas_Steamer_E4 | F4 | Commercial | Hospital | Existing | Food Preparation | Natural Gas | Steamer | E4 | RVT BC Ratio | 0 | 0 | 0 | 0 | 0 | 0 | 0 | 0 | 0 | 0 | 0 | 0 | 0 | 0 | 0 | 0 | 0 | 0 | 0 | 0 | 0 | 0 | 0 | 0 | 0 | 0 | 0 | 0 | 0 | 0 | 0 | 0 | 0
F4_Commercial_Hospital_Existing_Food Preparation_Natural Gas_Steamer_E5 | F4 | Commercial | Hospital | Existing | Food Preparation | Natural Gas | Steamer | E5 | RVT BC Ratio | 0 | 0 | 0 | 0 | 0 | 0 | 0 | 0 | 0 | 0 | 0 | 0 | 0 | 0 | 0 | 0 | 0 | 0 | 0 | 0 | 0 | 0 | 0 | 0 | 0 | 0 | 0 | 0 | 0 | 0 | 0 | 0 | 0
F4_Commercial_Hospital_Existing_Food Preparation_Natural Gas_Steamer_E6 | F4 | Commercial | Hospital | Existing | Food Preparation | Natural Gas | Steamer | E6 | RVT BC Ratio | 0 | 0 | 0 | 0 | 0 | 0 | 0 | 0 | 0 | 0 | 0 | 0 | 0 | 0 | 0 | 0 | 0 | 0 | 0 | 0 | 0 | 0 | 0 | 0 | 0 | 0 | 0 | 0 | 0 | 0 | 0 | 0 | 0
F4_Commercial_Hospital_Existing_Food Preparation_Natural Gas_Steamer_E7 | F4 | Commercial | Hospital | Existing | Food Preparation | Natural Gas | Steamer | E7 | RVT BC Ratio | 0 | 0 | 0 | 0 | 0 | 0 | 0 | 0 | 0 | 0 | 0 | 0 | 0 | 0 | 0 | 0 | 0 | 0 | 0 | 0 | 0 | 0 | 0 | 0 | 0 | 0 | 0 | 0 | 0 | 0 | 0 | 0 | 0
F4_Commercial_Hospital_Existing_Food Preparation_Natural Gas_Steamer_E8 | F4 | Commercial | Hospital | Existing | Food Preparation | Natural Gas | Steamer | E8 | RVT BC Ratio | 0 | 0 | 0 | 0 | 0 | 0 | 0 | 0 | 0 | 0 | 0 | 0 | 0 | 0 | 0 | 0 | 0 | 0 | 0 | 0 | 0 | 0 | 0 | 0 | 0 | 0 | 0 | 0 | 0 | 0 | 0 | 0 | 0
F4_Commercial_Hospital_Existing_Food Preparation_Natural Gas_Steamer_E9 | F4 | Commercial | Hospital | Existing | Food Preparation | Natural Gas | Steamer | E9 | RVT BC Ratio | 0 | 0 | 0 | 0 | 0 | 0 | 0 | 0 | 0 | 0 | 0 | 0 | 0 | 0 | 0 | 0 | 0 | 0 | 0 | 0 | 0 | 0 | 0 | 0 | 0 | 0 | 0 | 0 | 0 | 0 | 0 | 0 | 0
F4_Commercial_Hospital_Existing_Food Preparation_Natural Gas_Steamer_E10 | F4 | Commercial | Hospital | Existing | Food Preparation | Natural Gas | Steamer | E10 | RVT BC Ratio | 0 | 0 | 0 | 0 | 0 | 0 | 0 | 0 | 0 | 0 | 0 | 0 | 0 | 0 | 0 | 0 | 0 | 0 | 0 | 0 | 0 | 0 | 0 | 0 | 0 | 0 | 0 | 0 | 0 | 0 | 0 | 0 | 0
F5_Commercial_Hospital_Existing_Food Preparation_Natural Gas_Steamer_E1 | F5 | Commercial | Hospital | Existing | Food Preparation | Natural Gas | Steamer | E1 | RIM BC Ratio | 1 | 1 | 1 | 0 | 0 | 0 | 0 | 0 | 0 | 0 | 0 | 0 | 0 | 0 | 0 | 0 | 0 | 0 | 0 | 0 | 0 | 0 | 0 | 0 | 0 | 0 | 0 | 0 | 0 | 0 | 0 | 0 | 0
F5_Commercial_Hospital_Existing_Food Preparation_Natural Gas_Steamer_E2 | F5 | Commercial | Hospital | Existing | Food Preparation | Natural Gas | Steamer | E2 | RIM BC Ratio | 0.7119 | 0.71266 | 0.71351 | 1 | 1 | 1 | 1 | 1 | 1 | 1 | 1 | 1 | 1 | 1 | 1 | 1 | 1 | 1 | 1 | 1 | 1 | 1 | 1 | 1 | 1 | 1 | 1 | 1 | 1 | 1 | 1 | 1 | 1
F5_Commercial_Hospital_Existing_Food Preparation_Natural Gas_Steamer_E3 | F5 | Commercial | Hospital | Existing | Food Preparation | Natural Gas | Steamer | E3 | RIM BC Ratio | 0 | 0 | 0 | 0 | 0 | 0 | 0 | 0 | 0 | 0 | 0 | 0 | 0 | 0 | 0 | 0 | 0 | 0 | 0 | 0 | 0 | 0 | 0 | 0 | 0 | 0 | 0 | 0 | 0 | 0 | 0 | 0 | 0
F5_Commercial_Hospital_Existing_Food Preparation_Natural Gas_Steamer_E4 | F5 | Commercial | Hospital | Existing | Food Preparation | Natural Gas | Steamer | E4 | RIM BC Ratio | 0 | 0 | 0 | 0 | 0 | 0 | 0 | 0 | 0 | 0 | 0 | 0 | 0 | 0 | 0 | 0 | 0 | 0 | 0 | 0 | 0 | 0 | 0 | 0 | 0 | 0 | 0 | 0 | 0 | 0 | 0 | 0 | 0
F5_Commercial_Hospital_Existing_Food Preparation_Natural Gas_Steamer_E5 | F5 | Commercial | Hospital | Existing | Food Preparation | Natural Gas | Steamer | E5 | RIM BC Ratio | 0 | 0 | 0 | 0 | 0 | 0 | 0 | 0 | 0 | 0 | 0 | 0 | 0 | 0 | 0 | 0 | 0 | 0 | 0 | 0 | 0 | 0 | 0 | 0 | 0 | 0 | 0 | 0 | 0 | 0 | 0 | 0 | 0
F5_Commercial_Hospital_Existing_Food Preparation_Natural Gas_Steamer_E6 | F5 | Commercial | Hospital | Existing | Food Preparation | Natural Gas | Steamer | E6 | RIM BC Ratio | 0 | 0 | 0 | 0 | 0 | 0 | 0 | 0 | 0 | 0 | 0 | 0 | 0 | 0 | 0 | 0 | 0 | 0 | 0 | 0 | 0 | 0 | 0 | 0 | 0 | 0 | 0 | 0 | 0 | 0 | 0 | 0 | 0
F5_Commercial_Hospital_Existing_Food Preparation_Natural Gas_Steamer_E7 | F5 | Commercial | Hospital | Existing | Food Preparation | Natural Gas | Steamer | E7 | RIM BC Ratio | 0 | 0 | 0 | 0 | 0 | 0 | 0 | 0 | 0 | 0 | 0 | 0 | 0 | 0 | 0 | 0 | 0 | 0 | 0 | 0 | 0 | 0 | 0 | 0 | 0 | 0 | 0 | 0 | 0 | 0 | 0 | 0 | 0
F5_Commercial_Hospital_Existing_Food Preparation_Natural Gas_Steamer_E8 | F5 | Commercial | Hospital | Existing | Food Preparation | Natural Gas | Steamer | E8 | RIM BC Ratio | 0 | 0 | 0 | 0 | 0 | 0 | 0 | 0 | 0 | 0 | 0 | 0 | 0 | 0 | 0 | 0 | 0 | 0 | 0 | 0 | 0 | 0 | 0 | 0 | 0 | 0 | 0 | 0 | 0 | 0 | 0 | 0 | 0
F5_Commercial_Hospital_Existing_Food Preparation_Natural Gas_Steamer_E9 | F5 | Commercial | Hospital | Existing | Food Preparation | Natural Gas | Steamer | E9 | RIM BC Ratio | 0 | 0 | 0 | 0 | 0 | 0 | 0 | 0 | 0 | 0 | 0 | 0 | 0 | 0 | 0 | 0 | 0 | 0 | 0 | 0 | 0 | 0 | 0 | 0 | 0 | 0 | 0 | 0 | 0 | 0 | 0 | 0 | 0
F5_Commercial_Hospital_Existing_Food Preparation_Natural Gas_Steamer_E10 | F5 | Commercial | Hospital | Existing | Food Preparation | Natural Gas | Steamer | E10 | RIM BC Ratio | 0 | 0 | 0 | 0 | 0 | 0 | 0 | 0 | 0 | 0 | 0 | 0 | 0 | 0 | 0 | 0 | 0 | 0 | 0 | 0 | 0 | 0 | 0 | 0 | 0 | 0 | 0 | 0 | 0 | 0 | 0 | 0 | 0
F0_Commercial_Hospital_Existing_Food Preparation_Natural Gas_Food Prep Other_E0 | F0 | Commercial | Hospital | Existing | Food Preparation | Natural Gas | Food Prep Other | E0 | Economic Unit | Standard | Standard | Standard | Standard | Standard | Standard | Standard | Standard | Standard | Standard | Standard | Standard | Standard | Standard | Standard | Standard | Standard | Standard | Standard | Standard | Standard | Standard | Standard | Standard | Standard | Standard | Standard | Standard | Standard | Standard | Standard | Standard | Standard
F1_Commercial_Hospital_Existing_Food Preparation_Natural Gas_Food Prep Other_E1 | F1 | Commercial | Hospital | Existing | Food Preparation | Natural Gas | Food Prep Other | E1 | CCE | 0 | 0 | 0 | 0 | 0 | 0 | 0 | 0 | 0 | 0 | 0 | 0 | 0 | 0 | 0 | 0 | 0 | 0 | 0 | 0 | 0 | 0 | 0 | 0 | 0 | 0 | 0 | 0 | 0 | 0 | 0 | 0 | 0
F1_Commercial_Hospital_Existing_Food Preparation_Natural Gas_Food Prep Other_E2 | F1 | Commercial | Hospital | Existing | Food Preparation | Natural Gas | Food Prep Other | E2 | CCE | #DIV/0! | #DIV/0! | #DIV/0! | #DIV/0! | #DIV/0! | #DIV/0! | #DIV/0! | #DIV/0! | #DIV/0! | #DIV/0! | #DIV/0! | #DIV/0! | #DIV/0! | #DIV/0! | #DIV/0! | #DIV/0! | #DIV/0! | #DIV/0! | #DIV/0! | #DIV/0! | #DIV/0! | #DIV/0! | #DIV/0! | #DIV/0! | #DIV/0! | #DIV/0! | #DIV/0! | #DIV/0! | #DIV/0! | #DIV/0! | #DIV/0! | #DIV/0! | #DIV/0!
F1_Commercial_Hospital_Existing_Food Preparation_Natural Gas_Food Prep Other_E3 | F1 | Commercial | Hospital | Existing | Food Preparation | Natural Gas | Food Prep Other | E3 | CCE | 0 | 0 | 0 | 0 | 0 | 0 | 0 | 0 | 0 | 0 | 0 | 0 | 0 | 0 | 0 | 0 | 0 | 0 | 0 | 0 | 0 | 0 | 0 | 0 | 0 | 0 | 0 | 0 | 0 | 0 | 0 | 0 | 0
F1_Commercial_Hospital_Existing_Food Preparation_Natural Gas_Food Prep Other_E4 | F1 | Commercial | Hospital | Existing | Food Preparation | Natural Gas | Food Prep Other | E4 | CCE | 0 | 0 | 0 | 0 | 0 | 0 | 0 | 0 | 0 | 0 | 0 | 0 | 0 | 0 | 0 | 0 | 0 | 0 | 0 | 0 | 0 | 0 | 0 | 0 | 0 | 0 | 0 | 0 | 0 | 0 | 0 | 0 | 0
F1_Commercial_Hospital_Existing_Food Preparation_Natural Gas_Food Prep Other_E5 | F1 | Commercial | Hospital | Existing | Food Preparation | Natural Gas | Food Prep Other | E5 | CCE | 0 | 0 | 0 | 0 | 0 | 0 | 0 | 0 | 0 | 0 | 0 | 0 | 0 | 0 | 0 | 0 | 0 | 0 | 0 | 0 | 0 | 0 | 0 | 0 | 0 | 0 | 0 | 0 | 0 | 0 | 0 | 0 | 0
F1_Commercial_Hospital_Existing_Food Preparation_Natural Gas_Food Prep Other_E6 | F1 | Commercial | Hospital | Existing | Food Preparation | Natural Gas | Food Prep Other | E6 | CCE | 0 | 0 | 0 | 0 | 0 | 0 | 0 | 0 | 0 | 0 | 0 | 0 | 0 | 0 | 0 | 0 | 0 | 0 | 0 | 0 | 0 | 0 | 0 | 0 | 0 | 0 | 0 | 0 | 0 | 0 | 0 | 0 | 0
F1_Commercial_Hospital_Existing_Food Preparation_Natural Gas_Food Prep Other_E7 | F1 | Commercial | Hospital | Existing | Food Preparation | Natural Gas | Food Prep Other | E7 | CCE | 0 | 0 | 0 | 0 | 0 | 0 | 0 | 0 | 0 | 0 | 0 | 0 | 0 | 0 | 0 | 0 | 0 | 0 | 0 | 0 | 0 | 0 | 0 | 0 | 0 | 0 | 0 | 0 | 0 | 0 | 0 | 0 | 0
F1_Commercial_Hospital_Existing_Food Preparation_Natural Gas_Food Prep Other_E8 | F1 | Commercial | Hospital | Existing | Food Preparation | Natural Gas | Food Prep Other | E8 | CCE | 0 | 0 | 0 | 0 | 0 | 0 | 0 | 0 | 0 | 0 | 0 | 0 | 0 | 0 | 0 | 0 | 0 | 0 | 0 | 0 | 0 | 0 | 0 | 0 | 0 | 0 | 0 | 0 | 0 | 0 | 0 | 0 | 0
F1_Commercial_Hospital_Existing_Food Preparation_Natural Gas_Food Prep Other_E9 | F1 | Commercial | Hospital | Existing | Food Preparation | Natural Gas | Food Prep Other | E9 | CCE | 0 | 0 | 0 | 0 | 0 | 0 | 0 | 0 | 0 | 0 | 0 | 0 | 0 | 0 | 0 | 0 | 0 | 0 | 0 | 0 | 0 | 0 | 0 | 0 | 0 | 0 | 0 | 0 | 0 | 0 | 0 | 0 | 0
F1_Commercial_Hospital_Existing_Food Preparation_Natural Gas_Food Prep Other_E10 | F1 | Commercial | Hospital | Existing | Food Preparation | Natural Gas | Food Prep Other | E10 | CCE | 0 | 0 | 0 | 0 | 0 | 0 | 0 | 0 | 0 | 0 | 0 | 0 | 0 | 0 | 0 | 0 | 0 | 0 | 0 | 0 | 0 | 0 | 0 | 0 | 0 | 0 | 0 | 0 | 0 | 0 | 0 | 0 | 0
F2_Commercial_Hospital_Existing_Food Preparation_Natural Gas_Food Prep Other_E1 | F2 | Commercial | Hospital | Existing | Food Preparation | Natural Gas | Food Prep Other | E1 | TRC BC Ratio | bar: 2019 to 2051
F2_Commercial_Hospital_Existing_Food Preparation_Natural Gas_Food Prep Other_E2 | F2 | Commercial | Hospital | Existing | Food Preparation | Natural Gas | Food Prep Other | E2 | TRC BC Ratio | 0 | 0 | 0 | 0 | 0 | 0 | 0 | 0 | 0 | 0 | 0 | 0 | 0 | 0 | 0 | 0 | 0 | 0 | 0 | 0 | 0 | 0 | 0 | 0 | 0 | 0 | 0 | 0 | 0 | 0 | 0 | 0 | 0
F2_Commercial_Hospital_Existing_Food Preparation_Natural Gas_Food Prep Other_E3 | F2 | Commercial | Hospital | Existing | Food Preparation | Natural Gas | Food Prep Other | E3 | TRC BC Ratio | 0 | 0 | 0 | 0 | 0 | 0 | 0 | 0 | 0 | 0 | 0 | 0 | 0 | 0 | 0 | 0 | 0 | 0 | 0 | 0 | 0 | 0 | 0 | 0 | 0 | 0 | 0 | 0 | 0 | 0 | 0 | 0 | 0
F2_Commercial_Hospital_Existing_Food Preparation_Natural Gas_Food Prep Other_E4 | F2 | Commercial | Hospital | Existing | Food Preparation | Natural Gas | Food Prep Other | E4 | TRC BC Ratio | 0 | 0 | 0 | 0 | 0 | 0 | 0 | 0 | 0 | 0 | 0 | 0 | 0 | 0 | 0 | 0 | 0 | 0 | 0 | 0 | 0 | 0 | 0 | 0 | 0 | 0 | 0 | 0 | 0 | 0 | 0 | 0 | 0
F2_Commercial_Hospital_Existing_Food Preparation_Natural Gas_Food Prep Other_E5 | F2 | Commercial | Hospital | Existing | Food Preparation | Natural Gas | Food Prep Other | E5 | TRC BC Ratio | 0 | 0 | 0 | 0 | 0 | 0 | 0 | 0 | 0 | 0 | 0 | 0 | 0 | 0 | 0 | 0 | 0 | 0 | 0 | 0 | 0 | 0 | 0 | 0 | 0 | 0 | 0 | 0 | 0 | 0 | 0 | 0 | 0
F2_Commercial_Hospital_Existing_Food Preparation_Natural Gas_Food Prep Other_E6 | F2 | Commercial | Hospital | Existing | Food Preparation | Natural Gas | Food Prep Other | E6 | TRC BC Ratio | 0 | 0 | 0 | 0 | 0 | 0 | 0 | 0 | 0 | 0 | 0 | 0 | 0 | 0 | 0 | 0 | 0 | 0 | 0 | 0 | 0 | 0 | 0 | 0 | 0 | 0 | 0 | 0 | 0 | 0 | 0 | 0 | 0
F2_Commercial_Hospital_Existing_Food Preparation_Natural Gas_Food Prep Other_E7 | F2 | Commercial | Hospital | Existing | Food Preparation | Natural Gas | Food Prep Other | E7 | TRC BC Ratio | 0 | 0 | 0 | 0 | 0 | 0 | 0 | 0 | 0 | 0 | 0 | 0 | 0 | 0 | 0 | 0 | 0 | 0 | 0 | 0 | 0 | 0 | 0 | 0 | 0 | 0 | 0 | 0 | 0 | 0 | 0 | 0 | 0
F2_Commercial_Hospital_Existing_Food Preparation_Natural Gas_Food Prep Other_E8 | F2 | Commercial | Hospital | Existing | Food Preparation | Natural Gas | Food Prep Other | E8 | TRC BC Ratio | 0 | 0 | 0 | 0 | 0 | 0 | 0 | 0 | 0 | 0 | 0 | 0 | 0 | 0 | 0 | 0 | 0 | 0 | 0 | 0 | 0 | 0 | 0 | 0 | 0 | 0 | 0 | 0 | 0 | 0 | 0 | 0 | 0
F2_Commercial_Hospital_Existing_Food Preparation_Natural Gas_Food Prep Other_E9 | F2 | Commercial | Hospital | Existing | Food Preparation | Natural Gas | Food Prep Other | E9 | TRC BC Ratio | 0 | 0 | 0 | 0 | 0 | 0 | 0 | 0 | 0 | 0 | 0 | 0 | 0 | 0 | 0 | 0 | 0 | 0 | 0 | 0 | 0 | 0 | 0 | 0 | 0 | 0 | 0 | 0 | 0 | 0 | 0 | 0 | 0
F2_Commercial_Hospital_Existing_Food Preparation_Natural Gas_Food Prep Other_E10 | F2 | Commercial | Hospital | Existing | Food Preparation | Natural Gas | Food Prep Other | E10 | TRC BC Ratio | 0 | 0 | 0 | 0 | 0 | 0 | 0 | 0 | 0 | 0 | 0 | 0 | 0 | 0 | 0 | 0 | 0 | 0 | 0 | 0 | 0 | 0 | 0 | 0 | 0 | 0 | 0 | 0 | 0 | 0 | 0 | 0 | 0
F3_Commercial_Hospital_Existing_Food Preparation_Natural Gas_Food Prep Other_E1 | F3 | Commercial | Hospital | Existing | Food Preparation | Natural Gas | Food Prep Other | E1 | PACT BC Ratio | bar: 2019 to 2051
F3_Commercial_Hospital_Existing_Food Preparation_Natural Gas_Food Prep Other_E2 | F3 | Commercial | Hospital | Existing | Food Preparation | Natural Gas | Food Prep Other | E2 | PACT BC Ratio | 0 | 0 | 0 | 0 | 0 | 0 | 0 | 0 | 0 | 0 | 0 | 0 | 0 | 0 | 0 | 0 | 0 | 0 | 0 | 0 | 0 | 0 | 0 | 0 | 0 | 0 | 0 | 0 | 0 | 0 | 0 | 0 | 0
F3_Commercial_Hospital_Existing_Food Preparation_Natural Gas_Food Prep Other_E3 | F3 | Commercial | Hospital | Existing | Food Preparation | Natural Gas | Food Prep Other | E3 | PACT BC Ratio | 0 | 0 | 0 | 0 | 0 | 0 | 0 | 0 | 0 | 0 | 0 | 0 | 0 | 0 | 0 | 0 | 0 | 0 | 0 | 0 | 0 | 0 | 0 | 0 | 0 | 0 | 0 | 0 | 0 | 0 | 0 | 0 | 0
F3_Commercial_Hospital_Existing_Food Preparation_Natural Gas_Food Prep Other_E4 | F3 | Commercial | Hospital | Existing | Food Preparation | Natural Gas | Food Prep Other | E4 | PACT BC Ratio | 0 | 0 | 0 | 0 | 0 | 0 | 0 | 0 | 0 | 0 | 0 | 0 | 0 | 0 | 0 | 0 | 0 | 0 | 0 | 0 | 0 | 0 | 0 | 0 | 0 | 0 | 0 | 0 | 0 | 0 | 0 | 0 | 0
F3_Commercial_Hospital_Existing_Food Preparation_Natural Gas_Food Prep Other_E5 | F3 | Commercial | Hospital | Existing | Food Preparation | Natural Gas | Food Prep Other | E5 | PACT BC Ratio | 0 | 0 | 0 | 0 | 0 | 0 | 0 | 0 | 0 | 0 | 0 | 0 | 0 | 0 | 0 | 0 | 0 | 0 | 0 | 0 | 0 | 0 | 0 | 0 | 0 | 0 | 0 | 0 | 0 | 0 | 0 | 0 | 0
F3_Commercial_Hospital_Existing_Food Preparation_Natural Gas_Food Prep Other_E6 | F3 | Commercial | Hospital | Existing | Food Preparation | Natural Gas | Food Prep Other | E6 | PACT BC Ratio | 0 | 0 | 0 | 0 | 0 | 0 | 0 | 0 | 0 | 0 | 0 | 0 | 0 | 0 | 0 | 0 | 0 | 0 | 0 | 0 | 0 | 0 | 0 | 0 | 0 | 0 | 0 | 0 | 0 | 0 | 0 | 0 | 0
F3_Commercial_Hospital_Existing_Food Preparation_Natural Gas_Food Prep Other_E7 | F3 | Commercial | Hospital | Existing | Food Preparation | Natural Gas | Food Prep Other | E7 | PACT BC Ratio | 0 | 0 | 0 | 0 | 0 | 0 | 0 | 0 | 0 | 0 | 0 | 0 | 0 | 0 | 0 | 0 | 0 | 0 | 0 | 0 | 0 | 0 | 0 | 0 | 0 | 0 | 0 | 0 | 0 | 0 | 0 | 0 | 0
F3_Commercial_Hospital_Existing_Food Preparation_Natural Gas_Food Prep Other_E8 | F3 | Commercial | Hospital | Existing | Food Preparation | Natural Gas | Food Prep Other | E8 | PACT BC Ratio | 0 | 0 | 0 | 0 | 0 | 0 | 0 | 0 | 0 | 0 | 0 | 0 | 0 | 0 | 0 | 0 | 0 | 0 | 0 | 0 | 0 | 0 | 0 | 0 | 0 | 0 | 0 | 0 | 0 | 0 | 0 | 0 | 0
F3_Commercial_Hospital_Existing_Food Preparation_Natural Gas_Food Prep Other_E9 | F3 | Commercial | Hospital | Existing | Food Preparation | Natural Gas | Food Prep Other | E9 | PACT BC Ratio | 0 | 0 | 0 | 0 | 0 | 0 | 0 | 0 | 0 | 0 | 0 | 0 | 0 | 0 | 0 | 0 | 0 | 0 | 0 | 0 | 0 | 0 | 0 | 0 | 0 | 0 | 0 | 0 | 0 | 0 | 0 | 0 | 0
F3_Commercial_Hospital_Existing_Food Preparation_Natural Gas_Food Prep Other_E10 | F3 | Commercial | Hospital | Existing | Food Preparation | Natural Gas | Food Prep Other | E10 | PACT BC Ratio | 0 | 0 | 0 | 0 | 0 | 0 | 0 | 0 | 0 | 0 | 0 | 0 | 0 | 0 | 0 | 0 | 0 | 0 | 0 | 0 | 0 | 0 | 0 | 0 | 0 | 0 | 0 | 0 | 0 | 0 | 0 | 0 | 0
F4_Commercial_Hospital_Existing_Food Preparation_Natural Gas_Food Prep Other_E1 | F4 | Commercial | Hospital | Existing | Food Preparation | Natural Gas | Food Prep Other | E1 | RVT BC Ratio | bar: 2019 to 2051
F4_Commercial_Hospital_Existing_Food Preparation_Natural Gas_Food Prep Other_E2 | F4 | Commercial | Hospital | Existing | Food Preparation | Natural Gas | Food Prep Other | E2 | RVT BC Ratio | 0.7 | 0.7 | 0.7 | 0.7 | 0.7 | 0.7 | 0.7 | 0.7 | 0.7 | 0.7 | 0.7 | 0.7 | 0.7 | 0.7 | 0.7 | 0.7 | 0.7 | 0.7 | 0.7 | 0.7 | 0.7 | 0.7 | 0.7 | 0.7 | 0.7 | 0.7 | 0.7 | 0.7 | 0.7 | 0.7 | 0.7 | 0.7 | 0.7
F4_Commercial_Hospital_Existing_Food Preparation_Natural Gas_Food Prep Other_E3 | F4 | Commercial | Hospital | Existing | Food Preparation | Natural Gas | Food Prep Other | E3 | RVT BC Ratio | 0 | 0 | 0 | 0 | 0 | 0 | 0 | 0 | 0 | 0 | 0 | 0 | 0 | 0 | 0 | 0 | 0 | 0 | 0 | 0 | 0 | 0 | 0 | 0 | 0 | 0 | 0 | 0 | 0 | 0 | 0 | 0 | 0
F4_Commercial_Hospital_Existing_Food Preparation_Natural Gas_Food Prep Other_E4 | F4 | Commercial | Hospital | Existing | Food Preparation | Natural Gas | Food Prep Other | E4 | RVT BC Ratio | 0 | 0 | 0 | 0 | 0 | 0 | 0 | 0 | 0 | 0 | 0 | 0 | 0 | 0 | 0 | 0 | 0 | 0 | 0 | 0 | 0 | 0 | 0 | 0 | 0 | 0 | 0 | 0 | 0 | 0 | 0 | 0 | 0
F4_Commercial_Hospital_Existing_Food Preparation_Natural Gas_Food Prep Other_E5 | F4 | Commercial | Hospital | Existing | Food Preparation | Natural Gas | Food Prep Other | E5 | RVT BC Ratio | 0 | 0 | 0 | 0 | 0 | 0 | 0 | 0 | 0 | 0 | 0 | 0 | 0 | 0 | 0 | 0 | 0 | 0 | 0 | 0 | 0 | 0 | 0 | 0 | 0 | 0 | 0 | 0 | 0 | 0 | 0 | 0 | 0
F4_Commercial_Hospital_Existing_Food Preparation_Natural Gas_Food Prep Other_E6 | F4 | Commercial | Hospital | Existing | Food Preparation | Natural Gas | Food Prep Other | E6 | RVT BC Ratio | 0 | 0 | 0 | 0 | 0 | 0 | 0 | 0 | 0 | 0 | 0 | 0 | 0 | 0 | 0 | 0 | 0 | 0 | 0 | 0 | 0 | 0 | 0 | 0 | 0 | 0 | 0 | 0 | 0 | 0 | 0 | 0 | 0
F4_Commercial_Hospital_Existing_Food Preparation_Natural Gas_Food Prep Other_E7 | F4 | Commercial | Hospital | Existing | Food Preparation | Natural Gas | Food Prep Other | E7 | RVT BC Ratio | 0 | 0 | 0 | 0 | 0 | 0 | 0 | 0 | 0 | 0 | 0 | 0 | 0 | 0 | 0 | 0 | 0 | 0 | 0 | 0 | 0 | 0 | 0 | 0 | 0 | 0 | 0 | 0 | 0 | 0 | 0 | 0 | 0
F4_Commercial_Hospital_Existing_Food Preparation_Natural Gas_Food Prep Other_E8 | F4 | Commercial | Hospital | Existing | Food Preparation | Natural Gas | Food Prep Other | E8 | RVT BC Ratio | 0 | 0 | 0 | 0 | 0 | 0 | 0 | 0 | 0 | 0 | 0 | 0 | 0 | 0 | 0 | 0 | 0 | 0 | 0 | 0 | 0 | 0 | 0 | 0 | 0 | 0 | 0 | 0 | 0 | 0 | 0 | 0 | 0
F4_Commercial_Hospital_Existing_Food Preparation_Natural Gas_Food Prep Other_E9 | F4 | Commercial | Hospital | Existing | Food Preparation | Natural Gas | Food Prep Other | E9 | RVT BC Ratio | 0 | 0 | 0 | 0 | 0 | 0 | 0 | 0 | 0 | 0 | 0 | 0 | 0 | 0 | 0 | 0 | 0 | 0 | 0 | 0 | 0 | 0 | 0 | 0 | 0 | 0 | 0 | 0 | 0 | 0 | 0 | 0 | 0
F4_Commercial_Hospital_Existing_Food Preparation_Natural Gas_Food Prep Other_E10 | F4 | Commercial | Hospital | Existing | Food Preparation | Natural Gas | Food Prep Other | E10 | RVT BC Ratio | 0 | 0 | 0 | 0 | 0 | 0 | 0 | 0 | 0 | 0 | 0 | 0 | 0 | 0 | 0 | 0 | 0 | 0 | 0 | 0 | 0 | 0 | 0 | 0 | 0 | 0 | 0 | 0 | 0 | 0 | 0 | 0 | 0
F5_Commercial_Hospital_Existing_Food Preparation_Natural Gas_Food Prep Other_E1 | F5 | Commercial | Hospital | Existing | Food Preparation | Natural Gas | Food Prep Other | E1 | RIM BC Ratio | bar: 2019 to 2051
F5_Commercial_Hospital_Existing_Food Preparation_Natural Gas_Food Prep Other_E2 | F5 | Commercial | Hospital | Existing | Food Preparation | Natural Gas | Food Prep Other | E2 | RIM BC Ratio | 0 | 0 | 0 | 0 | 0 | 0 | 0 | 0 | 0 | 0 | 0 | 0 | 0 | 0 | 0 | 0 | 0 | 0 | 0 | 0 | 0 | 0 | 0 | 0 | 0 | 0 | 0 | 0 | 0 | 0 | 0 | 0 | 0
F5_Commercial_Hospital_Existing_Food Preparation_Natural Gas_Food Prep Other_E3 | F5 | Commercial | Hospital | Existing | Food Preparation | Natural Gas | Food Prep Other | E3 | RIM BC Ratio | 0 | 0 | 0 | 0 | 0 | 0 | 0 | 0 | 0 | 0 | 0 | 0 | 0 | 0 | 0 | 0 | 0 | 0 | 0 | 0 | 0 | 0 | 0 | 0 | 0 | 0 | 0 | 0 | 0 | 0 | 0 | 0 | 0
F5_Commercial_Hospital_Existing_Food Preparation_Natural Gas_Food Prep Other_E4 | F5 | Commercial | Hospital | Existing | Food Preparation | Natural Gas | Food Prep Other | E4 | RIM BC Ratio | 0 | 0 | 0 | 0 | 0 | 0 | 0 | 0 | 0 | 0 | 0 | 0 | 0 | 0 | 0 | 0 | 0 | 0 | 0 | 0 | 0 | 0 | 0 | 0 | 0 | 0 | 0 | 0 | 0 | 0 | 0 | 0 | 0
F5_Commercial_Hospital_Existing_Food Preparation_Natural Gas_Food Prep Other_E5 | F5 | Commercial | Hospital | Existing | Food Preparation | Natural Gas | Food Prep Other | E5 | RIM BC Ratio | 0 | 0 | 0 | 0 | 0 | 0 | 0 | 0 | 0 | 0 | 0 | 0 | 0 | 0 | 0 | 0 | 0 | 0 | 0 | 0 | 0 | 0 | 0 | 0 | 0 | 0 | 0 | 0 | 0 | 0 | 0 | 0 | 0
F5_Commercial_Hospital_Existing_Food Preparation_Natural Gas_Food Prep Other_E6 | F5 | Commercial | Hospital | Existing | Food Preparation | Natural Gas | Food Prep Other | E6 | RIM BC Ratio | 0 | 0 | 0 | 0 | 0 | 0 | 0 | 0 | 0 | 0 | 0 | 0 | 0 | 0 | 0 | 0 | 0 | 0 | 0 | 0 | 0 | 0 | 0 | 0 | 0 | 0 | 0 | 0 | 0 | 0 | 0 | 0 | 0
F5_Commercial_Hospital_Existing_Food Preparation_Natural Gas_Food Prep Other_E7 | F5 | Commercial | Hospital | Existing | Food Preparation | Natural Gas | Food Prep Other | E7 | RIM BC Ratio | 0 | 0 | 0 | 0 | 0 | 0 | 0 | 0 | 0 | 0 | 0 | 0 | 0 | 0 | 0 | 0 | 0 | 0 | 0 | 0 | 0 | 0 | 0 | 0 | 0 | 0 | 0 | 0 | 0 | 0 | 0 | 0 | 0
F5_Commercial_Hospital_Existing_Food Preparation_Natural Gas_Food Prep Other_E8 | F5 | Commercial | Hospital | Existing | Food Preparation | Natural Gas | Food Prep Other | E8 | RIM BC Ratio | 0 | 0 | 0 | 0 | 0 | 0 | 0 | 0 | 0 | 0 | 0 | 0 | 0 | 0 | 0 | 0 | 0 | 0 | 0 | 0 | 0 | 0 | 0 | 0 | 0 | 0 | 0 | 0 | 0 | 0 | 0 | 0 | 0
F5_Commercial_Hospital_Existing_Food Preparation_Natural Gas_Food Prep Other_E9 | F5 | Commercial | Hospital | Existing | Food Preparation | Natural Gas | Food Prep Other | E9 | RIM BC Ratio | 0 | 0 | 0 | 0 | 0 | 0 | 0 | 0 | 0 | 0 | 0 | 0 | 0 | 0 | 0 | 0 | 0 | 0 | 0 | 0 | 0 | 0 | 0 | 0 | 0 | 0 | 0 | 0 | 0 | 0 | 0 | 0 | 0
F5_Commercial_Hospital_Existing_Food Preparation_Natural Gas_Food Prep Other_E10 | F5 | Commercial | Hospital | Existing | Food Preparation | Natural Gas | Food Prep Other | E10 | RIM BC Ratio | 0 | 0 | 0 | 0 | 0 | 0 | 0 | 0 | 0 | 0 | 0 | 0 | 0 | 0 | 0 | 0 | 0 | 0 | 0 | 0 | 0 | 0 | 0 | 0 | 0 | 0 | 0 | 0 | 0 | 0 | 0 | 0 | 0
F0_Commercial_Hospital_Existing_Miscellaneous_Natural Gas_Pool Heater_E0 | F0 | Commercial | Hospital | Existing | Miscellaneous | Natural Gas | Pool Heater | E0 | Economic Unit | Standard (EF .78) | Standard (EF .78) | Standard (EF .78) | Standard (EF .78) | Standard (EF .78) | Standard (EF .78) | Standard (EF .78) | Standard (EF .78) | Standard (EF .78) | Standard (EF .78) | Standard (EF .78) | Standard (EF .78) | Standard (EF .78) | Standard (EF .78) | Standard (EF .78) | Standard (EF .78) | Standard (EF .78) | Standard (EF .78) | Standard (EF .78) | Standard (EF .78) | Standard (EF .78) | Standard (EF .78) | Standard (EF .78) | Standard (EF .78) | Standard (EF .78) | Standard (EF .78) | Standard (EF .78) | Standard (EF .78) | Standard (EF .78) | Standard (EF .78) | Standard (EF .78) | Standard (EF .78) | Standard (EF .78)
F1_Commercial_Hospital_Existing_Miscellaneous_Natural Gas_Pool Heater_E1 | F1 | Commercial | Hospital | Existing | Miscellaneous | Natural Gas | Pool Heater | E1 | CCE | 0 | 0 | 0 | 0 | 0 | 0 | 0 | 0 | 0 | 0 | 0 | 0 | 0 | 0 | 0 | 0 | 0 | 0 | 0 | 0 | 0 | 0 | 0 | 0 | 0 | 0 | 0 | 0 | 0 | 0 | 0 | 0 | 0
F1_Commercial_Hospital_Existing_Miscellaneous_Natural Gas_Pool Heater_E2 | F1 | Commercial | Hospital | Existing | Miscellaneous | Natural Gas | Pool Heater | E2 | CCE | 1.2838 | 1.2838 | 1.2838 | 1.2838 | 1.2838 | 1.2838 | 1.2838 | 1.2838 | 1.2838 | 1.2838 | 1.2838 | 1.2838 | 1.2838 | 1.2838 | 1.2838 | 1.2838 | 1.2838 | 1.2838 | 1.2838 | 1.2838 | 1.2838 | 1.2838 | 1.2838 | 1.2838 | 1.2838 | 1.2838 | 1.2838 | 1.2838 | 1.2838 | 1.2838 | 1.2838 | 1.2838 | 1.2838
F1_Commercial_Hospital_Existing_Miscellaneous_Natural Gas_Pool Heater_E3 | F1 | Commercial | Hospital | Existing | Miscellaneous | Natural Gas | Pool Heater | E3 | CCE | 0 | 0 | 0 | 0 | 0 | 0 | 0 | 0 | 0 | 0 | 0 | 0 | 0 | 0 | 0 | 0 | 0 | 0 | 0 | 0 | 0 | 0 | 0 | 0 | 0 | 0 | 0 | 0 | 0 | 0 | 0 | 0 | 0
F1_Commercial_Hospital_Existing_Miscellaneous_Natural Gas_Pool Heater_E4 | F1 | Commercial | Hospital | Existing | Miscellaneous | Natural Gas | Pool Heater | E4 | CCE | 0 | 0 | 0 | 0 | 0 | 0 | 0 | 0 | 0 | 0 | 0 | 0 | 0 | 0 | 0 | 0 | 0 | 0 | 0 | 0 | 0 | 0 | 0 | 0 | 0 | 0 | 0 | 0 | 0 | 0 | 0 | 0 | 0
F1_Commercial_Hospital_Existing_Miscellaneous_Natural Gas_Pool Heater_E5 | F1 | Commercial | Hospital | Existing | Miscellaneous | Natural Gas | Pool Heater | E5 | CCE | 0 | 0 | 0 | 0 | 0 | 0 | 0 | 0 | 0 | 0 | 0 | 0 | 0 | 0 | 0 | 0 | 0 | 0 | 0 | 0 | 0 | 0 | 0 | 0 | 0 | 0 | 0 | 0 | 0 | 0 | 0 | 0 | 0
F1_Commercial_Hospital_Existing_Miscellaneous_Natural Gas_Pool Heater_E6 | F1 | Commercial | Hospital | Existing | Miscellaneous | Natural Gas | Pool Heater | E6 | CCE | 0 | 0 | 0 | 0 | 0 | 0 | 0 | 0 | 0 | 0 | 0 | 0 | 0 | 0 | 0 | 0 | 0 | 0 | 0 | 0 | 0 | 0 | 0 | 0 | 0 | 0 | 0 | 0 | 0 | 0 | 0 | 0 | 0
F1_Commercial_Hospital_Existing_Miscellaneous_Natural Gas_Pool Heater_E7 | F1 | Commercial | Hospital | Existing | Miscellaneous | Natural Gas | Pool Heater | E7 | CCE | 0 | 0 | 0 | 0 | 0 | 0 | 0 | 0 | 0 | 0 | 0 | 0 | 0 | 0 | 0 | 0 | 0 | 0 | 0 | 0 | 0 | 0 | 0 | 0 | 0 | 0 | 0 | 0 | 0 | 0 | 0 | 0 | 0
F1_Commercial_Hospital_Existing_Miscellaneous_Natural Gas_Pool Heater_E8 | F1 | Commercial | Hospital | Existing | Miscellaneous | Natural Gas | Pool Heater | E8 | CCE | 0 | 0 | 0 | 0 | 0 | 0 | 0 | 0 | 0 | 0 | 0 | 0 | 0 | 0 | 0 | 0 | 0 | 0 | 0 | 0 | 0 | 0 | 0 | 0 | 0 | 0 | 0 | 0 | 0 | 0 | 0 | 0 | 0
F1_Commercial_Hospital_Existing_Miscellaneous_Natural Gas_Pool Heater_E9 | F1 | Commercial | Hospital | Existing | Miscellaneous | Natural Gas | Pool Heater | E9 | CCE | 0 | 0 | 0 | 0 | 0 | 0 | 0 | 0 | 0 | 0 | 0 | 0 | 0 | 0 | 0 | 0 | 0 | 0 | 0 | 0 | 0 | 0 | 0 | 0 | 0 | 0 | 0 | 0 | 0 | 0 | 0 | 0 | 0
F1_Commercial_Hospital_Existing_Miscellaneous_Natural Gas_Pool Heater_E10 | F1 | Commercial | Hospital | Existing | Miscellaneous | Natural Gas | Pool Heater | E10 | CCE | 0 | 0 | 0 | 0 | 0 | 0 | 0 | 0 | 0 | 0 | 0 | 0 | 0 | 0 | 0 | 0 | 0 | 0 | 0 | 0 | 0 | 0 | 0 | 0 | 0 | 0 | 0 | 0 | 0 | 0 | 0 | 0 | 0
F2_Commercial_Hospital_Existing_Miscellaneous_Natural Gas_Pool Heater_E1 | F2 | Commercial | Hospital | Existing | Miscellaneous | Natural Gas | Pool Heater | E1 | TRC BC Ratio | bar: 2019 to 2051
F2_Commercial_Hospital_Existing_Miscellaneous_Natural Gas_Pool Heater_E2 | F2 | Commercial | Hospital | Existing | Miscellaneous | Natural Gas | Pool Heater | E2 | TRC BC Ratio | 0 | 0 | 0 | 0 | 0 | 0 | 0 | 0 | 0 | 0 | 0 | 0 | 0 | 0 | 0 | 0 | 0 | 0 | 0 | 0 | 0 | 0 | 0 | 0 | 0 | 0 | 0 | 0 | 0 | 0 | 0 | 0 | 0
F2_Commercial_Hospital_Existing_Miscellaneous_Natural Gas_Pool Heater_E3 | F2 | Commercial | Hospital | Existing | Miscellaneous | Natural Gas | Pool Heater | E3 | TRC BC Ratio | 0 | 0 | 0 | 0 | 0 | 0 | 0 | 0 | 0 | 0 | 0 | 0 | 0 | 0 | 0 | 0 | 0 | 0 | 0 | 0 | 0 | 0 | 0 | 0 | 0 | 0 | 0 | 0 | 0 | 0 | 0 | 0 | 0
F2_Commercial_Hospital_Existing_Miscellaneous_Natural Gas_Pool Heater_E4 | F2 | Commercial | Hospital | Existing | Miscellaneous | Natural Gas | Pool Heater | E4 | TRC BC Ratio | 0 | 0 | 0 | 0 | 0 | 0 | 0 | 0 | 0 | 0 | 0 | 0 | 0 | 0 | 0 | 0 | 0 | 0 | 0 | 0 | 0 | 0 | 0 | 0 | 0 | 0 | 0 | 0 | 0 | 0 | 0 | 0 | 0
F2_Commercial_Hospital_Existing_Miscellaneous_Natural Gas_Pool Heater_E5 | F2 | Commercial | Hospital | Existing | Miscellaneous | Natural Gas | Pool Heater | E5 | TRC BC Ratio | 0 | 0 | 0 | 0 | 0 | 0 | 0 | 0 | 0 | 0 | 0 | 0 | 0 | 0 | 0 | 0 | 0 | 0 | 0 | 0 | 0 | 0 | 0 | 0 | 0 | 0 | 0 | 0 | 0 | 0 | 0 | 0 | 0
F2_Commercial_Hospital_Existing_Miscellaneous_Natural Gas_Pool Heater_E6 | F2 | Commercial | Hospital | Existing | Miscellaneous | Natural Gas | Pool Heater | E6 | TRC BC Ratio | 0 | 0 | 0 | 0 | 0 | 0 | 0 | 0 | 0 | 0 | 0 | 0 | 0 | 0 | 0 | 0 | 0 | 0 | 0 | 0 | 0 | 0 | 0 | 0 | 0 | 0 | 0 | 0 | 0 | 0 | 0 | 0 | 0
F2_Commercial_Hospital_Existing_Miscellaneous_Natural Gas_Pool Heater_E7 | F2 | Commercial | Hospital | Existing | Miscellaneous | Natural Gas | Pool Heater | E7 | TRC BC Ratio | 0 | 0 | 0 | 0 | 0 | 0 | 0 | 0 | 0 | 0 | 0 | 0 | 0 | 0 | 0 | 0 | 0 | 0 | 0 | 0 | 0 | 0 | 0 | 0 | 0 | 0 | 0 | 0 | 0 | 0 | 0 | 0 | 0
F2_Commercial_Hospital_Existing_Miscellaneous_Natural Gas_Pool Heater_E8 | F2 | Commercial | Hospital | Existing | Miscellaneous | Natural Gas | Pool Heater | E8 | TRC BC Ratio | 0 | 0 | 0 | 0 | 0 | 0 | 0 | 0 | 0 | 0 | 0 | 0 | 0 | 0 | 0 | 0 | 0 | 0 | 0 | 0 | 0 | 0 | 0 | 0 | 0 | 0 | 0 | 0 | 0 | 0 | 0 | 0 | 0
F2_Commercial_Hospital_Existing_Miscellaneous_Natural Gas_Pool Heater_E9 | F2 | Commercial | Hospital | Existing | Miscellaneous | Natural Gas | Pool Heater | E9 | TRC BC Ratio | 0 | 0 | 0 | 0 | 0 | 0 | 0 | 0 | 0 | 0 | 0 | 0 | 0 | 0 | 0 | 0 | 0 | 0 | 0 | 0 | 0 | 0 | 0 | 0 | 0 | 0 | 0 | 0 | 0 | 0 | 0 | 0 | 0
F2_Commercial_Hospital_Existing_Miscellaneous_Natural Gas_Pool Heater_E10 | F2 | Commercial | Hospital | Existing | Miscellaneous | Natural Gas | Pool Heater | E10 | TRC BC Ratio | 0 | 0 | 0 | 0 | 0 | 0 | 0 | 0 | 0 | 0 | 0 | 0 | 0 | 0 | 0 | 0 | 0 | 0 | 0 | 0 | 0 | 0 | 0 | 0 | 0 | 0 | 0 | 0 | 0 | 0 | 0 | 0 | 0
F3_Commercial_Hospital_Existing_Miscellaneous_Natural Gas_Pool Heater_E1 | F3 | Commercial | Hospital | Existing | Miscellaneous | Natural Gas | Pool Heater | E1 | PACT BC Ratio | bar: 2019 to 2051
F3_Commercial_Hospital_Existing_Miscellaneous_Natural Gas_Pool Heater_E2 | F3 | Commercial | Hospital | Existing | Miscellaneous | Natural Gas | Pool Heater | E2 | PACT BC Ratio | 0 | 0 | 0 | 0 | 0 | 0 | 0 | 0 | 0 | 0 | 0 | 0 | 0 | 0 | 0 | 0 | 0 | 0 | 0 | 0 | 0 | 0 | 0 | 0 | 0 | 0 | 0 | 0 | 0 | 0 | 0 | 0 | 0
F3_Commercial_Hospital_Existing_Miscellaneous_Natural Gas_Pool Heater_E3 | F3 | Commercial | Hospital | Existing | Miscellaneous | Natural Gas | Pool Heater | E3 | PACT BC Ratio | 0 | 0 | 0 | 0 | 0 | 0 | 0 | 0 | 0 | 0 | 0 | 0 | 0 | 0 | 0 | 0 | 0 | 0 | 0 | 0 | 0 | 0 | 0 | 0 | 0 | 0 | 0 | 0 | 0 | 0 | 0 | 0 | 0
F3_Commercial_Hospital_Existing_Miscellaneous_Natural Gas_Pool Heater_E4 | F3 | Commercial | Hospital | Existing | Miscellaneous | Natural Gas | Pool Heater | E4 | PACT BC Ratio | 0 | 0 | 0 | 0 | 0 | 0 | 0 | 0 | 0 | 0 | 0 | 0 | 0 | 0 | 0 | 0 | 0 | 0 | 0 | 0 | 0 | 0 | 0 | 0 | 0 | 0 | 0 | 0 | 0 | 0 | 0 | 0 | 0
F3_Commercial_Hospital_Existing_Miscellaneous_Natural Gas_Pool Heater_E5 | F3 | Commercial | Hospital | Existing | Miscellaneous | Natural Gas | Pool Heater | E5 | PACT BC Ratio | 0 | 0 | 0 | 0 | 0 | 0 | 0 | 0 | 0 | 0 | 0 | 0 | 0 | 0 | 0 | 0 | 0 | 0 | 0 | 0 | 0 | 0 | 0 | 0 | 0 | 0 | 0 | 0 | 0 | 0 | 0 | 0 | 0
F3_Commercial_Hospital_Existing_Miscellaneous_Natural Gas_Pool Heater_E6 | F3 | Commercial | Hospital | Existing | Miscellaneous | Natural Gas | Pool Heater | E6 | PACT BC Ratio | 0 | 0 | 0 | 0 | 0 | 0 | 0 | 0 | 0 | 0 | 0 | 0 | 0 | 0 | 0 | 0 | 0 | 0 | 0 | 0 | 0 | 0 | 0 | 0 | 0 | 0 | 0 | 0 | 0 | 0 | 0 | 0 | 0
F3_Commercial_Hospital_Existing_Miscellaneous_Natural Gas_Pool Heater_E7 | F3 | Commercial | Hospital | Existing | Miscellaneous | Natural Gas | Pool Heater | E7 | PACT BC Ratio | 0 | 0 | 0 | 0 | 0 | 0 | 0 | 0 | 0 | 0 | 0 | 0 | 0 | 0 | 0 | 0 | 0 | 0 | 0 | 0 | 0 | 0 | 0 | 0 | 0 | 0 | 0 | 0 | 0 | 0 | 0 | 0 | 0
F3_Commercial_Hospital_Existing_Miscellaneous_Natural Gas_Pool Heater_E8 | F3 | Commercial | Hospital | Existing | Miscellaneous | Natural Gas | Pool Heater | E8 | PACT BC Ratio | 0 | 0 | 0 | 0 | 0 | 0 | 0 | 0 | 0 | 0 | 0 | 0 | 0 | 0 | 0 | 0 | 0 | 0 | 0 | 0 | 0 | 0 | 0 | 0 | 0 | 0 | 0 | 0 | 0 | 0 | 0 | 0 | 0
F3_Commercial_Hospital_Existing_Miscellaneous_Natural Gas_Pool Heater_E9 | F3 | Commercial | Hospital | Existing | Miscellaneous | Natural Gas | Pool Heater | E9 | PACT BC Ratio | 0 | 0 | 0 | 0 | 0 | 0 | 0 | 0 | 0 | 0 | 0 | 0 | 0 | 0 | 0 | 0 | 0 | 0 | 0 | 0 | 0 | 0 | 0 | 0 | 0 | 0 | 0 | 0 | 0 | 0 | 0 | 0 | 0
F3_Commercial_Hospital_Existing_Miscellaneous_Natural Gas_Pool Heater_E10 | F3 | Commercial | Hospital | Existing | Miscellaneous | Natural Gas | Pool Heater | E10 | PACT BC Ratio | 0 | 0 | 0 | 0 | 0 | 0 | 0 | 0 | 0 | 0 | 0 | 0 | 0 | 0 | 0 | 0 | 0 | 0 | 0 | 0 | 0 | 0 | 0 | 0 | 0 | 0 | 0 | 0 | 0 | 0 | 0 | 0 | 0
F4_Commercial_Hospital_Existing_Miscellaneous_Natural Gas_Pool Heater_E1 | F4 | Commercial | Hospital | Existing | Miscellaneous | Natural Gas | Pool Heater | E1 | RVT BC Ratio | bar: 2019 to 2051
F4_Commercial_Hospital_Existing_Miscellaneous_Natural Gas_Pool Heater_E2 | F4 | Commercial | Hospital | Existing | Miscellaneous | Natural Gas | Pool Heater | E2 | RVT BC Ratio | 0.7 | 0.7 | 0.7 | 0.7 | 0.7 | 0.7 | 0.7 | 0.7 | 0.7 | 0.7 | 0.7 | 0.7 | 0.7 | 0.7 | 0.7 | 0.7 | 0.7 | 0.7 | 0.7 | 0.7 | 0.7 | 0.7 | 0.7 | 0.7 | 0.7 | 0.7 | 0.7 | 0.7 | 0.7 | 0.7 | 0.7 | 0.7 | 0.7
F4_Commercial_Hospital_Existing_Miscellaneous_Natural Gas_Pool Heater_E3 | F4 | Commercial | Hospital | Existing | Miscellaneous | Natural Gas | Pool Heater | E3 | RVT BC Ratio | 0 | 0 | 0 | 0 | 0 | 0 | 0 | 0 | 0 | 0 | 0 | 0 | 0 | 0 | 0 | 0 | 0 | 0 | 0 | 0 | 0 | 0 | 0 | 0 | 0 | 0 | 0 | 0 | 0 | 0 | 0 | 0 | 0
F4_Commercial_Hospital_Existing_Miscellaneous_Natural Gas_Pool Heater_E4 | F4 | Commercial | Hospital | Existing | Miscellaneous | Natural Gas | Pool Heater | E4 | RVT BC Ratio | 0 | 0 | 0 | 0 | 0 | 0 | 0 | 0 | 0 | 0 | 0 | 0 | 0 | 0 | 0 | 0 | 0 | 0 | 0 | 0 | 0 | 0 | 0 | 0 | 0 | 0 | 0 | 0 | 0 | 0 | 0 | 0 | 0
F4_Commercial_Hospital_Existing_Miscellaneous_Natural Gas_Pool Heater_E5 | F4 | Commercial | Hospital | Existing | Miscellaneous | Natural Gas | Pool Heater | E5 | RVT BC Ratio | 0 | 0 | 0 | 0 | 0 | 0 | 0 | 0 | 0 | 0 | 0 | 0 | 0 | 0 | 0 | 0 | 0 | 0 | 0 | 0 | 0 | 0 | 0 | 0 | 0 | 0 | 0 | 0 | 0 | 0 | 0 | 0 | 0
F4_Commercial_Hospital_Existing_Miscellaneous_Natural Gas_Pool Heater_E6 | F4 | Commercial | Hospital | Existing | Miscellaneous | Natural Gas | Pool Heater | E6 | RVT BC Ratio | 0 | 0 | 0 | 0 | 0 | 0 | 0 | 0 | 0 | 0 | 0 | 0 | 0 | 0 | 0 | 0 | 0 | 0 | 0 | 0 | 0 | 0 | 0 | 0 | 0 | 0 | 0 | 0 | 0 | 0 | 0 | 0 | 0
F4_Commercial_Hospital_Existing_Miscellaneous_Natural Gas_Pool Heater_E7 | F4 | Commercial | Hospital | Existing | Miscellaneous | Natural Gas | Pool Heater | E7 | RVT BC Ratio | 0 | 0 | 0 | 0 | 0 | 0 | 0 | 0 | 0 | 0 | 0 | 0 | 0 | 0 | 0 | 0 | 0 | 0 | 0 | 0 | 0 | 0 | 0 | 0 | 0 | 0 | 0 | 0 | 0 | 0 | 0 | 0 | 0
F4_Commercial_Hospital_Existing_Miscellaneous_Natural Gas_Pool Heater_E8 | F4 | Commercial | Hospital | Existing | Miscellaneous | Natural Gas | Pool Heater | E8 | RVT BC Ratio | 0 | 0 | 0 | 0 | 0 | 0 | 0 | 0 | 0 | 0 | 0 | 0 | 0 | 0 | 0 | 0 | 0 | 0 | 0 | 0 | 0 | 0 | 0 | 0 | 0 | 0 | 0 | 0 | 0 | 0 | 0 | 0 | 0
F4_Commercial_Hospital_Existing_Miscellaneous_Natural Gas_Pool Heater_E9 | F4 | Commercial | Hospital | Existing | Miscellaneous | Natural Gas | Pool Heater | E9 | RVT BC Ratio | 0 | 0 | 0 | 0 | 0 | 0 | 0 | 0 | 0 | 0 | 0 | 0 | 0 | 0 | 0 | 0 | 0 | 0 | 0 | 0 | 0 | 0 | 0 | 0 | 0 | 0 | 0 | 0 | 0 | 0 | 0 | 0 | 0
F4_Commercial_Hospital_Existing_Miscellaneous_Natural Gas_Pool Heater_E10 | F4 | Commercial | Hospital | Existing | Miscellaneous | Natural Gas | Pool Heater | E10 | RVT BC Ratio | 0 | 0 | 0 | 0 | 0 | 0 | 0 | 0 | 0 | 0 | 0 | 0 | 0 | 0 | 0 | 0 | 0 | 0 | 0 | 0 | 0 | 0 | 0 | 0 | 0 | 0 | 0 | 0 | 0 | 0 | 0 | 0 | 0
F5_Commercial_Hospital_Existing_Miscellaneous_Natural Gas_Pool Heater_E1 | F5 | Commercial | Hospital | Existing | Miscellaneous | Natural Gas | Pool Heater | E1 | RIM BC Ratio | bar: 2019 to 2051
F5_Commercial_Hospital_Existing_Miscellaneous_Natural Gas_Pool Heater_E2 | F5 | Commercial | Hospital | Existing | Miscellaneous | Natural Gas | Pool Heater | E2 | RIM BC Ratio | 0 | 0 | 0 | 0 | 0 | 0 | 0 | 0 | 0 | 0 | 0 | 0 | 0 | 0 | 0 | 0 | 0 | 0 | 0 | 0 | 0 | 0 | 0 | 0 | 0 | 0 | 0 | 0 | 0 | 0 | 0 | 0 | 0
F5_Commercial_Hospital_Existing_Miscellaneous_Natural Gas_Pool Heater_E3 | F5 | Commercial | Hospital | Existing | Miscellaneous | Natural Gas | Pool Heater | E3 | RIM BC Ratio | 0 | 0 | 0 | 0 | 0 | 0 | 0 | 0 | 0 | 0 | 0 | 0 | 0 | 0 | 0 | 0 | 0 | 0 | 0 | 0 | 0 | 0 | 0 | 0 | 0 | 0 | 0 | 0 | 0 | 0 | 0 | 0 | 0
F5_Commercial_Hospital_Existing_Miscellaneous_Natural Gas_Pool Heater_E4 | F5 | Commercial | Hospital | Existing | Miscellaneous | Natural Gas | Pool Heater | E4 | RIM BC Ratio | 0 | 0 | 0 | 0 | 0 | 0 | 0 | 0 | 0 | 0 | 0 | 0 | 0 | 0 | 0 | 0 | 0 | 0 | 0 | 0 | 0 | 0 | 0 | 0 | 0 | 0 | 0 | 0 | 0 | 0 | 0 | 0 | 0
F5_Commercial_Hospital_Existing_Miscellaneous_Natural Gas_Pool Heater_E5 | F5 | Commercial | Hospital | Existing | Miscellaneous | Natural Gas | Pool Heater | E5 | RIM BC Ratio | 0 | 0 | 0 | 0 | 0 | 0 | 0 | 0 | 0 | 0 | 0 | 0 | 0 | 0 | 0 | 0 | 0 | 0 | 0 | 0 | 0 | 0 | 0 | 0 | 0 | 0 | 0 | 0 | 0 | 0 | 0 | 0 | 0
F5_Commercial_Hospital_Existing_Miscellaneous_Natural Gas_Pool Heater_E6 | F5 | Commercial | Hospital | Existing | Miscellaneous | Natural Gas | Pool Heater | E6 | RIM BC Ratio | 0 | 0 | 0 | 0 | 0 | 0 | 0 | 0 | 0 | 0 | 0 | 0 | 0 | 0 | 0 | 0 | 0 | 0 | 0 | 0 | 0 | 0 | 0 | 0 | 0 | 0 | 0 | 0 | 0 | 0 | 0 | 0 | 0
F5_Commercial_Hospital_Existing_Miscellaneous_Natural Gas_Pool Heater_E7 | F5 | Commercial | Hospital | Existing | Miscellaneous | Natural Gas | Pool Heater | E7 | RIM BC Ratio | 0 | 0 | 0 | 0 | 0 | 0 | 0 | 0 | 0 | 0 | 0 | 0 | 0 | 0 | 0 | 0 | 0 | 0 | 0 | 0 | 0 | 0 | 0 | 0 | 0 | 0 | 0 | 0 | 0 | 0 | 0 | 0 | 0
F5_Commercial_Hospital_Existing_Miscellaneous_Natural Gas_Pool Heater_E8 | F5 | Commercial | Hospital | Existing | Miscellaneous | Natural Gas | Pool Heater | E8 | RIM BC Ratio | 0 | 0 | 0 | 0 | 0 | 0 | 0 | 0 | 0 | 0 | 0 | 0 | 0 | 0 | 0 | 0 | 0 | 0 | 0 | 0 | 0 | 0 | 0 | 0 | 0 | 0 | 0 | 0 | 0 | 0 | 0 | 0 | 0
F5_Commercial_Hospital_Existing_Miscellaneous_Natural Gas_Pool Heater_E9 | F5 | Commercial | Hospital | Existing | Miscellaneous | Natural Gas | Pool Heater | E9 | RIM BC Ratio | 0 | 0 | 0 | 0 | 0 | 0 | 0 | 0 | 0 | 0 | 0 | 0 | 0 | 0 | 0 | 0 | 0 | 0 | 0 | 0 | 0 | 0 | 0 | 0 | 0 | 0 | 0 | 0 | 0 | 0 | 0 | 0 | 0
F5_Commercial_Hospital_Existing_Miscellaneous_Natural Gas_Pool Heater_E10 | F5 | Commercial | Hospital | Existing | Miscellaneous | Natural Gas | Pool Heater | E10 | RIM BC Ratio | 0 | 0 | 0 | 0 | 0 | 0 | 0 | 0 | 0 | 0 | 0 | 0 | 0 | 0 | 0 | 0 | 0 | 0 | 0 | 0 | 0 | 0 | 0 | 0 | 0 | 0 | 0 | 0 | 0 | 0 | 0 | 0 | 0
F0_Commercial_Hospital_Existing_Miscellaneous_Natural Gas_Miscellaneous_E0 | F0 | Commercial | Hospital | Existing | Miscellaneous | Natural Gas | Miscellaneous | E0 | Economic Unit | Miscellaneous | Miscellaneous | Miscellaneous | Miscellaneous | Miscellaneous | Miscellaneous | Miscellaneous | Miscellaneous | Miscellaneous | Miscellaneous | Miscellaneous | Miscellaneous | Miscellaneous | Miscellaneous | Miscellaneous | Miscellaneous | Miscellaneous | Miscellaneous | Miscellaneous | Miscellaneous | Miscellaneous | Miscellaneous | Miscellaneous | Miscellaneous | Miscellaneous | Miscellaneous | Miscellaneous | Miscellaneous | Miscellaneous | Miscellaneous | Miscellaneous | Miscellaneous | Miscellaneous
F1_Commercial_Hospital_Existing_Miscellaneous_Natural Gas_Miscellaneous_E1 | F1 | Commercial | Hospital | Existing | Miscellaneous | Natural Gas | Miscellaneous | E1 | CCE | 0 | 0 | 0 | 0 | 0 | 0 | 0 | 0 | 0 | 0 | 0 | 0 | 0 | 0 | 0 | 0 | 0 | 0 | 0 | 0 | 0 | 0 | 0 | 0 | 0 | 0 | 0 | 0 | 0 | 0 | 0 | 0 | 0
F1_Commercial_Hospital_Existing_Miscellaneous_Natural Gas_Miscellaneous_E2 | F1 | Commercial | Hospital | Existing | Miscellaneous | Natural Gas | Miscellaneous | E2 | CCE | 0 | 0 | 0 | 0 | 0 | 0 | 0 | 0 | 0 | 0 | 0 | 0 | 0 | 0 | 0 | 0 | 0 | 0 | 0 | 0 | 0 | 0 | 0 | 0 | 0 | 0 | 0 | 0 | 0 | 0 | 0 | 0 | 0
F1_Commercial_Hospital_Existing_Miscellaneous_Natural Gas_Miscellaneous_E3 | F1 | Commercial | Hospital | Existing | Miscellaneous | Natural Gas | Miscellaneous | E3 | CCE | 0 | 0 | 0 | 0 | 0 | 0 | 0 | 0 | 0 | 0 | 0 | 0 | 0 | 0 | 0 | 0 | 0 | 0 | 0 | 0 | 0 | 0 | 0 | 0 | 0 | 0 | 0 | 0 | 0 | 0 | 0 | 0 | 0
F1_Commercial_Hospital_Existing_Miscellaneous_Natural Gas_Miscellaneous_E4 | F1 | Commercial | Hospital | Existing | Miscellaneous | Natural Gas | Miscellaneous | E4 | CCE | 0 | 0 | 0 | 0 | 0 | 0 | 0 | 0 | 0 | 0 | 0 | 0 | 0 | 0 | 0 | 0 | 0 | 0 | 0 | 0 | 0 | 0 | 0 | 0 | 0 | 0 | 0 | 0 | 0 | 0 | 0 | 0 | 0
F1_Commercial_Hospital_Existing_Miscellaneous_Natural Gas_Miscellaneous_E5 | F1 | Commercial | Hospital | Existing | Miscellaneous | Natural Gas | Miscellaneous | E5 | CCE | 0 | 0 | 0 | 0 | 0 | 0 | 0 | 0 | 0 | 0 | 0 | 0 | 0 | 0 | 0 | 0 | 0 | 0 | 0 | 0 | 0 | 0 | 0 | 0 | 0 | 0 | 0 | 0 | 0 | 0 | 0 | 0 | 0
F1_Commercial_Hospital_Existing_Miscellaneous_Natural Gas_Miscellaneous_E6 | F1 | Commercial | Hospital | Existing | Miscellaneous | Natural Gas | Miscellaneous | E6 | CCE | 0 | 0 | 0 | 0 | 0 | 0 | 0 | 0 | 0 | 0 | 0 | 0 | 0 | 0 | 0 | 0 | 0 | 0 | 0 | 0 | 0 | 0 | 0 | 0 | 0 | 0 | 0 | 0 | 0 | 0 | 0 | 0 | 0
F1_Commercial_Hospital_Existing_Miscellaneous_Natural Gas_Miscellaneous_E7 | F1 | Commercial | Hospital | Existing | Miscellaneous | Natural Gas | Miscellaneous | E7 | CCE | 0 | 0 | 0 | 0 | 0 | 0 | 0 | 0 | 0 | 0 | 0 | 0 | 0 | 0 | 0 | 0 | 0 | 0 | 0 | 0 | 0 | 0 | 0 | 0 | 0 | 0 | 0 | 0 | 0 | 0 | 0 | 0 | 0
F1_Commercial_Hospital_Existing_Miscellaneous_Natural Gas_Miscellaneous_E8 | F1 | Commercial | Hospital | Existing | Miscellaneous | Natural Gas | Miscellaneous | E8 | CCE | 0 | 0 | 0 | 0 | 0 | 0 | 0 | 0 | 0 | 0 | 0 | 0 | 0 | 0 | 0 | 0 | 0 | 0 | 0 | 0 | 0 | 0 | 0 | 0 | 0 | 0 | 0 | 0 | 0 | 0 | 0 | 0 | 0
F1_Commercial_Hospital_Existing_Miscellaneous_Natural Gas_Miscellaneous_E9 | F1 | Commercial | Hospital | Existing | Miscellaneous | Natural Gas | Miscellaneous | E9 | CCE | 0 | 0 | 0 | 0 | 0 | 0 | 0 | 0 | 0 | 0 | 0 | 0 | 0 | 0 | 0 | 0 | 0 | 0 | 0 | 0 | 0 | 0 | 0 | 0 | 0 | 0 | 0 | 0 | 0 | 0 | 0 | 0 | 0
F1_Commercial_Hospital_Existing_Miscellaneous_Natural Gas_Miscellaneous_E10 | F1 | Commercial | Hospital | Existing | Miscellaneous | Natural Gas | Miscellaneous | E10 | CCE | 0 | 0 | 0 | 0 | 0 | 0 | 0 | 0 | 0 | 0 | 0 | 0 | 0 | 0 | 0 | 0 | 0 | 0 | 0 | 0 | 0 | 0 | 0 | 0 | 0 | 0 | 0 | 0 | 0 | 0 | 0 | 0 | 0
F2_Commercial_Hospital_Existing_Miscellaneous_Natural Gas_Miscellaneous_E1 | F2 | Commercial | Hospital | Existing | Miscellaneous | Natural Gas | Miscellaneous | E1 | TRC BC Ratio | bar: 2019 to 2051
F2_Commercial_Hospital_Existing_Miscellaneous_Natural Gas_Miscellaneous_E2 | F2 | Commercial | Hospital | Existing | Miscellaneous | Natural Gas | Miscellaneous | E2 | TRC BC Ratio | 0 | 0 | 0 | 0 | 0 | 0 | 0 | 0 | 0 | 0 | 0 | 0 | 0 | 0 | 0 | 0 | 0 | 0 | 0 | 0 | 0 | 0 | 0 | 0 | 0 | 0 | 0 | 0 | 0 | 0 | 0 | 0 | 0
F2_Commercial_Hospital_Existing_Miscellaneous_Natural Gas_Miscellaneous_E3 | F2 | Commercial | Hospital | Existing | Miscellaneous | Natural Gas | Miscellaneous | E3 | TRC BC Ratio | 0 | 0 | 0 | 0 | 0 | 0 | 0 | 0 | 0 | 0 | 0 | 0 | 0 | 0 | 0 | 0 | 0 | 0 | 0 | 0 | 0 | 0 | 0 | 0 | 0 | 0 | 0 | 0 | 0 | 0 | 0 | 0 | 0
F2_Commercial_Hospital_Existing_Miscellaneous_Natural Gas_Miscellaneous_E4 | F2 | Commercial | Hospital | Existing | Miscellaneous | Natural Gas | Miscellaneous | E4 | TRC BC Ratio | 0 | 0 | 0 | 0 | 0 | 0 | 0 | 0 | 0 | 0 | 0 | 0 | 0 | 0 | 0 | 0 | 0 | 0 | 0 | 0 | 0 | 0 | 0 | 0 | 0 | 0 | 0 | 0 | 0 | 0 | 0 | 0 | 0
F2_Commercial_Hospital_Existing_Miscellaneous_Natural Gas_Miscellaneous_E5 | F2 | Commercial | Hospital | Existing | Miscellaneous | Natural Gas | Miscellaneous | E5 | TRC BC Ratio | 0 | 0 | 0 | 0 | 0 | 0 | 0 | 0 | 0 | 0 | 0 | 0 | 0 | 0 | 0 | 0 | 0 | 0 | 0 | 0 | 0 | 0 | 0 | 0 | 0 | 0 | 0 | 0 | 0 | 0 | 0 | 0 | 0
F2_Commercial_Hospital_Existing_Miscellaneous_Natural Gas_Miscellaneous_E6 | F2 | Commercial | Hospital | Existing | Miscellaneous | Natural Gas | Miscellaneous | E6 | TRC BC Ratio | 0 | 0 | 0 | 0 | 0 | 0 | 0 | 0 | 0 | 0 | 0 | 0 | 0 | 0 | 0 | 0 | 0 | 0 | 0 | 0 | 0 | 0 | 0 | 0 | 0 | 0 | 0 | 0 | 0 | 0 | 0 | 0 | 0
F2_Commercial_Hospital_Existing_Miscellaneous_Natural Gas_Miscellaneous_E7 | F2 | Commercial | Hospital | Existing | Miscellaneous | Natural Gas | Miscellaneous | E7 | TRC BC Ratio | 0 | 0 | 0 | 0 | 0 | 0 | 0 | 0 | 0 | 0 | 0 | 0 | 0 | 0 | 0 | 0 | 0 | 0 | 0 | 0 | 0 | 0 | 0 | 0 | 0 | 0 | 0 | 0 | 0 | 0 | 0 | 0 | 0
F2_Commercial_Hospital_Existing_Miscellaneous_Natural Gas_Miscellaneous_E8 | F2 | Commercial | Hospital | Existing | Miscellaneous | Natural Gas | Miscellaneous | E8 | TRC BC Ratio | 0 | 0 | 0 | 0 | 0 | 0 | 0 | 0 | 0 | 0 | 0 | 0 | 0 | 0 | 0 | 0 | 0 | 0 | 0 | 0 | 0 | 0 | 0 | 0 | 0 | 0 | 0 | 0 | 0 | 0 | 0 | 0 | 0
F2_Commercial_Hospital_Existing_Miscellaneous_Natural Gas_Miscellaneous_E9 | F2 | Commercial | Hospital | Existing | Miscellaneous | Natural Gas | Miscellaneous | E9 | TRC BC Ratio | 0 | 0 | 0 | 0 | 0 | 0 | 0 | 0 | 0 | 0 | 0 | 0 | 0 | 0 | 0 | 0 | 0 | 0 | 0 | 0 | 0 | 0 | 0 | 0 | 0 | 0 | 0 | 0 | 0 | 0 | 0 | 0 | 0
F2_Commercial_Hospital_Existing_Miscellaneous_Natural Gas_Miscellaneous_E10 | F2 | Commercial | Hospital | Existing | Miscellaneous | Natural Gas | Miscellaneous | E10 | TRC BC Ratio | 0 | 0 | 0 | 0 | 0 | 0 | 0 | 0 | 0 | 0 | 0 | 0 | 0 | 0 | 0 | 0 | 0 | 0 | 0 | 0 | 0 | 0 | 0 | 0 | 0 | 0 | 0 | 0 | 0 | 0 | 0 | 0 | 0
F3_Commercial_Hospital_Existing_Miscellaneous_Natural Gas_Miscellaneous_E1 | F3 | Commercial | Hospital | Existing | Miscellaneous | Natural Gas | Miscellaneous | E1 | PACT BC Ratio | bar: 2019 to 2051
F3_Commercial_Hospital_Existing_Miscellaneous_Natural Gas_Miscellaneous_E2 | F3 | Commercial | Hospital | Existing | Miscellaneous | Natural Gas | Miscellaneous | E2 | PACT BC Ratio | 0 | 0 | 0 | 0 | 0 | 0 | 0 | 0 | 0 | 0 | 0 | 0 | 0 | 0 | 0 | 0 | 0 | 0 | 0 | 0 | 0 | 0 | 0 | 0 | 0 | 0 | 0 | 0 | 0 | 0 | 0 | 0 | 0
F3_Commercial_Hospital_Existing_Miscellaneous_Natural Gas_Miscellaneous_E3 | F3 | Commercial | Hospital | Existing | Miscellaneous | Natural Gas | Miscellaneous | E3 | PACT BC Ratio | 0 | 0 | 0 | 0 | 0 | 0 | 0 | 0 | 0 | 0 | 0 | 0 | 0 | 0 | 0 | 0 | 0 | 0 | 0 | 0 | 0 | 0 | 0 | 0 | 0 | 0 | 0 | 0 | 0 | 0 | 0 | 0 | 0
F3_Commercial_Hospital_Existing_Miscellaneous_Natural Gas_Miscellaneous_E4 | F3 | Commercial | Hospital | Existing | Miscellaneous | Natural Gas | Miscellaneous | E4 | PACT BC Ratio | 0 | 0 | 0 | 0 | 0 | 0 | 0 | 0 | 0 | 0 | 0 | 0 | 0 | 0 | 0 | 0 | 0 | 0 | 0 | 0 | 0 | 0 | 0 | 0 | 0 | 0 | 0 | 0 | 0 | 0 | 0 | 0 | 0
F3_Commercial_Hospital_Existing_Miscellaneous_Natural Gas_Miscellaneous_E5 | F3 | Commercial | Hospital | Existing | Miscellaneous | Natural Gas | Miscellaneous | E5 | PACT BC Ratio | 0 | 0 | 0 | 0 | 0 | 0 | 0 | 0 | 0 | 0 | 0 | 0 | 0 | 0 | 0 | 0 | 0 | 0 | 0 | 0 | 0 | 0 | 0 | 0 | 0 | 0 | 0 | 0 | 0 | 0 | 0 | 0 | 0
F3_Commercial_Hospital_Existing_Miscellaneous_Natural Gas_Miscellaneous_E6 | F3 | Commercial | Hospital | Existing | Miscellaneous | Natural Gas | Miscellaneous | E6 | PACT BC Ratio | 0 | 0 | 0 | 0 | 0 | 0 | 0 | 0 | 0 | 0 | 0 | 0 | 0 | 0 | 0 | 0 | 0 | 0 | 0 | 0 | 0 | 0 | 0 | 0 | 0 | 0 | 0 | 0 | 0 | 0 | 0 | 0 | 0
F3_Commercial_Hospital_Existing_Miscellaneous_Natural Gas_Miscellaneous_E7 | F3 | Commercial | Hospital | Existing | Miscellaneous | Natural Gas | Miscellaneous | E7 | PACT BC Ratio | 0 | 0 | 0 | 0 | 0 | 0 | 0 | 0 | 0 | 0 | 0 | 0 | 0 | 0 | 0 | 0 | 0 | 0 | 0 | 0 | 0 | 0 | 0 | 0 | 0 | 0 | 0 | 0 | 0 | 0 | 0 | 0 | 0
F3_Commercial_Hospital_Existing_Miscellaneous_Natural Gas_Miscellaneous_E8 | F3 | Commercial | Hospital | Existing | Miscellaneous | Natural Gas | Miscellaneous | E8 | PACT BC Ratio | 0 | 0 | 0 | 0 | 0 | 0 | 0 | 0 | 0 | 0 | 0 | 0 | 0 | 0 | 0 | 0 | 0 | 0 | 0 | 0 | 0 | 0 | 0 | 0 | 0 | 0 | 0 | 0 | 0 | 0 | 0 | 0 | 0
F3_Commercial_Hospital_Existing_Miscellaneous_Natural Gas_Miscellaneous_E9 | F3 | Commercial | Hospital | Existing | Miscellaneous | Natural Gas | Miscellaneous | E9 | PACT BC Ratio | 0 | 0 | 0 | 0 | 0 | 0 | 0 | 0 | 0 | 0 | 0 | 0 | 0 | 0 | 0 | 0 | 0 | 0 | 0 | 0 | 0 | 0 | 0 | 0 | 0 | 0 | 0 | 0 | 0 | 0 | 0 | 0 | 0
F3_Commercial_Hospital_Existing_Miscellaneous_Natural Gas_Miscellaneous_E10 | F3 | Commercial | Hospital | Existing | Miscellaneous | Natural Gas | Miscellaneous | E10 | PACT BC Ratio | 0 | 0 | 0 | 0 | 0 | 0 | 0 | 0 | 0 | 0 | 0 | 0 | 0 | 0 | 0 | 0 | 0 | 0 | 0 | 0 | 0 | 0 | 0 | 0 | 0 | 0 | 0 | 0 | 0 | 0 | 0 | 0 | 0
F4_Commercial_Hospital_Existing_Miscellaneous_Natural Gas_Miscellaneous_E1 | F4 | Commercial | Hospital | Existing | Miscellaneous | Natural Gas | Miscellaneous | E1 | RVT BC Ratio | bar: 2019 to 2051
F4_Commercial_Hospital_Existing_Miscellaneous_Natural Gas_Miscellaneous_E2 | F4 | Commercial | Hospital | Existing | Miscellaneous | Natural Gas | Miscellaneous | E2 | RVT BC Ratio | 0 | 0 | 0 | 0 | 0 | 0 | 0 | 0 | 0 | 0 | 0 | 0 | 0 | 0 | 0 | 0 | 0 | 0 | 0 | 0 | 0 | 0 | 0 | 0 | 0 | 0 | 0 | 0 | 0 | 0 | 0 | 0 | 0
F4_Commercial_Hospital_Existing_Miscellaneous_Natural Gas_Miscellaneous_E3 | F4 | Commercial | Hospital | Existing | Miscellaneous | Natural Gas | Miscellaneous | E3 | RVT BC Ratio | 0 | 0 | 0 | 0 | 0 | 0 | 0 | 0 | 0 | 0 | 0 | 0 | 0 | 0 | 0 | 0 | 0 | 0 | 0 | 0 | 0 | 0 | 0 | 0 | 0 | 0 | 0 | 0 | 0 | 0 | 0 | 0 | 0
F4_Commercial_Hospital_Existing_Miscellaneous_Natural Gas_Miscellaneous_E4 | F4 | Commercial | Hospital | Existing | Miscellaneous | Natural Gas | Miscellaneous | E4 | RVT BC Ratio | 0 | 0 | 0 | 0 | 0 | 0 | 0 | 0 | 0 | 0 | 0 | 0 | 0 | 0 | 0 | 0 | 0 | 0 | 0 | 0 | 0 | 0 | 0 | 0 | 0 | 0 | 0 | 0 | 0 | 0 | 0 | 0 | 0
F4_Commercial_Hospital_Existing_Miscellaneous_Natural Gas_Miscellaneous_E5 | F4 | Commercial | Hospital | Existing | Miscellaneous | Natural Gas | Miscellaneous | E5 | RVT BC Ratio | 0 | 0 | 0 | 0 | 0 | 0 | 0 | 0 | 0 | 0 | 0 | 0 | 0 | 0 | 0 | 0 | 0 | 0 | 0 | 0 | 0 | 0 | 0 | 0 | 0 | 0 | 0 | 0 | 0 | 0 | 0 | 0 | 0
F4_Commercial_Hospital_Existing_Miscellaneous_Natural Gas_Miscellaneous_E6 | F4 | Commercial | Hospital | Existing | Miscellaneous | Natural Gas | Miscellaneous | E6 | RVT BC Ratio | 0 | 0 | 0 | 0 | 0 | 0 | 0 | 0 | 0 | 0 | 0 | 0 | 0 | 0 | 0 | 0 | 0 | 0 | 0 | 0 | 0 | 0 | 0 | 0 | 0 | 0 | 0 | 0 | 0 | 0 | 0 | 0 | 0
F4_Commercial_Hospital_Existing_Miscellaneous_Natural Gas_Miscellaneous_E7 | F4 | Commercial | Hospital | Existing | Miscellaneous | Natural Gas | Miscellaneous | E7 | RVT BC Ratio | 0 | 0 | 0 | 0 | 0 | 0 | 0 | 0 | 0 | 0 | 0 | 0 | 0 | 0 | 0 | 0 | 0 | 0 | 0 | 0 | 0 | 0 | 0 | 0 | 0 | 0 | 0 | 0 | 0 | 0 | 0 | 0 | 0
F4_Commercial_Hospital_Existing_Miscellaneous_Natural Gas_Miscellaneous_E8 | F4 | Commercial | Hospital | Existing | Miscellaneous | Natural Gas | Miscellaneous | E8 | RVT BC Ratio | 0 | 0 | 0 | 0 | 0 | 0 | 0 | 0 | 0 | 0 | 0 | 0 | 0 | 0 | 0 | 0 | 0 | 0 | 0 | 0 | 0 | 0 | 0 | 0 | 0 | 0 | 0 | 0 | 0 | 0 | 0 | 0 | 0
F4_Commercial_Hospital_Existing_Miscellaneous_Natural Gas_Miscellaneous_E9 | F4 | Commercial | Hospital | Existing | Miscellaneous | Natural Gas | Miscellaneous | E9 | RVT BC Ratio | 0 | 0 | 0 | 0 | 0 | 0 | 0 | 0 | 0 | 0 | 0 | 0 | 0 | 0 | 0 | 0 | 0 | 0 | 0 | 0 | 0 | 0 | 0 | 0 | 0 | 0 | 0 | 0 | 0 | 0 | 0 | 0 | 0
F4_Commercial_Hospital_Existing_Miscellaneous_Natural Gas_Miscellaneous_E10 | F4 | Commercial | Hospital | Existing | Miscellaneous | Natural Gas | Miscellaneous | E10 | RVT BC Ratio | 0 | 0 | 0 | 0 | 0 | 0 | 0 | 0 | 0 | 0 | 0 | 0 | 0 | 0 | 0 | 0 | 0 | 0 | 0 | 0 | 0 | 0 | 0 | 0 | 0 | 0 | 0 | 0 | 0 | 0 | 0 | 0 | 0
F5_Commercial_Hospital_Existing_Miscellaneous_Natural Gas_Miscellaneous_E1 | F5 | Commercial | Hospital | Existing | Miscellaneous | Natural Gas | Miscellaneous | E1 | RIM BC Ratio | bar: 2019 to 2051
F5_Commercial_Hospital_Existing_Miscellaneous_Natural Gas_Miscellaneous_E2 | F5 | Commercial | Hospital | Existing | Miscellaneous | Natural Gas | Miscellaneous | E2 | RIM BC Ratio | 0 | 0 | 0 | 0 | 0 | 0 | 0 | 0 | 0 | 0 | 0 | 0 | 0 | 0 | 0 | 0 | 0 | 0 | 0 | 0 | 0 | 0 | 0 | 0 | 0 | 0 | 0 | 0 | 0 | 0 | 0 | 0 | 0
F5_Commercial_Hospital_Existing_Miscellaneous_Natural Gas_Miscellaneous_E3 | F5 | Commercial | Hospital | Existing | Miscellaneous | Natural Gas | Miscellaneous | E3 | RIM BC Ratio | 0 | 0 | 0 | 0 | 0 | 0 | 0 | 0 | 0 | 0 | 0 | 0 | 0 | 0 | 0 | 0 | 0 | 0 | 0 | 0 | 0 | 0 | 0 | 0 | 0 | 0 | 0 | 0 | 0 | 0 | 0 | 0 | 0
F5_Commercial_Hospital_Existing_Miscellaneous_Natural Gas_Miscellaneous_E4 | F5 | Commercial | Hospital | Existing | Miscellaneous | Natural Gas | Miscellaneous | E4 | RIM BC Ratio | 0 | 0 | 0 | 0 | 0 | 0 | 0 | 0 | 0 | 0 | 0 | 0 | 0 | 0 | 0 | 0 | 0 | 0 | 0 | 0 | 0 | 0 | 0 | 0 | 0 | 0 | 0 | 0 | 0 | 0 | 0 | 0 | 0
F5_Commercial_Hospital_Existing_Miscellaneous_Natural Gas_Miscellaneous_E5 | F5 | Commercial | Hospital | Existing | Miscellaneous | Natural Gas | Miscellaneous | E5 | RIM BC Ratio | 0 | 0 | 0 | 0 | 0 | 0 | 0 | 0 | 0 | 0 | 0 | 0 | 0 | 0 | 0 | 0 | 0 | 0 | 0 | 0 | 0 | 0 | 0 | 0 | 0 | 0 | 0 | 0 | 0 | 0 | 0 | 0 | 0
F5_Commercial_Hospital_Existing_Miscellaneous_Natural Gas_Miscellaneous_E6 | F5 | Commercial | Hospital | Existing | Miscellaneous | Natural Gas | Miscellaneous | E6 | RIM BC Ratio | 0 | 0 | 0 | 0 | 0 | 0 | 0 | 0 | 0 | 0 | 0 | 0 | 0 | 0 | 0 | 0 | 0 | 0 | 0 | 0 | 0 | 0 | 0 | 0 | 0 | 0 | 0 | 0 | 0 | 0 | 0 | 0 | 0
F5_Commercial_Hospital_Existing_Miscellaneous_Natural Gas_Miscellaneous_E7 | F5 | Commercial | Hospital | Existing | Miscellaneous | Natural Gas | Miscellaneous | E7 | RIM BC Ratio | 0 | 0 | 0 | 0 | 0 | 0 | 0 | 0 | 0 | 0 | 0 | 0 | 0 | 0 | 0 | 0 | 0 | 0 | 0 | 0 | 0 | 0 | 0 | 0 | 0 | 0 | 0 | 0 | 0 | 0 | 0 | 0 | 0
F5_Commercial_Hospital_Existing_Miscellaneous_Natural Gas_Miscellaneous_E8 | F5 | Commercial | Hospital | Existing | Miscellaneous | Natural Gas | Miscellaneous | E8 | RIM BC Ratio | 0 | 0 | 0 | 0 | 0 | 0 | 0 | 0 | 0 | 0 | 0 | 0 | 0 | 0 | 0 | 0 | 0 | 0 | 0 | 0 | 0 | 0 | 0 | 0 | 0 | 0 | 0 | 0 | 0 | 0 | 0 | 0 | 0
F5_Commercial_Hospital_Existing_Miscellaneous_Natural Gas_Miscellaneous_E9 | F5 | Commercial | Hospital | Existing | Miscellaneous | Natural Gas | Miscellaneous | E9 | RIM BC Ratio | 0 | 0 | 0 | 0 | 0 | 0 | 0 | 0 | 0 | 0 | 0 | 0 | 0 | 0 | 0 | 0 | 0 | 0 | 0 | 0 | 0 | 0 | 0 | 0 | 0 | 0 | 0 | 0 | 0 | 0 | 0 | 0 | 0
F5_Commercial_Hospital_Existing_Miscellaneous_Natural Gas_Miscellaneous_E10 | F5 | Commercial | Hospital | Existing | Miscellaneous | Natural Gas | Miscellaneous | E10 | RIM BC Ratio | 0 | 0 | 0 | 0 | 0 | 0 | 0 | 0 | 0 | 0 | 0 | 0 | 0 | 0 | 0 | 0 | 0 | 0 | 0 | 0 | 0 | 0 | 0 | 0 | 0 | 0 | 0 | 0 | 0 | 0 | 0 | 0 | 0
F0_Commercial_Hospital_New_Space Heating_Natural Gas_Furnace_E0 | F0 | Commercial | Hospital | New | Space Heating | Natural Gas | Furnace | E0 | Economic Unit | AFUE 96% | AFUE 96% | AFUE 96% | AFUE 96% | AFUE 96% | AFUE 96% | AFUE 96% | AFUE 96% | AFUE 96% | AFUE 96% | AFUE 96% | AFUE 96% | AFUE 96% | AFUE 96% | AFUE 96% | AFUE 96% | AFUE 96% | AFUE 96% | AFUE 96% | AFUE 96% | AFUE 96% | AFUE 96% | AFUE 96% | AFUE 96% | AFUE 96% | AFUE 96% | AFUE 96% | AFUE 96% | AFUE 96% | AFUE 96% | AFUE 96% | AFUE 96% | AFUE 96%
F1_Commercial_Hospital_New_Space Heating_Natural Gas_Furnace_E1 | F1 | Commercial | Hospital | New | Space Heating | Natural Gas | Furnace | E1 | CCE | 0 | 0 | 0 | 0 | 0 | 0 | 0 | 0 | 0 | 0 | 0 | 0 | 0 | 0 | 0 | 0 | 0 | 0 | 0 | 0 | 0 | 0 | 0 | 0 | 0 | 0 | 0 | 0 | 0 | 0 | 0 | 0 | 0
F1_Commercial_Hospital_New_Space Heating_Natural Gas_Furnace_E2 | F1 | Commercial | Hospital | New | Space Heating | Natural Gas | Furnace | E2 | CCE | 0.64997 | 0.64997 | 0.65343 | 0.65692 | 0.66046 | 0.66402 | 0.66764 | 0.67129 | 0.67498 | 0.6787 | 0.68248 | 0.68629 | 0.69015 | 0.69405 | 0.698 | 0.70198 | 0.70602 | 0.7101 | 0.71423 | 0.71841 | 0.72263 | 0.7269 | 0.73123 | 0.73561 | 0.74004 | 0.74451 | 0.74906 | 0.75365 | 0.7583 | 0.763 | 0.76777 | 0.7726 | 0.7726
F1_Commercial_Hospital_New_Space Heating_Natural Gas_Furnace_E3 | F1 | Commercial | Hospital | New | Space Heating | Natural Gas | Furnace | E3 | CCE | 0.86636 | 0.86636 | 0.87097 | 0.87563 | 0.88034 | 0.8851 | 0.88991 | 0.89478 | 0.8997 | 0.90466 | 0.9097 | 0.91478 | 0.91992 | 0.92511 | 0.93038 | 0.93569 | 0.94107 | 0.94651 | 0.95201 | 0.95758 | 0.96322 | 0.9689 | 0.97468 | 0.98051 | 0.98642 | 0.99238 | 0.99844 | 1.0046 | 1.0108 | 1.017 | 1.0234 | 1.0298 | 1.0298
F1_Commercial_Hospital_New_Space Heating_Natural Gas_Furnace_E4 | F1 | Commercial | Hospital | New | Space Heating | Natural Gas | Furnace | E4 | CCE | 54.6728 | 54.6728 | 54.964 | 55.2581 | 55.5553 | 55.8554 | 56.1594 | 56.4663 | 56.7767 | 57.0902 | 57.4078 | 57.7286 | 58.053 | 58.3807 | 58.7129 | 59.0484 | 59.3878 | 59.7307 | 60.0784 | 60.4298 | 60.7853 | 61.144 | 61.5085 | 61.8766 | 62.2493 | 62.6255 | 63.0079 | 63.3941 | 63.7853 | 64.1808 | 64.5823 | 64.9884 | 64.9884
F1_Commercial_Hospital_New_Space Heating_Natural Gas_Furnace_E5 | F1 | Commercial | Hospital | New | Space Heating | Natural Gas | Furnace | E5 | CCE | 0 | 0 | 0 | 0 | 0 | 0 | 0 | 0 | 0 | 0 | 0 | 0 | 0 | 0 | 0 | 0 | 0 | 0 | 0 | 0 | 0 | 0 | 0 | 0 | 0 | 0 | 0 | 0 | 0 | 0 | 0 | 0 | 0
F1_Commercial_Hospital_New_Space Heating_Natural Gas_Furnace_E6 | F1 | Commercial | Hospital | New | Space Heating | Natural Gas | Furnace | E6 | CCE | 0 | 0 | 0 | 0 | 0 | 0 | 0 | 0 | 0 | 0 | 0 | 0 | 0 | 0 | 0 | 0 | 0 | 0 | 0 | 0 | 0 | 0 | 0 | 0 | 0 | 0 | 0 | 0 | 0 | 0 | 0 | 0 | 0
F1_Commercial_Hospital_New_Space Heating_Natural Gas_Furnace_E7 | F1 | Commercial | Hospital | New | Space Heating | Natural Gas | Furnace | E7 | CCE | 0 | 0 | 0 | 0 | 0 | 0 | 0 | 0 | 0 | 0 | 0 | 0 | 0 | 0 | 0 | 0 | 0 | 0 | 0 | 0 | 0 | 0 | 0 | 0 | 0 | 0 | 0 | 0 | 0 | 0 | 0 | 0 | 0
F1_Commercial_Hospital_New_Space Heating_Natural Gas_Furnace_E8 | F1 | Commercial | Hospital | New | Space Heating | Natural Gas | Furnace | E8 | CCE | 0 | 0 | 0 | 0 | 0 | 0 | 0 | 0 | 0 | 0 | 0 | 0 | 0 | 0 | 0 | 0 | 0 | 0 | 0 | 0 | 0 | 0 | 0 | 0 | 0 | 0 | 0 | 0 | 0 | 0 | 0 | 0 | 0
F1_Commercial_Hospital_New_Space Heating_Natural Gas_Furnace_E9 | F1 | Commercial | Hospital | New | Space Heating | Natural Gas | Furnace | E9 | CCE | 0 | 0 | 0 | 0 | 0 | 0 | 0 | 0 | 0 | 0 | 0 | 0 | 0 | 0 | 0 | 0 | 0 | 0 | 0 | 0 | 0 | 0 | 0 | 0 | 0 | 0 | 0 | 0 | 0 | 0 | 0 | 0 | 0
F1_Commercial_Hospital_New_Space Heating_Natural Gas_Furnace_E10 | F1 | Commercial | Hospital | New | Space Heating | Natural Gas | Furnace | E10 | CCE | 0 | 0 | 0 | 0 | 0 | 0 | 0 | 0 | 0 | 0 | 0 | 0 | 0 | 0 | 0 | 0 | 0 | 0 | 0 | 0 | 0 | 0 | 0 | 0 | 0 | 0 | 0 | 0 | 0 | 0 | 0 | 0 | 0
F2_Commercial_Hospital_New_Space Heating_Natural Gas_Furnace_E1 | F2 | Commercial | Hospital | New | Space Heating | Natural Gas | Furnace | E1 | TRC BC Ratio | bar: 2019 to 2051
F2_Commercial_Hospital_New_Space Heating_Natural Gas_Furnace_E2 | F2 | Commercial | Hospital | New | Space Heating | Natural Gas | Furnace | E2 | TRC BC Ratio | 2.7557 | 2.7581 | 2.7608 | 2.7648 | 2.7705 | 2.7792 | 2.7852 | 2.7899 | 2.7951 | 2.8 | 2.8033 | 2.8053 | 2.8072 | 2.8088 | 2.811 | 2.8119 | 2.8134 | 2.8163 | 2.8193 | 2.8229 | 2.8271 | 2.8307 | 2.8334 | 2.8355 | 2.8369 | 2.8373 | 2.8366 | 2.8351 | 2.8339 | 2.8333 | 2.8337 | 2.8339 | 2.8339
F2_Commercial_Hospital_New_Space Heating_Natural Gas_Furnace_E3 | F2 | Commercial | Hospital | New | Space Heating | Natural Gas | Furnace | E3 | TRC BC Ratio | 2.0674 | 2.0692 | 2.0712 | 2.0742 | 2.0785 | 2.085 | 2.0896 | 2.0931 | 2.097 | 2.1006 | 2.1031 | 2.1046 | 2.106 | 2.1073 | 2.1089 | 2.1095 | 2.1107 | 2.1129 | 2.1152 | 2.1178 | 2.121 | 2.1237 | 2.1257 | 2.1273 | 2.1283 | 2.1286 | 2.1281 | 2.1269 | 2.126 | 2.1256 | 2.1259 | 2.126 | 2.126
F2_Commercial_Hospital_New_Space Heating_Natural Gas_Furnace_E4 | F2 | Commercial | Hospital | New | Space Heating | Natural Gas | Furnace | E4 | TRC BC Ratio | 0.033943 | 0.033976 | 0.034016 | 0.034059 | 0.034102 | 0.034131 | 0.034182 | 0.034241 | 0.034288 | 0.034326 | 0.03436 | 0.034381 | 0.034386 | 0.034378 | 0.034358 | 0.034341 | 0.034316 | 0.034286 | 0.034261 | 0.034238 | 0.034214 | 0.034192 | 0.034175 | 0.034162 | 0.034153 | 0.03415 | 0.034155 | 0.034165 | 0.034172 | 0.034176 | 0.034173 | 0.034172 | 0.034172
F2_Commercial_Hospital_New_Space Heating_Natural Gas_Furnace_E5 | F2 | Commercial | Hospital | New | Space Heating | Natural Gas | Furnace | E5 | TRC BC Ratio | 0 | 0 | 0 | 0 | 0 | 0 | 0 | 0 | 0 | 0 | 0 | 0 | 0 | 0 | 0 | 0 | 0 | 0 | 0 | 0 | 0 | 0 | 0 | 0 | 0 | 0 | 0 | 0 | 0 | 0 | 0 | 0 | 0
F2_Commercial_Hospital_New_Space Heating_Natural Gas_Furnace_E6 | F2 | Commercial | Hospital | New | Space Heating | Natural Gas | Furnace | E6 | TRC BC Ratio | 0 | 0 | 0 | 0 | 0 | 0 | 0 | 0 | 0 | 0 | 0 | 0 | 0 | 0 | 0 | 0 | 0 | 0 | 0 | 0 | 0 | 0 | 0 | 0 | 0 | 0 | 0 | 0 | 0 | 0 | 0 | 0 | 0
F2_Commercial_Hospital_New_Space Heating_Natural Gas_Furnace_E7 | F2 | Commercial | Hospital | New | Space Heating | Natural Gas | Furnace | E7 | TRC BC Ratio | 0 | 0 | 0 | 0 | 0 | 0 | 0 | 0 | 0 | 0 | 0 | 0 | 0 | 0 | 0 | 0 | 0 | 0 | 0 | 0 | 0 | 0 | 0 | 0 | 0 | 0 | 0 | 0 | 0 | 0 | 0 | 0 | 0
F2_Commercial_Hospital_New_Space Heating_Natural Gas_Furnace_E8 | F2 | Commercial | Hospital | New | Space Heating | Natural Gas | Furnace | E8 | TRC BC Ratio | 0 | 0 | 0 | 0 | 0 | 0 | 0 | 0 | 0 | 0 | 0 | 0 | 0 | 0 | 0 | 0 | 0 | 0 | 0 | 0 | 0 | 0 | 0 | 0 | 0 | 0 | 0 | 0 | 0 | 0 | 0 | 0 | 0
F2_Commercial_Hospital_New_Space Heating_Natural Gas_Furnace_E9 | F2 | Commercial | Hospital | New | Space Heating | Natural Gas | Furnace | E9 | TRC BC Ratio | 0 | 0 | 0 | 0 | 0 | 0 | 0 | 0 | 0 | 0 | 0 | 0 | 0 | 0 | 0 | 0 | 0 | 0 | 0 | 0 | 0 | 0 | 0 | 0 | 0 | 0 | 0 | 0 | 0 | 0 | 0 | 0 | 0
F2_Commercial_Hospital_New_Space Heating_Natural Gas_Furnace_E10 | F2 | Commercial | Hospital | New | Space Heating | Natural Gas | Furnace | E10 | TRC BC Ratio | 0 | 0 | 0 | 0 | 0 | 0 | 0 | 0 | 0 | 0 | 0 | 0 | 0 | 0 | 0 | 0 | 0 | 0 | 0 | 0 | 0 | 0 | 0 | 0 | 0 | 0 | 0 | 0 | 0 | 0 | 0 | 0 | 0
F3_Commercial_Hospital_New_Space Heating_Natural Gas_Furnace_E1 | F3 | Commercial | Hospital | New | Space Heating | Natural Gas | Furnace | E1 | PACT BC Ratio | bar: 2019 to 2051
F3_Commercial_Hospital_New_Space Heating_Natural Gas_Furnace_E2 | F3 | Commercial | Hospital | New | Space Heating | Natural Gas | Furnace | E2 | PACT BC Ratio | 3.6742 | 3.6775 | 3.681 | 3.6864 | 3.694 | 3.7055 | 3.7136 | 3.7199 | 3.7269 | 3.7333 | 3.7377 | 3.7404 | 3.7429 | 3.7451 | 3.748 | 3.7491 | 3.7512 | 3.755 | 3.7591 | 3.7639 | 3.7695 | 3.7742 | 3.7779 | 3.7807 | 3.7826 | 3.7831 | 3.7821 | 3.7801 | 3.7785 | 3.7777 | 3.7783 | 3.7785 | 3.7785
F3_Commercial_Hospital_New_Space Heating_Natural Gas_Furnace_E3 | F3 | Commercial | Hospital | New | Space Heating | Natural Gas | Furnace | E3 | PACT BC Ratio | 2.7565 | 2.7589 | 2.7616 | 2.7656 | 2.7713 | 2.78 | 2.7861 | 2.7908 | 2.796 | 2.8008 | 2.8041 | 2.8062 | 2.808 | 2.8097 | 2.8118 | 2.8127 | 2.8142 | 2.8171 | 2.8202 | 2.8238 | 2.828 | 2.8315 | 2.8343 | 2.8364 | 2.8378 | 2.8382 | 2.8375 | 2.8359 | 2.8347 | 2.8341 | 2.8346 | 2.8347 | 2.8347
F3_Commercial_Hospital_New_Space Heating_Natural Gas_Furnace_E4 | F3 | Commercial | Hospital | New | Space Heating | Natural Gas | Furnace | E4 | PACT BC Ratio | 0.045257 | 0.045301 | 0.045355 | 0.045412 | 0.045469 | 0.045508 | 0.045576 | 0.045654 | 0.045717 | 0.045768 | 0.045813 | 0.045842 | 0.045848 | 0.045837 | 0.045811 | 0.045787 | 0.045755 | 0.045715 | 0.045681 | 0.045651 | 0.045619 | 0.04559 | 0.045567 | 0.045549 | 0.045537 | 0.045534 | 0.04554 | 0.045553 | 0.045563 | 0.045568 | 0.045564 | 0.045563 | 0.045563
F3_Commercial_Hospital_New_Space Heating_Natural Gas_Furnace_E5 | F3 | Commercial | Hospital | New | Space Heating | Natural Gas | Furnace | E5 | PACT BC Ratio | 0 | 0 | 0 | 0 | 0 | 0 | 0 | 0 | 0 | 0 | 0 | 0 | 0 | 0 | 0 | 0 | 0 | 0 | 0 | 0 | 0 | 0 | 0 | 0 | 0 | 0 | 0 | 0 | 0 | 0 | 0 | 0 | 0
F3_Commercial_Hospital_New_Space Heating_Natural Gas_Furnace_E6 | F3 | Commercial | Hospital | New | Space Heating | Natural Gas | Furnace | E6 | PACT BC Ratio | 0 | 0 | 0 | 0 | 0 | 0 | 0 | 0 | 0 | 0 | 0 | 0 | 0 | 0 | 0 | 0 | 0 | 0 | 0 | 0 | 0 | 0 | 0 | 0 | 0 | 0 | 0 | 0 | 0 | 0 | 0 | 0 | 0
F3_Commercial_Hospital_New_Space Heating_Natural Gas_Furnace_E7 | F3 | Commercial | Hospital | New | Space Heating | Natural Gas | Furnace | E7 | PACT BC Ratio | 0 | 0 | 0 | 0 | 0 | 0 | 0 | 0 | 0 | 0 | 0 | 0 | 0 | 0 | 0 | 0 | 0 | 0 | 0 | 0 | 0 | 0 | 0 | 0 | 0 | 0 | 0 | 0 | 0 | 0 | 0 | 0 | 0
F3_Commercial_Hospital_New_Space Heating_Natural Gas_Furnace_E8 | F3 | Commercial | Hospital | New | Space Heating | Natural Gas | Furnace | E8 | PACT BC Ratio | 0 | 0 | 0 | 0 | 0 | 0 | 0 | 0 | 0 | 0 | 0 | 0 | 0 | 0 | 0 | 0 | 0 | 0 | 0 | 0 | 0 | 0 | 0 | 0 | 0 | 0 | 0 | 0 | 0 | 0 | 0 | 0 | 0
F3_Commercial_Hospital_New_Space Heating_Natural Gas_Furnace_E9 | F3 | Commercial | Hospital | New | Space Heating | Natural Gas | Furnace | E9 | PACT BC Ratio | 0 | 0 | 0 | 0 | 0 | 0 | 0 | 0 | 0 | 0 | 0 | 0 | 0 | 0 | 0 | 0 | 0 | 0 | 0 | 0 | 0 | 0 | 0 | 0 | 0 | 0 | 0 | 0 | 0 | 0 | 0 | 0 | 0
F3_Commercial_Hospital_New_Space Heating_Natural Gas_Furnace_E10 | F3 | Commercial | Hospital | New | Space Heating | Natural Gas | Furnace | E10 | PACT BC Ratio | 0 | 0 | 0 | 0 | 0 | 0 | 0 | 0 | 0 | 0 | 0 | 0 | 0 | 0 | 0 | 0 | 0 | 0 | 0 | 0 | 0 | 0 | 0 | 0 | 0 | 0 | 0 | 0 | 0 | 0 | 0 | 0 | 0
F4_Commercial_Hospital_New_Space Heating_Natural Gas_Furnace_E1 | F4 | Commercial | Hospital | New | Space Heating | Natural Gas | Furnace | E1 | RVT BC Ratio | bar: 2019 to 2051
F4_Commercial_Hospital_New_Space Heating_Natural Gas_Furnace_E2 | F4 | Commercial | Hospital | New | Space Heating | Natural Gas | Furnace | E2 | RVT BC Ratio | 4.6617 | 4.6653 | 4.6691 | 4.6749 | 4.6831 | 4.6955 | 4.7043 | 4.711 | 4.7185 | 4.7254 | 4.7302 | 4.7332 | 4.7358 | 4.7382 | 4.7413 | 4.7425 | 4.7447 | 4.7489 | 4.7533 | 4.7585 | 4.7645 | 4.7696 | 4.7736 | 4.7766 | 4.7786 | 4.7792 | 4.7781 | 4.7759 | 4.7742 | 4.7733 | 4.774 | 4.7742 | 4.7742
F4_Commercial_Hospital_New_Space Heating_Natural Gas_Furnace_E3 | F4 | Commercial | Hospital | New | Space Heating | Natural Gas | Furnace | E3 | RVT BC Ratio | 3.6722 | 3.6749 | 3.6777 | 3.6821 | 3.6882 | 3.6976 | 3.7041 | 3.7092 | 3.7148 | 3.72 | 3.7236 | 3.7258 | 3.7278 | 3.7296 | 3.7319 | 3.7328 | 3.7345 | 3.7376 | 3.7409 | 3.7448 | 3.7493 | 3.7531 | 3.7561 | 3.7584 | 3.7599 | 3.7603 | 3.7595 | 3.7579 | 3.7566 | 3.7559 | 3.7564 | 3.7566 | 3.7566
F4_Commercial_Hospital_New_Space Heating_Natural Gas_Furnace_E4 | F4 | Commercial | Hospital | New | Space Heating | Natural Gas | Furnace | E4 | RVT BC Ratio | 0.7488 | 0.74885 | 0.7489 | 0.74897 | 0.74903 | 0.74907 | 0.74914 | 0.74923 | 0.74929 | 0.74935 | 0.7494 | 0.74943 | 0.74944 | 0.74942 | 0.7494 | 0.74937 | 0.74934 | 0.74929 | 0.74926 | 0.74922 | 0.74919 | 0.74916 | 0.74913 | 0.74911 | 0.7491 | 0.7491 | 0.7491 | 0.74912 | 0.74913 | 0.74913 | 0.74913 | 0.74913 | 0.74913
F4_Commercial_Hospital_New_Space Heating_Natural Gas_Furnace_E5 | F4 | Commercial | Hospital | New | Space Heating | Natural Gas | Furnace | E5 | RVT BC Ratio | 0 | 0 | 0 | 0 | 0 | 0 | 0 | 0 | 0 | 0 | 0 | 0 | 0 | 0 | 0 | 0 | 0 | 0 | 0 | 0 | 0 | 0 | 0 | 0 | 0 | 0 | 0 | 0 | 0 | 0 | 0 | 0 | 0
F4_Commercial_Hospital_New_Space Heating_Natural Gas_Furnace_E6 | F4 | Commercial | Hospital | New | Space Heating | Natural Gas | Furnace | E6 | RVT BC Ratio | 0 | 0 | 0 | 0 | 0 | 0 | 0 | 0 | 0 | 0 | 0 | 0 | 0 | 0 | 0 | 0 | 0 | 0 | 0 | 0 | 0 | 0 | 0 | 0 | 0 | 0 | 0 | 0 | 0 | 0 | 0 | 0 | 0
F4_Commercial_Hospital_New_Space Heating_Natural Gas_Furnace_E7 | F4 | Commercial | Hospital | New | Space Heating | Natural Gas | Furnace | E7 | RVT BC Ratio | 0 | 0 | 0 | 0 | 0 | 0 | 0 | 0 | 0 | 0 | 0 | 0 | 0 | 0 | 0 | 0 | 0 | 0 | 0 | 0 | 0 | 0 | 0 | 0 | 0 | 0 | 0 | 0 | 0 | 0 | 0 | 0 | 0
F4_Commercial_Hospital_New_Space Heating_Natural Gas_Furnace_E8 | F4 | Commercial | Hospital | New | Space Heating | Natural Gas | Furnace | E8 | RVT BC Ratio | 0 | 0 | 0 | 0 | 0 | 0 | 0 | 0 | 0 | 0 | 0 | 0 | 0 | 0 | 0 | 0 | 0 | 0 | 0 | 0 | 0 | 0 | 0 | 0 | 0 | 0 | 0 | 0 | 0 | 0 | 0 | 0 | 0
F4_Commercial_Hospital_New_Space Heating_Natural Gas_Furnace_E9 | F4 | Commercial | Hospital | New | Space Heating | Natural Gas | Furnace | E9 | RVT BC Ratio | 0 | 0 | 0 | 0 | 0 | 0 | 0 | 0 | 0 | 0 | 0 | 0 | 0 | 0 | 0 | 0 | 0 | 0 | 0 | 0 | 0 | 0 | 0 | 0 | 0 | 0 | 0 | 0 | 0 | 0 | 0 | 0 | 0
F4_Commercial_Hospital_New_Space Heating_Natural Gas_Furnace_E10 | F4 | Commercial | Hospital | New | Space Heating | Natural Gas | Furnace | E10 | RVT BC Ratio | 0 | 0 | 0 | 0 | 0 | 0 | 0 | 0 | 0 | 0 | 0 | 0 | 0 | 0 | 0 | 0 | 0 | 0 | 0 | 0 | 0 | 0 | 0 | 0 | 0 | 0 | 0 | 0 | 0 | 0 | 0 | 0 | 0
F5_Commercial_Hospital_New_Space Heating_Natural Gas_Furnace_E1 | F5 | Commercial | Hospital | New | Space Heating | Natural Gas | Furnace | E1 | RIM BC Ratio | bar: 2019 to 2051
F5_Commercial_Hospital_New_Space Heating_Natural Gas_Furnace_E2 | F5 | Commercial | Hospital | New | Space Heating | Natural Gas | Furnace | E2 | RIM BC Ratio | 0.68016 | 0.68028 | 0.6804 | 0.68058 | 0.68084 | 0.68123 | 0.6815 | 0.68171 | 0.68195 | 0.68216 | 0.68231 | 0.6824 | 0.68248 | 0.68256 | 0.68265 | 0.68269 | 0.68276 | 0.68289 | 0.68302 | 0.68318 | 0.68336 | 0.68352 | 0.68364 | 0.68373 | 0.68379 | 0.68381 | 0.68378 | 0.68371 | 0.68366 | 0.68363 | 0.68365 | 0.68366 | 0.68366
F5_Commercial_Hospital_New_Space Heating_Natural Gas_Furnace_E3 | F5 | Commercial | Hospital | New | Space Heating | Natural Gas | Furnace | E3 | RIM BC Ratio | 0.64068 | 0.64081 | 0.64096 | 0.64117 | 0.64148 | 0.64194 | 0.64226 | 0.64251 | 0.64279 | 0.64304 | 0.64322 | 0.64333 | 0.64342 | 0.64351 | 0.64362 | 0.64367 | 0.64375 | 0.6439 | 0.64406 | 0.64425 | 0.64447 | 0.64465 | 0.64479 | 0.6449 | 0.64497 | 0.64499 | 0.64496 | 0.64488 | 0.64481 | 0.64478 | 0.64481 | 0.64482 | 0.64482
F5_Commercial_Hospital_New_Space Heating_Natural Gas_Furnace_E4 | F5 | Commercial | Hospital | New | Space Heating | Natural Gas | Furnace | E4 | RIM BC Ratio | 0.042929 | 0.042969 | 0.043018 | 0.043069 | 0.04312 | 0.043155 | 0.043216 | 0.043287 | 0.043343 | 0.043389 | 0.04343 | 0.043455 | 0.043461 | 0.043451 | 0.043428 | 0.043406 | 0.043377 | 0.043341 | 0.043311 | 0.043284 | 0.043255 | 0.043229 | 0.043208 | 0.043192 | 0.043181 | 0.043178 | 0.043184 | 0.043196 | 0.043205 | 0.043209 | 0.043206 | 0.043205 | 0.043205
F5_Commercial_Hospital_New_Space Heating_Natural Gas_Furnace_E5 | F5 | Commercial | Hospital | New | Space Heating | Natural Gas | Furnace | E5 | RIM BC Ratio | 0 | 0 | 0 | 0 | 0 | 0 | 0 | 0 | 0 | 0 | 0 | 0 | 0 | 0 | 0 | 0 | 0 | 0 | 0 | 0 | 0 | 0 | 0 | 0 | 0 | 0 | 0 | 0 | 0 | 0 | 0 | 0 | 0
F5_Commercial_Hospital_New_Space Heating_Natural Gas_Furnace_E6 | F5 | Commercial | Hospital | New | Space Heating | Natural Gas | Furnace | E6 | RIM BC Ratio | 0 | 0 | 0 | 0 | 0 | 0 | 0 | 0 | 0 | 0 | 0 | 0 | 0 | 0 | 0 | 0 | 0 | 0 | 0 | 0 | 0 | 0 | 0 | 0 | 0 | 0 | 0 | 0 | 0 | 0 | 0 | 0 | 0
F5_Commercial_Hospital_New_Space Heating_Natural Gas_Furnace_E7 | F5 | Commercial | Hospital | New | Space Heating | Natural Gas | Furnace | E7 | RIM BC Ratio | 0 | 0 | 0 | 0 | 0 | 0 | 0 | 0 | 0 | 0 | 0 | 0 | 0 | 0 | 0 | 0 | 0 | 0 | 0 | 0 | 0 | 0 | 0 | 0 | 0 | 0 | 0 | 0 | 0 | 0 | 0 | 0 | 0
F5_Commercial_Hospital_New_Space Heating_Natural Gas_Furnace_E8 | F5 | Commercial | Hospital | New | Space Heating | Natural Gas | Furnace | E8 | RIM BC Ratio | 0 | 0 | 0 | 0 | 0 | 0 | 0 | 0 | 0 | 0 | 0 | 0 | 0 | 0 | 0 | 0 | 0 | 0 | 0 | 0 | 0 | 0 | 0 | 0 | 0 | 0 | 0 | 0 | 0 | 0 | 0 | 0 | 0
F5_Commercial_Hospital_New_Space Heating_Natural Gas_Furnace_E9 | F5 | Commercial | Hospital | New | Space Heating | Natural Gas | Furnace | E9 | RIM BC Ratio | 0 | 0 | 0 | 0 | 0 | 0 | 0 | 0 | 0 | 0 | 0 | 0 | 0 | 0 | 0 | 0 | 0 | 0 | 0 | 0 | 0 | 0 | 0 | 0 | 0 | 0 | 0 | 0 | 0 | 0 | 0 | 0 | 0
F5_Commercial_Hospital_New_Space Heating_Natural Gas_Furnace_E10 | F5 | Commercial | Hospital | New | Space Heating | Natural Gas | Furnace | E10 | RIM BC Ratio | 0 | 0 | 0 | 0 | 0 | 0 | 0 | 0 | 0 | 0 | 0 | 0 | 0 | 0 | 0 | 0 | 0 | 0 | 0 | 0 | 0 | 0 | 0 | 0 | 0 | 0 | 0 | 0 | 0 | 0 | 0 | 0 | 0
F0_Commercial_Hospital_New_Space Heating_Natural Gas_Boiler_E0 | F0 | Commercial | Hospital | New | Space Heating | Natural Gas | Boiler | E0 | Economic Unit | AFUE 97% | AFUE 97% | AFUE 97% | AFUE 97% | AFUE 97% | AFUE 97% | AFUE 97% | AFUE 97% | AFUE 97% | AFUE 97% | AFUE 97% | AFUE 97% | AFUE 97% | AFUE 97% | AFUE 97% | AFUE 97% | AFUE 97% | AFUE 97% | AFUE 97% | AFUE 97% | AFUE 97% | AFUE 97% | AFUE 97% | AFUE 97% | AFUE 97% | AFUE 97% | AFUE 97% | AFUE 97% | AFUE 97% | AFUE 97% | AFUE 97% | AFUE 97% | AFUE 97%
F1_Commercial_Hospital_New_Space Heating_Natural Gas_Boiler_E1 | F1 | Commercial | Hospital | New | Space Heating | Natural Gas | Boiler | E1 | CCE | 0 | 0 | 0 | 0 | 0 | 0 | 0 | 0 | 0 | 0 | 0 | 0 | 0 | 0 | 0 | 0 | 0 | 0 | 0 | 0 | 0 | 0 | 0 | 0 | 0 | 0 | 0 | 0 | 0 | 0 | 0 | 0 | 0
F1_Commercial_Hospital_New_Space Heating_Natural Gas_Boiler_E2 | F1 | Commercial | Hospital | New | Space Heating | Natural Gas | Boiler | E2 | CCE | 1.5572 | 1.5572 | 1.5655 | 1.5738 | 1.5823 | 1.5908 | 1.5995 | 1.6082 | 1.6171 | 1.626 | 1.6351 | 1.6442 | 1.6534 | 1.6628 | 1.6722 | 1.6818 | 1.6915 | 1.7012 | 1.7111 | 1.7211 | 1.7313 | 1.7415 | 1.7519 | 1.7623 | 1.773 | 1.7837 | 1.7946 | 1.8056 | 1.8167 | 1.828 | 1.8394 | 1.851 | 1.851
F1_Commercial_Hospital_New_Space Heating_Natural Gas_Boiler_E3 | F1 | Commercial | Hospital | New | Space Heating | Natural Gas | Boiler | E3 | CCE | 1.5723 | 1.5723 | 1.5807 | 1.5891 | 1.5977 | 1.6063 | 1.6151 | 1.6239 | 1.6328 | 1.6418 | 1.651 | 1.6602 | 1.6695 | 1.6789 | 1.6885 | 1.6981 | 1.7079 | 1.7178 | 1.7278 | 1.7379 | 1.7481 | 1.7584 | 1.7689 | 1.7795 | 1.7902 | 1.801 | 1.812 | 1.8231 | 1.8344 | 1.8457 | 1.8573 | 1.869 | 1.869
F1_Commercial_Hospital_New_Space Heating_Natural Gas_Boiler_E4 | F1 | Commercial | Hospital | New | Space Heating | Natural Gas | Boiler | E4 | CCE | 7.9844 | 7.9844 | 8.0269 | 8.0699 | 8.1133 | 8.1571 | 8.2015 | 8.2463 | 8.2916 | 8.3374 | 8.3838 | 8.4307 | 8.478 | 8.5259 | 8.5744 | 8.6234 | 8.673 | 8.723 | 8.7738 | 8.8251 | 8.8771 | 8.9294 | 8.9827 | 9.0364 | 9.0909 | 9.1458 | 9.2017 | 9.2581 | 9.3152 | 9.3729 | 9.4316 | 9.4909 | 9.4909
F1_Commercial_Hospital_New_Space Heating_Natural Gas_Boiler_E5 | F1 | Commercial | Hospital | New | Space Heating | Natural Gas | Boiler | E5 | CCE | 0 | 0 | 0 | 0 | 0 | 0 | 0 | 0 | 0 | 0 | 0 | 0 | 0 | 0 | 0 | 0 | 0 | 0 | 0 | 0 | 0 | 0 | 0 | 0 | 0 | 0 | 0 | 0 | 0 | 0 | 0 | 0 | 0
F1_Commercial_Hospital_New_Space Heating_Natural Gas_Boiler_E6 | F1 | Commercial | Hospital | New | Space Heating | Natural Gas | Boiler | E6 | CCE | 0 | 0 | 0 | 0 | 0 | 0 | 0 | 0 | 0 | 0 | 0 | 0 | 0 | 0 | 0 | 0 | 0 | 0 | 0 | 0 | 0 | 0 | 0 | 0 | 0 | 0 | 0 | 0 | 0 | 0 | 0 | 0 | 0
F1_Commercial_Hospital_New_Space Heating_Natural Gas_Boiler_E7 | F1 | Commercial | Hospital | New | Space Heating | Natural Gas | Boiler | E7 | CCE | 0 | 0 | 0 | 0 | 0 | 0 | 0 | 0 | 0 | 0 | 0 | 0 | 0 | 0 | 0 | 0 | 0 | 0 | 0 | 0 | 0 | 0 | 0 | 0 | 0 | 0 | 0 | 0 | 0 | 0 | 0 | 0 | 0
F1_Commercial_Hospital_New_Space Heating_Natural Gas_Boiler_E8 | F1 | Commercial | Hospital | New | Space Heating | Natural Gas | Boiler | E8 | CCE | 0 | 0 | 0 | 0 | 0 | 0 | 0 | 0 | 0 | 0 | 0 | 0 | 0 | 0 | 0 | 0 | 0 | 0 | 0 | 0 | 0 | 0 | 0 | 0 | 0 | 0 | 0 | 0 | 0 | 0 | 0 | 0 | 0
F1_Commercial_Hospital_New_Space Heating_Natural Gas_Boiler_E9 | F1 | Commercial | Hospital | New | Space Heating | Natural Gas | Boiler | E9 | CCE | 0 | 0 | 0 | 0 | 0 | 0 | 0 | 0 | 0 | 0 | 0 | 0 | 0 | 0 | 0 | 0 | 0 | 0 | 0 | 0 | 0 | 0 | 0 | 0 | 0 | 0 | 0 | 0 | 0 | 0 | 0 | 0 | 0
F1_Commercial_Hospital_New_Space Heating_Natural Gas_Boiler_E10 | F1 | Commercial | Hospital | New | Space Heating | Natural Gas | Boiler | E10 | CCE | 0 | 0 | 0 | 0 | 0 | 0 | 0 | 0 | 0 | 0 | 0 | 0 | 0 | 0 | 0 | 0 | 0 | 0 | 0 | 0 | 0 | 0 | 0 | 0 | 0 | 0 | 0 | 0 | 0 | 0 | 0 | 0 | 0
F2_Commercial_Hospital_New_Space Heating_Natural Gas_Boiler_E1 | F2 | Commercial | Hospital | New | Space Heating | Natural Gas | Boiler | E1 | TRC BC Ratio | bar: 2019 to 2051
F2_Commercial_Hospital_New_Space Heating_Natural Gas_Boiler_E2 | F2 | Commercial | Hospital | New | Space Heating | Natural Gas | Boiler | E2 | TRC BC Ratio | 1.1547 | 1.1558 | 1.157 | 1.1587 | 1.1611 | 1.1647 | 1.1672 | 1.1691 | 1.1711 | 1.173 | 1.1743 | 1.1751 | 1.1758 | 1.1765 | 1.1773 | 1.1777 | 1.1783 | 1.1795 | 1.1807 | 1.1821 | 1.1838 | 1.1852 | 1.1863 | 1.1871 | 1.1877 | 1.1879 | 1.1876 | 1.1869 | 1.1865 | 1.1862 | 1.1864 | 1.1865 | 1.1865
F2_Commercial_Hospital_New_Space Heating_Natural Gas_Boiler_E3 | F2 | Commercial | Hospital | New | Space Heating | Natural Gas | Boiler | E3 | TRC BC Ratio | 1.1436 | 1.1447 | 1.1459 | 1.1476 | 1.1499 | 1.1535 | 1.1559 | 1.1578 | 1.1598 | 1.1617 | 1.163 | 1.1638 | 1.1645 | 1.1651 | 1.166 | 1.1663 | 1.167 | 1.1681 | 1.1693 | 1.1707 | 1.1724 | 1.1738 | 1.1749 | 1.1757 | 1.1763 | 1.1764 | 1.1761 | 1.1755 | 1.175 | 1.1748 | 1.175 | 1.175 | 1.175
F2_Commercial_Hospital_New_Space Heating_Natural Gas_Boiler_E4 | F2 | Commercial | Hospital | New | Space Heating | Natural Gas | Boiler | E4 | TRC BC Ratio | 0.22918 | 0.22943 | 0.22972 | 0.23006 | 0.23048 | 0.23098 | 0.23141 | 0.23176 | 0.23209 | 0.23238 | 0.23258 | 0.23271 | 0.23281 | 0.23287 | 0.23293 | 0.23293 | 0.23295 | 0.23301 | 0.2331 | 0.23321 | 0.23336 | 0.23347 | 0.23356 | 0.23363 | 0.23367 | 0.23368 | 0.23366 | 0.23361 | 0.23357 | 0.23355 | 0.23357 | 0.23357 | 0.23357
F2_Commercial_Hospital_New_Space Heating_Natural Gas_Boiler_E5 | F2 | Commercial | Hospital | New | Space Heating | Natural Gas | Boiler | E5 | TRC BC Ratio | 0 | 0 | 0 | 0 | 0 | 0 | 0 | 0 | 0 | 0 | 0 | 0 | 0 | 0 | 0 | 0 | 0 | 0 | 0 | 0 | 0 | 0 | 0 | 0 | 0 | 0 | 0 | 0 | 0 | 0 | 0 | 0 | 0
F2_Commercial_Hospital_New_Space Heating_Natural Gas_Boiler_E6 | F2 | Commercial | Hospital | New | Space Heating | Natural Gas | Boiler | E6 | TRC BC Ratio | 0 | 0 | 0 | 0 | 0 | 0 | 0 | 0 | 0 | 0 | 0 | 0 | 0 | 0 | 0 | 0 | 0 | 0 | 0 | 0 | 0 | 0 | 0 | 0 | 0 | 0 | 0 | 0 | 0 | 0 | 0 | 0 | 0
F2_Commercial_Hospital_New_Space Heating_Natural Gas_Boiler_E7 | F2 | Commercial | Hospital | New | Space Heating | Natural Gas | Boiler | E7 | TRC BC Ratio | 0 | 0 | 0 | 0 | 0 | 0 | 0 | 0 | 0 | 0 | 0 | 0 | 0 | 0 | 0 | 0 | 0 | 0 | 0 | 0 | 0 | 0 | 0 | 0 | 0 | 0 | 0 | 0 | 0 | 0 | 0 | 0 | 0
F2_Commercial_Hospital_New_Space Heating_Natural Gas_Boiler_E8 | F2 | Commercial | Hospital | New | Space Heating | Natural Gas | Boiler | E8 | TRC BC Ratio | 0 | 0 | 0 | 0 | 0 | 0 | 0 | 0 | 0 | 0 | 0 | 0 | 0 | 0 | 0 | 0 | 0 | 0 | 0 | 0 | 0 | 0 | 0 | 0 | 0 | 0 | 0 | 0 | 0 | 0 | 0 | 0 | 0
F2_Commercial_Hospital_New_Space Heating_Natural Gas_Boiler_E9 | F2 | Commercial | Hospital | New | Space Heating | Natural Gas | Boiler | E9 | TRC BC Ratio | 0 | 0 | 0 | 0 | 0 | 0 | 0 | 0 | 0 | 0 | 0 | 0 | 0 | 0 | 0 | 0 | 0 | 0 | 0 | 0 | 0 | 0 | 0 | 0 | 0 | 0 | 0 | 0 | 0 | 0 | 0 | 0 | 0
F2_Commercial_Hospital_New_Space Heating_Natural Gas_Boiler_E10 | F2 | Commercial | Hospital | New | Space Heating | Natural Gas | Boiler | E10 | TRC BC Ratio | 0 | 0 | 0 | 0 | 0 | 0 | 0 | 0 | 0 | 0 | 0 | 0 | 0 | 0 | 0 | 0 | 0 | 0 | 0 | 0 | 0 | 0 | 0 | 0 | 0 | 0 | 0 | 0 | 0 | 0 | 0 | 0 | 0
F3_Commercial_Hospital_New_Space Heating_Natural Gas_Boiler_E1 | F3 | Commercial | Hospital | New | Space Heating | Natural Gas | Boiler | E1 | PACT BC Ratio | bar: 2019 to 2051
F3_Commercial_Hospital_New_Space Heating_Natural Gas_Boiler_E2 | F3 | Commercial | Hospital | New | Space Heating | Natural Gas | Boiler | E2 | PACT BC Ratio | 1.5396 | 1.5411 | 1.5427 | 1.545 | 1.5482 | 1.5529 | 1.5562 | 1.5587 | 1.5615 | 1.564 | 1.5657 | 1.5668 | 1.5677 | 1.5686 | 1.5698 | 1.5702 | 1.5711 | 1.5726 | 1.5742 | 1.5761 | 1.5784 | 1.5803 | 1.5817 | 1.5828 | 1.5836 | 1.5838 | 1.5834 | 1.5826 | 1.582 | 1.5816 | 1.5819 | 1.582 | 1.582
F3_Commercial_Hospital_New_Space Heating_Natural Gas_Boiler_E3 | F3 | Commercial | Hospital | New | Space Heating | Natural Gas | Boiler | E3 | PACT BC Ratio | 1.5248 | 1.5262 | 1.5278 | 1.5301 | 1.5333 | 1.538 | 1.5412 | 1.5437 | 1.5465 | 1.5489 | 1.5506 | 1.5517 | 1.5526 | 1.5535 | 1.5547 | 1.5551 | 1.5559 | 1.5575 | 1.5591 | 1.561 | 1.5632 | 1.565 | 1.5665 | 1.5676 | 1.5683 | 1.5685 | 1.5682 | 1.5674 | 1.5667 | 1.5664 | 1.5666 | 1.5667 | 1.5667
F3_Commercial_Hospital_New_Space Heating_Natural Gas_Boiler_E4 | F3 | Commercial | Hospital | New | Space Heating | Natural Gas | Boiler | E4 | PACT BC Ratio | 0.30558 | 0.30591 | 0.30629 | 0.30675 | 0.3073 | 0.30798 | 0.30854 | 0.30902 | 0.30946 | 0.30984 | 0.31011 | 0.31028 | 0.31041 | 0.31049 | 0.31057 | 0.31057 | 0.31059 | 0.31068 | 0.3108 | 0.31095 | 0.31114 | 0.31129 | 0.31141 | 0.3115 | 0.31156 | 0.31158 | 0.31155 | 0.31148 | 0.31143 | 0.31141 | 0.31142 | 0.31143 | 0.31143
F3_Commercial_Hospital_New_Space Heating_Natural Gas_Boiler_E5 | F3 | Commercial | Hospital | New | Space Heating | Natural Gas | Boiler | E5 | PACT BC Ratio | 0 | 0 | 0 | 0 | 0 | 0 | 0 | 0 | 0 | 0 | 0 | 0 | 0 | 0 | 0 | 0 | 0 | 0 | 0 | 0 | 0 | 0 | 0 | 0 | 0 | 0 | 0 | 0 | 0 | 0 | 0 | 0 | 0
F3_Commercial_Hospital_New_Space Heating_Natural Gas_Boiler_E6 | F3 | Commercial | Hospital | New | Space Heating | Natural Gas | Boiler | E6 | PACT BC Ratio | 0 | 0 | 0 | 0 | 0 | 0 | 0 | 0 | 0 | 0 | 0 | 0 | 0 | 0 | 0 | 0 | 0 | 0 | 0 | 0 | 0 | 0 | 0 | 0 | 0 | 0 | 0 | 0 | 0 | 0 | 0 | 0 | 0
F3_Commercial_Hospital_New_Space Heating_Natural Gas_Boiler_E7 | F3 | Commercial | Hospital | New | Space Heating | Natural Gas | Boiler | E7 | PACT BC Ratio | 0 | 0 | 0 | 0 | 0 | 0 | 0 | 0 | 0 | 0 | 0 | 0 | 0 | 0 | 0 | 0 | 0 | 0 | 0 | 0 | 0 | 0 | 0 | 0 | 0 | 0 | 0 | 0 | 0 | 0 | 0 | 0 | 0
F3_Commercial_Hospital_New_Space Heating_Natural Gas_Boiler_E8 | F3 | Commercial | Hospital | New | Space Heating | Natural Gas | Boiler | E8 | PACT BC Ratio | 0 | 0 | 0 | 0 | 0 | 0 | 0 | 0 | 0 | 0 | 0 | 0 | 0 | 0 | 0 | 0 | 0 | 0 | 0 | 0 | 0 | 0 | 0 | 0 | 0 | 0 | 0 | 0 | 0 | 0 | 0 | 0 | 0
F3_Commercial_Hospital_New_Space Heating_Natural Gas_Boiler_E9 | F3 | Commercial | Hospital | New | Space Heating | Natural Gas | Boiler | E9 | PACT BC Ratio | 0 | 0 | 0 | 0 | 0 | 0 | 0 | 0 | 0 | 0 | 0 | 0 | 0 | 0 | 0 | 0 | 0 | 0 | 0 | 0 | 0 | 0 | 0 | 0 | 0 | 0 | 0 | 0 | 0 | 0 | 0 | 0 | 0
F3_Commercial_Hospital_New_Space Heating_Natural Gas_Boiler_E10 | F3 | Commercial | Hospital | New | Space Heating | Natural Gas | Boiler | E10 | PACT BC Ratio | 0 | 0 | 0 | 0 | 0 | 0 | 0 | 0 | 0 | 0 | 0 | 0 | 0 | 0 | 0 | 0 | 0 | 0 | 0 | 0 | 0 | 0 | 0 | 0 | 0 | 0 | 0 | 0 | 0 | 0 | 0 | 0 | 0
F4_Commercial_Hospital_New_Space Heating_Natural Gas_Boiler_E1 | F4 | Commercial | Hospital | New | Space Heating | Natural Gas | Boiler | E1 | RVT BC Ratio | bar: 2019 to 2051
F4_Commercial_Hospital_New_Space Heating_Natural Gas_Boiler_E2 | F4 | Commercial | Hospital | New | Space Heating | Natural Gas | Boiler | E2 | RVT BC Ratio | 2.3601 | 2.3617 | 2.3634 | 2.3659 | 2.3693 | 2.3744 | 2.378 | 2.3807 | 2.3837 | 2.3864 | 2.3882 | 2.3894 | 2.3904 | 2.3914 | 2.3926 | 2.3931 | 2.394 | 2.3957 | 2.3974 | 2.3995 | 2.4019 | 2.4039 | 2.4055 | 2.4067 | 2.4075 | 2.4077 | 2.4073 | 2.4064 | 2.4058 | 2.4054 | 2.4057 | 2.4058 | 2.4058
F4_Commercial_Hospital_New_Space Heating_Natural Gas_Boiler_E3 | F4 | Commercial | Hospital | New | Space Heating | Natural Gas | Boiler | E3 | RVT BC Ratio | 2.3441 | 2.3457 | 2.3474 | 2.3499 | 2.3533 | 2.3583 | 2.3618 | 2.3645 | 2.3675 | 2.3702 | 2.372 | 2.3731 | 2.3741 | 2.3751 | 2.3763 | 2.3768 | 2.3777 | 2.3793 | 2.3811 | 2.3831 | 2.3855 | 2.3875 | 2.3891 | 2.3903 | 2.3911 | 2.3913 | 2.3909 | 2.39 | 2.3893 | 2.389 | 2.3892 | 2.3893 | 2.3893
F4_Commercial_Hospital_New_Space Heating_Natural Gas_Boiler_E4 | F4 | Commercial | Hospital | New | Space Heating | Natural Gas | Boiler | E4 | RVT BC Ratio | 1.0295 | 1.0298 | 1.0303 | 1.0308 | 1.0314 | 1.0321 | 1.0327 | 1.0332 | 1.0337 | 1.0341 | 1.0344 | 1.0346 | 1.0347 | 1.0348 | 1.0349 | 1.0349 | 1.0349 | 1.035 | 1.0351 | 1.0353 | 1.0355 | 1.0357 | 1.0358 | 1.0359 | 1.0359 | 1.036 | 1.0359 | 1.0359 | 1.0358 | 1.0358 | 1.0358 | 1.0358 | 1.0358
F4_Commercial_Hospital_New_Space Heating_Natural Gas_Boiler_E5 | F4 | Commercial | Hospital | New | Space Heating | Natural Gas | Boiler | E5 | RVT BC Ratio | 0 | 0 | 0 | 0 | 0 | 0 | 0 | 0 | 0 | 0 | 0 | 0 | 0 | 0 | 0 | 0 | 0 | 0 | 0 | 0 | 0 | 0 | 0 | 0 | 0 | 0 | 0 | 0 | 0 | 0 | 0 | 0 | 0
F4_Commercial_Hospital_New_Space Heating_Natural Gas_Boiler_E6 | F4 | Commercial | Hospital | New | Space Heating | Natural Gas | Boiler | E6 | RVT BC Ratio | 0 | 0 | 0 | 0 | 0 | 0 | 0 | 0 | 0 | 0 | 0 | 0 | 0 | 0 | 0 | 0 | 0 | 0 | 0 | 0 | 0 | 0 | 0 | 0 | 0 | 0 | 0 | 0 | 0 | 0 | 0 | 0 | 0
F4_Commercial_Hospital_New_Space Heating_Natural Gas_Boiler_E7 | F4 | Commercial | Hospital | New | Space Heating | Natural Gas | Boiler | E7 | RVT BC Ratio | 0 | 0 | 0 | 0 | 0 | 0 | 0 | 0 | 0 | 0 | 0 | 0 | 0 | 0 | 0 | 0 | 0 | 0 | 0 | 0 | 0 | 0 | 0 | 0 | 0 | 0 | 0 | 0 | 0 | 0 | 0 | 0 | 0
F4_Commercial_Hospital_New_Space Heating_Natural Gas_Boiler_E8 | F4 | Commercial | Hospital | New | Space Heating | Natural Gas | Boiler | E8 | RVT BC Ratio | 0 | 0 | 0 | 0 | 0 | 0 | 0 | 0 | 0 | 0 | 0 | 0 | 0 | 0 | 0 | 0 | 0 | 0 | 0 | 0 | 0 | 0 | 0 | 0 | 0 | 0 | 0 | 0 | 0 | 0 | 0 | 0 | 0
F4_Commercial_Hospital_New_Space Heating_Natural Gas_Boiler_E9 | F4 | Commercial | Hospital | New | Space Heating | Natural Gas | Boiler | E9 | RVT BC Ratio | 0 | 0 | 0 | 0 | 0 | 0 | 0 | 0 | 0 | 0 | 0 | 0 | 0 | 0 | 0 | 0 | 0 | 0 | 0 | 0 | 0 | 0 | 0 | 0 | 0 | 0 | 0 | 0 | 0 | 0 | 0 | 0 | 0
F4_Commercial_Hospital_New_Space Heating_Natural Gas_Boiler_E10 | F4 | Commercial | Hospital | New | Space Heating | Natural Gas | Boiler | E10 | RVT BC Ratio | 0 | 0 | 0 | 0 | 0 | 0 | 0 | 0 | 0 | 0 | 0 | 0 | 0 | 0 | 0 | 0 | 0 | 0 | 0 | 0 | 0 | 0 | 0 | 0 | 0 | 0 | 0 | 0 | 0 | 0 | 0 | 0 | 0
F5_Commercial_Hospital_New_Space Heating_Natural Gas_Boiler_E1 | F5 | Commercial | Hospital | New | Space Heating | Natural Gas | Boiler | E1 | RIM BC Ratio | bar: 2019 to 2051
F5_Commercial_Hospital_New_Space Heating_Natural Gas_Boiler_E2 | F5 | Commercial | Hospital | New | Space Heating | Natural Gas | Boiler | E2 | RIM BC Ratio | 0.54125 | 0.54143 | 0.54163 | 0.54191 | 0.5423 | 0.54288 | 0.54329 | 0.54359 | 0.54393 | 0.54423 | 0.54444 | 0.54457 | 0.54468 | 0.54479 | 0.54493 | 0.54499 | 0.54509 | 0.54527 | 0.54547 | 0.54569 | 0.54596 | 0.54619 | 0.54636 | 0.5465 | 0.54658 | 0.54661 | 0.54656 | 0.54647 | 0.54639 | 0.54635 | 0.54638 | 0.54639 | 0.54639
F5_Commercial_Hospital_New_Space Heating_Natural Gas_Boiler_E3 | F5 | Commercial | Hospital | New | Space Heating | Natural Gas | Boiler | E3 | RIM BC Ratio | 0.5394 | 0.53958 | 0.53978 | 0.54007 | 0.54046 | 0.54104 | 0.54145 | 0.54176 | 0.54209 | 0.5424 | 0.5426 | 0.54273 | 0.54285 | 0.54296 | 0.5431 | 0.54315 | 0.54325 | 0.54344 | 0.54363 | 0.54386 | 0.54413 | 0.54436 | 0.54453 | 0.54467 | 0.54476 | 0.54478 | 0.54473 | 0.54464 | 0.54456 | 0.54452 | 0.54455 | 0.54456 | 0.54456
F5_Commercial_Hospital_New_Space Heating_Natural Gas_Boiler_E4 | F5 | Commercial | Hospital | New | Space Heating | Natural Gas | Boiler | E4 | RIM BC Ratio | 0.22369 | 0.22386 | 0.22407 | 0.22431 | 0.22461 | 0.22497 | 0.22527 | 0.22552 | 0.22576 | 0.22596 | 0.2261 | 0.2262 | 0.22626 | 0.22631 | 0.22635 | 0.22635 | 0.22636 | 0.22641 | 0.22647 | 0.22655 | 0.22665 | 0.22673 | 0.2268 | 0.22684 | 0.22688 | 0.22689 | 0.22687 | 0.22683 | 0.22681 | 0.22679 | 0.2268 | 0.22681 | 0.22681
F5_Commercial_Hospital_New_Space Heating_Natural Gas_Boiler_E5 | F5 | Commercial | Hospital | New | Space Heating | Natural Gas | Boiler | E5 | RIM BC Ratio | 0 | 0 | 0 | 0 | 0 | 0 | 0 | 0 | 0 | 0 | 0 | 0 | 0 | 0 | 0 | 0 | 0 | 0 | 0 | 0 | 0 | 0 | 0 | 0 | 0 | 0 | 0 | 0 | 0 | 0 | 0 | 0 | 0
F5_Commercial_Hospital_New_Space Heating_Natural Gas_Boiler_E6 | F5 | Commercial | Hospital | New | Space Heating | Natural Gas | Boiler | E6 | RIM BC Ratio | 0 | 0 | 0 | 0 | 0 | 0 | 0 | 0 | 0 | 0 | 0 | 0 | 0 | 0 | 0 | 0 | 0 | 0 | 0 | 0 | 0 | 0 | 0 | 0 | 0 | 0 | 0 | 0 | 0 | 0 | 0 | 0 | 0
F5_Commercial_Hospital_New_Space Heating_Natural Gas_Boiler_E7 | F5 | Commercial | Hospital | New | Space Heating | Natural Gas | Boiler | E7 | RIM BC Ratio | 0 | 0 | 0 | 0 | 0 | 0 | 0 | 0 | 0 | 0 | 0 | 0 | 0 | 0 | 0 | 0 | 0 | 0 | 0 | 0 | 0 | 0 | 0 | 0 | 0 | 0 | 0 | 0 | 0 | 0 | 0 | 0 | 0
F5_Commercial_Hospital_New_Space Heating_Natural Gas_Boiler_E8 | F5 | Commercial | Hospital | New | Space Heating | Natural Gas | Boiler | E8 | RIM BC Ratio | 0 | 0 | 0 | 0 | 0 | 0 | 0 | 0 | 0 | 0 | 0 | 0 | 0 | 0 | 0 | 0 | 0 | 0 | 0 | 0 | 0 | 0 | 0 | 0 | 0 | 0 | 0 | 0 | 0 | 0 | 0 | 0 | 0
F5_Commercial_Hospital_New_Space Heating_Natural Gas_Boiler_E9 | F5 | Commercial | Hospital | New | Space Heating | Natural Gas | Boiler | E9 | RIM BC Ratio | 0 | 0 | 0 | 0 | 0 | 0 | 0 | 0 | 0 | 0 | 0 | 0 | 0 | 0 | 0 | 0 | 0 | 0 | 0 | 0 | 0 | 0 | 0 | 0 | 0 | 0 | 0 | 0 | 0 | 0 | 0 | 0 | 0
F5_Commercial_Hospital_New_Space Heating_Natural Gas_Boiler_E10 | F5 | Commercial | Hospital | New | Space Heating | Natural Gas | Boiler | E10 | RIM BC Ratio | 0 | 0 | 0 | 0 | 0 | 0 | 0 | 0 | 0 | 0 | 0 | 0 | 0 | 0 | 0 | 0 | 0 | 0 | 0 | 0 | 0 | 0 | 0 | 0 | 0 | 0 | 0 | 0 | 0 | 0 | 0 | 0 | 0
F0_Commercial_Hospital_New_Space Heating_Natural Gas_Unit Heater_E0 | F0 | Commercial | Hospital | New | Space Heating | Natural Gas | Unit Heater | E0 | Economic Unit | Infrared Radiant | Infrared Radiant | Infrared Radiant | Infrared Radiant | Infrared Radiant | Infrared Radiant | Infrared Radiant | Infrared Radiant | Infrared Radiant | Infrared Radiant | Infrared Radiant | Infrared Radiant | Infrared Radiant | Infrared Radiant | Infrared Radiant | Infrared Radiant | Infrared Radiant | Infrared Radiant | Infrared Radiant | Infrared Radiant | Infrared Radiant | Infrared Radiant | Infrared Radiant | Infrared Radiant | Infrared Radiant | Infrared Radiant | Infrared Radiant | Infrared Radiant | Infrared Radiant | Infrared Radiant | Infrared Radiant | Infrared Radiant | Infrared Radiant
F1_Commercial_Hospital_New_Space Heating_Natural Gas_Unit Heater_E1 | F1 | Commercial | Hospital | New | Space Heating | Natural Gas | Unit Heater | E1 | CCE | 0 | 0 | 0 | 0 | 0 | 0 | 0 | 0 | 0 | 0 | 0 | 0 | 0 | 0 | 0 | 0 | 0 | 0 | 0 | 0 | 0 | 0 | 0 | 0 | 0 | 0 | 0 | 0 | 0 | 0 | 0 | 0 | 0
F1_Commercial_Hospital_New_Space Heating_Natural Gas_Unit Heater_E2 | F1 | Commercial | Hospital | New | Space Heating | Natural Gas | Unit Heater | E2 | CCE | 1.2484 | 1.2484 | 1.255 | 1.2617 | 1.2685 | 1.2754 | 1.2823 | 1.2893 | 1.2964 | 1.3036 | 1.3108 | 1.3181 | 1.3256 | 1.333 | 1.3406 | 1.3483 | 1.356 | 1.3639 | 1.3718 | 1.3798 | 1.3879 | 1.3961 | 1.4045 | 1.4129 | 1.4214 | 1.43 | 1.4387 | 1.4475 | 1.4564 | 1.4655 | 1.4746 | 1.4839 | 1.4839
F1_Commercial_Hospital_New_Space Heating_Natural Gas_Unit Heater_E3 | F1 | Commercial | Hospital | New | Space Heating | Natural Gas | Unit Heater | E3 | CCE | 0.12436 | 0.12436 | 0.12503 | 0.12569 | 0.12637 | 0.12705 | 0.12775 | 0.12844 | 0.12915 | 0.12986 | 0.13058 | 0.13131 | 0.13205 | 0.1328 | 0.13355 | 0.13432 | 0.13509 | 0.13587 | 0.13666 | 0.13746 | 0.13827 | 0.13908 | 0.13991 | 0.14075 | 0.1416 | 0.14245 | 0.14332 | 0.1442 | 0.14509 | 0.14599 | 0.1469 | 0.14783 | 0.14783
F1_Commercial_Hospital_New_Space Heating_Natural Gas_Unit Heater_E4 | F1 | Commercial | Hospital | New | Space Heating | Natural Gas | Unit Heater | E4 | CCE | 0 | 0 | 0 | 0 | 0 | 0 | 0 | 0 | 0 | 0 | 0 | 0 | 0 | 0 | 0 | 0 | 0 | 0 | 0 | 0 | 0 | 0 | 0 | 0 | 0 | 0 | 0 | 0 | 0 | 0 | 0 | 0 | 0
F1_Commercial_Hospital_New_Space Heating_Natural Gas_Unit Heater_E5 | F1 | Commercial | Hospital | New | Space Heating | Natural Gas | Unit Heater | E5 | CCE | 0 | 0 | 0 | 0 | 0 | 0 | 0 | 0 | 0 | 0 | 0 | 0 | 0 | 0 | 0 | 0 | 0 | 0 | 0 | 0 | 0 | 0 | 0 | 0 | 0 | 0 | 0 | 0 | 0 | 0 | 0 | 0 | 0
F1_Commercial_Hospital_New_Space Heating_Natural Gas_Unit Heater_E6 | F1 | Commercial | Hospital | New | Space Heating | Natural Gas | Unit Heater | E6 | CCE | 0 | 0 | 0 | 0 | 0 | 0 | 0 | 0 | 0 | 0 | 0 | 0 | 0 | 0 | 0 | 0 | 0 | 0 | 0 | 0 | 0 | 0 | 0 | 0 | 0 | 0 | 0 | 0 | 0 | 0 | 0 | 0 | 0
F1_Commercial_Hospital_New_Space Heating_Natural Gas_Unit Heater_E7 | F1 | Commercial | Hospital | New | Space Heating | Natural Gas | Unit Heater | E7 | CCE | 0 | 0 | 0 | 0 | 0 | 0 | 0 | 0 | 0 | 0 | 0 | 0 | 0 | 0 | 0 | 0 | 0 | 0 | 0 | 0 | 0 | 0 | 0 | 0 | 0 | 0 | 0 | 0 | 0 | 0 | 0 | 0 | 0
F1_Commercial_Hospital_New_Space Heating_Natural Gas_Unit Heater_E8 | F1 | Commercial | Hospital | New | Space Heating | Natural Gas | Unit Heater | E8 | CCE | 0 | 0 | 0 | 0 | 0 | 0 | 0 | 0 | 0 | 0 | 0 | 0 | 0 | 0 | 0 | 0 | 0 | 0 | 0 | 0 | 0 | 0 | 0 | 0 | 0 | 0 | 0 | 0 | 0 | 0 | 0 | 0 | 0
F1_Commercial_Hospital_New_Space Heating_Natural Gas_Unit Heater_E9 | F1 | Commercial | Hospital | New | Space Heating | Natural Gas | Unit Heater | E9 | CCE | 0 | 0 | 0 | 0 | 0 | 0 | 0 | 0 | 0 | 0 | 0 | 0 | 0 | 0 | 0 | 0 | 0 | 0 | 0 | 0 | 0 | 0 | 0 | 0 | 0 | 0 | 0 | 0 | 0 | 0 | 0 | 0 | 0
F1_Commercial_Hospital_New_Space Heating_Natural Gas_Unit Heater_E10 | F1 | Commercial | Hospital | New | Space Heating | Natural Gas | Unit Heater | E10 | CCE | 0 | 0 | 0 | 0 | 0 | 0 | 0 | 0 | 0 | 0 | 0 | 0 | 0 | 0 | 0 | 0 | 0 | 0 | 0 | 0 | 0 | 0 | 0 | 0 | 0 | 0 | 0 | 0 | 0 | 0 | 0 | 0 | 0
F2_Commercial_Hospital_New_Space Heating_Natural Gas_Unit Heater_E1 | F2 | Commercial | Hospital | New | Space Heating | Natural Gas | Unit Heater | E1 | TRC BC Ratio | bar: 2019 to 2051
F2_Commercial_Hospital_New_Space Heating_Natural Gas_Unit Heater_E2 | F2 | Commercial | Hospital | New | Space Heating | Natural Gas | Unit Heater | E2 | TRC BC Ratio | 1.4316 | 1.4333 | 1.4351 | 1.4377 | 1.4415 | 1.4475 | 1.451 | 1.4531 | 1.4557 | 1.4579 | 1.4592 | 1.4598 | 1.4607 | 1.4619 | 1.4637 | 1.4647 | 1.4663 | 1.4689 | 1.4715 | 1.4743 | 1.4776 | 1.4804 | 1.4826 | 1.4843 | 1.4854 | 1.4857 | 1.4852 | 1.4839 | 1.483 | 1.4825 | 1.4828 | 1.483 | 1.483
F2_Commercial_Hospital_New_Space Heating_Natural Gas_Unit Heater_E3 | F2 | Commercial | Hospital | New | Space Heating | Natural Gas | Unit Heater | E3 | TRC BC Ratio | 14.4795 | 14.5162 | 14.5616 | 14.6219 | 14.6976 | 14.8103 | 14.8618 | 14.8723 | 14.8808 | 14.8782 | 14.8554 | 14.8297 | 14.8204 | 14.8293 | 14.8623 | 14.8883 | 14.9269 | 14.9846 | 15.0378 | 15.0922 | 15.1509 | 15.2019 | 15.2426 | 15.2734 | 15.2939 | 15.2998 | 15.2889 | 15.2664 | 15.2487 | 15.2402 | 15.2464 | 15.2488 | 15.2488
F2_Commercial_Hospital_New_Space Heating_Natural Gas_Unit Heater_E4 | F2 | Commercial | Hospital | New | Space Heating | Natural Gas | Unit Heater | E4 | TRC BC Ratio | 0 | 0 | 0 | 0 | 0 | 0 | 0 | 0 | 0 | 0 | 0 | 0 | 0 | 0 | 0 | 0 | 0 | 0 | 0 | 0 | 0 | 0 | 0 | 0 | 0 | 0 | 0 | 0 | 0 | 0 | 0 | 0 | 0
F2_Commercial_Hospital_New_Space Heating_Natural Gas_Unit Heater_E5 | F2 | Commercial | Hospital | New | Space Heating | Natural Gas | Unit Heater | E5 | TRC BC Ratio | 0 | 0 | 0 | 0 | 0 | 0 | 0 | 0 | 0 | 0 | 0 | 0 | 0 | 0 | 0 | 0 | 0 | 0 | 0 | 0 | 0 | 0 | 0 | 0 | 0 | 0 | 0 | 0 | 0 | 0 | 0 | 0 | 0
F2_Commercial_Hospital_New_Space Heating_Natural Gas_Unit Heater_E6 | F2 | Commercial | Hospital | New | Space Heating | Natural Gas | Unit Heater | E6 | TRC BC Ratio | 0 | 0 | 0 | 0 | 0 | 0 | 0 | 0 | 0 | 0 | 0 | 0 | 0 | 0 | 0 | 0 | 0 | 0 | 0 | 0 | 0 | 0 | 0 | 0 | 0 | 0 | 0 | 0 | 0 | 0 | 0 | 0 | 0
F2_Commercial_Hospital_New_Space Heating_Natural Gas_Unit Heater_E7 | F2 | Commercial | Hospital | New | Space Heating | Natural Gas | Unit Heater | E7 | TRC BC Ratio | 0 | 0 | 0 | 0 | 0 | 0 | 0 | 0 | 0 | 0 | 0 | 0 | 0 | 0 | 0 | 0 | 0 | 0 | 0 | 0 | 0 | 0 | 0 | 0 | 0 | 0 | 0 | 0 | 0 | 0 | 0 | 0 | 0
F2_Commercial_Hospital_New_Space Heating_Natural Gas_Unit Heater_E8 | F2 | Commercial | Hospital | New | Space Heating | Natural Gas | Unit Heater | E8 | TRC BC Ratio | 0 | 0 | 0 | 0 | 0 | 0 | 0 | 0 | 0 | 0 | 0 | 0 | 0 | 0 | 0 | 0 | 0 | 0 | 0 | 0 | 0 | 0 | 0 | 0 | 0 | 0 | 0 | 0 | 0 | 0 | 0 | 0 | 0
F2_Commercial_Hospital_New_Space Heating_Natural Gas_Unit Heater_E9 | F2 | Commercial | Hospital | New | Space Heating | Natural Gas | Unit Heater | E9 | TRC BC Ratio | 0 | 0 | 0 | 0 | 0 | 0 | 0 | 0 | 0 | 0 | 0 | 0 | 0 | 0 | 0 | 0 | 0 | 0 | 0 | 0 | 0 | 0 | 0 | 0 | 0 | 0 | 0 | 0 | 0 | 0 | 0 | 0 | 0
F2_Commercial_Hospital_New_Space Heating_Natural Gas_Unit Heater_E10 | F2 | Commercial | Hospital | New | Space Heating | Natural Gas | Unit Heater | E10 | TRC BC Ratio | 0 | 0 | 0 | 0 | 0 | 0 | 0 | 0 | 0 | 0 | 0 | 0 | 0 | 0 | 0 | 0 | 0 | 0 | 0 | 0 | 0 | 0 | 0 | 0 | 0 | 0 | 0 | 0 | 0 | 0 | 0 | 0 | 0
F3_Commercial_Hospital_New_Space Heating_Natural Gas_Unit Heater_E1 | F3 | Commercial | Hospital | New | Space Heating | Natural Gas | Unit Heater | E1 | PACT BC Ratio | bar: 2019 to 2051
F3_Commercial_Hospital_New_Space Heating_Natural Gas_Unit Heater_E2 | F3 | Commercial | Hospital | New | Space Heating | Natural Gas | Unit Heater | E2 | PACT BC Ratio | 1.9089 | 1.911 | 1.9134 | 1.917 | 1.922 | 1.93 | 1.9346 | 1.9375 | 1.9409 | 1.9439 | 1.9456 | 1.9464 | 1.9476 | 1.9492 | 1.9516 | 1.953 | 1.9551 | 1.9585 | 1.9619 | 1.9658 | 1.9702 | 1.9739 | 1.9769 | 1.9791 | 1.9806 | 1.981 | 1.9802 | 1.9786 | 1.9773 | 1.9767 | 1.9771 | 1.9773 | 1.9773
F3_Commercial_Hospital_New_Space Heating_Natural Gas_Unit Heater_E3 | F3 | Commercial | Hospital | New | Space Heating | Natural Gas | Unit Heater | E3 | PACT BC Ratio | 19.306 | 19.355 | 19.4154 | 19.4958 | 19.5967 | 19.747 | 19.8157 | 19.8297 | 19.8411 | 19.8377 | 19.8073 | 19.773 | 19.7606 | 19.7724 | 19.8164 | 19.851 | 19.9026 | 19.9794 | 20.0504 | 20.1229 | 20.2012 | 20.2691 | 20.3234 | 20.3645 | 20.3919 | 20.3998 | 20.3852 | 20.3553 | 20.3317 | 20.3202 | 20.3286 | 20.3318 | 20.3318
F3_Commercial_Hospital_New_Space Heating_Natural Gas_Unit Heater_E4 | F3 | Commercial | Hospital | New | Space Heating | Natural Gas | Unit Heater | E4 | PACT BC Ratio | 0 | 0 | 0 | 0 | 0 | 0 | 0 | 0 | 0 | 0 | 0 | 0 | 0 | 0 | 0 | 0 | 0 | 0 | 0 | 0 | 0 | 0 | 0 | 0 | 0 | 0 | 0 | 0 | 0 | 0 | 0 | 0 | 0
F3_Commercial_Hospital_New_Space Heating_Natural Gas_Unit Heater_E5 | F3 | Commercial | Hospital | New | Space Heating | Natural Gas | Unit Heater | E5 | PACT BC Ratio | 0 | 0 | 0 | 0 | 0 | 0 | 0 | 0 | 0 | 0 | 0 | 0 | 0 | 0 | 0 | 0 | 0 | 0 | 0 | 0 | 0 | 0 | 0 | 0 | 0 | 0 | 0 | 0 | 0 | 0 | 0 | 0 | 0
F3_Commercial_Hospital_New_Space Heating_Natural Gas_Unit Heater_E6 | F3 | Commercial | Hospital | New | Space Heating | Natural Gas | Unit Heater | E6 | PACT BC Ratio | 0 | 0 | 0 | 0 | 0 | 0 | 0 | 0 | 0 | 0 | 0 | 0 | 0 | 0 | 0 | 0 | 0 | 0 | 0 | 0 | 0 | 0 | 0 | 0 | 0 | 0 | 0 | 0 | 0 | 0 | 0 | 0 | 0
F3_Commercial_Hospital_New_Space Heating_Natural Gas_Unit Heater_E7 | F3 | Commercial | Hospital | New | Space Heating | Natural Gas | Unit Heater | E7 | PACT BC Ratio | 0 | 0 | 0 | 0 | 0 | 0 | 0 | 0 | 0 | 0 | 0 | 0 | 0 | 0 | 0 | 0 | 0 | 0 | 0 | 0 | 0 | 0 | 0 | 0 | 0 | 0 | 0 | 0 | 0 | 0 | 0 | 0 | 0
F3_Commercial_Hospital_New_Space Heating_Natural Gas_Unit Heater_E8 | F3 | Commercial | Hospital | New | Space Heating | Natural Gas | Unit Heater | E8 | PACT BC Ratio | 0 | 0 | 0 | 0 | 0 | 0 | 0 | 0 | 0 | 0 | 0 | 0 | 0 | 0 | 0 | 0 | 0 | 0 | 0 | 0 | 0 | 0 | 0 | 0 | 0 | 0 | 0 | 0 | 0 | 0 | 0 | 0 | 0
F3_Commercial_Hospital_New_Space Heating_Natural Gas_Unit Heater_E9 | F3 | Commercial | Hospital | New | Space Heating | Natural Gas | Unit Heater | E9 | PACT BC Ratio | 0 | 0 | 0 | 0 | 0 | 0 | 0 | 0 | 0 | 0 | 0 | 0 | 0 | 0 | 0 | 0 | 0 | 0 | 0 | 0 | 0 | 0 | 0 | 0 | 0 | 0 | 0 | 0 | 0 | 0 | 0 | 0 | 0
F3_Commercial_Hospital_New_Space Heating_Natural Gas_Unit Heater_E10 | F3 | Commercial | Hospital | New | Space Heating | Natural Gas | Unit Heater | E10 | PACT BC Ratio | 0 | 0 | 0 | 0 | 0 | 0 | 0 | 0 | 0 | 0 | 0 | 0 | 0 | 0 | 0 | 0 | 0 | 0 | 0 | 0 | 0 | 0 | 0 | 0 | 0 | 0 | 0 | 0 | 0 | 0 | 0 | 0 | 0
F4_Commercial_Hospital_New_Space Heating_Natural Gas_Unit Heater_E1 | F4 | Commercial | Hospital | New | Space Heating | Natural Gas | Unit Heater | E1 | RVT BC Ratio | bar: 2019 to 2051
F4_Commercial_Hospital_New_Space Heating_Natural Gas_Unit Heater_E2 | F4 | Commercial | Hospital | New | Space Heating | Natural Gas | Unit Heater | E2 | RVT BC Ratio | 2.7582 | 2.7606 | 2.7631 | 2.767 | 2.7724 | 2.781 | 2.786 | 2.7891 | 2.7928 | 2.796 | 2.7979 | 2.7988 | 2.8 | 2.8017 | 2.8044 | 2.8058 | 2.8081 | 2.8118 | 2.8155 | 2.8196 | 2.8244 | 2.8284 | 2.8316 | 2.834 | 2.8356 | 2.836 | 2.8352 | 2.8334 | 2.832 | 2.8314 | 2.8319 | 2.832 | 2.832
F4_Commercial_Hospital_New_Space Heating_Natural Gas_Unit Heater_E3 | F4 | Commercial | Hospital | New | Space Heating | Natural Gas | Unit Heater | E3 | RVT BC Ratio | 21.5169 | 21.5696 | 21.6348 | 21.7215 | 21.8304 | 21.9924 | 22.0664 | 22.0815 | 22.0938 | 22.0901 | 22.0573 | 22.0204 | 22.007 | 22.0198 | 22.0672 | 22.1045 | 22.1601 | 22.243 | 22.3196 | 22.3977 | 22.4821 | 22.5554 | 22.6139 | 22.6582 | 22.6877 | 22.6962 | 22.6806 | 22.6482 | 22.6228 | 22.6104 | 22.6194 | 22.6229 | 22.6229
F4_Commercial_Hospital_New_Space Heating_Natural Gas_Unit Heater_E4 | F4 | Commercial | Hospital | New | Space Heating | Natural Gas | Unit Heater | E4 | RVT BC Ratio | 0 | 0 | 0 | 0 | 0 | 0 | 0 | 0 | 0 | 0 | 0 | 0 | 0 | 0 | 0 | 0 | 0 | 0 | 0 | 0 | 0 | 0 | 0 | 0 | 0 | 0 | 0 | 0 | 0 | 0 | 0 | 0 | 0
F4_Commercial_Hospital_New_Space Heating_Natural Gas_Unit Heater_E5 | F4 | Commercial | Hospital | New | Space Heating | Natural Gas | Unit Heater | E5 | RVT BC Ratio | 0 | 0 | 0 | 0 | 0 | 0 | 0 | 0 | 0 | 0 | 0 | 0 | 0 | 0 | 0 | 0 | 0 | 0 | 0 | 0 | 0 | 0 | 0 | 0 | 0 | 0 | 0 | 0 | 0 | 0 | 0 | 0 | 0
F4_Commercial_Hospital_New_Space Heating_Natural Gas_Unit Heater_E6 | F4 | Commercial | Hospital | New | Space Heating | Natural Gas | Unit Heater | E6 | RVT BC Ratio | 0 | 0 | 0 | 0 | 0 | 0 | 0 | 0 | 0 | 0 | 0 | 0 | 0 | 0 | 0 | 0 | 0 | 0 | 0 | 0 | 0 | 0 | 0 | 0 | 0 | 0 | 0 | 0 | 0 | 0 | 0 | 0 | 0
F4_Commercial_Hospital_New_Space Heating_Natural Gas_Unit Heater_E7 | F4 | Commercial | Hospital | New | Space Heating | Natural Gas | Unit Heater | E7 | RVT BC Ratio | 0 | 0 | 0 | 0 | 0 | 0 | 0 | 0 | 0 | 0 | 0 | 0 | 0 | 0 | 0 | 0 | 0 | 0 | 0 | 0 | 0 | 0 | 0 | 0 | 0 | 0 | 0 | 0 | 0 | 0 | 0 | 0 | 0
F4_Commercial_Hospital_New_Space Heating_Natural Gas_Unit Heater_E8 | F4 | Commercial | Hospital | New | Space Heating | Natural Gas | Unit Heater | E8 | RVT BC Ratio | 0 | 0 | 0 | 0 | 0 | 0 | 0 | 0 | 0 | 0 | 0 | 0 | 0 | 0 | 0 | 0 | 0 | 0 | 0 | 0 | 0 | 0 | 0 | 0 | 0 | 0 | 0 | 0 | 0 | 0 | 0 | 0 | 0
F4_Commercial_Hospital_New_Space Heating_Natural Gas_Unit Heater_E9 | F4 | Commercial | Hospital | New | Space Heating | Natural Gas | Unit Heater | E9 | RVT BC Ratio | 0 | 0 | 0 | 0 | 0 | 0 | 0 | 0 | 0 | 0 | 0 | 0 | 0 | 0 | 0 | 0 | 0 | 0 | 0 | 0 | 0 | 0 | 0 | 0 | 0 | 0 | 0 | 0 | 0 | 0 | 0 | 0 | 0
F4_Commercial_Hospital_New_Space Heating_Natural Gas_Unit Heater_E10 | F4 | Commercial | Hospital | New | Space Heating | Natural Gas | Unit Heater | E10 | RVT BC Ratio | 0 | 0 | 0 | 0 | 0 | 0 | 0 | 0 | 0 | 0 | 0 | 0 | 0 | 0 | 0 | 0 | 0 | 0 | 0 | 0 | 0 | 0 | 0 | 0 | 0 | 0 | 0 | 0 | 0 | 0 | 0 | 0 | 0
F5_Commercial_Hospital_New_Space Heating_Natural Gas_Unit Heater_E1 | F5 | Commercial | Hospital | New | Space Heating | Natural Gas | Unit Heater | E1 | RIM BC Ratio | bar: 2019 to 2051
F5_Commercial_Hospital_New_Space Heating_Natural Gas_Unit Heater_E2 | F5 | Commercial | Hospital | New | Space Heating | Natural Gas | Unit Heater | E2 | RIM BC Ratio | 0.58074 | 0.58094 | 0.58116 | 0.58149 | 0.58195 | 0.58268 | 0.58311 | 0.58337 | 0.58367 | 0.58394 | 0.5841 | 0.58417 | 0.58428 | 0.58442 | 0.58464 | 0.58476 | 0.58495 | 0.58526 | 0.58556 | 0.5859 | 0.58629 | 0.58662 | 0.58688 | 0.58708 | 0.58721 | 0.58725 | 0.58718 | 0.58703 | 0.58692 | 0.58687 | 0.58691 | 0.58692 | 0.58692
F5_Commercial_Hospital_New_Space Heating_Natural Gas_Unit Heater_E3 | F5 | Commercial | Hospital | New | Space Heating | Natural Gas | Unit Heater | E3 | RIM BC Ratio | 0.80009 | 0.80017 | 0.80027 | 0.80041 | 0.80058 | 0.80083 | 0.80094 | 0.80096 | 0.80098 | 0.80098 | 0.80093 | 0.80087 | 0.80085 | 0.80087 | 0.80094 | 0.801 | 0.80108 | 0.80121 | 0.80132 | 0.80144 | 0.80156 | 0.80167 | 0.80175 | 0.80182 | 0.80186 | 0.80187 | 0.80185 | 0.8018 | 0.80176 | 0.80175 | 0.80176 | 0.80176 | 0.80176
F5_Commercial_Hospital_New_Space Heating_Natural Gas_Unit Heater_E4 | F5 | Commercial | Hospital | New | Space Heating | Natural Gas | Unit Heater | E4 | RIM BC Ratio | 0 | 0 | 0 | 0 | 0 | 0 | 0 | 0 | 0 | 0 | 0 | 0 | 0 | 0 | 0 | 0 | 0 | 0 | 0 | 0 | 0 | 0 | 0 | 0 | 0 | 0 | 0 | 0 | 0 | 0 | 0 | 0 | 0
F5_Commercial_Hospital_New_Space Heating_Natural Gas_Unit Heater_E5 | F5 | Commercial | Hospital | New | Space Heating | Natural Gas | Unit Heater | E5 | RIM BC Ratio | 0 | 0 | 0 | 0 | 0 | 0 | 0 | 0 | 0 | 0 | 0 | 0 | 0 | 0 | 0 | 0 | 0 | 0 | 0 | 0 | 0 | 0 | 0 | 0 | 0 | 0 | 0 | 0 | 0 | 0 | 0 | 0 | 0
F5_Commercial_Hospital_New_Space Heating_Natural Gas_Unit Heater_E6 | F5 | Commercial | Hospital | New | Space Heating | Natural Gas | Unit Heater | E6 | RIM BC Ratio | 0 | 0 | 0 | 0 | 0 | 0 | 0 | 0 | 0 | 0 | 0 | 0 | 0 | 0 | 0 | 0 | 0 | 0 | 0 | 0 | 0 | 0 | 0 | 0 | 0 | 0 | 0 | 0 | 0 | 0 | 0 | 0 | 0
F5_Commercial_Hospital_New_Space Heating_Natural Gas_Unit Heater_E7 | F5 | Commercial | Hospital | New | Space Heating | Natural Gas | Unit Heater | E7 | RIM BC Ratio | 0 | 0 | 0 | 0 | 0 | 0 | 0 | 0 | 0 | 0 | 0 | 0 | 0 | 0 | 0 | 0 | 0 | 0 | 0 | 0 | 0 | 0 | 0 | 0 | 0 | 0 | 0 | 0 | 0 | 0 | 0 | 0 | 0
F5_Commercial_Hospital_New_Space Heating_Natural Gas_Unit Heater_E8 | F5 | Commercial | Hospital | New | Space Heating | Natural Gas | Unit Heater | E8 | RIM BC Ratio | 0 | 0 | 0 | 0 | 0 | 0 | 0 | 0 | 0 | 0 | 0 | 0 | 0 | 0 | 0 | 0 | 0 | 0 | 0 | 0 | 0 | 0 | 0 | 0 | 0 | 0 | 0 | 0 | 0 | 0 | 0 | 0 | 0
F5_Commercial_Hospital_New_Space Heating_Natural Gas_Unit Heater_E9 | F5 | Commercial | Hospital | New | Space Heating | Natural Gas | Unit Heater | E9 | RIM BC Ratio | 0 | 0 | 0 | 0 | 0 | 0 | 0 | 0 | 0 | 0 | 0 | 0 | 0 | 0 | 0 | 0 | 0 | 0 | 0 | 0 | 0 | 0 | 0 | 0 | 0 | 0 | 0 | 0 | 0 | 0 | 0 | 0 | 0
F5_Commercial_Hospital_New_Space Heating_Natural Gas_Unit Heater_E10 | F5 | Commercial | Hospital | New | Space Heating | Natural Gas | Unit Heater | E10 | RIM BC Ratio | 0 | 0 | 0 | 0 | 0 | 0 | 0 | 0 | 0 | 0 | 0 | 0 | 0 | 0 | 0 | 0 | 0 | 0 | 0 | 0 | 0 | 0 | 0 | 0 | 0 | 0 | 0 | 0 | 0 | 0 | 0 | 0 | 0
F0_Commercial_Hospital_New_Water Heating_Natural Gas_Water Heater_E0 | F0 | Commercial | Hospital | New | Water Heating | Natural Gas | Water Heater | E0 | Economic Unit | Gas-Fired Absorption HPWH | Gas-Fired Absorption HPWH | Gas-Fired Absorption HPWH | Gas-Fired Absorption HPWH | Gas-Fired Absorption HPWH | Gas-Fired Absorption HPWH | Gas-Fired Absorption HPWH | Gas-Fired Absorption HPWH | Gas-Fired Absorption HPWH | Gas-Fired Absorption HPWH | Gas-Fired Absorption HPWH | Gas-Fired Absorption HPWH | Gas-Fired Absorption HPWH | Gas-Fired Absorption HPWH | Gas-Fired Absorption HPWH | Gas-Fired Absorption HPWH | Gas-Fired Absorption HPWH | Gas-Fired Absorption HPWH | Gas-Fired Absorption HPWH | Gas-Fired Absorption HPWH | Gas-Fired Absorption HPWH | Gas-Fired Absorption HPWH | Gas-Fired Absorption HPWH | Gas-Fired Absorption HPWH | Gas-Fired Absorption HPWH | Gas-Fired Absorption HPWH | Gas-Fired Absorption HPWH | Gas-Fired Absorption HPWH | Gas-Fired Absorption HPWH | Gas-Fired Absorption HPWH | Gas-Fired Absorption HPWH | Gas-Fired Absorption HPWH | Gas-Fired Absorption HPWH
F1_Commercial_Hospital_New_Water Heating_Natural Gas_Water Heater_E1 | F1 | Commercial | Hospital | New | Water Heating | Natural Gas | Water Heater | E1 | CCE | 0 | 0 | 0 | 0 | 0 | 0 | 0 | 0 | 0 | 0 | 0 | 0 | 0 | 0 | 0 | 0 | 0 | 0 | 0 | 0 | 0 | 0 | 0 | 0 | 0 | 0 | 0 | 0 | 0 | 0 | 0 | 0 | 0
F1_Commercial_Hospital_New_Water Heating_Natural Gas_Water Heater_E2 | F1 | Commercial | Hospital | New | Water Heating | Natural Gas | Water Heater | E2 | CCE | -0.0016264 | -0.0016264 | -0.0016264 | -0.0016264 | -0.0016264 | -0.0016264 | -0.0016264 | -0.0016264 | -0.0016264 | -0.0016264 | -0.0016264 | -0.0016264 | -0.0016264 | -0.0016264 | -0.0016264 | -0.0016264 | -0.0016264 | -0.0016264 | -0.0016264 | -0.0016264 | -0.0016264 | -0.0016264 | -0.0016264 | -0.0016264 | -0.0016264 | -0.0016264 | -0.0016264 | -0.0016264 | -0.0016264 | -0.0016264 | -0.0016264 | -0.0016264 | -0.0016264
F1_Commercial_Hospital_New_Water Heating_Natural Gas_Water Heater_E3 | F1 | Commercial | Hospital | New | Water Heating | Natural Gas | Water Heater | E3 | CCE | 0.014175 | 0.014175 | 0.014175 | 0.014175 | 0.014175 | 0.014175 | 0.014175 | 0.014175 | 0.014175 | 0.014175 | 0.014175 | 0.014175 | 0.014175 | 0.014175 | 0.014175 | 0.014175 | 0.014175 | 0.014175 | 0.014175 | 0.014175 | 0.014175 | 0.014175 | 0.014175 | 0.014175 | 0.014175 | 0.014175 | 0.014175 | 0.014175 | 0.014175 | 0.014175 | 0.014175 | 0.014175 | 0.014175
F1_Commercial_Hospital_New_Water Heating_Natural Gas_Water Heater_E4 | F1 | Commercial | Hospital | New | Water Heating | Natural Gas | Water Heater | E4 | CCE | 0.017439 | 0.017439 | 0.017439 | 0.017439 | 0.017439 | 0.017439 | 0.017439 | 0.017439 | 0.017439 | 0.017439 | 0.017439 | 0.017439 | 0.017439 | 0.017439 | 0.017439 | 0.017439 | 0.017439 | 0.017439 | 0.017439 | 0.017439 | 0.017439 | 0.017439 | 0.017439 | 0.017439 | 0.017439 | 0.017439 | 0.017439 | 0.017439 | 0.017439 | 0.017439 | 0.017439 | 0.017439 | 0.017439
F1_Commercial_Hospital_New_Water Heating_Natural Gas_Water Heater_E5 | F1 | Commercial | Hospital | New | Water Heating | Natural Gas | Water Heater | E5 | CCE | 0.025981 | 0.025981 | 0.025981 | 0.025981 | 0.025981 | 0.025981 | 0.025981 | 0.025981 | 0.025981 | 0.025981 | 0.025981 | 0.025981 | 0.025981 | 0.025981 | 0.025981 | 0.025981 | 0.025981 | 0.025981 | 0.025981 | 0.025981 | 0.025981 | 0.025981 | 0.025981 | 0.025981 | 0.025981 | 0.025981 | 0.025981 | 0.025981 | 0.025981 | 0.025981 | 0.025981 | 0.025981 | 0.025981
F1_Commercial_Hospital_New_Water Heating_Natural Gas_Water Heater_E6 | F1 | Commercial | Hospital | New | Water Heating | Natural Gas | Water Heater | E6 | CCE | -0.046713 | -0.046713 | -0.046713 | -0.046713 | -0.046713 | -0.046713 | -0.046713 | -0.046713 | -0.046713 | -0.046713 | -0.046713 | -0.046713 | -0.046713 | -0.046713 | -0.046713 | -0.046713 | -0.046713 | -0.046713 | -0.046713 | -0.046713 | -0.046713 | -0.046713 | -0.046713 | -0.046713 | -0.046713 | -0.046713 | -0.046713 | -0.046713 | -0.046713 | -0.046713 | -0.046713 | -0.046713 | -0.046713
F1_Commercial_Hospital_New_Water Heating_Natural Gas_Water Heater_E7 | F1 | Commercial | Hospital | New | Water Heating | Natural Gas | Water Heater | E7 | CCE | 0.040273 | 0.040273 | 0.040273 | 0.040273 | 0.040273 | 0.040273 | 0.040273 | 0.040273 | 0.040273 | 0.040273 | 0.040273 | 0.040273 | 0.040273 | 0.040273 | 0.040273 | 0.040273 | 0.040273 | 0.040273 | 0.040273 | 0.040273 | 0.040273 | 0.040273 | 0.040273 | 0.040273 | 0.040273 | 0.040273 | 0.040273 | 0.040273 | 0.040273 | 0.040273 | 0.040273 | 0.040273 | 0.040273
F1_Commercial_Hospital_New_Water Heating_Natural Gas_Water Heater_E8 | F1 | Commercial | Hospital | New | Water Heating | Natural Gas | Water Heater | E8 | CCE | 0 | 0 | 0 | 0 | 0 | 0 | 0 | 0 | 0 | 0 | 0 | 0 | 0 | 0 | 0 | 0 | 0 | 0 | 0 | 0 | 0 | 0 | 0 | 0 | 0 | 0 | 0 | 0 | 0 | 0 | 0 | 0 | 0
F1_Commercial_Hospital_New_Water Heating_Natural Gas_Water Heater_E9 | F1 | Commercial | Hospital | New | Water Heating | Natural Gas | Water Heater | E9 | CCE | 0 | 0 | 0 | 0 | 0 | 0 | 0 | 0 | 0 | 0 | 0 | 0 | 0 | 0 | 0 | 0 | 0 | 0 | 0 | 0 | 0 | 0 | 0 | 0 | 0 | 0 | 0 | 0 | 0 | 0 | 0 | 0 | 0
F1_Commercial_Hospital_New_Water Heating_Natural Gas_Water Heater_E10 | F1 | Commercial | Hospital | New | Water Heating | Natural Gas | Water Heater | E10 | CCE | 0 | 0 | 0 | 0 | 0 | 0 | 0 | 0 | 0 | 0 | 0 | 0 | 0 | 0 | 0 | 0 | 0 | 0 | 0 | 0 | 0 | 0 | 0 | 0 | 0 | 0 | 0 | 0 | 0 | 0 | 0 | 0 | 0
F2_Commercial_Hospital_New_Water Heating_Natural Gas_Water Heater_E1 | F2 | Commercial | Hospital | New | Water Heating | Natural Gas | Water Heater | E1 | TRC BC Ratio | bar: 2019 to 2051
F2_Commercial_Hospital_New_Water Heating_Natural Gas_Water Heater_E2 | F2 | Commercial | Hospital | New | Water Heating | Natural Gas | Water Heater | E2 | TRC BC Ratio | bar: 2019 to 2051
F2_Commercial_Hospital_New_Water Heating_Natural Gas_Water Heater_E3 | F2 | Commercial | Hospital | New | Water Heating | Natural Gas | Water Heater | E3 | TRC BC Ratio | 75.791 | 76.4836 | 77.3077 | 78.2641 | 79.3799 | 80.7008 | 81.7684 | 82.7732 | 83.7656 | 84.763 | 85.6738 | 86.4737 | 87.2779 | 88.1273 | 89.1073 | 90.0801 | 91.1524 | 92.3352 | 93.5884 | 94.8809 | 96.202 | 97.4417 | 98.5779 | 99.6133 | 100.5277 | 101.3062 | 101.8534 | 102.256 | 102.603 | 102.8984 | 103.1915 | 103.3238 | 103.3238
F2_Commercial_Hospital_New_Water Heating_Natural Gas_Water Heater_E4 | F2 | Commercial | Hospital | New | Water Heating | Natural Gas | Water Heater | E4 | TRC BC Ratio | 61.6042 | 62.1671 | 62.8369 | 63.6143 | 64.5212 | 65.5949 | 66.4626 | 67.2794 | 68.086 | 68.8967 | 69.637 | 70.2872 | 70.9409 | 71.6313 | 72.4279 | 73.2186 | 74.0902 | 75.0515 | 76.0701 | 77.1207 | 78.1946 | 79.2022 | 80.1257 | 80.9673 | 81.7105 | 82.3433 | 82.788 | 83.1153 | 83.3973 | 83.6374 | 83.8757 | 83.9832 | 83.9832
F2_Commercial_Hospital_New_Water Heating_Natural Gas_Water Heater_E5 | F2 | Commercial | Hospital | New | Water Heating | Natural Gas | Water Heater | E5 | TRC BC Ratio | 41.3493 | 41.7272 | 42.1767 | 42.6985 | 43.3073 | 44.0279 | 44.6103 | 45.1586 | 45.7 | 46.2441 | 46.741 | 47.1774 | 47.6162 | 48.0796 | 48.6143 | 49.145 | 49.73 | 50.3753 | 51.059 | 51.7641 | 52.4849 | 53.1612 | 53.7811 | 54.346 | 54.8449 | 55.2696 | 55.5681 | 55.7878 | 55.9771 | 56.1382 | 56.2982 | 56.3703 | 56.3703
F2_Commercial_Hospital_New_Water Heating_Natural Gas_Water Heater_E6 | F2 | Commercial | Hospital | New | Water Heating | Natural Gas | Water Heater | E6 | TRC BC Ratio | bar: 2019 to 2051
F2_Commercial_Hospital_New_Water Heating_Natural Gas_Water Heater_E7 | F2 | Commercial | Hospital | New | Water Heating | Natural Gas | Water Heater | E7 | TRC BC Ratio | 25.3858 | 25.5632 | 25.8442 | 26.2309 | 26.7198 | 27.3148 | 27.7598 | 28.1544 | 28.5032 | 28.819 | 29.0555 | 29.2059 | 29.3514 | 29.5338 | 29.8195 | 30.1331 | 30.5255 | 31.0105 | 31.5627 | 32.1578 | 32.79 | 33.3935 | 33.9635 | 34.5134 | 35.0134 | 35.439 | 35.7382 | 35.9584 | 36.1481 | 36.3096 | 36.4698 | 36.5422 | 36.5422
F2_Commercial_Hospital_New_Water Heating_Natural Gas_Water Heater_E8 | F2 | Commercial | Hospital | New | Water Heating | Natural Gas | Water Heater | E8 | TRC BC Ratio | 0 | 0 | 0 | 0 | 0 | 0 | 0 | 0 | 0 | 0 | 0 | 0 | 0 | 0 | 0 | 0 | 0 | 0 | 0 | 0 | 0 | 0 | 0 | 0 | 0 | 0 | 0 | 0 | 0 | 0 | 0 | 0 | 0
F2_Commercial_Hospital_New_Water Heating_Natural Gas_Water Heater_E9 | F2 | Commercial | Hospital | New | Water Heating | Natural Gas | Water Heater | E9 | TRC BC Ratio | 0 | 0 | 0 | 0 | 0 | 0 | 0 | 0 | 0 | 0 | 0 | 0 | 0 | 0 | 0 | 0 | 0 | 0 | 0 | 0 | 0 | 0 | 0 | 0 | 0 | 0 | 0 | 0 | 0 | 0 | 0 | 0 | 0
F2_Commercial_Hospital_New_Water Heating_Natural Gas_Water Heater_E10 | F2 | Commercial | Hospital | New | Water Heating | Natural Gas | Water Heater | E10 | TRC BC Ratio | 0 | 0 | 0 | 0 | 0 | 0 | 0 | 0 | 0 | 0 | 0 | 0 | 0 | 0 | 0 | 0 | 0 | 0 | 0 | 0 | 0 | 0 | 0 | 0 | 0 | 0 | 0 | 0 | 0 | 0 | 0 | 0 | 0
F3_Commercial_Hospital_New_Water Heating_Natural Gas_Water Heater_E1 | F3 | Commercial | Hospital | New | Water Heating | Natural Gas | Water Heater | E1 | PACT BC Ratio | bar: 2019 to 2051
F3_Commercial_Hospital_New_Water Heating_Natural Gas_Water Heater_E2 | F3 | Commercial | Hospital | New | Water Heating | Natural Gas | Water Heater | E2 | PACT BC Ratio | bar: 2019 to 2051
F3_Commercial_Hospital_New_Water Heating_Natural Gas_Water Heater_E3 | F3 | Commercial | Hospital | New | Water Heating | Natural Gas | Water Heater | E3 | PACT BC Ratio | 101.0547 | 101.9782 | 103.0769 | 104.3522 | 105.8398 | 107.601 | 109.0245 | 110.3643 | 111.6875 | 113.0173 | 114.2317 | 115.2982 | 116.3706 | 117.503 | 118.8098 | 120.1068 | 121.5366 | 123.1136 | 124.7845 | 126.5079 | 128.2694 | 129.9223 | 131.4372 | 132.8177 | 134.0369 | 135.0749 | 135.8045 | 136.3414 | 136.8039 | 137.1978 | 137.5887 | 137.765 | 137.765
F3_Commercial_Hospital_New_Water Heating_Natural Gas_Water Heater_E4 | F3 | Commercial | Hospital | New | Water Heating | Natural Gas | Water Heater | E4 | PACT BC Ratio | 82.1389 | 82.8895 | 83.7826 | 84.8191 | 86.0283 | 87.4598 | 88.6168 | 89.7059 | 90.7814 | 91.8623 | 92.8494 | 93.7162 | 94.5879 | 95.5083 | 96.5705 | 97.6247 | 98.7869 | 100.0687 | 101.4268 | 102.8276 | 104.2594 | 105.6029 | 106.8343 | 107.9564 | 108.9474 | 109.7911 | 110.3841 | 110.8205 | 111.1964 | 111.5166 | 111.8343 | 111.9777 | 111.9777
F3_Commercial_Hospital_New_Water Heating_Natural Gas_Water Heater_E5 | F3 | Commercial | Hospital | New | Water Heating | Natural Gas | Water Heater | E5 | PACT BC Ratio | 55.1324 | 55.6362 | 56.2356 | 56.9314 | 57.743 | 58.7038 | 59.4805 | 60.2114 | 60.9333 | 61.6588 | 62.3214 | 62.9032 | 63.4883 | 64.1061 | 64.819 | 65.5266 | 66.3067 | 67.1671 | 68.0786 | 69.0189 | 69.9799 | 70.8817 | 71.7082 | 72.4613 | 73.1265 | 73.6928 | 74.0908 | 74.3837 | 74.6361 | 74.851 | 75.0642 | 75.1604 | 75.1604
F3_Commercial_Hospital_New_Water Heating_Natural Gas_Water Heater_E6 | F3 | Commercial | Hospital | New | Water Heating | Natural Gas | Water Heater | E6 | PACT BC Ratio | bar: 2019 to 2051
F3_Commercial_Hospital_New_Water Heating_Natural Gas_Water Heater_E7 | F3 | Commercial | Hospital | New | Water Heating | Natural Gas | Water Heater | E7 | PACT BC Ratio | 33.8478 | 34.0842 | 34.459 | 34.9746 | 35.6264 | 36.4198 | 37.013 | 37.5393 | 38.0043 | 38.4253 | 38.7407 | 38.9411 | 39.1352 | 39.3784 | 39.7594 | 40.1774 | 40.7006 | 41.3474 | 42.0836 | 42.877 | 43.7201 | 44.5246 | 45.2847 | 46.0179 | 46.6845 | 47.2521 | 47.6509 | 47.9445 | 48.1974 | 48.4128 | 48.6265 | 48.7229 | 48.7229
F3_Commercial_Hospital_New_Water Heating_Natural Gas_Water Heater_E8 | F3 | Commercial | Hospital | New | Water Heating | Natural Gas | Water Heater | E8 | PACT BC Ratio | 0 | 0 | 0 | 0 | 0 | 0 | 0 | 0 | 0 | 0 | 0 | 0 | 0 | 0 | 0 | 0 | 0 | 0 | 0 | 0 | 0 | 0 | 0 | 0 | 0 | 0 | 0 | 0 | 0 | 0 | 0 | 0 | 0
F3_Commercial_Hospital_New_Water Heating_Natural Gas_Water Heater_E9 | F3 | Commercial | Hospital | New | Water Heating | Natural Gas | Water Heater | E9 | PACT BC Ratio | 0 | 0 | 0 | 0 | 0 | 0 | 0 | 0 | 0 | 0 | 0 | 0 | 0 | 0 | 0 | 0 | 0 | 0 | 0 | 0 | 0 | 0 | 0 | 0 | 0 | 0 | 0 | 0 | 0 | 0 | 0 | 0 | 0
F3_Commercial_Hospital_New_Water Heating_Natural Gas_Water Heater_E10 | F3 | Commercial | Hospital | New | Water Heating | Natural Gas | Water Heater | E10 | PACT BC Ratio | 0 | 0 | 0 | 0 | 0 | 0 | 0 | 0 | 0 | 0 | 0 | 0 | 0 | 0 | 0 | 0 | 0 | 0 | 0 | 0 | 0 | 0 | 0 | 0 | 0 | 0 | 0 | 0 | 0 | 0 | 0 | 0 | 0
F4_Commercial_Hospital_New_Water Heating_Natural Gas_Water Heater_E1 | F4 | Commercial | Hospital | New | Water Heating | Natural Gas | Water Heater | E1 | RVT BC Ratio | bar: 2019 to 2051
F4_Commercial_Hospital_New_Water Heating_Natural Gas_Water Heater_E2 | F4 | Commercial | Hospital | New | Water Heating | Natural Gas | Water Heater | E2 | RVT BC Ratio | bar: 2019 to 2051
F4_Commercial_Hospital_New_Water Heating_Natural Gas_Water Heater_E3 | F4 | Commercial | Hospital | New | Water Heating | Natural Gas | Water Heater | E3 | RVT BC Ratio | 109.6631 | 110.6588 | 111.8436 | 113.2186 | 114.8227 | 116.7217 | 118.2566 | 119.7012 | 121.128 | 122.5619 | 123.8713 | 125.0213 | 126.1776 | 127.3986 | 128.8077 | 130.2062 | 131.7478 | 133.4483 | 135.2499 | 137.1082 | 139.0075 | 140.7898 | 142.4233 | 143.9118 | 145.2265 | 146.3457 | 147.1323 | 147.7113 | 148.21 | 148.6347 | 149.0562 | 149.2464 | 149.2464
F4_Commercial_Hospital_New_Water Heating_Natural Gas_Water Heater_E4 | F4 | Commercial | Hospital | New | Water Heating | Natural Gas | Water Heater | E4 | RVT BC Ratio | 89.267 | 90.0763 | 91.0393 | 92.157 | 93.4608 | 95.0043 | 96.2519 | 97.4261 | 98.5858 | 99.7513 | 100.8156 | 101.7504 | 102.6902 | 103.6827 | 104.828 | 105.9647 | 107.2178 | 108.6 | 110.0644 | 111.5748 | 113.1186 | 114.5673 | 115.895 | 117.1049 | 118.1735 | 119.0832 | 119.7226 | 120.1931 | 120.5985 | 120.9437 | 121.2863 | 121.4409 | 121.4409
F4_Commercial_Hospital_New_Water Heating_Natural Gas_Water Heater_E5 | F4 | Commercial | Hospital | New | Water Heating | Natural Gas | Water Heater | E5 | RVT BC Ratio | 60.147 | 60.6902 | 61.3366 | 62.0868 | 62.9619 | 63.9979 | 64.8353 | 65.6235 | 66.4019 | 67.1841 | 67.8986 | 68.5259 | 69.1568 | 69.8229 | 70.5917 | 71.3547 | 72.1957 | 73.1235 | 74.1064 | 75.1202 | 76.1564 | 77.1288 | 78.02 | 78.832 | 79.5493 | 80.1599 | 80.5891 | 80.9049 | 81.177 | 81.4087 | 81.6386 | 81.7424 | 81.7424
F4_Commercial_Hospital_New_Water Heating_Natural Gas_Water Heater_E6 | F4 | Commercial | Hospital | New | Water Heating | Natural Gas | Water Heater | E6 | RVT BC Ratio | bar: 2019 to 2051
F4_Commercial_Hospital_New_Water Heating_Natural Gas_Water Heater_E7 | F4 | Commercial | Hospital | New | Water Heating | Natural Gas | Water Heater | E7 | RVT BC Ratio | 37.1966 | 37.4516 | 37.8557 | 38.4117 | 39.1144 | 39.9699 | 40.6096 | 41.177 | 41.6785 | 42.1325 | 42.4725 | 42.6886 | 42.8978 | 43.1601 | 43.5709 | 44.0217 | 44.5858 | 45.2831 | 46.077 | 46.9325 | 47.8415 | 48.709 | 49.5286 | 50.3192 | 51.038 | 51.6499 | 52.08 | 52.3966 | 52.6693 | 52.9015 | 53.1319 | 53.2359 | 53.2359
F4_Commercial_Hospital_New_Water Heating_Natural Gas_Water Heater_E8 | F4 | Commercial | Hospital | New | Water Heating | Natural Gas | Water Heater | E8 | RVT BC Ratio | 0 | 0 | 0 | 0 | 0 | 0 | 0 | 0 | 0 | 0 | 0 | 0 | 0 | 0 | 0 | 0 | 0 | 0 | 0 | 0 | 0 | 0 | 0 | 0 | 0 | 0 | 0 | 0 | 0 | 0 | 0 | 0 | 0
F4_Commercial_Hospital_New_Water Heating_Natural Gas_Water Heater_E9 | F4 | Commercial | Hospital | New | Water Heating | Natural Gas | Water Heater | E9 | RVT BC Ratio | 0 | 0 | 0 | 0 | 0 | 0 | 0 | 0 | 0 | 0 | 0 | 0 | 0 | 0 | 0 | 0 | 0 | 0 | 0 | 0 | 0 | 0 | 0 | 0 | 0 | 0 | 0 | 0 | 0 | 0 | 0 | 0 | 0
F4_Commercial_Hospital_New_Water Heating_Natural Gas_Water Heater_E10 | F4 | Commercial | Hospital | New | Water Heating | Natural Gas | Water Heater | E10 | RVT BC Ratio | 0 | 0 | 0 | 0 | 0 | 0 | 0 | 0 | 0 | 0 | 0 | 0 | 0 | 0 | 0 | 0 | 0 | 0 | 0 | 0 | 0 | 0 | 0 | 0 | 0 | 0 | 0 | 0 | 0 | 0 | 0 | 0 | 0
F5_Commercial_Hospital_New_Water Heating_Natural Gas_Water Heater_E1 | F5 | Commercial | Hospital | New | Water Heating | Natural Gas | Water Heater | E1 | RIM BC Ratio | bar: 2019 to 2051
F5_Commercial_Hospital_New_Water Heating_Natural Gas_Water Heater_E2 | F5 | Commercial | Hospital | New | Water Heating | Natural Gas | Water Heater | E2 | RIM BC Ratio | bar: 2019 to 2051
F5_Commercial_Hospital_New_Water Heating_Natural Gas_Water Heater_E3 | F5 | Commercial | Hospital | New | Water Heating | Natural Gas | Water Heater | E3 | RIM BC Ratio | 0.82784 | 0.8279 | 0.82797 | 0.82806 | 0.82815 | 0.82825 | 0.82834 | 0.82841 | 0.82849 | 0.82856 | 0.82862 | 0.82868 | 0.82873 | 0.82879 | 0.82886 | 0.82892 | 0.82899 | 0.82906 | 0.82913 | 0.82921 | 0.82928 | 0.82935 | 0.82941 | 0.82947 | 0.82951 | 0.82955 | 0.82958 | 0.8296 | 0.82962 | 0.82963 | 0.82965 | 0.82965 | 0.82965
F5_Commercial_Hospital_New_Water Heating_Natural Gas_Water Heater_E4 | F5 | Commercial | Hospital | New | Water Heating | Natural Gas | Water Heater | E4 | RIM BC Ratio | 0.82628 | 0.82636 | 0.82645 | 0.82655 | 0.82666 | 0.82679 | 0.82689 | 0.82698 | 0.82707 | 0.82716 | 0.82724 | 0.82731 | 0.82738 | 0.82745 | 0.82753 | 0.8276 | 0.82769 | 0.82777 | 0.82787 | 0.82796 | 0.82805 | 0.82813 | 0.82821 | 0.82828 | 0.82833 | 0.82838 | 0.82842 | 0.82844 | 0.82846 | 0.82848 | 0.8285 | 0.8285 | 0.8285
F5_Commercial_Hospital_New_Water Heating_Natural Gas_Water Heater_E5 | F5 | Commercial | Hospital | New | Water Heating | Natural Gas | Water Heater | E5 | RIM BC Ratio | 0.82223 | 0.82234 | 0.82247 | 0.82262 | 0.82279 | 0.82298 | 0.82313 | 0.82327 | 0.8234 | 0.82353 | 0.82365 | 0.82375 | 0.82385 | 0.82395 | 0.82407 | 0.82418 | 0.8243 | 0.82443 | 0.82457 | 0.82471 | 0.82484 | 0.82496 | 0.82508 | 0.82517 | 0.82526 | 0.82533 | 0.82538 | 0.82542 | 0.82545 | 0.82547 | 0.8255 | 0.82551 | 0.82551
F5_Commercial_Hospital_New_Water Heating_Natural Gas_Water Heater_E6 | F5 | Commercial | Hospital | New | Water Heating | Natural Gas | Water Heater | E6 | RIM BC Ratio | bar: 2019 to 2051
F5_Commercial_Hospital_New_Water Heating_Natural Gas_Water Heater_E7 | F5 | Commercial | Hospital | New | Water Heating | Natural Gas | Water Heater | E7 | RIM BC Ratio | 0.81459 | 0.81473 | 0.81494 | 0.81522 | 0.81557 | 0.81598 | 0.81627 | 0.81652 | 0.81674 | 0.81693 | 0.81708 | 0.81716 | 0.81725 | 0.81735 | 0.81752 | 0.81769 | 0.81791 | 0.81816 | 0.81845 | 0.81874 | 0.81904 | 0.81932 | 0.81957 | 0.81981 | 0.82002 | 0.82019 | 0.82031 | 0.8204 | 0.82047 | 0.82053 | 0.82059 | 0.82062 | 0.82062
F5_Commercial_Hospital_New_Water Heating_Natural Gas_Water Heater_E8 | F5 | Commercial | Hospital | New | Water Heating | Natural Gas | Water Heater | E8 | RIM BC Ratio | 0 | 0 | 0 | 0 | 0 | 0 | 0 | 0 | 0 | 0 | 0 | 0 | 0 | 0 | 0 | 0 | 0 | 0 | 0 | 0 | 0 | 0 | 0 | 0 | 0 | 0 | 0 | 0 | 0 | 0 | 0 | 0 | 0
F5_Commercial_Hospital_New_Water Heating_Natural Gas_Water Heater_E9 | F5 | Commercial | Hospital | New | Water Heating | Natural Gas | Water Heater | E9 | RIM BC Ratio | 0 | 0 | 0 | 0 | 0 | 0 | 0 | 0 | 0 | 0 | 0 | 0 | 0 | 0 | 0 | 0 | 0 | 0 | 0 | 0 | 0 | 0 | 0 | 0 | 0 | 0 | 0 | 0 | 0 | 0 | 0 | 0 | 0
F5_Commercial_Hospital_New_Water Heating_Natural Gas_Water Heater_E10 | F5 | Commercial | Hospital | New | Water Heating | Natural Gas | Water Heater | E10 | RIM BC Ratio | 0 | 0 | 0 | 0 | 0 | 0 | 0 | 0 | 0 | 0 | 0 | 0 | 0 | 0 | 0 | 0 | 0 | 0 | 0 | 0 | 0 | 0 | 0 | 0 | 0 | 0 | 0 | 0 | 0 | 0 | 0 | 0 | 0
F0_Commercial_Hospital_New_Food Preparation_Natural Gas_Oven_E0 | F0 | Commercial | Hospital | New | Food Preparation | Natural Gas | Oven | E0 | Economic Unit | ENERGY STAR (>44% Baking Efficiency) | ENERGY STAR (>44% Baking Efficiency) | ENERGY STAR (>44% Baking Efficiency) | ENERGY STAR (>44% Baking Efficiency) | ENERGY STAR (>44% Baking Efficiency) | ENERGY STAR (>44% Baking Efficiency) | ENERGY STAR (>44% Baking Efficiency) | ENERGY STAR (>44% Baking Efficiency) | ENERGY STAR (>44% Baking Efficiency) | ENERGY STAR (>44% Baking Efficiency) | ENERGY STAR (>44% Baking Efficiency) | ENERGY STAR (>44% Baking Efficiency) | ENERGY STAR (>44% Baking Efficiency) | ENERGY STAR (>44% Baking Efficiency) | ENERGY STAR (>44% Baking Efficiency) | ENERGY STAR (>44% Baking Efficiency) | ENERGY STAR (>44% Baking Efficiency) | ENERGY STAR (>44% Baking Efficiency) | ENERGY STAR (>44% Baking Efficiency) | ENERGY STAR (>44% Baking Efficiency) | ENERGY STAR (>44% Baking Efficiency) | ENERGY STAR (>44% Baking Efficiency) | ENERGY STAR (>44% Baking Efficiency) | ENERGY STAR (>44% Baking Efficiency) | ENERGY STAR (>44% Baking Efficiency) | ENERGY STAR (>44% Baking Efficiency) | ENERGY STAR (>44% Baking Efficiency) | ENERGY STAR (>44% Baking Efficiency) | ENERGY STAR (>44% Baking Efficiency) | ENERGY STAR (>44% Baking Efficiency) | ENERGY STAR (>44% Baking Efficiency) | ENERGY STAR (>44% Baking Efficiency) | ENERGY STAR (>44% Baking Efficiency)
F1_Commercial_Hospital_New_Food Preparation_Natural Gas_Oven_E1 | F1 | Commercial | Hospital | New | Food Preparation | Natural Gas | Oven | E1 | CCE | 0 | 0 | 0 | 0 | 0 | 0 | 0 | 0 | 0 | 0 | 0 | 0 | 0 | 0 | 0 | 0 | 0 | 0 | 0 | 0 | 0 | 0 | 0 | 0 | 0 | 0 | 0 | 0 | 0 | 0 | 0 | 0 | 0
F1_Commercial_Hospital_New_Food Preparation_Natural Gas_Oven_E2 | F1 | Commercial | Hospital | New | Food Preparation | Natural Gas | Oven | E2 | CCE | 0.52905 | 0.52905 | 0.52905 | 0.52905 | 0.52905 | 0.52905 | 0.52905 | 0.52905 | 0.52905 | 0.52905 | 0.52905 | 0.52905 | 0.52905 | 0.52905 | 0.52905 | 0.52905 | 0.52905 | 0.52905 | 0.52905 | 0.52905 | 0.52905 | 0.52905 | 0.52905 | 0.52905 | 0.52905 | 0.52905 | 0.52905 | 0.52905 | 0.52905 | 0.52905 | 0.52905 | 0.52905 | 0.52905
F1_Commercial_Hospital_New_Food Preparation_Natural Gas_Oven_E3 | F1 | Commercial | Hospital | New | Food Preparation | Natural Gas | Oven | E3 | CCE | 0 | 0 | 0 | 0 | 0 | 0 | 0 | 0 | 0 | 0 | 0 | 0 | 0 | 0 | 0 | 0 | 0 | 0 | 0 | 0 | 0 | 0 | 0 | 0 | 0 | 0 | 0 | 0 | 0 | 0 | 0 | 0 | 0
F1_Commercial_Hospital_New_Food Preparation_Natural Gas_Oven_E4 | F1 | Commercial | Hospital | New | Food Preparation | Natural Gas | Oven | E4 | CCE | 0 | 0 | 0 | 0 | 0 | 0 | 0 | 0 | 0 | 0 | 0 | 0 | 0 | 0 | 0 | 0 | 0 | 0 | 0 | 0 | 0 | 0 | 0 | 0 | 0 | 0 | 0 | 0 | 0 | 0 | 0 | 0 | 0
F1_Commercial_Hospital_New_Food Preparation_Natural Gas_Oven_E5 | F1 | Commercial | Hospital | New | Food Preparation | Natural Gas | Oven | E5 | CCE | 0 | 0 | 0 | 0 | 0 | 0 | 0 | 0 | 0 | 0 | 0 | 0 | 0 | 0 | 0 | 0 | 0 | 0 | 0 | 0 | 0 | 0 | 0 | 0 | 0 | 0 | 0 | 0 | 0 | 0 | 0 | 0 | 0
F1_Commercial_Hospital_New_Food Preparation_Natural Gas_Oven_E6 | F1 | Commercial | Hospital | New | Food Preparation | Natural Gas | Oven | E6 | CCE | 0 | 0 | 0 | 0 | 0 | 0 | 0 | 0 | 0 | 0 | 0 | 0 | 0 | 0 | 0 | 0 | 0 | 0 | 0 | 0 | 0 | 0 | 0 | 0 | 0 | 0 | 0 | 0 | 0 | 0 | 0 | 0 | 0
F1_Commercial_Hospital_New_Food Preparation_Natural Gas_Oven_E7 | F1 | Commercial | Hospital | New | Food Preparation | Natural Gas | Oven | E7 | CCE | 0 | 0 | 0 | 0 | 0 | 0 | 0 | 0 | 0 | 0 | 0 | 0 | 0 | 0 | 0 | 0 | 0 | 0 | 0 | 0 | 0 | 0 | 0 | 0 | 0 | 0 | 0 | 0 | 0 | 0 | 0 | 0 | 0
F1_Commercial_Hospital_New_Food Preparation_Natural Gas_Oven_E8 | F1 | Commercial | Hospital | New | Food Preparation | Natural Gas | Oven | E8 | CCE | 0 | 0 | 0 | 0 | 0 | 0 | 0 | 0 | 0 | 0 | 0 | 0 | 0 | 0 | 0 | 0 | 0 | 0 | 0 | 0 | 0 | 0 | 0 | 0 | 0 | 0 | 0 | 0 | 0 | 0 | 0 | 0 | 0
F1_Commercial_Hospital_New_Food Preparation_Natural Gas_Oven_E9 | F1 | Commercial | Hospital | New | Food Preparation | Natural Gas | Oven | E9 | CCE | 0 | 0 | 0 | 0 | 0 | 0 | 0 | 0 | 0 | 0 | 0 | 0 | 0 | 0 | 0 | 0 | 0 | 0 | 0 | 0 | 0 | 0 | 0 | 0 | 0 | 0 | 0 | 0 | 0 | 0 | 0 | 0 | 0
F1_Commercial_Hospital_New_Food Preparation_Natural Gas_Oven_E10 | F1 | Commercial | Hospital | New | Food Preparation | Natural Gas | Oven | E10 | CCE | 0 | 0 | 0 | 0 | 0 | 0 | 0 | 0 | 0 | 0 | 0 | 0 | 0 | 0 | 0 | 0 | 0 | 0 | 0 | 0 | 0 | 0 | 0 | 0 | 0 | 0 | 0 | 0 | 0 | 0 | 0 | 0 | 0
F2_Commercial_Hospital_New_Food Preparation_Natural Gas_Oven_E1 | F2 | Commercial | Hospital | New | Food Preparation | Natural Gas | Oven | E1 | TRC BC Ratio | bar: 2019 to 2051
F2_Commercial_Hospital_New_Food Preparation_Natural Gas_Oven_E2 | F2 | Commercial | Hospital | New | Food Preparation | Natural Gas | Oven | E2 | TRC BC Ratio | 2.6596 | 2.6798 | 2.7025 | 2.7274 | 2.7558 | 2.7887 | 2.8153 | 2.8409 | 2.8669 | 2.8939 | 2.9197 | 2.9434 | 2.9676 | 2.9931 | 3.0212 | 3.0486 | 3.0777 | 3.1085 | 3.1406 | 3.1733 | 3.2062 | 3.2371 | 3.2649 | 3.2895 | 3.3108 | 3.3291 | 3.3418 | 3.3512 | 3.3594 | 3.3664 | 3.3733 | 3.3764 | 3.3764
F2_Commercial_Hospital_New_Food Preparation_Natural Gas_Oven_E3 | F2 | Commercial | Hospital | New | Food Preparation | Natural Gas | Oven | E3 | TRC BC Ratio | 0 | 0 | 0 | 0 | 0 | 0 | 0 | 0 | 0 | 0 | 0 | 0 | 0 | 0 | 0 | 0 | 0 | 0 | 0 | 0 | 0 | 0 | 0 | 0 | 0 | 0 | 0 | 0 | 0 | 0 | 0 | 0 | 0
F2_Commercial_Hospital_New_Food Preparation_Natural Gas_Oven_E4 | F2 | Commercial | Hospital | New | Food Preparation | Natural Gas | Oven | E4 | TRC BC Ratio | 0 | 0 | 0 | 0 | 0 | 0 | 0 | 0 | 0 | 0 | 0 | 0 | 0 | 0 | 0 | 0 | 0 | 0 | 0 | 0 | 0 | 0 | 0 | 0 | 0 | 0 | 0 | 0 | 0 | 0 | 0 | 0 | 0
F2_Commercial_Hospital_New_Food Preparation_Natural Gas_Oven_E5 | F2 | Commercial | Hospital | New | Food Preparation | Natural Gas | Oven | E5 | TRC BC Ratio | 0 | 0 | 0 | 0 | 0 | 0 | 0 | 0 | 0 | 0 | 0 | 0 | 0 | 0 | 0 | 0 | 0 | 0 | 0 | 0 | 0 | 0 | 0 | 0 | 0 | 0 | 0 | 0 | 0 | 0 | 0 | 0 | 0
F2_Commercial_Hospital_New_Food Preparation_Natural Gas_Oven_E6 | F2 | Commercial | Hospital | New | Food Preparation | Natural Gas | Oven | E6 | TRC BC Ratio | 0 | 0 | 0 | 0 | 0 | 0 | 0 | 0 | 0 | 0 | 0 | 0 | 0 | 0 | 0 | 0 | 0 | 0 | 0 | 0 | 0 | 0 | 0 | 0 | 0 | 0 | 0 | 0 | 0 | 0 | 0 | 0 | 0
F2_Commercial_Hospital_New_Food Preparation_Natural Gas_Oven_E7 | F2 | Commercial | Hospital | New | Food Preparation | Natural Gas | Oven | E7 | TRC BC Ratio | 0 | 0 | 0 | 0 | 0 | 0 | 0 | 0 | 0 | 0 | 0 | 0 | 0 | 0 | 0 | 0 | 0 | 0 | 0 | 0 | 0 | 0 | 0 | 0 | 0 | 0 | 0 | 0 | 0 | 0 | 0 | 0 | 0
F2_Commercial_Hospital_New_Food Preparation_Natural Gas_Oven_E8 | F2 | Commercial | Hospital | New | Food Preparation | Natural Gas | Oven | E8 | TRC BC Ratio | 0 | 0 | 0 | 0 | 0 | 0 | 0 | 0 | 0 | 0 | 0 | 0 | 0 | 0 | 0 | 0 | 0 | 0 | 0 | 0 | 0 | 0 | 0 | 0 | 0 | 0 | 0 | 0 | 0 | 0 | 0 | 0 | 0
F2_Commercial_Hospital_New_Food Preparation_Natural Gas_Oven_E9 | F2 | Commercial | Hospital | New | Food Preparation | Natural Gas | Oven | E9 | TRC BC Ratio | 0 | 0 | 0 | 0 | 0 | 0 | 0 | 0 | 0 | 0 | 0 | 0 | 0 | 0 | 0 | 0 | 0 | 0 | 0 | 0 | 0 | 0 | 0 | 0 | 0 | 0 | 0 | 0 | 0 | 0 | 0 | 0 | 0
F2_Commercial_Hospital_New_Food Preparation_Natural Gas_Oven_E10 | F2 | Commercial | Hospital | New | Food Preparation | Natural Gas | Oven | E10 | TRC BC Ratio | 0 | 0 | 0 | 0 | 0 | 0 | 0 | 0 | 0 | 0 | 0 | 0 | 0 | 0 | 0 | 0 | 0 | 0 | 0 | 0 | 0 | 0 | 0 | 0 | 0 | 0 | 0 | 0 | 0 | 0 | 0 | 0 | 0
F3_Commercial_Hospital_New_Food Preparation_Natural Gas_Oven_E1 | F3 | Commercial | Hospital | New | Food Preparation | Natural Gas | Oven | E1 | PACT BC Ratio | bar: 2019 to 2051
F3_Commercial_Hospital_New_Food Preparation_Natural Gas_Oven_E2 | F3 | Commercial | Hospital | New | Food Preparation | Natural Gas | Oven | E2 | PACT BC Ratio | 3.5461 | 3.5731 | 3.6033 | 3.6366 | 3.6744 | 3.7182 | 3.7538 | 3.7879 | 3.8225 | 3.8586 | 3.893 | 3.9245 | 3.9568 | 3.9908 | 4.0282 | 4.0648 | 4.1037 | 4.1447 | 4.1874 | 4.2311 | 4.275 | 4.3161 | 4.3532 | 4.386 | 4.4144 | 4.4388 | 4.4557 | 4.4683 | 4.4792 | 4.4885 | 4.4978 | 4.5018 | 4.5018
F3_Commercial_Hospital_New_Food Preparation_Natural Gas_Oven_E3 | F3 | Commercial | Hospital | New | Food Preparation | Natural Gas | Oven | E3 | PACT BC Ratio | 0 | 0 | 0 | 0 | 0 | 0 | 0 | 0 | 0 | 0 | 0 | 0 | 0 | 0 | 0 | 0 | 0 | 0 | 0 | 0 | 0 | 0 | 0 | 0 | 0 | 0 | 0 | 0 | 0 | 0 | 0 | 0 | 0
F3_Commercial_Hospital_New_Food Preparation_Natural Gas_Oven_E4 | F3 | Commercial | Hospital | New | Food Preparation | Natural Gas | Oven | E4 | PACT BC Ratio | 0 | 0 | 0 | 0 | 0 | 0 | 0 | 0 | 0 | 0 | 0 | 0 | 0 | 0 | 0 | 0 | 0 | 0 | 0 | 0 | 0 | 0 | 0 | 0 | 0 | 0 | 0 | 0 | 0 | 0 | 0 | 0 | 0
F3_Commercial_Hospital_New_Food Preparation_Natural Gas_Oven_E5 | F3 | Commercial | Hospital | New | Food Preparation | Natural Gas | Oven | E5 | PACT BC Ratio | 0 | 0 | 0 | 0 | 0 | 0 | 0 | 0 | 0 | 0 | 0 | 0 | 0 | 0 | 0 | 0 | 0 | 0 | 0 | 0 | 0 | 0 | 0 | 0 | 0 | 0 | 0 | 0 | 0 | 0 | 0 | 0 | 0
F3_Commercial_Hospital_New_Food Preparation_Natural Gas_Oven_E6 | F3 | Commercial | Hospital | New | Food Preparation | Natural Gas | Oven | E6 | PACT BC Ratio | 0 | 0 | 0 | 0 | 0 | 0 | 0 | 0 | 0 | 0 | 0 | 0 | 0 | 0 | 0 | 0 | 0 | 0 | 0 | 0 | 0 | 0 | 0 | 0 | 0 | 0 | 0 | 0 | 0 | 0 | 0 | 0 | 0
F3_Commercial_Hospital_New_Food Preparation_Natural Gas_Oven_E7 | F3 | Commercial | Hospital | New | Food Preparation | Natural Gas | Oven | E7 | PACT BC Ratio | 0 | 0 | 0 | 0 | 0 | 0 | 0 | 0 | 0 | 0 | 0 | 0 | 0 | 0 | 0 | 0 | 0 | 0 | 0 | 0 | 0 | 0 | 0 | 0 | 0 | 0 | 0 | 0 | 0 | 0 | 0 | 0 | 0
F3_Commercial_Hospital_New_Food Preparation_Natural Gas_Oven_E8 | F3 | Commercial | Hospital | New | Food Preparation | Natural Gas | Oven | E8 | PACT BC Ratio | 0 | 0 | 0 | 0 | 0 | 0 | 0 | 0 | 0 | 0 | 0 | 0 | 0 | 0 | 0 | 0 | 0 | 0 | 0 | 0 | 0 | 0 | 0 | 0 | 0 | 0 | 0 | 0 | 0 | 0 | 0 | 0 | 0
F3_Commercial_Hospital_New_Food Preparation_Natural Gas_Oven_E9 | F3 | Commercial | Hospital | New | Food Preparation | Natural Gas | Oven | E9 | PACT BC Ratio | 0 | 0 | 0 | 0 | 0 | 0 | 0 | 0 | 0 | 0 | 0 | 0 | 0 | 0 | 0 | 0 | 0 | 0 | 0 | 0 | 0 | 0 | 0 | 0 | 0 | 0 | 0 | 0 | 0 | 0 | 0 | 0 | 0
F3_Commercial_Hospital_New_Food Preparation_Natural Gas_Oven_E10 | F3 | Commercial | Hospital | New | Food Preparation | Natural Gas | Oven | E10 | PACT BC Ratio | 0 | 0 | 0 | 0 | 0 | 0 | 0 | 0 | 0 | 0 | 0 | 0 | 0 | 0 | 0 | 0 | 0 | 0 | 0 | 0 | 0 | 0 | 0 | 0 | 0 | 0 | 0 | 0 | 0 | 0 | 0 | 0 | 0
F4_Commercial_Hospital_New_Food Preparation_Natural Gas_Oven_E1 | F4 | Commercial | Hospital | New | Food Preparation | Natural Gas | Oven | E1 | RVT BC Ratio | bar: 2019 to 2051
F4_Commercial_Hospital_New_Food Preparation_Natural Gas_Oven_E2 | F4 | Commercial | Hospital | New | Food Preparation | Natural Gas | Oven | E2 | RVT BC Ratio | 4.5236 | 4.5528 | 4.5853 | 4.6211 | 4.662 | 4.7092 | 4.7475 | 4.7843 | 4.8216 | 4.8605 | 4.8976 | 4.9317 | 4.9665 | 5.0031 | 5.0435 | 5.0829 | 5.1248 | 5.169 | 5.2151 | 5.2622 | 5.3095 | 5.3539 | 5.3939 | 5.4293 | 5.4599 | 5.4862 | 5.5044 | 5.518 | 5.5298 | 5.5398 | 5.5498 | 5.5542 | 5.5542
F4_Commercial_Hospital_New_Food Preparation_Natural Gas_Oven_E3 | F4 | Commercial | Hospital | New | Food Preparation | Natural Gas | Oven | E3 | RVT BC Ratio | 0 | 0 | 0 | 0 | 0 | 0 | 0 | 0 | 0 | 0 | 0 | 0 | 0 | 0 | 0 | 0 | 0 | 0 | 0 | 0 | 0 | 0 | 0 | 0 | 0 | 0 | 0 | 0 | 0 | 0 | 0 | 0 | 0
F4_Commercial_Hospital_New_Food Preparation_Natural Gas_Oven_E4 | F4 | Commercial | Hospital | New | Food Preparation | Natural Gas | Oven | E4 | RVT BC Ratio | 0 | 0 | 0 | 0 | 0 | 0 | 0 | 0 | 0 | 0 | 0 | 0 | 0 | 0 | 0 | 0 | 0 | 0 | 0 | 0 | 0 | 0 | 0 | 0 | 0 | 0 | 0 | 0 | 0 | 0 | 0 | 0 | 0
F4_Commercial_Hospital_New_Food Preparation_Natural Gas_Oven_E5 | F4 | Commercial | Hospital | New | Food Preparation | Natural Gas | Oven | E5 | RVT BC Ratio | 0 | 0 | 0 | 0 | 0 | 0 | 0 | 0 | 0 | 0 | 0 | 0 | 0 | 0 | 0 | 0 | 0 | 0 | 0 | 0 | 0 | 0 | 0 | 0 | 0 | 0 | 0 | 0 | 0 | 0 | 0 | 0 | 0
F4_Commercial_Hospital_New_Food Preparation_Natural Gas_Oven_E6 | F4 | Commercial | Hospital | New | Food Preparation | Natural Gas | Oven | E6 | RVT BC Ratio | 0 | 0 | 0 | 0 | 0 | 0 | 0 | 0 | 0 | 0 | 0 | 0 | 0 | 0 | 0 | 0 | 0 | 0 | 0 | 0 | 0 | 0 | 0 | 0 | 0 | 0 | 0 | 0 | 0 | 0 | 0 | 0 | 0
F4_Commercial_Hospital_New_Food Preparation_Natural Gas_Oven_E7 | F4 | Commercial | Hospital | New | Food Preparation | Natural Gas | Oven | E7 | RVT BC Ratio | 0 | 0 | 0 | 0 | 0 | 0 | 0 | 0 | 0 | 0 | 0 | 0 | 0 | 0 | 0 | 0 | 0 | 0 | 0 | 0 | 0 | 0 | 0 | 0 | 0 | 0 | 0 | 0 | 0 | 0 | 0 | 0 | 0
F4_Commercial_Hospital_New_Food Preparation_Natural Gas_Oven_E8 | F4 | Commercial | Hospital | New | Food Preparation | Natural Gas | Oven | E8 | RVT BC Ratio | 0 | 0 | 0 | 0 | 0 | 0 | 0 | 0 | 0 | 0 | 0 | 0 | 0 | 0 | 0 | 0 | 0 | 0 | 0 | 0 | 0 | 0 | 0 | 0 | 0 | 0 | 0 | 0 | 0 | 0 | 0 | 0 | 0
F4_Commercial_Hospital_New_Food Preparation_Natural Gas_Oven_E9 | F4 | Commercial | Hospital | New | Food Preparation | Natural Gas | Oven | E9 | RVT BC Ratio | 0 | 0 | 0 | 0 | 0 | 0 | 0 | 0 | 0 | 0 | 0 | 0 | 0 | 0 | 0 | 0 | 0 | 0 | 0 | 0 | 0 | 0 | 0 | 0 | 0 | 0 | 0 | 0 | 0 | 0 | 0 | 0 | 0
F4_Commercial_Hospital_New_Food Preparation_Natural Gas_Oven_E10 | F4 | Commercial | Hospital | New | Food Preparation | Natural Gas | Oven | E10 | RVT BC Ratio | 0 | 0 | 0 | 0 | 0 | 0 | 0 | 0 | 0 | 0 | 0 | 0 | 0 | 0 | 0 | 0 | 0 | 0 | 0 | 0 | 0 | 0 | 0 | 0 | 0 | 0 | 0 | 0 | 0 | 0 | 0 | 0 | 0
F5_Commercial_Hospital_New_Food Preparation_Natural Gas_Oven_E1 | F5 | Commercial | Hospital | New | Food Preparation | Natural Gas | Oven | E1 | RIM BC Ratio | bar: 2019 to 2051
F5_Commercial_Hospital_New_Food Preparation_Natural Gas_Oven_E2 | F5 | Commercial | Hospital | New | Food Preparation | Natural Gas | Oven | E2 | RIM BC Ratio | 0.67565 | 0.67662 | 0.6777 | 0.67886 | 0.68017 | 0.68166 | 0.68284 | 0.68396 | 0.68508 | 0.68623 | 0.68731 | 0.68829 | 0.68928 | 0.6903 | 0.69141 | 0.69248 | 0.6936 | 0.69476 | 0.69595 | 0.69715 | 0.69833 | 0.69942 | 0.70039 | 0.70123 | 0.70195 | 0.70257 | 0.70299 | 0.7033 | 0.70357 | 0.7038 | 0.70403 | 0.70413 | 0.70413
F5_Commercial_Hospital_New_Food Preparation_Natural Gas_Oven_E3 | F5 | Commercial | Hospital | New | Food Preparation | Natural Gas | Oven | E3 | RIM BC Ratio | 0 | 0 | 0 | 0 | 0 | 0 | 0 | 0 | 0 | 0 | 0 | 0 | 0 | 0 | 0 | 0 | 0 | 0 | 0 | 0 | 0 | 0 | 0 | 0 | 0 | 0 | 0 | 0 | 0 | 0 | 0 | 0 | 0
F5_Commercial_Hospital_New_Food Preparation_Natural Gas_Oven_E4 | F5 | Commercial | Hospital | New | Food Preparation | Natural Gas | Oven | E4 | RIM BC Ratio | 0 | 0 | 0 | 0 | 0 | 0 | 0 | 0 | 0 | 0 | 0 | 0 | 0 | 0 | 0 | 0 | 0 | 0 | 0 | 0 | 0 | 0 | 0 | 0 | 0 | 0 | 0 | 0 | 0 | 0 | 0 | 0 | 0
F5_Commercial_Hospital_New_Food Preparation_Natural Gas_Oven_E5 | F5 | Commercial | Hospital | New | Food Preparation | Natural Gas | Oven | E5 | RIM BC Ratio | 0 | 0 | 0 | 0 | 0 | 0 | 0 | 0 | 0 | 0 | 0 | 0 | 0 | 0 | 0 | 0 | 0 | 0 | 0 | 0 | 0 | 0 | 0 | 0 | 0 | 0 | 0 | 0 | 0 | 0 | 0 | 0 | 0
F5_Commercial_Hospital_New_Food Preparation_Natural Gas_Oven_E6 | F5 | Commercial | Hospital | New | Food Preparation | Natural Gas | Oven | E6 | RIM BC Ratio | 0 | 0 | 0 | 0 | 0 | 0 | 0 | 0 | 0 | 0 | 0 | 0 | 0 | 0 | 0 | 0 | 0 | 0 | 0 | 0 | 0 | 0 | 0 | 0 | 0 | 0 | 0 | 0 | 0 | 0 | 0 | 0 | 0
F5_Commercial_Hospital_New_Food Preparation_Natural Gas_Oven_E7 | F5 | Commercial | Hospital | New | Food Preparation | Natural Gas | Oven | E7 | RIM BC Ratio | 0 | 0 | 0 | 0 | 0 | 0 | 0 | 0 | 0 | 0 | 0 | 0 | 0 | 0 | 0 | 0 | 0 | 0 | 0 | 0 | 0 | 0 | 0 | 0 | 0 | 0 | 0 | 0 | 0 | 0 | 0 | 0 | 0
F5_Commercial_Hospital_New_Food Preparation_Natural Gas_Oven_E8 | F5 | Commercial | Hospital | New | Food Preparation | Natural Gas | Oven | E8 | RIM BC Ratio | 0 | 0 | 0 | 0 | 0 | 0 | 0 | 0 | 0 | 0 | 0 | 0 | 0 | 0 | 0 | 0 | 0 | 0 | 0 | 0 | 0 | 0 | 0 | 0 | 0 | 0 | 0 | 0 | 0 | 0 | 0 | 0 | 0
F5_Commercial_Hospital_New_Food Preparation_Natural Gas_Oven_E9 | F5 | Commercial | Hospital | New | Food Preparation | Natural Gas | Oven | E9 | RIM BC Ratio | 0 | 0 | 0 | 0 | 0 | 0 | 0 | 0 | 0 | 0 | 0 | 0 | 0 | 0 | 0 | 0 | 0 | 0 | 0 | 0 | 0 | 0 | 0 | 0 | 0 | 0 | 0 | 0 | 0 | 0 | 0 | 0 | 0
F5_Commercial_Hospital_New_Food Preparation_Natural Gas_Oven_E10 | F5 | Commercial | Hospital | New | Food Preparation | Natural Gas | Oven | E10 | RIM BC Ratio | 0 | 0 | 0 | 0 | 0 | 0 | 0 | 0 | 0 | 0 | 0 | 0 | 0 | 0 | 0 | 0 | 0 | 0 | 0 | 0 | 0 | 0 | 0 | 0 | 0 | 0 | 0 | 0 | 0 | 0 | 0 | 0 | 0
F0_Commercial_Hospital_New_Food Preparation_Natural Gas_Conveyor Oven_E0 | F0 | Commercial | Hospital | New | Food Preparation | Natural Gas | Conveyor Oven | E0 | Economic Unit | Efficient (>44% Baking Efficiency) | Efficient (>44% Baking Efficiency) | Efficient (>44% Baking Efficiency) | Efficient (>44% Baking Efficiency) | Efficient (>44% Baking Efficiency) | Efficient (>44% Baking Efficiency) | Efficient (>44% Baking Efficiency) | Efficient (>44% Baking Efficiency) | Efficient (>44% Baking Efficiency) | Efficient (>44% Baking Efficiency) | Efficient (>44% Baking Efficiency) | Efficient (>44% Baking Efficiency) | Efficient (>44% Baking Efficiency) | Efficient (>44% Baking Efficiency) | Efficient (>44% Baking Efficiency) | Efficient (>44% Baking Efficiency) | Efficient (>44% Baking Efficiency) | Efficient (>44% Baking Efficiency) | Efficient (>44% Baking Efficiency) | Efficient (>44% Baking Efficiency) | Efficient (>44% Baking Efficiency) | Efficient (>44% Baking Efficiency) | Efficient (>44% Baking Efficiency) | Efficient (>44% Baking Efficiency) | Efficient (>44% Baking Efficiency) | Efficient (>44% Baking Efficiency) | Efficient (>44% Baking Efficiency) | Efficient (>44% Baking Efficiency) | Efficient (>44% Baking Efficiency) | Efficient (>44% Baking Efficiency) | Efficient (>44% Baking Efficiency) | Efficient (>44% Baking Efficiency) | Efficient (>44% Baking Efficiency)
F1_Commercial_Hospital_New_Food Preparation_Natural Gas_Conveyor Oven_E1 | F1 | Commercial | Hospital | New | Food Preparation | Natural Gas | Conveyor Oven | E1 | CCE | 0 | 0 | 0 | 0 | 0 | 0 | 0 | 0 | 0 | 0 | 0 | 0 | 0 | 0 | 0 | 0 | 0 | 0 | 0 | 0 | 0 | 0 | 0 | 0 | 0 | 0 | 0 | 0 | 0 | 0 | 0 | 0 | 0
F1_Commercial_Hospital_New_Food Preparation_Natural Gas_Conveyor Oven_E2 | F1 | Commercial | Hospital | New | Food Preparation | Natural Gas | Conveyor Oven | E2 | CCE | 0.35475 | 0.35475 | 0.35475 | 0.35475 | 0.35475 | 0.35475 | 0.35475 | 0.35475 | 0.35475 | 0.35475 | 0.35475 | 0.35475 | 0.35475 | 0.35475 | 0.35475 | 0.35475 | 0.35475 | 0.35475 | 0.35475 | 0.35475 | 0.35475 | 0.35475 | 0.35475 | 0.35475 | 0.35475 | 0.35475 | 0.35475 | 0.35475 | 0.35475 | 0.35475 | 0.35475 | 0.35475 | 0.35475
F1_Commercial_Hospital_New_Food Preparation_Natural Gas_Conveyor Oven_E3 | F1 | Commercial | Hospital | New | Food Preparation | Natural Gas | Conveyor Oven | E3 | CCE | 0 | 0 | 0 | 0 | 0 | 0 | 0 | 0 | 0 | 0 | 0 | 0 | 0 | 0 | 0 | 0 | 0 | 0 | 0 | 0 | 0 | 0 | 0 | 0 | 0 | 0 | 0 | 0 | 0 | 0 | 0 | 0 | 0
F1_Commercial_Hospital_New_Food Preparation_Natural Gas_Conveyor Oven_E4 | F1 | Commercial | Hospital | New | Food Preparation | Natural Gas | Conveyor Oven | E4 | CCE | 0 | 0 | 0 | 0 | 0 | 0 | 0 | 0 | 0 | 0 | 0 | 0 | 0 | 0 | 0 | 0 | 0 | 0 | 0 | 0 | 0 | 0 | 0 | 0 | 0 | 0 | 0 | 0 | 0 | 0 | 0 | 0 | 0
F1_Commercial_Hospital_New_Food Preparation_Natural Gas_Conveyor Oven_E5 | F1 | Commercial | Hospital | New | Food Preparation | Natural Gas | Conveyor Oven | E5 | CCE | 0 | 0 | 0 | 0 | 0 | 0 | 0 | 0 | 0 | 0 | 0 | 0 | 0 | 0 | 0 | 0 | 0 | 0 | 0 | 0 | 0 | 0 | 0 | 0 | 0 | 0 | 0 | 0 | 0 | 0 | 0 | 0 | 0
F1_Commercial_Hospital_New_Food Preparation_Natural Gas_Conveyor Oven_E6 | F1 | Commercial | Hospital | New | Food Preparation | Natural Gas | Conveyor Oven | E6 | CCE | 0 | 0 | 0 | 0 | 0 | 0 | 0 | 0 | 0 | 0 | 0 | 0 | 0 | 0 | 0 | 0 | 0 | 0 | 0 | 0 | 0 | 0 | 0 | 0 | 0 | 0 | 0 | 0 | 0 | 0 | 0 | 0 | 0
F1_Commercial_Hospital_New_Food Preparation_Natural Gas_Conveyor Oven_E7 | F1 | Commercial | Hospital | New | Food Preparation | Natural Gas | Conveyor Oven | E7 | CCE | 0 | 0 | 0 | 0 | 0 | 0 | 0 | 0 | 0 | 0 | 0 | 0 | 0 | 0 | 0 | 0 | 0 | 0 | 0 | 0 | 0 | 0 | 0 | 0 | 0 | 0 | 0 | 0 | 0 | 0 | 0 | 0 | 0
F1_Commercial_Hospital_New_Food Preparation_Natural Gas_Conveyor Oven_E8 | F1 | Commercial | Hospital | New | Food Preparation | Natural Gas | Conveyor Oven | E8 | CCE | 0 | 0 | 0 | 0 | 0 | 0 | 0 | 0 | 0 | 0 | 0 | 0 | 0 | 0 | 0 | 0 | 0 | 0 | 0 | 0 | 0 | 0 | 0 | 0 | 0 | 0 | 0 | 0 | 0 | 0 | 0 | 0 | 0
F1_Commercial_Hospital_New_Food Preparation_Natural Gas_Conveyor Oven_E9 | F1 | Commercial | Hospital | New | Food Preparation | Natural Gas | Conveyor Oven | E9 | CCE | 0 | 0 | 0 | 0 | 0 | 0 | 0 | 0 | 0 | 0 | 0 | 0 | 0 | 0 | 0 | 0 | 0 | 0 | 0 | 0 | 0 | 0 | 0 | 0 | 0 | 0 | 0 | 0 | 0 | 0 | 0 | 0 | 0
F1_Commercial_Hospital_New_Food Preparation_Natural Gas_Conveyor Oven_E10 | F1 | Commercial | Hospital | New | Food Preparation | Natural Gas | Conveyor Oven | E10 | CCE | 0 | 0 | 0 | 0 | 0 | 0 | 0 | 0 | 0 | 0 | 0 | 0 | 0 | 0 | 0 | 0 | 0 | 0 | 0 | 0 | 0 | 0 | 0 | 0 | 0 | 0 | 0 | 0 | 0 | 0 | 0 | 0 | 0
F2_Commercial_Hospital_New_Food Preparation_Natural Gas_Conveyor Oven_E1 | F2 | Commercial | Hospital | New | Food Preparation | Natural Gas | Conveyor Oven | E1 | TRC BC Ratio | bar: 2019 to 2051
F2_Commercial_Hospital_New_Food Preparation_Natural Gas_Conveyor Oven_E2 | F2 | Commercial | Hospital | New | Food Preparation | Natural Gas | Conveyor Oven | E2 | TRC BC Ratio | 4.0477 | 4.0772 | 4.1092 | 4.1444 | 4.1846 | 4.2312 | 4.2722 | 4.3136 | 4.3565 | 4.4011 | 4.4439 | 4.4835 | 4.5223 | 4.561 | 4.6015 | 4.64 | 4.6797 | 4.7203 | 4.7612 | 4.8019 | 4.8418 | 4.8782 | 4.9108 | 4.9395 | 4.9644 | 4.9858 | 5.0006 | 5.0116 | 5.0212 | 5.0293 | 5.0374 | 5.041 | 5.041
F2_Commercial_Hospital_New_Food Preparation_Natural Gas_Conveyor Oven_E3 | F2 | Commercial | Hospital | New | Food Preparation | Natural Gas | Conveyor Oven | E3 | TRC BC Ratio | 0 | 0 | 0 | 0 | 0 | 0 | 0 | 0 | 0 | 0 | 0 | 0 | 0 | 0 | 0 | 0 | 0 | 0 | 0 | 0 | 0 | 0 | 0 | 0 | 0 | 0 | 0 | 0 | 0 | 0 | 0 | 0 | 0
F2_Commercial_Hospital_New_Food Preparation_Natural Gas_Conveyor Oven_E4 | F2 | Commercial | Hospital | New | Food Preparation | Natural Gas | Conveyor Oven | E4 | TRC BC Ratio | 0 | 0 | 0 | 0 | 0 | 0 | 0 | 0 | 0 | 0 | 0 | 0 | 0 | 0 | 0 | 0 | 0 | 0 | 0 | 0 | 0 | 0 | 0 | 0 | 0 | 0 | 0 | 0 | 0 | 0 | 0 | 0 | 0
F2_Commercial_Hospital_New_Food Preparation_Natural Gas_Conveyor Oven_E5 | F2 | Commercial | Hospital | New | Food Preparation | Natural Gas | Conveyor Oven | E5 | TRC BC Ratio | 0 | 0 | 0 | 0 | 0 | 0 | 0 | 0 | 0 | 0 | 0 | 0 | 0 | 0 | 0 | 0 | 0 | 0 | 0 | 0 | 0 | 0 | 0 | 0 | 0 | 0 | 0 | 0 | 0 | 0 | 0 | 0 | 0
F2_Commercial_Hospital_New_Food Preparation_Natural Gas_Conveyor Oven_E6 | F2 | Commercial | Hospital | New | Food Preparation | Natural Gas | Conveyor Oven | E6 | TRC BC Ratio | 0 | 0 | 0 | 0 | 0 | 0 | 0 | 0 | 0 | 0 | 0 | 0 | 0 | 0 | 0 | 0 | 0 | 0 | 0 | 0 | 0 | 0 | 0 | 0 | 0 | 0 | 0 | 0 | 0 | 0 | 0 | 0 | 0
F2_Commercial_Hospital_New_Food Preparation_Natural Gas_Conveyor Oven_E7 | F2 | Commercial | Hospital | New | Food Preparation | Natural Gas | Conveyor Oven | E7 | TRC BC Ratio | 0 | 0 | 0 | 0 | 0 | 0 | 0 | 0 | 0 | 0 | 0 | 0 | 0 | 0 | 0 | 0 | 0 | 0 | 0 | 0 | 0 | 0 | 0 | 0 | 0 | 0 | 0 | 0 | 0 | 0 | 0 | 0 | 0
F2_Commercial_Hospital_New_Food Preparation_Natural Gas_Conveyor Oven_E8 | F2 | Commercial | Hospital | New | Food Preparation | Natural Gas | Conveyor Oven | E8 | TRC BC Ratio | 0 | 0 | 0 | 0 | 0 | 0 | 0 | 0 | 0 | 0 | 0 | 0 | 0 | 0 | 0 | 0 | 0 | 0 | 0 | 0 | 0 | 0 | 0 | 0 | 0 | 0 | 0 | 0 | 0 | 0 | 0 | 0 | 0
F2_Commercial_Hospital_New_Food Preparation_Natural Gas_Conveyor Oven_E9 | F2 | Commercial | Hospital | New | Food Preparation | Natural Gas | Conveyor Oven | E9 | TRC BC Ratio | 0 | 0 | 0 | 0 | 0 | 0 | 0 | 0 | 0 | 0 | 0 | 0 | 0 | 0 | 0 | 0 | 0 | 0 | 0 | 0 | 0 | 0 | 0 | 0 | 0 | 0 | 0 | 0 | 0 | 0 | 0 | 0 | 0
F2_Commercial_Hospital_New_Food Preparation_Natural Gas_Conveyor Oven_E10 | F2 | Commercial | Hospital | New | Food Preparation | Natural Gas | Conveyor Oven | E10 | TRC BC Ratio | 0 | 0 | 0 | 0 | 0 | 0 | 0 | 0 | 0 | 0 | 0 | 0 | 0 | 0 | 0 | 0 | 0 | 0 | 0 | 0 | 0 | 0 | 0 | 0 | 0 | 0 | 0 | 0 | 0 | 0 | 0 | 0 | 0
F3_Commercial_Hospital_New_Food Preparation_Natural Gas_Conveyor Oven_E1 | F3 | Commercial | Hospital | New | Food Preparation | Natural Gas | Conveyor Oven | E1 | PACT BC Ratio | bar: 2019 to 2051
F3_Commercial_Hospital_New_Food Preparation_Natural Gas_Conveyor Oven_E2 | F3 | Commercial | Hospital | New | Food Preparation | Natural Gas | Conveyor Oven | E2 | PACT BC Ratio | 5.397 | 5.4363 | 5.479 | 5.5258 | 5.5794 | 5.6416 | 5.6963 | 5.7515 | 5.8086 | 5.8681 | 5.9253 | 5.978 | 6.0297 | 6.0814 | 6.1353 | 6.1867 | 6.2396 | 6.2937 | 6.3483 | 6.4025 | 6.4557 | 6.5043 | 6.5477 | 6.586 | 6.6192 | 6.6477 | 6.6674 | 6.6822 | 6.6949 | 6.7058 | 6.7166 | 6.7213 | 6.7213
F3_Commercial_Hospital_New_Food Preparation_Natural Gas_Conveyor Oven_E3 | F3 | Commercial | Hospital | New | Food Preparation | Natural Gas | Conveyor Oven | E3 | PACT BC Ratio | 0 | 0 | 0 | 0 | 0 | 0 | 0 | 0 | 0 | 0 | 0 | 0 | 0 | 0 | 0 | 0 | 0 | 0 | 0 | 0 | 0 | 0 | 0 | 0 | 0 | 0 | 0 | 0 | 0 | 0 | 0 | 0 | 0
F3_Commercial_Hospital_New_Food Preparation_Natural Gas_Conveyor Oven_E4 | F3 | Commercial | Hospital | New | Food Preparation | Natural Gas | Conveyor Oven | E4 | PACT BC Ratio | 0 | 0 | 0 | 0 | 0 | 0 | 0 | 0 | 0 | 0 | 0 | 0 | 0 | 0 | 0 | 0 | 0 | 0 | 0 | 0 | 0 | 0 | 0 | 0 | 0 | 0 | 0 | 0 | 0 | 0 | 0 | 0 | 0
F3_Commercial_Hospital_New_Food Preparation_Natural Gas_Conveyor Oven_E5 | F3 | Commercial | Hospital | New | Food Preparation | Natural Gas | Conveyor Oven | E5 | PACT BC Ratio | 0 | 0 | 0 | 0 | 0 | 0 | 0 | 0 | 0 | 0 | 0 | 0 | 0 | 0 | 0 | 0 | 0 | 0 | 0 | 0 | 0 | 0 | 0 | 0 | 0 | 0 | 0 | 0 | 0 | 0 | 0 | 0 | 0
F3_Commercial_Hospital_New_Food Preparation_Natural Gas_Conveyor Oven_E6 | F3 | Commercial | Hospital | New | Food Preparation | Natural Gas | Conveyor Oven | E6 | PACT BC Ratio | 0 | 0 | 0 | 0 | 0 | 0 | 0 | 0 | 0 | 0 | 0 | 0 | 0 | 0 | 0 | 0 | 0 | 0 | 0 | 0 | 0 | 0 | 0 | 0 | 0 | 0 | 0 | 0 | 0 | 0 | 0 | 0 | 0
F3_Commercial_Hospital_New_Food Preparation_Natural Gas_Conveyor Oven_E7 | F3 | Commercial | Hospital | New | Food Preparation | Natural Gas | Conveyor Oven | E7 | PACT BC Ratio | 0 | 0 | 0 | 0 | 0 | 0 | 0 | 0 | 0 | 0 | 0 | 0 | 0 | 0 | 0 | 0 | 0 | 0 | 0 | 0 | 0 | 0 | 0 | 0 | 0 | 0 | 0 | 0 | 0 | 0 | 0 | 0 | 0
F3_Commercial_Hospital_New_Food Preparation_Natural Gas_Conveyor Oven_E8 | F3 | Commercial | Hospital | New | Food Preparation | Natural Gas | Conveyor Oven | E8 | PACT BC Ratio | 0 | 0 | 0 | 0 | 0 | 0 | 0 | 0 | 0 | 0 | 0 | 0 | 0 | 0 | 0 | 0 | 0 | 0 | 0 | 0 | 0 | 0 | 0 | 0 | 0 | 0 | 0 | 0 | 0 | 0 | 0 | 0 | 0
F3_Commercial_Hospital_New_Food Preparation_Natural Gas_Conveyor Oven_E9 | F3 | Commercial | Hospital | New | Food Preparation | Natural Gas | Conveyor Oven | E9 | PACT BC Ratio | 0 | 0 | 0 | 0 | 0 | 0 | 0 | 0 | 0 | 0 | 0 | 0 | 0 | 0 | 0 | 0 | 0 | 0 | 0 | 0 | 0 | 0 | 0 | 0 | 0 | 0 | 0 | 0 | 0 | 0 | 0 | 0 | 0
F3_Commercial_Hospital_New_Food Preparation_Natural Gas_Conveyor Oven_E10 | F3 | Commercial | Hospital | New | Food Preparation | Natural Gas | Conveyor Oven | E10 | PACT BC Ratio | 0 | 0 | 0 | 0 | 0 | 0 | 0 | 0 | 0 | 0 | 0 | 0 | 0 | 0 | 0 | 0 | 0 | 0 | 0 | 0 | 0 | 0 | 0 | 0 | 0 | 0 | 0 | 0 | 0 | 0 | 0 | 0 | 0
F4_Commercial_Hospital_New_Food Preparation_Natural Gas_Conveyor Oven_E1 | F4 | Commercial | Hospital | New | Food Preparation | Natural Gas | Conveyor Oven | E1 | RVT BC Ratio | bar: 2019 to 2051
F4_Commercial_Hospital_New_Food Preparation_Natural Gas_Conveyor Oven_E2 | F4 | Commercial | Hospital | New | Food Preparation | Natural Gas | Conveyor Oven | E2 | RVT BC Ratio | 6.5193 | 6.5617 | 6.6078 | 6.6583 | 6.7161 | 6.7831 | 6.8421 | 6.9016 | 6.9632 | 7.0273 | 7.089 | 7.1459 | 7.2016 | 7.2573 | 7.3154 | 7.3708 | 7.4279 | 7.4863 | 7.5451 | 7.6035 | 7.6609 | 7.7133 | 7.7601 | 7.8014 | 7.8372 | 7.8679 | 7.8892 | 7.9051 | 7.9188 | 7.9306 | 7.9422 | 7.9473 | 7.9473
F4_Commercial_Hospital_New_Food Preparation_Natural Gas_Conveyor Oven_E3 | F4 | Commercial | Hospital | New | Food Preparation | Natural Gas | Conveyor Oven | E3 | RVT BC Ratio | 0 | 0 | 0 | 0 | 0 | 0 | 0 | 0 | 0 | 0 | 0 | 0 | 0 | 0 | 0 | 0 | 0 | 0 | 0 | 0 | 0 | 0 | 0 | 0 | 0 | 0 | 0 | 0 | 0 | 0 | 0 | 0 | 0
F4_Commercial_Hospital_New_Food Preparation_Natural Gas_Conveyor Oven_E4 | F4 | Commercial | Hospital | New | Food Preparation | Natural Gas | Conveyor Oven | E4 | RVT BC Ratio | 0 | 0 | 0 | 0 | 0 | 0 | 0 | 0 | 0 | 0 | 0 | 0 | 0 | 0 | 0 | 0 | 0 | 0 | 0 | 0 | 0 | 0 | 0 | 0 | 0 | 0 | 0 | 0 | 0 | 0 | 0 | 0 | 0
F4_Commercial_Hospital_New_Food Preparation_Natural Gas_Conveyor Oven_E5 | F4 | Commercial | Hospital | New | Food Preparation | Natural Gas | Conveyor Oven | E5 | RVT BC Ratio | 0 | 0 | 0 | 0 | 0 | 0 | 0 | 0 | 0 | 0 | 0 | 0 | 0 | 0 | 0 | 0 | 0 | 0 | 0 | 0 | 0 | 0 | 0 | 0 | 0 | 0 | 0 | 0 | 0 | 0 | 0 | 0 | 0
F4_Commercial_Hospital_New_Food Preparation_Natural Gas_Conveyor Oven_E6 | F4 | Commercial | Hospital | New | Food Preparation | Natural Gas | Conveyor Oven | E6 | RVT BC Ratio | 0 | 0 | 0 | 0 | 0 | 0 | 0 | 0 | 0 | 0 | 0 | 0 | 0 | 0 | 0 | 0 | 0 | 0 | 0 | 0 | 0 | 0 | 0 | 0 | 0 | 0 | 0 | 0 | 0 | 0 | 0 | 0 | 0
F4_Commercial_Hospital_New_Food Preparation_Natural Gas_Conveyor Oven_E7 | F4 | Commercial | Hospital | New | Food Preparation | Natural Gas | Conveyor Oven | E7 | RVT BC Ratio | 0 | 0 | 0 | 0 | 0 | 0 | 0 | 0 | 0 | 0 | 0 | 0 | 0 | 0 | 0 | 0 | 0 | 0 | 0 | 0 | 0 | 0 | 0 | 0 | 0 | 0 | 0 | 0 | 0 | 0 | 0 | 0 | 0
F4_Commercial_Hospital_New_Food Preparation_Natural Gas_Conveyor Oven_E8 | F4 | Commercial | Hospital | New | Food Preparation | Natural Gas | Conveyor Oven | E8 | RVT BC Ratio | 0 | 0 | 0 | 0 | 0 | 0 | 0 | 0 | 0 | 0 | 0 | 0 | 0 | 0 | 0 | 0 | 0 | 0 | 0 | 0 | 0 | 0 | 0 | 0 | 0 | 0 | 0 | 0 | 0 | 0 | 0 | 0 | 0
F4_Commercial_Hospital_New_Food Preparation_Natural Gas_Conveyor Oven_E9 | F4 | Commercial | Hospital | New | Food Preparation | Natural Gas | Conveyor Oven | E9 | RVT BC Ratio | 0 | 0 | 0 | 0 | 0 | 0 | 0 | 0 | 0 | 0 | 0 | 0 | 0 | 0 | 0 | 0 | 0 | 0 | 0 | 0 | 0 | 0 | 0 | 0 | 0 | 0 | 0 | 0 | 0 | 0 | 0 | 0 | 0
F4_Commercial_Hospital_New_Food Preparation_Natural Gas_Conveyor Oven_E10 | F4 | Commercial | Hospital | New | Food Preparation | Natural Gas | Conveyor Oven | E10 | RVT BC Ratio | 0 | 0 | 0 | 0 | 0 | 0 | 0 | 0 | 0 | 0 | 0 | 0 | 0 | 0 | 0 | 0 | 0 | 0 | 0 | 0 | 0 | 0 | 0 | 0 | 0 | 0 | 0 | 0 | 0 | 0 | 0 | 0 | 0
F5_Commercial_Hospital_New_Food Preparation_Natural Gas_Conveyor Oven_E1 | F5 | Commercial | Hospital | New | Food Preparation | Natural Gas | Conveyor Oven | E1 | RIM BC Ratio | bar: 2019 to 2051
F5_Commercial_Hospital_New_Food Preparation_Natural Gas_Conveyor Oven_E2 | F5 | Commercial | Hospital | New | Food Preparation | Natural Gas | Conveyor Oven | E2 | RIM BC Ratio | 0.72288 | 0.72358 | 0.72433 | 0.72515 | 0.72606 | 0.7271 | 0.728 | 0.7289 | 0.72981 | 0.73074 | 0.73162 | 0.73242 | 0.73319 | 0.73394 | 0.73472 | 0.73545 | 0.7362 | 0.73694 | 0.73769 | 0.73841 | 0.73912 | 0.73975 | 0.74031 | 0.74079 | 0.74121 | 0.74157 | 0.74181 | 0.742 | 0.74215 | 0.74229 | 0.74242 | 0.74248 | 0.74248
F5_Commercial_Hospital_New_Food Preparation_Natural Gas_Conveyor Oven_E3 | F5 | Commercial | Hospital | New | Food Preparation | Natural Gas | Conveyor Oven | E3 | RIM BC Ratio | 0 | 0 | 0 | 0 | 0 | 0 | 0 | 0 | 0 | 0 | 0 | 0 | 0 | 0 | 0 | 0 | 0 | 0 | 0 | 0 | 0 | 0 | 0 | 0 | 0 | 0 | 0 | 0 | 0 | 0 | 0 | 0 | 0
F5_Commercial_Hospital_New_Food Preparation_Natural Gas_Conveyor Oven_E4 | F5 | Commercial | Hospital | New | Food Preparation | Natural Gas | Conveyor Oven | E4 | RIM BC Ratio | 0 | 0 | 0 | 0 | 0 | 0 | 0 | 0 | 0 | 0 | 0 | 0 | 0 | 0 | 0 | 0 | 0 | 0 | 0 | 0 | 0 | 0 | 0 | 0 | 0 | 0 | 0 | 0 | 0 | 0 | 0 | 0 | 0
F5_Commercial_Hospital_New_Food Preparation_Natural Gas_Conveyor Oven_E5 | F5 | Commercial | Hospital | New | Food Preparation | Natural Gas | Conveyor Oven | E5 | RIM BC Ratio | 0 | 0 | 0 | 0 | 0 | 0 | 0 | 0 | 0 | 0 | 0 | 0 | 0 | 0 | 0 | 0 | 0 | 0 | 0 | 0 | 0 | 0 | 0 | 0 | 0 | 0 | 0 | 0 | 0 | 0 | 0 | 0 | 0
F5_Commercial_Hospital_New_Food Preparation_Natural Gas_Conveyor Oven_E6 | F5 | Commercial | Hospital | New | Food Preparation | Natural Gas | Conveyor Oven | E6 | RIM BC Ratio | 0 | 0 | 0 | 0 | 0 | 0 | 0 | 0 | 0 | 0 | 0 | 0 | 0 | 0 | 0 | 0 | 0 | 0 | 0 | 0 | 0 | 0 | 0 | 0 | 0 | 0 | 0 | 0 | 0 | 0 | 0 | 0 | 0
F5_Commercial_Hospital_New_Food Preparation_Natural Gas_Conveyor Oven_E7 | F5 | Commercial | Hospital | New | Food Preparation | Natural Gas | Conveyor Oven | E7 | RIM BC Ratio | 0 | 0 | 0 | 0 | 0 | 0 | 0 | 0 | 0 | 0 | 0 | 0 | 0 | 0 | 0 | 0 | 0 | 0 | 0 | 0 | 0 | 0 | 0 | 0 | 0 | 0 | 0 | 0 | 0 | 0 | 0 | 0 | 0
F5_Commercial_Hospital_New_Food Preparation_Natural Gas_Conveyor Oven_E8 | F5 | Commercial | Hospital | New | Food Preparation | Natural Gas | Conveyor Oven | E8 | RIM BC Ratio | 0 | 0 | 0 | 0 | 0 | 0 | 0 | 0 | 0 | 0 | 0 | 0 | 0 | 0 | 0 | 0 | 0 | 0 | 0 | 0 | 0 | 0 | 0 | 0 | 0 | 0 | 0 | 0 | 0 | 0 | 0 | 0 | 0
F5_Commercial_Hospital_New_Food Preparation_Natural Gas_Conveyor Oven_E9 | F5 | Commercial | Hospital | New | Food Preparation | Natural Gas | Conveyor Oven | E9 | RIM BC Ratio | 0 | 0 | 0 | 0 | 0 | 0 | 0 | 0 | 0 | 0 | 0 | 0 | 0 | 0 | 0 | 0 | 0 | 0 | 0 | 0 | 0 | 0 | 0 | 0 | 0 | 0 | 0 | 0 | 0 | 0 | 0 | 0 | 0
F5_Commercial_Hospital_New_Food Preparation_Natural Gas_Conveyor Oven_E10 | F5 | Commercial | Hospital | New | Food Preparation | Natural Gas | Conveyor Oven | E10 | RIM BC Ratio | 0 | 0 | 0 | 0 | 0 | 0 | 0 | 0 | 0 | 0 | 0 | 0 | 0 | 0 | 0 | 0 | 0 | 0 | 0 | 0 | 0 | 0 | 0 | 0 | 0 | 0 | 0 | 0 | 0 | 0 | 0 | 0 | 0
F0_Commercial_Hospital_New_Food Preparation_Natural Gas_Double Rack Oven_E0 | F0 | Commercial | Hospital | New | Food Preparation | Natural Gas | Double Rack Oven | E0 | Economic Unit | FTSC Qualified (>50% Cooking Efficiency) | FTSC Qualified (>50% Cooking Efficiency) | FTSC Qualified (>50% Cooking Efficiency) | FTSC Qualified (>50% Cooking Efficiency) | FTSC Qualified (>50% Cooking Efficiency) | FTSC Qualified (>50% Cooking Efficiency) | FTSC Qualified (>50% Cooking Efficiency) | FTSC Qualified (>50% Cooking Efficiency) | FTSC Qualified (>50% Cooking Efficiency) | FTSC Qualified (>50% Cooking Efficiency) | FTSC Qualified (>50% Cooking Efficiency) | FTSC Qualified (>50% Cooking Efficiency) | FTSC Qualified (>50% Cooking Efficiency) | FTSC Qualified (>50% Cooking Efficiency) | FTSC Qualified (>50% Cooking Efficiency) | FTSC Qualified (>50% Cooking Efficiency) | FTSC Qualified (>50% Cooking Efficiency) | FTSC Qualified (>50% Cooking Efficiency) | FTSC Qualified (>50% Cooking Efficiency) | FTSC Qualified (>50% Cooking Efficiency) | FTSC Qualified (>50% Cooking Efficiency) | FTSC Qualified (>50% Cooking Efficiency) | FTSC Qualified (>50% Cooking Efficiency) | FTSC Qualified (>50% Cooking Efficiency) | FTSC Qualified (>50% Cooking Efficiency) | FTSC Qualified (>50% Cooking Efficiency) | FTSC Qualified (>50% Cooking Efficiency) | FTSC Qualified (>50% Cooking Efficiency) | FTSC Qualified (>50% Cooking Efficiency) | FTSC Qualified (>50% Cooking Efficiency) | FTSC Qualified (>50% Cooking Efficiency) | FTSC Qualified (>50% Cooking Efficiency) | FTSC Qualified (>50% Cooking Efficiency)
F1_Commercial_Hospital_New_Food Preparation_Natural Gas_Double Rack Oven_E1 | F1 | Commercial | Hospital | New | Food Preparation | Natural Gas | Double Rack Oven | E1 | CCE | 0 | 0 | 0 | 0 | 0 | 0 | 0 | 0 | 0 | 0 | 0 | 0 | 0 | 0 | 0 | 0 | 0 | 0 | 0 | 0 | 0 | 0 | 0 | 0 | 0 | 0 | 0 | 0 | 0 | 0 | 0 | 0 | 0
F1_Commercial_Hospital_New_Food Preparation_Natural Gas_Double Rack Oven_E2 | F1 | Commercial | Hospital | New | Food Preparation | Natural Gas | Double Rack Oven | E2 | CCE | 0.29688 | 0.29688 | 0.29688 | 0.29688 | 0.29688 | 0.29688 | 0.29688 | 0.29688 | 0.29688 | 0.29688 | 0.29688 | 0.29688 | 0.29688 | 0.29688 | 0.29688 | 0.29688 | 0.29688 | 0.29688 | 0.29688 | 0.29688 | 0.29688 | 0.29688 | 0.29688 | 0.29688 | 0.29688 | 0.29688 | 0.29688 | 0.29688 | 0.29688 | 0.29688 | 0.29688 | 0.29688 | 0.29688
F1_Commercial_Hospital_New_Food Preparation_Natural Gas_Double Rack Oven_E3 | F1 | Commercial | Hospital | New | Food Preparation | Natural Gas | Double Rack Oven | E3 | CCE | 0 | 0 | 0 | 0 | 0 | 0 | 0 | 0 | 0 | 0 | 0 | 0 | 0 | 0 | 0 | 0 | 0 | 0 | 0 | 0 | 0 | 0 | 0 | 0 | 0 | 0 | 0 | 0 | 0 | 0 | 0 | 0 | 0
F1_Commercial_Hospital_New_Food Preparation_Natural Gas_Double Rack Oven_E4 | F1 | Commercial | Hospital | New | Food Preparation | Natural Gas | Double Rack Oven | E4 | CCE | 0 | 0 | 0 | 0 | 0 | 0 | 0 | 0 | 0 | 0 | 0 | 0 | 0 | 0 | 0 | 0 | 0 | 0 | 0 | 0 | 0 | 0 | 0 | 0 | 0 | 0 | 0 | 0 | 0 | 0 | 0 | 0 | 0
F1_Commercial_Hospital_New_Food Preparation_Natural Gas_Double Rack Oven_E5 | F1 | Commercial | Hospital | New | Food Preparation | Natural Gas | Double Rack Oven | E5 | CCE | 0 | 0 | 0 | 0 | 0 | 0 | 0 | 0 | 0 | 0 | 0 | 0 | 0 | 0 | 0 | 0 | 0 | 0 | 0 | 0 | 0 | 0 | 0 | 0 | 0 | 0 | 0 | 0 | 0 | 0 | 0 | 0 | 0
F1_Commercial_Hospital_New_Food Preparation_Natural Gas_Double Rack Oven_E6 | F1 | Commercial | Hospital | New | Food Preparation | Natural Gas | Double Rack Oven | E6 | CCE | 0 | 0 | 0 | 0 | 0 | 0 | 0 | 0 | 0 | 0 | 0 | 0 | 0 | 0 | 0 | 0 | 0 | 0 | 0 | 0 | 0 | 0 | 0 | 0 | 0 | 0 | 0 | 0 | 0 | 0 | 0 | 0 | 0
F1_Commercial_Hospital_New_Food Preparation_Natural Gas_Double Rack Oven_E7 | F1 | Commercial | Hospital | New | Food Preparation | Natural Gas | Double Rack Oven | E7 | CCE | 0 | 0 | 0 | 0 | 0 | 0 | 0 | 0 | 0 | 0 | 0 | 0 | 0 | 0 | 0 | 0 | 0 | 0 | 0 | 0 | 0 | 0 | 0 | 0 | 0 | 0 | 0 | 0 | 0 | 0 | 0 | 0 | 0
F1_Commercial_Hospital_New_Food Preparation_Natural Gas_Double Rack Oven_E8 | F1 | Commercial | Hospital | New | Food Preparation | Natural Gas | Double Rack Oven | E8 | CCE | 0 | 0 | 0 | 0 | 0 | 0 | 0 | 0 | 0 | 0 | 0 | 0 | 0 | 0 | 0 | 0 | 0 | 0 | 0 | 0 | 0 | 0 | 0 | 0 | 0 | 0 | 0 | 0 | 0 | 0 | 0 | 0 | 0
F1_Commercial_Hospital_New_Food Preparation_Natural Gas_Double Rack Oven_E9 | F1 | Commercial | Hospital | New | Food Preparation | Natural Gas | Double Rack Oven | E9 | CCE | 0 | 0 | 0 | 0 | 0 | 0 | 0 | 0 | 0 | 0 | 0 | 0 | 0 | 0 | 0 | 0 | 0 | 0 | 0 | 0 | 0 | 0 | 0 | 0 | 0 | 0 | 0 | 0 | 0 | 0 | 0 | 0 | 0
F1_Commercial_Hospital_New_Food Preparation_Natural Gas_Double Rack Oven_E10 | F1 | Commercial | Hospital | New | Food Preparation | Natural Gas | Double Rack Oven | E10 | CCE | 0 | 0 | 0 | 0 | 0 | 0 | 0 | 0 | 0 | 0 | 0 | 0 | 0 | 0 | 0 | 0 | 0 | 0 | 0 | 0 | 0 | 0 | 0 | 0 | 0 | 0 | 0 | 0 | 0 | 0 | 0 | 0 | 0
F2_Commercial_Hospital_New_Food Preparation_Natural Gas_Double Rack Oven_E1 | F2 | Commercial | Hospital | New | Food Preparation | Natural Gas | Double Rack Oven | E1 | TRC BC Ratio | bar: 2019 to 2051
F2_Commercial_Hospital_New_Food Preparation_Natural Gas_Double Rack Oven_E2 | F2 | Commercial | Hospital | New | Food Preparation | Natural Gas | Double Rack Oven | E2 | TRC BC Ratio | 4.7395 | 4.7756 | 4.816 | 4.8604 | 4.911 | 4.9696 | 5.017 | 5.0626 | 5.1089 | 5.1571 | 5.2031 | 5.2453 | 5.2885 | 5.3338 | 5.3838 | 5.4328 | 5.4847 | 5.5395 | 5.5966 | 5.655 | 5.7136 | 5.7686 | 5.8182 | 5.8621 | 5.9 | 5.9326 | 5.9552 | 5.9721 | 5.9866 | 5.9991 | 6.0114 | 6.0169 | 6.0169
F2_Commercial_Hospital_New_Food Preparation_Natural Gas_Double Rack Oven_E3 | F2 | Commercial | Hospital | New | Food Preparation | Natural Gas | Double Rack Oven | E3 | TRC BC Ratio | 0 | 0 | 0 | 0 | 0 | 0 | 0 | 0 | 0 | 0 | 0 | 0 | 0 | 0 | 0 | 0 | 0 | 0 | 0 | 0 | 0 | 0 | 0 | 0 | 0 | 0 | 0 | 0 | 0 | 0 | 0 | 0 | 0
F2_Commercial_Hospital_New_Food Preparation_Natural Gas_Double Rack Oven_E4 | F2 | Commercial | Hospital | New | Food Preparation | Natural Gas | Double Rack Oven | E4 | TRC BC Ratio | 0 | 0 | 0 | 0 | 0 | 0 | 0 | 0 | 0 | 0 | 0 | 0 | 0 | 0 | 0 | 0 | 0 | 0 | 0 | 0 | 0 | 0 | 0 | 0 | 0 | 0 | 0 | 0 | 0 | 0 | 0 | 0 | 0
F2_Commercial_Hospital_New_Food Preparation_Natural Gas_Double Rack Oven_E5 | F2 | Commercial | Hospital | New | Food Preparation | Natural Gas | Double Rack Oven | E5 | TRC BC Ratio | 0 | 0 | 0 | 0 | 0 | 0 | 0 | 0 | 0 | 0 | 0 | 0 | 0 | 0 | 0 | 0 | 0 | 0 | 0 | 0 | 0 | 0 | 0 | 0 | 0 | 0 | 0 | 0 | 0 | 0 | 0 | 0 | 0
F2_Commercial_Hospital_New_Food Preparation_Natural Gas_Double Rack Oven_E6 | F2 | Commercial | Hospital | New | Food Preparation | Natural Gas | Double Rack Oven | E6 | TRC BC Ratio | 0 | 0 | 0 | 0 | 0 | 0 | 0 | 0 | 0 | 0 | 0 | 0 | 0 | 0 | 0 | 0 | 0 | 0 | 0 | 0 | 0 | 0 | 0 | 0 | 0 | 0 | 0 | 0 | 0 | 0 | 0 | 0 | 0
F2_Commercial_Hospital_New_Food Preparation_Natural Gas_Double Rack Oven_E7 | F2 | Commercial | Hospital | New | Food Preparation | Natural Gas | Double Rack Oven | E7 | TRC BC Ratio | 0 | 0 | 0 | 0 | 0 | 0 | 0 | 0 | 0 | 0 | 0 | 0 | 0 | 0 | 0 | 0 | 0 | 0 | 0 | 0 | 0 | 0 | 0 | 0 | 0 | 0 | 0 | 0 | 0 | 0 | 0 | 0 | 0
F2_Commercial_Hospital_New_Food Preparation_Natural Gas_Double Rack Oven_E8 | F2 | Commercial | Hospital | New | Food Preparation | Natural Gas | Double Rack Oven | E8 | TRC BC Ratio | 0 | 0 | 0 | 0 | 0 | 0 | 0 | 0 | 0 | 0 | 0 | 0 | 0 | 0 | 0 | 0 | 0 | 0 | 0 | 0 | 0 | 0 | 0 | 0 | 0 | 0 | 0 | 0 | 0 | 0 | 0 | 0 | 0
F2_Commercial_Hospital_New_Food Preparation_Natural Gas_Double Rack Oven_E9 | F2 | Commercial | Hospital | New | Food Preparation | Natural Gas | Double Rack Oven | E9 | TRC BC Ratio | 0 | 0 | 0 | 0 | 0 | 0 | 0 | 0 | 0 | 0 | 0 | 0 | 0 | 0 | 0 | 0 | 0 | 0 | 0 | 0 | 0 | 0 | 0 | 0 | 0 | 0 | 0 | 0 | 0 | 0 | 0 | 0 | 0
F2_Commercial_Hospital_New_Food Preparation_Natural Gas_Double Rack Oven_E10 | F2 | Commercial | Hospital | New | Food Preparation | Natural Gas | Double Rack Oven | E10 | TRC BC Ratio | 0 | 0 | 0 | 0 | 0 | 0 | 0 | 0 | 0 | 0 | 0 | 0 | 0 | 0 | 0 | 0 | 0 | 0 | 0 | 0 | 0 | 0 | 0 | 0 | 0 | 0 | 0 | 0 | 0 | 0 | 0 | 0 | 0
F3_Commercial_Hospital_New_Food Preparation_Natural Gas_Double Rack Oven_E1 | F3 | Commercial | Hospital | New | Food Preparation | Natural Gas | Double Rack Oven | E1 | PACT BC Ratio | bar: 2019 to 2051
F3_Commercial_Hospital_New_Food Preparation_Natural Gas_Double Rack Oven_E2 | F3 | Commercial | Hospital | New | Food Preparation | Natural Gas | Double Rack Oven | E2 | PACT BC Ratio | 6.3193 | 6.3675 | 6.4213 | 6.4805 | 6.548 | 6.6261 | 6.6894 | 6.7502 | 6.8119 | 6.8761 | 6.9374 | 6.9937 | 7.0513 | 7.1117 | 7.1784 | 7.2437 | 7.3129 | 7.386 | 7.4622 | 7.5399 | 7.6182 | 7.6915 | 7.7576 | 7.8161 | 7.8667 | 7.9101 | 7.9403 | 7.9627 | 7.9822 | 7.9988 | 8.0152 | 8.0225 | 8.0225
F3_Commercial_Hospital_New_Food Preparation_Natural Gas_Double Rack Oven_E3 | F3 | Commercial | Hospital | New | Food Preparation | Natural Gas | Double Rack Oven | E3 | PACT BC Ratio | 0 | 0 | 0 | 0 | 0 | 0 | 0 | 0 | 0 | 0 | 0 | 0 | 0 | 0 | 0 | 0 | 0 | 0 | 0 | 0 | 0 | 0 | 0 | 0 | 0 | 0 | 0 | 0 | 0 | 0 | 0 | 0 | 0
F3_Commercial_Hospital_New_Food Preparation_Natural Gas_Double Rack Oven_E4 | F3 | Commercial | Hospital | New | Food Preparation | Natural Gas | Double Rack Oven | E4 | PACT BC Ratio | 0 | 0 | 0 | 0 | 0 | 0 | 0 | 0 | 0 | 0 | 0 | 0 | 0 | 0 | 0 | 0 | 0 | 0 | 0 | 0 | 0 | 0 | 0 | 0 | 0 | 0 | 0 | 0 | 0 | 0 | 0 | 0 | 0
F3_Commercial_Hospital_New_Food Preparation_Natural Gas_Double Rack Oven_E5 | F3 | Commercial | Hospital | New | Food Preparation | Natural Gas | Double Rack Oven | E5 | PACT BC Ratio | 0 | 0 | 0 | 0 | 0 | 0 | 0 | 0 | 0 | 0 | 0 | 0 | 0 | 0 | 0 | 0 | 0 | 0 | 0 | 0 | 0 | 0 | 0 | 0 | 0 | 0 | 0 | 0 | 0 | 0 | 0 | 0 | 0
F3_Commercial_Hospital_New_Food Preparation_Natural Gas_Double Rack Oven_E6 | F3 | Commercial | Hospital | New | Food Preparation | Natural Gas | Double Rack Oven | E6 | PACT BC Ratio | 0 | 0 | 0 | 0 | 0 | 0 | 0 | 0 | 0 | 0 | 0 | 0 | 0 | 0 | 0 | 0 | 0 | 0 | 0 | 0 | 0 | 0 | 0 | 0 | 0 | 0 | 0 | 0 | 0 | 0 | 0 | 0 | 0
F3_Commercial_Hospital_New_Food Preparation_Natural Gas_Double Rack Oven_E7 | F3 | Commercial | Hospital | New | Food Preparation | Natural Gas | Double Rack Oven | E7 | PACT BC Ratio | 0 | 0 | 0 | 0 | 0 | 0 | 0 | 0 | 0 | 0 | 0 | 0 | 0 | 0 | 0 | 0 | 0 | 0 | 0 | 0 | 0 | 0 | 0 | 0 | 0 | 0 | 0 | 0 | 0 | 0 | 0 | 0 | 0
F3_Commercial_Hospital_New_Food Preparation_Natural Gas_Double Rack Oven_E8 | F3 | Commercial | Hospital | New | Food Preparation | Natural Gas | Double Rack Oven | E8 | PACT BC Ratio | 0 | 0 | 0 | 0 | 0 | 0 | 0 | 0 | 0 | 0 | 0 | 0 | 0 | 0 | 0 | 0 | 0 | 0 | 0 | 0 | 0 | 0 | 0 | 0 | 0 | 0 | 0 | 0 | 0 | 0 | 0 | 0 | 0
F3_Commercial_Hospital_New_Food Preparation_Natural Gas_Double Rack Oven_E9 | F3 | Commercial | Hospital | New | Food Preparation | Natural Gas | Double Rack Oven | E9 | PACT BC Ratio | 0 | 0 | 0 | 0 | 0 | 0 | 0 | 0 | 0 | 0 | 0 | 0 | 0 | 0 | 0 | 0 | 0 | 0 | 0 | 0 | 0 | 0 | 0 | 0 | 0 | 0 | 0 | 0 | 0 | 0 | 0 | 0 | 0
F3_Commercial_Hospital_New_Food Preparation_Natural Gas_Double Rack Oven_E10 | F3 | Commercial | Hospital | New | Food Preparation | Natural Gas | Double Rack Oven | E10 | PACT BC Ratio | 0 | 0 | 0 | 0 | 0 | 0 | 0 | 0 | 0 | 0 | 0 | 0 | 0 | 0 | 0 | 0 | 0 | 0 | 0 | 0 | 0 | 0 | 0 | 0 | 0 | 0 | 0 | 0 | 0 | 0 | 0 | 0 | 0
F4_Commercial_Hospital_New_Food Preparation_Natural Gas_Double Rack Oven_E1 | F4 | Commercial | Hospital | New | Food Preparation | Natural Gas | Double Rack Oven | E1 | RVT BC Ratio | bar: 2019 to 2051
F4_Commercial_Hospital_New_Food Preparation_Natural Gas_Double Rack Oven_E2 | F4 | Commercial | Hospital | New | Food Preparation | Natural Gas | Double Rack Oven | E2 | RVT BC Ratio | 7.5139 | 7.5658 | 7.6238 | 7.6877 | 7.7604 | 7.8446 | 7.9129 | 7.9784 | 8.045 | 8.1143 | 8.1804 | 8.241 | 8.3031 | 8.3683 | 8.4402 | 8.5106 | 8.5852 | 8.664 | 8.7461 | 8.83 | 8.9144 | 8.9934 | 9.0647 | 9.1278 | 9.1823 | 9.2292 | 9.2617 | 9.2859 | 9.3069 | 9.3248 | 9.3425 | 9.3503 | 9.3503
F4_Commercial_Hospital_New_Food Preparation_Natural Gas_Double Rack Oven_E3 | F4 | Commercial | Hospital | New | Food Preparation | Natural Gas | Double Rack Oven | E3 | RVT BC Ratio | 0 | 0 | 0 | 0 | 0 | 0 | 0 | 0 | 0 | 0 | 0 | 0 | 0 | 0 | 0 | 0 | 0 | 0 | 0 | 0 | 0 | 0 | 0 | 0 | 0 | 0 | 0 | 0 | 0 | 0 | 0 | 0 | 0
F4_Commercial_Hospital_New_Food Preparation_Natural Gas_Double Rack Oven_E4 | F4 | Commercial | Hospital | New | Food Preparation | Natural Gas | Double Rack Oven | E4 | RVT BC Ratio | 0 | 0 | 0 | 0 | 0 | 0 | 0 | 0 | 0 | 0 | 0 | 0 | 0 | 0 | 0 | 0 | 0 | 0 | 0 | 0 | 0 | 0 | 0 | 0 | 0 | 0 | 0 | 0 | 0 | 0 | 0 | 0 | 0
F4_Commercial_Hospital_New_Food Preparation_Natural Gas_Double Rack Oven_E5 | F4 | Commercial | Hospital | New | Food Preparation | Natural Gas | Double Rack Oven | E5 | RVT BC Ratio | 0 | 0 | 0 | 0 | 0 | 0 | 0 | 0 | 0 | 0 | 0 | 0 | 0 | 0 | 0 | 0 | 0 | 0 | 0 | 0 | 0 | 0 | 0 | 0 | 0 | 0 | 0 | 0 | 0 | 0 | 0 | 0 | 0
F4_Commercial_Hospital_New_Food Preparation_Natural Gas_Double Rack Oven_E6 | F4 | Commercial | Hospital | New | Food Preparation | Natural Gas | Double Rack Oven | E6 | RVT BC Ratio | 0 | 0 | 0 | 0 | 0 | 0 | 0 | 0 | 0 | 0 | 0 | 0 | 0 | 0 | 0 | 0 | 0 | 0 | 0 | 0 | 0 | 0 | 0 | 0 | 0 | 0 | 0 | 0 | 0 | 0 | 0 | 0 | 0
F4_Commercial_Hospital_New_Food Preparation_Natural Gas_Double Rack Oven_E7 | F4 | Commercial | Hospital | New | Food Preparation | Natural Gas | Double Rack Oven | E7 | RVT BC Ratio | 0 | 0 | 0 | 0 | 0 | 0 | 0 | 0 | 0 | 0 | 0 | 0 | 0 | 0 | 0 | 0 | 0 | 0 | 0 | 0 | 0 | 0 | 0 | 0 | 0 | 0 | 0 | 0 | 0 | 0 | 0 | 0 | 0
F4_Commercial_Hospital_New_Food Preparation_Natural Gas_Double Rack Oven_E8 | F4 | Commercial | Hospital | New | Food Preparation | Natural Gas | Double Rack Oven | E8 | RVT BC Ratio | 0 | 0 | 0 | 0 | 0 | 0 | 0 | 0 | 0 | 0 | 0 | 0 | 0 | 0 | 0 | 0 | 0 | 0 | 0 | 0 | 0 | 0 | 0 | 0 | 0 | 0 | 0 | 0 | 0 | 0 | 0 | 0 | 0
F4_Commercial_Hospital_New_Food Preparation_Natural Gas_Double Rack Oven_E9 | F4 | Commercial | Hospital | New | Food Preparation | Natural Gas | Double Rack Oven | E9 | RVT BC Ratio | 0 | 0 | 0 | 0 | 0 | 0 | 0 | 0 | 0 | 0 | 0 | 0 | 0 | 0 | 0 | 0 | 0 | 0 | 0 | 0 | 0 | 0 | 0 | 0 | 0 | 0 | 0 | 0 | 0 | 0 | 0 | 0 | 0
F4_Commercial_Hospital_New_Food Preparation_Natural Gas_Double Rack Oven_E10 | F4 | Commercial | Hospital | New | Food Preparation | Natural Gas | Double Rack Oven | E10 | RVT BC Ratio | 0 | 0 | 0 | 0 | 0 | 0 | 0 | 0 | 0 | 0 | 0 | 0 | 0 | 0 | 0 | 0 | 0 | 0 | 0 | 0 | 0 | 0 | 0 | 0 | 0 | 0 | 0 | 0 | 0 | 0 | 0 | 0 | 0
F5_Commercial_Hospital_New_Food Preparation_Natural Gas_Double Rack Oven_E1 | F5 | Commercial | Hospital | New | Food Preparation | Natural Gas | Double Rack Oven | E1 | RIM BC Ratio | bar: 2019 to 2051
F5_Commercial_Hospital_New_Food Preparation_Natural Gas_Double Rack Oven_E2 | F5 | Commercial | Hospital | New | Food Preparation | Natural Gas | Double Rack Oven | E2 | RIM BC Ratio | 0.73729 | 0.73795 | 0.73866 | 0.73944 | 0.74031 | 0.7413 | 0.74208 | 0.74283 | 0.74357 | 0.74433 | 0.74504 | 0.74568 | 0.74633 | 0.74701 | 0.74774 | 0.74844 | 0.74917 | 0.74993 | 0.75071 | 0.75149 | 0.75226 | 0.75297 | 0.7536 | 0.75414 | 0.75461 | 0.75501 | 0.75528 | 0.75549 | 0.75566 | 0.75581 | 0.75596 | 0.75602 | 0.75602
F5_Commercial_Hospital_New_Food Preparation_Natural Gas_Double Rack Oven_E3 | F5 | Commercial | Hospital | New | Food Preparation | Natural Gas | Double Rack Oven | E3 | RIM BC Ratio | 0 | 0 | 0 | 0 | 0 | 0 | 0 | 0 | 0 | 0 | 0 | 0 | 0 | 0 | 0 | 0 | 0 | 0 | 0 | 0 | 0 | 0 | 0 | 0 | 0 | 0 | 0 | 0 | 0 | 0 | 0 | 0 | 0
F5_Commercial_Hospital_New_Food Preparation_Natural Gas_Double Rack Oven_E4 | F5 | Commercial | Hospital | New | Food Preparation | Natural Gas | Double Rack Oven | E4 | RIM BC Ratio | 0 | 0 | 0 | 0 | 0 | 0 | 0 | 0 | 0 | 0 | 0 | 0 | 0 | 0 | 0 | 0 | 0 | 0 | 0 | 0 | 0 | 0 | 0 | 0 | 0 | 0 | 0 | 0 | 0 | 0 | 0 | 0 | 0
F5_Commercial_Hospital_New_Food Preparation_Natural Gas_Double Rack Oven_E5 | F5 | Commercial | Hospital | New | Food Preparation | Natural Gas | Double Rack Oven | E5 | RIM BC Ratio | 0 | 0 | 0 | 0 | 0 | 0 | 0 | 0 | 0 | 0 | 0 | 0 | 0 | 0 | 0 | 0 | 0 | 0 | 0 | 0 | 0 | 0 | 0 | 0 | 0 | 0 | 0 | 0 | 0 | 0 | 0 | 0 | 0
F5_Commercial_Hospital_New_Food Preparation_Natural Gas_Double Rack Oven_E6 | F5 | Commercial | Hospital | New | Food Preparation | Natural Gas | Double Rack Oven | E6 | RIM BC Ratio | 0 | 0 | 0 | 0 | 0 | 0 | 0 | 0 | 0 | 0 | 0 | 0 | 0 | 0 | 0 | 0 | 0 | 0 | 0 | 0 | 0 | 0 | 0 | 0 | 0 | 0 | 0 | 0 | 0 | 0 | 0 | 0 | 0
F5_Commercial_Hospital_New_Food Preparation_Natural Gas_Double Rack Oven_E7 | F5 | Commercial | Hospital | New | Food Preparation | Natural Gas | Double Rack Oven | E7 | RIM BC Ratio | 0 | 0 | 0 | 0 | 0 | 0 | 0 | 0 | 0 | 0 | 0 | 0 | 0 | 0 | 0 | 0 | 0 | 0 | 0 | 0 | 0 | 0 | 0 | 0 | 0 | 0 | 0 | 0 | 0 | 0 | 0 | 0 | 0
F5_Commercial_Hospital_New_Food Preparation_Natural Gas_Double Rack Oven_E8 | F5 | Commercial | Hospital | New | Food Preparation | Natural Gas | Double Rack Oven | E8 | RIM BC Ratio | 0 | 0 | 0 | 0 | 0 | 0 | 0 | 0 | 0 | 0 | 0 | 0 | 0 | 0 | 0 | 0 | 0 | 0 | 0 | 0 | 0 | 0 | 0 | 0 | 0 | 0 | 0 | 0 | 0 | 0 | 0 | 0 | 0
F5_Commercial_Hospital_New_Food Preparation_Natural Gas_Double Rack Oven_E9 | F5 | Commercial | Hospital | New | Food Preparation | Natural Gas | Double Rack Oven | E9 | RIM BC Ratio | 0 | 0 | 0 | 0 | 0 | 0 | 0 | 0 | 0 | 0 | 0 | 0 | 0 | 0 | 0 | 0 | 0 | 0 | 0 | 0 | 0 | 0 | 0 | 0 | 0 | 0 | 0 | 0 | 0 | 0 | 0 | 0 | 0
F5_Commercial_Hospital_New_Food Preparation_Natural Gas_Double Rack Oven_E10 | F5 | Commercial | Hospital | New | Food Preparation | Natural Gas | Double Rack Oven | E10 | RIM BC Ratio | 0 | 0 | 0 | 0 | 0 | 0 | 0 | 0 | 0 | 0 | 0 | 0 | 0 | 0 | 0 | 0 | 0 | 0 | 0 | 0 | 0 | 0 | 0 | 0 | 0 | 0 | 0 | 0 | 0 | 0 | 0 | 0 | 0
F0_Commercial_Hospital_New_Food Preparation_Natural Gas_Fryer_E0 | F0 | Commercial | Hospital | New | Food Preparation | Natural Gas | Fryer | E0 | Economic Unit | ENERGY STAR | ENERGY STAR | ENERGY STAR | ENERGY STAR | ENERGY STAR | ENERGY STAR | ENERGY STAR | ENERGY STAR | ENERGY STAR | ENERGY STAR | ENERGY STAR | ENERGY STAR | ENERGY STAR | ENERGY STAR | ENERGY STAR | ENERGY STAR | ENERGY STAR | ENERGY STAR | ENERGY STAR | ENERGY STAR | ENERGY STAR | ENERGY STAR | ENERGY STAR | ENERGY STAR | ENERGY STAR | ENERGY STAR | ENERGY STAR | ENERGY STAR | ENERGY STAR | ENERGY STAR | ENERGY STAR | ENERGY STAR | ENERGY STAR
F1_Commercial_Hospital_New_Food Preparation_Natural Gas_Fryer_E1 | F1 | Commercial | Hospital | New | Food Preparation | Natural Gas | Fryer | E1 | CCE | 0 | 0 | 0 | 0 | 0 | 0 | 0 | 0 | 0 | 0 | 0 | 0 | 0 | 0 | 0 | 0 | 0 | 0 | 0 | 0 | 0 | 0 | 0 | 0 | 0 | 0 | 0 | 0 | 0 | 0 | 0 | 0 | 0
F1_Commercial_Hospital_New_Food Preparation_Natural Gas_Fryer_E2 | F1 | Commercial | Hospital | New | Food Preparation | Natural Gas | Fryer | E2 | CCE | 0.52081 | 0.52081 | 0.52081 | 0 | 0 | 0 | 0 | 0 | 0 | 0 | 0 | 0 | 0 | 0 | 0 | 0 | 0 | 0 | 0 | 0 | 0 | 0 | 0 | 0 | 0 | 0 | 0 | 0 | 0 | 0 | 0 | 0 | 0
F1_Commercial_Hospital_New_Food Preparation_Natural Gas_Fryer_E3 | F1 | Commercial | Hospital | New | Food Preparation | Natural Gas | Fryer | E3 | CCE | 0 | 0 | 0 | 0 | 0 | 0 | 0 | 0 | 0 | 0 | 0 | 0 | 0 | 0 | 0 | 0 | 0 | 0 | 0 | 0 | 0 | 0 | 0 | 0 | 0 | 0 | 0 | 0 | 0 | 0 | 0 | 0 | 0
F1_Commercial_Hospital_New_Food Preparation_Natural Gas_Fryer_E4 | F1 | Commercial | Hospital | New | Food Preparation | Natural Gas | Fryer | E4 | CCE | 0 | 0 | 0 | 0 | 0 | 0 | 0 | 0 | 0 | 0 | 0 | 0 | 0 | 0 | 0 | 0 | 0 | 0 | 0 | 0 | 0 | 0 | 0 | 0 | 0 | 0 | 0 | 0 | 0 | 0 | 0 | 0 | 0
F1_Commercial_Hospital_New_Food Preparation_Natural Gas_Fryer_E5 | F1 | Commercial | Hospital | New | Food Preparation | Natural Gas | Fryer | E5 | CCE | 0 | 0 | 0 | 0 | 0 | 0 | 0 | 0 | 0 | 0 | 0 | 0 | 0 | 0 | 0 | 0 | 0 | 0 | 0 | 0 | 0 | 0 | 0 | 0 | 0 | 0 | 0 | 0 | 0 | 0 | 0 | 0 | 0
F1_Commercial_Hospital_New_Food Preparation_Natural Gas_Fryer_E6 | F1 | Commercial | Hospital | New | Food Preparation | Natural Gas | Fryer | E6 | CCE | 0 | 0 | 0 | 0 | 0 | 0 | 0 | 0 | 0 | 0 | 0 | 0 | 0 | 0 | 0 | 0 | 0 | 0 | 0 | 0 | 0 | 0 | 0 | 0 | 0 | 0 | 0 | 0 | 0 | 0 | 0 | 0 | 0
F1_Commercial_Hospital_New_Food Preparation_Natural Gas_Fryer_E7 | F1 | Commercial | Hospital | New | Food Preparation | Natural Gas | Fryer | E7 | CCE | 0 | 0 | 0 | 0 | 0 | 0 | 0 | 0 | 0 | 0 | 0 | 0 | 0 | 0 | 0 | 0 | 0 | 0 | 0 | 0 | 0 | 0 | 0 | 0 | 0 | 0 | 0 | 0 | 0 | 0 | 0 | 0 | 0
F1_Commercial_Hospital_New_Food Preparation_Natural Gas_Fryer_E8 | F1 | Commercial | Hospital | New | Food Preparation | Natural Gas | Fryer | E8 | CCE | 0 | 0 | 0 | 0 | 0 | 0 | 0 | 0 | 0 | 0 | 0 | 0 | 0 | 0 | 0 | 0 | 0 | 0 | 0 | 0 | 0 | 0 | 0 | 0 | 0 | 0 | 0 | 0 | 0 | 0 | 0 | 0 | 0
F1_Commercial_Hospital_New_Food Preparation_Natural Gas_Fryer_E9 | F1 | Commercial | Hospital | New | Food Preparation | Natural Gas | Fryer | E9 | CCE | 0 | 0 | 0 | 0 | 0 | 0 | 0 | 0 | 0 | 0 | 0 | 0 | 0 | 0 | 0 | 0 | 0 | 0 | 0 | 0 | 0 | 0 | 0 | 0 | 0 | 0 | 0 | 0 | 0 | 0 | 0 | 0 | 0
F1_Commercial_Hospital_New_Food Preparation_Natural Gas_Fryer_E10 | F1 | Commercial | Hospital | New | Food Preparation | Natural Gas | Fryer | E10 | CCE | 0 | 0 | 0 | 0 | 0 | 0 | 0 | 0 | 0 | 0 | 0 | 0 | 0 | 0 | 0 | 0 | 0 | 0 | 0 | 0 | 0 | 0 | 0 | 0 | 0 | 0 | 0 | 0 | 0 | 0 | 0 | 0 | 0
F2_Commercial_Hospital_New_Food Preparation_Natural Gas_Fryer_E1 | F2 | Commercial | Hospital | New | Food Preparation | Natural Gas | Fryer | E1 | TRC BC Ratio | 1 | 1 | 1 | 0 | 0 | 0 | 0 | 0 | 0 | 0 | 0 | 0 | 0 | 0 | 0 | 0 | 0 | 0 | 0 | 0 | 0 | 0 | 0 | 0 | 0 | 0 | 0 | 0 | 0 | 0 | 0 | 0 | 0
F2_Commercial_Hospital_New_Food Preparation_Natural Gas_Fryer_E2 | F2 | Commercial | Hospital | New | Food Preparation | Natural Gas | Fryer | E2 | TRC BC Ratio | 2.6303 | 2.6385 | 2.6536 | 1 | 1 | 1 | 1 | 1 | 1 | 1 | 1 | 1 | 1 | 1 | 1 | 1 | 1 | 1 | 1 | 1 | 1 | 1 | 1 | 1 | 1 | 1 | 1 | 1 | 1 | 1 | 1 | 1 | 1
F2_Commercial_Hospital_New_Food Preparation_Natural Gas_Fryer_E3 | F2 | Commercial | Hospital | New | Food Preparation | Natural Gas | Fryer | E3 | TRC BC Ratio | 0 | 0 | 0 | 0 | 0 | 0 | 0 | 0 | 0 | 0 | 0 | 0 | 0 | 0 | 0 | 0 | 0 | 0 | 0 | 0 | 0 | 0 | 0 | 0 | 0 | 0 | 0 | 0 | 0 | 0 | 0 | 0 | 0
F2_Commercial_Hospital_New_Food Preparation_Natural Gas_Fryer_E4 | F2 | Commercial | Hospital | New | Food Preparation | Natural Gas | Fryer | E4 | TRC BC Ratio | 0 | 0 | 0 | 0 | 0 | 0 | 0 | 0 | 0 | 0 | 0 | 0 | 0 | 0 | 0 | 0 | 0 | 0 | 0 | 0 | 0 | 0 | 0 | 0 | 0 | 0 | 0 | 0 | 0 | 0 | 0 | 0 | 0
F2_Commercial_Hospital_New_Food Preparation_Natural Gas_Fryer_E5 | F2 | Commercial | Hospital | New | Food Preparation | Natural Gas | Fryer | E5 | TRC BC Ratio | 0 | 0 | 0 | 0 | 0 | 0 | 0 | 0 | 0 | 0 | 0 | 0 | 0 | 0 | 0 | 0 | 0 | 0 | 0 | 0 | 0 | 0 | 0 | 0 | 0 | 0 | 0 | 0 | 0 | 0 | 0 | 0 | 0
F2_Commercial_Hospital_New_Food Preparation_Natural Gas_Fryer_E6 | F2 | Commercial | Hospital | New | Food Preparation | Natural Gas | Fryer | E6 | TRC BC Ratio | 0 | 0 | 0 | 0 | 0 | 0 | 0 | 0 | 0 | 0 | 0 | 0 | 0 | 0 | 0 | 0 | 0 | 0 | 0 | 0 | 0 | 0 | 0 | 0 | 0 | 0 | 0 | 0 | 0 | 0 | 0 | 0 | 0
F2_Commercial_Hospital_New_Food Preparation_Natural Gas_Fryer_E7 | F2 | Commercial | Hospital | New | Food Preparation | Natural Gas | Fryer | E7 | TRC BC Ratio | 0 | 0 | 0 | 0 | 0 | 0 | 0 | 0 | 0 | 0 | 0 | 0 | 0 | 0 | 0 | 0 | 0 | 0 | 0 | 0 | 0 | 0 | 0 | 0 | 0 | 0 | 0 | 0 | 0 | 0 | 0 | 0 | 0
F2_Commercial_Hospital_New_Food Preparation_Natural Gas_Fryer_E8 | F2 | Commercial | Hospital | New | Food Preparation | Natural Gas | Fryer | E8 | TRC BC Ratio | 0 | 0 | 0 | 0 | 0 | 0 | 0 | 0 | 0 | 0 | 0 | 0 | 0 | 0 | 0 | 0 | 0 | 0 | 0 | 0 | 0 | 0 | 0 | 0 | 0 | 0 | 0 | 0 | 0 | 0 | 0 | 0 | 0
F2_Commercial_Hospital_New_Food Preparation_Natural Gas_Fryer_E9 | F2 | Commercial | Hospital | New | Food Preparation | Natural Gas | Fryer | E9 | TRC BC Ratio | 0 | 0 | 0 | 0 | 0 | 0 | 0 | 0 | 0 | 0 | 0 | 0 | 0 | 0 | 0 | 0 | 0 | 0 | 0 | 0 | 0 | 0 | 0 | 0 | 0 | 0 | 0 | 0 | 0 | 0 | 0 | 0 | 0
F2_Commercial_Hospital_New_Food Preparation_Natural Gas_Fryer_E10 | F2 | Commercial | Hospital | New | Food Preparation | Natural Gas | Fryer | E10 | TRC BC Ratio | 0 | 0 | 0 | 0 | 0 | 0 | 0 | 0 | 0 | 0 | 0 | 0 | 0 | 0 | 0 | 0 | 0 | 0 | 0 | 0 | 0 | 0 | 0 | 0 | 0 | 0 | 0 | 0 | 0 | 0 | 0 | 0 | 0
F3_Commercial_Hospital_New_Food Preparation_Natural Gas_Fryer_E1 | F3 | Commercial | Hospital | New | Food Preparation | Natural Gas | Fryer | E1 | PACT BC Ratio | 1 | 1 | 1 | 0 | 0 | 0 | 0 | 0 | 0 | 0 | 0 | 0 | 0 | 0 | 0 | 0 | 0 | 0 | 0 | 0 | 0 | 0 | 0 | 0 | 0 | 0 | 0 | 0 | 0 | 0 | 0 | 0 | 0
F3_Commercial_Hospital_New_Food Preparation_Natural Gas_Fryer_E2 | F3 | Commercial | Hospital | New | Food Preparation | Natural Gas | Fryer | E2 | PACT BC Ratio | 3.5071 | 3.518 | 3.5381 | 1 | 1 | 1 | 1 | 1 | 1 | 1 | 1 | 1 | 1 | 1 | 1 | 1 | 1 | 1 | 1 | 1 | 1 | 1 | 1 | 1 | 1 | 1 | 1 | 1 | 1 | 1 | 1 | 1 | 1
F3_Commercial_Hospital_New_Food Preparation_Natural Gas_Fryer_E3 | F3 | Commercial | Hospital | New | Food Preparation | Natural Gas | Fryer | E3 | PACT BC Ratio | 0 | 0 | 0 | 0 | 0 | 0 | 0 | 0 | 0 | 0 | 0 | 0 | 0 | 0 | 0 | 0 | 0 | 0 | 0 | 0 | 0 | 0 | 0 | 0 | 0 | 0 | 0 | 0 | 0 | 0 | 0 | 0 | 0
F3_Commercial_Hospital_New_Food Preparation_Natural Gas_Fryer_E4 | F3 | Commercial | Hospital | New | Food Preparation | Natural Gas | Fryer | E4 | PACT BC Ratio | 0 | 0 | 0 | 0 | 0 | 0 | 0 | 0 | 0 | 0 | 0 | 0 | 0 | 0 | 0 | 0 | 0 | 0 | 0 | 0 | 0 | 0 | 0 | 0 | 0 | 0 | 0 | 0 | 0 | 0 | 0 | 0 | 0
F3_Commercial_Hospital_New_Food Preparation_Natural Gas_Fryer_E5 | F3 | Commercial | Hospital | New | Food Preparation | Natural Gas | Fryer | E5 | PACT BC Ratio | 0 | 0 | 0 | 0 | 0 | 0 | 0 | 0 | 0 | 0 | 0 | 0 | 0 | 0 | 0 | 0 | 0 | 0 | 0 | 0 | 0 | 0 | 0 | 0 | 0 | 0 | 0 | 0 | 0 | 0 | 0 | 0 | 0
F3_Commercial_Hospital_New_Food Preparation_Natural Gas_Fryer_E6 | F3 | Commercial | Hospital | New | Food Preparation | Natural Gas | Fryer | E6 | PACT BC Ratio | 0 | 0 | 0 | 0 | 0 | 0 | 0 | 0 | 0 | 0 | 0 | 0 | 0 | 0 | 0 | 0 | 0 | 0 | 0 | 0 | 0 | 0 | 0 | 0 | 0 | 0 | 0 | 0 | 0 | 0 | 0 | 0 | 0
F3_Commercial_Hospital_New_Food Preparation_Natural Gas_Fryer_E7 | F3 | Commercial | Hospital | New | Food Preparation | Natural Gas | Fryer | E7 | PACT BC Ratio | 0 | 0 | 0 | 0 | 0 | 0 | 0 | 0 | 0 | 0 | 0 | 0 | 0 | 0 | 0 | 0 | 0 | 0 | 0 | 0 | 0 | 0 | 0 | 0 | 0 | 0 | 0 | 0 | 0 | 0 | 0 | 0 | 0
F3_Commercial_Hospital_New_Food Preparation_Natural Gas_Fryer_E8 | F3 | Commercial | Hospital | New | Food Preparation | Natural Gas | Fryer | E8 | PACT BC Ratio | 0 | 0 | 0 | 0 | 0 | 0 | 0 | 0 | 0 | 0 | 0 | 0 | 0 | 0 | 0 | 0 | 0 | 0 | 0 | 0 | 0 | 0 | 0 | 0 | 0 | 0 | 0 | 0 | 0 | 0 | 0 | 0 | 0
F3_Commercial_Hospital_New_Food Preparation_Natural Gas_Fryer_E9 | F3 | Commercial | Hospital | New | Food Preparation | Natural Gas | Fryer | E9 | PACT BC Ratio | 0 | 0 | 0 | 0 | 0 | 0 | 0 | 0 | 0 | 0 | 0 | 0 | 0 | 0 | 0 | 0 | 0 | 0 | 0 | 0 | 0 | 0 | 0 | 0 | 0 | 0 | 0 | 0 | 0 | 0 | 0 | 0 | 0
F3_Commercial_Hospital_New_Food Preparation_Natural Gas_Fryer_E10 | F3 | Commercial | Hospital | New | Food Preparation | Natural Gas | Fryer | E10 | PACT BC Ratio | 0 | 0 | 0 | 0 | 0 | 0 | 0 | 0 | 0 | 0 | 0 | 0 | 0 | 0 | 0 | 0 | 0 | 0 | 0 | 0 | 0 | 0 | 0 | 0 | 0 | 0 | 0 | 0 | 0 | 0 | 0 | 0 | 0
F4_Commercial_Hospital_New_Food Preparation_Natural Gas_Fryer_E1 | F4 | Commercial | Hospital | New | Food Preparation | Natural Gas | Fryer | E1 | RVT BC Ratio | 1 | 1 | 1 | 0 | 0 | 0 | 0 | 0 | 0 | 0 | 0 | 0 | 0 | 0 | 0 | 0 | 0 | 0 | 0 | 0 | 0 | 0 | 0 | 0 | 0 | 0 | 0 | 0 | 0 | 0 | 0 | 0 | 0
F4_Commercial_Hospital_New_Food Preparation_Natural Gas_Fryer_E2 | F4 | Commercial | Hospital | New | Food Preparation | Natural Gas | Fryer | E2 | RVT BC Ratio | 4.4816 | 4.4933 | 4.515 | 1 | 1 | 1 | 1 | 1 | 1 | 1 | 1 | 1 | 1 | 1 | 1 | 1 | 1 | 1 | 1 | 1 | 1 | 1 | 1 | 1 | 1 | 1 | 1 | 1 | 1 | 1 | 1 | 1 | 1
F4_Commercial_Hospital_New_Food Preparation_Natural Gas_Fryer_E3 | F4 | Commercial | Hospital | New | Food Preparation | Natural Gas | Fryer | E3 | RVT BC Ratio | 0 | 0 | 0 | 0 | 0 | 0 | 0 | 0 | 0 | 0 | 0 | 0 | 0 | 0 | 0 | 0 | 0 | 0 | 0 | 0 | 0 | 0 | 0 | 0 | 0 | 0 | 0 | 0 | 0 | 0 | 0 | 0 | 0
F4_Commercial_Hospital_New_Food Preparation_Natural Gas_Fryer_E4 | F4 | Commercial | Hospital | New | Food Preparation | Natural Gas | Fryer | E4 | RVT BC Ratio | 0 | 0 | 0 | 0 | 0 | 0 | 0 | 0 | 0 | 0 | 0 | 0 | 0 | 0 | 0 | 0 | 0 | 0 | 0 | 0 | 0 | 0 | 0 | 0 | 0 | 0 | 0 | 0 | 0 | 0 | 0 | 0 | 0
F4_Commercial_Hospital_New_Food Preparation_Natural Gas_Fryer_E5 | F4 | Commercial | Hospital | New | Food Preparation | Natural Gas | Fryer | E5 | RVT BC Ratio | 0 | 0 | 0 | 0 | 0 | 0 | 0 | 0 | 0 | 0 | 0 | 0 | 0 | 0 | 0 | 0 | 0 | 0 | 0 | 0 | 0 | 0 | 0 | 0 | 0 | 0 | 0 | 0 | 0 | 0 | 0 | 0 | 0
F4_Commercial_Hospital_New_Food Preparation_Natural Gas_Fryer_E6 | F4 | Commercial | Hospital | New | Food Preparation | Natural Gas | Fryer | E6 | RVT BC Ratio | 0 | 0 | 0 | 0 | 0 | 0 | 0 | 0 | 0 | 0 | 0 | 0 | 0 | 0 | 0 | 0 | 0 | 0 | 0 | 0 | 0 | 0 | 0 | 0 | 0 | 0 | 0 | 0 | 0 | 0 | 0 | 0 | 0
F4_Commercial_Hospital_New_Food Preparation_Natural Gas_Fryer_E7 | F4 | Commercial | Hospital | New | Food Preparation | Natural Gas | Fryer | E7 | RVT BC Ratio | 0 | 0 | 0 | 0 | 0 | 0 | 0 | 0 | 0 | 0 | 0 | 0 | 0 | 0 | 0 | 0 | 0 | 0 | 0 | 0 | 0 | 0 | 0 | 0 | 0 | 0 | 0 | 0 | 0 | 0 | 0 | 0 | 0
F4_Commercial_Hospital_New_Food Preparation_Natural Gas_Fryer_E8 | F4 | Commercial | Hospital | New | Food Preparation | Natural Gas | Fryer | E8 | RVT BC Ratio | 0 | 0 | 0 | 0 | 0 | 0 | 0 | 0 | 0 | 0 | 0 | 0 | 0 | 0 | 0 | 0 | 0 | 0 | 0 | 0 | 0 | 0 | 0 | 0 | 0 | 0 | 0 | 0 | 0 | 0 | 0 | 0 | 0
F4_Commercial_Hospital_New_Food Preparation_Natural Gas_Fryer_E9 | F4 | Commercial | Hospital | New | Food Preparation | Natural Gas | Fryer | E9 | RVT BC Ratio | 0 | 0 | 0 | 0 | 0 | 0 | 0 | 0 | 0 | 0 | 0 | 0 | 0 | 0 | 0 | 0 | 0 | 0 | 0 | 0 | 0 | 0 | 0 | 0 | 0 | 0 | 0 | 0 | 0 | 0 | 0 | 0 | 0
F4_Commercial_Hospital_New_Food Preparation_Natural Gas_Fryer_E10 | F4 | Commercial | Hospital | New | Food Preparation | Natural Gas | Fryer | E10 | RVT BC Ratio | 0 | 0 | 0 | 0 | 0 | 0 | 0 | 0 | 0 | 0 | 0 | 0 | 0 | 0 | 0 | 0 | 0 | 0 | 0 | 0 | 0 | 0 | 0 | 0 | 0 | 0 | 0 | 0 | 0 | 0 | 0 | 0 | 0
F5_Commercial_Hospital_New_Food Preparation_Natural Gas_Fryer_E1 | F5 | Commercial | Hospital | New | Food Preparation | Natural Gas | Fryer | E1 | RIM BC Ratio | 1 | 1 | 1 | 0 | 0 | 0 | 0 | 0 | 0 | 0 | 0 | 0 | 0 | 0 | 0 | 0 | 0 | 0 | 0 | 0 | 0 | 0 | 0 | 0 | 0 | 0 | 0 | 0 | 0 | 0 | 0 | 0 | 0
F5_Commercial_Hospital_New_Food Preparation_Natural Gas_Fryer_E2 | F5 | Commercial | Hospital | New | Food Preparation | Natural Gas | Fryer | E2 | RIM BC Ratio | 0.67422 | 0.67462 | 0.67536 | 1 | 1 | 1 | 1 | 1 | 1 | 1 | 1 | 1 | 1 | 1 | 1 | 1 | 1 | 1 | 1 | 1 | 1 | 1 | 1 | 1 | 1 | 1 | 1 | 1 | 1 | 1 | 1 | 1 | 1
F5_Commercial_Hospital_New_Food Preparation_Natural Gas_Fryer_E3 | F5 | Commercial | Hospital | New | Food Preparation | Natural Gas | Fryer | E3 | RIM BC Ratio | 0 | 0 | 0 | 0 | 0 | 0 | 0 | 0 | 0 | 0 | 0 | 0 | 0 | 0 | 0 | 0 | 0 | 0 | 0 | 0 | 0 | 0 | 0 | 0 | 0 | 0 | 0 | 0 | 0 | 0 | 0 | 0 | 0
F5_Commercial_Hospital_New_Food Preparation_Natural Gas_Fryer_E4 | F5 | Commercial | Hospital | New | Food Preparation | Natural Gas | Fryer | E4 | RIM BC Ratio | 0 | 0 | 0 | 0 | 0 | 0 | 0 | 0 | 0 | 0 | 0 | 0 | 0 | 0 | 0 | 0 | 0 | 0 | 0 | 0 | 0 | 0 | 0 | 0 | 0 | 0 | 0 | 0 | 0 | 0 | 0 | 0 | 0
F5_Commercial_Hospital_New_Food Preparation_Natural Gas_Fryer_E5 | F5 | Commercial | Hospital | New | Food Preparation | Natural Gas | Fryer | E5 | RIM BC Ratio | 0 | 0 | 0 | 0 | 0 | 0 | 0 | 0 | 0 | 0 | 0 | 0 | 0 | 0 | 0 | 0 | 0 | 0 | 0 | 0 | 0 | 0 | 0 | 0 | 0 | 0 | 0 | 0 | 0 | 0 | 0 | 0 | 0
F5_Commercial_Hospital_New_Food Preparation_Natural Gas_Fryer_E6 | F5 | Commercial | Hospital | New | Food Preparation | Natural Gas | Fryer | E6 | RIM BC Ratio | 0 | 0 | 0 | 0 | 0 | 0 | 0 | 0 | 0 | 0 | 0 | 0 | 0 | 0 | 0 | 0 | 0 | 0 | 0 | 0 | 0 | 0 | 0 | 0 | 0 | 0 | 0 | 0 | 0 | 0 | 0 | 0 | 0
F5_Commercial_Hospital_New_Food Preparation_Natural Gas_Fryer_E7 | F5 | Commercial | Hospital | New | Food Preparation | Natural Gas | Fryer | E7 | RIM BC Ratio | 0 | 0 | 0 | 0 | 0 | 0 | 0 | 0 | 0 | 0 | 0 | 0 | 0 | 0 | 0 | 0 | 0 | 0 | 0 | 0 | 0 | 0 | 0 | 0 | 0 | 0 | 0 | 0 | 0 | 0 | 0 | 0 | 0
F5_Commercial_Hospital_New_Food Preparation_Natural Gas_Fryer_E8 | F5 | Commercial | Hospital | New | Food Preparation | Natural Gas | Fryer | E8 | RIM BC Ratio | 0 | 0 | 0 | 0 | 0 | 0 | 0 | 0 | 0 | 0 | 0 | 0 | 0 | 0 | 0 | 0 | 0 | 0 | 0 | 0 | 0 | 0 | 0 | 0 | 0 | 0 | 0 | 0 | 0 | 0 | 0 | 0 | 0
F5_Commercial_Hospital_New_Food Preparation_Natural Gas_Fryer_E9 | F5 | Commercial | Hospital | New | Food Preparation | Natural Gas | Fryer | E9 | RIM BC Ratio | 0 | 0 | 0 | 0 | 0 | 0 | 0 | 0 | 0 | 0 | 0 | 0 | 0 | 0 | 0 | 0 | 0 | 0 | 0 | 0 | 0 | 0 | 0 | 0 | 0 | 0 | 0 | 0 | 0 | 0 | 0 | 0 | 0
F5_Commercial_Hospital_New_Food Preparation_Natural Gas_Fryer_E10 | F5 | Commercial | Hospital | New | Food Preparation | Natural Gas | Fryer | E10 | RIM BC Ratio | 0 | 0 | 0 | 0 | 0 | 0 | 0 | 0 | 0 | 0 | 0 | 0 | 0 | 0 | 0 | 0 | 0 | 0 | 0 | 0 | 0 | 0 | 0 | 0 | 0 | 0 | 0 | 0 | 0 | 0 | 0 | 0 | 0
F0_Commercial_Hospital_New_Food Preparation_Natural Gas_Broiler_E0 | F0 | Commercial | Hospital | New | Food Preparation | Natural Gas | Broiler | E0 | Economic Unit | Infrared Burners | Infrared Burners | Infrared Burners | Infrared Burners | Infrared Burners | Infrared Burners | Infrared Burners | Infrared Burners | Infrared Burners | Infrared Burners | Infrared Burners | Infrared Burners | Infrared Burners | Infrared Burners | Infrared Burners | Infrared Burners | Infrared Burners | Infrared Burners | Infrared Burners | Infrared Burners | Infrared Burners | Infrared Burners | Infrared Burners | Infrared Burners | Infrared Burners | Infrared Burners | Infrared Burners | Infrared Burners | Infrared Burners | Infrared Burners | Infrared Burners | Infrared Burners | Infrared Burners
F1_Commercial_Hospital_New_Food Preparation_Natural Gas_Broiler_E1 | F1 | Commercial | Hospital | New | Food Preparation | Natural Gas | Broiler | E1 | CCE | 0 | 0 | 0 | 0 | 0 | 0 | 0 | 0 | 0 | 0 | 0 | 0 | 0 | 0 | 0 | 0 | 0 | 0 | 0 | 0 | 0 | 0 | 0 | 0 | 0 | 0 | 0 | 0 | 0 | 0 | 0 | 0 | 0
F1_Commercial_Hospital_New_Food Preparation_Natural Gas_Broiler_E2 | F1 | Commercial | Hospital | New | Food Preparation | Natural Gas | Broiler | E2 | CCE | 0.62853 | 0.62853 | 0.62853 | 0.62853 | 0.62853 | 0.62853 | 0.62853 | 0.62853 | 0.62853 | 0.62853 | 0.62853 | 0.62853 | 0.62853 | 0.62853 | 0.62853 | 0.62853 | 0.62853 | 0.62853 | 0.62853 | 0.62853 | 0.62853 | 0.62853 | 0.62853 | 0.62853 | 0.62853 | 0.62853 | 0.62853 | 0.62853 | 0.62853 | 0.62853 | 0.62853 | 0.62853 | 0.62853
F1_Commercial_Hospital_New_Food Preparation_Natural Gas_Broiler_E3 | F1 | Commercial | Hospital | New | Food Preparation | Natural Gas | Broiler | E3 | CCE | 0 | 0 | 0 | 0 | 0 | 0 | 0 | 0 | 0 | 0 | 0 | 0 | 0 | 0 | 0 | 0 | 0 | 0 | 0 | 0 | 0 | 0 | 0 | 0 | 0 | 0 | 0 | 0 | 0 | 0 | 0 | 0 | 0
F1_Commercial_Hospital_New_Food Preparation_Natural Gas_Broiler_E4 | F1 | Commercial | Hospital | New | Food Preparation | Natural Gas | Broiler | E4 | CCE | 0 | 0 | 0 | 0 | 0 | 0 | 0 | 0 | 0 | 0 | 0 | 0 | 0 | 0 | 0 | 0 | 0 | 0 | 0 | 0 | 0 | 0 | 0 | 0 | 0 | 0 | 0 | 0 | 0 | 0 | 0 | 0 | 0
F1_Commercial_Hospital_New_Food Preparation_Natural Gas_Broiler_E5 | F1 | Commercial | Hospital | New | Food Preparation | Natural Gas | Broiler | E5 | CCE | 0 | 0 | 0 | 0 | 0 | 0 | 0 | 0 | 0 | 0 | 0 | 0 | 0 | 0 | 0 | 0 | 0 | 0 | 0 | 0 | 0 | 0 | 0 | 0 | 0 | 0 | 0 | 0 | 0 | 0 | 0 | 0 | 0
F1_Commercial_Hospital_New_Food Preparation_Natural Gas_Broiler_E6 | F1 | Commercial | Hospital | New | Food Preparation | Natural Gas | Broiler | E6 | CCE | 0 | 0 | 0 | 0 | 0 | 0 | 0 | 0 | 0 | 0 | 0 | 0 | 0 | 0 | 0 | 0 | 0 | 0 | 0 | 0 | 0 | 0 | 0 | 0 | 0 | 0 | 0 | 0 | 0 | 0 | 0 | 0 | 0
F1_Commercial_Hospital_New_Food Preparation_Natural Gas_Broiler_E7 | F1 | Commercial | Hospital | New | Food Preparation | Natural Gas | Broiler | E7 | CCE | 0 | 0 | 0 | 0 | 0 | 0 | 0 | 0 | 0 | 0 | 0 | 0 | 0 | 0 | 0 | 0 | 0 | 0 | 0 | 0 | 0 | 0 | 0 | 0 | 0 | 0 | 0 | 0 | 0 | 0 | 0 | 0 | 0
F1_Commercial_Hospital_New_Food Preparation_Natural Gas_Broiler_E8 | F1 | Commercial | Hospital | New | Food Preparation | Natural Gas | Broiler | E8 | CCE | 0 | 0 | 0 | 0 | 0 | 0 | 0 | 0 | 0 | 0 | 0 | 0 | 0 | 0 | 0 | 0 | 0 | 0 | 0 | 0 | 0 | 0 | 0 | 0 | 0 | 0 | 0 | 0 | 0 | 0 | 0 | 0 | 0
F1_Commercial_Hospital_New_Food Preparation_Natural Gas_Broiler_E9 | F1 | Commercial | Hospital | New | Food Preparation | Natural Gas | Broiler | E9 | CCE | 0 | 0 | 0 | 0 | 0 | 0 | 0 | 0 | 0 | 0 | 0 | 0 | 0 | 0 | 0 | 0 | 0 | 0 | 0 | 0 | 0 | 0 | 0 | 0 | 0 | 0 | 0 | 0 | 0 | 0 | 0 | 0 | 0
F1_Commercial_Hospital_New_Food Preparation_Natural Gas_Broiler_E10 | F1 | Commercial | Hospital | New | Food Preparation | Natural Gas | Broiler | E10 | CCE | 0 | 0 | 0 | 0 | 0 | 0 | 0 | 0 | 0 | 0 | 0 | 0 | 0 | 0 | 0 | 0 | 0 | 0 | 0 | 0 | 0 | 0 | 0 | 0 | 0 | 0 | 0 | 0 | 0 | 0 | 0 | 0 | 0
F2_Commercial_Hospital_New_Food Preparation_Natural Gas_Broiler_E1 | F2 | Commercial | Hospital | New | Food Preparation | Natural Gas | Broiler | E1 | TRC BC Ratio | bar: 2019 to 2051
F2_Commercial_Hospital_New_Food Preparation_Natural Gas_Broiler_E2 | F2 | Commercial | Hospital | New | Food Preparation | Natural Gas | Broiler | E2 | TRC BC Ratio | 2.2386 | 2.2557 | 2.2748 | 2.2957 | 2.3196 | 2.3473 | 2.3697 | 2.3913 | 2.4131 | 2.4359 | 2.4576 | 2.4775 | 2.4979 | 2.5193 | 2.543 | 2.5661 | 2.5906 | 2.6165 | 2.6435 | 2.671 | 2.6988 | 2.7247 | 2.7482 | 2.7689 | 2.7868 | 2.8022 | 2.8129 | 2.8208 | 2.8277 | 2.8336 | 2.8394 | 2.842 | 2.842
F2_Commercial_Hospital_New_Food Preparation_Natural Gas_Broiler_E3 | F2 | Commercial | Hospital | New | Food Preparation | Natural Gas | Broiler | E3 | TRC BC Ratio | 0 | 0 | 0 | 0 | 0 | 0 | 0 | 0 | 0 | 0 | 0 | 0 | 0 | 0 | 0 | 0 | 0 | 0 | 0 | 0 | 0 | 0 | 0 | 0 | 0 | 0 | 0 | 0 | 0 | 0 | 0 | 0 | 0
F2_Commercial_Hospital_New_Food Preparation_Natural Gas_Broiler_E4 | F2 | Commercial | Hospital | New | Food Preparation | Natural Gas | Broiler | E4 | TRC BC Ratio | 0 | 0 | 0 | 0 | 0 | 0 | 0 | 0 | 0 | 0 | 0 | 0 | 0 | 0 | 0 | 0 | 0 | 0 | 0 | 0 | 0 | 0 | 0 | 0 | 0 | 0 | 0 | 0 | 0 | 0 | 0 | 0 | 0
F2_Commercial_Hospital_New_Food Preparation_Natural Gas_Broiler_E5 | F2 | Commercial | Hospital | New | Food Preparation | Natural Gas | Broiler | E5 | TRC BC Ratio | 0 | 0 | 0 | 0 | 0 | 0 | 0 | 0 | 0 | 0 | 0 | 0 | 0 | 0 | 0 | 0 | 0 | 0 | 0 | 0 | 0 | 0 | 0 | 0 | 0 | 0 | 0 | 0 | 0 | 0 | 0 | 0 | 0
F2_Commercial_Hospital_New_Food Preparation_Natural Gas_Broiler_E6 | F2 | Commercial | Hospital | New | Food Preparation | Natural Gas | Broiler | E6 | TRC BC Ratio | 0 | 0 | 0 | 0 | 0 | 0 | 0 | 0 | 0 | 0 | 0 | 0 | 0 | 0 | 0 | 0 | 0 | 0 | 0 | 0 | 0 | 0 | 0 | 0 | 0 | 0 | 0 | 0 | 0 | 0 | 0 | 0 | 0
F2_Commercial_Hospital_New_Food Preparation_Natural Gas_Broiler_E7 | F2 | Commercial | Hospital | New | Food Preparation | Natural Gas | Broiler | E7 | TRC BC Ratio | 0 | 0 | 0 | 0 | 0 | 0 | 0 | 0 | 0 | 0 | 0 | 0 | 0 | 0 | 0 | 0 | 0 | 0 | 0 | 0 | 0 | 0 | 0 | 0 | 0 | 0 | 0 | 0 | 0 | 0 | 0 | 0 | 0
F2_Commercial_Hospital_New_Food Preparation_Natural Gas_Broiler_E8 | F2 | Commercial | Hospital | New | Food Preparation | Natural Gas | Broiler | E8 | TRC BC Ratio | 0 | 0 | 0 | 0 | 0 | 0 | 0 | 0 | 0 | 0 | 0 | 0 | 0 | 0 | 0 | 0 | 0 | 0 | 0 | 0 | 0 | 0 | 0 | 0 | 0 | 0 | 0 | 0 | 0 | 0 | 0 | 0 | 0
F2_Commercial_Hospital_New_Food Preparation_Natural Gas_Broiler_E9 | F2 | Commercial | Hospital | New | Food Preparation | Natural Gas | Broiler | E9 | TRC BC Ratio | 0 | 0 | 0 | 0 | 0 | 0 | 0 | 0 | 0 | 0 | 0 | 0 | 0 | 0 | 0 | 0 | 0 | 0 | 0 | 0 | 0 | 0 | 0 | 0 | 0 | 0 | 0 | 0 | 0 | 0 | 0 | 0 | 0
F2_Commercial_Hospital_New_Food Preparation_Natural Gas_Broiler_E10 | F2 | Commercial | Hospital | New | Food Preparation | Natural Gas | Broiler | E10 | TRC BC Ratio | 0 | 0 | 0 | 0 | 0 | 0 | 0 | 0 | 0 | 0 | 0 | 0 | 0 | 0 | 0 | 0 | 0 | 0 | 0 | 0 | 0 | 0 | 0 | 0 | 0 | 0 | 0 | 0 | 0 | 0 | 0 | 0 | 0
F3_Commercial_Hospital_New_Food Preparation_Natural Gas_Broiler_E1 | F3 | Commercial | Hospital | New | Food Preparation | Natural Gas | Broiler | E1 | PACT BC Ratio | bar: 2019 to 2051
F3_Commercial_Hospital_New_Food Preparation_Natural Gas_Broiler_E2 | F3 | Commercial | Hospital | New | Food Preparation | Natural Gas | Broiler | E2 | PACT BC Ratio | 2.9849 | 3.0076 | 3.033 | 3.061 | 3.0929 | 3.1297 | 3.1596 | 3.1884 | 3.2175 | 3.2479 | 3.2768 | 3.3034 | 3.3306 | 3.3591 | 3.3906 | 3.4215 | 3.4542 | 3.4887 | 3.5247 | 3.5614 | 3.5983 | 3.633 | 3.6642 | 3.6918 | 3.7157 | 3.7363 | 3.7505 | 3.7611 | 3.7703 | 3.7781 | 3.7859 | 3.7893 | 3.7893
F3_Commercial_Hospital_New_Food Preparation_Natural Gas_Broiler_E3 | F3 | Commercial | Hospital | New | Food Preparation | Natural Gas | Broiler | E3 | PACT BC Ratio | 0 | 0 | 0 | 0 | 0 | 0 | 0 | 0 | 0 | 0 | 0 | 0 | 0 | 0 | 0 | 0 | 0 | 0 | 0 | 0 | 0 | 0 | 0 | 0 | 0 | 0 | 0 | 0 | 0 | 0 | 0 | 0 | 0
F3_Commercial_Hospital_New_Food Preparation_Natural Gas_Broiler_E4 | F3 | Commercial | Hospital | New | Food Preparation | Natural Gas | Broiler | E4 | PACT BC Ratio | 0 | 0 | 0 | 0 | 0 | 0 | 0 | 0 | 0 | 0 | 0 | 0 | 0 | 0 | 0 | 0 | 0 | 0 | 0 | 0 | 0 | 0 | 0 | 0 | 0 | 0 | 0 | 0 | 0 | 0 | 0 | 0 | 0
F3_Commercial_Hospital_New_Food Preparation_Natural Gas_Broiler_E5 | F3 | Commercial | Hospital | New | Food Preparation | Natural Gas | Broiler | E5 | PACT BC Ratio | 0 | 0 | 0 | 0 | 0 | 0 | 0 | 0 | 0 | 0 | 0 | 0 | 0 | 0 | 0 | 0 | 0 | 0 | 0 | 0 | 0 | 0 | 0 | 0 | 0 | 0 | 0 | 0 | 0 | 0 | 0 | 0 | 0
F3_Commercial_Hospital_New_Food Preparation_Natural Gas_Broiler_E6 | F3 | Commercial | Hospital | New | Food Preparation | Natural Gas | Broiler | E6 | PACT BC Ratio | 0 | 0 | 0 | 0 | 0 | 0 | 0 | 0 | 0 | 0 | 0 | 0 | 0 | 0 | 0 | 0 | 0 | 0 | 0 | 0 | 0 | 0 | 0 | 0 | 0 | 0 | 0 | 0 | 0 | 0 | 0 | 0 | 0
F3_Commercial_Hospital_New_Food Preparation_Natural Gas_Broiler_E7 | F3 | Commercial | Hospital | New | Food Preparation | Natural Gas | Broiler | E7 | PACT BC Ratio | 0 | 0 | 0 | 0 | 0 | 0 | 0 | 0 | 0 | 0 | 0 | 0 | 0 | 0 | 0 | 0 | 0 | 0 | 0 | 0 | 0 | 0 | 0 | 0 | 0 | 0 | 0 | 0 | 0 | 0 | 0 | 0 | 0
F3_Commercial_Hospital_New_Food Preparation_Natural Gas_Broiler_E8 | F3 | Commercial | Hospital | New | Food Preparation | Natural Gas | Broiler | E8 | PACT BC Ratio | 0 | 0 | 0 | 0 | 0 | 0 | 0 | 0 | 0 | 0 | 0 | 0 | 0 | 0 | 0 | 0 | 0 | 0 | 0 | 0 | 0 | 0 | 0 | 0 | 0 | 0 | 0 | 0 | 0 | 0 | 0 | 0 | 0
F3_Commercial_Hospital_New_Food Preparation_Natural Gas_Broiler_E9 | F3 | Commercial | Hospital | New | Food Preparation | Natural Gas | Broiler | E9 | PACT BC Ratio | 0 | 0 | 0 | 0 | 0 | 0 | 0 | 0 | 0 | 0 | 0 | 0 | 0 | 0 | 0 | 0 | 0 | 0 | 0 | 0 | 0 | 0 | 0 | 0 | 0 | 0 | 0 | 0 | 0 | 0 | 0 | 0 | 0
F3_Commercial_Hospital_New_Food Preparation_Natural Gas_Broiler_E10 | F3 | Commercial | Hospital | New | Food Preparation | Natural Gas | Broiler | E10 | PACT BC Ratio | 0 | 0 | 0 | 0 | 0 | 0 | 0 | 0 | 0 | 0 | 0 | 0 | 0 | 0 | 0 | 0 | 0 | 0 | 0 | 0 | 0 | 0 | 0 | 0 | 0 | 0 | 0 | 0 | 0 | 0 | 0 | 0 | 0
F4_Commercial_Hospital_New_Food Preparation_Natural Gas_Broiler_E1 | F4 | Commercial | Hospital | New | Food Preparation | Natural Gas | Broiler | E1 | RVT BC Ratio | bar: 2019 to 2051
F4_Commercial_Hospital_New_Food Preparation_Natural Gas_Broiler_E2 | F4 | Commercial | Hospital | New | Food Preparation | Natural Gas | Broiler | E2 | RVT BC Ratio | 3.9184 | 3.943 | 3.9704 | 4.0005 | 4.0349 | 4.0747 | 4.1069 | 4.1379 | 4.1693 | 4.202 | 4.2332 | 4.2619 | 4.2912 | 4.322 | 4.356 | 4.3892 | 4.4245 | 4.4617 | 4.5005 | 4.5401 | 4.5799 | 4.6173 | 4.651 | 4.6808 | 4.7065 | 4.7286 | 4.744 | 4.7554 | 4.7653 | 4.7738 | 4.7822 | 4.7859 | 4.7859
F4_Commercial_Hospital_New_Food Preparation_Natural Gas_Broiler_E3 | F4 | Commercial | Hospital | New | Food Preparation | Natural Gas | Broiler | E3 | RVT BC Ratio | 0 | 0 | 0 | 0 | 0 | 0 | 0 | 0 | 0 | 0 | 0 | 0 | 0 | 0 | 0 | 0 | 0 | 0 | 0 | 0 | 0 | 0 | 0 | 0 | 0 | 0 | 0 | 0 | 0 | 0 | 0 | 0 | 0
F4_Commercial_Hospital_New_Food Preparation_Natural Gas_Broiler_E4 | F4 | Commercial | Hospital | New | Food Preparation | Natural Gas | Broiler | E4 | RVT BC Ratio | 0 | 0 | 0 | 0 | 0 | 0 | 0 | 0 | 0 | 0 | 0 | 0 | 0 | 0 | 0 | 0 | 0 | 0 | 0 | 0 | 0 | 0 | 0 | 0 | 0 | 0 | 0 | 0 | 0 | 0 | 0 | 0 | 0
F4_Commercial_Hospital_New_Food Preparation_Natural Gas_Broiler_E5 | F4 | Commercial | Hospital | New | Food Preparation | Natural Gas | Broiler | E5 | RVT BC Ratio | 0 | 0 | 0 | 0 | 0 | 0 | 0 | 0 | 0 | 0 | 0 | 0 | 0 | 0 | 0 | 0 | 0 | 0 | 0 | 0 | 0 | 0 | 0 | 0 | 0 | 0 | 0 | 0 | 0 | 0 | 0 | 0 | 0
F4_Commercial_Hospital_New_Food Preparation_Natural Gas_Broiler_E6 | F4 | Commercial | Hospital | New | Food Preparation | Natural Gas | Broiler | E6 | RVT BC Ratio | 0 | 0 | 0 | 0 | 0 | 0 | 0 | 0 | 0 | 0 | 0 | 0 | 0 | 0 | 0 | 0 | 0 | 0 | 0 | 0 | 0 | 0 | 0 | 0 | 0 | 0 | 0 | 0 | 0 | 0 | 0 | 0 | 0
F4_Commercial_Hospital_New_Food Preparation_Natural Gas_Broiler_E7 | F4 | Commercial | Hospital | New | Food Preparation | Natural Gas | Broiler | E7 | RVT BC Ratio | 0 | 0 | 0 | 0 | 0 | 0 | 0 | 0 | 0 | 0 | 0 | 0 | 0 | 0 | 0 | 0 | 0 | 0 | 0 | 0 | 0 | 0 | 0 | 0 | 0 | 0 | 0 | 0 | 0 | 0 | 0 | 0 | 0
F4_Commercial_Hospital_New_Food Preparation_Natural Gas_Broiler_E8 | F4 | Commercial | Hospital | New | Food Preparation | Natural Gas | Broiler | E8 | RVT BC Ratio | 0 | 0 | 0 | 0 | 0 | 0 | 0 | 0 | 0 | 0 | 0 | 0 | 0 | 0 | 0 | 0 | 0 | 0 | 0 | 0 | 0 | 0 | 0 | 0 | 0 | 0 | 0 | 0 | 0 | 0 | 0 | 0 | 0
F4_Commercial_Hospital_New_Food Preparation_Natural Gas_Broiler_E9 | F4 | Commercial | Hospital | New | Food Preparation | Natural Gas | Broiler | E9 | RVT BC Ratio | 0 | 0 | 0 | 0 | 0 | 0 | 0 | 0 | 0 | 0 | 0 | 0 | 0 | 0 | 0 | 0 | 0 | 0 | 0 | 0 | 0 | 0 | 0 | 0 | 0 | 0 | 0 | 0 | 0 | 0 | 0 | 0 | 0
F4_Commercial_Hospital_New_Food Preparation_Natural Gas_Broiler_E10 | F4 | Commercial | Hospital | New | Food Preparation | Natural Gas | Broiler | E10 | RVT BC Ratio | 0 | 0 | 0 | 0 | 0 | 0 | 0 | 0 | 0 | 0 | 0 | 0 | 0 | 0 | 0 | 0 | 0 | 0 | 0 | 0 | 0 | 0 | 0 | 0 | 0 | 0 | 0 | 0 | 0 | 0 | 0 | 0 | 0
F5_Commercial_Hospital_New_Food Preparation_Natural Gas_Broiler_E1 | F5 | Commercial | Hospital | New | Food Preparation | Natural Gas | Broiler | E1 | RIM BC Ratio | bar: 2019 to 2051
F5_Commercial_Hospital_New_Food Preparation_Natural Gas_Broiler_E2 | F5 | Commercial | Hospital | New | Food Preparation | Natural Gas | Broiler | E2 | RIM BC Ratio | 0.65228 | 0.65336 | 0.65455 | 0.65584 | 0.65729 | 0.65894 | 0.66026 | 0.6615 | 0.66275 | 0.66403 | 0.66523 | 0.66632 | 0.66742 | 0.66856 | 0.6698 | 0.67099 | 0.67224 | 0.67353 | 0.67486 | 0.6762 | 0.67752 | 0.67874 | 0.67982 | 0.68077 | 0.68157 | 0.68226 | 0.68274 | 0.68309 | 0.68339 | 0.68365 | 0.6839 | 0.68401 | 0.68401
F5_Commercial_Hospital_New_Food Preparation_Natural Gas_Broiler_E3 | F5 | Commercial | Hospital | New | Food Preparation | Natural Gas | Broiler | E3 | RIM BC Ratio | 0 | 0 | 0 | 0 | 0 | 0 | 0 | 0 | 0 | 0 | 0 | 0 | 0 | 0 | 0 | 0 | 0 | 0 | 0 | 0 | 0 | 0 | 0 | 0 | 0 | 0 | 0 | 0 | 0 | 0 | 0 | 0 | 0
F5_Commercial_Hospital_New_Food Preparation_Natural Gas_Broiler_E4 | F5 | Commercial | Hospital | New | Food Preparation | Natural Gas | Broiler | E4 | RIM BC Ratio | 0 | 0 | 0 | 0 | 0 | 0 | 0 | 0 | 0 | 0 | 0 | 0 | 0 | 0 | 0 | 0 | 0 | 0 | 0 | 0 | 0 | 0 | 0 | 0 | 0 | 0 | 0 | 0 | 0 | 0 | 0 | 0 | 0
F5_Commercial_Hospital_New_Food Preparation_Natural Gas_Broiler_E5 | F5 | Commercial | Hospital | New | Food Preparation | Natural Gas | Broiler | E5 | RIM BC Ratio | 0 | 0 | 0 | 0 | 0 | 0 | 0 | 0 | 0 | 0 | 0 | 0 | 0 | 0 | 0 | 0 | 0 | 0 | 0 | 0 | 0 | 0 | 0 | 0 | 0 | 0 | 0 | 0 | 0 | 0 | 0 | 0 | 0
F5_Commercial_Hospital_New_Food Preparation_Natural Gas_Broiler_E6 | F5 | Commercial | Hospital | New | Food Preparation | Natural Gas | Broiler | E6 | RIM BC Ratio | 0 | 0 | 0 | 0 | 0 | 0 | 0 | 0 | 0 | 0 | 0 | 0 | 0 | 0 | 0 | 0 | 0 | 0 | 0 | 0 | 0 | 0 | 0 | 0 | 0 | 0 | 0 | 0 | 0 | 0 | 0 | 0 | 0
F5_Commercial_Hospital_New_Food Preparation_Natural Gas_Broiler_E7 | F5 | Commercial | Hospital | New | Food Preparation | Natural Gas | Broiler | E7 | RIM BC Ratio | 0 | 0 | 0 | 0 | 0 | 0 | 0 | 0 | 0 | 0 | 0 | 0 | 0 | 0 | 0 | 0 | 0 | 0 | 0 | 0 | 0 | 0 | 0 | 0 | 0 | 0 | 0 | 0 | 0 | 0 | 0 | 0 | 0
F5_Commercial_Hospital_New_Food Preparation_Natural Gas_Broiler_E8 | F5 | Commercial | Hospital | New | Food Preparation | Natural Gas | Broiler | E8 | RIM BC Ratio | 0 | 0 | 0 | 0 | 0 | 0 | 0 | 0 | 0 | 0 | 0 | 0 | 0 | 0 | 0 | 0 | 0 | 0 | 0 | 0 | 0 | 0 | 0 | 0 | 0 | 0 | 0 | 0 | 0 | 0 | 0 | 0 | 0
F5_Commercial_Hospital_New_Food Preparation_Natural Gas_Broiler_E9 | F5 | Commercial | Hospital | New | Food Preparation | Natural Gas | Broiler | E9 | RIM BC Ratio | 0 | 0 | 0 | 0 | 0 | 0 | 0 | 0 | 0 | 0 | 0 | 0 | 0 | 0 | 0 | 0 | 0 | 0 | 0 | 0 | 0 | 0 | 0 | 0 | 0 | 0 | 0 | 0 | 0 | 0 | 0 | 0 | 0
F5_Commercial_Hospital_New_Food Preparation_Natural Gas_Broiler_E10 | F5 | Commercial | Hospital | New | Food Preparation | Natural Gas | Broiler | E10 | RIM BC Ratio | 0 | 0 | 0 | 0 | 0 | 0 | 0 | 0 | 0 | 0 | 0 | 0 | 0 | 0 | 0 | 0 | 0 | 0 | 0 | 0 | 0 | 0 | 0 | 0 | 0 | 0 | 0 | 0 | 0 | 0 | 0 | 0 | 0
F0_Commercial_Hospital_New_Food Preparation_Natural Gas_Griddle_E0 | F0 | Commercial | Hospital | New | Food Preparation | Natural Gas | Griddle | E0 | Economic Unit | Standard | Standard | Standard | Standard | Standard | Standard | Standard | Standard | Standard | Standard | Standard | Standard | Standard | Standard | Standard | Standard | Standard | Standard | Standard | Standard | Standard | Standard | Standard | Standard | Standard | Standard | ENERGY STAR | ENERGY STAR | ENERGY STAR | ENERGY STAR | ENERGY STAR | ENERGY STAR | ENERGY STAR
F1_Commercial_Hospital_New_Food Preparation_Natural Gas_Griddle_E1 | F1 | Commercial | Hospital | New | Food Preparation | Natural Gas | Griddle | E1 | CCE | 0 | 0 | 0 | 0 | 0 | 0 | 0 | 0 | 0 | 0 | 0 | 0 | 0 | 0 | 0 | 0 | 0 | 0 | 0 | 0 | 0 | 0 | 0 | 0 | 0 | 0 | 0 | 0 | 0 | 0 | 0 | 0 | 0
F1_Commercial_Hospital_New_Food Preparation_Natural Gas_Griddle_E2 | F1 | Commercial | Hospital | New | Food Preparation | Natural Gas | Griddle | E2 | CCE | 1.768 | 1.768 | 1.768 | 1.768 | 1.768 | 1.768 | 1.768 | 1.768 | 1.768 | 1.768 | 1.768 | 1.768 | 1.768 | 1.768 | 1.768 | 1.768 | 1.768 | 1.768 | 1.768 | 1.768 | 1.768 | 1.768 | 1.768 | 1.768 | 1.768 | 1.768 | 1.768 | 1.768 | 1.768 | 1.768 | 1.768 | 1.768 | 1.768
F1_Commercial_Hospital_New_Food Preparation_Natural Gas_Griddle_E3 | F1 | Commercial | Hospital | New | Food Preparation | Natural Gas | Griddle | E3 | CCE | 0 | 0 | 0 | 0 | 0 | 0 | 0 | 0 | 0 | 0 | 0 | 0 | 0 | 0 | 0 | 0 | 0 | 0 | 0 | 0 | 0 | 0 | 0 | 0 | 0 | 0 | 0 | 0 | 0 | 0 | 0 | 0 | 0
F1_Commercial_Hospital_New_Food Preparation_Natural Gas_Griddle_E4 | F1 | Commercial | Hospital | New | Food Preparation | Natural Gas | Griddle | E4 | CCE | 0 | 0 | 0 | 0 | 0 | 0 | 0 | 0 | 0 | 0 | 0 | 0 | 0 | 0 | 0 | 0 | 0 | 0 | 0 | 0 | 0 | 0 | 0 | 0 | 0 | 0 | 0 | 0 | 0 | 0 | 0 | 0 | 0
F1_Commercial_Hospital_New_Food Preparation_Natural Gas_Griddle_E5 | F1 | Commercial | Hospital | New | Food Preparation | Natural Gas | Griddle | E5 | CCE | 0 | 0 | 0 | 0 | 0 | 0 | 0 | 0 | 0 | 0 | 0 | 0 | 0 | 0 | 0 | 0 | 0 | 0 | 0 | 0 | 0 | 0 | 0 | 0 | 0 | 0 | 0 | 0 | 0 | 0 | 0 | 0 | 0
F1_Commercial_Hospital_New_Food Preparation_Natural Gas_Griddle_E6 | F1 | Commercial | Hospital | New | Food Preparation | Natural Gas | Griddle | E6 | CCE | 0 | 0 | 0 | 0 | 0 | 0 | 0 | 0 | 0 | 0 | 0 | 0 | 0 | 0 | 0 | 0 | 0 | 0 | 0 | 0 | 0 | 0 | 0 | 0 | 0 | 0 | 0 | 0 | 0 | 0 | 0 | 0 | 0
F1_Commercial_Hospital_New_Food Preparation_Natural Gas_Griddle_E7 | F1 | Commercial | Hospital | New | Food Preparation | Natural Gas | Griddle | E7 | CCE | 0 | 0 | 0 | 0 | 0 | 0 | 0 | 0 | 0 | 0 | 0 | 0 | 0 | 0 | 0 | 0 | 0 | 0 | 0 | 0 | 0 | 0 | 0 | 0 | 0 | 0 | 0 | 0 | 0 | 0 | 0 | 0 | 0
F1_Commercial_Hospital_New_Food Preparation_Natural Gas_Griddle_E8 | F1 | Commercial | Hospital | New | Food Preparation | Natural Gas | Griddle | E8 | CCE | 0 | 0 | 0 | 0 | 0 | 0 | 0 | 0 | 0 | 0 | 0 | 0 | 0 | 0 | 0 | 0 | 0 | 0 | 0 | 0 | 0 | 0 | 0 | 0 | 0 | 0 | 0 | 0 | 0 | 0 | 0 | 0 | 0
F1_Commercial_Hospital_New_Food Preparation_Natural Gas_Griddle_E9 | F1 | Commercial | Hospital | New | Food Preparation | Natural Gas | Griddle | E9 | CCE | 0 | 0 | 0 | 0 | 0 | 0 | 0 | 0 | 0 | 0 | 0 | 0 | 0 | 0 | 0 | 0 | 0 | 0 | 0 | 0 | 0 | 0 | 0 | 0 | 0 | 0 | 0 | 0 | 0 | 0 | 0 | 0 | 0
F1_Commercial_Hospital_New_Food Preparation_Natural Gas_Griddle_E10 | F1 | Commercial | Hospital | New | Food Preparation | Natural Gas | Griddle | E10 | CCE | 0 | 0 | 0 | 0 | 0 | 0 | 0 | 0 | 0 | 0 | 0 | 0 | 0 | 0 | 0 | 0 | 0 | 0 | 0 | 0 | 0 | 0 | 0 | 0 | 0 | 0 | 0 | 0 | 0 | 0 | 0 | 0 | 0
F2_Commercial_Hospital_New_Food Preparation_Natural Gas_Griddle_E1 | F2 | Commercial | Hospital | New | Food Preparation | Natural Gas | Griddle | E1 | TRC BC Ratio | bar: 2019 to 2051
F2_Commercial_Hospital_New_Food Preparation_Natural Gas_Griddle_E2 | F2 | Commercial | Hospital | New | Food Preparation | Natural Gas | Griddle | E2 | TRC BC Ratio | 0.79587 | 0.80193 | 0.80871 | 0.81616 | 0.82466 | 0.8345 | 0.84247 | 0.85013 | 0.8579 | 0.86599 | 0.87371 | 0.8808 | 0.88805 | 0.89566 | 0.90406 | 0.91228 | 0.921 | 0.9302 | 0.9398 | 0.94959 | 0.95944 | 0.96867 | 0.97701 | 0.98437 | 0.99074 | 0.99622 | 1 | 1.0028 | 1.0053 | 1.0074 | 1.0094 | 1.0104 | 1.0104
F2_Commercial_Hospital_New_Food Preparation_Natural Gas_Griddle_E3 | F2 | Commercial | Hospital | New | Food Preparation | Natural Gas | Griddle | E3 | TRC BC Ratio | 0 | 0 | 0 | 0 | 0 | 0 | 0 | 0 | 0 | 0 | 0 | 0 | 0 | 0 | 0 | 0 | 0 | 0 | 0 | 0 | 0 | 0 | 0 | 0 | 0 | 0 | 0 | 0 | 0 | 0 | 0 | 0 | 0
F2_Commercial_Hospital_New_Food Preparation_Natural Gas_Griddle_E4 | F2 | Commercial | Hospital | New | Food Preparation | Natural Gas | Griddle | E4 | TRC BC Ratio | 0 | 0 | 0 | 0 | 0 | 0 | 0 | 0 | 0 | 0 | 0 | 0 | 0 | 0 | 0 | 0 | 0 | 0 | 0 | 0 | 0 | 0 | 0 | 0 | 0 | 0 | 0 | 0 | 0 | 0 | 0 | 0 | 0
F2_Commercial_Hospital_New_Food Preparation_Natural Gas_Griddle_E5 | F2 | Commercial | Hospital | New | Food Preparation | Natural Gas | Griddle | E5 | TRC BC Ratio | 0 | 0 | 0 | 0 | 0 | 0 | 0 | 0 | 0 | 0 | 0 | 0 | 0 | 0 | 0 | 0 | 0 | 0 | 0 | 0 | 0 | 0 | 0 | 0 | 0 | 0 | 0 | 0 | 0 | 0 | 0 | 0 | 0
F2_Commercial_Hospital_New_Food Preparation_Natural Gas_Griddle_E6 | F2 | Commercial | Hospital | New | Food Preparation | Natural Gas | Griddle | E6 | TRC BC Ratio | 0 | 0 | 0 | 0 | 0 | 0 | 0 | 0 | 0 | 0 | 0 | 0 | 0 | 0 | 0 | 0 | 0 | 0 | 0 | 0 | 0 | 0 | 0 | 0 | 0 | 0 | 0 | 0 | 0 | 0 | 0 | 0 | 0
F2_Commercial_Hospital_New_Food Preparation_Natural Gas_Griddle_E7 | F2 | Commercial | Hospital | New | Food Preparation | Natural Gas | Griddle | E7 | TRC BC Ratio | 0 | 0 | 0 | 0 | 0 | 0 | 0 | 0 | 0 | 0 | 0 | 0 | 0 | 0 | 0 | 0 | 0 | 0 | 0 | 0 | 0 | 0 | 0 | 0 | 0 | 0 | 0 | 0 | 0 | 0 | 0 | 0 | 0
F2_Commercial_Hospital_New_Food Preparation_Natural Gas_Griddle_E8 | F2 | Commercial | Hospital | New | Food Preparation | Natural Gas | Griddle | E8 | TRC BC Ratio | 0 | 0 | 0 | 0 | 0 | 0 | 0 | 0 | 0 | 0 | 0 | 0 | 0 | 0 | 0 | 0 | 0 | 0 | 0 | 0 | 0 | 0 | 0 | 0 | 0 | 0 | 0 | 0 | 0 | 0 | 0 | 0 | 0
F2_Commercial_Hospital_New_Food Preparation_Natural Gas_Griddle_E9 | F2 | Commercial | Hospital | New | Food Preparation | Natural Gas | Griddle | E9 | TRC BC Ratio | 0 | 0 | 0 | 0 | 0 | 0 | 0 | 0 | 0 | 0 | 0 | 0 | 0 | 0 | 0 | 0 | 0 | 0 | 0 | 0 | 0 | 0 | 0 | 0 | 0 | 0 | 0 | 0 | 0 | 0 | 0 | 0 | 0
F2_Commercial_Hospital_New_Food Preparation_Natural Gas_Griddle_E10 | F2 | Commercial | Hospital | New | Food Preparation | Natural Gas | Griddle | E10 | TRC BC Ratio | 0 | 0 | 0 | 0 | 0 | 0 | 0 | 0 | 0 | 0 | 0 | 0 | 0 | 0 | 0 | 0 | 0 | 0 | 0 | 0 | 0 | 0 | 0 | 0 | 0 | 0 | 0 | 0 | 0 | 0 | 0 | 0 | 0
F3_Commercial_Hospital_New_Food Preparation_Natural Gas_Griddle_E1 | F3 | Commercial | Hospital | New | Food Preparation | Natural Gas | Griddle | E1 | PACT BC Ratio | bar: 2019 to 2051
F3_Commercial_Hospital_New_Food Preparation_Natural Gas_Griddle_E2 | F3 | Commercial | Hospital | New | Food Preparation | Natural Gas | Griddle | E2 | PACT BC Ratio | 1.0612 | 1.0692 | 1.0783 | 1.0882 | 1.0996 | 1.1127 | 1.1233 | 1.1335 | 1.1439 | 1.1547 | 1.1649 | 1.1744 | 1.1841 | 1.1942 | 1.2054 | 1.2164 | 1.228 | 1.2403 | 1.2531 | 1.2661 | 1.2793 | 1.2916 | 1.3027 | 1.3125 | 1.321 | 1.3283 | 1.3333 | 1.3371 | 1.3404 | 1.3432 | 1.3459 | 1.3472 | 1.3472
F3_Commercial_Hospital_New_Food Preparation_Natural Gas_Griddle_E3 | F3 | Commercial | Hospital | New | Food Preparation | Natural Gas | Griddle | E3 | PACT BC Ratio | 0 | 0 | 0 | 0 | 0 | 0 | 0 | 0 | 0 | 0 | 0 | 0 | 0 | 0 | 0 | 0 | 0 | 0 | 0 | 0 | 0 | 0 | 0 | 0 | 0 | 0 | 0 | 0 | 0 | 0 | 0 | 0 | 0
F3_Commercial_Hospital_New_Food Preparation_Natural Gas_Griddle_E4 | F3 | Commercial | Hospital | New | Food Preparation | Natural Gas | Griddle | E4 | PACT BC Ratio | 0 | 0 | 0 | 0 | 0 | 0 | 0 | 0 | 0 | 0 | 0 | 0 | 0 | 0 | 0 | 0 | 0 | 0 | 0 | 0 | 0 | 0 | 0 | 0 | 0 | 0 | 0 | 0 | 0 | 0 | 0 | 0 | 0
F3_Commercial_Hospital_New_Food Preparation_Natural Gas_Griddle_E5 | F3 | Commercial | Hospital | New | Food Preparation | Natural Gas | Griddle | E5 | PACT BC Ratio | 0 | 0 | 0 | 0 | 0 | 0 | 0 | 0 | 0 | 0 | 0 | 0 | 0 | 0 | 0 | 0 | 0 | 0 | 0 | 0 | 0 | 0 | 0 | 0 | 0 | 0 | 0 | 0 | 0 | 0 | 0 | 0 | 0
F3_Commercial_Hospital_New_Food Preparation_Natural Gas_Griddle_E6 | F3 | Commercial | Hospital | New | Food Preparation | Natural Gas | Griddle | E6 | PACT BC Ratio | 0 | 0 | 0 | 0 | 0 | 0 | 0 | 0 | 0 | 0 | 0 | 0 | 0 | 0 | 0 | 0 | 0 | 0 | 0 | 0 | 0 | 0 | 0 | 0 | 0 | 0 | 0 | 0 | 0 | 0 | 0 | 0 | 0
F3_Commercial_Hospital_New_Food Preparation_Natural Gas_Griddle_E7 | F3 | Commercial | Hospital | New | Food Preparation | Natural Gas | Griddle | E7 | PACT BC Ratio | 0 | 0 | 0 | 0 | 0 | 0 | 0 | 0 | 0 | 0 | 0 | 0 | 0 | 0 | 0 | 0 | 0 | 0 | 0 | 0 | 0 | 0 | 0 | 0 | 0 | 0 | 0 | 0 | 0 | 0 | 0 | 0 | 0
F3_Commercial_Hospital_New_Food Preparation_Natural Gas_Griddle_E8 | F3 | Commercial | Hospital | New | Food Preparation | Natural Gas | Griddle | E8 | PACT BC Ratio | 0 | 0 | 0 | 0 | 0 | 0 | 0 | 0 | 0 | 0 | 0 | 0 | 0 | 0 | 0 | 0 | 0 | 0 | 0 | 0 | 0 | 0 | 0 | 0 | 0 | 0 | 0 | 0 | 0 | 0 | 0 | 0 | 0
F3_Commercial_Hospital_New_Food Preparation_Natural Gas_Griddle_E9 | F3 | Commercial | Hospital | New | Food Preparation | Natural Gas | Griddle | E9 | PACT BC Ratio | 0 | 0 | 0 | 0 | 0 | 0 | 0 | 0 | 0 | 0 | 0 | 0 | 0 | 0 | 0 | 0 | 0 | 0 | 0 | 0 | 0 | 0 | 0 | 0 | 0 | 0 | 0 | 0 | 0 | 0 | 0 | 0 | 0
F3_Commercial_Hospital_New_Food Preparation_Natural Gas_Griddle_E10 | F3 | Commercial | Hospital | New | Food Preparation | Natural Gas | Griddle | E10 | PACT BC Ratio | 0 | 0 | 0 | 0 | 0 | 0 | 0 | 0 | 0 | 0 | 0 | 0 | 0 | 0 | 0 | 0 | 0 | 0 | 0 | 0 | 0 | 0 | 0 | 0 | 0 | 0 | 0 | 0 | 0 | 0 | 0 | 0 | 0
F4_Commercial_Hospital_New_Food Preparation_Natural Gas_Griddle_E1 | F4 | Commercial | Hospital | New | Food Preparation | Natural Gas | Griddle | E1 | RVT BC Ratio | bar: 2019 to 2051
F4_Commercial_Hospital_New_Food Preparation_Natural Gas_Griddle_E2 | F4 | Commercial | Hospital | New | Food Preparation | Natural Gas | Griddle | E2 | RVT BC Ratio | 1.8442 | 1.8529 | 1.8627 | 1.8734 | 1.8856 | 1.8997 | 1.9112 | 1.9222 | 1.9334 | 1.945 | 1.9561 | 1.9663 | 1.9767 | 1.9877 | 1.9998 | 2.0116 | 2.0241 | 2.0373 | 2.0511 | 2.0652 | 2.0794 | 2.0926 | 2.1046 | 2.1152 | 2.1244 | 2.1322 | 2.1377 | 2.1418 | 2.1453 | 2.1483 | 2.1513 | 2.1526 | 2.1526
F4_Commercial_Hospital_New_Food Preparation_Natural Gas_Griddle_E3 | F4 | Commercial | Hospital | New | Food Preparation | Natural Gas | Griddle | E3 | RVT BC Ratio | 0 | 0 | 0 | 0 | 0 | 0 | 0 | 0 | 0 | 0 | 0 | 0 | 0 | 0 | 0 | 0 | 0 | 0 | 0 | 0 | 0 | 0 | 0 | 0 | 0 | 0 | 0 | 0 | 0 | 0 | 0 | 0 | 0
F4_Commercial_Hospital_New_Food Preparation_Natural Gas_Griddle_E4 | F4 | Commercial | Hospital | New | Food Preparation | Natural Gas | Griddle | E4 | RVT BC Ratio | 0 | 0 | 0 | 0 | 0 | 0 | 0 | 0 | 0 | 0 | 0 | 0 | 0 | 0 | 0 | 0 | 0 | 0 | 0 | 0 | 0 | 0 | 0 | 0 | 0 | 0 | 0 | 0 | 0 | 0 | 0 | 0 | 0
F4_Commercial_Hospital_New_Food Preparation_Natural Gas_Griddle_E5 | F4 | Commercial | Hospital | New | Food Preparation | Natural Gas | Griddle | E5 | RVT BC Ratio | 0 | 0 | 0 | 0 | 0 | 0 | 0 | 0 | 0 | 0 | 0 | 0 | 0 | 0 | 0 | 0 | 0 | 0 | 0 | 0 | 0 | 0 | 0 | 0 | 0 | 0 | 0 | 0 | 0 | 0 | 0 | 0 | 0
F4_Commercial_Hospital_New_Food Preparation_Natural Gas_Griddle_E6 | F4 | Commercial | Hospital | New | Food Preparation | Natural Gas | Griddle | E6 | RVT BC Ratio | 0 | 0 | 0 | 0 | 0 | 0 | 0 | 0 | 0 | 0 | 0 | 0 | 0 | 0 | 0 | 0 | 0 | 0 | 0 | 0 | 0 | 0 | 0 | 0 | 0 | 0 | 0 | 0 | 0 | 0 | 0 | 0 | 0
F4_Commercial_Hospital_New_Food Preparation_Natural Gas_Griddle_E7 | F4 | Commercial | Hospital | New | Food Preparation | Natural Gas | Griddle | E7 | RVT BC Ratio | 0 | 0 | 0 | 0 | 0 | 0 | 0 | 0 | 0 | 0 | 0 | 0 | 0 | 0 | 0 | 0 | 0 | 0 | 0 | 0 | 0 | 0 | 0 | 0 | 0 | 0 | 0 | 0 | 0 | 0 | 0 | 0 | 0
F4_Commercial_Hospital_New_Food Preparation_Natural Gas_Griddle_E8 | F4 | Commercial | Hospital | New | Food Preparation | Natural Gas | Griddle | E8 | RVT BC Ratio | 0 | 0 | 0 | 0 | 0 | 0 | 0 | 0 | 0 | 0 | 0 | 0 | 0 | 0 | 0 | 0 | 0 | 0 | 0 | 0 | 0 | 0 | 0 | 0 | 0 | 0 | 0 | 0 | 0 | 0 | 0 | 0 | 0
F4_Commercial_Hospital_New_Food Preparation_Natural Gas_Griddle_E9 | F4 | Commercial | Hospital | New | Food Preparation | Natural Gas | Griddle | E9 | RVT BC Ratio | 0 | 0 | 0 | 0 | 0 | 0 | 0 | 0 | 0 | 0 | 0 | 0 | 0 | 0 | 0 | 0 | 0 | 0 | 0 | 0 | 0 | 0 | 0 | 0 | 0 | 0 | 0 | 0 | 0 | 0 | 0 | 0 | 0
F4_Commercial_Hospital_New_Food Preparation_Natural Gas_Griddle_E10 | F4 | Commercial | Hospital | New | Food Preparation | Natural Gas | Griddle | E10 | RVT BC Ratio | 0 | 0 | 0 | 0 | 0 | 0 | 0 | 0 | 0 | 0 | 0 | 0 | 0 | 0 | 0 | 0 | 0 | 0 | 0 | 0 | 0 | 0 | 0 | 0 | 0 | 0 | 0 | 0 | 0 | 0 | 0 | 0 | 0
F5_Commercial_Hospital_New_Food Preparation_Natural Gas_Griddle_E1 | F5 | Commercial | Hospital | New | Food Preparation | Natural Gas | Griddle | E1 | RIM BC Ratio | bar: 2019 to 2051
F5_Commercial_Hospital_New_Food Preparation_Natural Gas_Griddle_E2 | F5 | Commercial | Hospital | New | Food Preparation | Natural Gas | Griddle | E2 | RIM BC Ratio | 0.46719 | 0.46876 | 0.47048 | 0.47237 | 0.47449 | 0.47691 | 0.47886 | 0.4807 | 0.48256 | 0.48447 | 0.48627 | 0.48791 | 0.48957 | 0.4913 | 0.49318 | 0.49501 | 0.49692 | 0.49892 | 0.50097 | 0.50305 | 0.50511 | 0.50702 | 0.50872 | 0.51021 | 0.51149 | 0.51258 | 0.51333 | 0.51389 | 0.51437 | 0.51478 | 0.51519 | 0.51537 | 0.51537
F5_Commercial_Hospital_New_Food Preparation_Natural Gas_Griddle_E3 | F5 | Commercial | Hospital | New | Food Preparation | Natural Gas | Griddle | E3 | RIM BC Ratio | 0 | 0 | 0 | 0 | 0 | 0 | 0 | 0 | 0 | 0 | 0 | 0 | 0 | 0 | 0 | 0 | 0 | 0 | 0 | 0 | 0 | 0 | 0 | 0 | 0 | 0 | 0 | 0 | 0 | 0 | 0 | 0 | 0
F5_Commercial_Hospital_New_Food Preparation_Natural Gas_Griddle_E4 | F5 | Commercial | Hospital | New | Food Preparation | Natural Gas | Griddle | E4 | RIM BC Ratio | 0 | 0 | 0 | 0 | 0 | 0 | 0 | 0 | 0 | 0 | 0 | 0 | 0 | 0 | 0 | 0 | 0 | 0 | 0 | 0 | 0 | 0 | 0 | 0 | 0 | 0 | 0 | 0 | 0 | 0 | 0 | 0 | 0
F5_Commercial_Hospital_New_Food Preparation_Natural Gas_Griddle_E5 | F5 | Commercial | Hospital | New | Food Preparation | Natural Gas | Griddle | E5 | RIM BC Ratio | 0 | 0 | 0 | 0 | 0 | 0 | 0 | 0 | 0 | 0 | 0 | 0 | 0 | 0 | 0 | 0 | 0 | 0 | 0 | 0 | 0 | 0 | 0 | 0 | 0 | 0 | 0 | 0 | 0 | 0 | 0 | 0 | 0
F5_Commercial_Hospital_New_Food Preparation_Natural Gas_Griddle_E6 | F5 | Commercial | Hospital | New | Food Preparation | Natural Gas | Griddle | E6 | RIM BC Ratio | 0 | 0 | 0 | 0 | 0 | 0 | 0 | 0 | 0 | 0 | 0 | 0 | 0 | 0 | 0 | 0 | 0 | 0 | 0 | 0 | 0 | 0 | 0 | 0 | 0 | 0 | 0 | 0 | 0 | 0 | 0 | 0 | 0
F5_Commercial_Hospital_New_Food Preparation_Natural Gas_Griddle_E7 | F5 | Commercial | Hospital | New | Food Preparation | Natural Gas | Griddle | E7 | RIM BC Ratio | 0 | 0 | 0 | 0 | 0 | 0 | 0 | 0 | 0 | 0 | 0 | 0 | 0 | 0 | 0 | 0 | 0 | 0 | 0 | 0 | 0 | 0 | 0 | 0 | 0 | 0 | 0 | 0 | 0 | 0 | 0 | 0 | 0
F5_Commercial_Hospital_New_Food Preparation_Natural Gas_Griddle_E8 | F5 | Commercial | Hospital | New | Food Preparation | Natural Gas | Griddle | E8 | RIM BC Ratio | 0 | 0 | 0 | 0 | 0 | 0 | 0 | 0 | 0 | 0 | 0 | 0 | 0 | 0 | 0 | 0 | 0 | 0 | 0 | 0 | 0 | 0 | 0 | 0 | 0 | 0 | 0 | 0 | 0 | 0 | 0 | 0 | 0
F5_Commercial_Hospital_New_Food Preparation_Natural Gas_Griddle_E9 | F5 | Commercial | Hospital | New | Food Preparation | Natural Gas | Griddle | E9 | RIM BC Ratio | 0 | 0 | 0 | 0 | 0 | 0 | 0 | 0 | 0 | 0 | 0 | 0 | 0 | 0 | 0 | 0 | 0 | 0 | 0 | 0 | 0 | 0 | 0 | 0 | 0 | 0 | 0 | 0 | 0 | 0 | 0 | 0 | 0
F5_Commercial_Hospital_New_Food Preparation_Natural Gas_Griddle_E10 | F5 | Commercial | Hospital | New | Food Preparation | Natural Gas | Griddle | E10 | RIM BC Ratio | 0 | 0 | 0 | 0 | 0 | 0 | 0 | 0 | 0 | 0 | 0 | 0 | 0 | 0 | 0 | 0 | 0 | 0 | 0 | 0 | 0 | 0 | 0 | 0 | 0 | 0 | 0 | 0 | 0 | 0 | 0 | 0 | 0
F0_Commercial_Hospital_New_Food Preparation_Natural Gas_Range_E0 | F0 | Commercial | Hospital | New | Food Preparation | Natural Gas | Range | E0 | Economic Unit | High Efficiency | High Efficiency | High Efficiency | High Efficiency | High Efficiency | High Efficiency | High Efficiency | High Efficiency | High Efficiency | High Efficiency | High Efficiency | High Efficiency | High Efficiency | High Efficiency | High Efficiency | High Efficiency | High Efficiency | High Efficiency | High Efficiency | High Efficiency | High Efficiency | High Efficiency | High Efficiency | High Efficiency | High Efficiency | High Efficiency | High Efficiency | High Efficiency | High Efficiency | High Efficiency | High Efficiency | High Efficiency | High Efficiency
F1_Commercial_Hospital_New_Food Preparation_Natural Gas_Range_E1 | F1 | Commercial | Hospital | New | Food Preparation | Natural Gas | Range | E1 | CCE | 0 | 0 | 0 | 0 | 0 | 0 | 0 | 0 | 0 | 0 | 0 | 0 | 0 | 0 | 0 | 0 | 0 | 0 | 0 | 0 | 0 | 0 | 0 | 0 | 0 | 0 | 0 | 0 | 0 | 0 | 0 | 0 | 0
F1_Commercial_Hospital_New_Food Preparation_Natural Gas_Range_E2 | F1 | Commercial | Hospital | New | Food Preparation | Natural Gas | Range | E2 | CCE | 0.00052644 | 0.00052644 | 0.00052644 | 0.00052644 | 0.00052644 | 0.00052644 | 0.00052644 | 0.00052644 | 0.00052644 | 0.00052644 | 0.00052644 | 0.00052644 | 0.00052644 | 0.00052644 | 0.00052644 | 0.00052644 | 0.00052644 | 0.00052644 | 0.00052644 | 0.00052644 | 0.00052644 | 0.00052644 | 0.00052644 | 0.00052644 | 0.00052644 | 0.00052644 | 0.00052644 | 0.00052644 | 0.00052644 | 0.00052644 | 0.00052644 | 0.00052644 | 0.00052644
F1_Commercial_Hospital_New_Food Preparation_Natural Gas_Range_E3 | F1 | Commercial | Hospital | New | Food Preparation | Natural Gas | Range | E3 | CCE | 0 | 0 | 0 | 0 | 0 | 0 | 0 | 0 | 0 | 0 | 0 | 0 | 0 | 0 | 0 | 0 | 0 | 0 | 0 | 0 | 0 | 0 | 0 | 0 | 0 | 0 | 0 | 0 | 0 | 0 | 0 | 0 | 0
F1_Commercial_Hospital_New_Food Preparation_Natural Gas_Range_E4 | F1 | Commercial | Hospital | New | Food Preparation | Natural Gas | Range | E4 | CCE | 0 | 0 | 0 | 0 | 0 | 0 | 0 | 0 | 0 | 0 | 0 | 0 | 0 | 0 | 0 | 0 | 0 | 0 | 0 | 0 | 0 | 0 | 0 | 0 | 0 | 0 | 0 | 0 | 0 | 0 | 0 | 0 | 0
F1_Commercial_Hospital_New_Food Preparation_Natural Gas_Range_E5 | F1 | Commercial | Hospital | New | Food Preparation | Natural Gas | Range | E5 | CCE | 0 | 0 | 0 | 0 | 0 | 0 | 0 | 0 | 0 | 0 | 0 | 0 | 0 | 0 | 0 | 0 | 0 | 0 | 0 | 0 | 0 | 0 | 0 | 0 | 0 | 0 | 0 | 0 | 0 | 0 | 0 | 0 | 0
F1_Commercial_Hospital_New_Food Preparation_Natural Gas_Range_E6 | F1 | Commercial | Hospital | New | Food Preparation | Natural Gas | Range | E6 | CCE | 0 | 0 | 0 | 0 | 0 | 0 | 0 | 0 | 0 | 0 | 0 | 0 | 0 | 0 | 0 | 0 | 0 | 0 | 0 | 0 | 0 | 0 | 0 | 0 | 0 | 0 | 0 | 0 | 0 | 0 | 0 | 0 | 0
F1_Commercial_Hospital_New_Food Preparation_Natural Gas_Range_E7 | F1 | Commercial | Hospital | New | Food Preparation | Natural Gas | Range | E7 | CCE | 0 | 0 | 0 | 0 | 0 | 0 | 0 | 0 | 0 | 0 | 0 | 0 | 0 | 0 | 0 | 0 | 0 | 0 | 0 | 0 | 0 | 0 | 0 | 0 | 0 | 0 | 0 | 0 | 0 | 0 | 0 | 0 | 0
F1_Commercial_Hospital_New_Food Preparation_Natural Gas_Range_E8 | F1 | Commercial | Hospital | New | Food Preparation | Natural Gas | Range | E8 | CCE | 0 | 0 | 0 | 0 | 0 | 0 | 0 | 0 | 0 | 0 | 0 | 0 | 0 | 0 | 0 | 0 | 0 | 0 | 0 | 0 | 0 | 0 | 0 | 0 | 0 | 0 | 0 | 0 | 0 | 0 | 0 | 0 | 0
F1_Commercial_Hospital_New_Food Preparation_Natural Gas_Range_E9 | F1 | Commercial | Hospital | New | Food Preparation | Natural Gas | Range | E9 | CCE | 0 | 0 | 0 | 0 | 0 | 0 | 0 | 0 | 0 | 0 | 0 | 0 | 0 | 0 | 0 | 0 | 0 | 0 | 0 | 0 | 0 | 0 | 0 | 0 | 0 | 0 | 0 | 0 | 0 | 0 | 0 | 0 | 0
F1_Commercial_Hospital_New_Food Preparation_Natural Gas_Range_E10 | F1 | Commercial | Hospital | New | Food Preparation | Natural Gas | Range | E10 | CCE | 0 | 0 | 0 | 0 | 0 | 0 | 0 | 0 | 0 | 0 | 0 | 0 | 0 | 0 | 0 | 0 | 0 | 0 | 0 | 0 | 0 | 0 | 0 | 0 | 0 | 0 | 0 | 0 | 0 | 0 | 0 | 0 | 0
F2_Commercial_Hospital_New_Food Preparation_Natural Gas_Range_E1 | F2 | Commercial | Hospital | New | Food Preparation | Natural Gas | Range | E1 | TRC BC Ratio | bar: 2019 to 2051
F2_Commercial_Hospital_New_Food Preparation_Natural Gas_Range_E2 | F2 | Commercial | Hospital | New | Food Preparation | Natural Gas | Range | E2 | TRC BC Ratio | 2647.7231 | 2666.33 | 2688.4832 | 2714.1962 | 2744.4245 | 2779.83 | 2808.1783 | 2835.1894 | 2861.7342 | 2888.6003 | 2913.2148 | 2934.7489 | 2956.3968 | 2979.3351 | 3005.7993 | 3032.2609 | 3061.4725 | 3093.4023 | 3127.3907 | 3162.4699 | 3198.1505 | 3231.6304 | 3262.246 | 3290.1881 | 3314.7734 | 3335.911 | 3350.568 | 3361.4829 | 3370.9376 | 3379.0123 | 3387.0032 | 3390.5371 | 3390.5371
F2_Commercial_Hospital_New_Food Preparation_Natural Gas_Range_E3 | F2 | Commercial | Hospital | New | Food Preparation | Natural Gas | Range | E3 | TRC BC Ratio | 0 | 0 | 0 | 0 | 0 | 0 | 0 | 0 | 0 | 0 | 0 | 0 | 0 | 0 | 0 | 0 | 0 | 0 | 0 | 0 | 0 | 0 | 0 | 0 | 0 | 0 | 0 | 0 | 0 | 0 | 0 | 0 | 0
F2_Commercial_Hospital_New_Food Preparation_Natural Gas_Range_E4 | F2 | Commercial | Hospital | New | Food Preparation | Natural Gas | Range | E4 | TRC BC Ratio | 0 | 0 | 0 | 0 | 0 | 0 | 0 | 0 | 0 | 0 | 0 | 0 | 0 | 0 | 0 | 0 | 0 | 0 | 0 | 0 | 0 | 0 | 0 | 0 | 0 | 0 | 0 | 0 | 0 | 0 | 0 | 0 | 0
F2_Commercial_Hospital_New_Food Preparation_Natural Gas_Range_E5 | F2 | Commercial | Hospital | New | Food Preparation | Natural Gas | Range | E5 | TRC BC Ratio | 0 | 0 | 0 | 0 | 0 | 0 | 0 | 0 | 0 | 0 | 0 | 0 | 0 | 0 | 0 | 0 | 0 | 0 | 0 | 0 | 0 | 0 | 0 | 0 | 0 | 0 | 0 | 0 | 0 | 0 | 0 | 0 | 0
F2_Commercial_Hospital_New_Food Preparation_Natural Gas_Range_E6 | F2 | Commercial | Hospital | New | Food Preparation | Natural Gas | Range | E6 | TRC BC Ratio | 0 | 0 | 0 | 0 | 0 | 0 | 0 | 0 | 0 | 0 | 0 | 0 | 0 | 0 | 0 | 0 | 0 | 0 | 0 | 0 | 0 | 0 | 0 | 0 | 0 | 0 | 0 | 0 | 0 | 0 | 0 | 0 | 0
F2_Commercial_Hospital_New_Food Preparation_Natural Gas_Range_E7 | F2 | Commercial | Hospital | New | Food Preparation | Natural Gas | Range | E7 | TRC BC Ratio | 0 | 0 | 0 | 0 | 0 | 0 | 0 | 0 | 0 | 0 | 0 | 0 | 0 | 0 | 0 | 0 | 0 | 0 | 0 | 0 | 0 | 0 | 0 | 0 | 0 | 0 | 0 | 0 | 0 | 0 | 0 | 0 | 0
F2_Commercial_Hospital_New_Food Preparation_Natural Gas_Range_E8 | F2 | Commercial | Hospital | New | Food Preparation | Natural Gas | Range | E8 | TRC BC Ratio | 0 | 0 | 0 | 0 | 0 | 0 | 0 | 0 | 0 | 0 | 0 | 0 | 0 | 0 | 0 | 0 | 0 | 0 | 0 | 0 | 0 | 0 | 0 | 0 | 0 | 0 | 0 | 0 | 0 | 0 | 0 | 0 | 0
F2_Commercial_Hospital_New_Food Preparation_Natural Gas_Range_E9 | F2 | Commercial | Hospital | New | Food Preparation | Natural Gas | Range | E9 | TRC BC Ratio | 0 | 0 | 0 | 0 | 0 | 0 | 0 | 0 | 0 | 0 | 0 | 0 | 0 | 0 | 0 | 0 | 0 | 0 | 0 | 0 | 0 | 0 | 0 | 0 | 0 | 0 | 0 | 0 | 0 | 0 | 0 | 0 | 0
F2_Commercial_Hospital_New_Food Preparation_Natural Gas_Range_E10 | F2 | Commercial | Hospital | New | Food Preparation | Natural Gas | Range | E10 | TRC BC Ratio | 0 | 0 | 0 | 0 | 0 | 0 | 0 | 0 | 0 | 0 | 0 | 0 | 0 | 0 | 0 | 0 | 0 | 0 | 0 | 0 | 0 | 0 | 0 | 0 | 0 | 0 | 0 | 0 | 0 | 0 | 0 | 0 | 0
F3_Commercial_Hospital_New_Food Preparation_Natural Gas_Range_E1 | F3 | Commercial | Hospital | New | Food Preparation | Natural Gas | Range | E1 | PACT BC Ratio | bar: 2019 to 2051
F3_Commercial_Hospital_New_Food Preparation_Natural Gas_Range_E2 | F3 | Commercial | Hospital | New | Food Preparation | Natural Gas | Range | E2 | PACT BC Ratio | 3530.2974 | 3555.1067 | 3584.6443 | 3618.9282 | 3659.2327 | 3706.44 | 3744.2377 | 3780.2525 | 3815.6456 | 3851.4671 | 3884.2865 | 3912.9985 | 3941.8625 | 3972.4468 | 4007.7324 | 4043.0145 | 4081.9633 | 4124.5364 | 4169.8543 | 4216.6265 | 4264.2006 | 4308.8405 | 4349.6613 | 4386.9175 | 4419.6979 | 4447.8813 | 4467.424 | 4481.9772 | 4494.5834 | 4505.3498 | 4516.0042 | 4520.7161 | 4520.7161
F3_Commercial_Hospital_New_Food Preparation_Natural Gas_Range_E3 | F3 | Commercial | Hospital | New | Food Preparation | Natural Gas | Range | E3 | PACT BC Ratio | 0 | 0 | 0 | 0 | 0 | 0 | 0 | 0 | 0 | 0 | 0 | 0 | 0 | 0 | 0 | 0 | 0 | 0 | 0 | 0 | 0 | 0 | 0 | 0 | 0 | 0 | 0 | 0 | 0 | 0 | 0 | 0 | 0
F3_Commercial_Hospital_New_Food Preparation_Natural Gas_Range_E4 | F3 | Commercial | Hospital | New | Food Preparation | Natural Gas | Range | E4 | PACT BC Ratio | 0 | 0 | 0 | 0 | 0 | 0 | 0 | 0 | 0 | 0 | 0 | 0 | 0 | 0 | 0 | 0 | 0 | 0 | 0 | 0 | 0 | 0 | 0 | 0 | 0 | 0 | 0 | 0 | 0 | 0 | 0 | 0 | 0
F3_Commercial_Hospital_New_Food Preparation_Natural Gas_Range_E5 | F3 | Commercial | Hospital | New | Food Preparation | Natural Gas | Range | E5 | PACT BC Ratio | 0 | 0 | 0 | 0 | 0 | 0 | 0 | 0 | 0 | 0 | 0 | 0 | 0 | 0 | 0 | 0 | 0 | 0 | 0 | 0 | 0 | 0 | 0 | 0 | 0 | 0 | 0 | 0 | 0 | 0 | 0 | 0 | 0
F3_Commercial_Hospital_New_Food Preparation_Natural Gas_Range_E6 | F3 | Commercial | Hospital | New | Food Preparation | Natural Gas | Range | E6 | PACT BC Ratio | 0 | 0 | 0 | 0 | 0 | 0 | 0 | 0 | 0 | 0 | 0 | 0 | 0 | 0 | 0 | 0 | 0 | 0 | 0 | 0 | 0 | 0 | 0 | 0 | 0 | 0 | 0 | 0 | 0 | 0 | 0 | 0 | 0
F3_Commercial_Hospital_New_Food Preparation_Natural Gas_Range_E7 | F3 | Commercial | Hospital | New | Food Preparation | Natural Gas | Range | E7 | PACT BC Ratio | 0 | 0 | 0 | 0 | 0 | 0 | 0 | 0 | 0 | 0 | 0 | 0 | 0 | 0 | 0 | 0 | 0 | 0 | 0 | 0 | 0 | 0 | 0 | 0 | 0 | 0 | 0 | 0 | 0 | 0 | 0 | 0 | 0
F3_Commercial_Hospital_New_Food Preparation_Natural Gas_Range_E8 | F3 | Commercial | Hospital | New | Food Preparation | Natural Gas | Range | E8 | PACT BC Ratio | 0 | 0 | 0 | 0 | 0 | 0 | 0 | 0 | 0 | 0 | 0 | 0 | 0 | 0 | 0 | 0 | 0 | 0 | 0 | 0 | 0 | 0 | 0 | 0 | 0 | 0 | 0 | 0 | 0 | 0 | 0 | 0 | 0
F3_Commercial_Hospital_New_Food Preparation_Natural Gas_Range_E9 | F3 | Commercial | Hospital | New | Food Preparation | Natural Gas | Range | E9 | PACT BC Ratio | 0 | 0 | 0 | 0 | 0 | 0 | 0 | 0 | 0 | 0 | 0 | 0 | 0 | 0 | 0 | 0 | 0 | 0 | 0 | 0 | 0 | 0 | 0 | 0 | 0 | 0 | 0 | 0 | 0 | 0 | 0 | 0 | 0
F3_Commercial_Hospital_New_Food Preparation_Natural Gas_Range_E10 | F3 | Commercial | Hospital | New | Food Preparation | Natural Gas | Range | E10 | PACT BC Ratio | 0 | 0 | 0 | 0 | 0 | 0 | 0 | 0 | 0 | 0 | 0 | 0 | 0 | 0 | 0 | 0 | 0 | 0 | 0 | 0 | 0 | 0 | 0 | 0 | 0 | 0 | 0 | 0 | 0 | 0 | 0 | 0 | 0
F4_Commercial_Hospital_New_Food Preparation_Natural Gas_Range_E1 | F4 | Commercial | Hospital | New | Food Preparation | Natural Gas | Range | E1 | RVT BC Ratio | bar: 2019 to 2051
F4_Commercial_Hospital_New_Food Preparation_Natural Gas_Range_E2 | F4 | Commercial | Hospital | New | Food Preparation | Natural Gas | Range | E2 | RVT BC Ratio | 3807.2736 | 3834.0244 | 3865.8736 | 3902.8406 | 3946.2991 | 3997.2009 | 4037.9565 | 4076.7898 | 4114.9527 | 4153.5775 | 4188.9653 | 4219.9244 | 4251.0471 | 4284.025 | 4322.072 | 4360.1152 | 4402.1121 | 4448.0169 | 4496.8813 | 4547.3138 | 4598.611 | 4646.7444 | 4690.7598 | 4730.9316 | 4766.2773 | 4796.6664 | 4817.7384 | 4833.4305 | 4847.0233 | 4858.6322 | 4870.1205 | 4875.2011 | 4875.2011
F4_Commercial_Hospital_New_Food Preparation_Natural Gas_Range_E3 | F4 | Commercial | Hospital | New | Food Preparation | Natural Gas | Range | E3 | RVT BC Ratio | 0 | 0 | 0 | 0 | 0 | 0 | 0 | 0 | 0 | 0 | 0 | 0 | 0 | 0 | 0 | 0 | 0 | 0 | 0 | 0 | 0 | 0 | 0 | 0 | 0 | 0 | 0 | 0 | 0 | 0 | 0 | 0 | 0
F4_Commercial_Hospital_New_Food Preparation_Natural Gas_Range_E4 | F4 | Commercial | Hospital | New | Food Preparation | Natural Gas | Range | E4 | RVT BC Ratio | 0 | 0 | 0 | 0 | 0 | 0 | 0 | 0 | 0 | 0 | 0 | 0 | 0 | 0 | 0 | 0 | 0 | 0 | 0 | 0 | 0 | 0 | 0 | 0 | 0 | 0 | 0 | 0 | 0 | 0 | 0 | 0 | 0
F4_Commercial_Hospital_New_Food Preparation_Natural Gas_Range_E5 | F4 | Commercial | Hospital | New | Food Preparation | Natural Gas | Range | E5 | RVT BC Ratio | 0 | 0 | 0 | 0 | 0 | 0 | 0 | 0 | 0 | 0 | 0 | 0 | 0 | 0 | 0 | 0 | 0 | 0 | 0 | 0 | 0 | 0 | 0 | 0 | 0 | 0 | 0 | 0 | 0 | 0 | 0 | 0 | 0
F4_Commercial_Hospital_New_Food Preparation_Natural Gas_Range_E6 | F4 | Commercial | Hospital | New | Food Preparation | Natural Gas | Range | E6 | RVT BC Ratio | 0 | 0 | 0 | 0 | 0 | 0 | 0 | 0 | 0 | 0 | 0 | 0 | 0 | 0 | 0 | 0 | 0 | 0 | 0 | 0 | 0 | 0 | 0 | 0 | 0 | 0 | 0 | 0 | 0 | 0 | 0 | 0 | 0
F4_Commercial_Hospital_New_Food Preparation_Natural Gas_Range_E7 | F4 | Commercial | Hospital | New | Food Preparation | Natural Gas | Range | E7 | RVT BC Ratio | 0 | 0 | 0 | 0 | 0 | 0 | 0 | 0 | 0 | 0 | 0 | 0 | 0 | 0 | 0 | 0 | 0 | 0 | 0 | 0 | 0 | 0 | 0 | 0 | 0 | 0 | 0 | 0 | 0 | 0 | 0 | 0 | 0
F4_Commercial_Hospital_New_Food Preparation_Natural Gas_Range_E8 | F4 | Commercial | Hospital | New | Food Preparation | Natural Gas | Range | E8 | RVT BC Ratio | 0 | 0 | 0 | 0 | 0 | 0 | 0 | 0 | 0 | 0 | 0 | 0 | 0 | 0 | 0 | 0 | 0 | 0 | 0 | 0 | 0 | 0 | 0 | 0 | 0 | 0 | 0 | 0 | 0 | 0 | 0 | 0 | 0
F4_Commercial_Hospital_New_Food Preparation_Natural Gas_Range_E9 | F4 | Commercial | Hospital | New | Food Preparation | Natural Gas | Range | E9 | RVT BC Ratio | 0 | 0 | 0 | 0 | 0 | 0 | 0 | 0 | 0 | 0 | 0 | 0 | 0 | 0 | 0 | 0 | 0 | 0 | 0 | 0 | 0 | 0 | 0 | 0 | 0 | 0 | 0 | 0 | 0 | 0 | 0 | 0 | 0
F4_Commercial_Hospital_New_Food Preparation_Natural Gas_Range_E10 | F4 | Commercial | Hospital | New | Food Preparation | Natural Gas | Range | E10 | RVT BC Ratio | 0 | 0 | 0 | 0 | 0 | 0 | 0 | 0 | 0 | 0 | 0 | 0 | 0 | 0 | 0 | 0 | 0 | 0 | 0 | 0 | 0 | 0 | 0 | 0 | 0 | 0 | 0 | 0 | 0 | 0 | 0 | 0 | 0
F5_Commercial_Hospital_New_Food Preparation_Natural Gas_Range_E1 | F5 | Commercial | Hospital | New | Food Preparation | Natural Gas | Range | E1 | RIM BC Ratio | bar: 2019 to 2051
F5_Commercial_Hospital_New_Food Preparation_Natural Gas_Range_E2 | F5 | Commercial | Hospital | New | Food Preparation | Natural Gas | Range | E2 | RIM BC Ratio | 0.83448 | 0.83448 | 0.83448 | 0.83449 | 0.83449 | 0.83449 | 0.83449 | 0.83449 | 0.8345 | 0.8345 | 0.8345 | 0.8345 | 0.8345 | 0.8345 | 0.83451 | 0.83451 | 0.83451 | 0.83451 | 0.83451 | 0.83451 | 0.83452 | 0.83452 | 0.83452 | 0.83452 | 0.83452 | 0.83452 | 0.83452 | 0.83452 | 0.83452 | 0.83452 | 0.83452 | 0.83453 | 0.83453
F5_Commercial_Hospital_New_Food Preparation_Natural Gas_Range_E3 | F5 | Commercial | Hospital | New | Food Preparation | Natural Gas | Range | E3 | RIM BC Ratio | 0 | 0 | 0 | 0 | 0 | 0 | 0 | 0 | 0 | 0 | 0 | 0 | 0 | 0 | 0 | 0 | 0 | 0 | 0 | 0 | 0 | 0 | 0 | 0 | 0 | 0 | 0 | 0 | 0 | 0 | 0 | 0 | 0
F5_Commercial_Hospital_New_Food Preparation_Natural Gas_Range_E4 | F5 | Commercial | Hospital | New | Food Preparation | Natural Gas | Range | E4 | RIM BC Ratio | 0 | 0 | 0 | 0 | 0 | 0 | 0 | 0 | 0 | 0 | 0 | 0 | 0 | 0 | 0 | 0 | 0 | 0 | 0 | 0 | 0 | 0 | 0 | 0 | 0 | 0 | 0 | 0 | 0 | 0 | 0 | 0 | 0
F5_Commercial_Hospital_New_Food Preparation_Natural Gas_Range_E5 | F5 | Commercial | Hospital | New | Food Preparation | Natural Gas | Range | E5 | RIM BC Ratio | 0 | 0 | 0 | 0 | 0 | 0 | 0 | 0 | 0 | 0 | 0 | 0 | 0 | 0 | 0 | 0 | 0 | 0 | 0 | 0 | 0 | 0 | 0 | 0 | 0 | 0 | 0 | 0 | 0 | 0 | 0 | 0 | 0
F5_Commercial_Hospital_New_Food Preparation_Natural Gas_Range_E6 | F5 | Commercial | Hospital | New | Food Preparation | Natural Gas | Range | E6 | RIM BC Ratio | 0 | 0 | 0 | 0 | 0 | 0 | 0 | 0 | 0 | 0 | 0 | 0 | 0 | 0 | 0 | 0 | 0 | 0 | 0 | 0 | 0 | 0 | 0 | 0 | 0 | 0 | 0 | 0 | 0 | 0 | 0 | 0 | 0
F5_Commercial_Hospital_New_Food Preparation_Natural Gas_Range_E7 | F5 | Commercial | Hospital | New | Food Preparation | Natural Gas | Range | E7 | RIM BC Ratio | 0 | 0 | 0 | 0 | 0 | 0 | 0 | 0 | 0 | 0 | 0 | 0 | 0 | 0 | 0 | 0 | 0 | 0 | 0 | 0 | 0 | 0 | 0 | 0 | 0 | 0 | 0 | 0 | 0 | 0 | 0 | 0 | 0
F5_Commercial_Hospital_New_Food Preparation_Natural Gas_Range_E8 | F5 | Commercial | Hospital | New | Food Preparation | Natural Gas | Range | E8 | RIM BC Ratio | 0 | 0 | 0 | 0 | 0 | 0 | 0 | 0 | 0 | 0 | 0 | 0 | 0 | 0 | 0 | 0 | 0 | 0 | 0 | 0 | 0 | 0 | 0 | 0 | 0 | 0 | 0 | 0 | 0 | 0 | 0 | 0 | 0
F5_Commercial_Hospital_New_Food Preparation_Natural Gas_Range_E9 | F5 | Commercial | Hospital | New | Food Preparation | Natural Gas | Range | E9 | RIM BC Ratio | 0 | 0 | 0 | 0 | 0 | 0 | 0 | 0 | 0 | 0 | 0 | 0 | 0 | 0 | 0 | 0 | 0 | 0 | 0 | 0 | 0 | 0 | 0 | 0 | 0 | 0 | 0 | 0 | 0 | 0 | 0 | 0 | 0
F5_Commercial_Hospital_New_Food Preparation_Natural Gas_Range_E10 | F5 | Commercial | Hospital | New | Food Preparation | Natural Gas | Range | E10 | RIM BC Ratio | 0 | 0 | 0 | 0 | 0 | 0 | 0 | 0 | 0 | 0 | 0 | 0 | 0 | 0 | 0 | 0 | 0 | 0 | 0 | 0 | 0 | 0 | 0 | 0 | 0 | 0 | 0 | 0 | 0 | 0 | 0 | 0 | 0
F0_Commercial_Hospital_New_Food Preparation_Natural Gas_Steamer_E0 | F0 | Commercial | Hospital | New | Food Preparation | Natural Gas | Steamer | E0 | Economic Unit | ENERGY STAR | ENERGY STAR | ENERGY STAR | ENERGY STAR | ENERGY STAR | ENERGY STAR | ENERGY STAR | ENERGY STAR | ENERGY STAR | ENERGY STAR | ENERGY STAR | ENERGY STAR | ENERGY STAR | ENERGY STAR | ENERGY STAR | ENERGY STAR | ENERGY STAR | ENERGY STAR | ENERGY STAR | ENERGY STAR | ENERGY STAR | ENERGY STAR | ENERGY STAR | ENERGY STAR | ENERGY STAR | ENERGY STAR | ENERGY STAR | ENERGY STAR | ENERGY STAR | ENERGY STAR | ENERGY STAR | ENERGY STAR | ENERGY STAR
F1_Commercial_Hospital_New_Food Preparation_Natural Gas_Steamer_E1 | F1 | Commercial | Hospital | New | Food Preparation | Natural Gas | Steamer | E1 | CCE | 0 | 0 | 0 | 0 | 0 | 0 | 0 | 0 | 0 | 0 | 0 | 0 | 0 | 0 | 0 | 0 | 0 | 0 | 0 | 0 | 0 | 0 | 0 | 0 | 0 | 0 | 0 | 0 | 0 | 0 | 0 | 0 | 0
F1_Commercial_Hospital_New_Food Preparation_Natural Gas_Steamer_E2 | F1 | Commercial | Hospital | New | Food Preparation | Natural Gas | Steamer | E2 | CCE | 0.38542 | 0.38542 | 0.38542 | 0 | 0 | 0 | 0 | 0 | 0 | 0 | 0 | 0 | 0 | 0 | 0 | 0 | 0 | 0 | 0 | 0 | 0 | 0 | 0 | 0 | 0 | 0 | 0 | 0 | 0 | 0 | 0 | 0 | 0
F1_Commercial_Hospital_New_Food Preparation_Natural Gas_Steamer_E3 | F1 | Commercial | Hospital | New | Food Preparation | Natural Gas | Steamer | E3 | CCE | 0 | 0 | 0 | 0 | 0 | 0 | 0 | 0 | 0 | 0 | 0 | 0 | 0 | 0 | 0 | 0 | 0 | 0 | 0 | 0 | 0 | 0 | 0 | 0 | 0 | 0 | 0 | 0 | 0 | 0 | 0 | 0 | 0
F1_Commercial_Hospital_New_Food Preparation_Natural Gas_Steamer_E4 | F1 | Commercial | Hospital | New | Food Preparation | Natural Gas | Steamer | E4 | CCE | 0 | 0 | 0 | 0 | 0 | 0 | 0 | 0 | 0 | 0 | 0 | 0 | 0 | 0 | 0 | 0 | 0 | 0 | 0 | 0 | 0 | 0 | 0 | 0 | 0 | 0 | 0 | 0 | 0 | 0 | 0 | 0 | 0
F1_Commercial_Hospital_New_Food Preparation_Natural Gas_Steamer_E5 | F1 | Commercial | Hospital | New | Food Preparation | Natural Gas | Steamer | E5 | CCE | 0 | 0 | 0 | 0 | 0 | 0 | 0 | 0 | 0 | 0 | 0 | 0 | 0 | 0 | 0 | 0 | 0 | 0 | 0 | 0 | 0 | 0 | 0 | 0 | 0 | 0 | 0 | 0 | 0 | 0 | 0 | 0 | 0
F1_Commercial_Hospital_New_Food Preparation_Natural Gas_Steamer_E6 | F1 | Commercial | Hospital | New | Food Preparation | Natural Gas | Steamer | E6 | CCE | 0 | 0 | 0 | 0 | 0 | 0 | 0 | 0 | 0 | 0 | 0 | 0 | 0 | 0 | 0 | 0 | 0 | 0 | 0 | 0 | 0 | 0 | 0 | 0 | 0 | 0 | 0 | 0 | 0 | 0 | 0 | 0 | 0
F1_Commercial_Hospital_New_Food Preparation_Natural Gas_Steamer_E7 | F1 | Commercial | Hospital | New | Food Preparation | Natural Gas | Steamer | E7 | CCE | 0 | 0 | 0 | 0 | 0 | 0 | 0 | 0 | 0 | 0 | 0 | 0 | 0 | 0 | 0 | 0 | 0 | 0 | 0 | 0 | 0 | 0 | 0 | 0 | 0 | 0 | 0 | 0 | 0 | 0 | 0 | 0 | 0
F1_Commercial_Hospital_New_Food Preparation_Natural Gas_Steamer_E8 | F1 | Commercial | Hospital | New | Food Preparation | Natural Gas | Steamer | E8 | CCE | 0 | 0 | 0 | 0 | 0 | 0 | 0 | 0 | 0 | 0 | 0 | 0 | 0 | 0 | 0 | 0 | 0 | 0 | 0 | 0 | 0 | 0 | 0 | 0 | 0 | 0 | 0 | 0 | 0 | 0 | 0 | 0 | 0
F1_Commercial_Hospital_New_Food Preparation_Natural Gas_Steamer_E9 | F1 | Commercial | Hospital | New | Food Preparation | Natural Gas | Steamer | E9 | CCE | 0 | 0 | 0 | 0 | 0 | 0 | 0 | 0 | 0 | 0 | 0 | 0 | 0 | 0 | 0 | 0 | 0 | 0 | 0 | 0 | 0 | 0 | 0 | 0 | 0 | 0 | 0 | 0 | 0 | 0 | 0 | 0 | 0
F1_Commercial_Hospital_New_Food Preparation_Natural Gas_Steamer_E10 | F1 | Commercial | Hospital | New | Food Preparation | Natural Gas | Steamer | E10 | CCE | 0 | 0 | 0 | 0 | 0 | 0 | 0 | 0 | 0 | 0 | 0 | 0 | 0 | 0 | 0 | 0 | 0 | 0 | 0 | 0 | 0 | 0 | 0 | 0 | 0 | 0 | 0 | 0 | 0 | 0 | 0 | 0 | 0
F2_Commercial_Hospital_New_Food Preparation_Natural Gas_Steamer_E1 | F2 | Commercial | Hospital | New | Food Preparation | Natural Gas | Steamer | E1 | TRC BC Ratio | 1 | 1 | 1 | 0 | 0 | 0 | 0 | 0 | 0 | 0 | 0 | 0 | 0 | 0 | 0 | 0 | 0 | 0 | 0 | 0 | 0 | 0 | 0 | 0 | 0 | 0 | 0 | 0 | 0 | 0 | 0 | 0 | 0
F2_Commercial_Hospital_New_Food Preparation_Natural Gas_Steamer_E2 | F2 | Commercial | Hospital | New | Food Preparation | Natural Gas | Steamer | E2 | TRC BC Ratio | 3.6298 | 3.6563 | 3.6864 | 1 | 1 | 1 | 1 | 1 | 1 | 1 | 1 | 1 | 1 | 1 | 1 | 1 | 1 | 1 | 1 | 1 | 1 | 1 | 1 | 1 | 1 | 1 | 1 | 1 | 1 | 1 | 1 | 1 | 1
F2_Commercial_Hospital_New_Food Preparation_Natural Gas_Steamer_E3 | F2 | Commercial | Hospital | New | Food Preparation | Natural Gas | Steamer | E3 | TRC BC Ratio | 0 | 0 | 0 | 0 | 0 | 0 | 0 | 0 | 0 | 0 | 0 | 0 | 0 | 0 | 0 | 0 | 0 | 0 | 0 | 0 | 0 | 0 | 0 | 0 | 0 | 0 | 0 | 0 | 0 | 0 | 0 | 0 | 0
F2_Commercial_Hospital_New_Food Preparation_Natural Gas_Steamer_E4 | F2 | Commercial | Hospital | New | Food Preparation | Natural Gas | Steamer | E4 | TRC BC Ratio | 0 | 0 | 0 | 0 | 0 | 0 | 0 | 0 | 0 | 0 | 0 | 0 | 0 | 0 | 0 | 0 | 0 | 0 | 0 | 0 | 0 | 0 | 0 | 0 | 0 | 0 | 0 | 0 | 0 | 0 | 0 | 0 | 0
F2_Commercial_Hospital_New_Food Preparation_Natural Gas_Steamer_E5 | F2 | Commercial | Hospital | New | Food Preparation | Natural Gas | Steamer | E5 | TRC BC Ratio | 0 | 0 | 0 | 0 | 0 | 0 | 0 | 0 | 0 | 0 | 0 | 0 | 0 | 0 | 0 | 0 | 0 | 0 | 0 | 0 | 0 | 0 | 0 | 0 | 0 | 0 | 0 | 0 | 0 | 0 | 0 | 0 | 0
F2_Commercial_Hospital_New_Food Preparation_Natural Gas_Steamer_E6 | F2 | Commercial | Hospital | New | Food Preparation | Natural Gas | Steamer | E6 | TRC BC Ratio | 0 | 0 | 0 | 0 | 0 | 0 | 0 | 0 | 0 | 0 | 0 | 0 | 0 | 0 | 0 | 0 | 0 | 0 | 0 | 0 | 0 | 0 | 0 | 0 | 0 | 0 | 0 | 0 | 0 | 0 | 0 | 0 | 0
F2_Commercial_Hospital_New_Food Preparation_Natural Gas_Steamer_E7 | F2 | Commercial | Hospital | New | Food Preparation | Natural Gas | Steamer | E7 | TRC BC Ratio | 0 | 0 | 0 | 0 | 0 | 0 | 0 | 0 | 0 | 0 | 0 | 0 | 0 | 0 | 0 | 0 | 0 | 0 | 0 | 0 | 0 | 0 | 0 | 0 | 0 | 0 | 0 | 0 | 0 | 0 | 0 | 0 | 0
F2_Commercial_Hospital_New_Food Preparation_Natural Gas_Steamer_E8 | F2 | Commercial | Hospital | New | Food Preparation | Natural Gas | Steamer | E8 | TRC BC Ratio | 0 | 0 | 0 | 0 | 0 | 0 | 0 | 0 | 0 | 0 | 0 | 0 | 0 | 0 | 0 | 0 | 0 | 0 | 0 | 0 | 0 | 0 | 0 | 0 | 0 | 0 | 0 | 0 | 0 | 0 | 0 | 0 | 0
F2_Commercial_Hospital_New_Food Preparation_Natural Gas_Steamer_E9 | F2 | Commercial | Hospital | New | Food Preparation | Natural Gas | Steamer | E9 | TRC BC Ratio | 0 | 0 | 0 | 0 | 0 | 0 | 0 | 0 | 0 | 0 | 0 | 0 | 0 | 0 | 0 | 0 | 0 | 0 | 0 | 0 | 0 | 0 | 0 | 0 | 0 | 0 | 0 | 0 | 0 | 0 | 0 | 0 | 0
F2_Commercial_Hospital_New_Food Preparation_Natural Gas_Steamer_E10 | F2 | Commercial | Hospital | New | Food Preparation | Natural Gas | Steamer | E10 | TRC BC Ratio | 0 | 0 | 0 | 0 | 0 | 0 | 0 | 0 | 0 | 0 | 0 | 0 | 0 | 0 | 0 | 0 | 0 | 0 | 0 | 0 | 0 | 0 | 0 | 0 | 0 | 0 | 0 | 0 | 0 | 0 | 0 | 0 | 0
F3_Commercial_Hospital_New_Food Preparation_Natural Gas_Steamer_E1 | F3 | Commercial | Hospital | New | Food Preparation | Natural Gas | Steamer | E1 | PACT BC Ratio | 1 | 1 | 1 | 0 | 0 | 0 | 0 | 0 | 0 | 0 | 0 | 0 | 0 | 0 | 0 | 0 | 0 | 0 | 0 | 0 | 0 | 0 | 0 | 0 | 0 | 0 | 0 | 0 | 0 | 0 | 0 | 0 | 0
F3_Commercial_Hospital_New_Food Preparation_Natural Gas_Steamer_E2 | F3 | Commercial | Hospital | New | Food Preparation | Natural Gas | Steamer | E2 | PACT BC Ratio | 4.8398 | 4.875 | 4.9151 | 1 | 1 | 1 | 1 | 1 | 1 | 1 | 1 | 1 | 1 | 1 | 1 | 1 | 1 | 1 | 1 | 1 | 1 | 1 | 1 | 1 | 1 | 1 | 1 | 1 | 1 | 1 | 1 | 1 | 1
F3_Commercial_Hospital_New_Food Preparation_Natural Gas_Steamer_E3 | F3 | Commercial | Hospital | New | Food Preparation | Natural Gas | Steamer | E3 | PACT BC Ratio | 0 | 0 | 0 | 0 | 0 | 0 | 0 | 0 | 0 | 0 | 0 | 0 | 0 | 0 | 0 | 0 | 0 | 0 | 0 | 0 | 0 | 0 | 0 | 0 | 0 | 0 | 0 | 0 | 0 | 0 | 0 | 0 | 0
F3_Commercial_Hospital_New_Food Preparation_Natural Gas_Steamer_E4 | F3 | Commercial | Hospital | New | Food Preparation | Natural Gas | Steamer | E4 | PACT BC Ratio | 0 | 0 | 0 | 0 | 0 | 0 | 0 | 0 | 0 | 0 | 0 | 0 | 0 | 0 | 0 | 0 | 0 | 0 | 0 | 0 | 0 | 0 | 0 | 0 | 0 | 0 | 0 | 0 | 0 | 0 | 0 | 0 | 0
F3_Commercial_Hospital_New_Food Preparation_Natural Gas_Steamer_E5 | F3 | Commercial | Hospital | New | Food Preparation | Natural Gas | Steamer | E5 | PACT BC Ratio | 0 | 0 | 0 | 0 | 0 | 0 | 0 | 0 | 0 | 0 | 0 | 0 | 0 | 0 | 0 | 0 | 0 | 0 | 0 | 0 | 0 | 0 | 0 | 0 | 0 | 0 | 0 | 0 | 0 | 0 | 0 | 0 | 0
F3_Commercial_Hospital_New_Food Preparation_Natural Gas_Steamer_E6 | F3 | Commercial | Hospital | New | Food Preparation | Natural Gas | Steamer | E6 | PACT BC Ratio | 0 | 0 | 0 | 0 | 0 | 0 | 0 | 0 | 0 | 0 | 0 | 0 | 0 | 0 | 0 | 0 | 0 | 0 | 0 | 0 | 0 | 0 | 0 | 0 | 0 | 0 | 0 | 0 | 0 | 0 | 0 | 0 | 0
F3_Commercial_Hospital_New_Food Preparation_Natural Gas_Steamer_E7 | F3 | Commercial | Hospital | New | Food Preparation | Natural Gas | Steamer | E7 | PACT BC Ratio | 0 | 0 | 0 | 0 | 0 | 0 | 0 | 0 | 0 | 0 | 0 | 0 | 0 | 0 | 0 | 0 | 0 | 0 | 0 | 0 | 0 | 0 | 0 | 0 | 0 | 0 | 0 | 0 | 0 | 0 | 0 | 0 | 0
F3_Commercial_Hospital_New_Food Preparation_Natural Gas_Steamer_E8 | F3 | Commercial | Hospital | New | Food Preparation | Natural Gas | Steamer | E8 | PACT BC Ratio | 0 | 0 | 0 | 0 | 0 | 0 | 0 | 0 | 0 | 0 | 0 | 0 | 0 | 0 | 0 | 0 | 0 | 0 | 0 | 0 | 0 | 0 | 0 | 0 | 0 | 0 | 0 | 0 | 0 | 0 | 0 | 0 | 0
F3_Commercial_Hospital_New_Food Preparation_Natural Gas_Steamer_E9 | F3 | Commercial | Hospital | New | Food Preparation | Natural Gas | Steamer | E9 | PACT BC Ratio | 0 | 0 | 0 | 0 | 0 | 0 | 0 | 0 | 0 | 0 | 0 | 0 | 0 | 0 | 0 | 0 | 0 | 0 | 0 | 0 | 0 | 0 | 0 | 0 | 0 | 0 | 0 | 0 | 0 | 0 | 0 | 0 | 0
F3_Commercial_Hospital_New_Food Preparation_Natural Gas_Steamer_E10 | F3 | Commercial | Hospital | New | Food Preparation | Natural Gas | Steamer | E10 | PACT BC Ratio | 0 | 0 | 0 | 0 | 0 | 0 | 0 | 0 | 0 | 0 | 0 | 0 | 0 | 0 | 0 | 0 | 0 | 0 | 0 | 0 | 0 | 0 | 0 | 0 | 0 | 0 | 0 | 0 | 0 | 0 | 0 | 0 | 0
F4_Commercial_Hospital_New_Food Preparation_Natural Gas_Steamer_E1 | F4 | Commercial | Hospital | New | Food Preparation | Natural Gas | Steamer | E1 | RVT BC Ratio | 1 | 1 | 1 | 0 | 0 | 0 | 0 | 0 | 0 | 0 | 0 | 0 | 0 | 0 | 0 | 0 | 0 | 0 | 0 | 0 | 0 | 0 | 0 | 0 | 0 | 0 | 0 | 0 | 0 | 0 | 0 | 0 | 0
F4_Commercial_Hospital_New_Food Preparation_Natural Gas_Steamer_E2 | F4 | Commercial | Hospital | New | Food Preparation | Natural Gas | Steamer | E2 | RVT BC Ratio | 5.9186 | 5.9566 | 5.9998 | 1 | 1 | 1 | 1 | 1 | 1 | 1 | 1 | 1 | 1 | 1 | 1 | 1 | 1 | 1 | 1 | 1 | 1 | 1 | 1 | 1 | 1 | 1 | 1 | 1 | 1 | 1 | 1 | 1 | 1
F4_Commercial_Hospital_New_Food Preparation_Natural Gas_Steamer_E3 | F4 | Commercial | Hospital | New | Food Preparation | Natural Gas | Steamer | E3 | RVT BC Ratio | 0 | 0 | 0 | 0 | 0 | 0 | 0 | 0 | 0 | 0 | 0 | 0 | 0 | 0 | 0 | 0 | 0 | 0 | 0 | 0 | 0 | 0 | 0 | 0 | 0 | 0 | 0 | 0 | 0 | 0 | 0 | 0 | 0
F4_Commercial_Hospital_New_Food Preparation_Natural Gas_Steamer_E4 | F4 | Commercial | Hospital | New | Food Preparation | Natural Gas | Steamer | E4 | RVT BC Ratio | 0 | 0 | 0 | 0 | 0 | 0 | 0 | 0 | 0 | 0 | 0 | 0 | 0 | 0 | 0 | 0 | 0 | 0 | 0 | 0 | 0 | 0 | 0 | 0 | 0 | 0 | 0 | 0 | 0 | 0 | 0 | 0 | 0
F4_Commercial_Hospital_New_Food Preparation_Natural Gas_Steamer_E5 | F4 | Commercial | Hospital | New | Food Preparation | Natural Gas | Steamer | E5 | RVT BC Ratio | 0 | 0 | 0 | 0 | 0 | 0 | 0 | 0 | 0 | 0 | 0 | 0 | 0 | 0 | 0 | 0 | 0 | 0 | 0 | 0 | 0 | 0 | 0 | 0 | 0 | 0 | 0 | 0 | 0 | 0 | 0 | 0 | 0
F4_Commercial_Hospital_New_Food Preparation_Natural Gas_Steamer_E6 | F4 | Commercial | Hospital | New | Food Preparation | Natural Gas | Steamer | E6 | RVT BC Ratio | 0 | 0 | 0 | 0 | 0 | 0 | 0 | 0 | 0 | 0 | 0 | 0 | 0 | 0 | 0 | 0 | 0 | 0 | 0 | 0 | 0 | 0 | 0 | 0 | 0 | 0 | 0 | 0 | 0 | 0 | 0 | 0 | 0
F4_Commercial_Hospital_New_Food Preparation_Natural Gas_Steamer_E7 | F4 | Commercial | Hospital | New | Food Preparation | Natural Gas | Steamer | E7 | RVT BC Ratio | 0 | 0 | 0 | 0 | 0 | 0 | 0 | 0 | 0 | 0 | 0 | 0 | 0 | 0 | 0 | 0 | 0 | 0 | 0 | 0 | 0 | 0 | 0 | 0 | 0 | 0 | 0 | 0 | 0 | 0 | 0 | 0 | 0
F4_Commercial_Hospital_New_Food Preparation_Natural Gas_Steamer_E8 | F4 | Commercial | Hospital | New | Food Preparation | Natural Gas | Steamer | E8 | RVT BC Ratio | 0 | 0 | 0 | 0 | 0 | 0 | 0 | 0 | 0 | 0 | 0 | 0 | 0 | 0 | 0 | 0 | 0 | 0 | 0 | 0 | 0 | 0 | 0 | 0 | 0 | 0 | 0 | 0 | 0 | 0 | 0 | 0 | 0
F4_Commercial_Hospital_New_Food Preparation_Natural Gas_Steamer_E9 | F4 | Commercial | Hospital | New | Food Preparation | Natural Gas | Steamer | E9 | RVT BC Ratio | 0 | 0 | 0 | 0 | 0 | 0 | 0 | 0 | 0 | 0 | 0 | 0 | 0 | 0 | 0 | 0 | 0 | 0 | 0 | 0 | 0 | 0 | 0 | 0 | 0 | 0 | 0 | 0 | 0 | 0 | 0 | 0 | 0
F4_Commercial_Hospital_New_Food Preparation_Natural Gas_Steamer_E10 | F4 | Commercial | Hospital | New | Food Preparation | Natural Gas | Steamer | E10 | RVT BC Ratio | 0 | 0 | 0 | 0 | 0 | 0 | 0 | 0 | 0 | 0 | 0 | 0 | 0 | 0 | 0 | 0 | 0 | 0 | 0 | 0 | 0 | 0 | 0 | 0 | 0 | 0 | 0 | 0 | 0 | 0 | 0 | 0 | 0
F5_Commercial_Hospital_New_Food Preparation_Natural Gas_Steamer_E1 | F5 | Commercial | Hospital | New | Food Preparation | Natural Gas | Steamer | E1 | RIM BC Ratio | 1 | 1 | 1 | 0 | 0 | 0 | 0 | 0 | 0 | 0 | 0 | 0 | 0 | 0 | 0 | 0 | 0 | 0 | 0 | 0 | 0 | 0 | 0 | 0 | 0 | 0 | 0 | 0 | 0 | 0 | 0 | 0 | 0
F5_Commercial_Hospital_New_Food Preparation_Natural Gas_Steamer_E2 | F5 | Commercial | Hospital | New | Food Preparation | Natural Gas | Steamer | E2 | RIM BC Ratio | 0.7119 | 0.71266 | 0.71351 | 1 | 1 | 1 | 1 | 1 | 1 | 1 | 1 | 1 | 1 | 1 | 1 | 1 | 1 | 1 | 1 | 1 | 1 | 1 | 1 | 1 | 1 | 1 | 1 | 1 | 1 | 1 | 1 | 1 | 1
F5_Commercial_Hospital_New_Food Preparation_Natural Gas_Steamer_E3 | F5 | Commercial | Hospital | New | Food Preparation | Natural Gas | Steamer | E3 | RIM BC Ratio | 0 | 0 | 0 | 0 | 0 | 0 | 0 | 0 | 0 | 0 | 0 | 0 | 0 | 0 | 0 | 0 | 0 | 0 | 0 | 0 | 0 | 0 | 0 | 0 | 0 | 0 | 0 | 0 | 0 | 0 | 0 | 0 | 0
F5_Commercial_Hospital_New_Food Preparation_Natural Gas_Steamer_E4 | F5 | Commercial | Hospital | New | Food Preparation | Natural Gas | Steamer | E4 | RIM BC Ratio | 0 | 0 | 0 | 0 | 0 | 0 | 0 | 0 | 0 | 0 | 0 | 0 | 0 | 0 | 0 | 0 | 0 | 0 | 0 | 0 | 0 | 0 | 0 | 0 | 0 | 0 | 0 | 0 | 0 | 0 | 0 | 0 | 0
F5_Commercial_Hospital_New_Food Preparation_Natural Gas_Steamer_E5 | F5 | Commercial | Hospital | New | Food Preparation | Natural Gas | Steamer | E5 | RIM BC Ratio | 0 | 0 | 0 | 0 | 0 | 0 | 0 | 0 | 0 | 0 | 0 | 0 | 0 | 0 | 0 | 0 | 0 | 0 | 0 | 0 | 0 | 0 | 0 | 0 | 0 | 0 | 0 | 0 | 0 | 0 | 0 | 0 | 0
F5_Commercial_Hospital_New_Food Preparation_Natural Gas_Steamer_E6 | F5 | Commercial | Hospital | New | Food Preparation | Natural Gas | Steamer | E6 | RIM BC Ratio | 0 | 0 | 0 | 0 | 0 | 0 | 0 | 0 | 0 | 0 | 0 | 0 | 0 | 0 | 0 | 0 | 0 | 0 | 0 | 0 | 0 | 0 | 0 | 0 | 0 | 0 | 0 | 0 | 0 | 0 | 0 | 0 | 0
F5_Commercial_Hospital_New_Food Preparation_Natural Gas_Steamer_E7 | F5 | Commercial | Hospital | New | Food Preparation | Natural Gas | Steamer | E7 | RIM BC Ratio | 0 | 0 | 0 | 0 | 0 | 0 | 0 | 0 | 0 | 0 | 0 | 0 | 0 | 0 | 0 | 0 | 0 | 0 | 0 | 0 | 0 | 0 | 0 | 0 | 0 | 0 | 0 | 0 | 0 | 0 | 0 | 0 | 0
F5_Commercial_Hospital_New_Food Preparation_Natural Gas_Steamer_E8 | F5 | Commercial | Hospital | New | Food Preparation | Natural Gas | Steamer | E8 | RIM BC Ratio | 0 | 0 | 0 | 0 | 0 | 0 | 0 | 0 | 0 | 0 | 0 | 0 | 0 | 0 | 0 | 0 | 0 | 0 | 0 | 0 | 0 | 0 | 0 | 0 | 0 | 0 | 0 | 0 | 0 | 0 | 0 | 0 | 0
F5_Commercial_Hospital_New_Food Preparation_Natural Gas_Steamer_E9 | F5 | Commercial | Hospital | New | Food Preparation | Natural Gas | Steamer | E9 | RIM BC Ratio | 0 | 0 | 0 | 0 | 0 | 0 | 0 | 0 | 0 | 0 | 0 | 0 | 0 | 0 | 0 | 0 | 0 | 0 | 0 | 0 | 0 | 0 | 0 | 0 | 0 | 0 | 0 | 0 | 0 | 0 | 0 | 0 | 0
F5_Commercial_Hospital_New_Food Preparation_Natural Gas_Steamer_E10 | F5 | Commercial | Hospital | New | Food Preparation | Natural Gas | Steamer | E10 | RIM BC Ratio | 0 | 0 | 0 | 0 | 0 | 0 | 0 | 0 | 0 | 0 | 0 | 0 | 0 | 0 | 0 | 0 | 0 | 0 | 0 | 0 | 0 | 0 | 0 | 0 | 0 | 0 | 0 | 0 | 0 | 0 | 0 | 0 | 0
F0_Commercial_Hospital_New_Food Preparation_Natural Gas_Food Prep Other_E0 | F0 | Commercial | Hospital | New | Food Preparation | Natural Gas | Food Prep Other | E0 | Economic Unit | Standard | Standard | Standard | Standard | Standard | Standard | Standard | Standard | Standard | Standard | Standard | Standard | Standard | Standard | Standard | Standard | Standard | Standard | Standard | Standard | Standard | Standard | Standard | Standard | Standard | Standard | Standard | Standard | Standard | Standard | Standard | Standard | Standard
F1_Commercial_Hospital_New_Food Preparation_Natural Gas_Food Prep Other_E1 | F1 | Commercial | Hospital | New | Food Preparation | Natural Gas | Food Prep Other | E1 | CCE | 0 | 0 | 0 | 0 | 0 | 0 | 0 | 0 | 0 | 0 | 0 | 0 | 0 | 0 | 0 | 0 | 0 | 0 | 0 | 0 | 0 | 0 | 0 | 0 | 0 | 0 | 0 | 0 | 0 | 0 | 0 | 0 | 0
F1_Commercial_Hospital_New_Food Preparation_Natural Gas_Food Prep Other_E2 | F1 | Commercial | Hospital | New | Food Preparation | Natural Gas | Food Prep Other | E2 | CCE | #DIV/0! | #DIV/0! | #DIV/0! | #DIV/0! | #DIV/0! | #DIV/0! | #DIV/0! | #DIV/0! | #DIV/0! | #DIV/0! | #DIV/0! | #DIV/0! | #DIV/0! | #DIV/0! | #DIV/0! | #DIV/0! | #DIV/0! | #DIV/0! | #DIV/0! | #DIV/0! | #DIV/0! | #DIV/0! | #DIV/0! | #DIV/0! | #DIV/0! | #DIV/0! | #DIV/0! | #DIV/0! | #DIV/0! | #DIV/0! | #DIV/0! | #DIV/0! | #DIV/0!
F1_Commercial_Hospital_New_Food Preparation_Natural Gas_Food Prep Other_E3 | F1 | Commercial | Hospital | New | Food Preparation | Natural Gas | Food Prep Other | E3 | CCE | 0 | 0 | 0 | 0 | 0 | 0 | 0 | 0 | 0 | 0 | 0 | 0 | 0 | 0 | 0 | 0 | 0 | 0 | 0 | 0 | 0 | 0 | 0 | 0 | 0 | 0 | 0 | 0 | 0 | 0 | 0 | 0 | 0
F1_Commercial_Hospital_New_Food Preparation_Natural Gas_Food Prep Other_E4 | F1 | Commercial | Hospital | New | Food Preparation | Natural Gas | Food Prep Other | E4 | CCE | 0 | 0 | 0 | 0 | 0 | 0 | 0 | 0 | 0 | 0 | 0 | 0 | 0 | 0 | 0 | 0 | 0 | 0 | 0 | 0 | 0 | 0 | 0 | 0 | 0 | 0 | 0 | 0 | 0 | 0 | 0 | 0 | 0
F1_Commercial_Hospital_New_Food Preparation_Natural Gas_Food Prep Other_E5 | F1 | Commercial | Hospital | New | Food Preparation | Natural Gas | Food Prep Other | E5 | CCE | 0 | 0 | 0 | 0 | 0 | 0 | 0 | 0 | 0 | 0 | 0 | 0 | 0 | 0 | 0 | 0 | 0 | 0 | 0 | 0 | 0 | 0 | 0 | 0 | 0 | 0 | 0 | 0 | 0 | 0 | 0 | 0 | 0
F1_Commercial_Hospital_New_Food Preparation_Natural Gas_Food Prep Other_E6 | F1 | Commercial | Hospital | New | Food Preparation | Natural Gas | Food Prep Other | E6 | CCE | 0 | 0 | 0 | 0 | 0 | 0 | 0 | 0 | 0 | 0 | 0 | 0 | 0 | 0 | 0 | 0 | 0 | 0 | 0 | 0 | 0 | 0 | 0 | 0 | 0 | 0 | 0 | 0 | 0 | 0 | 0 | 0 | 0
F1_Commercial_Hospital_New_Food Preparation_Natural Gas_Food Prep Other_E7 | F1 | Commercial | Hospital | New | Food Preparation | Natural Gas | Food Prep Other | E7 | CCE | 0 | 0 | 0 | 0 | 0 | 0 | 0 | 0 | 0 | 0 | 0 | 0 | 0 | 0 | 0 | 0 | 0 | 0 | 0 | 0 | 0 | 0 | 0 | 0 | 0 | 0 | 0 | 0 | 0 | 0 | 0 | 0 | 0
F1_Commercial_Hospital_New_Food Preparation_Natural Gas_Food Prep Other_E8 | F1 | Commercial | Hospital | New | Food Preparation | Natural Gas | Food Prep Other | E8 | CCE | 0 | 0 | 0 | 0 | 0 | 0 | 0 | 0 | 0 | 0 | 0 | 0 | 0 | 0 | 0 | 0 | 0 | 0 | 0 | 0 | 0 | 0 | 0 | 0 | 0 | 0 | 0 | 0 | 0 | 0 | 0 | 0 | 0
F1_Commercial_Hospital_New_Food Preparation_Natural Gas_Food Prep Other_E9 | F1 | Commercial | Hospital | New | Food Preparation | Natural Gas | Food Prep Other | E9 | CCE | 0 | 0 | 0 | 0 | 0 | 0 | 0 | 0 | 0 | 0 | 0 | 0 | 0 | 0 | 0 | 0 | 0 | 0 | 0 | 0 | 0 | 0 | 0 | 0 | 0 | 0 | 0 | 0 | 0 | 0 | 0 | 0 | 0
F1_Commercial_Hospital_New_Food Preparation_Natural Gas_Food Prep Other_E10 | F1 | Commercial | Hospital | New | Food Preparation | Natural Gas | Food Prep Other | E10 | CCE | 0 | 0 | 0 | 0 | 0 | 0 | 0 | 0 | 0 | 0 | 0 | 0 | 0 | 0 | 0 | 0 | 0 | 0 | 0 | 0 | 0 | 0 | 0 | 0 | 0 | 0 | 0 | 0 | 0 | 0 | 0 | 0 | 0
F2_Commercial_Hospital_New_Food Preparation_Natural Gas_Food Prep Other_E1 | F2 | Commercial | Hospital | New | Food Preparation | Natural Gas | Food Prep Other | E1 | TRC BC Ratio | bar: 2019 to 2051
F2_Commercial_Hospital_New_Food Preparation_Natural Gas_Food Prep Other_E2 | F2 | Commercial | Hospital | New | Food Preparation | Natural Gas | Food Prep Other | E2 | TRC BC Ratio | 0 | 0 | 0 | 0 | 0 | 0 | 0 | 0 | 0 | 0 | 0 | 0 | 0 | 0 | 0 | 0 | 0 | 0 | 0 | 0 | 0 | 0 | 0 | 0 | 0 | 0 | 0 | 0 | 0 | 0 | 0 | 0 | 0
F2_Commercial_Hospital_New_Food Preparation_Natural Gas_Food Prep Other_E3 | F2 | Commercial | Hospital | New | Food Preparation | Natural Gas | Food Prep Other | E3 | TRC BC Ratio | 0 | 0 | 0 | 0 | 0 | 0 | 0 | 0 | 0 | 0 | 0 | 0 | 0 | 0 | 0 | 0 | 0 | 0 | 0 | 0 | 0 | 0 | 0 | 0 | 0 | 0 | 0 | 0 | 0 | 0 | 0 | 0 | 0
F2_Commercial_Hospital_New_Food Preparation_Natural Gas_Food Prep Other_E4 | F2 | Commercial | Hospital | New | Food Preparation | Natural Gas | Food Prep Other | E4 | TRC BC Ratio | 0 | 0 | 0 | 0 | 0 | 0 | 0 | 0 | 0 | 0 | 0 | 0 | 0 | 0 | 0 | 0 | 0 | 0 | 0 | 0 | 0 | 0 | 0 | 0 | 0 | 0 | 0 | 0 | 0 | 0 | 0 | 0 | 0
F2_Commercial_Hospital_New_Food Preparation_Natural Gas_Food Prep Other_E5 | F2 | Commercial | Hospital | New | Food Preparation | Natural Gas | Food Prep Other | E5 | TRC BC Ratio | 0 | 0 | 0 | 0 | 0 | 0 | 0 | 0 | 0 | 0 | 0 | 0 | 0 | 0 | 0 | 0 | 0 | 0 | 0 | 0 | 0 | 0 | 0 | 0 | 0 | 0 | 0 | 0 | 0 | 0 | 0 | 0 | 0
F2_Commercial_Hospital_New_Food Preparation_Natural Gas_Food Prep Other_E6 | F2 | Commercial | Hospital | New | Food Preparation | Natural Gas | Food Prep Other | E6 | TRC BC Ratio | 0 | 0 | 0 | 0 | 0 | 0 | 0 | 0 | 0 | 0 | 0 | 0 | 0 | 0 | 0 | 0 | 0 | 0 | 0 | 0 | 0 | 0 | 0 | 0 | 0 | 0 | 0 | 0 | 0 | 0 | 0 | 0 | 0
F2_Commercial_Hospital_New_Food Preparation_Natural Gas_Food Prep Other_E7 | F2 | Commercial | Hospital | New | Food Preparation | Natural Gas | Food Prep Other | E7 | TRC BC Ratio | 0 | 0 | 0 | 0 | 0 | 0 | 0 | 0 | 0 | 0 | 0 | 0 | 0 | 0 | 0 | 0 | 0 | 0 | 0 | 0 | 0 | 0 | 0 | 0 | 0 | 0 | 0 | 0 | 0 | 0 | 0 | 0 | 0
F2_Commercial_Hospital_New_Food Preparation_Natural Gas_Food Prep Other_E8 | F2 | Commercial | Hospital | New | Food Preparation | Natural Gas | Food Prep Other | E8 | TRC BC Ratio | 0 | 0 | 0 | 0 | 0 | 0 | 0 | 0 | 0 | 0 | 0 | 0 | 0 | 0 | 0 | 0 | 0 | 0 | 0 | 0 | 0 | 0 | 0 | 0 | 0 | 0 | 0 | 0 | 0 | 0 | 0 | 0 | 0
F2_Commercial_Hospital_New_Food Preparation_Natural Gas_Food Prep Other_E9 | F2 | Commercial | Hospital | New | Food Preparation | Natural Gas | Food Prep Other | E9 | TRC BC Ratio | 0 | 0 | 0 | 0 | 0 | 0 | 0 | 0 | 0 | 0 | 0 | 0 | 0 | 0 | 0 | 0 | 0 | 0 | 0 | 0 | 0 | 0 | 0 | 0 | 0 | 0 | 0 | 0 | 0 | 0 | 0 | 0 | 0
F2_Commercial_Hospital_New_Food Preparation_Natural Gas_Food Prep Other_E10 | F2 | Commercial | Hospital | New | Food Preparation | Natural Gas | Food Prep Other | E10 | TRC BC Ratio | 0 | 0 | 0 | 0 | 0 | 0 | 0 | 0 | 0 | 0 | 0 | 0 | 0 | 0 | 0 | 0 | 0 | 0 | 0 | 0 | 0 | 0 | 0 | 0 | 0 | 0 | 0 | 0 | 0 | 0 | 0 | 0 | 0
F3_Commercial_Hospital_New_Food Preparation_Natural Gas_Food Prep Other_E1 | F3 | Commercial | Hospital | New | Food Preparation | Natural Gas | Food Prep Other | E1 | PACT BC Ratio | bar: 2019 to 2051
F3_Commercial_Hospital_New_Food Preparation_Natural Gas_Food Prep Other_E2 | F3 | Commercial | Hospital | New | Food Preparation | Natural Gas | Food Prep Other | E2 | PACT BC Ratio | 0 | 0 | 0 | 0 | 0 | 0 | 0 | 0 | 0 | 0 | 0 | 0 | 0 | 0 | 0 | 0 | 0 | 0 | 0 | 0 | 0 | 0 | 0 | 0 | 0 | 0 | 0 | 0 | 0 | 0 | 0 | 0 | 0
F3_Commercial_Hospital_New_Food Preparation_Natural Gas_Food Prep Other_E3 | F3 | Commercial | Hospital | New | Food Preparation | Natural Gas | Food Prep Other | E3 | PACT BC Ratio | 0 | 0 | 0 | 0 | 0 | 0 | 0 | 0 | 0 | 0 | 0 | 0 | 0 | 0 | 0 | 0 | 0 | 0 | 0 | 0 | 0 | 0 | 0 | 0 | 0 | 0 | 0 | 0 | 0 | 0 | 0 | 0 | 0
F3_Commercial_Hospital_New_Food Preparation_Natural Gas_Food Prep Other_E4 | F3 | Commercial | Hospital | New | Food Preparation | Natural Gas | Food Prep Other | E4 | PACT BC Ratio | 0 | 0 | 0 | 0 | 0 | 0 | 0 | 0 | 0 | 0 | 0 | 0 | 0 | 0 | 0 | 0 | 0 | 0 | 0 | 0 | 0 | 0 | 0 | 0 | 0 | 0 | 0 | 0 | 0 | 0 | 0 | 0 | 0
F3_Commercial_Hospital_New_Food Preparation_Natural Gas_Food Prep Other_E5 | F3 | Commercial | Hospital | New | Food Preparation | Natural Gas | Food Prep Other | E5 | PACT BC Ratio | 0 | 0 | 0 | 0 | 0 | 0 | 0 | 0 | 0 | 0 | 0 | 0 | 0 | 0 | 0 | 0 | 0 | 0 | 0 | 0 | 0 | 0 | 0 | 0 | 0 | 0 | 0 | 0 | 0 | 0 | 0 | 0 | 0
F3_Commercial_Hospital_New_Food Preparation_Natural Gas_Food Prep Other_E6 | F3 | Commercial | Hospital | New | Food Preparation | Natural Gas | Food Prep Other | E6 | PACT BC Ratio | 0 | 0 | 0 | 0 | 0 | 0 | 0 | 0 | 0 | 0 | 0 | 0 | 0 | 0 | 0 | 0 | 0 | 0 | 0 | 0 | 0 | 0 | 0 | 0 | 0 | 0 | 0 | 0 | 0 | 0 | 0 | 0 | 0
F3_Commercial_Hospital_New_Food Preparation_Natural Gas_Food Prep Other_E7 | F3 | Commercial | Hospital | New | Food Preparation | Natural Gas | Food Prep Other | E7 | PACT BC Ratio | 0 | 0 | 0 | 0 | 0 | 0 | 0 | 0 | 0 | 0 | 0 | 0 | 0 | 0 | 0 | 0 | 0 | 0 | 0 | 0 | 0 | 0 | 0 | 0 | 0 | 0 | 0 | 0 | 0 | 0 | 0 | 0 | 0
F3_Commercial_Hospital_New_Food Preparation_Natural Gas_Food Prep Other_E8 | F3 | Commercial | Hospital | New | Food Preparation | Natural Gas | Food Prep Other | E8 | PACT BC Ratio | 0 | 0 | 0 | 0 | 0 | 0 | 0 | 0 | 0 | 0 | 0 | 0 | 0 | 0 | 0 | 0 | 0 | 0 | 0 | 0 | 0 | 0 | 0 | 0 | 0 | 0 | 0 | 0 | 0 | 0 | 0 | 0 | 0
F3_Commercial_Hospital_New_Food Preparation_Natural Gas_Food Prep Other_E9 | F3 | Commercial | Hospital | New | Food Preparation | Natural Gas | Food Prep Other | E9 | PACT BC Ratio | 0 | 0 | 0 | 0 | 0 | 0 | 0 | 0 | 0 | 0 | 0 | 0 | 0 | 0 | 0 | 0 | 0 | 0 | 0 | 0 | 0 | 0 | 0 | 0 | 0 | 0 | 0 | 0 | 0 | 0 | 0 | 0 | 0
F3_Commercial_Hospital_New_Food Preparation_Natural Gas_Food Prep Other_E10 | F3 | Commercial | Hospital | New | Food Preparation | Natural Gas | Food Prep Other | E10 | PACT BC Ratio | 0 | 0 | 0 | 0 | 0 | 0 | 0 | 0 | 0 | 0 | 0 | 0 | 0 | 0 | 0 | 0 | 0 | 0 | 0 | 0 | 0 | 0 | 0 | 0 | 0 | 0 | 0 | 0 | 0 | 0 | 0 | 0 | 0
F4_Commercial_Hospital_New_Food Preparation_Natural Gas_Food Prep Other_E1 | F4 | Commercial | Hospital | New | Food Preparation | Natural Gas | Food Prep Other | E1 | RVT BC Ratio | bar: 2019 to 2051
F4_Commercial_Hospital_New_Food Preparation_Natural Gas_Food Prep Other_E2 | F4 | Commercial | Hospital | New | Food Preparation | Natural Gas | Food Prep Other | E2 | RVT BC Ratio | 0.7 | 0.7 | 0.7 | 0.7 | 0.7 | 0.7 | 0.7 | 0.7 | 0.7 | 0.7 | 0.7 | 0.7 | 0.7 | 0.7 | 0.7 | 0.7 | 0.7 | 0.7 | 0.7 | 0.7 | 0.7 | 0.7 | 0.7 | 0.7 | 0.7 | 0.7 | 0.7 | 0.7 | 0.7 | 0.7 | 0.7 | 0.7 | 0.7
F4_Commercial_Hospital_New_Food Preparation_Natural Gas_Food Prep Other_E3 | F4 | Commercial | Hospital | New | Food Preparation | Natural Gas | Food Prep Other | E3 | RVT BC Ratio | 0 | 0 | 0 | 0 | 0 | 0 | 0 | 0 | 0 | 0 | 0 | 0 | 0 | 0 | 0 | 0 | 0 | 0 | 0 | 0 | 0 | 0 | 0 | 0 | 0 | 0 | 0 | 0 | 0 | 0 | 0 | 0 | 0
F4_Commercial_Hospital_New_Food Preparation_Natural Gas_Food Prep Other_E4 | F4 | Commercial | Hospital | New | Food Preparation | Natural Gas | Food Prep Other | E4 | RVT BC Ratio | 0 | 0 | 0 | 0 | 0 | 0 | 0 | 0 | 0 | 0 | 0 | 0 | 0 | 0 | 0 | 0 | 0 | 0 | 0 | 0 | 0 | 0 | 0 | 0 | 0 | 0 | 0 | 0 | 0 | 0 | 0 | 0 | 0
F4_Commercial_Hospital_New_Food Preparation_Natural Gas_Food Prep Other_E5 | F4 | Commercial | Hospital | New | Food Preparation | Natural Gas | Food Prep Other | E5 | RVT BC Ratio | 0 | 0 | 0 | 0 | 0 | 0 | 0 | 0 | 0 | 0 | 0 | 0 | 0 | 0 | 0 | 0 | 0 | 0 | 0 | 0 | 0 | 0 | 0 | 0 | 0 | 0 | 0 | 0 | 0 | 0 | 0 | 0 | 0
F4_Commercial_Hospital_New_Food Preparation_Natural Gas_Food Prep Other_E6 | F4 | Commercial | Hospital | New | Food Preparation | Natural Gas | Food Prep Other | E6 | RVT BC Ratio | 0 | 0 | 0 | 0 | 0 | 0 | 0 | 0 | 0 | 0 | 0 | 0 | 0 | 0 | 0 | 0 | 0 | 0 | 0 | 0 | 0 | 0 | 0 | 0 | 0 | 0 | 0 | 0 | 0 | 0 | 0 | 0 | 0
F4_Commercial_Hospital_New_Food Preparation_Natural Gas_Food Prep Other_E7 | F4 | Commercial | Hospital | New | Food Preparation | Natural Gas | Food Prep Other | E7 | RVT BC Ratio | 0 | 0 | 0 | 0 | 0 | 0 | 0 | 0 | 0 | 0 | 0 | 0 | 0 | 0 | 0 | 0 | 0 | 0 | 0 | 0 | 0 | 0 | 0 | 0 | 0 | 0 | 0 | 0 | 0 | 0 | 0 | 0 | 0
F4_Commercial_Hospital_New_Food Preparation_Natural Gas_Food Prep Other_E8 | F4 | Commercial | Hospital | New | Food Preparation | Natural Gas | Food Prep Other | E8 | RVT BC Ratio | 0 | 0 | 0 | 0 | 0 | 0 | 0 | 0 | 0 | 0 | 0 | 0 | 0 | 0 | 0 | 0 | 0 | 0 | 0 | 0 | 0 | 0 | 0 | 0 | 0 | 0 | 0 | 0 | 0 | 0 | 0 | 0 | 0
F4_Commercial_Hospital_New_Food Preparation_Natural Gas_Food Prep Other_E9 | F4 | Commercial | Hospital | New | Food Preparation | Natural Gas | Food Prep Other | E9 | RVT BC Ratio | 0 | 0 | 0 | 0 | 0 | 0 | 0 | 0 | 0 | 0 | 0 | 0 | 0 | 0 | 0 | 0 | 0 | 0 | 0 | 0 | 0 | 0 | 0 | 0 | 0 | 0 | 0 | 0 | 0 | 0 | 0 | 0 | 0
F4_Commercial_Hospital_New_Food Preparation_Natural Gas_Food Prep Other_E10 | F4 | Commercial | Hospital | New | Food Preparation | Natural Gas | Food Prep Other | E10 | RVT BC Ratio | 0 | 0 | 0 | 0 | 0 | 0 | 0 | 0 | 0 | 0 | 0 | 0 | 0 | 0 | 0 | 0 | 0 | 0 | 0 | 0 | 0 | 0 | 0 | 0 | 0 | 0 | 0 | 0 | 0 | 0 | 0 | 0 | 0
F5_Commercial_Hospital_New_Food Preparation_Natural Gas_Food Prep Other_E1 | F5 | Commercial | Hospital | New | Food Preparation | Natural Gas | Food Prep Other | E1 | RIM BC Ratio | bar: 2019 to 2051
F5_Commercial_Hospital_New_Food Preparation_Natural Gas_Food Prep Other_E2 | F5 | Commercial | Hospital | New | Food Preparation | Natural Gas | Food Prep Other | E2 | RIM BC Ratio | 0 | 0 | 0 | 0 | 0 | 0 | 0 | 0 | 0 | 0 | 0 | 0 | 0 | 0 | 0 | 0 | 0 | 0 | 0 | 0 | 0 | 0 | 0 | 0 | 0 | 0 | 0 | 0 | 0 | 0 | 0 | 0 | 0
F5_Commercial_Hospital_New_Food Preparation_Natural Gas_Food Prep Other_E3 | F5 | Commercial | Hospital | New | Food Preparation | Natural Gas | Food Prep Other | E3 | RIM BC Ratio | 0 | 0 | 0 | 0 | 0 | 0 | 0 | 0 | 0 | 0 | 0 | 0 | 0 | 0 | 0 | 0 | 0 | 0 | 0 | 0 | 0 | 0 | 0 | 0 | 0 | 0 | 0 | 0 | 0 | 0 | 0 | 0 | 0
F5_Commercial_Hospital_New_Food Preparation_Natural Gas_Food Prep Other_E4 | F5 | Commercial | Hospital | New | Food Preparation | Natural Gas | Food Prep Other | E4 | RIM BC Ratio | 0 | 0 | 0 | 0 | 0 | 0 | 0 | 0 | 0 | 0 | 0 | 0 | 0 | 0 | 0 | 0 | 0 | 0 | 0 | 0 | 0 | 0 | 0 | 0 | 0 | 0 | 0 | 0 | 0 | 0 | 0 | 0 | 0
F5_Commercial_Hospital_New_Food Preparation_Natural Gas_Food Prep Other_E5 | F5 | Commercial | Hospital | New | Food Preparation | Natural Gas | Food Prep Other | E5 | RIM BC Ratio | 0 | 0 | 0 | 0 | 0 | 0 | 0 | 0 | 0 | 0 | 0 | 0 | 0 | 0 | 0 | 0 | 0 | 0 | 0 | 0 | 0 | 0 | 0 | 0 | 0 | 0 | 0 | 0 | 0 | 0 | 0 | 0 | 0
F5_Commercial_Hospital_New_Food Preparation_Natural Gas_Food Prep Other_E6 | F5 | Commercial | Hospital | New | Food Preparation | Natural Gas | Food Prep Other | E6 | RIM BC Ratio | 0 | 0 | 0 | 0 | 0 | 0 | 0 | 0 | 0 | 0 | 0 | 0 | 0 | 0 | 0 | 0 | 0 | 0 | 0 | 0 | 0 | 0 | 0 | 0 | 0 | 0 | 0 | 0 | 0 | 0 | 0 | 0 | 0
F5_Commercial_Hospital_New_Food Preparation_Natural Gas_Food Prep Other_E7 | F5 | Commercial | Hospital | New | Food Preparation | Natural Gas | Food Prep Other | E7 | RIM BC Ratio | 0 | 0 | 0 | 0 | 0 | 0 | 0 | 0 | 0 | 0 | 0 | 0 | 0 | 0 | 0 | 0 | 0 | 0 | 0 | 0 | 0 | 0 | 0 | 0 | 0 | 0 | 0 | 0 | 0 | 0 | 0 | 0 | 0
F5_Commercial_Hospital_New_Food Preparation_Natural Gas_Food Prep Other_E8 | F5 | Commercial | Hospital | New | Food Preparation | Natural Gas | Food Prep Other | E8 | RIM BC Ratio | 0 | 0 | 0 | 0 | 0 | 0 | 0 | 0 | 0 | 0 | 0 | 0 | 0 | 0 | 0 | 0 | 0 | 0 | 0 | 0 | 0 | 0 | 0 | 0 | 0 | 0 | 0 | 0 | 0 | 0 | 0 | 0 | 0
F5_Commercial_Hospital_New_Food Preparation_Natural Gas_Food Prep Other_E9 | F5 | Commercial | Hospital | New | Food Preparation | Natural Gas | Food Prep Other | E9 | RIM BC Ratio | 0 | 0 | 0 | 0 | 0 | 0 | 0 | 0 | 0 | 0 | 0 | 0 | 0 | 0 | 0 | 0 | 0 | 0 | 0 | 0 | 0 | 0 | 0 | 0 | 0 | 0 | 0 | 0 | 0 | 0 | 0 | 0 | 0
F5_Commercial_Hospital_New_Food Preparation_Natural Gas_Food Prep Other_E10 | F5 | Commercial | Hospital | New | Food Preparation | Natural Gas | Food Prep Other | E10 | RIM BC Ratio | 0 | 0 | 0 | 0 | 0 | 0 | 0 | 0 | 0 | 0 | 0 | 0 | 0 | 0 | 0 | 0 | 0 | 0 | 0 | 0 | 0 | 0 | 0 | 0 | 0 | 0 | 0 | 0 | 0 | 0 | 0 | 0 | 0
F0_Commercial_Hospital_New_Miscellaneous_Natural Gas_Pool Heater_E0 | F0 | Commercial | Hospital | New | Miscellaneous | Natural Gas | Pool Heater | E0 | Economic Unit | Standard (EF .78) | Standard (EF .78) | Standard (EF .78) | Standard (EF .78) | Standard (EF .78) | Standard (EF .78) | Standard (EF .78) | Standard (EF .78) | Standard (EF .78) | Standard (EF .78) | Standard (EF .78) | Standard (EF .78) | Standard (EF .78) | Standard (EF .78) | Standard (EF .78) | Standard (EF .78) | Standard (EF .78) | Standard (EF .78) | Standard (EF .78) | Standard (EF .78) | Standard (EF .78) | Standard (EF .78) | Standard (EF .78) | Standard (EF .78) | Standard (EF .78) | Standard (EF .78) | Standard (EF .78) | Standard (EF .78) | Standard (EF .78) | Standard (EF .78) | Standard (EF .78) | Standard (EF .78) | Standard (EF .78)
F1_Commercial_Hospital_New_Miscellaneous_Natural Gas_Pool Heater_E1 | F1 | Commercial | Hospital | New | Miscellaneous | Natural Gas | Pool Heater | E1 | CCE | 0 | 0 | 0 | 0 | 0 | 0 | 0 | 0 | 0 | 0 | 0 | 0 | 0 | 0 | 0 | 0 | 0 | 0 | 0 | 0 | 0 | 0 | 0 | 0 | 0 | 0 | 0 | 0 | 0 | 0 | 0 | 0 | 0
F1_Commercial_Hospital_New_Miscellaneous_Natural Gas_Pool Heater_E2 | F1 | Commercial | Hospital | New | Miscellaneous | Natural Gas | Pool Heater | E2 | CCE | 1.2838 | 1.2838 | 1.2838 | 1.2838 | 1.2838 | 1.2838 | 1.2838 | 1.2838 | 1.2838 | 1.2838 | 1.2838 | 1.2838 | 1.2838 | 1.2838 | 1.2838 | 1.2838 | 1.2838 | 1.2838 | 1.2838 | 1.2838 | 1.2838 | 1.2838 | 1.2838 | 1.2838 | 1.2838 | 1.2838 | 1.2838 | 1.2838 | 1.2838 | 1.2838 | 1.2838 | 1.2838 | 1.2838
F1_Commercial_Hospital_New_Miscellaneous_Natural Gas_Pool Heater_E3 | F1 | Commercial | Hospital | New | Miscellaneous | Natural Gas | Pool Heater | E3 | CCE | 0 | 0 | 0 | 0 | 0 | 0 | 0 | 0 | 0 | 0 | 0 | 0 | 0 | 0 | 0 | 0 | 0 | 0 | 0 | 0 | 0 | 0 | 0 | 0 | 0 | 0 | 0 | 0 | 0 | 0 | 0 | 0 | 0
F1_Commercial_Hospital_New_Miscellaneous_Natural Gas_Pool Heater_E4 | F1 | Commercial | Hospital | New | Miscellaneous | Natural Gas | Pool Heater | E4 | CCE | 0 | 0 | 0 | 0 | 0 | 0 | 0 | 0 | 0 | 0 | 0 | 0 | 0 | 0 | 0 | 0 | 0 | 0 | 0 | 0 | 0 | 0 | 0 | 0 | 0 | 0 | 0 | 0 | 0 | 0 | 0 | 0 | 0
F1_Commercial_Hospital_New_Miscellaneous_Natural Gas_Pool Heater_E5 | F1 | Commercial | Hospital | New | Miscellaneous | Natural Gas | Pool Heater | E5 | CCE | 0 | 0 | 0 | 0 | 0 | 0 | 0 | 0 | 0 | 0 | 0 | 0 | 0 | 0 | 0 | 0 | 0 | 0 | 0 | 0 | 0 | 0 | 0 | 0 | 0 | 0 | 0 | 0 | 0 | 0 | 0 | 0 | 0
F1_Commercial_Hospital_New_Miscellaneous_Natural Gas_Pool Heater_E6 | F1 | Commercial | Hospital | New | Miscellaneous | Natural Gas | Pool Heater | E6 | CCE | 0 | 0 | 0 | 0 | 0 | 0 | 0 | 0 | 0 | 0 | 0 | 0 | 0 | 0 | 0 | 0 | 0 | 0 | 0 | 0 | 0 | 0 | 0 | 0 | 0 | 0 | 0 | 0 | 0 | 0 | 0 | 0 | 0
F1_Commercial_Hospital_New_Miscellaneous_Natural Gas_Pool Heater_E7 | F1 | Commercial | Hospital | New | Miscellaneous | Natural Gas | Pool Heater | E7 | CCE | 0 | 0 | 0 | 0 | 0 | 0 | 0 | 0 | 0 | 0 | 0 | 0 | 0 | 0 | 0 | 0 | 0 | 0 | 0 | 0 | 0 | 0 | 0 | 0 | 0 | 0 | 0 | 0 | 0 | 0 | 0 | 0 | 0
F1_Commercial_Hospital_New_Miscellaneous_Natural Gas_Pool Heater_E8 | F1 | Commercial | Hospital | New | Miscellaneous | Natural Gas | Pool Heater | E8 | CCE | 0 | 0 | 0 | 0 | 0 | 0 | 0 | 0 | 0 | 0 | 0 | 0 | 0 | 0 | 0 | 0 | 0 | 0 | 0 | 0 | 0 | 0 | 0 | 0 | 0 | 0 | 0 | 0 | 0 | 0 | 0 | 0 | 0
F1_Commercial_Hospital_New_Miscellaneous_Natural Gas_Pool Heater_E9 | F1 | Commercial | Hospital | New | Miscellaneous | Natural Gas | Pool Heater | E9 | CCE | 0 | 0 | 0 | 0 | 0 | 0 | 0 | 0 | 0 | 0 | 0 | 0 | 0 | 0 | 0 | 0 | 0 | 0 | 0 | 0 | 0 | 0 | 0 | 0 | 0 | 0 | 0 | 0 | 0 | 0 | 0 | 0 | 0
F1_Commercial_Hospital_New_Miscellaneous_Natural Gas_Pool Heater_E10 | F1 | Commercial | Hospital | New | Miscellaneous | Natural Gas | Pool Heater | E10 | CCE | 0 | 0 | 0 | 0 | 0 | 0 | 0 | 0 | 0 | 0 | 0 | 0 | 0 | 0 | 0 | 0 | 0 | 0 | 0 | 0 | 0 | 0 | 0 | 0 | 0 | 0 | 0 | 0 | 0 | 0 | 0 | 0 | 0
F2_Commercial_Hospital_New_Miscellaneous_Natural Gas_Pool Heater_E1 | F2 | Commercial | Hospital | New | Miscellaneous | Natural Gas | Pool Heater | E1 | TRC BC Ratio | bar: 2019 to 2051
F2_Commercial_Hospital_New_Miscellaneous_Natural Gas_Pool Heater_E2 | F2 | Commercial | Hospital | New | Miscellaneous | Natural Gas | Pool Heater | E2 | TRC BC Ratio | 0 | 0 | 0 | 0 | 0 | 0 | 0 | 0 | 0 | 0 | 0 | 0 | 0 | 0 | 0 | 0 | 0 | 0 | 0 | 0 | 0 | 0 | 0 | 0 | 0 | 0 | 0 | 0 | 0 | 0 | 0 | 0 | 0
F2_Commercial_Hospital_New_Miscellaneous_Natural Gas_Pool Heater_E3 | F2 | Commercial | Hospital | New | Miscellaneous | Natural Gas | Pool Heater | E3 | TRC BC Ratio | 0 | 0 | 0 | 0 | 0 | 0 | 0 | 0 | 0 | 0 | 0 | 0 | 0 | 0 | 0 | 0 | 0 | 0 | 0 | 0 | 0 | 0 | 0 | 0 | 0 | 0 | 0 | 0 | 0 | 0 | 0 | 0 | 0
F2_Commercial_Hospital_New_Miscellaneous_Natural Gas_Pool Heater_E4 | F2 | Commercial | Hospital | New | Miscellaneous | Natural Gas | Pool Heater | E4 | TRC BC Ratio | 0 | 0 | 0 | 0 | 0 | 0 | 0 | 0 | 0 | 0 | 0 | 0 | 0 | 0 | 0 | 0 | 0 | 0 | 0 | 0 | 0 | 0 | 0 | 0 | 0 | 0 | 0 | 0 | 0 | 0 | 0 | 0 | 0
F2_Commercial_Hospital_New_Miscellaneous_Natural Gas_Pool Heater_E5 | F2 | Commercial | Hospital | New | Miscellaneous | Natural Gas | Pool Heater | E5 | TRC BC Ratio | 0 | 0 | 0 | 0 | 0 | 0 | 0 | 0 | 0 | 0 | 0 | 0 | 0 | 0 | 0 | 0 | 0 | 0 | 0 | 0 | 0 | 0 | 0 | 0 | 0 | 0 | 0 | 0 | 0 | 0 | 0 | 0 | 0
F2_Commercial_Hospital_New_Miscellaneous_Natural Gas_Pool Heater_E6 | F2 | Commercial | Hospital | New | Miscellaneous | Natural Gas | Pool Heater | E6 | TRC BC Ratio | 0 | 0 | 0 | 0 | 0 | 0 | 0 | 0 | 0 | 0 | 0 | 0 | 0 | 0 | 0 | 0 | 0 | 0 | 0 | 0 | 0 | 0 | 0 | 0 | 0 | 0 | 0 | 0 | 0 | 0 | 0 | 0 | 0
F2_Commercial_Hospital_New_Miscellaneous_Natural Gas_Pool Heater_E7 | F2 | Commercial | Hospital | New | Miscellaneous | Natural Gas | Pool Heater | E7 | TRC BC Ratio | 0 | 0 | 0 | 0 | 0 | 0 | 0 | 0 | 0 | 0 | 0 | 0 | 0 | 0 | 0 | 0 | 0 | 0 | 0 | 0 | 0 | 0 | 0 | 0 | 0 | 0 | 0 | 0 | 0 | 0 | 0 | 0 | 0
F2_Commercial_Hospital_New_Miscellaneous_Natural Gas_Pool Heater_E8 | F2 | Commercial | Hospital | New | Miscellaneous | Natural Gas | Pool Heater | E8 | TRC BC Ratio | 0 | 0 | 0 | 0 | 0 | 0 | 0 | 0 | 0 | 0 | 0 | 0 | 0 | 0 | 0 | 0 | 0 | 0 | 0 | 0 | 0 | 0 | 0 | 0 | 0 | 0 | 0 | 0 | 0 | 0 | 0 | 0 | 0
F2_Commercial_Hospital_New_Miscellaneous_Natural Gas_Pool Heater_E9 | F2 | Commercial | Hospital | New | Miscellaneous | Natural Gas | Pool Heater | E9 | TRC BC Ratio | 0 | 0 | 0 | 0 | 0 | 0 | 0 | 0 | 0 | 0 | 0 | 0 | 0 | 0 | 0 | 0 | 0 | 0 | 0 | 0 | 0 | 0 | 0 | 0 | 0 | 0 | 0 | 0 | 0 | 0 | 0 | 0 | 0
F2_Commercial_Hospital_New_Miscellaneous_Natural Gas_Pool Heater_E10 | F2 | Commercial | Hospital | New | Miscellaneous | Natural Gas | Pool Heater | E10 | TRC BC Ratio | 0 | 0 | 0 | 0 | 0 | 0 | 0 | 0 | 0 | 0 | 0 | 0 | 0 | 0 | 0 | 0 | 0 | 0 | 0 | 0 | 0 | 0 | 0 | 0 | 0 | 0 | 0 | 0 | 0 | 0 | 0 | 0 | 0
F3_Commercial_Hospital_New_Miscellaneous_Natural Gas_Pool Heater_E1 | F3 | Commercial | Hospital | New | Miscellaneous | Natural Gas | Pool Heater | E1 | PACT BC Ratio | bar: 2019 to 2051
F3_Commercial_Hospital_New_Miscellaneous_Natural Gas_Pool Heater_E2 | F3 | Commercial | Hospital | New | Miscellaneous | Natural Gas | Pool Heater | E2 | PACT BC Ratio | 0 | 0 | 0 | 0 | 0 | 0 | 0 | 0 | 0 | 0 | 0 | 0 | 0 | 0 | 0 | 0 | 0 | 0 | 0 | 0 | 0 | 0 | 0 | 0 | 0 | 0 | 0 | 0 | 0 | 0 | 0 | 0 | 0
F3_Commercial_Hospital_New_Miscellaneous_Natural Gas_Pool Heater_E3 | F3 | Commercial | Hospital | New | Miscellaneous | Natural Gas | Pool Heater | E3 | PACT BC Ratio | 0 | 0 | 0 | 0 | 0 | 0 | 0 | 0 | 0 | 0 | 0 | 0 | 0 | 0 | 0 | 0 | 0 | 0 | 0 | 0 | 0 | 0 | 0 | 0 | 0 | 0 | 0 | 0 | 0 | 0 | 0 | 0 | 0
F3_Commercial_Hospital_New_Miscellaneous_Natural Gas_Pool Heater_E4 | F3 | Commercial | Hospital | New | Miscellaneous | Natural Gas | Pool Heater | E4 | PACT BC Ratio | 0 | 0 | 0 | 0 | 0 | 0 | 0 | 0 | 0 | 0 | 0 | 0 | 0 | 0 | 0 | 0 | 0 | 0 | 0 | 0 | 0 | 0 | 0 | 0 | 0 | 0 | 0 | 0 | 0 | 0 | 0 | 0 | 0
F3_Commercial_Hospital_New_Miscellaneous_Natural Gas_Pool Heater_E5 | F3 | Commercial | Hospital | New | Miscellaneous | Natural Gas | Pool Heater | E5 | PACT BC Ratio | 0 | 0 | 0 | 0 | 0 | 0 | 0 | 0 | 0 | 0 | 0 | 0 | 0 | 0 | 0 | 0 | 0 | 0 | 0 | 0 | 0 | 0 | 0 | 0 | 0 | 0 | 0 | 0 | 0 | 0 | 0 | 0 | 0
F3_Commercial_Hospital_New_Miscellaneous_Natural Gas_Pool Heater_E6 | F3 | Commercial | Hospital | New | Miscellaneous | Natural Gas | Pool Heater | E6 | PACT BC Ratio | 0 | 0 | 0 | 0 | 0 | 0 | 0 | 0 | 0 | 0 | 0 | 0 | 0 | 0 | 0 | 0 | 0 | 0 | 0 | 0 | 0 | 0 | 0 | 0 | 0 | 0 | 0 | 0 | 0 | 0 | 0 | 0 | 0
F3_Commercial_Hospital_New_Miscellaneous_Natural Gas_Pool Heater_E7 | F3 | Commercial | Hospital | New | Miscellaneous | Natural Gas | Pool Heater | E7 | PACT BC Ratio | 0 | 0 | 0 | 0 | 0 | 0 | 0 | 0 | 0 | 0 | 0 | 0 | 0 | 0 | 0 | 0 | 0 | 0 | 0 | 0 | 0 | 0 | 0 | 0 | 0 | 0 | 0 | 0 | 0 | 0 | 0 | 0 | 0
F3_Commercial_Hospital_New_Miscellaneous_Natural Gas_Pool Heater_E8 | F3 | Commercial | Hospital | New | Miscellaneous | Natural Gas | Pool Heater | E8 | PACT BC Ratio | 0 | 0 | 0 | 0 | 0 | 0 | 0 | 0 | 0 | 0 | 0 | 0 | 0 | 0 | 0 | 0 | 0 | 0 | 0 | 0 | 0 | 0 | 0 | 0 | 0 | 0 | 0 | 0 | 0 | 0 | 0 | 0 | 0
F3_Commercial_Hospital_New_Miscellaneous_Natural Gas_Pool Heater_E9 | F3 | Commercial | Hospital | New | Miscellaneous | Natural Gas | Pool Heater | E9 | PACT BC Ratio | 0 | 0 | 0 | 0 | 0 | 0 | 0 | 0 | 0 | 0 | 0 | 0 | 0 | 0 | 0 | 0 | 0 | 0 | 0 | 0 | 0 | 0 | 0 | 0 | 0 | 0 | 0 | 0 | 0 | 0 | 0 | 0 | 0
F3_Commercial_Hospital_New_Miscellaneous_Natural Gas_Pool Heater_E10 | F3 | Commercial | Hospital | New | Miscellaneous | Natural Gas | Pool Heater | E10 | PACT BC Ratio | 0 | 0 | 0 | 0 | 0 | 0 | 0 | 0 | 0 | 0 | 0 | 0 | 0 | 0 | 0 | 0 | 0 | 0 | 0 | 0 | 0 | 0 | 0 | 0 | 0 | 0 | 0 | 0 | 0 | 0 | 0 | 0 | 0
F4_Commercial_Hospital_New_Miscellaneous_Natural Gas_Pool Heater_E1 | F4 | Commercial | Hospital | New | Miscellaneous | Natural Gas | Pool Heater | E1 | RVT BC Ratio | bar: 2019 to 2051
F4_Commercial_Hospital_New_Miscellaneous_Natural Gas_Pool Heater_E2 | F4 | Commercial | Hospital | New | Miscellaneous | Natural Gas | Pool Heater | E2 | RVT BC Ratio | 0.7 | 0.7 | 0.7 | 0.7 | 0.7 | 0.7 | 0.7 | 0.7 | 0.7 | 0.7 | 0.7 | 0.7 | 0.7 | 0.7 | 0.7 | 0.7 | 0.7 | 0.7 | 0.7 | 0.7 | 0.7 | 0.7 | 0.7 | 0.7 | 0.7 | 0.7 | 0.7 | 0.7 | 0.7 | 0.7 | 0.7 | 0.7 | 0.7
F4_Commercial_Hospital_New_Miscellaneous_Natural Gas_Pool Heater_E3 | F4 | Commercial | Hospital | New | Miscellaneous | Natural Gas | Pool Heater | E3 | RVT BC Ratio | 0 | 0 | 0 | 0 | 0 | 0 | 0 | 0 | 0 | 0 | 0 | 0 | 0 | 0 | 0 | 0 | 0 | 0 | 0 | 0 | 0 | 0 | 0 | 0 | 0 | 0 | 0 | 0 | 0 | 0 | 0 | 0 | 0
F4_Commercial_Hospital_New_Miscellaneous_Natural Gas_Pool Heater_E4 | F4 | Commercial | Hospital | New | Miscellaneous | Natural Gas | Pool Heater | E4 | RVT BC Ratio | 0 | 0 | 0 | 0 | 0 | 0 | 0 | 0 | 0 | 0 | 0 | 0 | 0 | 0 | 0 | 0 | 0 | 0 | 0 | 0 | 0 | 0 | 0 | 0 | 0 | 0 | 0 | 0 | 0 | 0 | 0 | 0 | 0
F4_Commercial_Hospital_New_Miscellaneous_Natural Gas_Pool Heater_E5 | F4 | Commercial | Hospital | New | Miscellaneous | Natural Gas | Pool Heater | E5 | RVT BC Ratio | 0 | 0 | 0 | 0 | 0 | 0 | 0 | 0 | 0 | 0 | 0 | 0 | 0 | 0 | 0 | 0 | 0 | 0 | 0 | 0 | 0 | 0 | 0 | 0 | 0 | 0 | 0 | 0 | 0 | 0 | 0 | 0 | 0
F4_Commercial_Hospital_New_Miscellaneous_Natural Gas_Pool Heater_E6 | F4 | Commercial | Hospital | New | Miscellaneous | Natural Gas | Pool Heater | E6 | RVT BC Ratio | 0 | 0 | 0 | 0 | 0 | 0 | 0 | 0 | 0 | 0 | 0 | 0 | 0 | 0 | 0 | 0 | 0 | 0 | 0 | 0 | 0 | 0 | 0 | 0 | 0 | 0 | 0 | 0 | 0 | 0 | 0 | 0 | 0
F4_Commercial_Hospital_New_Miscellaneous_Natural Gas_Pool Heater_E7 | F4 | Commercial | Hospital | New | Miscellaneous | Natural Gas | Pool Heater | E7 | RVT BC Ratio | 0 | 0 | 0 | 0 | 0 | 0 | 0 | 0 | 0 | 0 | 0 | 0 | 0 | 0 | 0 | 0 | 0 | 0 | 0 | 0 | 0 | 0 | 0 | 0 | 0 | 0 | 0 | 0 | 0 | 0 | 0 | 0 | 0
F4_Commercial_Hospital_New_Miscellaneous_Natural Gas_Pool Heater_E8 | F4 | Commercial | Hospital | New | Miscellaneous | Natural Gas | Pool Heater | E8 | RVT BC Ratio | 0 | 0 | 0 | 0 | 0 | 0 | 0 | 0 | 0 | 0 | 0 | 0 | 0 | 0 | 0 | 0 | 0 | 0 | 0 | 0 | 0 | 0 | 0 | 0 | 0 | 0 | 0 | 0 | 0 | 0 | 0 | 0 | 0
F4_Commercial_Hospital_New_Miscellaneous_Natural Gas_Pool Heater_E9 | F4 | Commercial | Hospital | New | Miscellaneous | Natural Gas | Pool Heater | E9 | RVT BC Ratio | 0 | 0 | 0 | 0 | 0 | 0 | 0 | 0 | 0 | 0 | 0 | 0 | 0 | 0 | 0 | 0 | 0 | 0 | 0 | 0 | 0 | 0 | 0 | 0 | 0 | 0 | 0 | 0 | 0 | 0 | 0 | 0 | 0
F4_Commercial_Hospital_New_Miscellaneous_Natural Gas_Pool Heater_E10 | F4 | Commercial | Hospital | New | Miscellaneous | Natural Gas | Pool Heater | E10 | RVT BC Ratio | 0 | 0 | 0 | 0 | 0 | 0 | 0 | 0 | 0 | 0 | 0 | 0 | 0 | 0 | 0 | 0 | 0 | 0 | 0 | 0 | 0 | 0 | 0 | 0 | 0 | 0 | 0 | 0 | 0 | 0 | 0 | 0 | 0
F5_Commercial_Hospital_New_Miscellaneous_Natural Gas_Pool Heater_E1 | F5 | Commercial | Hospital | New | Miscellaneous | Natural Gas | Pool Heater | E1 | RIM BC Ratio | bar: 2019 to 2051
F5_Commercial_Hospital_New_Miscellaneous_Natural Gas_Pool Heater_E2 | F5 | Commercial | Hospital | New | Miscellaneous | Natural Gas | Pool Heater | E2 | RIM BC Ratio | 0 | 0 | 0 | 0 | 0 | 0 | 0 | 0 | 0 | 0 | 0 | 0 | 0 | 0 | 0 | 0 | 0 | 0 | 0 | 0 | 0 | 0 | 0 | 0 | 0 | 0 | 0 | 0 | 0 | 0 | 0 | 0 | 0
F5_Commercial_Hospital_New_Miscellaneous_Natural Gas_Pool Heater_E3 | F5 | Commercial | Hospital | New | Miscellaneous | Natural Gas | Pool Heater | E3 | RIM BC Ratio | 0 | 0 | 0 | 0 | 0 | 0 | 0 | 0 | 0 | 0 | 0 | 0 | 0 | 0 | 0 | 0 | 0 | 0 | 0 | 0 | 0 | 0 | 0 | 0 | 0 | 0 | 0 | 0 | 0 | 0 | 0 | 0 | 0
F5_Commercial_Hospital_New_Miscellaneous_Natural Gas_Pool Heater_E4 | F5 | Commercial | Hospital | New | Miscellaneous | Natural Gas | Pool Heater | E4 | RIM BC Ratio | 0 | 0 | 0 | 0 | 0 | 0 | 0 | 0 | 0 | 0 | 0 | 0 | 0 | 0 | 0 | 0 | 0 | 0 | 0 | 0 | 0 | 0 | 0 | 0 | 0 | 0 | 0 | 0 | 0 | 0 | 0 | 0 | 0
F5_Commercial_Hospital_New_Miscellaneous_Natural Gas_Pool Heater_E5 | F5 | Commercial | Hospital | New | Miscellaneous | Natural Gas | Pool Heater | E5 | RIM BC Ratio | 0 | 0 | 0 | 0 | 0 | 0 | 0 | 0 | 0 | 0 | 0 | 0 | 0 | 0 | 0 | 0 | 0 | 0 | 0 | 0 | 0 | 0 | 0 | 0 | 0 | 0 | 0 | 0 | 0 | 0 | 0 | 0 | 0
F5_Commercial_Hospital_New_Miscellaneous_Natural Gas_Pool Heater_E6 | F5 | Commercial | Hospital | New | Miscellaneous | Natural Gas | Pool Heater | E6 | RIM BC Ratio | 0 | 0 | 0 | 0 | 0 | 0 | 0 | 0 | 0 | 0 | 0 | 0 | 0 | 0 | 0 | 0 | 0 | 0 | 0 | 0 | 0 | 0 | 0 | 0 | 0 | 0 | 0 | 0 | 0 | 0 | 0 | 0 | 0
F5_Commercial_Hospital_New_Miscellaneous_Natural Gas_Pool Heater_E7 | F5 | Commercial | Hospital | New | Miscellaneous | Natural Gas | Pool Heater | E7 | RIM BC Ratio | 0 | 0 | 0 | 0 | 0 | 0 | 0 | 0 | 0 | 0 | 0 | 0 | 0 | 0 | 0 | 0 | 0 | 0 | 0 | 0 | 0 | 0 | 0 | 0 | 0 | 0 | 0 | 0 | 0 | 0 | 0 | 0 | 0
F5_Commercial_Hospital_New_Miscellaneous_Natural Gas_Pool Heater_E8 | F5 | Commercial | Hospital | New | Miscellaneous | Natural Gas | Pool Heater | E8 | RIM BC Ratio | 0 | 0 | 0 | 0 | 0 | 0 | 0 | 0 | 0 | 0 | 0 | 0 | 0 | 0 | 0 | 0 | 0 | 0 | 0 | 0 | 0 | 0 | 0 | 0 | 0 | 0 | 0 | 0 | 0 | 0 | 0 | 0 | 0
F5_Commercial_Hospital_New_Miscellaneous_Natural Gas_Pool Heater_E9 | F5 | Commercial | Hospital | New | Miscellaneous | Natural Gas | Pool Heater | E9 | RIM BC Ratio | 0 | 0 | 0 | 0 | 0 | 0 | 0 | 0 | 0 | 0 | 0 | 0 | 0 | 0 | 0 | 0 | 0 | 0 | 0 | 0 | 0 | 0 | 0 | 0 | 0 | 0 | 0 | 0 | 0 | 0 | 0 | 0 | 0
F5_Commercial_Hospital_New_Miscellaneous_Natural Gas_Pool Heater_E10 | F5 | Commercial | Hospital | New | Miscellaneous | Natural Gas | Pool Heater | E10 | RIM BC Ratio | 0 | 0 | 0 | 0 | 0 | 0 | 0 | 0 | 0 | 0 | 0 | 0 | 0 | 0 | 0 | 0 | 0 | 0 | 0 | 0 | 0 | 0 | 0 | 0 | 0 | 0 | 0 | 0 | 0 | 0 | 0 | 0 | 0
F0_Commercial_Hospital_New_Miscellaneous_Natural Gas_Miscellaneous_E0 | F0 | Commercial | Hospital | New | Miscellaneous | Natural Gas | Miscellaneous | E0 | Economic Unit | Miscellaneous | Miscellaneous | Miscellaneous | Miscellaneous | Miscellaneous | Miscellaneous | Miscellaneous | Miscellaneous | Miscellaneous | Miscellaneous | Miscellaneous | Miscellaneous | Miscellaneous | Miscellaneous | Miscellaneous | Miscellaneous | Miscellaneous | Miscellaneous | Miscellaneous | Miscellaneous | Miscellaneous | Miscellaneous | Miscellaneous | Miscellaneous | Miscellaneous | Miscellaneous | Miscellaneous | Miscellaneous | Miscellaneous | Miscellaneous | Miscellaneous | Miscellaneous | Miscellaneous
F1_Commercial_Hospital_New_Miscellaneous_Natural Gas_Miscellaneous_E1 | F1 | Commercial | Hospital | New | Miscellaneous | Natural Gas | Miscellaneous | E1 | CCE | 0 | 0 | 0 | 0 | 0 | 0 | 0 | 0 | 0 | 0 | 0 | 0 | 0 | 0 | 0 | 0 | 0 | 0 | 0 | 0 | 0 | 0 | 0 | 0 | 0 | 0 | 0 | 0 | 0 | 0 | 0 | 0 | 0
F1_Commercial_Hospital_New_Miscellaneous_Natural Gas_Miscellaneous_E2 | F1 | Commercial | Hospital | New | Miscellaneous | Natural Gas | Miscellaneous | E2 | CCE | 0 | 0 | 0 | 0 | 0 | 0 | 0 | 0 | 0 | 0 | 0 | 0 | 0 | 0 | 0 | 0 | 0 | 0 | 0 | 0 | 0 | 0 | 0 | 0 | 0 | 0 | 0 | 0 | 0 | 0 | 0 | 0 | 0
F1_Commercial_Hospital_New_Miscellaneous_Natural Gas_Miscellaneous_E3 | F1 | Commercial | Hospital | New | Miscellaneous | Natural Gas | Miscellaneous | E3 | CCE | 0 | 0 | 0 | 0 | 0 | 0 | 0 | 0 | 0 | 0 | 0 | 0 | 0 | 0 | 0 | 0 | 0 | 0 | 0 | 0 | 0 | 0 | 0 | 0 | 0 | 0 | 0 | 0 | 0 | 0 | 0 | 0 | 0
F1_Commercial_Hospital_New_Miscellaneous_Natural Gas_Miscellaneous_E4 | F1 | Commercial | Hospital | New | Miscellaneous | Natural Gas | Miscellaneous | E4 | CCE | 0 | 0 | 0 | 0 | 0 | 0 | 0 | 0 | 0 | 0 | 0 | 0 | 0 | 0 | 0 | 0 | 0 | 0 | 0 | 0 | 0 | 0 | 0 | 0 | 0 | 0 | 0 | 0 | 0 | 0 | 0 | 0 | 0
F1_Commercial_Hospital_New_Miscellaneous_Natural Gas_Miscellaneous_E5 | F1 | Commercial | Hospital | New | Miscellaneous | Natural Gas | Miscellaneous | E5 | CCE | 0 | 0 | 0 | 0 | 0 | 0 | 0 | 0 | 0 | 0 | 0 | 0 | 0 | 0 | 0 | 0 | 0 | 0 | 0 | 0 | 0 | 0 | 0 | 0 | 0 | 0 | 0 | 0 | 0 | 0 | 0 | 0 | 0
F1_Commercial_Hospital_New_Miscellaneous_Natural Gas_Miscellaneous_E6 | F1 | Commercial | Hospital | New | Miscellaneous | Natural Gas | Miscellaneous | E6 | CCE | 0 | 0 | 0 | 0 | 0 | 0 | 0 | 0 | 0 | 0 | 0 | 0 | 0 | 0 | 0 | 0 | 0 | 0 | 0 | 0 | 0 | 0 | 0 | 0 | 0 | 0 | 0 | 0 | 0 | 0 | 0 | 0 | 0
F1_Commercial_Hospital_New_Miscellaneous_Natural Gas_Miscellaneous_E7 | F1 | Commercial | Hospital | New | Miscellaneous | Natural Gas | Miscellaneous | E7 | CCE | 0 | 0 | 0 | 0 | 0 | 0 | 0 | 0 | 0 | 0 | 0 | 0 | 0 | 0 | 0 | 0 | 0 | 0 | 0 | 0 | 0 | 0 | 0 | 0 | 0 | 0 | 0 | 0 | 0 | 0 | 0 | 0 | 0
F1_Commercial_Hospital_New_Miscellaneous_Natural Gas_Miscellaneous_E8 | F1 | Commercial | Hospital | New | Miscellaneous | Natural Gas | Miscellaneous | E8 | CCE | 0 | 0 | 0 | 0 | 0 | 0 | 0 | 0 | 0 | 0 | 0 | 0 | 0 | 0 | 0 | 0 | 0 | 0 | 0 | 0 | 0 | 0 | 0 | 0 | 0 | 0 | 0 | 0 | 0 | 0 | 0 | 0 | 0
F1_Commercial_Hospital_New_Miscellaneous_Natural Gas_Miscellaneous_E9 | F1 | Commercial | Hospital | New | Miscellaneous | Natural Gas | Miscellaneous | E9 | CCE | 0 | 0 | 0 | 0 | 0 | 0 | 0 | 0 | 0 | 0 | 0 | 0 | 0 | 0 | 0 | 0 | 0 | 0 | 0 | 0 | 0 | 0 | 0 | 0 | 0 | 0 | 0 | 0 | 0 | 0 | 0 | 0 | 0
F1_Commercial_Hospital_New_Miscellaneous_Natural Gas_Miscellaneous_E10 | F1 | Commercial | Hospital | New | Miscellaneous | Natural Gas | Miscellaneous | E10 | CCE | 0 | 0 | 0 | 0 | 0 | 0 | 0 | 0 | 0 | 0 | 0 | 0 | 0 | 0 | 0 | 0 | 0 | 0 | 0 | 0 | 0 | 0 | 0 | 0 | 0 | 0 | 0 | 0 | 0 | 0 | 0 | 0 | 0
F2_Commercial_Hospital_New_Miscellaneous_Natural Gas_Miscellaneous_E1 | F2 | Commercial | Hospital | New | Miscellaneous | Natural Gas | Miscellaneous | E1 | TRC BC Ratio | bar: 2019 to 2051
F2_Commercial_Hospital_New_Miscellaneous_Natural Gas_Miscellaneous_E2 | F2 | Commercial | Hospital | New | Miscellaneous | Natural Gas | Miscellaneous | E2 | TRC BC Ratio | 0 | 0 | 0 | 0 | 0 | 0 | 0 | 0 | 0 | 0 | 0 | 0 | 0 | 0 | 0 | 0 | 0 | 0 | 0 | 0 | 0 | 0 | 0 | 0 | 0 | 0 | 0 | 0 | 0 | 0 | 0 | 0 | 0
F2_Commercial_Hospital_New_Miscellaneous_Natural Gas_Miscellaneous_E3 | F2 | Commercial | Hospital | New | Miscellaneous | Natural Gas | Miscellaneous | E3 | TRC BC Ratio | 0 | 0 | 0 | 0 | 0 | 0 | 0 | 0 | 0 | 0 | 0 | 0 | 0 | 0 | 0 | 0 | 0 | 0 | 0 | 0 | 0 | 0 | 0 | 0 | 0 | 0 | 0 | 0 | 0 | 0 | 0 | 0 | 0
F2_Commercial_Hospital_New_Miscellaneous_Natural Gas_Miscellaneous_E4 | F2 | Commercial | Hospital | New | Miscellaneous | Natural Gas | Miscellaneous | E4 | TRC BC Ratio | 0 | 0 | 0 | 0 | 0 | 0 | 0 | 0 | 0 | 0 | 0 | 0 | 0 | 0 | 0 | 0 | 0 | 0 | 0 | 0 | 0 | 0 | 0 | 0 | 0 | 0 | 0 | 0 | 0 | 0 | 0 | 0 | 0
F2_Commercial_Hospital_New_Miscellaneous_Natural Gas_Miscellaneous_E5 | F2 | Commercial | Hospital | New | Miscellaneous | Natural Gas | Miscellaneous | E5 | TRC BC Ratio | 0 | 0 | 0 | 0 | 0 | 0 | 0 | 0 | 0 | 0 | 0 | 0 | 0 | 0 | 0 | 0 | 0 | 0 | 0 | 0 | 0 | 0 | 0 | 0 | 0 | 0 | 0 | 0 | 0 | 0 | 0 | 0 | 0
F2_Commercial_Hospital_New_Miscellaneous_Natural Gas_Miscellaneous_E6 | F2 | Commercial | Hospital | New | Miscellaneous | Natural Gas | Miscellaneous | E6 | TRC BC Ratio | 0 | 0 | 0 | 0 | 0 | 0 | 0 | 0 | 0 | 0 | 0 | 0 | 0 | 0 | 0 | 0 | 0 | 0 | 0 | 0 | 0 | 0 | 0 | 0 | 0 | 0 | 0 | 0 | 0 | 0 | 0 | 0 | 0
F2_Commercial_Hospital_New_Miscellaneous_Natural Gas_Miscellaneous_E7 | F2 | Commercial | Hospital | New | Miscellaneous | Natural Gas | Miscellaneous | E7 | TRC BC Ratio | 0 | 0 | 0 | 0 | 0 | 0 | 0 | 0 | 0 | 0 | 0 | 0 | 0 | 0 | 0 | 0 | 0 | 0 | 0 | 0 | 0 | 0 | 0 | 0 | 0 | 0 | 0 | 0 | 0 | 0 | 0 | 0 | 0
F2_Commercial_Hospital_New_Miscellaneous_Natural Gas_Miscellaneous_E8 | F2 | Commercial | Hospital | New | Miscellaneous | Natural Gas | Miscellaneous | E8 | TRC BC Ratio | 0 | 0 | 0 | 0 | 0 | 0 | 0 | 0 | 0 | 0 | 0 | 0 | 0 | 0 | 0 | 0 | 0 | 0 | 0 | 0 | 0 | 0 | 0 | 0 | 0 | 0 | 0 | 0 | 0 | 0 | 0 | 0 | 0
F2_Commercial_Hospital_New_Miscellaneous_Natural Gas_Miscellaneous_E9 | F2 | Commercial | Hospital | New | Miscellaneous | Natural Gas | Miscellaneous | E9 | TRC BC Ratio | 0 | 0 | 0 | 0 | 0 | 0 | 0 | 0 | 0 | 0 | 0 | 0 | 0 | 0 | 0 | 0 | 0 | 0 | 0 | 0 | 0 | 0 | 0 | 0 | 0 | 0 | 0 | 0 | 0 | 0 | 0 | 0 | 0
F2_Commercial_Hospital_New_Miscellaneous_Natural Gas_Miscellaneous_E10 | F2 | Commercial | Hospital | New | Miscellaneous | Natural Gas | Miscellaneous | E10 | TRC BC Ratio | 0 | 0 | 0 | 0 | 0 | 0 | 0 | 0 | 0 | 0 | 0 | 0 | 0 | 0 | 0 | 0 | 0 | 0 | 0 | 0 | 0 | 0 | 0 | 0 | 0 | 0 | 0 | 0 | 0 | 0 | 0 | 0 | 0
F3_Commercial_Hospital_New_Miscellaneous_Natural Gas_Miscellaneous_E1 | F3 | Commercial | Hospital | New | Miscellaneous | Natural Gas | Miscellaneous | E1 | PACT BC Ratio | bar: 2019 to 2051
F3_Commercial_Hospital_New_Miscellaneous_Natural Gas_Miscellaneous_E2 | F3 | Commercial | Hospital | New | Miscellaneous | Natural Gas | Miscellaneous | E2 | PACT BC Ratio | 0 | 0 | 0 | 0 | 0 | 0 | 0 | 0 | 0 | 0 | 0 | 0 | 0 | 0 | 0 | 0 | 0 | 0 | 0 | 0 | 0 | 0 | 0 | 0 | 0 | 0 | 0 | 0 | 0 | 0 | 0 | 0 | 0
F3_Commercial_Hospital_New_Miscellaneous_Natural Gas_Miscellaneous_E3 | F3 | Commercial | Hospital | New | Miscellaneous | Natural Gas | Miscellaneous | E3 | PACT BC Ratio | 0 | 0 | 0 | 0 | 0 | 0 | 0 | 0 | 0 | 0 | 0 | 0 | 0 | 0 | 0 | 0 | 0 | 0 | 0 | 0 | 0 | 0 | 0 | 0 | 0 | 0 | 0 | 0 | 0 | 0 | 0 | 0 | 0
F3_Commercial_Hospital_New_Miscellaneous_Natural Gas_Miscellaneous_E4 | F3 | Commercial | Hospital | New | Miscellaneous | Natural Gas | Miscellaneous | E4 | PACT BC Ratio | 0 | 0 | 0 | 0 | 0 | 0 | 0 | 0 | 0 | 0 | 0 | 0 | 0 | 0 | 0 | 0 | 0 | 0 | 0 | 0 | 0 | 0 | 0 | 0 | 0 | 0 | 0 | 0 | 0 | 0 | 0 | 0 | 0
F3_Commercial_Hospital_New_Miscellaneous_Natural Gas_Miscellaneous_E5 | F3 | Commercial | Hospital | New | Miscellaneous | Natural Gas | Miscellaneous | E5 | PACT BC Ratio | 0 | 0 | 0 | 0 | 0 | 0 | 0 | 0 | 0 | 0 | 0 | 0 | 0 | 0 | 0 | 0 | 0 | 0 | 0 | 0 | 0 | 0 | 0 | 0 | 0 | 0 | 0 | 0 | 0 | 0 | 0 | 0 | 0
F3_Commercial_Hospital_New_Miscellaneous_Natural Gas_Miscellaneous_E6 | F3 | Commercial | Hospital | New | Miscellaneous | Natural Gas | Miscellaneous | E6 | PACT BC Ratio | 0 | 0 | 0 | 0 | 0 | 0 | 0 | 0 | 0 | 0 | 0 | 0 | 0 | 0 | 0 | 0 | 0 | 0 | 0 | 0 | 0 | 0 | 0 | 0 | 0 | 0 | 0 | 0 | 0 | 0 | 0 | 0 | 0
F3_Commercial_Hospital_New_Miscellaneous_Natural Gas_Miscellaneous_E7 | F3 | Commercial | Hospital | New | Miscellaneous | Natural Gas | Miscellaneous | E7 | PACT BC Ratio | 0 | 0 | 0 | 0 | 0 | 0 | 0 | 0 | 0 | 0 | 0 | 0 | 0 | 0 | 0 | 0 | 0 | 0 | 0 | 0 | 0 | 0 | 0 | 0 | 0 | 0 | 0 | 0 | 0 | 0 | 0 | 0 | 0
F3_Commercial_Hospital_New_Miscellaneous_Natural Gas_Miscellaneous_E8 | F3 | Commercial | Hospital | New | Miscellaneous | Natural Gas | Miscellaneous | E8 | PACT BC Ratio | 0 | 0 | 0 | 0 | 0 | 0 | 0 | 0 | 0 | 0 | 0 | 0 | 0 | 0 | 0 | 0 | 0 | 0 | 0 | 0 | 0 | 0 | 0 | 0 | 0 | 0 | 0 | 0 | 0 | 0 | 0 | 0 | 0
F3_Commercial_Hospital_New_Miscellaneous_Natural Gas_Miscellaneous_E9 | F3 | Commercial | Hospital | New | Miscellaneous | Natural Gas | Miscellaneous | E9 | PACT BC Ratio | 0 | 0 | 0 | 0 | 0 | 0 | 0 | 0 | 0 | 0 | 0 | 0 | 0 | 0 | 0 | 0 | 0 | 0 | 0 | 0 | 0 | 0 | 0 | 0 | 0 | 0 | 0 | 0 | 0 | 0 | 0 | 0 | 0
F3_Commercial_Hospital_New_Miscellaneous_Natural Gas_Miscellaneous_E10 | F3 | Commercial | Hospital | New | Miscellaneous | Natural Gas | Miscellaneous | E10 | PACT BC Ratio | 0 | 0 | 0 | 0 | 0 | 0 | 0 | 0 | 0 | 0 | 0 | 0 | 0 | 0 | 0 | 0 | 0 | 0 | 0 | 0 | 0 | 0 | 0 | 0 | 0 | 0 | 0 | 0 | 0 | 0 | 0 | 0 | 0
F4_Commercial_Hospital_New_Miscellaneous_Natural Gas_Miscellaneous_E1 | F4 | Commercial | Hospital | New | Miscellaneous | Natural Gas | Miscellaneous | E1 | RVT BC Ratio | bar: 2019 to 2051
F4_Commercial_Hospital_New_Miscellaneous_Natural Gas_Miscellaneous_E2 | F4 | Commercial | Hospital | New | Miscellaneous | Natural Gas | Miscellaneous | E2 | RVT BC Ratio | 0 | 0 | 0 | 0 | 0 | 0 | 0 | 0 | 0 | 0 | 0 | 0 | 0 | 0 | 0 | 0 | 0 | 0 | 0 | 0 | 0 | 0 | 0 | 0 | 0 | 0 | 0 | 0 | 0 | 0 | 0 | 0 | 0
F4_Commercial_Hospital_New_Miscellaneous_Natural Gas_Miscellaneous_E3 | F4 | Commercial | Hospital | New | Miscellaneous | Natural Gas | Miscellaneous | E3 | RVT BC Ratio | 0 | 0 | 0 | 0 | 0 | 0 | 0 | 0 | 0 | 0 | 0 | 0 | 0 | 0 | 0 | 0 | 0 | 0 | 0 | 0 | 0 | 0 | 0 | 0 | 0 | 0 | 0 | 0 | 0 | 0 | 0 | 0 | 0
F4_Commercial_Hospital_New_Miscellaneous_Natural Gas_Miscellaneous_E4 | F4 | Commercial | Hospital | New | Miscellaneous | Natural Gas | Miscellaneous | E4 | RVT BC Ratio | 0 | 0 | 0 | 0 | 0 | 0 | 0 | 0 | 0 | 0 | 0 | 0 | 0 | 0 | 0 | 0 | 0 | 0 | 0 | 0 | 0 | 0 | 0 | 0 | 0 | 0 | 0 | 0 | 0 | 0 | 0 | 0 | 0
F4_Commercial_Hospital_New_Miscellaneous_Natural Gas_Miscellaneous_E5 | F4 | Commercial | Hospital | New | Miscellaneous | Natural Gas | Miscellaneous | E5 | RVT BC Ratio | 0 | 0 | 0 | 0 | 0 | 0 | 0 | 0 | 0 | 0 | 0 | 0 | 0 | 0 | 0 | 0 | 0 | 0 | 0 | 0 | 0 | 0 | 0 | 0 | 0 | 0 | 0 | 0 | 0 | 0 | 0 | 0 | 0
F4_Commercial_Hospital_New_Miscellaneous_Natural Gas_Miscellaneous_E6 | F4 | Commercial | Hospital | New | Miscellaneous | Natural Gas | Miscellaneous | E6 | RVT BC Ratio | 0 | 0 | 0 | 0 | 0 | 0 | 0 | 0 | 0 | 0 | 0 | 0 | 0 | 0 | 0 | 0 | 0 | 0 | 0 | 0 | 0 | 0 | 0 | 0 | 0 | 0 | 0 | 0 | 0 | 0 | 0 | 0 | 0
F4_Commercial_Hospital_New_Miscellaneous_Natural Gas_Miscellaneous_E7 | F4 | Commercial | Hospital | New | Miscellaneous | Natural Gas | Miscellaneous | E7 | RVT BC Ratio | 0 | 0 | 0 | 0 | 0 | 0 | 0 | 0 | 0 | 0 | 0 | 0 | 0 | 0 | 0 | 0 | 0 | 0 | 0 | 0 | 0 | 0 | 0 | 0 | 0 | 0 | 0 | 0 | 0 | 0 | 0 | 0 | 0
F4_Commercial_Hospital_New_Miscellaneous_Natural Gas_Miscellaneous_E8 | F4 | Commercial | Hospital | New | Miscellaneous | Natural Gas | Miscellaneous | E8 | RVT BC Ratio | 0 | 0 | 0 | 0 | 0 | 0 | 0 | 0 | 0 | 0 | 0 | 0 | 0 | 0 | 0 | 0 | 0 | 0 | 0 | 0 | 0 | 0 | 0 | 0 | 0 | 0 | 0 | 0 | 0 | 0 | 0 | 0 | 0
F4_Commercial_Hospital_New_Miscellaneous_Natural Gas_Miscellaneous_E9 | F4 | Commercial | Hospital | New | Miscellaneous | Natural Gas | Miscellaneous | E9 | RVT BC Ratio | 0 | 0 | 0 | 0 | 0 | 0 | 0 | 0 | 0 | 0 | 0 | 0 | 0 | 0 | 0 | 0 | 0 | 0 | 0 | 0 | 0 | 0 | 0 | 0 | 0 | 0 | 0 | 0 | 0 | 0 | 0 | 0 | 0
F4_Commercial_Hospital_New_Miscellaneous_Natural Gas_Miscellaneous_E10 | F4 | Commercial | Hospital | New | Miscellaneous | Natural Gas | Miscellaneous | E10 | RVT BC Ratio | 0 | 0 | 0 | 0 | 0 | 0 | 0 | 0 | 0 | 0 | 0 | 0 | 0 | 0 | 0 | 0 | 0 | 0 | 0 | 0 | 0 | 0 | 0 | 0 | 0 | 0 | 0 | 0 | 0 | 0 | 0 | 0 | 0
F5_Commercial_Hospital_New_Miscellaneous_Natural Gas_Miscellaneous_E1 | F5 | Commercial | Hospital | New | Miscellaneous | Natural Gas | Miscellaneous | E1 | RIM BC Ratio | bar: 2019 to 2051
F5_Commercial_Hospital_New_Miscellaneous_Natural Gas_Miscellaneous_E2 | F5 | Commercial | Hospital | New | Miscellaneous | Natural Gas | Miscellaneous | E2 | RIM BC Ratio | 0 | 0 | 0 | 0 | 0 | 0 | 0 | 0 | 0 | 0 | 0 | 0 | 0 | 0 | 0 | 0 | 0 | 0 | 0 | 0 | 0 | 0 | 0 | 0 | 0 | 0 | 0 | 0 | 0 | 0 | 0 | 0 | 0
F5_Commercial_Hospital_New_Miscellaneous_Natural Gas_Miscellaneous_E3 | F5 | Commercial | Hospital | New | Miscellaneous | Natural Gas | Miscellaneous | E3 | RIM BC Ratio | 0 | 0 | 0 | 0 | 0 | 0 | 0 | 0 | 0 | 0 | 0 | 0 | 0 | 0 | 0 | 0 | 0 | 0 | 0 | 0 | 0 | 0 | 0 | 0 | 0 | 0 | 0 | 0 | 0 | 0 | 0 | 0 | 0
F5_Commercial_Hospital_New_Miscellaneous_Natural Gas_Miscellaneous_E4 | F5 | Commercial | Hospital | New | Miscellaneous | Natural Gas | Miscellaneous | E4 | RIM BC Ratio | 0 | 0 | 0 | 0 | 0 | 0 | 0 | 0 | 0 | 0 | 0 | 0 | 0 | 0 | 0 | 0 | 0 | 0 | 0 | 0 | 0 | 0 | 0 | 0 | 0 | 0 | 0 | 0 | 0 | 0 | 0 | 0 | 0
F5_Commercial_Hospital_New_Miscellaneous_Natural Gas_Miscellaneous_E5 | F5 | Commercial | Hospital | New | Miscellaneous | Natural Gas | Miscellaneous | E5 | RIM BC Ratio | 0 | 0 | 0 | 0 | 0 | 0 | 0 | 0 | 0 | 0 | 0 | 0 | 0 | 0 | 0 | 0 | 0 | 0 | 0 | 0 | 0 | 0 | 0 | 0 | 0 | 0 | 0 | 0 | 0 | 0 | 0 | 0 | 0
F5_Commercial_Hospital_New_Miscellaneous_Natural Gas_Miscellaneous_E6 | F5 | Commercial | Hospital | New | Miscellaneous | Natural Gas | Miscellaneous | E6 | RIM BC Ratio | 0 | 0 | 0 | 0 | 0 | 0 | 0 | 0 | 0 | 0 | 0 | 0 | 0 | 0 | 0 | 0 | 0 | 0 | 0 | 0 | 0 | 0 | 0 | 0 | 0 | 0 | 0 | 0 | 0 | 0 | 0 | 0 | 0
F5_Commercial_Hospital_New_Miscellaneous_Natural Gas_Miscellaneous_E7 | F5 | Commercial | Hospital | New | Miscellaneous | Natural Gas | Miscellaneous | E7 | RIM BC Ratio | 0 | 0 | 0 | 0 | 0 | 0 | 0 | 0 | 0 | 0 | 0 | 0 | 0 | 0 | 0 | 0 | 0 | 0 | 0 | 0 | 0 | 0 | 0 | 0 | 0 | 0 | 0 | 0 | 0 | 0 | 0 | 0 | 0
F5_Commercial_Hospital_New_Miscellaneous_Natural Gas_Miscellaneous_E8 | F5 | Commercial | Hospital | New | Miscellaneous | Natural Gas | Miscellaneous | E8 | RIM BC Ratio | 0 | 0 | 0 | 0 | 0 | 0 | 0 | 0 | 0 | 0 | 0 | 0 | 0 | 0 | 0 | 0 | 0 | 0 | 0 | 0 | 0 | 0 | 0 | 0 | 0 | 0 | 0 | 0 | 0 | 0 | 0 | 0 | 0
F5_Commercial_Hospital_New_Miscellaneous_Natural Gas_Miscellaneous_E9 | F5 | Commercial | Hospital | New | Miscellaneous | Natural Gas | Miscellaneous | E9 | RIM BC Ratio | 0 | 0 | 0 | 0 | 0 | 0 | 0 | 0 | 0 | 0 | 0 | 0 | 0 | 0 | 0 | 0 | 0 | 0 | 0 | 0 | 0 | 0 | 0 | 0 | 0 | 0 | 0 | 0 | 0 | 0 | 0 | 0 | 0
F5_Commercial_Hospital_New_Miscellaneous_Natural Gas_Miscellaneous_E10 | F5 | Commercial | Hospital | New | Miscellaneous | Natural Gas | Miscellaneous | E10 | RIM BC Ratio | 0 | 0 | 0 | 0 | 0 | 0 | 0 | 0 | 0 | 0 | 0 | 0 | 0 | 0 | 0 | 0 | 0 | 0 | 0 | 0 | 0 | 0 | 0 | 0 | 0 | 0 | 0 | 0 | 0 | 0 | 0 | 0 | 0
F0_Commercial_Other Health_Existing_Space Heating_Natural Gas_Furnace_E0 | F0 | Commercial | Other Health | Existing | Space Heating | Natural Gas | Furnace | E0 | Economic Unit | AFUE 96% | AFUE 96% | AFUE 96% | AFUE 96% | AFUE 96% | AFUE 96% | AFUE 96% | AFUE 96% | AFUE 96% | AFUE 96% | AFUE 96% | AFUE 96% | AFUE 96% | AFUE 96% | AFUE 96% | AFUE 96% | AFUE 96% | AFUE 96% | AFUE 96% | AFUE 96% | AFUE 96% | AFUE 96% | AFUE 96% | AFUE 96% | AFUE 96% | AFUE 96% | AFUE 96% | AFUE 96% | AFUE 96% | AFUE 96% | AFUE 96% | AFUE 96% | AFUE 96%
F1_Commercial_Other Health_Existing_Space Heating_Natural Gas_Furnace_E1 | F1 | Commercial | Other Health | Existing | Space Heating | Natural Gas | Furnace | E1 | CCE | 0 | 0 | 0 | 0 | 0 | 0 | 0 | 0 | 0 | 0 | 0 | 0 | 0 | 0 | 0 | 0 | 0 | 0 | 0 | 0 | 0 | 0 | 0 | 0 | 0 | 0 | 0 | 0 | 0 | 0 | 0 | 0 | 0
F1_Commercial_Other Health_Existing_Space Heating_Natural Gas_Furnace_E2 | F1 | Commercial | Other Health | Existing | Space Heating | Natural Gas | Furnace | E2 | CCE | 1.0559 | 1.0559 | 1.0615 | 1.0672 | 1.0729 | 1.0787 | 1.0846 | 1.0905 | 1.0965 | 1.1026 | 1.1087 | 1.1149 | 1.1212 | 1.1275 | 1.1339 | 1.1404 | 1.1469 | 1.1536 | 1.1603 | 1.1671 | 1.1739 | 1.1809 | 1.1879 | 1.195 | 1.2022 | 1.2095 | 1.2169 | 1.2243 | 1.2319 | 1.2395 | 1.2473 | 1.2551 | 1.2551
F1_Commercial_Other Health_Existing_Space Heating_Natural Gas_Furnace_E3 | F1 | Commercial | Other Health | Existing | Space Heating | Natural Gas | Furnace | E3 | CCE | 1.4076 | 1.4076 | 1.4151 | 1.4227 | 1.4303 | 1.4381 | 1.4459 | 1.4538 | 1.4618 | 1.4699 | 1.478 | 1.4863 | 1.4947 | 1.5031 | 1.5116 | 1.5203 | 1.529 | 1.5378 | 1.5468 | 1.5558 | 1.565 | 1.5742 | 1.5836 | 1.5931 | 1.6027 | 1.6124 | 1.6222 | 1.6322 | 1.6422 | 1.6524 | 1.6628 | 1.6732 | 1.6732
F1_Commercial_Other Health_Existing_Space Heating_Natural Gas_Furnace_E4 | F1 | Commercial | Other Health | Existing | Space Heating | Natural Gas | Furnace | E4 | CCE | 38.4814 | 38.4814 | 38.6864 | 38.8933 | 39.1025 | 39.3137 | 39.5277 | 39.7438 | 39.9622 | 40.1829 | 40.4064 | 40.6322 | 40.8605 | 41.0912 | 41.325 | 41.5611 | 41.8 | 42.0414 | 42.2861 | 42.5334 | 42.7837 | 43.0361 | 43.2927 | 43.5518 | 43.8141 | 44.0789 | 44.3481 | 44.6199 | 44.8952 | 45.1736 | 45.4562 | 45.742 | 45.742
F1_Commercial_Other Health_Existing_Space Heating_Natural Gas_Furnace_E5 | F1 | Commercial | Other Health | Existing | Space Heating | Natural Gas | Furnace | E5 | CCE | 0 | 0 | 0 | 0 | 0 | 0 | 0 | 0 | 0 | 0 | 0 | 0 | 0 | 0 | 0 | 0 | 0 | 0 | 0 | 0 | 0 | 0 | 0 | 0 | 0 | 0 | 0 | 0 | 0 | 0 | 0 | 0 | 0
F1_Commercial_Other Health_Existing_Space Heating_Natural Gas_Furnace_E6 | F1 | Commercial | Other Health | Existing | Space Heating | Natural Gas | Furnace | E6 | CCE | 0 | 0 | 0 | 0 | 0 | 0 | 0 | 0 | 0 | 0 | 0 | 0 | 0 | 0 | 0 | 0 | 0 | 0 | 0 | 0 | 0 | 0 | 0 | 0 | 0 | 0 | 0 | 0 | 0 | 0 | 0 | 0 | 0
F1_Commercial_Other Health_Existing_Space Heating_Natural Gas_Furnace_E7 | F1 | Commercial | Other Health | Existing | Space Heating | Natural Gas | Furnace | E7 | CCE | 0 | 0 | 0 | 0 | 0 | 0 | 0 | 0 | 0 | 0 | 0 | 0 | 0 | 0 | 0 | 0 | 0 | 0 | 0 | 0 | 0 | 0 | 0 | 0 | 0 | 0 | 0 | 0 | 0 | 0 | 0 | 0 | 0
F1_Commercial_Other Health_Existing_Space Heating_Natural Gas_Furnace_E8 | F1 | Commercial | Other Health | Existing | Space Heating | Natural Gas | Furnace | E8 | CCE | 0 | 0 | 0 | 0 | 0 | 0 | 0 | 0 | 0 | 0 | 0 | 0 | 0 | 0 | 0 | 0 | 0 | 0 | 0 | 0 | 0 | 0 | 0 | 0 | 0 | 0 | 0 | 0 | 0 | 0 | 0 | 0 | 0
F1_Commercial_Other Health_Existing_Space Heating_Natural Gas_Furnace_E9 | F1 | Commercial | Other Health | Existing | Space Heating | Natural Gas | Furnace | E9 | CCE | 0 | 0 | 0 | 0 | 0 | 0 | 0 | 0 | 0 | 0 | 0 | 0 | 0 | 0 | 0 | 0 | 0 | 0 | 0 | 0 | 0 | 0 | 0 | 0 | 0 | 0 | 0 | 0 | 0 | 0 | 0 | 0 | 0
F1_Commercial_Other Health_Existing_Space Heating_Natural Gas_Furnace_E10 | F1 | Commercial | Other Health | Existing | Space Heating | Natural Gas | Furnace | E10 | CCE | 0 | 0 | 0 | 0 | 0 | 0 | 0 | 0 | 0 | 0 | 0 | 0 | 0 | 0 | 0 | 0 | 0 | 0 | 0 | 0 | 0 | 0 | 0 | 0 | 0 | 0 | 0 | 0 | 0 | 0 | 0 | 0 | 0
F2_Commercial_Other Health_Existing_Space Heating_Natural Gas_Furnace_E1 | F2 | Commercial | Other Health | Existing | Space Heating | Natural Gas | Furnace | E1 | TRC BC Ratio | bar: 2019 to 2051
F2_Commercial_Other Health_Existing_Space Heating_Natural Gas_Furnace_E2 | F2 | Commercial | Other Health | Existing | Space Heating | Natural Gas | Furnace | E2 | TRC BC Ratio | 1.6963 | 1.6978 | 1.6994 | 1.7019 | 1.7054 | 1.7108 | 1.7145 | 1.7174 | 1.7206 | 1.7236 | 1.7256 | 1.7269 | 1.728 | 1.729 | 1.7303 | 1.7309 | 1.7318 | 1.7336 | 1.7355 | 1.7377 | 1.7403 | 1.7425 | 1.7442 | 1.7455 | 1.7463 | 1.7466 | 1.7461 | 1.7452 | 1.7444 | 1.7441 | 1.7443 | 1.7444 | 1.7444
F2_Commercial_Other Health_Existing_Space Heating_Natural Gas_Furnace_E3 | F2 | Commercial | Other Health | Existing | Space Heating | Natural Gas | Furnace | E3 | TRC BC Ratio | 1.2724 | 1.2735 | 1.2748 | 1.2766 | 1.2793 | 1.2833 | 1.2861 | 1.2882 | 1.2906 | 1.2929 | 1.2944 | 1.2954 | 1.2962 | 1.297 | 1.298 | 1.2984 | 1.2991 | 1.3004 | 1.3018 | 1.3035 | 1.3054 | 1.3071 | 1.3083 | 1.3093 | 1.3099 | 1.3101 | 1.3098 | 1.3091 | 1.3085 | 1.3083 | 1.3085 | 1.3085 | 1.3085
F2_Commercial_Other Health_Existing_Space Heating_Natural Gas_Furnace_E4 | F2 | Commercial | Other Health | Existing | Space Heating | Natural Gas | Furnace | E4 | TRC BC Ratio | 0.047082 | 0.047125 | 0.047174 | 0.047239 | 0.047324 | 0.047437 | 0.04753 | 0.047611 | 0.047692 | 0.047765 | 0.047818 | 0.047852 | 0.047875 | 0.04789 | 0.047906 | 0.047908 | 0.047915 | 0.047934 | 0.047958 | 0.047989 | 0.048026 | 0.048057 | 0.048081 | 0.048099 | 0.048111 | 0.048114 | 0.048108 | 0.048095 | 0.048084 | 0.048079 | 0.048083 | 0.048084 | 0.048084
F2_Commercial_Other Health_Existing_Space Heating_Natural Gas_Furnace_E5 | F2 | Commercial | Other Health | Existing | Space Heating | Natural Gas | Furnace | E5 | TRC BC Ratio | 0 | 0 | 0 | 0 | 0 | 0 | 0 | 0 | 0 | 0 | 0 | 0 | 0 | 0 | 0 | 0 | 0 | 0 | 0 | 0 | 0 | 0 | 0 | 0 | 0 | 0 | 0 | 0 | 0 | 0 | 0 | 0 | 0
F2_Commercial_Other Health_Existing_Space Heating_Natural Gas_Furnace_E6 | F2 | Commercial | Other Health | Existing | Space Heating | Natural Gas | Furnace | E6 | TRC BC Ratio | 0 | 0 | 0 | 0 | 0 | 0 | 0 | 0 | 0 | 0 | 0 | 0 | 0 | 0 | 0 | 0 | 0 | 0 | 0 | 0 | 0 | 0 | 0 | 0 | 0 | 0 | 0 | 0 | 0 | 0 | 0 | 0 | 0
F2_Commercial_Other Health_Existing_Space Heating_Natural Gas_Furnace_E7 | F2 | Commercial | Other Health | Existing | Space Heating | Natural Gas | Furnace | E7 | TRC BC Ratio | 0 | 0 | 0 | 0 | 0 | 0 | 0 | 0 | 0 | 0 | 0 | 0 | 0 | 0 | 0 | 0 | 0 | 0 | 0 | 0 | 0 | 0 | 0 | 0 | 0 | 0 | 0 | 0 | 0 | 0 | 0 | 0 | 0
F2_Commercial_Other Health_Existing_Space Heating_Natural Gas_Furnace_E8 | F2 | Commercial | Other Health | Existing | Space Heating | Natural Gas | Furnace | E8 | TRC BC Ratio | 0 | 0 | 0 | 0 | 0 | 0 | 0 | 0 | 0 | 0 | 0 | 0 | 0 | 0 | 0 | 0 | 0 | 0 | 0 | 0 | 0 | 0 | 0 | 0 | 0 | 0 | 0 | 0 | 0 | 0 | 0 | 0 | 0
F2_Commercial_Other Health_Existing_Space Heating_Natural Gas_Furnace_E9 | F2 | Commercial | Other Health | Existing | Space Heating | Natural Gas | Furnace | E9 | TRC BC Ratio | 0 | 0 | 0 | 0 | 0 | 0 | 0 | 0 | 0 | 0 | 0 | 0 | 0 | 0 | 0 | 0 | 0 | 0 | 0 | 0 | 0 | 0 | 0 | 0 | 0 | 0 | 0 | 0 | 0 | 0 | 0 | 0 | 0
F2_Commercial_Other Health_Existing_Space Heating_Natural Gas_Furnace_E10 | F2 | Commercial | Other Health | Existing | Space Heating | Natural Gas | Furnace | E10 | TRC BC Ratio | 0 | 0 | 0 | 0 | 0 | 0 | 0 | 0 | 0 | 0 | 0 | 0 | 0 | 0 | 0 | 0 | 0 | 0 | 0 | 0 | 0 | 0 | 0 | 0 | 0 | 0 | 0 | 0 | 0 | 0 | 0 | 0 | 0
F3_Commercial_Other Health_Existing_Space Heating_Natural Gas_Furnace_E1 | F3 | Commercial | Other Health | Existing | Space Heating | Natural Gas | Furnace | E1 | PACT BC Ratio | bar: 2019 to 2051
F3_Commercial_Other Health_Existing_Space Heating_Natural Gas_Furnace_E2 | F3 | Commercial | Other Health | Existing | Space Heating | Natural Gas | Furnace | E2 | PACT BC Ratio | 2.2617 | 2.2637 | 2.2659 | 2.2692 | 2.2739 | 2.281 | 2.286 | 2.2898 | 2.2941 | 2.2981 | 2.3008 | 2.3025 | 2.304 | 2.3054 | 2.3071 | 2.3078 | 2.3091 | 2.3115 | 2.314 | 2.3169 | 2.3204 | 2.3233 | 2.3256 | 2.3273 | 2.3284 | 2.3288 | 2.3281 | 2.3269 | 2.3259 | 2.3254 | 2.3258 | 2.3259 | 2.3259
F3_Commercial_Other Health_Existing_Space Heating_Natural Gas_Furnace_E3 | F3 | Commercial | Other Health | Existing | Space Heating | Natural Gas | Furnace | E3 | PACT BC Ratio | 1.6966 | 1.6981 | 1.6997 | 1.7022 | 1.7057 | 1.711 | 1.7148 | 1.7177 | 1.7209 | 1.7238 | 1.7259 | 1.7271 | 1.7283 | 1.7293 | 1.7306 | 1.7312 | 1.7321 | 1.7339 | 1.7358 | 1.738 | 1.7406 | 1.7427 | 1.7444 | 1.7457 | 1.7466 | 1.7468 | 1.7464 | 1.7454 | 1.7447 | 1.7443 | 1.7446 | 1.7447 | 1.7447
F3_Commercial_Other Health_Existing_Space Heating_Natural Gas_Furnace_E4 | F3 | Commercial | Other Health | Existing | Space Heating | Natural Gas | Furnace | E4 | PACT BC Ratio | 0.062776 | 0.062833 | 0.062899 | 0.062986 | 0.063099 | 0.063249 | 0.063373 | 0.063481 | 0.063589 | 0.063686 | 0.063758 | 0.063802 | 0.063833 | 0.063853 | 0.063875 | 0.063877 | 0.063886 | 0.063912 | 0.063944 | 0.063985 | 0.064035 | 0.064076 | 0.064108 | 0.064132 | 0.064148 | 0.064152 | 0.064144 | 0.064126 | 0.064112 | 0.064106 | 0.064111 | 0.064113 | 0.064113
F3_Commercial_Other Health_Existing_Space Heating_Natural Gas_Furnace_E5 | F3 | Commercial | Other Health | Existing | Space Heating | Natural Gas | Furnace | E5 | PACT BC Ratio | 0 | 0 | 0 | 0 | 0 | 0 | 0 | 0 | 0 | 0 | 0 | 0 | 0 | 0 | 0 | 0 | 0 | 0 | 0 | 0 | 0 | 0 | 0 | 0 | 0 | 0 | 0 | 0 | 0 | 0 | 0 | 0 | 0
F3_Commercial_Other Health_Existing_Space Heating_Natural Gas_Furnace_E6 | F3 | Commercial | Other Health | Existing | Space Heating | Natural Gas | Furnace | E6 | PACT BC Ratio | 0 | 0 | 0 | 0 | 0 | 0 | 0 | 0 | 0 | 0 | 0 | 0 | 0 | 0 | 0 | 0 | 0 | 0 | 0 | 0 | 0 | 0 | 0 | 0 | 0 | 0 | 0 | 0 | 0 | 0 | 0 | 0 | 0
F3_Commercial_Other Health_Existing_Space Heating_Natural Gas_Furnace_E7 | F3 | Commercial | Other Health | Existing | Space Heating | Natural Gas | Furnace | E7 | PACT BC Ratio | 0 | 0 | 0 | 0 | 0 | 0 | 0 | 0 | 0 | 0 | 0 | 0 | 0 | 0 | 0 | 0 | 0 | 0 | 0 | 0 | 0 | 0 | 0 | 0 | 0 | 0 | 0 | 0 | 0 | 0 | 0 | 0 | 0
F3_Commercial_Other Health_Existing_Space Heating_Natural Gas_Furnace_E8 | F3 | Commercial | Other Health | Existing | Space Heating | Natural Gas | Furnace | E8 | PACT BC Ratio | 0 | 0 | 0 | 0 | 0 | 0 | 0 | 0 | 0 | 0 | 0 | 0 | 0 | 0 | 0 | 0 | 0 | 0 | 0 | 0 | 0 | 0 | 0 | 0 | 0 | 0 | 0 | 0 | 0 | 0 | 0 | 0 | 0
F3_Commercial_Other Health_Existing_Space Heating_Natural Gas_Furnace_E9 | F3 | Commercial | Other Health | Existing | Space Heating | Natural Gas | Furnace | E9 | PACT BC Ratio | 0 | 0 | 0 | 0 | 0 | 0 | 0 | 0 | 0 | 0 | 0 | 0 | 0 | 0 | 0 | 0 | 0 | 0 | 0 | 0 | 0 | 0 | 0 | 0 | 0 | 0 | 0 | 0 | 0 | 0 | 0 | 0 | 0
F3_Commercial_Other Health_Existing_Space Heating_Natural Gas_Furnace_E10 | F3 | Commercial | Other Health | Existing | Space Heating | Natural Gas | Furnace | E10 | PACT BC Ratio | 0 | 0 | 0 | 0 | 0 | 0 | 0 | 0 | 0 | 0 | 0 | 0 | 0 | 0 | 0 | 0 | 0 | 0 | 0 | 0 | 0 | 0 | 0 | 0 | 0 | 0 | 0 | 0 | 0 | 0 | 0 | 0 | 0
F4_Commercial_Other Health_Existing_Space Heating_Natural Gas_Furnace_E1 | F4 | Commercial | Other Health | Existing | Space Heating | Natural Gas | Furnace | E1 | RVT BC Ratio | bar: 2019 to 2051
F4_Commercial_Other Health_Existing_Space Heating_Natural Gas_Furnace_E2 | F4 | Commercial | Other Health | Existing | Space Heating | Natural Gas | Furnace | E2 | RVT BC Ratio | 3.1387 | 3.1409 | 3.1433 | 3.1468 | 3.1518 | 3.1595 | 3.1649 | 3.169 | 3.1737 | 3.1779 | 3.1809 | 3.1827 | 3.1843 | 3.1858 | 3.1877 | 3.1885 | 3.1898 | 3.1924 | 3.1951 | 3.1983 | 3.202 | 3.2051 | 3.2076 | 3.2094 | 3.2106 | 3.211 | 3.2103 | 3.209 | 3.2079 | 3.2074 | 3.2078 | 3.2079 | 3.2079
F4_Commercial_Other Health_Existing_Space Heating_Natural Gas_Furnace_E3 | F4 | Commercial | Other Health | Existing | Space Heating | Natural Gas | Furnace | E3 | RVT BC Ratio | 2.5293 | 2.531 | 2.5327 | 2.5354 | 2.5392 | 2.5449 | 2.549 | 2.5521 | 2.5555 | 2.5587 | 2.5609 | 2.5623 | 2.5635 | 2.5646 | 2.566 | 2.5666 | 2.5676 | 2.5696 | 2.5716 | 2.574 | 2.5768 | 2.5791 | 2.581 | 2.5823 | 2.5833 | 2.5835 | 2.583 | 2.582 | 2.5812 | 2.5809 | 2.5811 | 2.5812 | 2.5812
F4_Commercial_Other Health_Existing_Space Heating_Natural Gas_Furnace_E4 | F4 | Commercial | Other Health | Existing | Space Heating | Natural Gas | Furnace | E4 | RVT BC Ratio | 0.76769 | 0.76775 | 0.76782 | 0.76791 | 0.76804 | 0.7682 | 0.76833 | 0.76845 | 0.76857 | 0.76867 | 0.76875 | 0.7688 | 0.76883 | 0.76885 | 0.76887 | 0.76888 | 0.76889 | 0.76891 | 0.76895 | 0.76899 | 0.76905 | 0.76909 | 0.76912 | 0.76915 | 0.76917 | 0.76917 | 0.76916 | 0.76914 | 0.76913 | 0.76912 | 0.76913 | 0.76913 | 0.76913
F4_Commercial_Other Health_Existing_Space Heating_Natural Gas_Furnace_E5 | F4 | Commercial | Other Health | Existing | Space Heating | Natural Gas | Furnace | E5 | RVT BC Ratio | 0 | 0 | 0 | 0 | 0 | 0 | 0 | 0 | 0 | 0 | 0 | 0 | 0 | 0 | 0 | 0 | 0 | 0 | 0 | 0 | 0 | 0 | 0 | 0 | 0 | 0 | 0 | 0 | 0 | 0 | 0 | 0 | 0
F4_Commercial_Other Health_Existing_Space Heating_Natural Gas_Furnace_E6 | F4 | Commercial | Other Health | Existing | Space Heating | Natural Gas | Furnace | E6 | RVT BC Ratio | 0 | 0 | 0 | 0 | 0 | 0 | 0 | 0 | 0 | 0 | 0 | 0 | 0 | 0 | 0 | 0 | 0 | 0 | 0 | 0 | 0 | 0 | 0 | 0 | 0 | 0 | 0 | 0 | 0 | 0 | 0 | 0 | 0
F4_Commercial_Other Health_Existing_Space Heating_Natural Gas_Furnace_E7 | F4 | Commercial | Other Health | Existing | Space Heating | Natural Gas | Furnace | E7 | RVT BC Ratio | 0 | 0 | 0 | 0 | 0 | 0 | 0 | 0 | 0 | 0 | 0 | 0 | 0 | 0 | 0 | 0 | 0 | 0 | 0 | 0 | 0 | 0 | 0 | 0 | 0 | 0 | 0 | 0 | 0 | 0 | 0 | 0 | 0
F4_Commercial_Other Health_Existing_Space Heating_Natural Gas_Furnace_E8 | F4 | Commercial | Other Health | Existing | Space Heating | Natural Gas | Furnace | E8 | RVT BC Ratio | 0 | 0 | 0 | 0 | 0 | 0 | 0 | 0 | 0 | 0 | 0 | 0 | 0 | 0 | 0 | 0 | 0 | 0 | 0 | 0 | 0 | 0 | 0 | 0 | 0 | 0 | 0 | 0 | 0 | 0 | 0 | 0 | 0
F4_Commercial_Other Health_Existing_Space Heating_Natural Gas_Furnace_E9 | F4 | Commercial | Other Health | Existing | Space Heating | Natural Gas | Furnace | E9 | RVT BC Ratio | 0 | 0 | 0 | 0 | 0 | 0 | 0 | 0 | 0 | 0 | 0 | 0 | 0 | 0 | 0 | 0 | 0 | 0 | 0 | 0 | 0 | 0 | 0 | 0 | 0 | 0 | 0 | 0 | 0 | 0 | 0 | 0 | 0
F4_Commercial_Other Health_Existing_Space Heating_Natural Gas_Furnace_E10 | F4 | Commercial | Other Health | Existing | Space Heating | Natural Gas | Furnace | E10 | RVT BC Ratio | 0 | 0 | 0 | 0 | 0 | 0 | 0 | 0 | 0 | 0 | 0 | 0 | 0 | 0 | 0 | 0 | 0 | 0 | 0 | 0 | 0 | 0 | 0 | 0 | 0 | 0 | 0 | 0 | 0 | 0 | 0 | 0 | 0
F5_Commercial_Other Health_Existing_Space Heating_Natural Gas_Furnace_E1 | F5 | Commercial | Other Health | Existing | Space Heating | Natural Gas | Furnace | E1 | RIM BC Ratio | bar: 2019 to 2051
F5_Commercial_Other Health_Existing_Space Heating_Natural Gas_Furnace_E2 | F5 | Commercial | Other Health | Existing | Space Heating | Natural Gas | Furnace | E2 | RIM BC Ratio | 0.60968 | 0.60983 | 0.60998 | 0.61022 | 0.61056 | 0.61107 | 0.61143 | 0.6117 | 0.61201 | 0.61229 | 0.61248 | 0.6126 | 0.61271 | 0.61281 | 0.61293 | 0.61298 | 0.61307 | 0.61324 | 0.61342 | 0.61362 | 0.61386 | 0.61407 | 0.61422 | 0.61434 | 0.61442 | 0.61445 | 0.6144 | 0.61432 | 0.61425 | 0.61422 | 0.61424 | 0.61425 | 0.61425
F5_Commercial_Other Health_Existing_Space Heating_Natural Gas_Furnace_E3 | F5 | Commercial | Other Health | Existing | Space Heating | Natural Gas | Furnace | E3 | RIM BC Ratio | 0.55944 | 0.55961 | 0.55978 | 0.56005 | 0.56043 | 0.56101 | 0.56141 | 0.56172 | 0.56206 | 0.56238 | 0.56259 | 0.56273 | 0.56285 | 0.56296 | 0.5631 | 0.56315 | 0.56325 | 0.56344 | 0.56364 | 0.56387 | 0.56415 | 0.56437 | 0.56455 | 0.56469 | 0.56478 | 0.5648 | 0.56476 | 0.56466 | 0.56458 | 0.56454 | 0.56457 | 0.56458 | 0.56458
F5_Commercial_Other Health_Existing_Space Heating_Natural Gas_Furnace_E4 | F5 | Commercial | Other Health | Existing | Space Heating | Natural Gas | Furnace | E4 | RIM BC Ratio | 0.058384 | 0.058434 | 0.058491 | 0.058566 | 0.058664 | 0.058794 | 0.058901 | 0.058994 | 0.059088 | 0.059172 | 0.059233 | 0.059272 | 0.059298 | 0.059316 | 0.059334 | 0.059336 | 0.059344 | 0.059366 | 0.059394 | 0.059429 | 0.059472 | 0.059508 | 0.059535 | 0.059556 | 0.05957 | 0.059574 | 0.059566 | 0.059551 | 0.059539 | 0.059533 | 0.059538 | 0.059539 | 0.059539
F5_Commercial_Other Health_Existing_Space Heating_Natural Gas_Furnace_E5 | F5 | Commercial | Other Health | Existing | Space Heating | Natural Gas | Furnace | E5 | RIM BC Ratio | 0 | 0 | 0 | 0 | 0 | 0 | 0 | 0 | 0 | 0 | 0 | 0 | 0 | 0 | 0 | 0 | 0 | 0 | 0 | 0 | 0 | 0 | 0 | 0 | 0 | 0 | 0 | 0 | 0 | 0 | 0 | 0 | 0
F5_Commercial_Other Health_Existing_Space Heating_Natural Gas_Furnace_E6 | F5 | Commercial | Other Health | Existing | Space Heating | Natural Gas | Furnace | E6 | RIM BC Ratio | 0 | 0 | 0 | 0 | 0 | 0 | 0 | 0 | 0 | 0 | 0 | 0 | 0 | 0 | 0 | 0 | 0 | 0 | 0 | 0 | 0 | 0 | 0 | 0 | 0 | 0 | 0 | 0 | 0 | 0 | 0 | 0 | 0
F5_Commercial_Other Health_Existing_Space Heating_Natural Gas_Furnace_E7 | F5 | Commercial | Other Health | Existing | Space Heating | Natural Gas | Furnace | E7 | RIM BC Ratio | 0 | 0 | 0 | 0 | 0 | 0 | 0 | 0 | 0 | 0 | 0 | 0 | 0 | 0 | 0 | 0 | 0 | 0 | 0 | 0 | 0 | 0 | 0 | 0 | 0 | 0 | 0 | 0 | 0 | 0 | 0 | 0 | 0
F5_Commercial_Other Health_Existing_Space Heating_Natural Gas_Furnace_E8 | F5 | Commercial | Other Health | Existing | Space Heating | Natural Gas | Furnace | E8 | RIM BC Ratio | 0 | 0 | 0 | 0 | 0 | 0 | 0 | 0 | 0 | 0 | 0 | 0 | 0 | 0 | 0 | 0 | 0 | 0 | 0 | 0 | 0 | 0 | 0 | 0 | 0 | 0 | 0 | 0 | 0 | 0 | 0 | 0 | 0
F5_Commercial_Other Health_Existing_Space Heating_Natural Gas_Furnace_E9 | F5 | Commercial | Other Health | Existing | Space Heating | Natural Gas | Furnace | E9 | RIM BC Ratio | 0 | 0 | 0 | 0 | 0 | 0 | 0 | 0 | 0 | 0 | 0 | 0 | 0 | 0 | 0 | 0 | 0 | 0 | 0 | 0 | 0 | 0 | 0 | 0 | 0 | 0 | 0 | 0 | 0 | 0 | 0 | 0 | 0
F5_Commercial_Other Health_Existing_Space Heating_Natural Gas_Furnace_E10 | F5 | Commercial | Other Health | Existing | Space Heating | Natural Gas | Furnace | E10 | RIM BC Ratio | 0 | 0 | 0 | 0 | 0 | 0 | 0 | 0 | 0 | 0 | 0 | 0 | 0 | 0 | 0 | 0 | 0 | 0 | 0 | 0 | 0 | 0 | 0 | 0 | 0 | 0 | 0 | 0 | 0 | 0 | 0 | 0 | 0
F0_Commercial_Other Health_Existing_Space Heating_Natural Gas_Boiler_E0 | F0 | Commercial | Other Health | Existing | Space Heating | Natural Gas | Boiler | E0 | Economic Unit | AFUE 80% (Standard) | AFUE 80% (Standard) | AFUE 80% (Standard) | AFUE 80% (Standard) | AFUE 80% (Standard) | AFUE 80% (Standard) | AFUE 80% (Standard) | AFUE 80% (Standard) | AFUE 80% (Standard) | AFUE 80% (Standard) | AFUE 80% (Standard) | AFUE 80% (Standard) | AFUE 80% (Standard) | AFUE 80% (Standard) | AFUE 80% (Standard) | AFUE 80% (Standard) | AFUE 80% (Standard) | AFUE 80% (Standard) | AFUE 80% (Standard) | AFUE 80% (Standard) | AFUE 80% (Standard) | AFUE 80% (Standard) | AFUE 80% (Standard) | AFUE 80% (Standard) | AFUE 80% (Standard) | AFUE 80% (Standard) | AFUE 80% (Standard) | AFUE 80% (Standard) | AFUE 80% (Standard) | AFUE 80% (Standard) | AFUE 80% (Standard) | AFUE 80% (Standard) | AFUE 80% (Standard)
F1_Commercial_Other Health_Existing_Space Heating_Natural Gas_Boiler_E1 | F1 | Commercial | Other Health | Existing | Space Heating | Natural Gas | Boiler | E1 | CCE | 0 | 0 | 0 | 0 | 0 | 0 | 0 | 0 | 0 | 0 | 0 | 0 | 0 | 0 | 0 | 0 | 0 | 0 | 0 | 0 | 0 | 0 | 0 | 0 | 0 | 0 | 0 | 0 | 0 | 0 | 0 | 0 | 0
F1_Commercial_Other Health_Existing_Space Heating_Natural Gas_Boiler_E2 | F1 | Commercial | Other Health | Existing | Space Heating | Natural Gas | Boiler | E2 | CCE | 2.141 | 2.141 | 2.1524 | 2.1639 | 2.1756 | 2.1873 | 2.1992 | 2.2113 | 2.2234 | 2.2357 | 2.2481 | 2.2607 | 2.2734 | 2.2862 | 2.2992 | 2.3124 | 2.3257 | 2.3391 | 2.3527 | 2.3665 | 2.3804 | 2.3944 | 2.4087 | 2.4231 | 2.4377 | 2.4525 | 2.4674 | 2.4826 | 2.4979 | 2.5134 | 2.5291 | 2.545 | 2.545
F1_Commercial_Other Health_Existing_Space Heating_Natural Gas_Boiler_E3 | F1 | Commercial | Other Health | Existing | Space Heating | Natural Gas | Boiler | E3 | CCE | 2.1618 | 2.1618 | 2.1734 | 2.185 | 2.1967 | 2.2086 | 2.2206 | 2.2328 | 2.245 | 2.2574 | 2.27 | 2.2827 | 2.2955 | 2.3085 | 2.3216 | 2.3349 | 2.3483 | 2.3618 | 2.3756 | 2.3895 | 2.4035 | 2.4177 | 2.4321 | 2.4467 | 2.4614 | 2.4763 | 2.4914 | 2.5067 | 2.5222 | 2.5378 | 2.5537 | 2.5697 | 2.5697
F1_Commercial_Other Health_Existing_Space Heating_Natural Gas_Boiler_E4 | F1 | Commercial | Other Health | Existing | Space Heating | Natural Gas | Boiler | E4 | CCE | 10.9782 | 10.9782 | 11.0366 | 11.0957 | 11.1554 | 11.2156 | 11.2767 | 11.3383 | 11.4006 | 11.4636 | 11.5273 | 11.5918 | 11.6569 | 11.7227 | 11.7894 | 11.8568 | 11.9249 | 11.9938 | 12.0636 | 12.1341 | 12.2055 | 12.2776 | 12.3507 | 12.4247 | 12.4995 | 12.575 | 12.6518 | 12.7294 | 12.8079 | 12.8873 | 12.968 | 13.0495 | 13.0495
F1_Commercial_Other Health_Existing_Space Heating_Natural Gas_Boiler_E5 | F1 | Commercial | Other Health | Existing | Space Heating | Natural Gas | Boiler | E5 | CCE | 0 | 0 | 0 | 0 | 0 | 0 | 0 | 0 | 0 | 0 | 0 | 0 | 0 | 0 | 0 | 0 | 0 | 0 | 0 | 0 | 0 | 0 | 0 | 0 | 0 | 0 | 0 | 0 | 0 | 0 | 0 | 0 | 0
F1_Commercial_Other Health_Existing_Space Heating_Natural Gas_Boiler_E6 | F1 | Commercial | Other Health | Existing | Space Heating | Natural Gas | Boiler | E6 | CCE | 0 | 0 | 0 | 0 | 0 | 0 | 0 | 0 | 0 | 0 | 0 | 0 | 0 | 0 | 0 | 0 | 0 | 0 | 0 | 0 | 0 | 0 | 0 | 0 | 0 | 0 | 0 | 0 | 0 | 0 | 0 | 0 | 0
F1_Commercial_Other Health_Existing_Space Heating_Natural Gas_Boiler_E7 | F1 | Commercial | Other Health | Existing | Space Heating | Natural Gas | Boiler | E7 | CCE | 0 | 0 | 0 | 0 | 0 | 0 | 0 | 0 | 0 | 0 | 0 | 0 | 0 | 0 | 0 | 0 | 0 | 0 | 0 | 0 | 0 | 0 | 0 | 0 | 0 | 0 | 0 | 0 | 0 | 0 | 0 | 0 | 0
F1_Commercial_Other Health_Existing_Space Heating_Natural Gas_Boiler_E8 | F1 | Commercial | Other Health | Existing | Space Heating | Natural Gas | Boiler | E8 | CCE | 0 | 0 | 0 | 0 | 0 | 0 | 0 | 0 | 0 | 0 | 0 | 0 | 0 | 0 | 0 | 0 | 0 | 0 | 0 | 0 | 0 | 0 | 0 | 0 | 0 | 0 | 0 | 0 | 0 | 0 | 0 | 0 | 0
F1_Commercial_Other Health_Existing_Space Heating_Natural Gas_Boiler_E9 | F1 | Commercial | Other Health | Existing | Space Heating | Natural Gas | Boiler | E9 | CCE | 0 | 0 | 0 | 0 | 0 | 0 | 0 | 0 | 0 | 0 | 0 | 0 | 0 | 0 | 0 | 0 | 0 | 0 | 0 | 0 | 0 | 0 | 0 | 0 | 0 | 0 | 0 | 0 | 0 | 0 | 0 | 0 | 0
F1_Commercial_Other Health_Existing_Space Heating_Natural Gas_Boiler_E10 | F1 | Commercial | Other Health | Existing | Space Heating | Natural Gas | Boiler | E10 | CCE | 0 | 0 | 0 | 0 | 0 | 0 | 0 | 0 | 0 | 0 | 0 | 0 | 0 | 0 | 0 | 0 | 0 | 0 | 0 | 0 | 0 | 0 | 0 | 0 | 0 | 0 | 0 | 0 | 0 | 0 | 0 | 0 | 0
F2_Commercial_Other Health_Existing_Space Heating_Natural Gas_Boiler_E1 | F2 | Commercial | Other Health | Existing | Space Heating | Natural Gas | Boiler | E1 | TRC BC Ratio | bar: 2019 to 2051
F2_Commercial_Other Health_Existing_Space Heating_Natural Gas_Boiler_E2 | F2 | Commercial | Other Health | Existing | Space Heating | Natural Gas | Boiler | E2 | TRC BC Ratio | 0.83981 | 0.84061 | 0.84149 | 0.84275 | 0.84449 | 0.84707 | 0.84887 | 0.85025 | 0.85175 | 0.85312 | 0.85405 | 0.85463 | 0.85516 | 0.85565 | 0.85627 | 0.85653 | 0.85697 | 0.85782 | 0.8587 | 0.85974 | 0.86097 | 0.86199 | 0.86279 | 0.8634 | 0.8638 | 0.86392 | 0.86371 | 0.86326 | 0.86292 | 0.86275 | 0.86287 | 0.86292 | 0.86292
F2_Commercial_Other Health_Existing_Space Heating_Natural Gas_Boiler_E3 | F2 | Commercial | Other Health | Existing | Space Heating | Natural Gas | Boiler | E3 | TRC BC Ratio | 0.83172 | 0.83252 | 0.83339 | 0.83464 | 0.83636 | 0.83891 | 0.8407 | 0.84207 | 0.84355 | 0.8449 | 0.84583 | 0.8464 | 0.84692 | 0.84741 | 0.84803 | 0.84828 | 0.84872 | 0.84955 | 0.85043 | 0.85146 | 0.85268 | 0.85369 | 0.85448 | 0.85509 | 0.85549 | 0.8556 | 0.85539 | 0.85495 | 0.85461 | 0.85444 | 0.85456 | 0.85461 | 0.85461
F2_Commercial_Other Health_Existing_Space Heating_Natural Gas_Boiler_E4 | F2 | Commercial | Other Health | Existing | Space Heating | Natural Gas | Boiler | E4 | TRC BC Ratio | 0.16668 | 0.16686 | 0.16707 | 0.16732 | 0.16763 | 0.16799 | 0.1683 | 0.16856 | 0.1688 | 0.16901 | 0.16916 | 0.16925 | 0.16932 | 0.16937 | 0.16941 | 0.16941 | 0.16942 | 0.16947 | 0.16953 | 0.16962 | 0.16972 | 0.1698 | 0.16987 | 0.16992 | 0.16995 | 0.16996 | 0.16994 | 0.16991 | 0.16988 | 0.16986 | 0.16987 | 0.16988 | 0.16988
F2_Commercial_Other Health_Existing_Space Heating_Natural Gas_Boiler_E5 | F2 | Commercial | Other Health | Existing | Space Heating | Natural Gas | Boiler | E5 | TRC BC Ratio | 0 | 0 | 0 | 0 | 0 | 0 | 0 | 0 | 0 | 0 | 0 | 0 | 0 | 0 | 0 | 0 | 0 | 0 | 0 | 0 | 0 | 0 | 0 | 0 | 0 | 0 | 0 | 0 | 0 | 0 | 0 | 0 | 0
F2_Commercial_Other Health_Existing_Space Heating_Natural Gas_Boiler_E6 | F2 | Commercial | Other Health | Existing | Space Heating | Natural Gas | Boiler | E6 | TRC BC Ratio | 0 | 0 | 0 | 0 | 0 | 0 | 0 | 0 | 0 | 0 | 0 | 0 | 0 | 0 | 0 | 0 | 0 | 0 | 0 | 0 | 0 | 0 | 0 | 0 | 0 | 0 | 0 | 0 | 0 | 0 | 0 | 0 | 0
F2_Commercial_Other Health_Existing_Space Heating_Natural Gas_Boiler_E7 | F2 | Commercial | Other Health | Existing | Space Heating | Natural Gas | Boiler | E7 | TRC BC Ratio | 0 | 0 | 0 | 0 | 0 | 0 | 0 | 0 | 0 | 0 | 0 | 0 | 0 | 0 | 0 | 0 | 0 | 0 | 0 | 0 | 0 | 0 | 0 | 0 | 0 | 0 | 0 | 0 | 0 | 0 | 0 | 0 | 0
F2_Commercial_Other Health_Existing_Space Heating_Natural Gas_Boiler_E8 | F2 | Commercial | Other Health | Existing | Space Heating | Natural Gas | Boiler | E8 | TRC BC Ratio | 0 | 0 | 0 | 0 | 0 | 0 | 0 | 0 | 0 | 0 | 0 | 0 | 0 | 0 | 0 | 0 | 0 | 0 | 0 | 0 | 0 | 0 | 0 | 0 | 0 | 0 | 0 | 0 | 0 | 0 | 0 | 0 | 0
F2_Commercial_Other Health_Existing_Space Heating_Natural Gas_Boiler_E9 | F2 | Commercial | Other Health | Existing | Space Heating | Natural Gas | Boiler | E9 | TRC BC Ratio | 0 | 0 | 0 | 0 | 0 | 0 | 0 | 0 | 0 | 0 | 0 | 0 | 0 | 0 | 0 | 0 | 0 | 0 | 0 | 0 | 0 | 0 | 0 | 0 | 0 | 0 | 0 | 0 | 0 | 0 | 0 | 0 | 0
F2_Commercial_Other Health_Existing_Space Heating_Natural Gas_Boiler_E10 | F2 | Commercial | Other Health | Existing | Space Heating | Natural Gas | Boiler | E10 | TRC BC Ratio | 0 | 0 | 0 | 0 | 0 | 0 | 0 | 0 | 0 | 0 | 0 | 0 | 0 | 0 | 0 | 0 | 0 | 0 | 0 | 0 | 0 | 0 | 0 | 0 | 0 | 0 | 0 | 0 | 0 | 0 | 0 | 0 | 0
F3_Commercial_Other Health_Existing_Space Heating_Natural Gas_Boiler_E1 | F3 | Commercial | Other Health | Existing | Space Heating | Natural Gas | Boiler | E1 | PACT BC Ratio | bar: 2019 to 2051
F3_Commercial_Other Health_Existing_Space Heating_Natural Gas_Boiler_E2 | F3 | Commercial | Other Health | Existing | Space Heating | Natural Gas | Boiler | E2 | PACT BC Ratio | 1.1197 | 1.1208 | 1.122 | 1.1237 | 1.126 | 1.1294 | 1.1318 | 1.1337 | 1.1357 | 1.1375 | 1.1387 | 1.1395 | 1.1402 | 1.1409 | 1.1417 | 1.142 | 1.1426 | 1.1438 | 1.1449 | 1.1463 | 1.148 | 1.1493 | 1.1504 | 1.1512 | 1.1517 | 1.1519 | 1.1516 | 1.151 | 1.1506 | 1.1503 | 1.1505 | 1.1506 | 1.1506
F3_Commercial_Other Health_Existing_Space Heating_Natural Gas_Boiler_E3 | F3 | Commercial | Other Health | Existing | Space Heating | Natural Gas | Boiler | E3 | PACT BC Ratio | 1.109 | 1.11 | 1.1112 | 1.1128 | 1.1151 | 1.1185 | 1.1209 | 1.1228 | 1.1247 | 1.1265 | 1.1278 | 1.1285 | 1.1292 | 1.1299 | 1.1307 | 1.131 | 1.1316 | 1.1327 | 1.1339 | 1.1353 | 1.1369 | 1.1383 | 1.1393 | 1.1401 | 1.1406 | 1.1408 | 1.1405 | 1.1399 | 1.1395 | 1.1393 | 1.1394 | 1.1395 | 1.1395
F3_Commercial_Other Health_Existing_Space Heating_Natural Gas_Boiler_E4 | F3 | Commercial | Other Health | Existing | Space Heating | Natural Gas | Boiler | E4 | PACT BC Ratio | 0.22225 | 0.22249 | 0.22276 | 0.2231 | 0.2235 | 0.22399 | 0.2244 | 0.22475 | 0.22507 | 0.22534 | 0.22554 | 0.22567 | 0.22576 | 0.22582 | 0.22588 | 0.22588 | 0.22589 | 0.22596 | 0.22604 | 0.22616 | 0.22629 | 0.2264 | 0.22649 | 0.22656 | 0.2266 | 0.22661 | 0.22659 | 0.22654 | 0.2265 | 0.22649 | 0.2265 | 0.2265 | 0.2265
F3_Commercial_Other Health_Existing_Space Heating_Natural Gas_Boiler_E5 | F3 | Commercial | Other Health | Existing | Space Heating | Natural Gas | Boiler | E5 | PACT BC Ratio | 0 | 0 | 0 | 0 | 0 | 0 | 0 | 0 | 0 | 0 | 0 | 0 | 0 | 0 | 0 | 0 | 0 | 0 | 0 | 0 | 0 | 0 | 0 | 0 | 0 | 0 | 0 | 0 | 0 | 0 | 0 | 0 | 0
F3_Commercial_Other Health_Existing_Space Heating_Natural Gas_Boiler_E6 | F3 | Commercial | Other Health | Existing | Space Heating | Natural Gas | Boiler | E6 | PACT BC Ratio | 0 | 0 | 0 | 0 | 0 | 0 | 0 | 0 | 0 | 0 | 0 | 0 | 0 | 0 | 0 | 0 | 0 | 0 | 0 | 0 | 0 | 0 | 0 | 0 | 0 | 0 | 0 | 0 | 0 | 0 | 0 | 0 | 0
F3_Commercial_Other Health_Existing_Space Heating_Natural Gas_Boiler_E7 | F3 | Commercial | Other Health | Existing | Space Heating | Natural Gas | Boiler | E7 | PACT BC Ratio | 0 | 0 | 0 | 0 | 0 | 0 | 0 | 0 | 0 | 0 | 0 | 0 | 0 | 0 | 0 | 0 | 0 | 0 | 0 | 0 | 0 | 0 | 0 | 0 | 0 | 0 | 0 | 0 | 0 | 0 | 0 | 0 | 0
F3_Commercial_Other Health_Existing_Space Heating_Natural Gas_Boiler_E8 | F3 | Commercial | Other Health | Existing | Space Heating | Natural Gas | Boiler | E8 | PACT BC Ratio | 0 | 0 | 0 | 0 | 0 | 0 | 0 | 0 | 0 | 0 | 0 | 0 | 0 | 0 | 0 | 0 | 0 | 0 | 0 | 0 | 0 | 0 | 0 | 0 | 0 | 0 | 0 | 0 | 0 | 0 | 0 | 0 | 0
F3_Commercial_Other Health_Existing_Space Heating_Natural Gas_Boiler_E9 | F3 | Commercial | Other Health | Existing | Space Heating | Natural Gas | Boiler | E9 | PACT BC Ratio | 0 | 0 | 0 | 0 | 0 | 0 | 0 | 0 | 0 | 0 | 0 | 0 | 0 | 0 | 0 | 0 | 0 | 0 | 0 | 0 | 0 | 0 | 0 | 0 | 0 | 0 | 0 | 0 | 0 | 0 | 0 | 0 | 0
F3_Commercial_Other Health_Existing_Space Heating_Natural Gas_Boiler_E10 | F3 | Commercial | Other Health | Existing | Space Heating | Natural Gas | Boiler | E10 | PACT BC Ratio | 0 | 0 | 0 | 0 | 0 | 0 | 0 | 0 | 0 | 0 | 0 | 0 | 0 | 0 | 0 | 0 | 0 | 0 | 0 | 0 | 0 | 0 | 0 | 0 | 0 | 0 | 0 | 0 | 0 | 0 | 0 | 0 | 0
F4_Commercial_Other Health_Existing_Space Heating_Natural Gas_Boiler_E1 | F4 | Commercial | Other Health | Existing | Space Heating | Natural Gas | Boiler | E1 | RVT BC Ratio | bar: 2019 to 2051
F4_Commercial_Other Health_Existing_Space Heating_Natural Gas_Boiler_E2 | F4 | Commercial | Other Health | Existing | Space Heating | Natural Gas | Boiler | E2 | RVT BC Ratio | 1.9074 | 1.9085 | 1.9098 | 1.9116 | 1.9141 | 1.9178 | 1.9204 | 1.9224 | 1.9245 | 1.9265 | 1.9279 | 1.9287 | 1.9294 | 1.9301 | 1.931 | 1.9314 | 1.9321 | 1.9333 | 1.9345 | 1.936 | 1.9378 | 1.9393 | 1.9404 | 1.9413 | 1.9419 | 1.942 | 1.9417 | 1.9411 | 1.9406 | 1.9404 | 1.9405 | 1.9406 | 1.9406
F4_Commercial_Other Health_Existing_Space Heating_Natural Gas_Boiler_E3 | F4 | Commercial | Other Health | Existing | Space Heating | Natural Gas | Boiler | E3 | RVT BC Ratio | 1.8957 | 1.8969 | 1.8981 | 1.8999 | 1.9024 | 1.9061 | 1.9087 | 1.9106 | 1.9128 | 1.9147 | 1.916 | 1.9169 | 1.9176 | 1.9183 | 1.9192 | 1.9196 | 1.9202 | 1.9214 | 1.9227 | 1.9241 | 1.9259 | 1.9273 | 1.9285 | 1.9293 | 1.9299 | 1.9301 | 1.9298 | 1.9291 | 1.9286 | 1.9284 | 1.9286 | 1.9286 | 1.9286
F4_Commercial_Other Health_Existing_Space Heating_Natural Gas_Boiler_E4 | F4 | Commercial | Other Health | Existing | Space Heating | Natural Gas | Boiler | E4 | RVT BC Ratio | 0.93964 | 0.9399 | 0.9402 | 0.94056 | 0.94099 | 0.94152 | 0.94196 | 0.94234 | 0.94268 | 0.94298 | 0.94319 | 0.94333 | 0.94343 | 0.94349 | 0.94355 | 0.94356 | 0.94357 | 0.94364 | 0.94373 | 0.94385 | 0.944 | 0.94412 | 0.94422 | 0.94429 | 0.94433 | 0.94435 | 0.94432 | 0.94427 | 0.94423 | 0.94421 | 0.94422 | 0.94423 | 0.94423
F4_Commercial_Other Health_Existing_Space Heating_Natural Gas_Boiler_E5 | F4 | Commercial | Other Health | Existing | Space Heating | Natural Gas | Boiler | E5 | RVT BC Ratio | 0 | 0 | 0 | 0 | 0 | 0 | 0 | 0 | 0 | 0 | 0 | 0 | 0 | 0 | 0 | 0 | 0 | 0 | 0 | 0 | 0 | 0 | 0 | 0 | 0 | 0 | 0 | 0 | 0 | 0 | 0 | 0 | 0
F4_Commercial_Other Health_Existing_Space Heating_Natural Gas_Boiler_E6 | F4 | Commercial | Other Health | Existing | Space Heating | Natural Gas | Boiler | E6 | RVT BC Ratio | 0 | 0 | 0 | 0 | 0 | 0 | 0 | 0 | 0 | 0 | 0 | 0 | 0 | 0 | 0 | 0 | 0 | 0 | 0 | 0 | 0 | 0 | 0 | 0 | 0 | 0 | 0 | 0 | 0 | 0 | 0 | 0 | 0
F4_Commercial_Other Health_Existing_Space Heating_Natural Gas_Boiler_E7 | F4 | Commercial | Other Health | Existing | Space Heating | Natural Gas | Boiler | E7 | RVT BC Ratio | 0 | 0 | 0 | 0 | 0 | 0 | 0 | 0 | 0 | 0 | 0 | 0 | 0 | 0 | 0 | 0 | 0 | 0 | 0 | 0 | 0 | 0 | 0 | 0 | 0 | 0 | 0 | 0 | 0 | 0 | 0 | 0 | 0
F4_Commercial_Other Health_Existing_Space Heating_Natural Gas_Boiler_E8 | F4 | Commercial | Other Health | Existing | Space Heating | Natural Gas | Boiler | E8 | RVT BC Ratio | 0 | 0 | 0 | 0 | 0 | 0 | 0 | 0 | 0 | 0 | 0 | 0 | 0 | 0 | 0 | 0 | 0 | 0 | 0 | 0 | 0 | 0 | 0 | 0 | 0 | 0 | 0 | 0 | 0 | 0 | 0 | 0 | 0
F4_Commercial_Other Health_Existing_Space Heating_Natural Gas_Boiler_E9 | F4 | Commercial | Other Health | Existing | Space Heating | Natural Gas | Boiler | E9 | RVT BC Ratio | 0 | 0 | 0 | 0 | 0 | 0 | 0 | 0 | 0 | 0 | 0 | 0 | 0 | 0 | 0 | 0 | 0 | 0 | 0 | 0 | 0 | 0 | 0 | 0 | 0 | 0 | 0 | 0 | 0 | 0 | 0 | 0 | 0
F4_Commercial_Other Health_Existing_Space Heating_Natural Gas_Boiler_E10 | F4 | Commercial | Other Health | Existing | Space Heating | Natural Gas | Boiler | E10 | RVT BC Ratio | 0 | 0 | 0 | 0 | 0 | 0 | 0 | 0 | 0 | 0 | 0 | 0 | 0 | 0 | 0 | 0 | 0 | 0 | 0 | 0 | 0 | 0 | 0 | 0 | 0 | 0 | 0 | 0 | 0 | 0 | 0 | 0 | 0
F5_Commercial_Other Health_Existing_Space Heating_Natural Gas_Boiler_E1 | F5 | Commercial | Other Health | Existing | Space Heating | Natural Gas | Boiler | E1 | RIM BC Ratio | bar: 2019 to 2051
F5_Commercial_Other Health_Existing_Space Heating_Natural Gas_Boiler_E2 | F5 | Commercial | Other Health | Existing | Space Heating | Natural Gas | Boiler | E2 | RIM BC Ratio | 0.47821 | 0.47841 | 0.47862 | 0.47893 | 0.47935 | 0.47997 | 0.4804 | 0.48073 | 0.48109 | 0.48142 | 0.48164 | 0.48178 | 0.48191 | 0.48202 | 0.48217 | 0.48223 | 0.48234 | 0.48254 | 0.48275 | 0.48299 | 0.48328 | 0.48353 | 0.48371 | 0.48386 | 0.48395 | 0.48398 | 0.48393 | 0.48383 | 0.48374 | 0.4837 | 0.48373 | 0.48374 | 0.48374
F5_Commercial_Other Health_Existing_Space Heating_Natural Gas_Boiler_E3 | F5 | Commercial | Other Health | Existing | Space Heating | Natural Gas | Boiler | E3 | RIM BC Ratio | 0.47623 | 0.47643 | 0.47664 | 0.47695 | 0.47737 | 0.47799 | 0.47843 | 0.47876 | 0.47912 | 0.47945 | 0.47967 | 0.47981 | 0.47993 | 0.48005 | 0.4802 | 0.48026 | 0.48037 | 0.48057 | 0.48078 | 0.48102 | 0.48131 | 0.48156 | 0.48175 | 0.48189 | 0.48198 | 0.48201 | 0.48196 | 0.48186 | 0.48177 | 0.48173 | 0.48176 | 0.48177 | 0.48177
F5_Commercial_Other Health_Existing_Space Heating_Natural Gas_Boiler_E4 | F5 | Commercial | Other Health | Existing | Space Heating | Natural Gas | Boiler | E4 | RIM BC Ratio | 0.17551 | 0.17566 | 0.17583 | 0.17604 | 0.17629 | 0.1766 | 0.17685 | 0.17707 | 0.17727 | 0.17744 | 0.17756 | 0.17764 | 0.1777 | 0.17773 | 0.17777 | 0.17777 | 0.17778 | 0.17782 | 0.17787 | 0.17794 | 0.17803 | 0.1781 | 0.17815 | 0.17819 | 0.17822 | 0.17822 | 0.17821 | 0.17818 | 0.17816 | 0.17815 | 0.17815 | 0.17816 | 0.17816
F5_Commercial_Other Health_Existing_Space Heating_Natural Gas_Boiler_E5 | F5 | Commercial | Other Health | Existing | Space Heating | Natural Gas | Boiler | E5 | RIM BC Ratio | 0 | 0 | 0 | 0 | 0 | 0 | 0 | 0 | 0 | 0 | 0 | 0 | 0 | 0 | 0 | 0 | 0 | 0 | 0 | 0 | 0 | 0 | 0 | 0 | 0 | 0 | 0 | 0 | 0 | 0 | 0 | 0 | 0
F5_Commercial_Other Health_Existing_Space Heating_Natural Gas_Boiler_E6 | F5 | Commercial | Other Health | Existing | Space Heating | Natural Gas | Boiler | E6 | RIM BC Ratio | 0 | 0 | 0 | 0 | 0 | 0 | 0 | 0 | 0 | 0 | 0 | 0 | 0 | 0 | 0 | 0 | 0 | 0 | 0 | 0 | 0 | 0 | 0 | 0 | 0 | 0 | 0 | 0 | 0 | 0 | 0 | 0 | 0
F5_Commercial_Other Health_Existing_Space Heating_Natural Gas_Boiler_E7 | F5 | Commercial | Other Health | Existing | Space Heating | Natural Gas | Boiler | E7 | RIM BC Ratio | 0 | 0 | 0 | 0 | 0 | 0 | 0 | 0 | 0 | 0 | 0 | 0 | 0 | 0 | 0 | 0 | 0 | 0 | 0 | 0 | 0 | 0 | 0 | 0 | 0 | 0 | 0 | 0 | 0 | 0 | 0 | 0 | 0
F5_Commercial_Other Health_Existing_Space Heating_Natural Gas_Boiler_E8 | F5 | Commercial | Other Health | Existing | Space Heating | Natural Gas | Boiler | E8 | RIM BC Ratio | 0 | 0 | 0 | 0 | 0 | 0 | 0 | 0 | 0 | 0 | 0 | 0 | 0 | 0 | 0 | 0 | 0 | 0 | 0 | 0 | 0 | 0 | 0 | 0 | 0 | 0 | 0 | 0 | 0 | 0 | 0 | 0 | 0
F5_Commercial_Other Health_Existing_Space Heating_Natural Gas_Boiler_E9 | F5 | Commercial | Other Health | Existing | Space Heating | Natural Gas | Boiler | E9 | RIM BC Ratio | 0 | 0 | 0 | 0 | 0 | 0 | 0 | 0 | 0 | 0 | 0 | 0 | 0 | 0 | 0 | 0 | 0 | 0 | 0 | 0 | 0 | 0 | 0 | 0 | 0 | 0 | 0 | 0 | 0 | 0 | 0 | 0 | 0
F5_Commercial_Other Health_Existing_Space Heating_Natural Gas_Boiler_E10 | F5 | Commercial | Other Health | Existing | Space Heating | Natural Gas | Boiler | E10 | RIM BC Ratio | 0 | 0 | 0 | 0 | 0 | 0 | 0 | 0 | 0 | 0 | 0 | 0 | 0 | 0 | 0 | 0 | 0 | 0 | 0 | 0 | 0 | 0 | 0 | 0 | 0 | 0 | 0 | 0 | 0 | 0 | 0 | 0 | 0
F0_Commercial_Other Health_Existing_Space Heating_Natural Gas_Unit Heater_E0 | F0 | Commercial | Other Health | Existing | Space Heating | Natural Gas | Unit Heater | E0 | Economic Unit | Infrared Radiant | Infrared Radiant | Infrared Radiant | Infrared Radiant | Infrared Radiant | Infrared Radiant | Infrared Radiant | Infrared Radiant | Infrared Radiant | Infrared Radiant | Infrared Radiant | Infrared Radiant | Infrared Radiant | Infrared Radiant | Infrared Radiant | Infrared Radiant | Infrared Radiant | Infrared Radiant | Infrared Radiant | Infrared Radiant | Infrared Radiant | Infrared Radiant | Infrared Radiant | Infrared Radiant | Infrared Radiant | Infrared Radiant | Infrared Radiant | Infrared Radiant | Infrared Radiant | Infrared Radiant | Infrared Radiant | Infrared Radiant | Infrared Radiant
F1_Commercial_Other Health_Existing_Space Heating_Natural Gas_Unit Heater_E1 | F1 | Commercial | Other Health | Existing | Space Heating | Natural Gas | Unit Heater | E1 | CCE | 0 | 0 | 0 | 0 | 0 | 0 | 0 | 0 | 0 | 0 | 0 | 0 | 0 | 0 | 0 | 0 | 0 | 0 | 0 | 0 | 0 | 0 | 0 | 0 | 0 | 0 | 0 | 0 | 0 | 0 | 0 | 0 | 0
F1_Commercial_Other Health_Existing_Space Heating_Natural Gas_Unit Heater_E2 | F1 | Commercial | Other Health | Existing | Space Heating | Natural Gas | Unit Heater | E2 | CCE | 1.2484 | 1.2484 | 1.255 | 1.2617 | 1.2685 | 1.2754 | 1.2823 | 1.2893 | 1.2964 | 1.3036 | 1.3108 | 1.3181 | 1.3256 | 1.333 | 1.3406 | 1.3483 | 1.356 | 1.3639 | 1.3718 | 1.3798 | 1.3879 | 1.3961 | 1.4045 | 1.4129 | 1.4214 | 1.43 | 1.4387 | 1.4475 | 1.4564 | 1.4655 | 1.4746 | 1.4839 | 1.4839
F1_Commercial_Other Health_Existing_Space Heating_Natural Gas_Unit Heater_E3 | F1 | Commercial | Other Health | Existing | Space Heating | Natural Gas | Unit Heater | E3 | CCE | 0.12436 | 0.12436 | 0.12503 | 0.12569 | 0.12637 | 0.12705 | 0.12775 | 0.12844 | 0.12915 | 0.12986 | 0.13058 | 0.13131 | 0.13205 | 0.1328 | 0.13355 | 0.13432 | 0.13509 | 0.13587 | 0.13666 | 0.13746 | 0.13827 | 0.13908 | 0.13991 | 0.14075 | 0.1416 | 0.14245 | 0.14332 | 0.1442 | 0.14509 | 0.14599 | 0.1469 | 0.14783 | 0.14783
F1_Commercial_Other Health_Existing_Space Heating_Natural Gas_Unit Heater_E4 | F1 | Commercial | Other Health | Existing | Space Heating | Natural Gas | Unit Heater | E4 | CCE | 0 | 0 | 0 | 0 | 0 | 0 | 0 | 0 | 0 | 0 | 0 | 0 | 0 | 0 | 0 | 0 | 0 | 0 | 0 | 0 | 0 | 0 | 0 | 0 | 0 | 0 | 0 | 0 | 0 | 0 | 0 | 0 | 0
F1_Commercial_Other Health_Existing_Space Heating_Natural Gas_Unit Heater_E5 | F1 | Commercial | Other Health | Existing | Space Heating | Natural Gas | Unit Heater | E5 | CCE | 0 | 0 | 0 | 0 | 0 | 0 | 0 | 0 | 0 | 0 | 0 | 0 | 0 | 0 | 0 | 0 | 0 | 0 | 0 | 0 | 0 | 0 | 0 | 0 | 0 | 0 | 0 | 0 | 0 | 0 | 0 | 0 | 0
F1_Commercial_Other Health_Existing_Space Heating_Natural Gas_Unit Heater_E6 | F1 | Commercial | Other Health | Existing | Space Heating | Natural Gas | Unit Heater | E6 | CCE | 0 | 0 | 0 | 0 | 0 | 0 | 0 | 0 | 0 | 0 | 0 | 0 | 0 | 0 | 0 | 0 | 0 | 0 | 0 | 0 | 0 | 0 | 0 | 0 | 0 | 0 | 0 | 0 | 0 | 0 | 0 | 0 | 0
F1_Commercial_Other Health_Existing_Space Heating_Natural Gas_Unit Heater_E7 | F1 | Commercial | Other Health | Existing | Space Heating | Natural Gas | Unit Heater | E7 | CCE | 0 | 0 | 0 | 0 | 0 | 0 | 0 | 0 | 0 | 0 | 0 | 0 | 0 | 0 | 0 | 0 | 0 | 0 | 0 | 0 | 0 | 0 | 0 | 0 | 0 | 0 | 0 | 0 | 0 | 0 | 0 | 0 | 0
F1_Commercial_Other Health_Existing_Space Heating_Natural Gas_Unit Heater_E8 | F1 | Commercial | Other Health | Existing | Space Heating | Natural Gas | Unit Heater | E8 | CCE | 0 | 0 | 0 | 0 | 0 | 0 | 0 | 0 | 0 | 0 | 0 | 0 | 0 | 0 | 0 | 0 | 0 | 0 | 0 | 0 | 0 | 0 | 0 | 0 | 0 | 0 | 0 | 0 | 0 | 0 | 0 | 0 | 0
F1_Commercial_Other Health_Existing_Space Heating_Natural Gas_Unit Heater_E9 | F1 | Commercial | Other Health | Existing | Space Heating | Natural Gas | Unit Heater | E9 | CCE | 0 | 0 | 0 | 0 | 0 | 0 | 0 | 0 | 0 | 0 | 0 | 0 | 0 | 0 | 0 | 0 | 0 | 0 | 0 | 0 | 0 | 0 | 0 | 0 | 0 | 0 | 0 | 0 | 0 | 0 | 0 | 0 | 0
F1_Commercial_Other Health_Existing_Space Heating_Natural Gas_Unit Heater_E10 | F1 | Commercial | Other Health | Existing | Space Heating | Natural Gas | Unit Heater | E10 | CCE | 0 | 0 | 0 | 0 | 0 | 0 | 0 | 0 | 0 | 0 | 0 | 0 | 0 | 0 | 0 | 0 | 0 | 0 | 0 | 0 | 0 | 0 | 0 | 0 | 0 | 0 | 0 | 0 | 0 | 0 | 0 | 0 | 0
F2_Commercial_Other Health_Existing_Space Heating_Natural Gas_Unit Heater_E1 | F2 | Commercial | Other Health | Existing | Space Heating | Natural Gas | Unit Heater | E1 | TRC BC Ratio | bar: 2019 to 2051
F2_Commercial_Other Health_Existing_Space Heating_Natural Gas_Unit Heater_E2 | F2 | Commercial | Other Health | Existing | Space Heating | Natural Gas | Unit Heater | E2 | TRC BC Ratio | 1.4316 | 1.4333 | 1.4351 | 1.4377 | 1.4415 | 1.4475 | 1.451 | 1.4531 | 1.4557 | 1.4579 | 1.4592 | 1.4598 | 1.4607 | 1.4619 | 1.4637 | 1.4647 | 1.4663 | 1.4689 | 1.4715 | 1.4743 | 1.4776 | 1.4804 | 1.4826 | 1.4843 | 1.4854 | 1.4857 | 1.4852 | 1.4839 | 1.483 | 1.4825 | 1.4828 | 1.483 | 1.483
F2_Commercial_Other Health_Existing_Space Heating_Natural Gas_Unit Heater_E3 | F2 | Commercial | Other Health | Existing | Space Heating | Natural Gas | Unit Heater | E3 | TRC BC Ratio | 14.4795 | 14.5162 | 14.5616 | 14.6219 | 14.6976 | 14.8103 | 14.8618 | 14.8723 | 14.8808 | 14.8782 | 14.8554 | 14.8297 | 14.8204 | 14.8293 | 14.8623 | 14.8883 | 14.9269 | 14.9846 | 15.0378 | 15.0922 | 15.1509 | 15.2019 | 15.2426 | 15.2734 | 15.2939 | 15.2998 | 15.2889 | 15.2664 | 15.2487 | 15.2402 | 15.2464 | 15.2488 | 15.2488
F2_Commercial_Other Health_Existing_Space Heating_Natural Gas_Unit Heater_E4 | F2 | Commercial | Other Health | Existing | Space Heating | Natural Gas | Unit Heater | E4 | TRC BC Ratio | 0 | 0 | 0 | 0 | 0 | 0 | 0 | 0 | 0 | 0 | 0 | 0 | 0 | 0 | 0 | 0 | 0 | 0 | 0 | 0 | 0 | 0 | 0 | 0 | 0 | 0 | 0 | 0 | 0 | 0 | 0 | 0 | 0
F2_Commercial_Other Health_Existing_Space Heating_Natural Gas_Unit Heater_E5 | F2 | Commercial | Other Health | Existing | Space Heating | Natural Gas | Unit Heater | E5 | TRC BC Ratio | 0 | 0 | 0 | 0 | 0 | 0 | 0 | 0 | 0 | 0 | 0 | 0 | 0 | 0 | 0 | 0 | 0 | 0 | 0 | 0 | 0 | 0 | 0 | 0 | 0 | 0 | 0 | 0 | 0 | 0 | 0 | 0 | 0
F2_Commercial_Other Health_Existing_Space Heating_Natural Gas_Unit Heater_E6 | F2 | Commercial | Other Health | Existing | Space Heating | Natural Gas | Unit Heater | E6 | TRC BC Ratio | 0 | 0 | 0 | 0 | 0 | 0 | 0 | 0 | 0 | 0 | 0 | 0 | 0 | 0 | 0 | 0 | 0 | 0 | 0 | 0 | 0 | 0 | 0 | 0 | 0 | 0 | 0 | 0 | 0 | 0 | 0 | 0 | 0
F2_Commercial_Other Health_Existing_Space Heating_Natural Gas_Unit Heater_E7 | F2 | Commercial | Other Health | Existing | Space Heating | Natural Gas | Unit Heater | E7 | TRC BC Ratio | 0 | 0 | 0 | 0 | 0 | 0 | 0 | 0 | 0 | 0 | 0 | 0 | 0 | 0 | 0 | 0 | 0 | 0 | 0 | 0 | 0 | 0 | 0 | 0 | 0 | 0 | 0 | 0 | 0 | 0 | 0 | 0 | 0
F2_Commercial_Other Health_Existing_Space Heating_Natural Gas_Unit Heater_E8 | F2 | Commercial | Other Health | Existing | Space Heating | Natural Gas | Unit Heater | E8 | TRC BC Ratio | 0 | 0 | 0 | 0 | 0 | 0 | 0 | 0 | 0 | 0 | 0 | 0 | 0 | 0 | 0 | 0 | 0 | 0 | 0 | 0 | 0 | 0 | 0 | 0 | 0 | 0 | 0 | 0 | 0 | 0 | 0 | 0 | 0
F2_Commercial_Other Health_Existing_Space Heating_Natural Gas_Unit Heater_E9 | F2 | Commercial | Other Health | Existing | Space Heating | Natural Gas | Unit Heater | E9 | TRC BC Ratio | 0 | 0 | 0 | 0 | 0 | 0 | 0 | 0 | 0 | 0 | 0 | 0 | 0 | 0 | 0 | 0 | 0 | 0 | 0 | 0 | 0 | 0 | 0 | 0 | 0 | 0 | 0 | 0 | 0 | 0 | 0 | 0 | 0
F2_Commercial_Other Health_Existing_Space Heating_Natural Gas_Unit Heater_E10 | F2 | Commercial | Other Health | Existing | Space Heating | Natural Gas | Unit Heater | E10 | TRC BC Ratio | 0 | 0 | 0 | 0 | 0 | 0 | 0 | 0 | 0 | 0 | 0 | 0 | 0 | 0 | 0 | 0 | 0 | 0 | 0 | 0 | 0 | 0 | 0 | 0 | 0 | 0 | 0 | 0 | 0 | 0 | 0 | 0 | 0
F3_Commercial_Other Health_Existing_Space Heating_Natural Gas_Unit Heater_E1 | F3 | Commercial | Other Health | Existing | Space Heating | Natural Gas | Unit Heater | E1 | PACT BC Ratio | bar: 2019 to 2051
F3_Commercial_Other Health_Existing_Space Heating_Natural Gas_Unit Heater_E2 | F3 | Commercial | Other Health | Existing | Space Heating | Natural Gas | Unit Heater | E2 | PACT BC Ratio | 1.9089 | 1.911 | 1.9134 | 1.917 | 1.922 | 1.93 | 1.9346 | 1.9375 | 1.9409 | 1.9439 | 1.9456 | 1.9464 | 1.9476 | 1.9492 | 1.9516 | 1.953 | 1.9551 | 1.9585 | 1.9619 | 1.9658 | 1.9702 | 1.9739 | 1.9769 | 1.9791 | 1.9806 | 1.981 | 1.9802 | 1.9786 | 1.9773 | 1.9767 | 1.9771 | 1.9773 | 1.9773
F3_Commercial_Other Health_Existing_Space Heating_Natural Gas_Unit Heater_E3 | F3 | Commercial | Other Health | Existing | Space Heating | Natural Gas | Unit Heater | E3 | PACT BC Ratio | 19.306 | 19.355 | 19.4154 | 19.4958 | 19.5967 | 19.747 | 19.8157 | 19.8297 | 19.8411 | 19.8377 | 19.8073 | 19.773 | 19.7606 | 19.7724 | 19.8164 | 19.851 | 19.9026 | 19.9794 | 20.0504 | 20.1229 | 20.2012 | 20.2691 | 20.3234 | 20.3645 | 20.3919 | 20.3998 | 20.3852 | 20.3553 | 20.3317 | 20.3202 | 20.3286 | 20.3318 | 20.3318
F3_Commercial_Other Health_Existing_Space Heating_Natural Gas_Unit Heater_E4 | F3 | Commercial | Other Health | Existing | Space Heating | Natural Gas | Unit Heater | E4 | PACT BC Ratio | 0 | 0 | 0 | 0 | 0 | 0 | 0 | 0 | 0 | 0 | 0 | 0 | 0 | 0 | 0 | 0 | 0 | 0 | 0 | 0 | 0 | 0 | 0 | 0 | 0 | 0 | 0 | 0 | 0 | 0 | 0 | 0 | 0
F3_Commercial_Other Health_Existing_Space Heating_Natural Gas_Unit Heater_E5 | F3 | Commercial | Other Health | Existing | Space Heating | Natural Gas | Unit Heater | E5 | PACT BC Ratio | 0 | 0 | 0 | 0 | 0 | 0 | 0 | 0 | 0 | 0 | 0 | 0 | 0 | 0 | 0 | 0 | 0 | 0 | 0 | 0 | 0 | 0 | 0 | 0 | 0 | 0 | 0 | 0 | 0 | 0 | 0 | 0 | 0
F3_Commercial_Other Health_Existing_Space Heating_Natural Gas_Unit Heater_E6 | F3 | Commercial | Other Health | Existing | Space Heating | Natural Gas | Unit Heater | E6 | PACT BC Ratio | 0 | 0 | 0 | 0 | 0 | 0 | 0 | 0 | 0 | 0 | 0 | 0 | 0 | 0 | 0 | 0 | 0 | 0 | 0 | 0 | 0 | 0 | 0 | 0 | 0 | 0 | 0 | 0 | 0 | 0 | 0 | 0 | 0
F3_Commercial_Other Health_Existing_Space Heating_Natural Gas_Unit Heater_E7 | F3 | Commercial | Other Health | Existing | Space Heating | Natural Gas | Unit Heater | E7 | PACT BC Ratio | 0 | 0 | 0 | 0 | 0 | 0 | 0 | 0 | 0 | 0 | 0 | 0 | 0 | 0 | 0 | 0 | 0 | 0 | 0 | 0 | 0 | 0 | 0 | 0 | 0 | 0 | 0 | 0 | 0 | 0 | 0 | 0 | 0
F3_Commercial_Other Health_Existing_Space Heating_Natural Gas_Unit Heater_E8 | F3 | Commercial | Other Health | Existing | Space Heating | Natural Gas | Unit Heater | E8 | PACT BC Ratio | 0 | 0 | 0 | 0 | 0 | 0 | 0 | 0 | 0 | 0 | 0 | 0 | 0 | 0 | 0 | 0 | 0 | 0 | 0 | 0 | 0 | 0 | 0 | 0 | 0 | 0 | 0 | 0 | 0 | 0 | 0 | 0 | 0
F3_Commercial_Other Health_Existing_Space Heating_Natural Gas_Unit Heater_E9 | F3 | Commercial | Other Health | Existing | Space Heating | Natural Gas | Unit Heater | E9 | PACT BC Ratio | 0 | 0 | 0 | 0 | 0 | 0 | 0 | 0 | 0 | 0 | 0 | 0 | 0 | 0 | 0 | 0 | 0 | 0 | 0 | 0 | 0 | 0 | 0 | 0 | 0 | 0 | 0 | 0 | 0 | 0 | 0 | 0 | 0
F3_Commercial_Other Health_Existing_Space Heating_Natural Gas_Unit Heater_E10 | F3 | Commercial | Other Health | Existing | Space Heating | Natural Gas | Unit Heater | E10 | PACT BC Ratio | 0 | 0 | 0 | 0 | 0 | 0 | 0 | 0 | 0 | 0 | 0 | 0 | 0 | 0 | 0 | 0 | 0 | 0 | 0 | 0 | 0 | 0 | 0 | 0 | 0 | 0 | 0 | 0 | 0 | 0 | 0 | 0 | 0
F4_Commercial_Other Health_Existing_Space Heating_Natural Gas_Unit Heater_E1 | F4 | Commercial | Other Health | Existing | Space Heating | Natural Gas | Unit Heater | E1 | RVT BC Ratio | bar: 2019 to 2051
F4_Commercial_Other Health_Existing_Space Heating_Natural Gas_Unit Heater_E2 | F4 | Commercial | Other Health | Existing | Space Heating | Natural Gas | Unit Heater | E2 | RVT BC Ratio | 2.7582 | 2.7606 | 2.7631 | 2.767 | 2.7724 | 2.781 | 2.786 | 2.7891 | 2.7928 | 2.796 | 2.7979 | 2.7988 | 2.8 | 2.8017 | 2.8044 | 2.8058 | 2.8081 | 2.8118 | 2.8155 | 2.8196 | 2.8244 | 2.8284 | 2.8316 | 2.834 | 2.8356 | 2.836 | 2.8352 | 2.8334 | 2.832 | 2.8314 | 2.8319 | 2.832 | 2.832
F4_Commercial_Other Health_Existing_Space Heating_Natural Gas_Unit Heater_E3 | F4 | Commercial | Other Health | Existing | Space Heating | Natural Gas | Unit Heater | E3 | RVT BC Ratio | 21.5169 | 21.5696 | 21.6348 | 21.7215 | 21.8304 | 21.9924 | 22.0664 | 22.0815 | 22.0938 | 22.0901 | 22.0573 | 22.0204 | 22.007 | 22.0198 | 22.0672 | 22.1045 | 22.1601 | 22.243 | 22.3196 | 22.3977 | 22.4821 | 22.5554 | 22.6139 | 22.6582 | 22.6877 | 22.6962 | 22.6806 | 22.6482 | 22.6228 | 22.6104 | 22.6194 | 22.6229 | 22.6229
F4_Commercial_Other Health_Existing_Space Heating_Natural Gas_Unit Heater_E4 | F4 | Commercial | Other Health | Existing | Space Heating | Natural Gas | Unit Heater | E4 | RVT BC Ratio | 0 | 0 | 0 | 0 | 0 | 0 | 0 | 0 | 0 | 0 | 0 | 0 | 0 | 0 | 0 | 0 | 0 | 0 | 0 | 0 | 0 | 0 | 0 | 0 | 0 | 0 | 0 | 0 | 0 | 0 | 0 | 0 | 0
F4_Commercial_Other Health_Existing_Space Heating_Natural Gas_Unit Heater_E5 | F4 | Commercial | Other Health | Existing | Space Heating | Natural Gas | Unit Heater | E5 | RVT BC Ratio | 0 | 0 | 0 | 0 | 0 | 0 | 0 | 0 | 0 | 0 | 0 | 0 | 0 | 0 | 0 | 0 | 0 | 0 | 0 | 0 | 0 | 0 | 0 | 0 | 0 | 0 | 0 | 0 | 0 | 0 | 0 | 0 | 0
F4_Commercial_Other Health_Existing_Space Heating_Natural Gas_Unit Heater_E6 | F4 | Commercial | Other Health | Existing | Space Heating | Natural Gas | Unit Heater | E6 | RVT BC Ratio | 0 | 0 | 0 | 0 | 0 | 0 | 0 | 0 | 0 | 0 | 0 | 0 | 0 | 0 | 0 | 0 | 0 | 0 | 0 | 0 | 0 | 0 | 0 | 0 | 0 | 0 | 0 | 0 | 0 | 0 | 0 | 0 | 0
F4_Commercial_Other Health_Existing_Space Heating_Natural Gas_Unit Heater_E7 | F4 | Commercial | Other Health | Existing | Space Heating | Natural Gas | Unit Heater | E7 | RVT BC Ratio | 0 | 0 | 0 | 0 | 0 | 0 | 0 | 0 | 0 | 0 | 0 | 0 | 0 | 0 | 0 | 0 | 0 | 0 | 0 | 0 | 0 | 0 | 0 | 0 | 0 | 0 | 0 | 0 | 0 | 0 | 0 | 0 | 0
F4_Commercial_Other Health_Existing_Space Heating_Natural Gas_Unit Heater_E8 | F4 | Commercial | Other Health | Existing | Space Heating | Natural Gas | Unit Heater | E8 | RVT BC Ratio | 0 | 0 | 0 | 0 | 0 | 0 | 0 | 0 | 0 | 0 | 0 | 0 | 0 | 0 | 0 | 0 | 0 | 0 | 0 | 0 | 0 | 0 | 0 | 0 | 0 | 0 | 0 | 0 | 0 | 0 | 0 | 0 | 0
F4_Commercial_Other Health_Existing_Space Heating_Natural Gas_Unit Heater_E9 | F4 | Commercial | Other Health | Existing | Space Heating | Natural Gas | Unit Heater | E9 | RVT BC Ratio | 0 | 0 | 0 | 0 | 0 | 0 | 0 | 0 | 0 | 0 | 0 | 0 | 0 | 0 | 0 | 0 | 0 | 0 | 0 | 0 | 0 | 0 | 0 | 0 | 0 | 0 | 0 | 0 | 0 | 0 | 0 | 0 | 0
F4_Commercial_Other Health_Existing_Space Heating_Natural Gas_Unit Heater_E10 | F4 | Commercial | Other Health | Existing | Space Heating | Natural Gas | Unit Heater | E10 | RVT BC Ratio | 0 | 0 | 0 | 0 | 0 | 0 | 0 | 0 | 0 | 0 | 0 | 0 | 0 | 0 | 0 | 0 | 0 | 0 | 0 | 0 | 0 | 0 | 0 | 0 | 0 | 0 | 0 | 0 | 0 | 0 | 0 | 0 | 0
F5_Commercial_Other Health_Existing_Space Heating_Natural Gas_Unit Heater_E1 | F5 | Commercial | Other Health | Existing | Space Heating | Natural Gas | Unit Heater | E1 | RIM BC Ratio | bar: 2019 to 2051
F5_Commercial_Other Health_Existing_Space Heating_Natural Gas_Unit Heater_E2 | F5 | Commercial | Other Health | Existing | Space Heating | Natural Gas | Unit Heater | E2 | RIM BC Ratio | 0.58074 | 0.58094 | 0.58116 | 0.58149 | 0.58195 | 0.58268 | 0.58311 | 0.58337 | 0.58367 | 0.58394 | 0.5841 | 0.58417 | 0.58428 | 0.58442 | 0.58464 | 0.58476 | 0.58495 | 0.58526 | 0.58556 | 0.5859 | 0.58629 | 0.58662 | 0.58688 | 0.58708 | 0.58721 | 0.58725 | 0.58718 | 0.58703 | 0.58692 | 0.58687 | 0.58691 | 0.58692 | 0.58692
F5_Commercial_Other Health_Existing_Space Heating_Natural Gas_Unit Heater_E3 | F5 | Commercial | Other Health | Existing | Space Heating | Natural Gas | Unit Heater | E3 | RIM BC Ratio | 0.80009 | 0.80017 | 0.80027 | 0.80041 | 0.80058 | 0.80083 | 0.80094 | 0.80096 | 0.80098 | 0.80098 | 0.80093 | 0.80087 | 0.80085 | 0.80087 | 0.80094 | 0.801 | 0.80108 | 0.80121 | 0.80132 | 0.80144 | 0.80156 | 0.80167 | 0.80175 | 0.80182 | 0.80186 | 0.80187 | 0.80185 | 0.8018 | 0.80176 | 0.80175 | 0.80176 | 0.80176 | 0.80176
F5_Commercial_Other Health_Existing_Space Heating_Natural Gas_Unit Heater_E4 | F5 | Commercial | Other Health | Existing | Space Heating | Natural Gas | Unit Heater | E4 | RIM BC Ratio | 0 | 0 | 0 | 0 | 0 | 0 | 0 | 0 | 0 | 0 | 0 | 0 | 0 | 0 | 0 | 0 | 0 | 0 | 0 | 0 | 0 | 0 | 0 | 0 | 0 | 0 | 0 | 0 | 0 | 0 | 0 | 0 | 0
F5_Commercial_Other Health_Existing_Space Heating_Natural Gas_Unit Heater_E5 | F5 | Commercial | Other Health | Existing | Space Heating | Natural Gas | Unit Heater | E5 | RIM BC Ratio | 0 | 0 | 0 | 0 | 0 | 0 | 0 | 0 | 0 | 0 | 0 | 0 | 0 | 0 | 0 | 0 | 0 | 0 | 0 | 0 | 0 | 0 | 0 | 0 | 0 | 0 | 0 | 0 | 0 | 0 | 0 | 0 | 0
F5_Commercial_Other Health_Existing_Space Heating_Natural Gas_Unit Heater_E6 | F5 | Commercial | Other Health | Existing | Space Heating | Natural Gas | Unit Heater | E6 | RIM BC Ratio | 0 | 0 | 0 | 0 | 0 | 0 | 0 | 0 | 0 | 0 | 0 | 0 | 0 | 0 | 0 | 0 | 0 | 0 | 0 | 0 | 0 | 0 | 0 | 0 | 0 | 0 | 0 | 0 | 0 | 0 | 0 | 0 | 0
F5_Commercial_Other Health_Existing_Space Heating_Natural Gas_Unit Heater_E7 | F5 | Commercial | Other Health | Existing | Space Heating | Natural Gas | Unit Heater | E7 | RIM BC Ratio | 0 | 0 | 0 | 0 | 0 | 0 | 0 | 0 | 0 | 0 | 0 | 0 | 0 | 0 | 0 | 0 | 0 | 0 | 0 | 0 | 0 | 0 | 0 | 0 | 0 | 0 | 0 | 0 | 0 | 0 | 0 | 0 | 0
F5_Commercial_Other Health_Existing_Space Heating_Natural Gas_Unit Heater_E8 | F5 | Commercial | Other Health | Existing | Space Heating | Natural Gas | Unit Heater | E8 | RIM BC Ratio | 0 | 0 | 0 | 0 | 0 | 0 | 0 | 0 | 0 | 0 | 0 | 0 | 0 | 0 | 0 | 0 | 0 | 0 | 0 | 0 | 0 | 0 | 0 | 0 | 0 | 0 | 0 | 0 | 0 | 0 | 0 | 0 | 0
F5_Commercial_Other Health_Existing_Space Heating_Natural Gas_Unit Heater_E9 | F5 | Commercial | Other Health | Existing | Space Heating | Natural Gas | Unit Heater | E9 | RIM BC Ratio | 0 | 0 | 0 | 0 | 0 | 0 | 0 | 0 | 0 | 0 | 0 | 0 | 0 | 0 | 0 | 0 | 0 | 0 | 0 | 0 | 0 | 0 | 0 | 0 | 0 | 0 | 0 | 0 | 0 | 0 | 0 | 0 | 0
F5_Commercial_Other Health_Existing_Space Heating_Natural Gas_Unit Heater_E10 | F5 | Commercial | Other Health | Existing | Space Heating | Natural Gas | Unit Heater | E10 | RIM BC Ratio | 0 | 0 | 0 | 0 | 0 | 0 | 0 | 0 | 0 | 0 | 0 | 0 | 0 | 0 | 0 | 0 | 0 | 0 | 0 | 0 | 0 | 0 | 0 | 0 | 0 | 0 | 0 | 0 | 0 | 0 | 0 | 0 | 0
F0_Commercial_Other Health_Existing_Water Heating_Natural Gas_Water Heater_E0 | F0 | Commercial | Other Health | Existing | Water Heating | Natural Gas | Water Heater | E0 | Economic Unit | Gas-Fired Absorption HPWH | Gas-Fired Absorption HPWH | Gas-Fired Absorption HPWH | Gas-Fired Absorption HPWH | Gas-Fired Absorption HPWH | Gas-Fired Absorption HPWH | Gas-Fired Absorption HPWH | Gas-Fired Absorption HPWH | Gas-Fired Absorption HPWH | Gas-Fired Absorption HPWH | Gas-Fired Absorption HPWH | Gas-Fired Absorption HPWH | Gas-Fired Absorption HPWH | Gas-Fired Absorption HPWH | Gas-Fired Absorption HPWH | Gas-Fired Absorption HPWH | Gas-Fired Absorption HPWH | Gas-Fired Absorption HPWH | Gas-Fired Absorption HPWH | Gas-Fired Absorption HPWH | Gas-Fired Absorption HPWH | Gas-Fired Absorption HPWH | Gas-Fired Absorption HPWH | Gas-Fired Absorption HPWH | Gas-Fired Absorption HPWH | Gas-Fired Absorption HPWH | Gas-Fired Absorption HPWH | Gas-Fired Absorption HPWH | Gas-Fired Absorption HPWH | Gas-Fired Absorption HPWH | Gas-Fired Absorption HPWH | Gas-Fired Absorption HPWH | Gas-Fired Absorption HPWH
F1_Commercial_Other Health_Existing_Water Heating_Natural Gas_Water Heater_E1 | F1 | Commercial | Other Health | Existing | Water Heating | Natural Gas | Water Heater | E1 | CCE | 0 | 0 | 0 | 0 | 0 | 0 | 0 | 0 | 0 | 0 | 0 | 0 | 0 | 0 | 0 | 0 | 0 | 0 | 0 | 0 | 0 | 0 | 0 | 0 | 0 | 0 | 0 | 0 | 0 | 0 | 0 | 0 | 0
F1_Commercial_Other Health_Existing_Water Heating_Natural Gas_Water Heater_E2 | F1 | Commercial | Other Health | Existing | Water Heating | Natural Gas | Water Heater | E2 | CCE | -0.0019664 | -0.0019664 | -0.0019664 | -0.0019664 | -0.0019664 | -0.0019664 | -0.0019664 | -0.0019664 | -0.0019664 | -0.0019664 | -0.0019664 | -0.0019664 | -0.0019664 | -0.0019664 | -0.0019664 | -0.0019664 | -0.0019664 | -0.0019664 | -0.0019664 | -0.0019664 | -0.0019664 | -0.0019664 | -0.0019664 | -0.0019664 | -0.0019664 | -0.0019664 | -0.0019664 | -0.0019664 | -0.0019664 | -0.0019664 | -0.0019664 | -0.0019664 | -0.0019664
F1_Commercial_Other Health_Existing_Water Heating_Natural Gas_Water Heater_E3 | F1 | Commercial | Other Health | Existing | Water Heating | Natural Gas | Water Heater | E3 | CCE | 0.017137 | 0.017137 | 0.017137 | 0.017137 | 0.017137 | 0.017137 | 0.017137 | 0.017137 | 0.017137 | 0.017137 | 0.017137 | 0.017137 | 0.017137 | 0.017137 | 0.017137 | 0.017137 | 0.017137 | 0.017137 | 0.017137 | 0.017137 | 0.017137 | 0.017137 | 0.017137 | 0.017137 | 0.017137 | 0.017137 | 0.017137 | 0.017137 | 0.017137 | 0.017137 | 0.017137 | 0.017137 | 0.017137
F1_Commercial_Other Health_Existing_Water Heating_Natural Gas_Water Heater_E4 | F1 | Commercial | Other Health | Existing | Water Heating | Natural Gas | Water Heater | E4 | CCE | 0.021083 | 0.021083 | 0.021083 | 0.021083 | 0.021083 | 0.021083 | 0.021083 | 0.021083 | 0.021083 | 0.021083 | 0.021083 | 0.021083 | 0.021083 | 0.021083 | 0.021083 | 0.021083 | 0.021083 | 0.021083 | 0.021083 | 0.021083 | 0.021083 | 0.021083 | 0.021083 | 0.021083 | 0.021083 | 0.021083 | 0.021083 | 0.021083 | 0.021083 | 0.021083 | 0.021083 | 0.021083 | 0.021083
F1_Commercial_Other Health_Existing_Water Heating_Natural Gas_Water Heater_E5 | F1 | Commercial | Other Health | Existing | Water Heating | Natural Gas | Water Heater | E5 | CCE | 0.031411 | 0.031411 | 0.031411 | 0.031411 | 0.031411 | 0.031411 | 0.031411 | 0.031411 | 0.031411 | 0.031411 | 0.031411 | 0.031411 | 0.031411 | 0.031411 | 0.031411 | 0.031411 | 0.031411 | 0.031411 | 0.031411 | 0.031411 | 0.031411 | 0.031411 | 0.031411 | 0.031411 | 0.031411 | 0.031411 | 0.031411 | 0.031411 | 0.031411 | 0.031411 | 0.031411 | 0.031411 | 0.031411
F1_Commercial_Other Health_Existing_Water Heating_Natural Gas_Water Heater_E6 | F1 | Commercial | Other Health | Existing | Water Heating | Natural Gas | Water Heater | E6 | CCE | -0.056475 | -0.056475 | -0.056475 | -0.056475 | -0.056475 | -0.056475 | -0.056475 | -0.056475 | -0.056475 | -0.056475 | -0.056475 | -0.056475 | -0.056475 | -0.056475 | -0.056475 | -0.056475 | -0.056475 | -0.056475 | -0.056475 | -0.056475 | -0.056475 | -0.056475 | -0.056475 | -0.056475 | -0.056475 | -0.056475 | -0.056475 | -0.056475 | -0.056475 | -0.056475 | -0.056475 | -0.056475 | -0.056475
F1_Commercial_Other Health_Existing_Water Heating_Natural Gas_Water Heater_E7 | F1 | Commercial | Other Health | Existing | Water Heating | Natural Gas | Water Heater | E7 | CCE | 0.04869 | 0.04869 | 0.04869 | 0.04869 | 0.04869 | 0.04869 | 0.04869 | 0.04869 | 0.04869 | 0.04869 | 0.04869 | 0.04869 | 0.04869 | 0.04869 | 0.04869 | 0.04869 | 0.04869 | 0.04869 | 0.04869 | 0.04869 | 0.04869 | 0.04869 | 0.04869 | 0.04869 | 0.04869 | 0.04869 | 0.04869 | 0.04869 | 0.04869 | 0.04869 | 0.04869 | 0.04869 | 0.04869
F1_Commercial_Other Health_Existing_Water Heating_Natural Gas_Water Heater_E8 | F1 | Commercial | Other Health | Existing | Water Heating | Natural Gas | Water Heater | E8 | CCE | 0 | 0 | 0 | 0 | 0 | 0 | 0 | 0 | 0 | 0 | 0 | 0 | 0 | 0 | 0 | 0 | 0 | 0 | 0 | 0 | 0 | 0 | 0 | 0 | 0 | 0 | 0 | 0 | 0 | 0 | 0 | 0 | 0
F1_Commercial_Other Health_Existing_Water Heating_Natural Gas_Water Heater_E9 | F1 | Commercial | Other Health | Existing | Water Heating | Natural Gas | Water Heater | E9 | CCE | 0 | 0 | 0 | 0 | 0 | 0 | 0 | 0 | 0 | 0 | 0 | 0 | 0 | 0 | 0 | 0 | 0 | 0 | 0 | 0 | 0 | 0 | 0 | 0 | 0 | 0 | 0 | 0 | 0 | 0 | 0 | 0 | 0
F1_Commercial_Other Health_Existing_Water Heating_Natural Gas_Water Heater_E10 | F1 | Commercial | Other Health | Existing | Water Heating | Natural Gas | Water Heater | E10 | CCE | 0 | 0 | 0 | 0 | 0 | 0 | 0 | 0 | 0 | 0 | 0 | 0 | 0 | 0 | 0 | 0 | 0 | 0 | 0 | 0 | 0 | 0 | 0 | 0 | 0 | 0 | 0 | 0 | 0 | 0 | 0 | 0 | 0
F2_Commercial_Other Health_Existing_Water Heating_Natural Gas_Water Heater_E1 | F2 | Commercial | Other Health | Existing | Water Heating | Natural Gas | Water Heater | E1 | TRC BC Ratio | bar: 2019 to 2051
F2_Commercial_Other Health_Existing_Water Heating_Natural Gas_Water Heater_E2 | F2 | Commercial | Other Health | Existing | Water Heating | Natural Gas | Water Heater | E2 | TRC BC Ratio | bar: 2019 to 2051
F2_Commercial_Other Health_Existing_Water Heating_Natural Gas_Water Heater_E3 | F2 | Commercial | Other Health | Existing | Water Heating | Natural Gas | Water Heater | E3 | TRC BC Ratio | 62.6897 | 63.2626 | 63.9442 | 64.7353 | 65.6582 | 66.7507 | 67.6338 | 68.4649 | 69.2858 | 70.1107 | 70.8641 | 71.5257 | 72.191 | 72.8935 | 73.7041 | 74.5088 | 75.3957 | 76.374 | 77.4106 | 78.4797 | 79.5724 | 80.5978 | 81.5376 | 82.394 | 83.1504 | 83.7943 | 84.2469 | 84.5799 | 84.8669 | 85.1112 | 85.3537 | 85.4631 | 85.4631
F2_Commercial_Other Health_Existing_Water Heating_Natural Gas_Water Heater_E4 | F2 | Commercial | Other Health | Existing | Water Heating | Natural Gas | Water Heater | E4 | TRC BC Ratio | 50.9552 | 51.4209 | 51.9749 | 52.6179 | 53.368 | 54.2561 | 54.9738 | 55.6494 | 56.3166 | 56.9871 | 57.5995 | 58.1373 | 58.678 | 59.249 | 59.9079 | 60.5619 | 61.2828 | 62.0781 | 62.9206 | 63.7895 | 64.6778 | 65.5112 | 66.2751 | 66.9712 | 67.586 | 68.1094 | 68.4772 | 68.7479 | 68.9812 | 69.1798 | 69.3769 | 69.4658 | 69.4658
F2_Commercial_Other Health_Existing_Water Heating_Natural Gas_Water Heater_E5 | F2 | Commercial | Other Health | Existing | Water Heating | Natural Gas | Water Heater | E5 | TRC BC Ratio | 34.2016 | 34.5142 | 34.886 | 35.3176 | 35.8211 | 36.4172 | 36.8989 | 37.3524 | 37.8002 | 38.2503 | 38.6613 | 39.0223 | 39.3852 | 39.7685 | 40.2107 | 40.6497 | 41.1336 | 41.6674 | 42.2329 | 42.8161 | 43.4123 | 43.9717 | 44.4845 | 44.9517 | 45.3643 | 45.7156 | 45.9625 | 46.1443 | 46.3008 | 46.4341 | 46.5664 | 46.6261 | 46.6261
F2_Commercial_Other Health_Existing_Water Heating_Natural Gas_Water Heater_E6 | F2 | Commercial | Other Health | Existing | Water Heating | Natural Gas | Water Heater | E6 | TRC BC Ratio | bar: 2019 to 2051
F2_Commercial_Other Health_Existing_Water Heating_Natural Gas_Water Heater_E7 | F2 | Commercial | Other Health | Existing | Water Heating | Natural Gas | Water Heater | E7 | TRC BC Ratio | 20.9976 | 21.1443 | 21.3768 | 21.6966 | 22.101 | 22.5932 | 22.9612 | 23.2876 | 23.5761 | 23.8373 | 24.0329 | 24.1573 | 24.2777 | 24.4286 | 24.6649 | 24.9242 | 25.2488 | 25.65 | 26.1067 | 26.5989 | 27.1219 | 27.621 | 28.0925 | 28.5474 | 28.9609 | 29.313 | 29.5605 | 29.7426 | 29.8995 | 30.0331 | 30.1656 | 30.2255 | 30.2255
F2_Commercial_Other Health_Existing_Water Heating_Natural Gas_Water Heater_E8 | F2 | Commercial | Other Health | Existing | Water Heating | Natural Gas | Water Heater | E8 | TRC BC Ratio | 0 | 0 | 0 | 0 | 0 | 0 | 0 | 0 | 0 | 0 | 0 | 0 | 0 | 0 | 0 | 0 | 0 | 0 | 0 | 0 | 0 | 0 | 0 | 0 | 0 | 0 | 0 | 0 | 0 | 0 | 0 | 0 | 0
F2_Commercial_Other Health_Existing_Water Heating_Natural Gas_Water Heater_E9 | F2 | Commercial | Other Health | Existing | Water Heating | Natural Gas | Water Heater | E9 | TRC BC Ratio | 0 | 0 | 0 | 0 | 0 | 0 | 0 | 0 | 0 | 0 | 0 | 0 | 0 | 0 | 0 | 0 | 0 | 0 | 0 | 0 | 0 | 0 | 0 | 0 | 0 | 0 | 0 | 0 | 0 | 0 | 0 | 0 | 0
F2_Commercial_Other Health_Existing_Water Heating_Natural Gas_Water Heater_E10 | F2 | Commercial | Other Health | Existing | Water Heating | Natural Gas | Water Heater | E10 | TRC BC Ratio | 0 | 0 | 0 | 0 | 0 | 0 | 0 | 0 | 0 | 0 | 0 | 0 | 0 | 0 | 0 | 0 | 0 | 0 | 0 | 0 | 0 | 0 | 0 | 0 | 0 | 0 | 0 | 0 | 0 | 0 | 0 | 0 | 0
F3_Commercial_Other Health_Existing_Water Heating_Natural Gas_Water Heater_E1 | F3 | Commercial | Other Health | Existing | Water Heating | Natural Gas | Water Heater | E1 | PACT BC Ratio | bar: 2019 to 2051
F3_Commercial_Other Health_Existing_Water Heating_Natural Gas_Water Heater_E2 | F3 | Commercial | Other Health | Existing | Water Heating | Natural Gas | Water Heater | E2 | PACT BC Ratio | bar: 2019 to 2051
F3_Commercial_Other Health_Existing_Water Heating_Natural Gas_Water Heater_E3 | F3 | Commercial | Other Health | Existing | Water Heating | Natural Gas | Water Heater | E3 | PACT BC Ratio | 83.5863 | 84.3501 | 85.2589 | 86.3137 | 87.5442 | 89.001 | 90.1784 | 91.2866 | 92.3811 | 93.481 | 94.4855 | 95.3676 | 96.2546 | 97.1913 | 98.2722 | 99.345 | 100.5276 | 101.8321 | 103.2141 | 104.6396 | 106.0966 | 107.4638 | 108.7168 | 109.8587 | 110.8672 | 111.7257 | 112.3292 | 112.7732 | 113.1559 | 113.4816 | 113.8049 | 113.9508 | 113.9508
F3_Commercial_Other Health_Existing_Water Heating_Natural Gas_Water Heater_E4 | F3 | Commercial | Other Health | Existing | Water Heating | Natural Gas | Water Heater | E4 | PACT BC Ratio | 67.9403 | 68.5611 | 69.2998 | 70.1572 | 71.1574 | 72.3414 | 73.2984 | 74.1992 | 75.0888 | 75.9829 | 76.7993 | 77.5164 | 78.2373 | 78.9987 | 79.8772 | 80.7492 | 81.7105 | 82.7707 | 83.8941 | 85.0527 | 86.237 | 87.3483 | 88.3668 | 89.2949 | 90.1146 | 90.8125 | 91.3029 | 91.6639 | 91.9749 | 92.2397 | 92.5025 | 92.6211 | 92.6211
F3_Commercial_Other Health_Existing_Water Heating_Natural Gas_Water Heater_E5 | F3 | Commercial | Other Health | Existing | Water Heating | Natural Gas | Water Heater | E5 | PACT BC Ratio | 45.6021 | 46.0189 | 46.5147 | 47.0902 | 47.7615 | 48.5562 | 49.1986 | 49.8032 | 50.4003 | 51.0004 | 51.5484 | 52.0297 | 52.5136 | 53.0246 | 53.6143 | 54.1996 | 54.8448 | 55.5565 | 56.3105 | 57.0882 | 57.8831 | 58.629 | 59.3126 | 59.9356 | 60.4858 | 60.9542 | 61.2834 | 61.5257 | 61.7344 | 61.9121 | 62.0885 | 62.1681 | 62.1681
F3_Commercial_Other Health_Existing_Water Heating_Natural Gas_Water Heater_E6 | F3 | Commercial | Other Health | Existing | Water Heating | Natural Gas | Water Heater | E6 | PACT BC Ratio | bar: 2019 to 2051
F3_Commercial_Other Health_Existing_Water Heating_Natural Gas_Water Heater_E7 | F3 | Commercial | Other Health | Existing | Water Heating | Natural Gas | Water Heater | E7 | PACT BC Ratio | 27.9968 | 28.1924 | 28.5024 | 28.9288 | 29.4679 | 30.1242 | 30.6149 | 31.0502 | 31.4348 | 31.7831 | 32.0439 | 32.2097 | 32.3702 | 32.5714 | 32.8865 | 33.2323 | 33.6651 | 34.2 | 34.809 | 35.4652 | 36.1626 | 36.828 | 37.4567 | 38.0632 | 38.6146 | 39.084 | 39.4139 | 39.6568 | 39.8659 | 40.0441 | 40.2208 | 40.3006 | 40.3006
F3_Commercial_Other Health_Existing_Water Heating_Natural Gas_Water Heater_E8 | F3 | Commercial | Other Health | Existing | Water Heating | Natural Gas | Water Heater | E8 | PACT BC Ratio | 0 | 0 | 0 | 0 | 0 | 0 | 0 | 0 | 0 | 0 | 0 | 0 | 0 | 0 | 0 | 0 | 0 | 0 | 0 | 0 | 0 | 0 | 0 | 0 | 0 | 0 | 0 | 0 | 0 | 0 | 0 | 0 | 0
F3_Commercial_Other Health_Existing_Water Heating_Natural Gas_Water Heater_E9 | F3 | Commercial | Other Health | Existing | Water Heating | Natural Gas | Water Heater | E9 | PACT BC Ratio | 0 | 0 | 0 | 0 | 0 | 0 | 0 | 0 | 0 | 0 | 0 | 0 | 0 | 0 | 0 | 0 | 0 | 0 | 0 | 0 | 0 | 0 | 0 | 0 | 0 | 0 | 0 | 0 | 0 | 0 | 0 | 0 | 0
F3_Commercial_Other Health_Existing_Water Heating_Natural Gas_Water Heater_E10 | F3 | Commercial | Other Health | Existing | Water Heating | Natural Gas | Water Heater | E10 | PACT BC Ratio | 0 | 0 | 0 | 0 | 0 | 0 | 0 | 0 | 0 | 0 | 0 | 0 | 0 | 0 | 0 | 0 | 0 | 0 | 0 | 0 | 0 | 0 | 0 | 0 | 0 | 0 | 0 | 0 | 0 | 0 | 0 | 0 | 0
F4_Commercial_Other Health_Existing_Water Heating_Natural Gas_Water Heater_E1 | F4 | Commercial | Other Health | Existing | Water Heating | Natural Gas | Water Heater | E1 | RVT BC Ratio | bar: 2019 to 2051
F4_Commercial_Other Health_Existing_Water Heating_Natural Gas_Water Heater_E2 | F4 | Commercial | Other Health | Existing | Water Heating | Natural Gas | Water Heater | E2 | RVT BC Ratio | bar: 2019 to 2051
F4_Commercial_Other Health_Existing_Water Heating_Natural Gas_Water Heater_E3 | F4 | Commercial | Other Health | Existing | Water Heating | Natural Gas | Water Heater | E3 | RVT BC Ratio | 90.8276 | 91.6512 | 92.6312 | 93.7685 | 95.0953 | 96.6661 | 97.9356 | 99.1306 | 100.3107 | 101.4967 | 102.5798 | 103.531 | 104.4874 | 105.4974 | 106.6628 | 107.8196 | 109.0948 | 110.5013 | 111.9915 | 113.5285 | 115.0996 | 116.5737 | 117.9249 | 119.1561 | 120.2435 | 121.1692 | 121.8199 | 122.2987 | 122.7113 | 123.0626 | 123.4112 | 123.5685 | 123.5685
F4_Commercial_Other Health_Existing_Water Heating_Natural Gas_Water Heater_E4 | F4 | Commercial | Other Health | Existing | Water Heating | Natural Gas | Water Heater | E4 | RVT BC Ratio | 73.9572 | 74.6266 | 75.4231 | 76.3476 | 77.426 | 78.7028 | 79.7347 | 80.7059 | 81.6652 | 82.6292 | 83.5095 | 84.2827 | 85.06 | 85.881 | 86.8283 | 87.7685 | 88.805 | 89.9483 | 91.1595 | 92.4088 | 93.6858 | 94.884 | 95.9823 | 96.983 | 97.8669 | 98.6193 | 99.1482 | 99.5374 | 99.8727 | 100.1583 | 100.4416 | 100.5695 | 100.5695
F4_Commercial_Other Health_Existing_Water Heating_Natural Gas_Water Heater_E5 | F4 | Commercial | Other Health | Existing | Water Heating | Natural Gas | Water Heater | E5 | RVT BC Ratio | 49.8709 | 50.3202 | 50.8549 | 51.4754 | 52.1992 | 53.0562 | 53.7488 | 54.4007 | 55.0446 | 55.6916 | 56.2825 | 56.8015 | 57.3232 | 57.8743 | 58.5101 | 59.1412 | 59.8369 | 60.6043 | 61.4173 | 62.2558 | 63.1129 | 63.9172 | 64.6543 | 65.326 | 65.9193 | 66.4244 | 66.7793 | 67.0406 | 67.2657 | 67.4573 | 67.6475 | 67.7333 | 67.7333
F4_Commercial_Other Health_Existing_Water Heating_Natural Gas_Water Heater_E6 | F4 | Commercial | Other Health | Existing | Water Heating | Natural Gas | Water Heater | E6 | RVT BC Ratio | bar: 2019 to 2051
F4_Commercial_Other Health_Existing_Water Heating_Natural Gas_Water Heater_E7 | F4 | Commercial | Other Health | Existing | Water Heating | Natural Gas | Water Heater | E7 | RVT BC Ratio | 30.8878 | 31.0987 | 31.4329 | 31.8928 | 32.4741 | 33.1817 | 33.7108 | 34.1801 | 34.5949 | 34.9704 | 35.2516 | 35.4304 | 35.6035 | 35.8204 | 36.1602 | 36.533 | 36.9996 | 37.5764 | 38.2331 | 38.9407 | 39.6926 | 40.4101 | 41.088 | 41.742 | 42.3365 | 42.8427 | 43.1984 | 43.4602 | 43.6858 | 43.8779 | 44.0685 | 44.1545 | 44.1545
F4_Commercial_Other Health_Existing_Water Heating_Natural Gas_Water Heater_E8 | F4 | Commercial | Other Health | Existing | Water Heating | Natural Gas | Water Heater | E8 | RVT BC Ratio | 0 | 0 | 0 | 0 | 0 | 0 | 0 | 0 | 0 | 0 | 0 | 0 | 0 | 0 | 0 | 0 | 0 | 0 | 0 | 0 | 0 | 0 | 0 | 0 | 0 | 0 | 0 | 0 | 0 | 0 | 0 | 0 | 0
F4_Commercial_Other Health_Existing_Water Heating_Natural Gas_Water Heater_E9 | F4 | Commercial | Other Health | Existing | Water Heating | Natural Gas | Water Heater | E9 | RVT BC Ratio | 0 | 0 | 0 | 0 | 0 | 0 | 0 | 0 | 0 | 0 | 0 | 0 | 0 | 0 | 0 | 0 | 0 | 0 | 0 | 0 | 0 | 0 | 0 | 0 | 0 | 0 | 0 | 0 | 0 | 0 | 0 | 0 | 0
F4_Commercial_Other Health_Existing_Water Heating_Natural Gas_Water Heater_E10 | F4 | Commercial | Other Health | Existing | Water Heating | Natural Gas | Water Heater | E10 | RVT BC Ratio | 0 | 0 | 0 | 0 | 0 | 0 | 0 | 0 | 0 | 0 | 0 | 0 | 0 | 0 | 0 | 0 | 0 | 0 | 0 | 0 | 0 | 0 | 0 | 0 | 0 | 0 | 0 | 0 | 0 | 0 | 0 | 0 | 0
F5_Commercial_Other Health_Existing_Water Heating_Natural Gas_Water Heater_E1 | F5 | Commercial | Other Health | Existing | Water Heating | Natural Gas | Water Heater | E1 | RIM BC Ratio | bar: 2019 to 2051
F5_Commercial_Other Health_Existing_Water Heating_Natural Gas_Water Heater_E2 | F5 | Commercial | Other Health | Existing | Water Heating | Natural Gas | Water Heater | E2 | RIM BC Ratio | bar: 2019 to 2051
F5_Commercial_Other Health_Existing_Water Heating_Natural Gas_Water Heater_E3 | F5 | Commercial | Other Health | Existing | Water Heating | Natural Gas | Water Heater | E3 | RIM BC Ratio | 0.82643 | 0.8265 | 0.82659 | 0.82668 | 0.8268 | 0.82692 | 0.82702 | 0.82712 | 0.82721 | 0.82729 | 0.82737 | 0.82744 | 0.8275 | 0.82757 | 0.82765 | 0.82772 | 0.82781 | 0.82789 | 0.82798 | 0.82807 | 0.82816 | 0.82825 | 0.82832 | 0.82839 | 0.82844 | 0.82849 | 0.82852 | 0.82855 | 0.82857 | 0.82858 | 0.8286 | 0.82861 | 0.82861
F5_Commercial_Other Health_Existing_Water Heating_Natural Gas_Water Heater_E4 | F5 | Commercial | Other Health | Existing | Water Heating | Natural Gas | Water Heater | E4 | RIM BC Ratio | 0.82455 | 0.82464 | 0.82475 | 0.82487 | 0.825 | 0.82516 | 0.82528 | 0.82539 | 0.8255 | 0.82561 | 0.82571 | 0.82579 | 0.82587 | 0.82595 | 0.82605 | 0.82614 | 0.82624 | 0.82635 | 0.82646 | 0.82657 | 0.82668 | 0.82678 | 0.82687 | 0.82695 | 0.82702 | 0.82708 | 0.82712 | 0.82715 | 0.82717 | 0.82719 | 0.82721 | 0.82722 | 0.82722
F5_Commercial_Other Health_Existing_Water Heating_Natural Gas_Water Heater_E5 | F5 | Commercial | Other Health | Existing | Water Heating | Natural Gas | Water Heater | E5 | RIM BC Ratio | 0.81968 | 0.81981 | 0.81997 | 0.82014 | 0.82034 | 0.82057 | 0.82075 | 0.82092 | 0.82108 | 0.82124 | 0.82138 | 0.8215 | 0.82162 | 0.82174 | 0.82188 | 0.82202 | 0.82217 | 0.82232 | 0.82249 | 0.82265 | 0.82281 | 0.82296 | 0.8231 | 0.82321 | 0.82332 | 0.8234 | 0.82346 | 0.82351 | 0.82354 | 0.82358 | 0.82361 | 0.82362 | 0.82362
F5_Commercial_Other Health_Existing_Water Heating_Natural Gas_Water Heater_E6 | F5 | Commercial | Other Health | Existing | Water Heating | Natural Gas | Water Heater | E6 | RIM BC Ratio | bar: 2019 to 2051
F5_Commercial_Other Health_Existing_Water Heating_Natural Gas_Water Heater_E7 | F5 | Commercial | Other Health | Existing | Water Heating | Natural Gas | Water Heater | E7 | RIM BC Ratio | 0.81051 | 0.81068 | 0.81093 | 0.81127 | 0.81169 | 0.81218 | 0.81253 | 0.81283 | 0.81309 | 0.81332 | 0.81349 | 0.8136 | 0.8137 | 0.81382 | 0.81402 | 0.81423 | 0.81449 | 0.81479 | 0.81513 | 0.81549 | 0.81585 | 0.81618 | 0.81648 | 0.81677 | 0.81702 | 0.81723 | 0.81737 | 0.81747 | 0.81756 | 0.81764 | 0.81771 | 0.81774 | 0.81774
F5_Commercial_Other Health_Existing_Water Heating_Natural Gas_Water Heater_E8 | F5 | Commercial | Other Health | Existing | Water Heating | Natural Gas | Water Heater | E8 | RIM BC Ratio | 0 | 0 | 0 | 0 | 0 | 0 | 0 | 0 | 0 | 0 | 0 | 0 | 0 | 0 | 0 | 0 | 0 | 0 | 0 | 0 | 0 | 0 | 0 | 0 | 0 | 0 | 0 | 0 | 0 | 0 | 0 | 0 | 0
F5_Commercial_Other Health_Existing_Water Heating_Natural Gas_Water Heater_E9 | F5 | Commercial | Other Health | Existing | Water Heating | Natural Gas | Water Heater | E9 | RIM BC Ratio | 0 | 0 | 0 | 0 | 0 | 0 | 0 | 0 | 0 | 0 | 0 | 0 | 0 | 0 | 0 | 0 | 0 | 0 | 0 | 0 | 0 | 0 | 0 | 0 | 0 | 0 | 0 | 0 | 0 | 0 | 0 | 0 | 0
F5_Commercial_Other Health_Existing_Water Heating_Natural Gas_Water Heater_E10 | F5 | Commercial | Other Health | Existing | Water Heating | Natural Gas | Water Heater | E10 | RIM BC Ratio | 0 | 0 | 0 | 0 | 0 | 0 | 0 | 0 | 0 | 0 | 0 | 0 | 0 | 0 | 0 | 0 | 0 | 0 | 0 | 0 | 0 | 0 | 0 | 0 | 0 | 0 | 0 | 0 | 0 | 0 | 0 | 0 | 0
F0_Commercial_Other Health_Existing_Food Preparation_Natural Gas_Oven_E0 | F0 | Commercial | Other Health | Existing | Food Preparation | Natural Gas | Oven | E0 | Economic Unit | ENERGY STAR (>44% Baking Efficiency) | ENERGY STAR (>44% Baking Efficiency) | ENERGY STAR (>44% Baking Efficiency) | ENERGY STAR (>44% Baking Efficiency) | ENERGY STAR (>44% Baking Efficiency) | ENERGY STAR (>44% Baking Efficiency) | ENERGY STAR (>44% Baking Efficiency) | ENERGY STAR (>44% Baking Efficiency) | ENERGY STAR (>44% Baking Efficiency) | ENERGY STAR (>44% Baking Efficiency) | ENERGY STAR (>44% Baking Efficiency) | ENERGY STAR (>44% Baking Efficiency) | ENERGY STAR (>44% Baking Efficiency) | ENERGY STAR (>44% Baking Efficiency) | ENERGY STAR (>44% Baking Efficiency) | ENERGY STAR (>44% Baking Efficiency) | ENERGY STAR (>44% Baking Efficiency) | ENERGY STAR (>44% Baking Efficiency) | ENERGY STAR (>44% Baking Efficiency) | ENERGY STAR (>44% Baking Efficiency) | ENERGY STAR (>44% Baking Efficiency) | ENERGY STAR (>44% Baking Efficiency) | ENERGY STAR (>44% Baking Efficiency) | ENERGY STAR (>44% Baking Efficiency) | ENERGY STAR (>44% Baking Efficiency) | ENERGY STAR (>44% Baking Efficiency) | ENERGY STAR (>44% Baking Efficiency) | ENERGY STAR (>44% Baking Efficiency) | ENERGY STAR (>44% Baking Efficiency) | ENERGY STAR (>44% Baking Efficiency) | ENERGY STAR (>44% Baking Efficiency) | ENERGY STAR (>44% Baking Efficiency) | ENERGY STAR (>44% Baking Efficiency)
F1_Commercial_Other Health_Existing_Food Preparation_Natural Gas_Oven_E1 | F1 | Commercial | Other Health | Existing | Food Preparation | Natural Gas | Oven | E1 | CCE | 0 | 0 | 0 | 0 | 0 | 0 | 0 | 0 | 0 | 0 | 0 | 0 | 0 | 0 | 0 | 0 | 0 | 0 | 0 | 0 | 0 | 0 | 0 | 0 | 0 | 0 | 0 | 0 | 0 | 0 | 0 | 0 | 0
F1_Commercial_Other Health_Existing_Food Preparation_Natural Gas_Oven_E2 | F1 | Commercial | Other Health | Existing | Food Preparation | Natural Gas | Oven | E2 | CCE | 0.52905 | 0.52905 | 0.52905 | 0.52905 | 0.52905 | 0.52905 | 0.52905 | 0.52905 | 0.52905 | 0.52905 | 0.52905 | 0.52905 | 0.52905 | 0.52905 | 0.52905 | 0.52905 | 0.52905 | 0.52905 | 0.52905 | 0.52905 | 0.52905 | 0.52905 | 0.52905 | 0.52905 | 0.52905 | 0.52905 | 0.52905 | 0.52905 | 0.52905 | 0.52905 | 0.52905 | 0.52905 | 0.52905
F1_Commercial_Other Health_Existing_Food Preparation_Natural Gas_Oven_E3 | F1 | Commercial | Other Health | Existing | Food Preparation | Natural Gas | Oven | E3 | CCE | 0 | 0 | 0 | 0 | 0 | 0 | 0 | 0 | 0 | 0 | 0 | 0 | 0 | 0 | 0 | 0 | 0 | 0 | 0 | 0 | 0 | 0 | 0 | 0 | 0 | 0 | 0 | 0 | 0 | 0 | 0 | 0 | 0
F1_Commercial_Other Health_Existing_Food Preparation_Natural Gas_Oven_E4 | F1 | Commercial | Other Health | Existing | Food Preparation | Natural Gas | Oven | E4 | CCE | 0 | 0 | 0 | 0 | 0 | 0 | 0 | 0 | 0 | 0 | 0 | 0 | 0 | 0 | 0 | 0 | 0 | 0 | 0 | 0 | 0 | 0 | 0 | 0 | 0 | 0 | 0 | 0 | 0 | 0 | 0 | 0 | 0
F1_Commercial_Other Health_Existing_Food Preparation_Natural Gas_Oven_E5 | F1 | Commercial | Other Health | Existing | Food Preparation | Natural Gas | Oven | E5 | CCE | 0 | 0 | 0 | 0 | 0 | 0 | 0 | 0 | 0 | 0 | 0 | 0 | 0 | 0 | 0 | 0 | 0 | 0 | 0 | 0 | 0 | 0 | 0 | 0 | 0 | 0 | 0 | 0 | 0 | 0 | 0 | 0 | 0
F1_Commercial_Other Health_Existing_Food Preparation_Natural Gas_Oven_E6 | F1 | Commercial | Other Health | Existing | Food Preparation | Natural Gas | Oven | E6 | CCE | 0 | 0 | 0 | 0 | 0 | 0 | 0 | 0 | 0 | 0 | 0 | 0 | 0 | 0 | 0 | 0 | 0 | 0 | 0 | 0 | 0 | 0 | 0 | 0 | 0 | 0 | 0 | 0 | 0 | 0 | 0 | 0 | 0
F1_Commercial_Other Health_Existing_Food Preparation_Natural Gas_Oven_E7 | F1 | Commercial | Other Health | Existing | Food Preparation | Natural Gas | Oven | E7 | CCE | 0 | 0 | 0 | 0 | 0 | 0 | 0 | 0 | 0 | 0 | 0 | 0 | 0 | 0 | 0 | 0 | 0 | 0 | 0 | 0 | 0 | 0 | 0 | 0 | 0 | 0 | 0 | 0 | 0 | 0 | 0 | 0 | 0
F1_Commercial_Other Health_Existing_Food Preparation_Natural Gas_Oven_E8 | F1 | Commercial | Other Health | Existing | Food Preparation | Natural Gas | Oven | E8 | CCE | 0 | 0 | 0 | 0 | 0 | 0 | 0 | 0 | 0 | 0 | 0 | 0 | 0 | 0 | 0 | 0 | 0 | 0 | 0 | 0 | 0 | 0 | 0 | 0 | 0 | 0 | 0 | 0 | 0 | 0 | 0 | 0 | 0
F1_Commercial_Other Health_Existing_Food Preparation_Natural Gas_Oven_E9 | F1 | Commercial | Other Health | Existing | Food Preparation | Natural Gas | Oven | E9 | CCE | 0 | 0 | 0 | 0 | 0 | 0 | 0 | 0 | 0 | 0 | 0 | 0 | 0 | 0 | 0 | 0 | 0 | 0 | 0 | 0 | 0 | 0 | 0 | 0 | 0 | 0 | 0 | 0 | 0 | 0 | 0 | 0 | 0
F1_Commercial_Other Health_Existing_Food Preparation_Natural Gas_Oven_E10 | F1 | Commercial | Other Health | Existing | Food Preparation | Natural Gas | Oven | E10 | CCE | 0 | 0 | 0 | 0 | 0 | 0 | 0 | 0 | 0 | 0 | 0 | 0 | 0 | 0 | 0 | 0 | 0 | 0 | 0 | 0 | 0 | 0 | 0 | 0 | 0 | 0 | 0 | 0 | 0 | 0 | 0 | 0 | 0
F2_Commercial_Other Health_Existing_Food Preparation_Natural Gas_Oven_E1 | F2 | Commercial | Other Health | Existing | Food Preparation | Natural Gas | Oven | E1 | TRC BC Ratio | bar: 2019 to 2051
F2_Commercial_Other Health_Existing_Food Preparation_Natural Gas_Oven_E2 | F2 | Commercial | Other Health | Existing | Food Preparation | Natural Gas | Oven | E2 | TRC BC Ratio | 2.6596 | 2.6798 | 2.7025 | 2.7274 | 2.7558 | 2.7887 | 2.8153 | 2.8409 | 2.8669 | 2.8939 | 2.9197 | 2.9434 | 2.9676 | 2.9931 | 3.0212 | 3.0486 | 3.0777 | 3.1085 | 3.1406 | 3.1733 | 3.2062 | 3.2371 | 3.2649 | 3.2895 | 3.3108 | 3.3291 | 3.3418 | 3.3512 | 3.3594 | 3.3664 | 3.3733 | 3.3764 | 3.3764
F2_Commercial_Other Health_Existing_Food Preparation_Natural Gas_Oven_E3 | F2 | Commercial | Other Health | Existing | Food Preparation | Natural Gas | Oven | E3 | TRC BC Ratio | 0 | 0 | 0 | 0 | 0 | 0 | 0 | 0 | 0 | 0 | 0 | 0 | 0 | 0 | 0 | 0 | 0 | 0 | 0 | 0 | 0 | 0 | 0 | 0 | 0 | 0 | 0 | 0 | 0 | 0 | 0 | 0 | 0
F2_Commercial_Other Health_Existing_Food Preparation_Natural Gas_Oven_E4 | F2 | Commercial | Other Health | Existing | Food Preparation | Natural Gas | Oven | E4 | TRC BC Ratio | 0 | 0 | 0 | 0 | 0 | 0 | 0 | 0 | 0 | 0 | 0 | 0 | 0 | 0 | 0 | 0 | 0 | 0 | 0 | 0 | 0 | 0 | 0 | 0 | 0 | 0 | 0 | 0 | 0 | 0 | 0 | 0 | 0
F2_Commercial_Other Health_Existing_Food Preparation_Natural Gas_Oven_E5 | F2 | Commercial | Other Health | Existing | Food Preparation | Natural Gas | Oven | E5 | TRC BC Ratio | 0 | 0 | 0 | 0 | 0 | 0 | 0 | 0 | 0 | 0 | 0 | 0 | 0 | 0 | 0 | 0 | 0 | 0 | 0 | 0 | 0 | 0 | 0 | 0 | 0 | 0 | 0 | 0 | 0 | 0 | 0 | 0 | 0
F2_Commercial_Other Health_Existing_Food Preparation_Natural Gas_Oven_E6 | F2 | Commercial | Other Health | Existing | Food Preparation | Natural Gas | Oven | E6 | TRC BC Ratio | 0 | 0 | 0 | 0 | 0 | 0 | 0 | 0 | 0 | 0 | 0 | 0 | 0 | 0 | 0 | 0 | 0 | 0 | 0 | 0 | 0 | 0 | 0 | 0 | 0 | 0 | 0 | 0 | 0 | 0 | 0 | 0 | 0
F2_Commercial_Other Health_Existing_Food Preparation_Natural Gas_Oven_E7 | F2 | Commercial | Other Health | Existing | Food Preparation | Natural Gas | Oven | E7 | TRC BC Ratio | 0 | 0 | 0 | 0 | 0 | 0 | 0 | 0 | 0 | 0 | 0 | 0 | 0 | 0 | 0 | 0 | 0 | 0 | 0 | 0 | 0 | 0 | 0 | 0 | 0 | 0 | 0 | 0 | 0 | 0 | 0 | 0 | 0
F2_Commercial_Other Health_Existing_Food Preparation_Natural Gas_Oven_E8 | F2 | Commercial | Other Health | Existing | Food Preparation | Natural Gas | Oven | E8 | TRC BC Ratio | 0 | 0 | 0 | 0 | 0 | 0 | 0 | 0 | 0 | 0 | 0 | 0 | 0 | 0 | 0 | 0 | 0 | 0 | 0 | 0 | 0 | 0 | 0 | 0 | 0 | 0 | 0 | 0 | 0 | 0 | 0 | 0 | 0
F2_Commercial_Other Health_Existing_Food Preparation_Natural Gas_Oven_E9 | F2 | Commercial | Other Health | Existing | Food Preparation | Natural Gas | Oven | E9 | TRC BC Ratio | 0 | 0 | 0 | 0 | 0 | 0 | 0 | 0 | 0 | 0 | 0 | 0 | 0 | 0 | 0 | 0 | 0 | 0 | 0 | 0 | 0 | 0 | 0 | 0 | 0 | 0 | 0 | 0 | 0 | 0 | 0 | 0 | 0
F2_Commercial_Other Health_Existing_Food Preparation_Natural Gas_Oven_E10 | F2 | Commercial | Other Health | Existing | Food Preparation | Natural Gas | Oven | E10 | TRC BC Ratio | 0 | 0 | 0 | 0 | 0 | 0 | 0 | 0 | 0 | 0 | 0 | 0 | 0 | 0 | 0 | 0 | 0 | 0 | 0 | 0 | 0 | 0 | 0 | 0 | 0 | 0 | 0 | 0 | 0 | 0 | 0 | 0 | 0
F3_Commercial_Other Health_Existing_Food Preparation_Natural Gas_Oven_E1 | F3 | Commercial | Other Health | Existing | Food Preparation | Natural Gas | Oven | E1 | PACT BC Ratio | bar: 2019 to 2051
F3_Commercial_Other Health_Existing_Food Preparation_Natural Gas_Oven_E2 | F3 | Commercial | Other Health | Existing | Food Preparation | Natural Gas | Oven | E2 | PACT BC Ratio | 3.5461 | 3.5731 | 3.6033 | 3.6366 | 3.6744 | 3.7182 | 3.7538 | 3.7879 | 3.8225 | 3.8586 | 3.893 | 3.9245 | 3.9568 | 3.9908 | 4.0282 | 4.0648 | 4.1037 | 4.1447 | 4.1874 | 4.2311 | 4.275 | 4.3161 | 4.3532 | 4.386 | 4.4144 | 4.4388 | 4.4557 | 4.4683 | 4.4792 | 4.4885 | 4.4978 | 4.5018 | 4.5018
F3_Commercial_Other Health_Existing_Food Preparation_Natural Gas_Oven_E3 | F3 | Commercial | Other Health | Existing | Food Preparation | Natural Gas | Oven | E3 | PACT BC Ratio | 0 | 0 | 0 | 0 | 0 | 0 | 0 | 0 | 0 | 0 | 0 | 0 | 0 | 0 | 0 | 0 | 0 | 0 | 0 | 0 | 0 | 0 | 0 | 0 | 0 | 0 | 0 | 0 | 0 | 0 | 0 | 0 | 0
F3_Commercial_Other Health_Existing_Food Preparation_Natural Gas_Oven_E4 | F3 | Commercial | Other Health | Existing | Food Preparation | Natural Gas | Oven | E4 | PACT BC Ratio | 0 | 0 | 0 | 0 | 0 | 0 | 0 | 0 | 0 | 0 | 0 | 0 | 0 | 0 | 0 | 0 | 0 | 0 | 0 | 0 | 0 | 0 | 0 | 0 | 0 | 0 | 0 | 0 | 0 | 0 | 0 | 0 | 0
F3_Commercial_Other Health_Existing_Food Preparation_Natural Gas_Oven_E5 | F3 | Commercial | Other Health | Existing | Food Preparation | Natural Gas | Oven | E5 | PACT BC Ratio | 0 | 0 | 0 | 0 | 0 | 0 | 0 | 0 | 0 | 0 | 0 | 0 | 0 | 0 | 0 | 0 | 0 | 0 | 0 | 0 | 0 | 0 | 0 | 0 | 0 | 0 | 0 | 0 | 0 | 0 | 0 | 0 | 0
F3_Commercial_Other Health_Existing_Food Preparation_Natural Gas_Oven_E6 | F3 | Commercial | Other Health | Existing | Food Preparation | Natural Gas | Oven | E6 | PACT BC Ratio | 0 | 0 | 0 | 0 | 0 | 0 | 0 | 0 | 0 | 0 | 0 | 0 | 0 | 0 | 0 | 0 | 0 | 0 | 0 | 0 | 0 | 0 | 0 | 0 | 0 | 0 | 0 | 0 | 0 | 0 | 0 | 0 | 0
F3_Commercial_Other Health_Existing_Food Preparation_Natural Gas_Oven_E7 | F3 | Commercial | Other Health | Existing | Food Preparation | Natural Gas | Oven | E7 | PACT BC Ratio | 0 | 0 | 0 | 0 | 0 | 0 | 0 | 0 | 0 | 0 | 0 | 0 | 0 | 0 | 0 | 0 | 0 | 0 | 0 | 0 | 0 | 0 | 0 | 0 | 0 | 0 | 0 | 0 | 0 | 0 | 0 | 0 | 0
F3_Commercial_Other Health_Existing_Food Preparation_Natural Gas_Oven_E8 | F3 | Commercial | Other Health | Existing | Food Preparation | Natural Gas | Oven | E8 | PACT BC Ratio | 0 | 0 | 0 | 0 | 0 | 0 | 0 | 0 | 0 | 0 | 0 | 0 | 0 | 0 | 0 | 0 | 0 | 0 | 0 | 0 | 0 | 0 | 0 | 0 | 0 | 0 | 0 | 0 | 0 | 0 | 0 | 0 | 0
F3_Commercial_Other Health_Existing_Food Preparation_Natural Gas_Oven_E9 | F3 | Commercial | Other Health | Existing | Food Preparation | Natural Gas | Oven | E9 | PACT BC Ratio | 0 | 0 | 0 | 0 | 0 | 0 | 0 | 0 | 0 | 0 | 0 | 0 | 0 | 0 | 0 | 0 | 0 | 0 | 0 | 0 | 0 | 0 | 0 | 0 | 0 | 0 | 0 | 0 | 0 | 0 | 0 | 0 | 0
F3_Commercial_Other Health_Existing_Food Preparation_Natural Gas_Oven_E10 | F3 | Commercial | Other Health | Existing | Food Preparation | Natural Gas | Oven | E10 | PACT BC Ratio | 0 | 0 | 0 | 0 | 0 | 0 | 0 | 0 | 0 | 0 | 0 | 0 | 0 | 0 | 0 | 0 | 0 | 0 | 0 | 0 | 0 | 0 | 0 | 0 | 0 | 0 | 0 | 0 | 0 | 0 | 0 | 0 | 0
F4_Commercial_Other Health_Existing_Food Preparation_Natural Gas_Oven_E1 | F4 | Commercial | Other Health | Existing | Food Preparation | Natural Gas | Oven | E1 | RVT BC Ratio | bar: 2019 to 2051
F4_Commercial_Other Health_Existing_Food Preparation_Natural Gas_Oven_E2 | F4 | Commercial | Other Health | Existing | Food Preparation | Natural Gas | Oven | E2 | RVT BC Ratio | 4.5236 | 4.5528 | 4.5853 | 4.6211 | 4.662 | 4.7092 | 4.7475 | 4.7843 | 4.8216 | 4.8605 | 4.8976 | 4.9317 | 4.9665 | 5.0031 | 5.0435 | 5.0829 | 5.1248 | 5.169 | 5.2151 | 5.2622 | 5.3095 | 5.3539 | 5.3939 | 5.4293 | 5.4599 | 5.4862 | 5.5044 | 5.518 | 5.5298 | 5.5398 | 5.5498 | 5.5542 | 5.5542
F4_Commercial_Other Health_Existing_Food Preparation_Natural Gas_Oven_E3 | F4 | Commercial | Other Health | Existing | Food Preparation | Natural Gas | Oven | E3 | RVT BC Ratio | 0 | 0 | 0 | 0 | 0 | 0 | 0 | 0 | 0 | 0 | 0 | 0 | 0 | 0 | 0 | 0 | 0 | 0 | 0 | 0 | 0 | 0 | 0 | 0 | 0 | 0 | 0 | 0 | 0 | 0 | 0 | 0 | 0
F4_Commercial_Other Health_Existing_Food Preparation_Natural Gas_Oven_E4 | F4 | Commercial | Other Health | Existing | Food Preparation | Natural Gas | Oven | E4 | RVT BC Ratio | 0 | 0 | 0 | 0 | 0 | 0 | 0 | 0 | 0 | 0 | 0 | 0 | 0 | 0 | 0 | 0 | 0 | 0 | 0 | 0 | 0 | 0 | 0 | 0 | 0 | 0 | 0 | 0 | 0 | 0 | 0 | 0 | 0
F4_Commercial_Other Health_Existing_Food Preparation_Natural Gas_Oven_E5 | F4 | Commercial | Other Health | Existing | Food Preparation | Natural Gas | Oven | E5 | RVT BC Ratio | 0 | 0 | 0 | 0 | 0 | 0 | 0 | 0 | 0 | 0 | 0 | 0 | 0 | 0 | 0 | 0 | 0 | 0 | 0 | 0 | 0 | 0 | 0 | 0 | 0 | 0 | 0 | 0 | 0 | 0 | 0 | 0 | 0
F4_Commercial_Other Health_Existing_Food Preparation_Natural Gas_Oven_E6 | F4 | Commercial | Other Health | Existing | Food Preparation | Natural Gas | Oven | E6 | RVT BC Ratio | 0 | 0 | 0 | 0 | 0 | 0 | 0 | 0 | 0 | 0 | 0 | 0 | 0 | 0 | 0 | 0 | 0 | 0 | 0 | 0 | 0 | 0 | 0 | 0 | 0 | 0 | 0 | 0 | 0 | 0 | 0 | 0 | 0
F4_Commercial_Other Health_Existing_Food Preparation_Natural Gas_Oven_E7 | F4 | Commercial | Other Health | Existing | Food Preparation | Natural Gas | Oven | E7 | RVT BC Ratio | 0 | 0 | 0 | 0 | 0 | 0 | 0 | 0 | 0 | 0 | 0 | 0 | 0 | 0 | 0 | 0 | 0 | 0 | 0 | 0 | 0 | 0 | 0 | 0 | 0 | 0 | 0 | 0 | 0 | 0 | 0 | 0 | 0
F4_Commercial_Other Health_Existing_Food Preparation_Natural Gas_Oven_E8 | F4 | Commercial | Other Health | Existing | Food Preparation | Natural Gas | Oven | E8 | RVT BC Ratio | 0 | 0 | 0 | 0 | 0 | 0 | 0 | 0 | 0 | 0 | 0 | 0 | 0 | 0 | 0 | 0 | 0 | 0 | 0 | 0 | 0 | 0 | 0 | 0 | 0 | 0 | 0 | 0 | 0 | 0 | 0 | 0 | 0
F4_Commercial_Other Health_Existing_Food Preparation_Natural Gas_Oven_E9 | F4 | Commercial | Other Health | Existing | Food Preparation | Natural Gas | Oven | E9 | RVT BC Ratio | 0 | 0 | 0 | 0 | 0 | 0 | 0 | 0 | 0 | 0 | 0 | 0 | 0 | 0 | 0 | 0 | 0 | 0 | 0 | 0 | 0 | 0 | 0 | 0 | 0 | 0 | 0 | 0 | 0 | 0 | 0 | 0 | 0
F4_Commercial_Other Health_Existing_Food Preparation_Natural Gas_Oven_E10 | F4 | Commercial | Other Health | Existing | Food Preparation | Natural Gas | Oven | E10 | RVT BC Ratio | 0 | 0 | 0 | 0 | 0 | 0 | 0 | 0 | 0 | 0 | 0 | 0 | 0 | 0 | 0 | 0 | 0 | 0 | 0 | 0 | 0 | 0 | 0 | 0 | 0 | 0 | 0 | 0 | 0 | 0 | 0 | 0 | 0
F5_Commercial_Other Health_Existing_Food Preparation_Natural Gas_Oven_E1 | F5 | Commercial | Other Health | Existing | Food Preparation | Natural Gas | Oven | E1 | RIM BC Ratio | bar: 2019 to 2051
F5_Commercial_Other Health_Existing_Food Preparation_Natural Gas_Oven_E2 | F5 | Commercial | Other Health | Existing | Food Preparation | Natural Gas | Oven | E2 | RIM BC Ratio | 0.67565 | 0.67662 | 0.6777 | 0.67886 | 0.68017 | 0.68166 | 0.68284 | 0.68396 | 0.68508 | 0.68623 | 0.68731 | 0.68829 | 0.68928 | 0.6903 | 0.69141 | 0.69248 | 0.6936 | 0.69476 | 0.69595 | 0.69715 | 0.69833 | 0.69942 | 0.70039 | 0.70123 | 0.70195 | 0.70257 | 0.70299 | 0.7033 | 0.70357 | 0.7038 | 0.70403 | 0.70413 | 0.70413
F5_Commercial_Other Health_Existing_Food Preparation_Natural Gas_Oven_E3 | F5 | Commercial | Other Health | Existing | Food Preparation | Natural Gas | Oven | E3 | RIM BC Ratio | 0 | 0 | 0 | 0 | 0 | 0 | 0 | 0 | 0 | 0 | 0 | 0 | 0 | 0 | 0 | 0 | 0 | 0 | 0 | 0 | 0 | 0 | 0 | 0 | 0 | 0 | 0 | 0 | 0 | 0 | 0 | 0 | 0
F5_Commercial_Other Health_Existing_Food Preparation_Natural Gas_Oven_E4 | F5 | Commercial | Other Health | Existing | Food Preparation | Natural Gas | Oven | E4 | RIM BC Ratio | 0 | 0 | 0 | 0 | 0 | 0 | 0 | 0 | 0 | 0 | 0 | 0 | 0 | 0 | 0 | 0 | 0 | 0 | 0 | 0 | 0 | 0 | 0 | 0 | 0 | 0 | 0 | 0 | 0 | 0 | 0 | 0 | 0
F5_Commercial_Other Health_Existing_Food Preparation_Natural Gas_Oven_E5 | F5 | Commercial | Other Health | Existing | Food Preparation | Natural Gas | Oven | E5 | RIM BC Ratio | 0 | 0 | 0 | 0 | 0 | 0 | 0 | 0 | 0 | 0 | 0 | 0 | 0 | 0 | 0 | 0 | 0 | 0 | 0 | 0 | 0 | 0 | 0 | 0 | 0 | 0 | 0 | 0 | 0 | 0 | 0 | 0 | 0
F5_Commercial_Other Health_Existing_Food Preparation_Natural Gas_Oven_E6 | F5 | Commercial | Other Health | Existing | Food Preparation | Natural Gas | Oven | E6 | RIM BC Ratio | 0 | 0 | 0 | 0 | 0 | 0 | 0 | 0 | 0 | 0 | 0 | 0 | 0 | 0 | 0 | 0 | 0 | 0 | 0 | 0 | 0 | 0 | 0 | 0 | 0 | 0 | 0 | 0 | 0 | 0 | 0 | 0 | 0
F5_Commercial_Other Health_Existing_Food Preparation_Natural Gas_Oven_E7 | F5 | Commercial | Other Health | Existing | Food Preparation | Natural Gas | Oven | E7 | RIM BC Ratio | 0 | 0 | 0 | 0 | 0 | 0 | 0 | 0 | 0 | 0 | 0 | 0 | 0 | 0 | 0 | 0 | 0 | 0 | 0 | 0 | 0 | 0 | 0 | 0 | 0 | 0 | 0 | 0 | 0 | 0 | 0 | 0 | 0
F5_Commercial_Other Health_Existing_Food Preparation_Natural Gas_Oven_E8 | F5 | Commercial | Other Health | Existing | Food Preparation | Natural Gas | Oven | E8 | RIM BC Ratio | 0 | 0 | 0 | 0 | 0 | 0 | 0 | 0 | 0 | 0 | 0 | 0 | 0 | 0 | 0 | 0 | 0 | 0 | 0 | 0 | 0 | 0 | 0 | 0 | 0 | 0 | 0 | 0 | 0 | 0 | 0 | 0 | 0
F5_Commercial_Other Health_Existing_Food Preparation_Natural Gas_Oven_E9 | F5 | Commercial | Other Health | Existing | Food Preparation | Natural Gas | Oven | E9 | RIM BC Ratio | 0 | 0 | 0 | 0 | 0 | 0 | 0 | 0 | 0 | 0 | 0 | 0 | 0 | 0 | 0 | 0 | 0 | 0 | 0 | 0 | 0 | 0 | 0 | 0 | 0 | 0 | 0 | 0 | 0 | 0 | 0 | 0 | 0
F5_Commercial_Other Health_Existing_Food Preparation_Natural Gas_Oven_E10 | F5 | Commercial | Other Health | Existing | Food Preparation | Natural Gas | Oven | E10 | RIM BC Ratio | 0 | 0 | 0 | 0 | 0 | 0 | 0 | 0 | 0 | 0 | 0 | 0 | 0 | 0 | 0 | 0 | 0 | 0 | 0 | 0 | 0 | 0 | 0 | 0 | 0 | 0 | 0 | 0 | 0 | 0 | 0 | 0 | 0
F0_Commercial_Other Health_Existing_Food Preparation_Natural Gas_Conveyor Oven_E0 | F0 | Commercial | Other Health | Existing | Food Preparation | Natural Gas | Conveyor Oven | E0 | Economic Unit | Efficient (>44% Baking Efficiency) | Efficient (>44% Baking Efficiency) | Efficient (>44% Baking Efficiency) | Efficient (>44% Baking Efficiency) | Efficient (>44% Baking Efficiency) | Efficient (>44% Baking Efficiency) | Efficient (>44% Baking Efficiency) | Efficient (>44% Baking Efficiency) | Efficient (>44% Baking Efficiency) | Efficient (>44% Baking Efficiency) | Efficient (>44% Baking Efficiency) | Efficient (>44% Baking Efficiency) | Efficient (>44% Baking Efficiency) | Efficient (>44% Baking Efficiency) | Efficient (>44% Baking Efficiency) | Efficient (>44% Baking Efficiency) | Efficient (>44% Baking Efficiency) | Efficient (>44% Baking Efficiency) | Efficient (>44% Baking Efficiency) | Efficient (>44% Baking Efficiency) | Efficient (>44% Baking Efficiency) | Efficient (>44% Baking Efficiency) | Efficient (>44% Baking Efficiency) | Efficient (>44% Baking Efficiency) | Efficient (>44% Baking Efficiency) | Efficient (>44% Baking Efficiency) | Efficient (>44% Baking Efficiency) | Efficient (>44% Baking Efficiency) | Efficient (>44% Baking Efficiency) | Efficient (>44% Baking Efficiency) | Efficient (>44% Baking Efficiency) | Efficient (>44% Baking Efficiency) | Efficient (>44% Baking Efficiency)
F1_Commercial_Other Health_Existing_Food Preparation_Natural Gas_Conveyor Oven_E1 | F1 | Commercial | Other Health | Existing | Food Preparation | Natural Gas | Conveyor Oven | E1 | CCE | 0 | 0 | 0 | 0 | 0 | 0 | 0 | 0 | 0 | 0 | 0 | 0 | 0 | 0 | 0 | 0 | 0 | 0 | 0 | 0 | 0 | 0 | 0 | 0 | 0 | 0 | 0 | 0 | 0 | 0 | 0 | 0 | 0
F1_Commercial_Other Health_Existing_Food Preparation_Natural Gas_Conveyor Oven_E2 | F1 | Commercial | Other Health | Existing | Food Preparation | Natural Gas | Conveyor Oven | E2 | CCE | 0.35475 | 0.35475 | 0.35475 | 0.35475 | 0.35475 | 0.35475 | 0.35475 | 0.35475 | 0.35475 | 0.35475 | 0.35475 | 0.35475 | 0.35475 | 0.35475 | 0.35475 | 0.35475 | 0.35475 | 0.35475 | 0.35475 | 0.35475 | 0.35475 | 0.35475 | 0.35475 | 0.35475 | 0.35475 | 0.35475 | 0.35475 | 0.35475 | 0.35475 | 0.35475 | 0.35475 | 0.35475 | 0.35475
F1_Commercial_Other Health_Existing_Food Preparation_Natural Gas_Conveyor Oven_E3 | F1 | Commercial | Other Health | Existing | Food Preparation | Natural Gas | Conveyor Oven | E3 | CCE | 0 | 0 | 0 | 0 | 0 | 0 | 0 | 0 | 0 | 0 | 0 | 0 | 0 | 0 | 0 | 0 | 0 | 0 | 0 | 0 | 0 | 0 | 0 | 0 | 0 | 0 | 0 | 0 | 0 | 0 | 0 | 0 | 0
F1_Commercial_Other Health_Existing_Food Preparation_Natural Gas_Conveyor Oven_E4 | F1 | Commercial | Other Health | Existing | Food Preparation | Natural Gas | Conveyor Oven | E4 | CCE | 0 | 0 | 0 | 0 | 0 | 0 | 0 | 0 | 0 | 0 | 0 | 0 | 0 | 0 | 0 | 0 | 0 | 0 | 0 | 0 | 0 | 0 | 0 | 0 | 0 | 0 | 0 | 0 | 0 | 0 | 0 | 0 | 0
F1_Commercial_Other Health_Existing_Food Preparation_Natural Gas_Conveyor Oven_E5 | F1 | Commercial | Other Health | Existing | Food Preparation | Natural Gas | Conveyor Oven | E5 | CCE | 0 | 0 | 0 | 0 | 0 | 0 | 0 | 0 | 0 | 0 | 0 | 0 | 0 | 0 | 0 | 0 | 0 | 0 | 0 | 0 | 0 | 0 | 0 | 0 | 0 | 0 | 0 | 0 | 0 | 0 | 0 | 0 | 0
F1_Commercial_Other Health_Existing_Food Preparation_Natural Gas_Conveyor Oven_E6 | F1 | Commercial | Other Health | Existing | Food Preparation | Natural Gas | Conveyor Oven | E6 | CCE | 0 | 0 | 0 | 0 | 0 | 0 | 0 | 0 | 0 | 0 | 0 | 0 | 0 | 0 | 0 | 0 | 0 | 0 | 0 | 0 | 0 | 0 | 0 | 0 | 0 | 0 | 0 | 0 | 0 | 0 | 0 | 0 | 0
F1_Commercial_Other Health_Existing_Food Preparation_Natural Gas_Conveyor Oven_E7 | F1 | Commercial | Other Health | Existing | Food Preparation | Natural Gas | Conveyor Oven | E7 | CCE | 0 | 0 | 0 | 0 | 0 | 0 | 0 | 0 | 0 | 0 | 0 | 0 | 0 | 0 | 0 | 0 | 0 | 0 | 0 | 0 | 0 | 0 | 0 | 0 | 0 | 0 | 0 | 0 | 0 | 0 | 0 | 0 | 0
F1_Commercial_Other Health_Existing_Food Preparation_Natural Gas_Conveyor Oven_E8 | F1 | Commercial | Other Health | Existing | Food Preparation | Natural Gas | Conveyor Oven | E8 | CCE | 0 | 0 | 0 | 0 | 0 | 0 | 0 | 0 | 0 | 0 | 0 | 0 | 0 | 0 | 0 | 0 | 0 | 0 | 0 | 0 | 0 | 0 | 0 | 0 | 0 | 0 | 0 | 0 | 0 | 0 | 0 | 0 | 0
F1_Commercial_Other Health_Existing_Food Preparation_Natural Gas_Conveyor Oven_E9 | F1 | Commercial | Other Health | Existing | Food Preparation | Natural Gas | Conveyor Oven | E9 | CCE | 0 | 0 | 0 | 0 | 0 | 0 | 0 | 0 | 0 | 0 | 0 | 0 | 0 | 0 | 0 | 0 | 0 | 0 | 0 | 0 | 0 | 0 | 0 | 0 | 0 | 0 | 0 | 0 | 0 | 0 | 0 | 0 | 0
F1_Commercial_Other Health_Existing_Food Preparation_Natural Gas_Conveyor Oven_E10 | F1 | Commercial | Other Health | Existing | Food Preparation | Natural Gas | Conveyor Oven | E10 | CCE | 0 | 0 | 0 | 0 | 0 | 0 | 0 | 0 | 0 | 0 | 0 | 0 | 0 | 0 | 0 | 0 | 0 | 0 | 0 | 0 | 0 | 0 | 0 | 0 | 0 | 0 | 0 | 0 | 0 | 0 | 0 | 0 | 0
F2_Commercial_Other Health_Existing_Food Preparation_Natural Gas_Conveyor Oven_E1 | F2 | Commercial | Other Health | Existing | Food Preparation | Natural Gas | Conveyor Oven | E1 | TRC BC Ratio | bar: 2019 to 2051
F2_Commercial_Other Health_Existing_Food Preparation_Natural Gas_Conveyor Oven_E2 | F2 | Commercial | Other Health | Existing | Food Preparation | Natural Gas | Conveyor Oven | E2 | TRC BC Ratio | 4.0477 | 4.0772 | 4.1092 | 4.1444 | 4.1846 | 4.2312 | 4.2722 | 4.3136 | 4.3565 | 4.4011 | 4.4439 | 4.4835 | 4.5223 | 4.561 | 4.6015 | 4.64 | 4.6797 | 4.7203 | 4.7612 | 4.8019 | 4.8418 | 4.8782 | 4.9108 | 4.9395 | 4.9644 | 4.9858 | 5.0006 | 5.0116 | 5.0212 | 5.0293 | 5.0374 | 5.041 | 5.041
F2_Commercial_Other Health_Existing_Food Preparation_Natural Gas_Conveyor Oven_E3 | F2 | Commercial | Other Health | Existing | Food Preparation | Natural Gas | Conveyor Oven | E3 | TRC BC Ratio | 0 | 0 | 0 | 0 | 0 | 0 | 0 | 0 | 0 | 0 | 0 | 0 | 0 | 0 | 0 | 0 | 0 | 0 | 0 | 0 | 0 | 0 | 0 | 0 | 0 | 0 | 0 | 0 | 0 | 0 | 0 | 0 | 0
F2_Commercial_Other Health_Existing_Food Preparation_Natural Gas_Conveyor Oven_E4 | F2 | Commercial | Other Health | Existing | Food Preparation | Natural Gas | Conveyor Oven | E4 | TRC BC Ratio | 0 | 0 | 0 | 0 | 0 | 0 | 0 | 0 | 0 | 0 | 0 | 0 | 0 | 0 | 0 | 0 | 0 | 0 | 0 | 0 | 0 | 0 | 0 | 0 | 0 | 0 | 0 | 0 | 0 | 0 | 0 | 0 | 0
F2_Commercial_Other Health_Existing_Food Preparation_Natural Gas_Conveyor Oven_E5 | F2 | Commercial | Other Health | Existing | Food Preparation | Natural Gas | Conveyor Oven | E5 | TRC BC Ratio | 0 | 0 | 0 | 0 | 0 | 0 | 0 | 0 | 0 | 0 | 0 | 0 | 0 | 0 | 0 | 0 | 0 | 0 | 0 | 0 | 0 | 0 | 0 | 0 | 0 | 0 | 0 | 0 | 0 | 0 | 0 | 0 | 0
F2_Commercial_Other Health_Existing_Food Preparation_Natural Gas_Conveyor Oven_E6 | F2 | Commercial | Other Health | Existing | Food Preparation | Natural Gas | Conveyor Oven | E6 | TRC BC Ratio | 0 | 0 | 0 | 0 | 0 | 0 | 0 | 0 | 0 | 0 | 0 | 0 | 0 | 0 | 0 | 0 | 0 | 0 | 0 | 0 | 0 | 0 | 0 | 0 | 0 | 0 | 0 | 0 | 0 | 0 | 0 | 0 | 0
F2_Commercial_Other Health_Existing_Food Preparation_Natural Gas_Conveyor Oven_E7 | F2 | Commercial | Other Health | Existing | Food Preparation | Natural Gas | Conveyor Oven | E7 | TRC BC Ratio | 0 | 0 | 0 | 0 | 0 | 0 | 0 | 0 | 0 | 0 | 0 | 0 | 0 | 0 | 0 | 0 | 0 | 0 | 0 | 0 | 0 | 0 | 0 | 0 | 0 | 0 | 0 | 0 | 0 | 0 | 0 | 0 | 0
F2_Commercial_Other Health_Existing_Food Preparation_Natural Gas_Conveyor Oven_E8 | F2 | Commercial | Other Health | Existing | Food Preparation | Natural Gas | Conveyor Oven | E8 | TRC BC Ratio | 0 | 0 | 0 | 0 | 0 | 0 | 0 | 0 | 0 | 0 | 0 | 0 | 0 | 0 | 0 | 0 | 0 | 0 | 0 | 0 | 0 | 0 | 0 | 0 | 0 | 0 | 0 | 0 | 0 | 0 | 0 | 0 | 0
F2_Commercial_Other Health_Existing_Food Preparation_Natural Gas_Conveyor Oven_E9 | F2 | Commercial | Other Health | Existing | Food Preparation | Natural Gas | Conveyor Oven | E9 | TRC BC Ratio | 0 | 0 | 0 | 0 | 0 | 0 | 0 | 0 | 0 | 0 | 0 | 0 | 0 | 0 | 0 | 0 | 0 | 0 | 0 | 0 | 0 | 0 | 0 | 0 | 0 | 0 | 0 | 0 | 0 | 0 | 0 | 0 | 0
F2_Commercial_Other Health_Existing_Food Preparation_Natural Gas_Conveyor Oven_E10 | F2 | Commercial | Other Health | Existing | Food Preparation | Natural Gas | Conveyor Oven | E10 | TRC BC Ratio | 0 | 0 | 0 | 0 | 0 | 0 | 0 | 0 | 0 | 0 | 0 | 0 | 0 | 0 | 0 | 0 | 0 | 0 | 0 | 0 | 0 | 0 | 0 | 0 | 0 | 0 | 0 | 0 | 0 | 0 | 0 | 0 | 0
F3_Commercial_Other Health_Existing_Food Preparation_Natural Gas_Conveyor Oven_E1 | F3 | Commercial | Other Health | Existing | Food Preparation | Natural Gas | Conveyor Oven | E1 | PACT BC Ratio | bar: 2019 to 2051
F3_Commercial_Other Health_Existing_Food Preparation_Natural Gas_Conveyor Oven_E2 | F3 | Commercial | Other Health | Existing | Food Preparation | Natural Gas | Conveyor Oven | E2 | PACT BC Ratio | 5.397 | 5.4363 | 5.479 | 5.5258 | 5.5794 | 5.6416 | 5.6963 | 5.7515 | 5.8086 | 5.8681 | 5.9253 | 5.978 | 6.0297 | 6.0814 | 6.1353 | 6.1867 | 6.2396 | 6.2937 | 6.3483 | 6.4025 | 6.4557 | 6.5043 | 6.5477 | 6.586 | 6.6192 | 6.6477 | 6.6674 | 6.6822 | 6.6949 | 6.7058 | 6.7166 | 6.7213 | 6.7213
F3_Commercial_Other Health_Existing_Food Preparation_Natural Gas_Conveyor Oven_E3 | F3 | Commercial | Other Health | Existing | Food Preparation | Natural Gas | Conveyor Oven | E3 | PACT BC Ratio | 0 | 0 | 0 | 0 | 0 | 0 | 0 | 0 | 0 | 0 | 0 | 0 | 0 | 0 | 0 | 0 | 0 | 0 | 0 | 0 | 0 | 0 | 0 | 0 | 0 | 0 | 0 | 0 | 0 | 0 | 0 | 0 | 0
F3_Commercial_Other Health_Existing_Food Preparation_Natural Gas_Conveyor Oven_E4 | F3 | Commercial | Other Health | Existing | Food Preparation | Natural Gas | Conveyor Oven | E4 | PACT BC Ratio | 0 | 0 | 0 | 0 | 0 | 0 | 0 | 0 | 0 | 0 | 0 | 0 | 0 | 0 | 0 | 0 | 0 | 0 | 0 | 0 | 0 | 0 | 0 | 0 | 0 | 0 | 0 | 0 | 0 | 0 | 0 | 0 | 0
F3_Commercial_Other Health_Existing_Food Preparation_Natural Gas_Conveyor Oven_E5 | F3 | Commercial | Other Health | Existing | Food Preparation | Natural Gas | Conveyor Oven | E5 | PACT BC Ratio | 0 | 0 | 0 | 0 | 0 | 0 | 0 | 0 | 0 | 0 | 0 | 0 | 0 | 0 | 0 | 0 | 0 | 0 | 0 | 0 | 0 | 0 | 0 | 0 | 0 | 0 | 0 | 0 | 0 | 0 | 0 | 0 | 0
F3_Commercial_Other Health_Existing_Food Preparation_Natural Gas_Conveyor Oven_E6 | F3 | Commercial | Other Health | Existing | Food Preparation | Natural Gas | Conveyor Oven | E6 | PACT BC Ratio | 0 | 0 | 0 | 0 | 0 | 0 | 0 | 0 | 0 | 0 | 0 | 0 | 0 | 0 | 0 | 0 | 0 | 0 | 0 | 0 | 0 | 0 | 0 | 0 | 0 | 0 | 0 | 0 | 0 | 0 | 0 | 0 | 0
F3_Commercial_Other Health_Existing_Food Preparation_Natural Gas_Conveyor Oven_E7 | F3 | Commercial | Other Health | Existing | Food Preparation | Natural Gas | Conveyor Oven | E7 | PACT BC Ratio | 0 | 0 | 0 | 0 | 0 | 0 | 0 | 0 | 0 | 0 | 0 | 0 | 0 | 0 | 0 | 0 | 0 | 0 | 0 | 0 | 0 | 0 | 0 | 0 | 0 | 0 | 0 | 0 | 0 | 0 | 0 | 0 | 0
F3_Commercial_Other Health_Existing_Food Preparation_Natural Gas_Conveyor Oven_E8 | F3 | Commercial | Other Health | Existing | Food Preparation | Natural Gas | Conveyor Oven | E8 | PACT BC Ratio | 0 | 0 | 0 | 0 | 0 | 0 | 0 | 0 | 0 | 0 | 0 | 0 | 0 | 0 | 0 | 0 | 0 | 0 | 0 | 0 | 0 | 0 | 0 | 0 | 0 | 0 | 0 | 0 | 0 | 0 | 0 | 0 | 0
F3_Commercial_Other Health_Existing_Food Preparation_Natural Gas_Conveyor Oven_E9 | F3 | Commercial | Other Health | Existing | Food Preparation | Natural Gas | Conveyor Oven | E9 | PACT BC Ratio | 0 | 0 | 0 | 0 | 0 | 0 | 0 | 0 | 0 | 0 | 0 | 0 | 0 | 0 | 0 | 0 | 0 | 0 | 0 | 0 | 0 | 0 | 0 | 0 | 0 | 0 | 0 | 0 | 0 | 0 | 0 | 0 | 0
F3_Commercial_Other Health_Existing_Food Preparation_Natural Gas_Conveyor Oven_E10 | F3 | Commercial | Other Health | Existing | Food Preparation | Natural Gas | Conveyor Oven | E10 | PACT BC Ratio | 0 | 0 | 0 | 0 | 0 | 0 | 0 | 0 | 0 | 0 | 0 | 0 | 0 | 0 | 0 | 0 | 0 | 0 | 0 | 0 | 0 | 0 | 0 | 0 | 0 | 0 | 0 | 0 | 0 | 0 | 0 | 0 | 0
F4_Commercial_Other Health_Existing_Food Preparation_Natural Gas_Conveyor Oven_E1 | F4 | Commercial | Other Health | Existing | Food Preparation | Natural Gas | Conveyor Oven | E1 | RVT BC Ratio | bar: 2019 to 2051
F4_Commercial_Other Health_Existing_Food Preparation_Natural Gas_Conveyor Oven_E2 | F4 | Commercial | Other Health | Existing | Food Preparation | Natural Gas | Conveyor Oven | E2 | RVT BC Ratio | 6.5193 | 6.5617 | 6.6078 | 6.6583 | 6.7161 | 6.7831 | 6.8421 | 6.9016 | 6.9632 | 7.0273 | 7.089 | 7.1459 | 7.2016 | 7.2573 | 7.3154 | 7.3708 | 7.4279 | 7.4863 | 7.5451 | 7.6035 | 7.6609 | 7.7133 | 7.7601 | 7.8014 | 7.8372 | 7.8679 | 7.8892 | 7.9051 | 7.9188 | 7.9306 | 7.9422 | 7.9473 | 7.9473
F4_Commercial_Other Health_Existing_Food Preparation_Natural Gas_Conveyor Oven_E3 | F4 | Commercial | Other Health | Existing | Food Preparation | Natural Gas | Conveyor Oven | E3 | RVT BC Ratio | 0 | 0 | 0 | 0 | 0 | 0 | 0 | 0 | 0 | 0 | 0 | 0 | 0 | 0 | 0 | 0 | 0 | 0 | 0 | 0 | 0 | 0 | 0 | 0 | 0 | 0 | 0 | 0 | 0 | 0 | 0 | 0 | 0
F4_Commercial_Other Health_Existing_Food Preparation_Natural Gas_Conveyor Oven_E4 | F4 | Commercial | Other Health | Existing | Food Preparation | Natural Gas | Conveyor Oven | E4 | RVT BC Ratio | 0 | 0 | 0 | 0 | 0 | 0 | 0 | 0 | 0 | 0 | 0 | 0 | 0 | 0 | 0 | 0 | 0 | 0 | 0 | 0 | 0 | 0 | 0 | 0 | 0 | 0 | 0 | 0 | 0 | 0 | 0 | 0 | 0
F4_Commercial_Other Health_Existing_Food Preparation_Natural Gas_Conveyor Oven_E5 | F4 | Commercial | Other Health | Existing | Food Preparation | Natural Gas | Conveyor Oven | E5 | RVT BC Ratio | 0 | 0 | 0 | 0 | 0 | 0 | 0 | 0 | 0 | 0 | 0 | 0 | 0 | 0 | 0 | 0 | 0 | 0 | 0 | 0 | 0 | 0 | 0 | 0 | 0 | 0 | 0 | 0 | 0 | 0 | 0 | 0 | 0
F4_Commercial_Other Health_Existing_Food Preparation_Natural Gas_Conveyor Oven_E6 | F4 | Commercial | Other Health | Existing | Food Preparation | Natural Gas | Conveyor Oven | E6 | RVT BC Ratio | 0 | 0 | 0 | 0 | 0 | 0 | 0 | 0 | 0 | 0 | 0 | 0 | 0 | 0 | 0 | 0 | 0 | 0 | 0 | 0 | 0 | 0 | 0 | 0 | 0 | 0 | 0 | 0 | 0 | 0 | 0 | 0 | 0
F4_Commercial_Other Health_Existing_Food Preparation_Natural Gas_Conveyor Oven_E7 | F4 | Commercial | Other Health | Existing | Food Preparation | Natural Gas | Conveyor Oven | E7 | RVT BC Ratio | 0 | 0 | 0 | 0 | 0 | 0 | 0 | 0 | 0 | 0 | 0 | 0 | 0 | 0 | 0 | 0 | 0 | 0 | 0 | 0 | 0 | 0 | 0 | 0 | 0 | 0 | 0 | 0 | 0 | 0 | 0 | 0 | 0
F4_Commercial_Other Health_Existing_Food Preparation_Natural Gas_Conveyor Oven_E8 | F4 | Commercial | Other Health | Existing | Food Preparation | Natural Gas | Conveyor Oven | E8 | RVT BC Ratio | 0 | 0 | 0 | 0 | 0 | 0 | 0 | 0 | 0 | 0 | 0 | 0 | 0 | 0 | 0 | 0 | 0 | 0 | 0 | 0 | 0 | 0 | 0 | 0 | 0 | 0 | 0 | 0 | 0 | 0 | 0 | 0 | 0
F4_Commercial_Other Health_Existing_Food Preparation_Natural Gas_Conveyor Oven_E9 | F4 | Commercial | Other Health | Existing | Food Preparation | Natural Gas | Conveyor Oven | E9 | RVT BC Ratio | 0 | 0 | 0 | 0 | 0 | 0 | 0 | 0 | 0 | 0 | 0 | 0 | 0 | 0 | 0 | 0 | 0 | 0 | 0 | 0 | 0 | 0 | 0 | 0 | 0 | 0 | 0 | 0 | 0 | 0 | 0 | 0 | 0
F4_Commercial_Other Health_Existing_Food Preparation_Natural Gas_Conveyor Oven_E10 | F4 | Commercial | Other Health | Existing | Food Preparation | Natural Gas | Conveyor Oven | E10 | RVT BC Ratio | 0 | 0 | 0 | 0 | 0 | 0 | 0 | 0 | 0 | 0 | 0 | 0 | 0 | 0 | 0 | 0 | 0 | 0 | 0 | 0 | 0 | 0 | 0 | 0 | 0 | 0 | 0 | 0 | 0 | 0 | 0 | 0 | 0
F5_Commercial_Other Health_Existing_Food Preparation_Natural Gas_Conveyor Oven_E1 | F5 | Commercial | Other Health | Existing | Food Preparation | Natural Gas | Conveyor Oven | E1 | RIM BC Ratio | bar: 2019 to 2051
F5_Commercial_Other Health_Existing_Food Preparation_Natural Gas_Conveyor Oven_E2 | F5 | Commercial | Other Health | Existing | Food Preparation | Natural Gas | Conveyor Oven | E2 | RIM BC Ratio | 0.72288 | 0.72358 | 0.72433 | 0.72515 | 0.72606 | 0.7271 | 0.728 | 0.7289 | 0.72981 | 0.73074 | 0.73162 | 0.73242 | 0.73319 | 0.73394 | 0.73472 | 0.73545 | 0.7362 | 0.73694 | 0.73769 | 0.73841 | 0.73912 | 0.73975 | 0.74031 | 0.74079 | 0.74121 | 0.74157 | 0.74181 | 0.742 | 0.74215 | 0.74229 | 0.74242 | 0.74248 | 0.74248
F5_Commercial_Other Health_Existing_Food Preparation_Natural Gas_Conveyor Oven_E3 | F5 | Commercial | Other Health | Existing | Food Preparation | Natural Gas | Conveyor Oven | E3 | RIM BC Ratio | 0 | 0 | 0 | 0 | 0 | 0 | 0 | 0 | 0 | 0 | 0 | 0 | 0 | 0 | 0 | 0 | 0 | 0 | 0 | 0 | 0 | 0 | 0 | 0 | 0 | 0 | 0 | 0 | 0 | 0 | 0 | 0 | 0
F5_Commercial_Other Health_Existing_Food Preparation_Natural Gas_Conveyor Oven_E4 | F5 | Commercial | Other Health | Existing | Food Preparation | Natural Gas | Conveyor Oven | E4 | RIM BC Ratio | 0 | 0 | 0 | 0 | 0 | 0 | 0 | 0 | 0 | 0 | 0 | 0 | 0 | 0 | 0 | 0 | 0 | 0 | 0 | 0 | 0 | 0 | 0 | 0 | 0 | 0 | 0 | 0 | 0 | 0 | 0 | 0 | 0
F5_Commercial_Other Health_Existing_Food Preparation_Natural Gas_Conveyor Oven_E5 | F5 | Commercial | Other Health | Existing | Food Preparation | Natural Gas | Conveyor Oven | E5 | RIM BC Ratio | 0 | 0 | 0 | 0 | 0 | 0 | 0 | 0 | 0 | 0 | 0 | 0 | 0 | 0 | 0 | 0 | 0 | 0 | 0 | 0 | 0 | 0 | 0 | 0 | 0 | 0 | 0 | 0 | 0 | 0 | 0 | 0 | 0
F5_Commercial_Other Health_Existing_Food Preparation_Natural Gas_Conveyor Oven_E6 | F5 | Commercial | Other Health | Existing | Food Preparation | Natural Gas | Conveyor Oven | E6 | RIM BC Ratio | 0 | 0 | 0 | 0 | 0 | 0 | 0 | 0 | 0 | 0 | 0 | 0 | 0 | 0 | 0 | 0 | 0 | 0 | 0 | 0 | 0 | 0 | 0 | 0 | 0 | 0 | 0 | 0 | 0 | 0 | 0 | 0 | 0
F5_Commercial_Other Health_Existing_Food Preparation_Natural Gas_Conveyor Oven_E7 | F5 | Commercial | Other Health | Existing | Food Preparation | Natural Gas | Conveyor Oven | E7 | RIM BC Ratio | 0 | 0 | 0 | 0 | 0 | 0 | 0 | 0 | 0 | 0 | 0 | 0 | 0 | 0 | 0 | 0 | 0 | 0 | 0 | 0 | 0 | 0 | 0 | 0 | 0 | 0 | 0 | 0 | 0 | 0 | 0 | 0 | 0
F5_Commercial_Other Health_Existing_Food Preparation_Natural Gas_Conveyor Oven_E8 | F5 | Commercial | Other Health | Existing | Food Preparation | Natural Gas | Conveyor Oven | E8 | RIM BC Ratio | 0 | 0 | 0 | 0 | 0 | 0 | 0 | 0 | 0 | 0 | 0 | 0 | 0 | 0 | 0 | 0 | 0 | 0 | 0 | 0 | 0 | 0 | 0 | 0 | 0 | 0 | 0 | 0 | 0 | 0 | 0 | 0 | 0
F5_Commercial_Other Health_Existing_Food Preparation_Natural Gas_Conveyor Oven_E9 | F5 | Commercial | Other Health | Existing | Food Preparation | Natural Gas | Conveyor Oven | E9 | RIM BC Ratio | 0 | 0 | 0 | 0 | 0 | 0 | 0 | 0 | 0 | 0 | 0 | 0 | 0 | 0 | 0 | 0 | 0 | 0 | 0 | 0 | 0 | 0 | 0 | 0 | 0 | 0 | 0 | 0 | 0 | 0 | 0 | 0 | 0
F5_Commercial_Other Health_Existing_Food Preparation_Natural Gas_Conveyor Oven_E10 | F5 | Commercial | Other Health | Existing | Food Preparation | Natural Gas | Conveyor Oven | E10 | RIM BC Ratio | 0 | 0 | 0 | 0 | 0 | 0 | 0 | 0 | 0 | 0 | 0 | 0 | 0 | 0 | 0 | 0 | 0 | 0 | 0 | 0 | 0 | 0 | 0 | 0 | 0 | 0 | 0 | 0 | 0 | 0 | 0 | 0 | 0
F0_Commercial_Other Health_Existing_Food Preparation_Natural Gas_Double Rack Oven_E0 | F0 | Commercial | Other Health | Existing | Food Preparation | Natural Gas | Double Rack Oven | E0 | Economic Unit | FTSC Qualified (>50% Cooking Efficiency) | FTSC Qualified (>50% Cooking Efficiency) | FTSC Qualified (>50% Cooking Efficiency) | FTSC Qualified (>50% Cooking Efficiency) | FTSC Qualified (>50% Cooking Efficiency) | FTSC Qualified (>50% Cooking Efficiency) | FTSC Qualified (>50% Cooking Efficiency) | FTSC Qualified (>50% Cooking Efficiency) | FTSC Qualified (>50% Cooking Efficiency) | FTSC Qualified (>50% Cooking Efficiency) | FTSC Qualified (>50% Cooking Efficiency) | FTSC Qualified (>50% Cooking Efficiency) | FTSC Qualified (>50% Cooking Efficiency) | FTSC Qualified (>50% Cooking Efficiency) | FTSC Qualified (>50% Cooking Efficiency) | FTSC Qualified (>50% Cooking Efficiency) | FTSC Qualified (>50% Cooking Efficiency) | FTSC Qualified (>50% Cooking Efficiency) | FTSC Qualified (>50% Cooking Efficiency) | FTSC Qualified (>50% Cooking Efficiency) | FTSC Qualified (>50% Cooking Efficiency) | FTSC Qualified (>50% Cooking Efficiency) | FTSC Qualified (>50% Cooking Efficiency) | FTSC Qualified (>50% Cooking Efficiency) | FTSC Qualified (>50% Cooking Efficiency) | FTSC Qualified (>50% Cooking Efficiency) | FTSC Qualified (>50% Cooking Efficiency) | FTSC Qualified (>50% Cooking Efficiency) | FTSC Qualified (>50% Cooking Efficiency) | FTSC Qualified (>50% Cooking Efficiency) | FTSC Qualified (>50% Cooking Efficiency) | FTSC Qualified (>50% Cooking Efficiency) | FTSC Qualified (>50% Cooking Efficiency)
F1_Commercial_Other Health_Existing_Food Preparation_Natural Gas_Double Rack Oven_E1 | F1 | Commercial | Other Health | Existing | Food Preparation | Natural Gas | Double Rack Oven | E1 | CCE | 0 | 0 | 0 | 0 | 0 | 0 | 0 | 0 | 0 | 0 | 0 | 0 | 0 | 0 | 0 | 0 | 0 | 0 | 0 | 0 | 0 | 0 | 0 | 0 | 0 | 0 | 0 | 0 | 0 | 0 | 0 | 0 | 0
F1_Commercial_Other Health_Existing_Food Preparation_Natural Gas_Double Rack Oven_E2 | F1 | Commercial | Other Health | Existing | Food Preparation | Natural Gas | Double Rack Oven | E2 | CCE | 0.29688 | 0.29688 | 0.29688 | 0.29688 | 0.29688 | 0.29688 | 0.29688 | 0.29688 | 0.29688 | 0.29688 | 0.29688 | 0.29688 | 0.29688 | 0.29688 | 0.29688 | 0.29688 | 0.29688 | 0.29688 | 0.29688 | 0.29688 | 0.29688 | 0.29688 | 0.29688 | 0.29688 | 0.29688 | 0.29688 | 0.29688 | 0.29688 | 0.29688 | 0.29688 | 0.29688 | 0.29688 | 0.29688
F1_Commercial_Other Health_Existing_Food Preparation_Natural Gas_Double Rack Oven_E3 | F1 | Commercial | Other Health | Existing | Food Preparation | Natural Gas | Double Rack Oven | E3 | CCE | 0 | 0 | 0 | 0 | 0 | 0 | 0 | 0 | 0 | 0 | 0 | 0 | 0 | 0 | 0 | 0 | 0 | 0 | 0 | 0 | 0 | 0 | 0 | 0 | 0 | 0 | 0 | 0 | 0 | 0 | 0 | 0 | 0
F1_Commercial_Other Health_Existing_Food Preparation_Natural Gas_Double Rack Oven_E4 | F1 | Commercial | Other Health | Existing | Food Preparation | Natural Gas | Double Rack Oven | E4 | CCE | 0 | 0 | 0 | 0 | 0 | 0 | 0 | 0 | 0 | 0 | 0 | 0 | 0 | 0 | 0 | 0 | 0 | 0 | 0 | 0 | 0 | 0 | 0 | 0 | 0 | 0 | 0 | 0 | 0 | 0 | 0 | 0 | 0
F1_Commercial_Other Health_Existing_Food Preparation_Natural Gas_Double Rack Oven_E5 | F1 | Commercial | Other Health | Existing | Food Preparation | Natural Gas | Double Rack Oven | E5 | CCE | 0 | 0 | 0 | 0 | 0 | 0 | 0 | 0 | 0 | 0 | 0 | 0 | 0 | 0 | 0 | 0 | 0 | 0 | 0 | 0 | 0 | 0 | 0 | 0 | 0 | 0 | 0 | 0 | 0 | 0 | 0 | 0 | 0
F1_Commercial_Other Health_Existing_Food Preparation_Natural Gas_Double Rack Oven_E6 | F1 | Commercial | Other Health | Existing | Food Preparation | Natural Gas | Double Rack Oven | E6 | CCE | 0 | 0 | 0 | 0 | 0 | 0 | 0 | 0 | 0 | 0 | 0 | 0 | 0 | 0 | 0 | 0 | 0 | 0 | 0 | 0 | 0 | 0 | 0 | 0 | 0 | 0 | 0 | 0 | 0 | 0 | 0 | 0 | 0
F1_Commercial_Other Health_Existing_Food Preparation_Natural Gas_Double Rack Oven_E7 | F1 | Commercial | Other Health | Existing | Food Preparation | Natural Gas | Double Rack Oven | E7 | CCE | 0 | 0 | 0 | 0 | 0 | 0 | 0 | 0 | 0 | 0 | 0 | 0 | 0 | 0 | 0 | 0 | 0 | 0 | 0 | 0 | 0 | 0 | 0 | 0 | 0 | 0 | 0 | 0 | 0 | 0 | 0 | 0 | 0
F1_Commercial_Other Health_Existing_Food Preparation_Natural Gas_Double Rack Oven_E8 | F1 | Commercial | Other Health | Existing | Food Preparation | Natural Gas | Double Rack Oven | E8 | CCE | 0 | 0 | 0 | 0 | 0 | 0 | 0 | 0 | 0 | 0 | 0 | 0 | 0 | 0 | 0 | 0 | 0 | 0 | 0 | 0 | 0 | 0 | 0 | 0 | 0 | 0 | 0 | 0 | 0 | 0 | 0 | 0 | 0
F1_Commercial_Other Health_Existing_Food Preparation_Natural Gas_Double Rack Oven_E9 | F1 | Commercial | Other Health | Existing | Food Preparation | Natural Gas | Double Rack Oven | E9 | CCE | 0 | 0 | 0 | 0 | 0 | 0 | 0 | 0 | 0 | 0 | 0 | 0 | 0 | 0 | 0 | 0 | 0 | 0 | 0 | 0 | 0 | 0 | 0 | 0 | 0 | 0 | 0 | 0 | 0 | 0 | 0 | 0 | 0
F1_Commercial_Other Health_Existing_Food Preparation_Natural Gas_Double Rack Oven_E10 | F1 | Commercial | Other Health | Existing | Food Preparation | Natural Gas | Double Rack Oven | E10 | CCE | 0 | 0 | 0 | 0 | 0 | 0 | 0 | 0 | 0 | 0 | 0 | 0 | 0 | 0 | 0 | 0 | 0 | 0 | 0 | 0 | 0 | 0 | 0 | 0 | 0 | 0 | 0 | 0 | 0 | 0 | 0 | 0 | 0
F2_Commercial_Other Health_Existing_Food Preparation_Natural Gas_Double Rack Oven_E1 | F2 | Commercial | Other Health | Existing | Food Preparation | Natural Gas | Double Rack Oven | E1 | TRC BC Ratio | bar: 2019 to 2051
F2_Commercial_Other Health_Existing_Food Preparation_Natural Gas_Double Rack Oven_E2 | F2 | Commercial | Other Health | Existing | Food Preparation | Natural Gas | Double Rack Oven | E2 | TRC BC Ratio | 4.7395 | 4.7756 | 4.816 | 4.8604 | 4.911 | 4.9696 | 5.017 | 5.0626 | 5.1089 | 5.1571 | 5.2031 | 5.2453 | 5.2885 | 5.3338 | 5.3838 | 5.4328 | 5.4847 | 5.5395 | 5.5966 | 5.655 | 5.7136 | 5.7686 | 5.8182 | 5.8621 | 5.9 | 5.9326 | 5.9552 | 5.9721 | 5.9866 | 5.9991 | 6.0114 | 6.0169 | 6.0169
F2_Commercial_Other Health_Existing_Food Preparation_Natural Gas_Double Rack Oven_E3 | F2 | Commercial | Other Health | Existing | Food Preparation | Natural Gas | Double Rack Oven | E3 | TRC BC Ratio | 0 | 0 | 0 | 0 | 0 | 0 | 0 | 0 | 0 | 0 | 0 | 0 | 0 | 0 | 0 | 0 | 0 | 0 | 0 | 0 | 0 | 0 | 0 | 0 | 0 | 0 | 0 | 0 | 0 | 0 | 0 | 0 | 0
F2_Commercial_Other Health_Existing_Food Preparation_Natural Gas_Double Rack Oven_E4 | F2 | Commercial | Other Health | Existing | Food Preparation | Natural Gas | Double Rack Oven | E4 | TRC BC Ratio | 0 | 0 | 0 | 0 | 0 | 0 | 0 | 0 | 0 | 0 | 0 | 0 | 0 | 0 | 0 | 0 | 0 | 0 | 0 | 0 | 0 | 0 | 0 | 0 | 0 | 0 | 0 | 0 | 0 | 0 | 0 | 0 | 0
F2_Commercial_Other Health_Existing_Food Preparation_Natural Gas_Double Rack Oven_E5 | F2 | Commercial | Other Health | Existing | Food Preparation | Natural Gas | Double Rack Oven | E5 | TRC BC Ratio | 0 | 0 | 0 | 0 | 0 | 0 | 0 | 0 | 0 | 0 | 0 | 0 | 0 | 0 | 0 | 0 | 0 | 0 | 0 | 0 | 0 | 0 | 0 | 0 | 0 | 0 | 0 | 0 | 0 | 0 | 0 | 0 | 0
F2_Commercial_Other Health_Existing_Food Preparation_Natural Gas_Double Rack Oven_E6 | F2 | Commercial | Other Health | Existing | Food Preparation | Natural Gas | Double Rack Oven | E6 | TRC BC Ratio | 0 | 0 | 0 | 0 | 0 | 0 | 0 | 0 | 0 | 0 | 0 | 0 | 0 | 0 | 0 | 0 | 0 | 0 | 0 | 0 | 0 | 0 | 0 | 0 | 0 | 0 | 0 | 0 | 0 | 0 | 0 | 0 | 0
F2_Commercial_Other Health_Existing_Food Preparation_Natural Gas_Double Rack Oven_E7 | F2 | Commercial | Other Health | Existing | Food Preparation | Natural Gas | Double Rack Oven | E7 | TRC BC Ratio | 0 | 0 | 0 | 0 | 0 | 0 | 0 | 0 | 0 | 0 | 0 | 0 | 0 | 0 | 0 | 0 | 0 | 0 | 0 | 0 | 0 | 0 | 0 | 0 | 0 | 0 | 0 | 0 | 0 | 0 | 0 | 0 | 0
F2_Commercial_Other Health_Existing_Food Preparation_Natural Gas_Double Rack Oven_E8 | F2 | Commercial | Other Health | Existing | Food Preparation | Natural Gas | Double Rack Oven | E8 | TRC BC Ratio | 0 | 0 | 0 | 0 | 0 | 0 | 0 | 0 | 0 | 0 | 0 | 0 | 0 | 0 | 0 | 0 | 0 | 0 | 0 | 0 | 0 | 0 | 0 | 0 | 0 | 0 | 0 | 0 | 0 | 0 | 0 | 0 | 0
F2_Commercial_Other Health_Existing_Food Preparation_Natural Gas_Double Rack Oven_E9 | F2 | Commercial | Other Health | Existing | Food Preparation | Natural Gas | Double Rack Oven | E9 | TRC BC Ratio | 0 | 0 | 0 | 0 | 0 | 0 | 0 | 0 | 0 | 0 | 0 | 0 | 0 | 0 | 0 | 0 | 0 | 0 | 0 | 0 | 0 | 0 | 0 | 0 | 0 | 0 | 0 | 0 | 0 | 0 | 0 | 0 | 0
F2_Commercial_Other Health_Existing_Food Preparation_Natural Gas_Double Rack Oven_E10 | F2 | Commercial | Other Health | Existing | Food Preparation | Natural Gas | Double Rack Oven | E10 | TRC BC Ratio | 0 | 0 | 0 | 0 | 0 | 0 | 0 | 0 | 0 | 0 | 0 | 0 | 0 | 0 | 0 | 0 | 0 | 0 | 0 | 0 | 0 | 0 | 0 | 0 | 0 | 0 | 0 | 0 | 0 | 0 | 0 | 0 | 0
F3_Commercial_Other Health_Existing_Food Preparation_Natural Gas_Double Rack Oven_E1 | F3 | Commercial | Other Health | Existing | Food Preparation | Natural Gas | Double Rack Oven | E1 | PACT BC Ratio | bar: 2019 to 2051
F3_Commercial_Other Health_Existing_Food Preparation_Natural Gas_Double Rack Oven_E2 | F3 | Commercial | Other Health | Existing | Food Preparation | Natural Gas | Double Rack Oven | E2 | PACT BC Ratio | 6.3193 | 6.3675 | 6.4213 | 6.4805 | 6.548 | 6.6261 | 6.6894 | 6.7502 | 6.8119 | 6.8761 | 6.9374 | 6.9937 | 7.0513 | 7.1117 | 7.1784 | 7.2437 | 7.3129 | 7.386 | 7.4622 | 7.5399 | 7.6182 | 7.6915 | 7.7576 | 7.8161 | 7.8667 | 7.9101 | 7.9403 | 7.9627 | 7.9822 | 7.9988 | 8.0152 | 8.0225 | 8.0225
F3_Commercial_Other Health_Existing_Food Preparation_Natural Gas_Double Rack Oven_E3 | F3 | Commercial | Other Health | Existing | Food Preparation | Natural Gas | Double Rack Oven | E3 | PACT BC Ratio | 0 | 0 | 0 | 0 | 0 | 0 | 0 | 0 | 0 | 0 | 0 | 0 | 0 | 0 | 0 | 0 | 0 | 0 | 0 | 0 | 0 | 0 | 0 | 0 | 0 | 0 | 0 | 0 | 0 | 0 | 0 | 0 | 0
F3_Commercial_Other Health_Existing_Food Preparation_Natural Gas_Double Rack Oven_E4 | F3 | Commercial | Other Health | Existing | Food Preparation | Natural Gas | Double Rack Oven | E4 | PACT BC Ratio | 0 | 0 | 0 | 0 | 0 | 0 | 0 | 0 | 0 | 0 | 0 | 0 | 0 | 0 | 0 | 0 | 0 | 0 | 0 | 0 | 0 | 0 | 0 | 0 | 0 | 0 | 0 | 0 | 0 | 0 | 0 | 0 | 0
F3_Commercial_Other Health_Existing_Food Preparation_Natural Gas_Double Rack Oven_E5 | F3 | Commercial | Other Health | Existing | Food Preparation | Natural Gas | Double Rack Oven | E5 | PACT BC Ratio | 0 | 0 | 0 | 0 | 0 | 0 | 0 | 0 | 0 | 0 | 0 | 0 | 0 | 0 | 0 | 0 | 0 | 0 | 0 | 0 | 0 | 0 | 0 | 0 | 0 | 0 | 0 | 0 | 0 | 0 | 0 | 0 | 0
F3_Commercial_Other Health_Existing_Food Preparation_Natural Gas_Double Rack Oven_E6 | F3 | Commercial | Other Health | Existing | Food Preparation | Natural Gas | Double Rack Oven | E6 | PACT BC Ratio | 0 | 0 | 0 | 0 | 0 | 0 | 0 | 0 | 0 | 0 | 0 | 0 | 0 | 0 | 0 | 0 | 0 | 0 | 0 | 0 | 0 | 0 | 0 | 0 | 0 | 0 | 0 | 0 | 0 | 0 | 0 | 0 | 0
F3_Commercial_Other Health_Existing_Food Preparation_Natural Gas_Double Rack Oven_E7 | F3 | Commercial | Other Health | Existing | Food Preparation | Natural Gas | Double Rack Oven | E7 | PACT BC Ratio | 0 | 0 | 0 | 0 | 0 | 0 | 0 | 0 | 0 | 0 | 0 | 0 | 0 | 0 | 0 | 0 | 0 | 0 | 0 | 0 | 0 | 0 | 0 | 0 | 0 | 0 | 0 | 0 | 0 | 0 | 0 | 0 | 0
F3_Commercial_Other Health_Existing_Food Preparation_Natural Gas_Double Rack Oven_E8 | F3 | Commercial | Other Health | Existing | Food Preparation | Natural Gas | Double Rack Oven | E8 | PACT BC Ratio | 0 | 0 | 0 | 0 | 0 | 0 | 0 | 0 | 0 | 0 | 0 | 0 | 0 | 0 | 0 | 0 | 0 | 0 | 0 | 0 | 0 | 0 | 0 | 0 | 0 | 0 | 0 | 0 | 0 | 0 | 0 | 0 | 0
F3_Commercial_Other Health_Existing_Food Preparation_Natural Gas_Double Rack Oven_E9 | F3 | Commercial | Other Health | Existing | Food Preparation | Natural Gas | Double Rack Oven | E9 | PACT BC Ratio | 0 | 0 | 0 | 0 | 0 | 0 | 0 | 0 | 0 | 0 | 0 | 0 | 0 | 0 | 0 | 0 | 0 | 0 | 0 | 0 | 0 | 0 | 0 | 0 | 0 | 0 | 0 | 0 | 0 | 0 | 0 | 0 | 0
F3_Commercial_Other Health_Existing_Food Preparation_Natural Gas_Double Rack Oven_E10 | F3 | Commercial | Other Health | Existing | Food Preparation | Natural Gas | Double Rack Oven | E10 | PACT BC Ratio | 0 | 0 | 0 | 0 | 0 | 0 | 0 | 0 | 0 | 0 | 0 | 0 | 0 | 0 | 0 | 0 | 0 | 0 | 0 | 0 | 0 | 0 | 0 | 0 | 0 | 0 | 0 | 0 | 0 | 0 | 0 | 0 | 0
F4_Commercial_Other Health_Existing_Food Preparation_Natural Gas_Double Rack Oven_E1 | F4 | Commercial | Other Health | Existing | Food Preparation | Natural Gas | Double Rack Oven | E1 | RVT BC Ratio | bar: 2019 to 2051
F4_Commercial_Other Health_Existing_Food Preparation_Natural Gas_Double Rack Oven_E2 | F4 | Commercial | Other Health | Existing | Food Preparation | Natural Gas | Double Rack Oven | E2 | RVT BC Ratio | 7.5139 | 7.5658 | 7.6238 | 7.6877 | 7.7604 | 7.8446 | 7.9129 | 7.9784 | 8.045 | 8.1143 | 8.1804 | 8.241 | 8.3031 | 8.3683 | 8.4402 | 8.5106 | 8.5852 | 8.664 | 8.7461 | 8.83 | 8.9144 | 8.9934 | 9.0647 | 9.1278 | 9.1823 | 9.2292 | 9.2617 | 9.2859 | 9.3069 | 9.3248 | 9.3425 | 9.3503 | 9.3503
F4_Commercial_Other Health_Existing_Food Preparation_Natural Gas_Double Rack Oven_E3 | F4 | Commercial | Other Health | Existing | Food Preparation | Natural Gas | Double Rack Oven | E3 | RVT BC Ratio | 0 | 0 | 0 | 0 | 0 | 0 | 0 | 0 | 0 | 0 | 0 | 0 | 0 | 0 | 0 | 0 | 0 | 0 | 0 | 0 | 0 | 0 | 0 | 0 | 0 | 0 | 0 | 0 | 0 | 0 | 0 | 0 | 0
F4_Commercial_Other Health_Existing_Food Preparation_Natural Gas_Double Rack Oven_E4 | F4 | Commercial | Other Health | Existing | Food Preparation | Natural Gas | Double Rack Oven | E4 | RVT BC Ratio | 0 | 0 | 0 | 0 | 0 | 0 | 0 | 0 | 0 | 0 | 0 | 0 | 0 | 0 | 0 | 0 | 0 | 0 | 0 | 0 | 0 | 0 | 0 | 0 | 0 | 0 | 0 | 0 | 0 | 0 | 0 | 0 | 0
F4_Commercial_Other Health_Existing_Food Preparation_Natural Gas_Double Rack Oven_E5 | F4 | Commercial | Other Health | Existing | Food Preparation | Natural Gas | Double Rack Oven | E5 | RVT BC Ratio | 0 | 0 | 0 | 0 | 0 | 0 | 0 | 0 | 0 | 0 | 0 | 0 | 0 | 0 | 0 | 0 | 0 | 0 | 0 | 0 | 0 | 0 | 0 | 0 | 0 | 0 | 0 | 0 | 0 | 0 | 0 | 0 | 0
F4_Commercial_Other Health_Existing_Food Preparation_Natural Gas_Double Rack Oven_E6 | F4 | Commercial | Other Health | Existing | Food Preparation | Natural Gas | Double Rack Oven | E6 | RVT BC Ratio | 0 | 0 | 0 | 0 | 0 | 0 | 0 | 0 | 0 | 0 | 0 | 0 | 0 | 0 | 0 | 0 | 0 | 0 | 0 | 0 | 0 | 0 | 0 | 0 | 0 | 0 | 0 | 0 | 0 | 0 | 0 | 0 | 0
F4_Commercial_Other Health_Existing_Food Preparation_Natural Gas_Double Rack Oven_E7 | F4 | Commercial | Other Health | Existing | Food Preparation | Natural Gas | Double Rack Oven | E7 | RVT BC Ratio | 0 | 0 | 0 | 0 | 0 | 0 | 0 | 0 | 0 | 0 | 0 | 0 | 0 | 0 | 0 | 0 | 0 | 0 | 0 | 0 | 0 | 0 | 0 | 0 | 0 | 0 | 0 | 0 | 0 | 0 | 0 | 0 | 0
F4_Commercial_Other Health_Existing_Food Preparation_Natural Gas_Double Rack Oven_E8 | F4 | Commercial | Other Health | Existing | Food Preparation | Natural Gas | Double Rack Oven | E8 | RVT BC Ratio | 0 | 0 | 0 | 0 | 0 | 0 | 0 | 0 | 0 | 0 | 0 | 0 | 0 | 0 | 0 | 0 | 0 | 0 | 0 | 0 | 0 | 0 | 0 | 0 | 0 | 0 | 0 | 0 | 0 | 0 | 0 | 0 | 0
F4_Commercial_Other Health_Existing_Food Preparation_Natural Gas_Double Rack Oven_E9 | F4 | Commercial | Other Health | Existing | Food Preparation | Natural Gas | Double Rack Oven | E9 | RVT BC Ratio | 0 | 0 | 0 | 0 | 0 | 0 | 0 | 0 | 0 | 0 | 0 | 0 | 0 | 0 | 0 | 0 | 0 | 0 | 0 | 0 | 0 | 0 | 0 | 0 | 0 | 0 | 0 | 0 | 0 | 0 | 0 | 0 | 0
F4_Commercial_Other Health_Existing_Food Preparation_Natural Gas_Double Rack Oven_E10 | F4 | Commercial | Other Health | Existing | Food Preparation | Natural Gas | Double Rack Oven | E10 | RVT BC Ratio | 0 | 0 | 0 | 0 | 0 | 0 | 0 | 0 | 0 | 0 | 0 | 0 | 0 | 0 | 0 | 0 | 0 | 0 | 0 | 0 | 0 | 0 | 0 | 0 | 0 | 0 | 0 | 0 | 0 | 0 | 0 | 0 | 0
F5_Commercial_Other Health_Existing_Food Preparation_Natural Gas_Double Rack Oven_E1 | F5 | Commercial | Other Health | Existing | Food Preparation | Natural Gas | Double Rack Oven | E1 | RIM BC Ratio | bar: 2019 to 2051
F5_Commercial_Other Health_Existing_Food Preparation_Natural Gas_Double Rack Oven_E2 | F5 | Commercial | Other Health | Existing | Food Preparation | Natural Gas | Double Rack Oven | E2 | RIM BC Ratio | 0.73729 | 0.73795 | 0.73866 | 0.73944 | 0.74031 | 0.7413 | 0.74208 | 0.74283 | 0.74357 | 0.74433 | 0.74504 | 0.74568 | 0.74633 | 0.74701 | 0.74774 | 0.74844 | 0.74917 | 0.74993 | 0.75071 | 0.75149 | 0.75226 | 0.75297 | 0.7536 | 0.75414 | 0.75461 | 0.75501 | 0.75528 | 0.75549 | 0.75566 | 0.75581 | 0.75596 | 0.75602 | 0.75602
F5_Commercial_Other Health_Existing_Food Preparation_Natural Gas_Double Rack Oven_E3 | F5 | Commercial | Other Health | Existing | Food Preparation | Natural Gas | Double Rack Oven | E3 | RIM BC Ratio | 0 | 0 | 0 | 0 | 0 | 0 | 0 | 0 | 0 | 0 | 0 | 0 | 0 | 0 | 0 | 0 | 0 | 0 | 0 | 0 | 0 | 0 | 0 | 0 | 0 | 0 | 0 | 0 | 0 | 0 | 0 | 0 | 0
F5_Commercial_Other Health_Existing_Food Preparation_Natural Gas_Double Rack Oven_E4 | F5 | Commercial | Other Health | Existing | Food Preparation | Natural Gas | Double Rack Oven | E4 | RIM BC Ratio | 0 | 0 | 0 | 0 | 0 | 0 | 0 | 0 | 0 | 0 | 0 | 0 | 0 | 0 | 0 | 0 | 0 | 0 | 0 | 0 | 0 | 0 | 0 | 0 | 0 | 0 | 0 | 0 | 0 | 0 | 0 | 0 | 0
F5_Commercial_Other Health_Existing_Food Preparation_Natural Gas_Double Rack Oven_E5 | F5 | Commercial | Other Health | Existing | Food Preparation | Natural Gas | Double Rack Oven | E5 | RIM BC Ratio | 0 | 0 | 0 | 0 | 0 | 0 | 0 | 0 | 0 | 0 | 0 | 0 | 0 | 0 | 0 | 0 | 0 | 0 | 0 | 0 | 0 | 0 | 0 | 0 | 0 | 0 | 0 | 0 | 0 | 0 | 0 | 0 | 0
F5_Commercial_Other Health_Existing_Food Preparation_Natural Gas_Double Rack Oven_E6 | F5 | Commercial | Other Health | Existing | Food Preparation | Natural Gas | Double Rack Oven | E6 | RIM BC Ratio | 0 | 0 | 0 | 0 | 0 | 0 | 0 | 0 | 0 | 0 | 0 | 0 | 0 | 0 | 0 | 0 | 0 | 0 | 0 | 0 | 0 | 0 | 0 | 0 | 0 | 0 | 0 | 0 | 0 | 0 | 0 | 0 | 0
F5_Commercial_Other Health_Existing_Food Preparation_Natural Gas_Double Rack Oven_E7 | F5 | Commercial | Other Health | Existing | Food Preparation | Natural Gas | Double Rack Oven | E7 | RIM BC Ratio | 0 | 0 | 0 | 0 | 0 | 0 | 0 | 0 | 0 | 0 | 0 | 0 | 0 | 0 | 0 | 0 | 0 | 0 | 0 | 0 | 0 | 0 | 0 | 0 | 0 | 0 | 0 | 0 | 0 | 0 | 0 | 0 | 0
F5_Commercial_Other Health_Existing_Food Preparation_Natural Gas_Double Rack Oven_E8 | F5 | Commercial | Other Health | Existing | Food Preparation | Natural Gas | Double Rack Oven | E8 | RIM BC Ratio | 0 | 0 | 0 | 0 | 0 | 0 | 0 | 0 | 0 | 0 | 0 | 0 | 0 | 0 | 0 | 0 | 0 | 0 | 0 | 0 | 0 | 0 | 0 | 0 | 0 | 0 | 0 | 0 | 0 | 0 | 0 | 0 | 0
F5_Commercial_Other Health_Existing_Food Preparation_Natural Gas_Double Rack Oven_E9 | F5 | Commercial | Other Health | Existing | Food Preparation | Natural Gas | Double Rack Oven | E9 | RIM BC Ratio | 0 | 0 | 0 | 0 | 0 | 0 | 0 | 0 | 0 | 0 | 0 | 0 | 0 | 0 | 0 | 0 | 0 | 0 | 0 | 0 | 0 | 0 | 0 | 0 | 0 | 0 | 0 | 0 | 0 | 0 | 0 | 0 | 0
F5_Commercial_Other Health_Existing_Food Preparation_Natural Gas_Double Rack Oven_E10 | F5 | Commercial | Other Health | Existing | Food Preparation | Natural Gas | Double Rack Oven | E10 | RIM BC Ratio | 0 | 0 | 0 | 0 | 0 | 0 | 0 | 0 | 0 | 0 | 0 | 0 | 0 | 0 | 0 | 0 | 0 | 0 | 0 | 0 | 0 | 0 | 0 | 0 | 0 | 0 | 0 | 0 | 0 | 0 | 0 | 0 | 0
F0_Commercial_Other Health_Existing_Food Preparation_Natural Gas_Fryer_E0 | F0 | Commercial | Other Health | Existing | Food Preparation | Natural Gas | Fryer | E0 | Economic Unit | ENERGY STAR | ENERGY STAR | ENERGY STAR | ENERGY STAR | ENERGY STAR | ENERGY STAR | ENERGY STAR | ENERGY STAR | ENERGY STAR | ENERGY STAR | ENERGY STAR | ENERGY STAR | ENERGY STAR | ENERGY STAR | ENERGY STAR | ENERGY STAR | ENERGY STAR | ENERGY STAR | ENERGY STAR | ENERGY STAR | ENERGY STAR | ENERGY STAR | ENERGY STAR | ENERGY STAR | ENERGY STAR | ENERGY STAR | ENERGY STAR | ENERGY STAR | ENERGY STAR | ENERGY STAR | ENERGY STAR | ENERGY STAR | ENERGY STAR
F1_Commercial_Other Health_Existing_Food Preparation_Natural Gas_Fryer_E1 | F1 | Commercial | Other Health | Existing | Food Preparation | Natural Gas | Fryer | E1 | CCE | 0 | 0 | 0 | 0 | 0 | 0 | 0 | 0 | 0 | 0 | 0 | 0 | 0 | 0 | 0 | 0 | 0 | 0 | 0 | 0 | 0 | 0 | 0 | 0 | 0 | 0 | 0 | 0 | 0 | 0 | 0 | 0 | 0
F1_Commercial_Other Health_Existing_Food Preparation_Natural Gas_Fryer_E2 | F1 | Commercial | Other Health | Existing | Food Preparation | Natural Gas | Fryer | E2 | CCE | 0.52081 | 0.52081 | 0.52081 | 0 | 0 | 0 | 0 | 0 | 0 | 0 | 0 | 0 | 0 | 0 | 0 | 0 | 0 | 0 | 0 | 0 | 0 | 0 | 0 | 0 | 0 | 0 | 0 | 0 | 0 | 0 | 0 | 0 | 0
F1_Commercial_Other Health_Existing_Food Preparation_Natural Gas_Fryer_E3 | F1 | Commercial | Other Health | Existing | Food Preparation | Natural Gas | Fryer | E3 | CCE | 0 | 0 | 0 | 0 | 0 | 0 | 0 | 0 | 0 | 0 | 0 | 0 | 0 | 0 | 0 | 0 | 0 | 0 | 0 | 0 | 0 | 0 | 0 | 0 | 0 | 0 | 0 | 0 | 0 | 0 | 0 | 0 | 0
F1_Commercial_Other Health_Existing_Food Preparation_Natural Gas_Fryer_E4 | F1 | Commercial | Other Health | Existing | Food Preparation | Natural Gas | Fryer | E4 | CCE | 0 | 0 | 0 | 0 | 0 | 0 | 0 | 0 | 0 | 0 | 0 | 0 | 0 | 0 | 0 | 0 | 0 | 0 | 0 | 0 | 0 | 0 | 0 | 0 | 0 | 0 | 0 | 0 | 0 | 0 | 0 | 0 | 0
F1_Commercial_Other Health_Existing_Food Preparation_Natural Gas_Fryer_E5 | F1 | Commercial | Other Health | Existing | Food Preparation | Natural Gas | Fryer | E5 | CCE | 0 | 0 | 0 | 0 | 0 | 0 | 0 | 0 | 0 | 0 | 0 | 0 | 0 | 0 | 0 | 0 | 0 | 0 | 0 | 0 | 0 | 0 | 0 | 0 | 0 | 0 | 0 | 0 | 0 | 0 | 0 | 0 | 0
F1_Commercial_Other Health_Existing_Food Preparation_Natural Gas_Fryer_E6 | F1 | Commercial | Other Health | Existing | Food Preparation | Natural Gas | Fryer | E6 | CCE | 0 | 0 | 0 | 0 | 0 | 0 | 0 | 0 | 0 | 0 | 0 | 0 | 0 | 0 | 0 | 0 | 0 | 0 | 0 | 0 | 0 | 0 | 0 | 0 | 0 | 0 | 0 | 0 | 0 | 0 | 0 | 0 | 0
F1_Commercial_Other Health_Existing_Food Preparation_Natural Gas_Fryer_E7 | F1 | Commercial | Other Health | Existing | Food Preparation | Natural Gas | Fryer | E7 | CCE | 0 | 0 | 0 | 0 | 0 | 0 | 0 | 0 | 0 | 0 | 0 | 0 | 0 | 0 | 0 | 0 | 0 | 0 | 0 | 0 | 0 | 0 | 0 | 0 | 0 | 0 | 0 | 0 | 0 | 0 | 0 | 0 | 0
F1_Commercial_Other Health_Existing_Food Preparation_Natural Gas_Fryer_E8 | F1 | Commercial | Other Health | Existing | Food Preparation | Natural Gas | Fryer | E8 | CCE | 0 | 0 | 0 | 0 | 0 | 0 | 0 | 0 | 0 | 0 | 0 | 0 | 0 | 0 | 0 | 0 | 0 | 0 | 0 | 0 | 0 | 0 | 0 | 0 | 0 | 0 | 0 | 0 | 0 | 0 | 0 | 0 | 0
F1_Commercial_Other Health_Existing_Food Preparation_Natural Gas_Fryer_E9 | F1 | Commercial | Other Health | Existing | Food Preparation | Natural Gas | Fryer | E9 | CCE | 0 | 0 | 0 | 0 | 0 | 0 | 0 | 0 | 0 | 0 | 0 | 0 | 0 | 0 | 0 | 0 | 0 | 0 | 0 | 0 | 0 | 0 | 0 | 0 | 0 | 0 | 0 | 0 | 0 | 0 | 0 | 0 | 0
F1_Commercial_Other Health_Existing_Food Preparation_Natural Gas_Fryer_E10 | F1 | Commercial | Other Health | Existing | Food Preparation | Natural Gas | Fryer | E10 | CCE | 0 | 0 | 0 | 0 | 0 | 0 | 0 | 0 | 0 | 0 | 0 | 0 | 0 | 0 | 0 | 0 | 0 | 0 | 0 | 0 | 0 | 0 | 0 | 0 | 0 | 0 | 0 | 0 | 0 | 0 | 0 | 0 | 0
F2_Commercial_Other Health_Existing_Food Preparation_Natural Gas_Fryer_E1 | F2 | Commercial | Other Health | Existing | Food Preparation | Natural Gas | Fryer | E1 | TRC BC Ratio | 1 | 1 | 1 | 0 | 0 | 0 | 0 | 0 | 0 | 0 | 0 | 0 | 0 | 0 | 0 | 0 | 0 | 0 | 0 | 0 | 0 | 0 | 0 | 0 | 0 | 0 | 0 | 0 | 0 | 0 | 0 | 0 | 0
F2_Commercial_Other Health_Existing_Food Preparation_Natural Gas_Fryer_E2 | F2 | Commercial | Other Health | Existing | Food Preparation | Natural Gas | Fryer | E2 | TRC BC Ratio | 2.6303 | 2.6385 | 2.6536 | 1 | 1 | 1 | 1 | 1 | 1 | 1 | 1 | 1 | 1 | 1 | 1 | 1 | 1 | 1 | 1 | 1 | 1 | 1 | 1 | 1 | 1 | 1 | 1 | 1 | 1 | 1 | 1 | 1 | 1
F2_Commercial_Other Health_Existing_Food Preparation_Natural Gas_Fryer_E3 | F2 | Commercial | Other Health | Existing | Food Preparation | Natural Gas | Fryer | E3 | TRC BC Ratio | 0 | 0 | 0 | 0 | 0 | 0 | 0 | 0 | 0 | 0 | 0 | 0 | 0 | 0 | 0 | 0 | 0 | 0 | 0 | 0 | 0 | 0 | 0 | 0 | 0 | 0 | 0 | 0 | 0 | 0 | 0 | 0 | 0
F2_Commercial_Other Health_Existing_Food Preparation_Natural Gas_Fryer_E4 | F2 | Commercial | Other Health | Existing | Food Preparation | Natural Gas | Fryer | E4 | TRC BC Ratio | 0 | 0 | 0 | 0 | 0 | 0 | 0 | 0 | 0 | 0 | 0 | 0 | 0 | 0 | 0 | 0 | 0 | 0 | 0 | 0 | 0 | 0 | 0 | 0 | 0 | 0 | 0 | 0 | 0 | 0 | 0 | 0 | 0
F2_Commercial_Other Health_Existing_Food Preparation_Natural Gas_Fryer_E5 | F2 | Commercial | Other Health | Existing | Food Preparation | Natural Gas | Fryer | E5 | TRC BC Ratio | 0 | 0 | 0 | 0 | 0 | 0 | 0 | 0 | 0 | 0 | 0 | 0 | 0 | 0 | 0 | 0 | 0 | 0 | 0 | 0 | 0 | 0 | 0 | 0 | 0 | 0 | 0 | 0 | 0 | 0 | 0 | 0 | 0
F2_Commercial_Other Health_Existing_Food Preparation_Natural Gas_Fryer_E6 | F2 | Commercial | Other Health | Existing | Food Preparation | Natural Gas | Fryer | E6 | TRC BC Ratio | 0 | 0 | 0 | 0 | 0 | 0 | 0 | 0 | 0 | 0 | 0 | 0 | 0 | 0 | 0 | 0 | 0 | 0 | 0 | 0 | 0 | 0 | 0 | 0 | 0 | 0 | 0 | 0 | 0 | 0 | 0 | 0 | 0
F2_Commercial_Other Health_Existing_Food Preparation_Natural Gas_Fryer_E7 | F2 | Commercial | Other Health | Existing | Food Preparation | Natural Gas | Fryer | E7 | TRC BC Ratio | 0 | 0 | 0 | 0 | 0 | 0 | 0 | 0 | 0 | 0 | 0 | 0 | 0 | 0 | 0 | 0 | 0 | 0 | 0 | 0 | 0 | 0 | 0 | 0 | 0 | 0 | 0 | 0 | 0 | 0 | 0 | 0 | 0
F2_Commercial_Other Health_Existing_Food Preparation_Natural Gas_Fryer_E8 | F2 | Commercial | Other Health | Existing | Food Preparation | Natural Gas | Fryer | E8 | TRC BC Ratio | 0 | 0 | 0 | 0 | 0 | 0 | 0 | 0 | 0 | 0 | 0 | 0 | 0 | 0 | 0 | 0 | 0 | 0 | 0 | 0 | 0 | 0 | 0 | 0 | 0 | 0 | 0 | 0 | 0 | 0 | 0 | 0 | 0
F2_Commercial_Other Health_Existing_Food Preparation_Natural Gas_Fryer_E9 | F2 | Commercial | Other Health | Existing | Food Preparation | Natural Gas | Fryer | E9 | TRC BC Ratio | 0 | 0 | 0 | 0 | 0 | 0 | 0 | 0 | 0 | 0 | 0 | 0 | 0 | 0 | 0 | 0 | 0 | 0 | 0 | 0 | 0 | 0 | 0 | 0 | 0 | 0 | 0 | 0 | 0 | 0 | 0 | 0 | 0
F2_Commercial_Other Health_Existing_Food Preparation_Natural Gas_Fryer_E10 | F2 | Commercial | Other Health | Existing | Food Preparation | Natural Gas | Fryer | E10 | TRC BC Ratio | 0 | 0 | 0 | 0 | 0 | 0 | 0 | 0 | 0 | 0 | 0 | 0 | 0 | 0 | 0 | 0 | 0 | 0 | 0 | 0 | 0 | 0 | 0 | 0 | 0 | 0 | 0 | 0 | 0 | 0 | 0 | 0 | 0
F3_Commercial_Other Health_Existing_Food Preparation_Natural Gas_Fryer_E1 | F3 | Commercial | Other Health | Existing | Food Preparation | Natural Gas | Fryer | E1 | PACT BC Ratio | 1 | 1 | 1 | 0 | 0 | 0 | 0 | 0 | 0 | 0 | 0 | 0 | 0 | 0 | 0 | 0 | 0 | 0 | 0 | 0 | 0 | 0 | 0 | 0 | 0 | 0 | 0 | 0 | 0 | 0 | 0 | 0 | 0
F3_Commercial_Other Health_Existing_Food Preparation_Natural Gas_Fryer_E2 | F3 | Commercial | Other Health | Existing | Food Preparation | Natural Gas | Fryer | E2 | PACT BC Ratio | 3.5071 | 3.518 | 3.5381 | 1 | 1 | 1 | 1 | 1 | 1 | 1 | 1 | 1 | 1 | 1 | 1 | 1 | 1 | 1 | 1 | 1 | 1 | 1 | 1 | 1 | 1 | 1 | 1 | 1 | 1 | 1 | 1 | 1 | 1
F3_Commercial_Other Health_Existing_Food Preparation_Natural Gas_Fryer_E3 | F3 | Commercial | Other Health | Existing | Food Preparation | Natural Gas | Fryer | E3 | PACT BC Ratio | 0 | 0 | 0 | 0 | 0 | 0 | 0 | 0 | 0 | 0 | 0 | 0 | 0 | 0 | 0 | 0 | 0 | 0 | 0 | 0 | 0 | 0 | 0 | 0 | 0 | 0 | 0 | 0 | 0 | 0 | 0 | 0 | 0
F3_Commercial_Other Health_Existing_Food Preparation_Natural Gas_Fryer_E4 | F3 | Commercial | Other Health | Existing | Food Preparation | Natural Gas | Fryer | E4 | PACT BC Ratio | 0 | 0 | 0 | 0 | 0 | 0 | 0 | 0 | 0 | 0 | 0 | 0 | 0 | 0 | 0 | 0 | 0 | 0 | 0 | 0 | 0 | 0 | 0 | 0 | 0 | 0 | 0 | 0 | 0 | 0 | 0 | 0 | 0
F3_Commercial_Other Health_Existing_Food Preparation_Natural Gas_Fryer_E5 | F3 | Commercial | Other Health | Existing | Food Preparation | Natural Gas | Fryer | E5 | PACT BC Ratio | 0 | 0 | 0 | 0 | 0 | 0 | 0 | 0 | 0 | 0 | 0 | 0 | 0 | 0 | 0 | 0 | 0 | 0 | 0 | 0 | 0 | 0 | 0 | 0 | 0 | 0 | 0 | 0 | 0 | 0 | 0 | 0 | 0
F3_Commercial_Other Health_Existing_Food Preparation_Natural Gas_Fryer_E6 | F3 | Commercial | Other Health | Existing | Food Preparation | Natural Gas | Fryer | E6 | PACT BC Ratio | 0 | 0 | 0 | 0 | 0 | 0 | 0 | 0 | 0 | 0 | 0 | 0 | 0 | 0 | 0 | 0 | 0 | 0 | 0 | 0 | 0 | 0 | 0 | 0 | 0 | 0 | 0 | 0 | 0 | 0 | 0 | 0 | 0
F3_Commercial_Other Health_Existing_Food Preparation_Natural Gas_Fryer_E7 | F3 | Commercial | Other Health | Existing | Food Preparation | Natural Gas | Fryer | E7 | PACT BC Ratio | 0 | 0 | 0 | 0 | 0 | 0 | 0 | 0 | 0 | 0 | 0 | 0 | 0 | 0 | 0 | 0 | 0 | 0 | 0 | 0 | 0 | 0 | 0 | 0 | 0 | 0 | 0 | 0 | 0 | 0 | 0 | 0 | 0
F3_Commercial_Other Health_Existing_Food Preparation_Natural Gas_Fryer_E8 | F3 | Commercial | Other Health | Existing | Food Preparation | Natural Gas | Fryer | E8 | PACT BC Ratio | 0 | 0 | 0 | 0 | 0 | 0 | 0 | 0 | 0 | 0 | 0 | 0 | 0 | 0 | 0 | 0 | 0 | 0 | 0 | 0 | 0 | 0 | 0 | 0 | 0 | 0 | 0 | 0 | 0 | 0 | 0 | 0 | 0
F3_Commercial_Other Health_Existing_Food Preparation_Natural Gas_Fryer_E9 | F3 | Commercial | Other Health | Existing | Food Preparation | Natural Gas | Fryer | E9 | PACT BC Ratio | 0 | 0 | 0 | 0 | 0 | 0 | 0 | 0 | 0 | 0 | 0 | 0 | 0 | 0 | 0 | 0 | 0 | 0 | 0 | 0 | 0 | 0 | 0 | 0 | 0 | 0 | 0 | 0 | 0 | 0 | 0 | 0 | 0
F3_Commercial_Other Health_Existing_Food Preparation_Natural Gas_Fryer_E10 | F3 | Commercial | Other Health | Existing | Food Preparation | Natural Gas | Fryer | E10 | PACT BC Ratio | 0 | 0 | 0 | 0 | 0 | 0 | 0 | 0 | 0 | 0 | 0 | 0 | 0 | 0 | 0 | 0 | 0 | 0 | 0 | 0 | 0 | 0 | 0 | 0 | 0 | 0 | 0 | 0 | 0 | 0 | 0 | 0 | 0
F4_Commercial_Other Health_Existing_Food Preparation_Natural Gas_Fryer_E1 | F4 | Commercial | Other Health | Existing | Food Preparation | Natural Gas | Fryer | E1 | RVT BC Ratio | 1 | 1 | 1 | 0 | 0 | 0 | 0 | 0 | 0 | 0 | 0 | 0 | 0 | 0 | 0 | 0 | 0 | 0 | 0 | 0 | 0 | 0 | 0 | 0 | 0 | 0 | 0 | 0 | 0 | 0 | 0 | 0 | 0
F4_Commercial_Other Health_Existing_Food Preparation_Natural Gas_Fryer_E2 | F4 | Commercial | Other Health | Existing | Food Preparation | Natural Gas | Fryer | E2 | RVT BC Ratio | 4.4816 | 4.4933 | 4.515 | 1 | 1 | 1 | 1 | 1 | 1 | 1 | 1 | 1 | 1 | 1 | 1 | 1 | 1 | 1 | 1 | 1 | 1 | 1 | 1 | 1 | 1 | 1 | 1 | 1 | 1 | 1 | 1 | 1 | 1
F4_Commercial_Other Health_Existing_Food Preparation_Natural Gas_Fryer_E3 | F4 | Commercial | Other Health | Existing | Food Preparation | Natural Gas | Fryer | E3 | RVT BC Ratio | 0 | 0 | 0 | 0 | 0 | 0 | 0 | 0 | 0 | 0 | 0 | 0 | 0 | 0 | 0 | 0 | 0 | 0 | 0 | 0 | 0 | 0 | 0 | 0 | 0 | 0 | 0 | 0 | 0 | 0 | 0 | 0 | 0
F4_Commercial_Other Health_Existing_Food Preparation_Natural Gas_Fryer_E4 | F4 | Commercial | Other Health | Existing | Food Preparation | Natural Gas | Fryer | E4 | RVT BC Ratio | 0 | 0 | 0 | 0 | 0 | 0 | 0 | 0 | 0 | 0 | 0 | 0 | 0 | 0 | 0 | 0 | 0 | 0 | 0 | 0 | 0 | 0 | 0 | 0 | 0 | 0 | 0 | 0 | 0 | 0 | 0 | 0 | 0
F4_Commercial_Other Health_Existing_Food Preparation_Natural Gas_Fryer_E5 | F4 | Commercial | Other Health | Existing | Food Preparation | Natural Gas | Fryer | E5 | RVT BC Ratio | 0 | 0 | 0 | 0 | 0 | 0 | 0 | 0 | 0 | 0 | 0 | 0 | 0 | 0 | 0 | 0 | 0 | 0 | 0 | 0 | 0 | 0 | 0 | 0 | 0 | 0 | 0 | 0 | 0 | 0 | 0 | 0 | 0
F4_Commercial_Other Health_Existing_Food Preparation_Natural Gas_Fryer_E6 | F4 | Commercial | Other Health | Existing | Food Preparation | Natural Gas | Fryer | E6 | RVT BC Ratio | 0 | 0 | 0 | 0 | 0 | 0 | 0 | 0 | 0 | 0 | 0 | 0 | 0 | 0 | 0 | 0 | 0 | 0 | 0 | 0 | 0 | 0 | 0 | 0 | 0 | 0 | 0 | 0 | 0 | 0 | 0 | 0 | 0
F4_Commercial_Other Health_Existing_Food Preparation_Natural Gas_Fryer_E7 | F4 | Commercial | Other Health | Existing | Food Preparation | Natural Gas | Fryer | E7 | RVT BC Ratio | 0 | 0 | 0 | 0 | 0 | 0 | 0 | 0 | 0 | 0 | 0 | 0 | 0 | 0 | 0 | 0 | 0 | 0 | 0 | 0 | 0 | 0 | 0 | 0 | 0 | 0 | 0 | 0 | 0 | 0 | 0 | 0 | 0
F4_Commercial_Other Health_Existing_Food Preparation_Natural Gas_Fryer_E8 | F4 | Commercial | Other Health | Existing | Food Preparation | Natural Gas | Fryer | E8 | RVT BC Ratio | 0 | 0 | 0 | 0 | 0 | 0 | 0 | 0 | 0 | 0 | 0 | 0 | 0 | 0 | 0 | 0 | 0 | 0 | 0 | 0 | 0 | 0 | 0 | 0 | 0 | 0 | 0 | 0 | 0 | 0 | 0 | 0 | 0
F4_Commercial_Other Health_Existing_Food Preparation_Natural Gas_Fryer_E9 | F4 | Commercial | Other Health | Existing | Food Preparation | Natural Gas | Fryer | E9 | RVT BC Ratio | 0 | 0 | 0 | 0 | 0 | 0 | 0 | 0 | 0 | 0 | 0 | 0 | 0 | 0 | 0 | 0 | 0 | 0 | 0 | 0 | 0 | 0 | 0 | 0 | 0 | 0 | 0 | 0 | 0 | 0 | 0 | 0 | 0
F4_Commercial_Other Health_Existing_Food Preparation_Natural Gas_Fryer_E10 | F4 | Commercial | Other Health | Existing | Food Preparation | Natural Gas | Fryer | E10 | RVT BC Ratio | 0 | 0 | 0 | 0 | 0 | 0 | 0 | 0 | 0 | 0 | 0 | 0 | 0 | 0 | 0 | 0 | 0 | 0 | 0 | 0 | 0 | 0 | 0 | 0 | 0 | 0 | 0 | 0 | 0 | 0 | 0 | 0 | 0
F5_Commercial_Other Health_Existing_Food Preparation_Natural Gas_Fryer_E1 | F5 | Commercial | Other Health | Existing | Food Preparation | Natural Gas | Fryer | E1 | RIM BC Ratio | 1 | 1 | 1 | 0 | 0 | 0 | 0 | 0 | 0 | 0 | 0 | 0 | 0 | 0 | 0 | 0 | 0 | 0 | 0 | 0 | 0 | 0 | 0 | 0 | 0 | 0 | 0 | 0 | 0 | 0 | 0 | 0 | 0
F5_Commercial_Other Health_Existing_Food Preparation_Natural Gas_Fryer_E2 | F5 | Commercial | Other Health | Existing | Food Preparation | Natural Gas | Fryer | E2 | RIM BC Ratio | 0.67422 | 0.67462 | 0.67536 | 1 | 1 | 1 | 1 | 1 | 1 | 1 | 1 | 1 | 1 | 1 | 1 | 1 | 1 | 1 | 1 | 1 | 1 | 1 | 1 | 1 | 1 | 1 | 1 | 1 | 1 | 1 | 1 | 1 | 1
F5_Commercial_Other Health_Existing_Food Preparation_Natural Gas_Fryer_E3 | F5 | Commercial | Other Health | Existing | Food Preparation | Natural Gas | Fryer | E3 | RIM BC Ratio | 0 | 0 | 0 | 0 | 0 | 0 | 0 | 0 | 0 | 0 | 0 | 0 | 0 | 0 | 0 | 0 | 0 | 0 | 0 | 0 | 0 | 0 | 0 | 0 | 0 | 0 | 0 | 0 | 0 | 0 | 0 | 0 | 0
F5_Commercial_Other Health_Existing_Food Preparation_Natural Gas_Fryer_E4 | F5 | Commercial | Other Health | Existing | Food Preparation | Natural Gas | Fryer | E4 | RIM BC Ratio | 0 | 0 | 0 | 0 | 0 | 0 | 0 | 0 | 0 | 0 | 0 | 0 | 0 | 0 | 0 | 0 | 0 | 0 | 0 | 0 | 0 | 0 | 0 | 0 | 0 | 0 | 0 | 0 | 0 | 0 | 0 | 0 | 0
F5_Commercial_Other Health_Existing_Food Preparation_Natural Gas_Fryer_E5 | F5 | Commercial | Other Health | Existing | Food Preparation | Natural Gas | Fryer | E5 | RIM BC Ratio | 0 | 0 | 0 | 0 | 0 | 0 | 0 | 0 | 0 | 0 | 0 | 0 | 0 | 0 | 0 | 0 | 0 | 0 | 0 | 0 | 0 | 0 | 0 | 0 | 0 | 0 | 0 | 0 | 0 | 0 | 0 | 0 | 0
F5_Commercial_Other Health_Existing_Food Preparation_Natural Gas_Fryer_E6 | F5 | Commercial | Other Health | Existing | Food Preparation | Natural Gas | Fryer | E6 | RIM BC Ratio | 0 | 0 | 0 | 0 | 0 | 0 | 0 | 0 | 0 | 0 | 0 | 0 | 0 | 0 | 0 | 0 | 0 | 0 | 0 | 0 | 0 | 0 | 0 | 0 | 0 | 0 | 0 | 0 | 0 | 0 | 0 | 0 | 0
F5_Commercial_Other Health_Existing_Food Preparation_Natural Gas_Fryer_E7 | F5 | Commercial | Other Health | Existing | Food Preparation | Natural Gas | Fryer | E7 | RIM BC Ratio | 0 | 0 | 0 | 0 | 0 | 0 | 0 | 0 | 0 | 0 | 0 | 0 | 0 | 0 | 0 | 0 | 0 | 0 | 0 | 0 | 0 | 0 | 0 | 0 | 0 | 0 | 0 | 0 | 0 | 0 | 0 | 0 | 0
F5_Commercial_Other Health_Existing_Food Preparation_Natural Gas_Fryer_E8 | F5 | Commercial | Other Health | Existing | Food Preparation | Natural Gas | Fryer | E8 | RIM BC Ratio | 0 | 0 | 0 | 0 | 0 | 0 | 0 | 0 | 0 | 0 | 0 | 0 | 0 | 0 | 0 | 0 | 0 | 0 | 0 | 0 | 0 | 0 | 0 | 0 | 0 | 0 | 0 | 0 | 0 | 0 | 0 | 0 | 0
F5_Commercial_Other Health_Existing_Food Preparation_Natural Gas_Fryer_E9 | F5 | Commercial | Other Health | Existing | Food Preparation | Natural Gas | Fryer | E9 | RIM BC Ratio | 0 | 0 | 0 | 0 | 0 | 0 | 0 | 0 | 0 | 0 | 0 | 0 | 0 | 0 | 0 | 0 | 0 | 0 | 0 | 0 | 0 | 0 | 0 | 0 | 0 | 0 | 0 | 0 | 0 | 0 | 0 | 0 | 0
F5_Commercial_Other Health_Existing_Food Preparation_Natural Gas_Fryer_E10 | F5 | Commercial | Other Health | Existing | Food Preparation | Natural Gas | Fryer | E10 | RIM BC Ratio | 0 | 0 | 0 | 0 | 0 | 0 | 0 | 0 | 0 | 0 | 0 | 0 | 0 | 0 | 0 | 0 | 0 | 0 | 0 | 0 | 0 | 0 | 0 | 0 | 0 | 0 | 0 | 0 | 0 | 0 | 0 | 0 | 0
F0_Commercial_Other Health_Existing_Food Preparation_Natural Gas_Broiler_E0 | F0 | Commercial | Other Health | Existing | Food Preparation | Natural Gas | Broiler | E0 | Economic Unit | Infrared Burners | Infrared Burners | Infrared Burners | Infrared Burners | Infrared Burners | Infrared Burners | Infrared Burners | Infrared Burners | Infrared Burners | Infrared Burners | Infrared Burners | Infrared Burners | Infrared Burners | Infrared Burners | Infrared Burners | Infrared Burners | Infrared Burners | Infrared Burners | Infrared Burners | Infrared Burners | Infrared Burners | Infrared Burners | Infrared Burners | Infrared Burners | Infrared Burners | Infrared Burners | Infrared Burners | Infrared Burners | Infrared Burners | Infrared Burners | Infrared Burners | Infrared Burners | Infrared Burners
F1_Commercial_Other Health_Existing_Food Preparation_Natural Gas_Broiler_E1 | F1 | Commercial | Other Health | Existing | Food Preparation | Natural Gas | Broiler | E1 | CCE | 0 | 0 | 0 | 0 | 0 | 0 | 0 | 0 | 0 | 0 | 0 | 0 | 0 | 0 | 0 | 0 | 0 | 0 | 0 | 0 | 0 | 0 | 0 | 0 | 0 | 0 | 0 | 0 | 0 | 0 | 0 | 0 | 0
F1_Commercial_Other Health_Existing_Food Preparation_Natural Gas_Broiler_E2 | F1 | Commercial | Other Health | Existing | Food Preparation | Natural Gas | Broiler | E2 | CCE | 0.62853 | 0.62853 | 0.62853 | 0.62853 | 0.62853 | 0.62853 | 0.62853 | 0.62853 | 0.62853 | 0.62853 | 0.62853 | 0.62853 | 0.62853 | 0.62853 | 0.62853 | 0.62853 | 0.62853 | 0.62853 | 0.62853 | 0.62853 | 0.62853 | 0.62853 | 0.62853 | 0.62853 | 0.62853 | 0.62853 | 0.62853 | 0.62853 | 0.62853 | 0.62853 | 0.62853 | 0.62853 | 0.62853
F1_Commercial_Other Health_Existing_Food Preparation_Natural Gas_Broiler_E3 | F1 | Commercial | Other Health | Existing | Food Preparation | Natural Gas | Broiler | E3 | CCE | 0 | 0 | 0 | 0 | 0 | 0 | 0 | 0 | 0 | 0 | 0 | 0 | 0 | 0 | 0 | 0 | 0 | 0 | 0 | 0 | 0 | 0 | 0 | 0 | 0 | 0 | 0 | 0 | 0 | 0 | 0 | 0 | 0
F1_Commercial_Other Health_Existing_Food Preparation_Natural Gas_Broiler_E4 | F1 | Commercial | Other Health | Existing | Food Preparation | Natural Gas | Broiler | E4 | CCE | 0 | 0 | 0 | 0 | 0 | 0 | 0 | 0 | 0 | 0 | 0 | 0 | 0 | 0 | 0 | 0 | 0 | 0 | 0 | 0 | 0 | 0 | 0 | 0 | 0 | 0 | 0 | 0 | 0 | 0 | 0 | 0 | 0
F1_Commercial_Other Health_Existing_Food Preparation_Natural Gas_Broiler_E5 | F1 | Commercial | Other Health | Existing | Food Preparation | Natural Gas | Broiler | E5 | CCE | 0 | 0 | 0 | 0 | 0 | 0 | 0 | 0 | 0 | 0 | 0 | 0 | 0 | 0 | 0 | 0 | 0 | 0 | 0 | 0 | 0 | 0 | 0 | 0 | 0 | 0 | 0 | 0 | 0 | 0 | 0 | 0 | 0
F1_Commercial_Other Health_Existing_Food Preparation_Natural Gas_Broiler_E6 | F1 | Commercial | Other Health | Existing | Food Preparation | Natural Gas | Broiler | E6 | CCE | 0 | 0 | 0 | 0 | 0 | 0 | 0 | 0 | 0 | 0 | 0 | 0 | 0 | 0 | 0 | 0 | 0 | 0 | 0 | 0 | 0 | 0 | 0 | 0 | 0 | 0 | 0 | 0 | 0 | 0 | 0 | 0 | 0
F1_Commercial_Other Health_Existing_Food Preparation_Natural Gas_Broiler_E7 | F1 | Commercial | Other Health | Existing | Food Preparation | Natural Gas | Broiler | E7 | CCE | 0 | 0 | 0 | 0 | 0 | 0 | 0 | 0 | 0 | 0 | 0 | 0 | 0 | 0 | 0 | 0 | 0 | 0 | 0 | 0 | 0 | 0 | 0 | 0 | 0 | 0 | 0 | 0 | 0 | 0 | 0 | 0 | 0
F1_Commercial_Other Health_Existing_Food Preparation_Natural Gas_Broiler_E8 | F1 | Commercial | Other Health | Existing | Food Preparation | Natural Gas | Broiler | E8 | CCE | 0 | 0 | 0 | 0 | 0 | 0 | 0 | 0 | 0 | 0 | 0 | 0 | 0 | 0 | 0 | 0 | 0 | 0 | 0 | 0 | 0 | 0 | 0 | 0 | 0 | 0 | 0 | 0 | 0 | 0 | 0 | 0 | 0
F1_Commercial_Other Health_Existing_Food Preparation_Natural Gas_Broiler_E9 | F1 | Commercial | Other Health | Existing | Food Preparation | Natural Gas | Broiler | E9 | CCE | 0 | 0 | 0 | 0 | 0 | 0 | 0 | 0 | 0 | 0 | 0 | 0 | 0 | 0 | 0 | 0 | 0 | 0 | 0 | 0 | 0 | 0 | 0 | 0 | 0 | 0 | 0 | 0 | 0 | 0 | 0 | 0 | 0
F1_Commercial_Other Health_Existing_Food Preparation_Natural Gas_Broiler_E10 | F1 | Commercial | Other Health | Existing | Food Preparation | Natural Gas | Broiler | E10 | CCE | 0 | 0 | 0 | 0 | 0 | 0 | 0 | 0 | 0 | 0 | 0 | 0 | 0 | 0 | 0 | 0 | 0 | 0 | 0 | 0 | 0 | 0 | 0 | 0 | 0 | 0 | 0 | 0 | 0 | 0 | 0 | 0 | 0
F2_Commercial_Other Health_Existing_Food Preparation_Natural Gas_Broiler_E1 | F2 | Commercial | Other Health | Existing | Food Preparation | Natural Gas | Broiler | E1 | TRC BC Ratio | bar: 2019 to 2051
F2_Commercial_Other Health_Existing_Food Preparation_Natural Gas_Broiler_E2 | F2 | Commercial | Other Health | Existing | Food Preparation | Natural Gas | Broiler | E2 | TRC BC Ratio | 2.2386 | 2.2557 | 2.2748 | 2.2957 | 2.3196 | 2.3473 | 2.3697 | 2.3913 | 2.4131 | 2.4359 | 2.4576 | 2.4775 | 2.4979 | 2.5193 | 2.543 | 2.5661 | 2.5906 | 2.6165 | 2.6435 | 2.671 | 2.6988 | 2.7247 | 2.7482 | 2.7689 | 2.7868 | 2.8022 | 2.8129 | 2.8208 | 2.8277 | 2.8336 | 2.8394 | 2.842 | 2.842
F2_Commercial_Other Health_Existing_Food Preparation_Natural Gas_Broiler_E3 | F2 | Commercial | Other Health | Existing | Food Preparation | Natural Gas | Broiler | E3 | TRC BC Ratio | 0 | 0 | 0 | 0 | 0 | 0 | 0 | 0 | 0 | 0 | 0 | 0 | 0 | 0 | 0 | 0 | 0 | 0 | 0 | 0 | 0 | 0 | 0 | 0 | 0 | 0 | 0 | 0 | 0 | 0 | 0 | 0 | 0
F2_Commercial_Other Health_Existing_Food Preparation_Natural Gas_Broiler_E4 | F2 | Commercial | Other Health | Existing | Food Preparation | Natural Gas | Broiler | E4 | TRC BC Ratio | 0 | 0 | 0 | 0 | 0 | 0 | 0 | 0 | 0 | 0 | 0 | 0 | 0 | 0 | 0 | 0 | 0 | 0 | 0 | 0 | 0 | 0 | 0 | 0 | 0 | 0 | 0 | 0 | 0 | 0 | 0 | 0 | 0
F2_Commercial_Other Health_Existing_Food Preparation_Natural Gas_Broiler_E5 | F2 | Commercial | Other Health | Existing | Food Preparation | Natural Gas | Broiler | E5 | TRC BC Ratio | 0 | 0 | 0 | 0 | 0 | 0 | 0 | 0 | 0 | 0 | 0 | 0 | 0 | 0 | 0 | 0 | 0 | 0 | 0 | 0 | 0 | 0 | 0 | 0 | 0 | 0 | 0 | 0 | 0 | 0 | 0 | 0 | 0
F2_Commercial_Other Health_Existing_Food Preparation_Natural Gas_Broiler_E6 | F2 | Commercial | Other Health | Existing | Food Preparation | Natural Gas | Broiler | E6 | TRC BC Ratio | 0 | 0 | 0 | 0 | 0 | 0 | 0 | 0 | 0 | 0 | 0 | 0 | 0 | 0 | 0 | 0 | 0 | 0 | 0 | 0 | 0 | 0 | 0 | 0 | 0 | 0 | 0 | 0 | 0 | 0 | 0 | 0 | 0
F2_Commercial_Other Health_Existing_Food Preparation_Natural Gas_Broiler_E7 | F2 | Commercial | Other Health | Existing | Food Preparation | Natural Gas | Broiler | E7 | TRC BC Ratio | 0 | 0 | 0 | 0 | 0 | 0 | 0 | 0 | 0 | 0 | 0 | 0 | 0 | 0 | 0 | 0 | 0 | 0 | 0 | 0 | 0 | 0 | 0 | 0 | 0 | 0 | 0 | 0 | 0 | 0 | 0 | 0 | 0
F2_Commercial_Other Health_Existing_Food Preparation_Natural Gas_Broiler_E8 | F2 | Commercial | Other Health | Existing | Food Preparation | Natural Gas | Broiler | E8 | TRC BC Ratio | 0 | 0 | 0 | 0 | 0 | 0 | 0 | 0 | 0 | 0 | 0 | 0 | 0 | 0 | 0 | 0 | 0 | 0 | 0 | 0 | 0 | 0 | 0 | 0 | 0 | 0 | 0 | 0 | 0 | 0 | 0 | 0 | 0
F2_Commercial_Other Health_Existing_Food Preparation_Natural Gas_Broiler_E9 | F2 | Commercial | Other Health | Existing | Food Preparation | Natural Gas | Broiler | E9 | TRC BC Ratio | 0 | 0 | 0 | 0 | 0 | 0 | 0 | 0 | 0 | 0 | 0 | 0 | 0 | 0 | 0 | 0 | 0 | 0 | 0 | 0 | 0 | 0 | 0 | 0 | 0 | 0 | 0 | 0 | 0 | 0 | 0 | 0 | 0
F2_Commercial_Other Health_Existing_Food Preparation_Natural Gas_Broiler_E10 | F2 | Commercial | Other Health | Existing | Food Preparation | Natural Gas | Broiler | E10 | TRC BC Ratio | 0 | 0 | 0 | 0 | 0 | 0 | 0 | 0 | 0 | 0 | 0 | 0 | 0 | 0 | 0 | 0 | 0 | 0 | 0 | 0 | 0 | 0 | 0 | 0 | 0 | 0 | 0 | 0 | 0 | 0 | 0 | 0 | 0
F3_Commercial_Other Health_Existing_Food Preparation_Natural Gas_Broiler_E1 | F3 | Commercial | Other Health | Existing | Food Preparation | Natural Gas | Broiler | E1 | PACT BC Ratio | bar: 2019 to 2051
F3_Commercial_Other Health_Existing_Food Preparation_Natural Gas_Broiler_E2 | F3 | Commercial | Other Health | Existing | Food Preparation | Natural Gas | Broiler | E2 | PACT BC Ratio | 2.9849 | 3.0076 | 3.033 | 3.061 | 3.0929 | 3.1297 | 3.1596 | 3.1884 | 3.2175 | 3.2479 | 3.2768 | 3.3034 | 3.3306 | 3.3591 | 3.3906 | 3.4215 | 3.4542 | 3.4887 | 3.5247 | 3.5614 | 3.5983 | 3.633 | 3.6642 | 3.6918 | 3.7157 | 3.7363 | 3.7505 | 3.7611 | 3.7703 | 3.7781 | 3.7859 | 3.7893 | 3.7893
F3_Commercial_Other Health_Existing_Food Preparation_Natural Gas_Broiler_E3 | F3 | Commercial | Other Health | Existing | Food Preparation | Natural Gas | Broiler | E3 | PACT BC Ratio | 0 | 0 | 0 | 0 | 0 | 0 | 0 | 0 | 0 | 0 | 0 | 0 | 0 | 0 | 0 | 0 | 0 | 0 | 0 | 0 | 0 | 0 | 0 | 0 | 0 | 0 | 0 | 0 | 0 | 0 | 0 | 0 | 0
F3_Commercial_Other Health_Existing_Food Preparation_Natural Gas_Broiler_E4 | F3 | Commercial | Other Health | Existing | Food Preparation | Natural Gas | Broiler | E4 | PACT BC Ratio | 0 | 0 | 0 | 0 | 0 | 0 | 0 | 0 | 0 | 0 | 0 | 0 | 0 | 0 | 0 | 0 | 0 | 0 | 0 | 0 | 0 | 0 | 0 | 0 | 0 | 0 | 0 | 0 | 0 | 0 | 0 | 0 | 0
F3_Commercial_Other Health_Existing_Food Preparation_Natural Gas_Broiler_E5 | F3 | Commercial | Other Health | Existing | Food Preparation | Natural Gas | Broiler | E5 | PACT BC Ratio | 0 | 0 | 0 | 0 | 0 | 0 | 0 | 0 | 0 | 0 | 0 | 0 | 0 | 0 | 0 | 0 | 0 | 0 | 0 | 0 | 0 | 0 | 0 | 0 | 0 | 0 | 0 | 0 | 0 | 0 | 0 | 0 | 0
F3_Commercial_Other Health_Existing_Food Preparation_Natural Gas_Broiler_E6 | F3 | Commercial | Other Health | Existing | Food Preparation | Natural Gas | Broiler | E6 | PACT BC Ratio | 0 | 0 | 0 | 0 | 0 | 0 | 0 | 0 | 0 | 0 | 0 | 0 | 0 | 0 | 0 | 0 | 0 | 0 | 0 | 0 | 0 | 0 | 0 | 0 | 0 | 0 | 0 | 0 | 0 | 0 | 0 | 0 | 0
F3_Commercial_Other Health_Existing_Food Preparation_Natural Gas_Broiler_E7 | F3 | Commercial | Other Health | Existing | Food Preparation | Natural Gas | Broiler | E7 | PACT BC Ratio | 0 | 0 | 0 | 0 | 0 | 0 | 0 | 0 | 0 | 0 | 0 | 0 | 0 | 0 | 0 | 0 | 0 | 0 | 0 | 0 | 0 | 0 | 0 | 0 | 0 | 0 | 0 | 0 | 0 | 0 | 0 | 0 | 0
F3_Commercial_Other Health_Existing_Food Preparation_Natural Gas_Broiler_E8 | F3 | Commercial | Other Health | Existing | Food Preparation | Natural Gas | Broiler | E8 | PACT BC Ratio | 0 | 0 | 0 | 0 | 0 | 0 | 0 | 0 | 0 | 0 | 0 | 0 | 0 | 0 | 0 | 0 | 0 | 0 | 0 | 0 | 0 | 0 | 0 | 0 | 0 | 0 | 0 | 0 | 0 | 0 | 0 | 0 | 0
F3_Commercial_Other Health_Existing_Food Preparation_Natural Gas_Broiler_E9 | F3 | Commercial | Other Health | Existing | Food Preparation | Natural Gas | Broiler | E9 | PACT BC Ratio | 0 | 0 | 0 | 0 | 0 | 0 | 0 | 0 | 0 | 0 | 0 | 0 | 0 | 0 | 0 | 0 | 0 | 0 | 0 | 0 | 0 | 0 | 0 | 0 | 0 | 0 | 0 | 0 | 0 | 0 | 0 | 0 | 0
F3_Commercial_Other Health_Existing_Food Preparation_Natural Gas_Broiler_E10 | F3 | Commercial | Other Health | Existing | Food Preparation | Natural Gas | Broiler | E10 | PACT BC Ratio | 0 | 0 | 0 | 0 | 0 | 0 | 0 | 0 | 0 | 0 | 0 | 0 | 0 | 0 | 0 | 0 | 0 | 0 | 0 | 0 | 0 | 0 | 0 | 0 | 0 | 0 | 0 | 0 | 0 | 0 | 0 | 0 | 0
F4_Commercial_Other Health_Existing_Food Preparation_Natural Gas_Broiler_E1 | F4 | Commercial | Other Health | Existing | Food Preparation | Natural Gas | Broiler | E1 | RVT BC Ratio | bar: 2019 to 2051
F4_Commercial_Other Health_Existing_Food Preparation_Natural Gas_Broiler_E2 | F4 | Commercial | Other Health | Existing | Food Preparation | Natural Gas | Broiler | E2 | RVT BC Ratio | 3.9184 | 3.943 | 3.9704 | 4.0005 | 4.0349 | 4.0747 | 4.1069 | 4.1379 | 4.1693 | 4.202 | 4.2332 | 4.2619 | 4.2912 | 4.322 | 4.356 | 4.3892 | 4.4245 | 4.4617 | 4.5005 | 4.5401 | 4.5799 | 4.6173 | 4.651 | 4.6808 | 4.7065 | 4.7286 | 4.744 | 4.7554 | 4.7653 | 4.7738 | 4.7822 | 4.7859 | 4.7859
F4_Commercial_Other Health_Existing_Food Preparation_Natural Gas_Broiler_E3 | F4 | Commercial | Other Health | Existing | Food Preparation | Natural Gas | Broiler | E3 | RVT BC Ratio | 0 | 0 | 0 | 0 | 0 | 0 | 0 | 0 | 0 | 0 | 0 | 0 | 0 | 0 | 0 | 0 | 0 | 0 | 0 | 0 | 0 | 0 | 0 | 0 | 0 | 0 | 0 | 0 | 0 | 0 | 0 | 0 | 0
F4_Commercial_Other Health_Existing_Food Preparation_Natural Gas_Broiler_E4 | F4 | Commercial | Other Health | Existing | Food Preparation | Natural Gas | Broiler | E4 | RVT BC Ratio | 0 | 0 | 0 | 0 | 0 | 0 | 0 | 0 | 0 | 0 | 0 | 0 | 0 | 0 | 0 | 0 | 0 | 0 | 0 | 0 | 0 | 0 | 0 | 0 | 0 | 0 | 0 | 0 | 0 | 0 | 0 | 0 | 0
F4_Commercial_Other Health_Existing_Food Preparation_Natural Gas_Broiler_E5 | F4 | Commercial | Other Health | Existing | Food Preparation | Natural Gas | Broiler | E5 | RVT BC Ratio | 0 | 0 | 0 | 0 | 0 | 0 | 0 | 0 | 0 | 0 | 0 | 0 | 0 | 0 | 0 | 0 | 0 | 0 | 0 | 0 | 0 | 0 | 0 | 0 | 0 | 0 | 0 | 0 | 0 | 0 | 0 | 0 | 0
F4_Commercial_Other Health_Existing_Food Preparation_Natural Gas_Broiler_E6 | F4 | Commercial | Other Health | Existing | Food Preparation | Natural Gas | Broiler | E6 | RVT BC Ratio | 0 | 0 | 0 | 0 | 0 | 0 | 0 | 0 | 0 | 0 | 0 | 0 | 0 | 0 | 0 | 0 | 0 | 0 | 0 | 0 | 0 | 0 | 0 | 0 | 0 | 0 | 0 | 0 | 0 | 0 | 0 | 0 | 0
F4_Commercial_Other Health_Existing_Food Preparation_Natural Gas_Broiler_E7 | F4 | Commercial | Other Health | Existing | Food Preparation | Natural Gas | Broiler | E7 | RVT BC Ratio | 0 | 0 | 0 | 0 | 0 | 0 | 0 | 0 | 0 | 0 | 0 | 0 | 0 | 0 | 0 | 0 | 0 | 0 | 0 | 0 | 0 | 0 | 0 | 0 | 0 | 0 | 0 | 0 | 0 | 0 | 0 | 0 | 0
F4_Commercial_Other Health_Existing_Food Preparation_Natural Gas_Broiler_E8 | F4 | Commercial | Other Health | Existing | Food Preparation | Natural Gas | Broiler | E8 | RVT BC Ratio | 0 | 0 | 0 | 0 | 0 | 0 | 0 | 0 | 0 | 0 | 0 | 0 | 0 | 0 | 0 | 0 | 0 | 0 | 0 | 0 | 0 | 0 | 0 | 0 | 0 | 0 | 0 | 0 | 0 | 0 | 0 | 0 | 0
F4_Commercial_Other Health_Existing_Food Preparation_Natural Gas_Broiler_E9 | F4 | Commercial | Other Health | Existing | Food Preparation | Natural Gas | Broiler | E9 | RVT BC Ratio | 0 | 0 | 0 | 0 | 0 | 0 | 0 | 0 | 0 | 0 | 0 | 0 | 0 | 0 | 0 | 0 | 0 | 0 | 0 | 0 | 0 | 0 | 0 | 0 | 0 | 0 | 0 | 0 | 0 | 0 | 0 | 0 | 0
F4_Commercial_Other Health_Existing_Food Preparation_Natural Gas_Broiler_E10 | F4 | Commercial | Other Health | Existing | Food Preparation | Natural Gas | Broiler | E10 | RVT BC Ratio | 0 | 0 | 0 | 0 | 0 | 0 | 0 | 0 | 0 | 0 | 0 | 0 | 0 | 0 | 0 | 0 | 0 | 0 | 0 | 0 | 0 | 0 | 0 | 0 | 0 | 0 | 0 | 0 | 0 | 0 | 0 | 0 | 0
F5_Commercial_Other Health_Existing_Food Preparation_Natural Gas_Broiler_E1 | F5 | Commercial | Other Health | Existing | Food Preparation | Natural Gas | Broiler | E1 | RIM BC Ratio | bar: 2019 to 2051
F5_Commercial_Other Health_Existing_Food Preparation_Natural Gas_Broiler_E2 | F5 | Commercial | Other Health | Existing | Food Preparation | Natural Gas | Broiler | E2 | RIM BC Ratio | 0.65228 | 0.65336 | 0.65455 | 0.65584 | 0.65729 | 0.65894 | 0.66026 | 0.6615 | 0.66275 | 0.66403 | 0.66523 | 0.66632 | 0.66742 | 0.66856 | 0.6698 | 0.67099 | 0.67224 | 0.67353 | 0.67486 | 0.6762 | 0.67752 | 0.67874 | 0.67982 | 0.68077 | 0.68157 | 0.68226 | 0.68274 | 0.68309 | 0.68339 | 0.68365 | 0.6839 | 0.68401 | 0.68401
F5_Commercial_Other Health_Existing_Food Preparation_Natural Gas_Broiler_E3 | F5 | Commercial | Other Health | Existing | Food Preparation | Natural Gas | Broiler | E3 | RIM BC Ratio | 0 | 0 | 0 | 0 | 0 | 0 | 0 | 0 | 0 | 0 | 0 | 0 | 0 | 0 | 0 | 0 | 0 | 0 | 0 | 0 | 0 | 0 | 0 | 0 | 0 | 0 | 0 | 0 | 0 | 0 | 0 | 0 | 0
F5_Commercial_Other Health_Existing_Food Preparation_Natural Gas_Broiler_E4 | F5 | Commercial | Other Health | Existing | Food Preparation | Natural Gas | Broiler | E4 | RIM BC Ratio | 0 | 0 | 0 | 0 | 0 | 0 | 0 | 0 | 0 | 0 | 0 | 0 | 0 | 0 | 0 | 0 | 0 | 0 | 0 | 0 | 0 | 0 | 0 | 0 | 0 | 0 | 0 | 0 | 0 | 0 | 0 | 0 | 0
F5_Commercial_Other Health_Existing_Food Preparation_Natural Gas_Broiler_E5 | F5 | Commercial | Other Health | Existing | Food Preparation | Natural Gas | Broiler | E5 | RIM BC Ratio | 0 | 0 | 0 | 0 | 0 | 0 | 0 | 0 | 0 | 0 | 0 | 0 | 0 | 0 | 0 | 0 | 0 | 0 | 0 | 0 | 0 | 0 | 0 | 0 | 0 | 0 | 0 | 0 | 0 | 0 | 0 | 0 | 0
F5_Commercial_Other Health_Existing_Food Preparation_Natural Gas_Broiler_E6 | F5 | Commercial | Other Health | Existing | Food Preparation | Natural Gas | Broiler | E6 | RIM BC Ratio | 0 | 0 | 0 | 0 | 0 | 0 | 0 | 0 | 0 | 0 | 0 | 0 | 0 | 0 | 0 | 0 | 0 | 0 | 0 | 0 | 0 | 0 | 0 | 0 | 0 | 0 | 0 | 0 | 0 | 0 | 0 | 0 | 0
F5_Commercial_Other Health_Existing_Food Preparation_Natural Gas_Broiler_E7 | F5 | Commercial | Other Health | Existing | Food Preparation | Natural Gas | Broiler | E7 | RIM BC Ratio | 0 | 0 | 0 | 0 | 0 | 0 | 0 | 0 | 0 | 0 | 0 | 0 | 0 | 0 | 0 | 0 | 0 | 0 | 0 | 0 | 0 | 0 | 0 | 0 | 0 | 0 | 0 | 0 | 0 | 0 | 0 | 0 | 0
F5_Commercial_Other Health_Existing_Food Preparation_Natural Gas_Broiler_E8 | F5 | Commercial | Other Health | Existing | Food Preparation | Natural Gas | Broiler | E8 | RIM BC Ratio | 0 | 0 | 0 | 0 | 0 | 0 | 0 | 0 | 0 | 0 | 0 | 0 | 0 | 0 | 0 | 0 | 0 | 0 | 0 | 0 | 0 | 0 | 0 | 0 | 0 | 0 | 0 | 0 | 0 | 0 | 0 | 0 | 0
F5_Commercial_Other Health_Existing_Food Preparation_Natural Gas_Broiler_E9 | F5 | Commercial | Other Health | Existing | Food Preparation | Natural Gas | Broiler | E9 | RIM BC Ratio | 0 | 0 | 0 | 0 | 0 | 0 | 0 | 0 | 0 | 0 | 0 | 0 | 0 | 0 | 0 | 0 | 0 | 0 | 0 | 0 | 0 | 0 | 0 | 0 | 0 | 0 | 0 | 0 | 0 | 0 | 0 | 0 | 0
F5_Commercial_Other Health_Existing_Food Preparation_Natural Gas_Broiler_E10 | F5 | Commercial | Other Health | Existing | Food Preparation | Natural Gas | Broiler | E10 | RIM BC Ratio | 0 | 0 | 0 | 0 | 0 | 0 | 0 | 0 | 0 | 0 | 0 | 0 | 0 | 0 | 0 | 0 | 0 | 0 | 0 | 0 | 0 | 0 | 0 | 0 | 0 | 0 | 0 | 0 | 0 | 0 | 0 | 0 | 0
F0_Commercial_Other Health_Existing_Food Preparation_Natural Gas_Griddle_E0 | F0 | Commercial | Other Health | Existing | Food Preparation | Natural Gas | Griddle | E0 | Economic Unit | Standard | Standard | Standard | Standard | Standard | Standard | Standard | Standard | Standard | Standard | Standard | Standard | Standard | Standard | Standard | Standard | Standard | Standard | Standard | Standard | Standard | Standard | Standard | Standard | Standard | Standard | ENERGY STAR | ENERGY STAR | ENERGY STAR | ENERGY STAR | ENERGY STAR | ENERGY STAR | ENERGY STAR
F1_Commercial_Other Health_Existing_Food Preparation_Natural Gas_Griddle_E1 | F1 | Commercial | Other Health | Existing | Food Preparation | Natural Gas | Griddle | E1 | CCE | 0 | 0 | 0 | 0 | 0 | 0 | 0 | 0 | 0 | 0 | 0 | 0 | 0 | 0 | 0 | 0 | 0 | 0 | 0 | 0 | 0 | 0 | 0 | 0 | 0 | 0 | 0 | 0 | 0 | 0 | 0 | 0 | 0
F1_Commercial_Other Health_Existing_Food Preparation_Natural Gas_Griddle_E2 | F1 | Commercial | Other Health | Existing | Food Preparation | Natural Gas | Griddle | E2 | CCE | 1.768 | 1.768 | 1.768 | 1.768 | 1.768 | 1.768 | 1.768 | 1.768 | 1.768 | 1.768 | 1.768 | 1.768 | 1.768 | 1.768 | 1.768 | 1.768 | 1.768 | 1.768 | 1.768 | 1.768 | 1.768 | 1.768 | 1.768 | 1.768 | 1.768 | 1.768 | 1.768 | 1.768 | 1.768 | 1.768 | 1.768 | 1.768 | 1.768
F1_Commercial_Other Health_Existing_Food Preparation_Natural Gas_Griddle_E3 | F1 | Commercial | Other Health | Existing | Food Preparation | Natural Gas | Griddle | E3 | CCE | 0 | 0 | 0 | 0 | 0 | 0 | 0 | 0 | 0 | 0 | 0 | 0 | 0 | 0 | 0 | 0 | 0 | 0 | 0 | 0 | 0 | 0 | 0 | 0 | 0 | 0 | 0 | 0 | 0 | 0 | 0 | 0 | 0
F1_Commercial_Other Health_Existing_Food Preparation_Natural Gas_Griddle_E4 | F1 | Commercial | Other Health | Existing | Food Preparation | Natural Gas | Griddle | E4 | CCE | 0 | 0 | 0 | 0 | 0 | 0 | 0 | 0 | 0 | 0 | 0 | 0 | 0 | 0 | 0 | 0 | 0 | 0 | 0 | 0 | 0 | 0 | 0 | 0 | 0 | 0 | 0 | 0 | 0 | 0 | 0 | 0 | 0
F1_Commercial_Other Health_Existing_Food Preparation_Natural Gas_Griddle_E5 | F1 | Commercial | Other Health | Existing | Food Preparation | Natural Gas | Griddle | E5 | CCE | 0 | 0 | 0 | 0 | 0 | 0 | 0 | 0 | 0 | 0 | 0 | 0 | 0 | 0 | 0 | 0 | 0 | 0 | 0 | 0 | 0 | 0 | 0 | 0 | 0 | 0 | 0 | 0 | 0 | 0 | 0 | 0 | 0
F1_Commercial_Other Health_Existing_Food Preparation_Natural Gas_Griddle_E6 | F1 | Commercial | Other Health | Existing | Food Preparation | Natural Gas | Griddle | E6 | CCE | 0 | 0 | 0 | 0 | 0 | 0 | 0 | 0 | 0 | 0 | 0 | 0 | 0 | 0 | 0 | 0 | 0 | 0 | 0 | 0 | 0 | 0 | 0 | 0 | 0 | 0 | 0 | 0 | 0 | 0 | 0 | 0 | 0
F1_Commercial_Other Health_Existing_Food Preparation_Natural Gas_Griddle_E7 | F1 | Commercial | Other Health | Existing | Food Preparation | Natural Gas | Griddle | E7 | CCE | 0 | 0 | 0 | 0 | 0 | 0 | 0 | 0 | 0 | 0 | 0 | 0 | 0 | 0 | 0 | 0 | 0 | 0 | 0 | 0 | 0 | 0 | 0 | 0 | 0 | 0 | 0 | 0 | 0 | 0 | 0 | 0 | 0
F1_Commercial_Other Health_Existing_Food Preparation_Natural Gas_Griddle_E8 | F1 | Commercial | Other Health | Existing | Food Preparation | Natural Gas | Griddle | E8 | CCE | 0 | 0 | 0 | 0 | 0 | 0 | 0 | 0 | 0 | 0 | 0 | 0 | 0 | 0 | 0 | 0 | 0 | 0 | 0 | 0 | 0 | 0 | 0 | 0 | 0 | 0 | 0 | 0 | 0 | 0 | 0 | 0 | 0
F1_Commercial_Other Health_Existing_Food Preparation_Natural Gas_Griddle_E9 | F1 | Commercial | Other Health | Existing | Food Preparation | Natural Gas | Griddle | E9 | CCE | 0 | 0 | 0 | 0 | 0 | 0 | 0 | 0 | 0 | 0 | 0 | 0 | 0 | 0 | 0 | 0 | 0 | 0 | 0 | 0 | 0 | 0 | 0 | 0 | 0 | 0 | 0 | 0 | 0 | 0 | 0 | 0 | 0
F1_Commercial_Other Health_Existing_Food Preparation_Natural Gas_Griddle_E10 | F1 | Commercial | Other Health | Existing | Food Preparation | Natural Gas | Griddle | E10 | CCE | 0 | 0 | 0 | 0 | 0 | 0 | 0 | 0 | 0 | 0 | 0 | 0 | 0 | 0 | 0 | 0 | 0 | 0 | 0 | 0 | 0 | 0 | 0 | 0 | 0 | 0 | 0 | 0 | 0 | 0 | 0 | 0 | 0
F2_Commercial_Other Health_Existing_Food Preparation_Natural Gas_Griddle_E1 | F2 | Commercial | Other Health | Existing | Food Preparation | Natural Gas | Griddle | E1 | TRC BC Ratio | bar: 2019 to 2051
F2_Commercial_Other Health_Existing_Food Preparation_Natural Gas_Griddle_E2 | F2 | Commercial | Other Health | Existing | Food Preparation | Natural Gas | Griddle | E2 | TRC BC Ratio | 0.79587 | 0.80193 | 0.80871 | 0.81616 | 0.82466 | 0.8345 | 0.84247 | 0.85013 | 0.8579 | 0.86599 | 0.87371 | 0.8808 | 0.88805 | 0.89566 | 0.90406 | 0.91228 | 0.921 | 0.9302 | 0.9398 | 0.94959 | 0.95944 | 0.96867 | 0.97701 | 0.98437 | 0.99074 | 0.99622 | 1 | 1.0028 | 1.0053 | 1.0074 | 1.0094 | 1.0104 | 1.0104
F2_Commercial_Other Health_Existing_Food Preparation_Natural Gas_Griddle_E3 | F2 | Commercial | Other Health | Existing | Food Preparation | Natural Gas | Griddle | E3 | TRC BC Ratio | 0 | 0 | 0 | 0 | 0 | 0 | 0 | 0 | 0 | 0 | 0 | 0 | 0 | 0 | 0 | 0 | 0 | 0 | 0 | 0 | 0 | 0 | 0 | 0 | 0 | 0 | 0 | 0 | 0 | 0 | 0 | 0 | 0
F2_Commercial_Other Health_Existing_Food Preparation_Natural Gas_Griddle_E4 | F2 | Commercial | Other Health | Existing | Food Preparation | Natural Gas | Griddle | E4 | TRC BC Ratio | 0 | 0 | 0 | 0 | 0 | 0 | 0 | 0 | 0 | 0 | 0 | 0 | 0 | 0 | 0 | 0 | 0 | 0 | 0 | 0 | 0 | 0 | 0 | 0 | 0 | 0 | 0 | 0 | 0 | 0 | 0 | 0 | 0
F2_Commercial_Other Health_Existing_Food Preparation_Natural Gas_Griddle_E5 | F2 | Commercial | Other Health | Existing | Food Preparation | Natural Gas | Griddle | E5 | TRC BC Ratio | 0 | 0 | 0 | 0 | 0 | 0 | 0 | 0 | 0 | 0 | 0 | 0 | 0 | 0 | 0 | 0 | 0 | 0 | 0 | 0 | 0 | 0 | 0 | 0 | 0 | 0 | 0 | 0 | 0 | 0 | 0 | 0 | 0
F2_Commercial_Other Health_Existing_Food Preparation_Natural Gas_Griddle_E6 | F2 | Commercial | Other Health | Existing | Food Preparation | Natural Gas | Griddle | E6 | TRC BC Ratio | 0 | 0 | 0 | 0 | 0 | 0 | 0 | 0 | 0 | 0 | 0 | 0 | 0 | 0 | 0 | 0 | 0 | 0 | 0 | 0 | 0 | 0 | 0 | 0 | 0 | 0 | 0 | 0 | 0 | 0 | 0 | 0 | 0
F2_Commercial_Other Health_Existing_Food Preparation_Natural Gas_Griddle_E7 | F2 | Commercial | Other Health | Existing | Food Preparation | Natural Gas | Griddle | E7 | TRC BC Ratio | 0 | 0 | 0 | 0 | 0 | 0 | 0 | 0 | 0 | 0 | 0 | 0 | 0 | 0 | 0 | 0 | 0 | 0 | 0 | 0 | 0 | 0 | 0 | 0 | 0 | 0 | 0 | 0 | 0 | 0 | 0 | 0 | 0
F2_Commercial_Other Health_Existing_Food Preparation_Natural Gas_Griddle_E8 | F2 | Commercial | Other Health | Existing | Food Preparation | Natural Gas | Griddle | E8 | TRC BC Ratio | 0 | 0 | 0 | 0 | 0 | 0 | 0 | 0 | 0 | 0 | 0 | 0 | 0 | 0 | 0 | 0 | 0 | 0 | 0 | 0 | 0 | 0 | 0 | 0 | 0 | 0 | 0 | 0 | 0 | 0 | 0 | 0 | 0
F2_Commercial_Other Health_Existing_Food Preparation_Natural Gas_Griddle_E9 | F2 | Commercial | Other Health | Existing | Food Preparation | Natural Gas | Griddle | E9 | TRC BC Ratio | 0 | 0 | 0 | 0 | 0 | 0 | 0 | 0 | 0 | 0 | 0 | 0 | 0 | 0 | 0 | 0 | 0 | 0 | 0 | 0 | 0 | 0 | 0 | 0 | 0 | 0 | 0 | 0 | 0 | 0 | 0 | 0 | 0
F2_Commercial_Other Health_Existing_Food Preparation_Natural Gas_Griddle_E10 | F2 | Commercial | Other Health | Existing | Food Preparation | Natural Gas | Griddle | E10 | TRC BC Ratio | 0 | 0 | 0 | 0 | 0 | 0 | 0 | 0 | 0 | 0 | 0 | 0 | 0 | 0 | 0 | 0 | 0 | 0 | 0 | 0 | 0 | 0 | 0 | 0 | 0 | 0 | 0 | 0 | 0 | 0 | 0 | 0 | 0
F3_Commercial_Other Health_Existing_Food Preparation_Natural Gas_Griddle_E1 | F3 | Commercial | Other Health | Existing | Food Preparation | Natural Gas | Griddle | E1 | PACT BC Ratio | bar: 2019 to 2051
F3_Commercial_Other Health_Existing_Food Preparation_Natural Gas_Griddle_E2 | F3 | Commercial | Other Health | Existing | Food Preparation | Natural Gas | Griddle | E2 | PACT BC Ratio | 1.0612 | 1.0692 | 1.0783 | 1.0882 | 1.0996 | 1.1127 | 1.1233 | 1.1335 | 1.1439 | 1.1547 | 1.1649 | 1.1744 | 1.1841 | 1.1942 | 1.2054 | 1.2164 | 1.228 | 1.2403 | 1.2531 | 1.2661 | 1.2793 | 1.2916 | 1.3027 | 1.3125 | 1.321 | 1.3283 | 1.3333 | 1.3371 | 1.3404 | 1.3432 | 1.3459 | 1.3472 | 1.3472
F3_Commercial_Other Health_Existing_Food Preparation_Natural Gas_Griddle_E3 | F3 | Commercial | Other Health | Existing | Food Preparation | Natural Gas | Griddle | E3 | PACT BC Ratio | 0 | 0 | 0 | 0 | 0 | 0 | 0 | 0 | 0 | 0 | 0 | 0 | 0 | 0 | 0 | 0 | 0 | 0 | 0 | 0 | 0 | 0 | 0 | 0 | 0 | 0 | 0 | 0 | 0 | 0 | 0 | 0 | 0
F3_Commercial_Other Health_Existing_Food Preparation_Natural Gas_Griddle_E4 | F3 | Commercial | Other Health | Existing | Food Preparation | Natural Gas | Griddle | E4 | PACT BC Ratio | 0 | 0 | 0 | 0 | 0 | 0 | 0 | 0 | 0 | 0 | 0 | 0 | 0 | 0 | 0 | 0 | 0 | 0 | 0 | 0 | 0 | 0 | 0 | 0 | 0 | 0 | 0 | 0 | 0 | 0 | 0 | 0 | 0
F3_Commercial_Other Health_Existing_Food Preparation_Natural Gas_Griddle_E5 | F3 | Commercial | Other Health | Existing | Food Preparation | Natural Gas | Griddle | E5 | PACT BC Ratio | 0 | 0 | 0 | 0 | 0 | 0 | 0 | 0 | 0 | 0 | 0 | 0 | 0 | 0 | 0 | 0 | 0 | 0 | 0 | 0 | 0 | 0 | 0 | 0 | 0 | 0 | 0 | 0 | 0 | 0 | 0 | 0 | 0
F3_Commercial_Other Health_Existing_Food Preparation_Natural Gas_Griddle_E6 | F3 | Commercial | Other Health | Existing | Food Preparation | Natural Gas | Griddle | E6 | PACT BC Ratio | 0 | 0 | 0 | 0 | 0 | 0 | 0 | 0 | 0 | 0 | 0 | 0 | 0 | 0 | 0 | 0 | 0 | 0 | 0 | 0 | 0 | 0 | 0 | 0 | 0 | 0 | 0 | 0 | 0 | 0 | 0 | 0 | 0
F3_Commercial_Other Health_Existing_Food Preparation_Natural Gas_Griddle_E7 | F3 | Commercial | Other Health | Existing | Food Preparation | Natural Gas | Griddle | E7 | PACT BC Ratio | 0 | 0 | 0 | 0 | 0 | 0 | 0 | 0 | 0 | 0 | 0 | 0 | 0 | 0 | 0 | 0 | 0 | 0 | 0 | 0 | 0 | 0 | 0 | 0 | 0 | 0 | 0 | 0 | 0 | 0 | 0 | 0 | 0
F3_Commercial_Other Health_Existing_Food Preparation_Natural Gas_Griddle_E8 | F3 | Commercial | Other Health | Existing | Food Preparation | Natural Gas | Griddle | E8 | PACT BC Ratio | 0 | 0 | 0 | 0 | 0 | 0 | 0 | 0 | 0 | 0 | 0 | 0 | 0 | 0 | 0 | 0 | 0 | 0 | 0 | 0 | 0 | 0 | 0 | 0 | 0 | 0 | 0 | 0 | 0 | 0 | 0 | 0 | 0
F3_Commercial_Other Health_Existing_Food Preparation_Natural Gas_Griddle_E9 | F3 | Commercial | Other Health | Existing | Food Preparation | Natural Gas | Griddle | E9 | PACT BC Ratio | 0 | 0 | 0 | 0 | 0 | 0 | 0 | 0 | 0 | 0 | 0 | 0 | 0 | 0 | 0 | 0 | 0 | 0 | 0 | 0 | 0 | 0 | 0 | 0 | 0 | 0 | 0 | 0 | 0 | 0 | 0 | 0 | 0
F3_Commercial_Other Health_Existing_Food Preparation_Natural Gas_Griddle_E10 | F3 | Commercial | Other Health | Existing | Food Preparation | Natural Gas | Griddle | E10 | PACT BC Ratio | 0 | 0 | 0 | 0 | 0 | 0 | 0 | 0 | 0 | 0 | 0 | 0 | 0 | 0 | 0 | 0 | 0 | 0 | 0 | 0 | 0 | 0 | 0 | 0 | 0 | 0 | 0 | 0 | 0 | 0 | 0 | 0 | 0
F4_Commercial_Other Health_Existing_Food Preparation_Natural Gas_Griddle_E1 | F4 | Commercial | Other Health | Existing | Food Preparation | Natural Gas | Griddle | E1 | RVT BC Ratio | bar: 2019 to 2051
F4_Commercial_Other Health_Existing_Food Preparation_Natural Gas_Griddle_E2 | F4 | Commercial | Other Health | Existing | Food Preparation | Natural Gas | Griddle | E2 | RVT BC Ratio | 1.8442 | 1.8529 | 1.8627 | 1.8734 | 1.8856 | 1.8997 | 1.9112 | 1.9222 | 1.9334 | 1.945 | 1.9561 | 1.9663 | 1.9767 | 1.9877 | 1.9998 | 2.0116 | 2.0241 | 2.0373 | 2.0511 | 2.0652 | 2.0794 | 2.0926 | 2.1046 | 2.1152 | 2.1244 | 2.1322 | 2.1377 | 2.1418 | 2.1453 | 2.1483 | 2.1513 | 2.1526 | 2.1526
F4_Commercial_Other Health_Existing_Food Preparation_Natural Gas_Griddle_E3 | F4 | Commercial | Other Health | Existing | Food Preparation | Natural Gas | Griddle | E3 | RVT BC Ratio | 0 | 0 | 0 | 0 | 0 | 0 | 0 | 0 | 0 | 0 | 0 | 0 | 0 | 0 | 0 | 0 | 0 | 0 | 0 | 0 | 0 | 0 | 0 | 0 | 0 | 0 | 0 | 0 | 0 | 0 | 0 | 0 | 0
F4_Commercial_Other Health_Existing_Food Preparation_Natural Gas_Griddle_E4 | F4 | Commercial | Other Health | Existing | Food Preparation | Natural Gas | Griddle | E4 | RVT BC Ratio | 0 | 0 | 0 | 0 | 0 | 0 | 0 | 0 | 0 | 0 | 0 | 0 | 0 | 0 | 0 | 0 | 0 | 0 | 0 | 0 | 0 | 0 | 0 | 0 | 0 | 0 | 0 | 0 | 0 | 0 | 0 | 0 | 0
F4_Commercial_Other Health_Existing_Food Preparation_Natural Gas_Griddle_E5 | F4 | Commercial | Other Health | Existing | Food Preparation | Natural Gas | Griddle | E5 | RVT BC Ratio | 0 | 0 | 0 | 0 | 0 | 0 | 0 | 0 | 0 | 0 | 0 | 0 | 0 | 0 | 0 | 0 | 0 | 0 | 0 | 0 | 0 | 0 | 0 | 0 | 0 | 0 | 0 | 0 | 0 | 0 | 0 | 0 | 0
F4_Commercial_Other Health_Existing_Food Preparation_Natural Gas_Griddle_E6 | F4 | Commercial | Other Health | Existing | Food Preparation | Natural Gas | Griddle | E6 | RVT BC Ratio | 0 | 0 | 0 | 0 | 0 | 0 | 0 | 0 | 0 | 0 | 0 | 0 | 0 | 0 | 0 | 0 | 0 | 0 | 0 | 0 | 0 | 0 | 0 | 0 | 0 | 0 | 0 | 0 | 0 | 0 | 0 | 0 | 0
F4_Commercial_Other Health_Existing_Food Preparation_Natural Gas_Griddle_E7 | F4 | Commercial | Other Health | Existing | Food Preparation | Natural Gas | Griddle | E7 | RVT BC Ratio | 0 | 0 | 0 | 0 | 0 | 0 | 0 | 0 | 0 | 0 | 0 | 0 | 0 | 0 | 0 | 0 | 0 | 0 | 0 | 0 | 0 | 0 | 0 | 0 | 0 | 0 | 0 | 0 | 0 | 0 | 0 | 0 | 0
F4_Commercial_Other Health_Existing_Food Preparation_Natural Gas_Griddle_E8 | F4 | Commercial | Other Health | Existing | Food Preparation | Natural Gas | Griddle | E8 | RVT BC Ratio | 0 | 0 | 0 | 0 | 0 | 0 | 0 | 0 | 0 | 0 | 0 | 0 | 0 | 0 | 0 | 0 | 0 | 0 | 0 | 0 | 0 | 0 | 0 | 0 | 0 | 0 | 0 | 0 | 0 | 0 | 0 | 0 | 0
F4_Commercial_Other Health_Existing_Food Preparation_Natural Gas_Griddle_E9 | F4 | Commercial | Other Health | Existing | Food Preparation | Natural Gas | Griddle | E9 | RVT BC Ratio | 0 | 0 | 0 | 0 | 0 | 0 | 0 | 0 | 0 | 0 | 0 | 0 | 0 | 0 | 0 | 0 | 0 | 0 | 0 | 0 | 0 | 0 | 0 | 0 | 0 | 0 | 0 | 0 | 0 | 0 | 0 | 0 | 0
F4_Commercial_Other Health_Existing_Food Preparation_Natural Gas_Griddle_E10 | F4 | Commercial | Other Health | Existing | Food Preparation | Natural Gas | Griddle | E10 | RVT BC Ratio | 0 | 0 | 0 | 0 | 0 | 0 | 0 | 0 | 0 | 0 | 0 | 0 | 0 | 0 | 0 | 0 | 0 | 0 | 0 | 0 | 0 | 0 | 0 | 0 | 0 | 0 | 0 | 0 | 0 | 0 | 0 | 0 | 0
F5_Commercial_Other Health_Existing_Food Preparation_Natural Gas_Griddle_E1 | F5 | Commercial | Other Health | Existing | Food Preparation | Natural Gas | Griddle | E1 | RIM BC Ratio | bar: 2019 to 2051
F5_Commercial_Other Health_Existing_Food Preparation_Natural Gas_Griddle_E2 | F5 | Commercial | Other Health | Existing | Food Preparation | Natural Gas | Griddle | E2 | RIM BC Ratio | 0.46719 | 0.46876 | 0.47048 | 0.47237 | 0.47449 | 0.47691 | 0.47886 | 0.4807 | 0.48256 | 0.48447 | 0.48627 | 0.48791 | 0.48957 | 0.4913 | 0.49318 | 0.49501 | 0.49692 | 0.49892 | 0.50097 | 0.50305 | 0.50511 | 0.50702 | 0.50872 | 0.51021 | 0.51149 | 0.51258 | 0.51333 | 0.51389 | 0.51437 | 0.51478 | 0.51519 | 0.51537 | 0.51537
F5_Commercial_Other Health_Existing_Food Preparation_Natural Gas_Griddle_E3 | F5 | Commercial | Other Health | Existing | Food Preparation | Natural Gas | Griddle | E3 | RIM BC Ratio | 0 | 0 | 0 | 0 | 0 | 0 | 0 | 0 | 0 | 0 | 0 | 0 | 0 | 0 | 0 | 0 | 0 | 0 | 0 | 0 | 0 | 0 | 0 | 0 | 0 | 0 | 0 | 0 | 0 | 0 | 0 | 0 | 0
F5_Commercial_Other Health_Existing_Food Preparation_Natural Gas_Griddle_E4 | F5 | Commercial | Other Health | Existing | Food Preparation | Natural Gas | Griddle | E4 | RIM BC Ratio | 0 | 0 | 0 | 0 | 0 | 0 | 0 | 0 | 0 | 0 | 0 | 0 | 0 | 0 | 0 | 0 | 0 | 0 | 0 | 0 | 0 | 0 | 0 | 0 | 0 | 0 | 0 | 0 | 0 | 0 | 0 | 0 | 0
F5_Commercial_Other Health_Existing_Food Preparation_Natural Gas_Griddle_E5 | F5 | Commercial | Other Health | Existing | Food Preparation | Natural Gas | Griddle | E5 | RIM BC Ratio | 0 | 0 | 0 | 0 | 0 | 0 | 0 | 0 | 0 | 0 | 0 | 0 | 0 | 0 | 0 | 0 | 0 | 0 | 0 | 0 | 0 | 0 | 0 | 0 | 0 | 0 | 0 | 0 | 0 | 0 | 0 | 0 | 0
F5_Commercial_Other Health_Existing_Food Preparation_Natural Gas_Griddle_E6 | F5 | Commercial | Other Health | Existing | Food Preparation | Natural Gas | Griddle | E6 | RIM BC Ratio | 0 | 0 | 0 | 0 | 0 | 0 | 0 | 0 | 0 | 0 | 0 | 0 | 0 | 0 | 0 | 0 | 0 | 0 | 0 | 0 | 0 | 0 | 0 | 0 | 0 | 0 | 0 | 0 | 0 | 0 | 0 | 0 | 0
F5_Commercial_Other Health_Existing_Food Preparation_Natural Gas_Griddle_E7 | F5 | Commercial | Other Health | Existing | Food Preparation | Natural Gas | Griddle | E7 | RIM BC Ratio | 0 | 0 | 0 | 0 | 0 | 0 | 0 | 0 | 0 | 0 | 0 | 0 | 0 | 0 | 0 | 0 | 0 | 0 | 0 | 0 | 0 | 0 | 0 | 0 | 0 | 0 | 0 | 0 | 0 | 0 | 0 | 0 | 0
F5_Commercial_Other Health_Existing_Food Preparation_Natural Gas_Griddle_E8 | F5 | Commercial | Other Health | Existing | Food Preparation | Natural Gas | Griddle | E8 | RIM BC Ratio | 0 | 0 | 0 | 0 | 0 | 0 | 0 | 0 | 0 | 0 | 0 | 0 | 0 | 0 | 0 | 0 | 0 | 0 | 0 | 0 | 0 | 0 | 0 | 0 | 0 | 0 | 0 | 0 | 0 | 0 | 0 | 0 | 0
F5_Commercial_Other Health_Existing_Food Preparation_Natural Gas_Griddle_E9 | F5 | Commercial | Other Health | Existing | Food Preparation | Natural Gas | Griddle | E9 | RIM BC Ratio | 0 | 0 | 0 | 0 | 0 | 0 | 0 | 0 | 0 | 0 | 0 | 0 | 0 | 0 | 0 | 0 | 0 | 0 | 0 | 0 | 0 | 0 | 0 | 0 | 0 | 0 | 0 | 0 | 0 | 0 | 0 | 0 | 0
F5_Commercial_Other Health_Existing_Food Preparation_Natural Gas_Griddle_E10 | F5 | Commercial | Other Health | Existing | Food Preparation | Natural Gas | Griddle | E10 | RIM BC Ratio | 0 | 0 | 0 | 0 | 0 | 0 | 0 | 0 | 0 | 0 | 0 | 0 | 0 | 0 | 0 | 0 | 0 | 0 | 0 | 0 | 0 | 0 | 0 | 0 | 0 | 0 | 0 | 0 | 0 | 0 | 0 | 0 | 0
F0_Commercial_Other Health_Existing_Food Preparation_Natural Gas_Range_E0 | F0 | Commercial | Other Health | Existing | Food Preparation | Natural Gas | Range | E0 | Economic Unit | High Efficiency | High Efficiency | High Efficiency | High Efficiency | High Efficiency | High Efficiency | High Efficiency | High Efficiency | High Efficiency | High Efficiency | High Efficiency | High Efficiency | High Efficiency | High Efficiency | High Efficiency | High Efficiency | High Efficiency | High Efficiency | High Efficiency | High Efficiency | High Efficiency | High Efficiency | High Efficiency | High Efficiency | High Efficiency | High Efficiency | High Efficiency | High Efficiency | High Efficiency | High Efficiency | High Efficiency | High Efficiency | High Efficiency
F1_Commercial_Other Health_Existing_Food Preparation_Natural Gas_Range_E1 | F1 | Commercial | Other Health | Existing | Food Preparation | Natural Gas | Range | E1 | CCE | 0 | 0 | 0 | 0 | 0 | 0 | 0 | 0 | 0 | 0 | 0 | 0 | 0 | 0 | 0 | 0 | 0 | 0 | 0 | 0 | 0 | 0 | 0 | 0 | 0 | 0 | 0 | 0 | 0 | 0 | 0 | 0 | 0
F1_Commercial_Other Health_Existing_Food Preparation_Natural Gas_Range_E2 | F1 | Commercial | Other Health | Existing | Food Preparation | Natural Gas | Range | E2 | CCE | 0.00052644 | 0.00052644 | 0.00052644 | 0.00052644 | 0.00052644 | 0.00052644 | 0.00052644 | 0.00052644 | 0.00052644 | 0.00052644 | 0.00052644 | 0.00052644 | 0.00052644 | 0.00052644 | 0.00052644 | 0.00052644 | 0.00052644 | 0.00052644 | 0.00052644 | 0.00052644 | 0.00052644 | 0.00052644 | 0.00052644 | 0.00052644 | 0.00052644 | 0.00052644 | 0.00052644 | 0.00052644 | 0.00052644 | 0.00052644 | 0.00052644 | 0.00052644 | 0.00052644
F1_Commercial_Other Health_Existing_Food Preparation_Natural Gas_Range_E3 | F1 | Commercial | Other Health | Existing | Food Preparation | Natural Gas | Range | E3 | CCE | 0 | 0 | 0 | 0 | 0 | 0 | 0 | 0 | 0 | 0 | 0 | 0 | 0 | 0 | 0 | 0 | 0 | 0 | 0 | 0 | 0 | 0 | 0 | 0 | 0 | 0 | 0 | 0 | 0 | 0 | 0 | 0 | 0
F1_Commercial_Other Health_Existing_Food Preparation_Natural Gas_Range_E4 | F1 | Commercial | Other Health | Existing | Food Preparation | Natural Gas | Range | E4 | CCE | 0 | 0 | 0 | 0 | 0 | 0 | 0 | 0 | 0 | 0 | 0 | 0 | 0 | 0 | 0 | 0 | 0 | 0 | 0 | 0 | 0 | 0 | 0 | 0 | 0 | 0 | 0 | 0 | 0 | 0 | 0 | 0 | 0
F1_Commercial_Other Health_Existing_Food Preparation_Natural Gas_Range_E5 | F1 | Commercial | Other Health | Existing | Food Preparation | Natural Gas | Range | E5 | CCE | 0 | 0 | 0 | 0 | 0 | 0 | 0 | 0 | 0 | 0 | 0 | 0 | 0 | 0 | 0 | 0 | 0 | 0 | 0 | 0 | 0 | 0 | 0 | 0 | 0 | 0 | 0 | 0 | 0 | 0 | 0 | 0 | 0
F1_Commercial_Other Health_Existing_Food Preparation_Natural Gas_Range_E6 | F1 | Commercial | Other Health | Existing | Food Preparation | Natural Gas | Range | E6 | CCE | 0 | 0 | 0 | 0 | 0 | 0 | 0 | 0 | 0 | 0 | 0 | 0 | 0 | 0 | 0 | 0 | 0 | 0 | 0 | 0 | 0 | 0 | 0 | 0 | 0 | 0 | 0 | 0 | 0 | 0 | 0 | 0 | 0
F1_Commercial_Other Health_Existing_Food Preparation_Natural Gas_Range_E7 | F1 | Commercial | Other Health | Existing | Food Preparation | Natural Gas | Range | E7 | CCE | 0 | 0 | 0 | 0 | 0 | 0 | 0 | 0 | 0 | 0 | 0 | 0 | 0 | 0 | 0 | 0 | 0 | 0 | 0 | 0 | 0 | 0 | 0 | 0 | 0 | 0 | 0 | 0 | 0 | 0 | 0 | 0 | 0
F1_Commercial_Other Health_Existing_Food Preparation_Natural Gas_Range_E8 | F1 | Commercial | Other Health | Existing | Food Preparation | Natural Gas | Range | E8 | CCE | 0 | 0 | 0 | 0 | 0 | 0 | 0 | 0 | 0 | 0 | 0 | 0 | 0 | 0 | 0 | 0 | 0 | 0 | 0 | 0 | 0 | 0 | 0 | 0 | 0 | 0 | 0 | 0 | 0 | 0 | 0 | 0 | 0
F1_Commercial_Other Health_Existing_Food Preparation_Natural Gas_Range_E9 | F1 | Commercial | Other Health | Existing | Food Preparation | Natural Gas | Range | E9 | CCE | 0 | 0 | 0 | 0 | 0 | 0 | 0 | 0 | 0 | 0 | 0 | 0 | 0 | 0 | 0 | 0 | 0 | 0 | 0 | 0 | 0 | 0 | 0 | 0 | 0 | 0 | 0 | 0 | 0 | 0 | 0 | 0 | 0
F1_Commercial_Other Health_Existing_Food Preparation_Natural Gas_Range_E10 | F1 | Commercial | Other Health | Existing | Food Preparation | Natural Gas | Range | E10 | CCE | 0 | 0 | 0 | 0 | 0 | 0 | 0 | 0 | 0 | 0 | 0 | 0 | 0 | 0 | 0 | 0 | 0 | 0 | 0 | 0 | 0 | 0 | 0 | 0 | 0 | 0 | 0 | 0 | 0 | 0 | 0 | 0 | 0
F2_Commercial_Other Health_Existing_Food Preparation_Natural Gas_Range_E1 | F2 | Commercial | Other Health | Existing | Food Preparation | Natural Gas | Range | E1 | TRC BC Ratio | bar: 2019 to 2051
F2_Commercial_Other Health_Existing_Food Preparation_Natural Gas_Range_E2 | F2 | Commercial | Other Health | Existing | Food Preparation | Natural Gas | Range | E2 | TRC BC Ratio | 2647.7231 | 2666.33 | 2688.4832 | 2714.1962 | 2744.4245 | 2779.83 | 2808.1783 | 2835.1894 | 2861.7342 | 2888.6003 | 2913.2148 | 2934.7489 | 2956.3968 | 2979.3351 | 3005.7993 | 3032.2609 | 3061.4725 | 3093.4023 | 3127.3907 | 3162.4699 | 3198.1505 | 3231.6304 | 3262.246 | 3290.1881 | 3314.7734 | 3335.911 | 3350.568 | 3361.4829 | 3370.9376 | 3379.0123 | 3387.0032 | 3390.5371 | 3390.5371
F2_Commercial_Other Health_Existing_Food Preparation_Natural Gas_Range_E3 | F2 | Commercial | Other Health | Existing | Food Preparation | Natural Gas | Range | E3 | TRC BC Ratio | 0 | 0 | 0 | 0 | 0 | 0 | 0 | 0 | 0 | 0 | 0 | 0 | 0 | 0 | 0 | 0 | 0 | 0 | 0 | 0 | 0 | 0 | 0 | 0 | 0 | 0 | 0 | 0 | 0 | 0 | 0 | 0 | 0
F2_Commercial_Other Health_Existing_Food Preparation_Natural Gas_Range_E4 | F2 | Commercial | Other Health | Existing | Food Preparation | Natural Gas | Range | E4 | TRC BC Ratio | 0 | 0 | 0 | 0 | 0 | 0 | 0 | 0 | 0 | 0 | 0 | 0 | 0 | 0 | 0 | 0 | 0 | 0 | 0 | 0 | 0 | 0 | 0 | 0 | 0 | 0 | 0 | 0 | 0 | 0 | 0 | 0 | 0
F2_Commercial_Other Health_Existing_Food Preparation_Natural Gas_Range_E5 | F2 | Commercial | Other Health | Existing | Food Preparation | Natural Gas | Range | E5 | TRC BC Ratio | 0 | 0 | 0 | 0 | 0 | 0 | 0 | 0 | 0 | 0 | 0 | 0 | 0 | 0 | 0 | 0 | 0 | 0 | 0 | 0 | 0 | 0 | 0 | 0 | 0 | 0 | 0 | 0 | 0 | 0 | 0 | 0 | 0
F2_Commercial_Other Health_Existing_Food Preparation_Natural Gas_Range_E6 | F2 | Commercial | Other Health | Existing | Food Preparation | Natural Gas | Range | E6 | TRC BC Ratio | 0 | 0 | 0 | 0 | 0 | 0 | 0 | 0 | 0 | 0 | 0 | 0 | 0 | 0 | 0 | 0 | 0 | 0 | 0 | 0 | 0 | 0 | 0 | 0 | 0 | 0 | 0 | 0 | 0 | 0 | 0 | 0 | 0
F2_Commercial_Other Health_Existing_Food Preparation_Natural Gas_Range_E7 | F2 | Commercial | Other Health | Existing | Food Preparation | Natural Gas | Range | E7 | TRC BC Ratio | 0 | 0 | 0 | 0 | 0 | 0 | 0 | 0 | 0 | 0 | 0 | 0 | 0 | 0 | 0 | 0 | 0 | 0 | 0 | 0 | 0 | 0 | 0 | 0 | 0 | 0 | 0 | 0 | 0 | 0 | 0 | 0 | 0
F2_Commercial_Other Health_Existing_Food Preparation_Natural Gas_Range_E8 | F2 | Commercial | Other Health | Existing | Food Preparation | Natural Gas | Range | E8 | TRC BC Ratio | 0 | 0 | 0 | 0 | 0 | 0 | 0 | 0 | 0 | 0 | 0 | 0 | 0 | 0 | 0 | 0 | 0 | 0 | 0 | 0 | 0 | 0 | 0 | 0 | 0 | 0 | 0 | 0 | 0 | 0 | 0 | 0 | 0
F2_Commercial_Other Health_Existing_Food Preparation_Natural Gas_Range_E9 | F2 | Commercial | Other Health | Existing | Food Preparation | Natural Gas | Range | E9 | TRC BC Ratio | 0 | 0 | 0 | 0 | 0 | 0 | 0 | 0 | 0 | 0 | 0 | 0 | 0 | 0 | 0 | 0 | 0 | 0 | 0 | 0 | 0 | 0 | 0 | 0 | 0 | 0 | 0 | 0 | 0 | 0 | 0 | 0 | 0
F2_Commercial_Other Health_Existing_Food Preparation_Natural Gas_Range_E10 | F2 | Commercial | Other Health | Existing | Food Preparation | Natural Gas | Range | E10 | TRC BC Ratio | 0 | 0 | 0 | 0 | 0 | 0 | 0 | 0 | 0 | 0 | 0 | 0 | 0 | 0 | 0 | 0 | 0 | 0 | 0 | 0 | 0 | 0 | 0 | 0 | 0 | 0 | 0 | 0 | 0 | 0 | 0 | 0 | 0
F3_Commercial_Other Health_Existing_Food Preparation_Natural Gas_Range_E1 | F3 | Commercial | Other Health | Existing | Food Preparation | Natural Gas | Range | E1 | PACT BC Ratio | bar: 2019 to 2051
F3_Commercial_Other Health_Existing_Food Preparation_Natural Gas_Range_E2 | F3 | Commercial | Other Health | Existing | Food Preparation | Natural Gas | Range | E2 | PACT BC Ratio | 3530.2974 | 3555.1067 | 3584.6443 | 3618.9282 | 3659.2327 | 3706.44 | 3744.2377 | 3780.2525 | 3815.6456 | 3851.4671 | 3884.2865 | 3912.9985 | 3941.8625 | 3972.4468 | 4007.7324 | 4043.0145 | 4081.9633 | 4124.5364 | 4169.8543 | 4216.6265 | 4264.2006 | 4308.8405 | 4349.6613 | 4386.9175 | 4419.6979 | 4447.8813 | 4467.424 | 4481.9772 | 4494.5834 | 4505.3498 | 4516.0042 | 4520.7161 | 4520.7161
F3_Commercial_Other Health_Existing_Food Preparation_Natural Gas_Range_E3 | F3 | Commercial | Other Health | Existing | Food Preparation | Natural Gas | Range | E3 | PACT BC Ratio | 0 | 0 | 0 | 0 | 0 | 0 | 0 | 0 | 0 | 0 | 0 | 0 | 0 | 0 | 0 | 0 | 0 | 0 | 0 | 0 | 0 | 0 | 0 | 0 | 0 | 0 | 0 | 0 | 0 | 0 | 0 | 0 | 0
F3_Commercial_Other Health_Existing_Food Preparation_Natural Gas_Range_E4 | F3 | Commercial | Other Health | Existing | Food Preparation | Natural Gas | Range | E4 | PACT BC Ratio | 0 | 0 | 0 | 0 | 0 | 0 | 0 | 0 | 0 | 0 | 0 | 0 | 0 | 0 | 0 | 0 | 0 | 0 | 0 | 0 | 0 | 0 | 0 | 0 | 0 | 0 | 0 | 0 | 0 | 0 | 0 | 0 | 0
F3_Commercial_Other Health_Existing_Food Preparation_Natural Gas_Range_E5 | F3 | Commercial | Other Health | Existing | Food Preparation | Natural Gas | Range | E5 | PACT BC Ratio | 0 | 0 | 0 | 0 | 0 | 0 | 0 | 0 | 0 | 0 | 0 | 0 | 0 | 0 | 0 | 0 | 0 | 0 | 0 | 0 | 0 | 0 | 0 | 0 | 0 | 0 | 0 | 0 | 0 | 0 | 0 | 0 | 0
F3_Commercial_Other Health_Existing_Food Preparation_Natural Gas_Range_E6 | F3 | Commercial | Other Health | Existing | Food Preparation | Natural Gas | Range | E6 | PACT BC Ratio | 0 | 0 | 0 | 0 | 0 | 0 | 0 | 0 | 0 | 0 | 0 | 0 | 0 | 0 | 0 | 0 | 0 | 0 | 0 | 0 | 0 | 0 | 0 | 0 | 0 | 0 | 0 | 0 | 0 | 0 | 0 | 0 | 0
F3_Commercial_Other Health_Existing_Food Preparation_Natural Gas_Range_E7 | F3 | Commercial | Other Health | Existing | Food Preparation | Natural Gas | Range | E7 | PACT BC Ratio | 0 | 0 | 0 | 0 | 0 | 0 | 0 | 0 | 0 | 0 | 0 | 0 | 0 | 0 | 0 | 0 | 0 | 0 | 0 | 0 | 0 | 0 | 0 | 0 | 0 | 0 | 0 | 0 | 0 | 0 | 0 | 0 | 0
F3_Commercial_Other Health_Existing_Food Preparation_Natural Gas_Range_E8 | F3 | Commercial | Other Health | Existing | Food Preparation | Natural Gas | Range | E8 | PACT BC Ratio | 0 | 0 | 0 | 0 | 0 | 0 | 0 | 0 | 0 | 0 | 0 | 0 | 0 | 0 | 0 | 0 | 0 | 0 | 0 | 0 | 0 | 0 | 0 | 0 | 0 | 0 | 0 | 0 | 0 | 0 | 0 | 0 | 0
F3_Commercial_Other Health_Existing_Food Preparation_Natural Gas_Range_E9 | F3 | Commercial | Other Health | Existing | Food Preparation | Natural Gas | Range | E9 | PACT BC Ratio | 0 | 0 | 0 | 0 | 0 | 0 | 0 | 0 | 0 | 0 | 0 | 0 | 0 | 0 | 0 | 0 | 0 | 0 | 0 | 0 | 0 | 0 | 0 | 0 | 0 | 0 | 0 | 0 | 0 | 0 | 0 | 0 | 0
F3_Commercial_Other Health_Existing_Food Preparation_Natural Gas_Range_E10 | F3 | Commercial | Other Health | Existing | Food Preparation | Natural Gas | Range | E10 | PACT BC Ratio | 0 | 0 | 0 | 0 | 0 | 0 | 0 | 0 | 0 | 0 | 0 | 0 | 0 | 0 | 0 | 0 | 0 | 0 | 0 | 0 | 0 | 0 | 0 | 0 | 0 | 0 | 0 | 0 | 0 | 0 | 0 | 0 | 0
F4_Commercial_Other Health_Existing_Food Preparation_Natural Gas_Range_E1 | F4 | Commercial | Other Health | Existing | Food Preparation | Natural Gas | Range | E1 | RVT BC Ratio | bar: 2019 to 2051
F4_Commercial_Other Health_Existing_Food Preparation_Natural Gas_Range_E2 | F4 | Commercial | Other Health | Existing | Food Preparation | Natural Gas | Range | E2 | RVT BC Ratio | 3807.2736 | 3834.0244 | 3865.8736 | 3902.8406 | 3946.2991 | 3997.2009 | 4037.9565 | 4076.7898 | 4114.9527 | 4153.5775 | 4188.9653 | 4219.9244 | 4251.0471 | 4284.025 | 4322.072 | 4360.1152 | 4402.1121 | 4448.0169 | 4496.8813 | 4547.3138 | 4598.611 | 4646.7444 | 4690.7598 | 4730.9316 | 4766.2773 | 4796.6664 | 4817.7384 | 4833.4305 | 4847.0233 | 4858.6322 | 4870.1205 | 4875.2011 | 4875.2011
F4_Commercial_Other Health_Existing_Food Preparation_Natural Gas_Range_E3 | F4 | Commercial | Other Health | Existing | Food Preparation | Natural Gas | Range | E3 | RVT BC Ratio | 0 | 0 | 0 | 0 | 0 | 0 | 0 | 0 | 0 | 0 | 0 | 0 | 0 | 0 | 0 | 0 | 0 | 0 | 0 | 0 | 0 | 0 | 0 | 0 | 0 | 0 | 0 | 0 | 0 | 0 | 0 | 0 | 0
F4_Commercial_Other Health_Existing_Food Preparation_Natural Gas_Range_E4 | F4 | Commercial | Other Health | Existing | Food Preparation | Natural Gas | Range | E4 | RVT BC Ratio | 0 | 0 | 0 | 0 | 0 | 0 | 0 | 0 | 0 | 0 | 0 | 0 | 0 | 0 | 0 | 0 | 0 | 0 | 0 | 0 | 0 | 0 | 0 | 0 | 0 | 0 | 0 | 0 | 0 | 0 | 0 | 0 | 0
F4_Commercial_Other Health_Existing_Food Preparation_Natural Gas_Range_E5 | F4 | Commercial | Other Health | Existing | Food Preparation | Natural Gas | Range | E5 | RVT BC Ratio | 0 | 0 | 0 | 0 | 0 | 0 | 0 | 0 | 0 | 0 | 0 | 0 | 0 | 0 | 0 | 0 | 0 | 0 | 0 | 0 | 0 | 0 | 0 | 0 | 0 | 0 | 0 | 0 | 0 | 0 | 0 | 0 | 0
F4_Commercial_Other Health_Existing_Food Preparation_Natural Gas_Range_E6 | F4 | Commercial | Other Health | Existing | Food Preparation | Natural Gas | Range | E6 | RVT BC Ratio | 0 | 0 | 0 | 0 | 0 | 0 | 0 | 0 | 0 | 0 | 0 | 0 | 0 | 0 | 0 | 0 | 0 | 0 | 0 | 0 | 0 | 0 | 0 | 0 | 0 | 0 | 0 | 0 | 0 | 0 | 0 | 0 | 0
F4_Commercial_Other Health_Existing_Food Preparation_Natural Gas_Range_E7 | F4 | Commercial | Other Health | Existing | Food Preparation | Natural Gas | Range | E7 | RVT BC Ratio | 0 | 0 | 0 | 0 | 0 | 0 | 0 | 0 | 0 | 0 | 0 | 0 | 0 | 0 | 0 | 0 | 0 | 0 | 0 | 0 | 0 | 0 | 0 | 0 | 0 | 0 | 0 | 0 | 0 | 0 | 0 | 0 | 0
F4_Commercial_Other Health_Existing_Food Preparation_Natural Gas_Range_E8 | F4 | Commercial | Other Health | Existing | Food Preparation | Natural Gas | Range | E8 | RVT BC Ratio | 0 | 0 | 0 | 0 | 0 | 0 | 0 | 0 | 0 | 0 | 0 | 0 | 0 | 0 | 0 | 0 | 0 | 0 | 0 | 0 | 0 | 0 | 0 | 0 | 0 | 0 | 0 | 0 | 0 | 0 | 0 | 0 | 0
F4_Commercial_Other Health_Existing_Food Preparation_Natural Gas_Range_E9 | F4 | Commercial | Other Health | Existing | Food Preparation | Natural Gas | Range | E9 | RVT BC Ratio | 0 | 0 | 0 | 0 | 0 | 0 | 0 | 0 | 0 | 0 | 0 | 0 | 0 | 0 | 0 | 0 | 0 | 0 | 0 | 0 | 0 | 0 | 0 | 0 | 0 | 0 | 0 | 0 | 0 | 0 | 0 | 0 | 0
F4_Commercial_Other Health_Existing_Food Preparation_Natural Gas_Range_E10 | F4 | Commercial | Other Health | Existing | Food Preparation | Natural Gas | Range | E10 | RVT BC Ratio | 0 | 0 | 0 | 0 | 0 | 0 | 0 | 0 | 0 | 0 | 0 | 0 | 0 | 0 | 0 | 0 | 0 | 0 | 0 | 0 | 0 | 0 | 0 | 0 | 0 | 0 | 0 | 0 | 0 | 0 | 0 | 0 | 0
F5_Commercial_Other Health_Existing_Food Preparation_Natural Gas_Range_E1 | F5 | Commercial | Other Health | Existing | Food Preparation | Natural Gas | Range | E1 | RIM BC Ratio | bar: 2019 to 2051
F5_Commercial_Other Health_Existing_Food Preparation_Natural Gas_Range_E2 | F5 | Commercial | Other Health | Existing | Food Preparation | Natural Gas | Range | E2 | RIM BC Ratio | 0.83448 | 0.83448 | 0.83448 | 0.83449 | 0.83449 | 0.83449 | 0.83449 | 0.83449 | 0.8345 | 0.8345 | 0.8345 | 0.8345 | 0.8345 | 0.8345 | 0.83451 | 0.83451 | 0.83451 | 0.83451 | 0.83451 | 0.83451 | 0.83452 | 0.83452 | 0.83452 | 0.83452 | 0.83452 | 0.83452 | 0.83452 | 0.83452 | 0.83452 | 0.83452 | 0.83452 | 0.83453 | 0.83453
F5_Commercial_Other Health_Existing_Food Preparation_Natural Gas_Range_E3 | F5 | Commercial | Other Health | Existing | Food Preparation | Natural Gas | Range | E3 | RIM BC Ratio | 0 | 0 | 0 | 0 | 0 | 0 | 0 | 0 | 0 | 0 | 0 | 0 | 0 | 0 | 0 | 0 | 0 | 0 | 0 | 0 | 0 | 0 | 0 | 0 | 0 | 0 | 0 | 0 | 0 | 0 | 0 | 0 | 0
F5_Commercial_Other Health_Existing_Food Preparation_Natural Gas_Range_E4 | F5 | Commercial | Other Health | Existing | Food Preparation | Natural Gas | Range | E4 | RIM BC Ratio | 0 | 0 | 0 | 0 | 0 | 0 | 0 | 0 | 0 | 0 | 0 | 0 | 0 | 0 | 0 | 0 | 0 | 0 | 0 | 0 | 0 | 0 | 0 | 0 | 0 | 0 | 0 | 0 | 0 | 0 | 0 | 0 | 0
F5_Commercial_Other Health_Existing_Food Preparation_Natural Gas_Range_E5 | F5 | Commercial | Other Health | Existing | Food Preparation | Natural Gas | Range | E5 | RIM BC Ratio | 0 | 0 | 0 | 0 | 0 | 0 | 0 | 0 | 0 | 0 | 0 | 0 | 0 | 0 | 0 | 0 | 0 | 0 | 0 | 0 | 0 | 0 | 0 | 0 | 0 | 0 | 0 | 0 | 0 | 0 | 0 | 0 | 0
F5_Commercial_Other Health_Existing_Food Preparation_Natural Gas_Range_E6 | F5 | Commercial | Other Health | Existing | Food Preparation | Natural Gas | Range | E6 | RIM BC Ratio | 0 | 0 | 0 | 0 | 0 | 0 | 0 | 0 | 0 | 0 | 0 | 0 | 0 | 0 | 0 | 0 | 0 | 0 | 0 | 0 | 0 | 0 | 0 | 0 | 0 | 0 | 0 | 0 | 0 | 0 | 0 | 0 | 0
F5_Commercial_Other Health_Existing_Food Preparation_Natural Gas_Range_E7 | F5 | Commercial | Other Health | Existing | Food Preparation | Natural Gas | Range | E7 | RIM BC Ratio | 0 | 0 | 0 | 0 | 0 | 0 | 0 | 0 | 0 | 0 | 0 | 0 | 0 | 0 | 0 | 0 | 0 | 0 | 0 | 0 | 0 | 0 | 0 | 0 | 0 | 0 | 0 | 0 | 0 | 0 | 0 | 0 | 0
F5_Commercial_Other Health_Existing_Food Preparation_Natural Gas_Range_E8 | F5 | Commercial | Other Health | Existing | Food Preparation | Natural Gas | Range | E8 | RIM BC Ratio | 0 | 0 | 0 | 0 | 0 | 0 | 0 | 0 | 0 | 0 | 0 | 0 | 0 | 0 | 0 | 0 | 0 | 0 | 0 | 0 | 0 | 0 | 0 | 0 | 0 | 0 | 0 | 0 | 0 | 0 | 0 | 0 | 0
F5_Commercial_Other Health_Existing_Food Preparation_Natural Gas_Range_E9 | F5 | Commercial | Other Health | Existing | Food Preparation | Natural Gas | Range | E9 | RIM BC Ratio | 0 | 0 | 0 | 0 | 0 | 0 | 0 | 0 | 0 | 0 | 0 | 0 | 0 | 0 | 0 | 0 | 0 | 0 | 0 | 0 | 0 | 0 | 0 | 0 | 0 | 0 | 0 | 0 | 0 | 0 | 0 | 0 | 0
F5_Commercial_Other Health_Existing_Food Preparation_Natural Gas_Range_E10 | F5 | Commercial | Other Health | Existing | Food Preparation | Natural Gas | Range | E10 | RIM BC Ratio | 0 | 0 | 0 | 0 | 0 | 0 | 0 | 0 | 0 | 0 | 0 | 0 | 0 | 0 | 0 | 0 | 0 | 0 | 0 | 0 | 0 | 0 | 0 | 0 | 0 | 0 | 0 | 0 | 0 | 0 | 0 | 0 | 0
F0_Commercial_Other Health_Existing_Food Preparation_Natural Gas_Steamer_E0 | F0 | Commercial | Other Health | Existing | Food Preparation | Natural Gas | Steamer | E0 | Economic Unit | ENERGY STAR | ENERGY STAR | ENERGY STAR | ENERGY STAR | ENERGY STAR | ENERGY STAR | ENERGY STAR | ENERGY STAR | ENERGY STAR | ENERGY STAR | ENERGY STAR | ENERGY STAR | ENERGY STAR | ENERGY STAR | ENERGY STAR | ENERGY STAR | ENERGY STAR | ENERGY STAR | ENERGY STAR | ENERGY STAR | ENERGY STAR | ENERGY STAR | ENERGY STAR | ENERGY STAR | ENERGY STAR | ENERGY STAR | ENERGY STAR | ENERGY STAR | ENERGY STAR | ENERGY STAR | ENERGY STAR | ENERGY STAR | ENERGY STAR
F1_Commercial_Other Health_Existing_Food Preparation_Natural Gas_Steamer_E1 | F1 | Commercial | Other Health | Existing | Food Preparation | Natural Gas | Steamer | E1 | CCE | 0 | 0 | 0 | 0 | 0 | 0 | 0 | 0 | 0 | 0 | 0 | 0 | 0 | 0 | 0 | 0 | 0 | 0 | 0 | 0 | 0 | 0 | 0 | 0 | 0 | 0 | 0 | 0 | 0 | 0 | 0 | 0 | 0
F1_Commercial_Other Health_Existing_Food Preparation_Natural Gas_Steamer_E2 | F1 | Commercial | Other Health | Existing | Food Preparation | Natural Gas | Steamer | E2 | CCE | 0.38542 | 0.38542 | 0.38542 | 0 | 0 | 0 | 0 | 0 | 0 | 0 | 0 | 0 | 0 | 0 | 0 | 0 | 0 | 0 | 0 | 0 | 0 | 0 | 0 | 0 | 0 | 0 | 0 | 0 | 0 | 0 | 0 | 0 | 0
F1_Commercial_Other Health_Existing_Food Preparation_Natural Gas_Steamer_E3 | F1 | Commercial | Other Health | Existing | Food Preparation | Natural Gas | Steamer | E3 | CCE | 0 | 0 | 0 | 0 | 0 | 0 | 0 | 0 | 0 | 0 | 0 | 0 | 0 | 0 | 0 | 0 | 0 | 0 | 0 | 0 | 0 | 0 | 0 | 0 | 0 | 0 | 0 | 0 | 0 | 0 | 0 | 0 | 0
F1_Commercial_Other Health_Existing_Food Preparation_Natural Gas_Steamer_E4 | F1 | Commercial | Other Health | Existing | Food Preparation | Natural Gas | Steamer | E4 | CCE | 0 | 0 | 0 | 0 | 0 | 0 | 0 | 0 | 0 | 0 | 0 | 0 | 0 | 0 | 0 | 0 | 0 | 0 | 0 | 0 | 0 | 0 | 0 | 0 | 0 | 0 | 0 | 0 | 0 | 0 | 0 | 0 | 0
F1_Commercial_Other Health_Existing_Food Preparation_Natural Gas_Steamer_E5 | F1 | Commercial | Other Health | Existing | Food Preparation | Natural Gas | Steamer | E5 | CCE | 0 | 0 | 0 | 0 | 0 | 0 | 0 | 0 | 0 | 0 | 0 | 0 | 0 | 0 | 0 | 0 | 0 | 0 | 0 | 0 | 0 | 0 | 0 | 0 | 0 | 0 | 0 | 0 | 0 | 0 | 0 | 0 | 0
F1_Commercial_Other Health_Existing_Food Preparation_Natural Gas_Steamer_E6 | F1 | Commercial | Other Health | Existing | Food Preparation | Natural Gas | Steamer | E6 | CCE | 0 | 0 | 0 | 0 | 0 | 0 | 0 | 0 | 0 | 0 | 0 | 0 | 0 | 0 | 0 | 0 | 0 | 0 | 0 | 0 | 0 | 0 | 0 | 0 | 0 | 0 | 0 | 0 | 0 | 0 | 0 | 0 | 0
F1_Commercial_Other Health_Existing_Food Preparation_Natural Gas_Steamer_E7 | F1 | Commercial | Other Health | Existing | Food Preparation | Natural Gas | Steamer | E7 | CCE | 0 | 0 | 0 | 0 | 0 | 0 | 0 | 0 | 0 | 0 | 0 | 0 | 0 | 0 | 0 | 0 | 0 | 0 | 0 | 0 | 0 | 0 | 0 | 0 | 0 | 0 | 0 | 0 | 0 | 0 | 0 | 0 | 0
F1_Commercial_Other Health_Existing_Food Preparation_Natural Gas_Steamer_E8 | F1 | Commercial | Other Health | Existing | Food Preparation | Natural Gas | Steamer | E8 | CCE | 0 | 0 | 0 | 0 | 0 | 0 | 0 | 0 | 0 | 0 | 0 | 0 | 0 | 0 | 0 | 0 | 0 | 0 | 0 | 0 | 0 | 0 | 0 | 0 | 0 | 0 | 0 | 0 | 0 | 0 | 0 | 0 | 0
F1_Commercial_Other Health_Existing_Food Preparation_Natural Gas_Steamer_E9 | F1 | Commercial | Other Health | Existing | Food Preparation | Natural Gas | Steamer | E9 | CCE | 0 | 0 | 0 | 0 | 0 | 0 | 0 | 0 | 0 | 0 | 0 | 0 | 0 | 0 | 0 | 0 | 0 | 0 | 0 | 0 | 0 | 0 | 0 | 0 | 0 | 0 | 0 | 0 | 0 | 0 | 0 | 0 | 0
F1_Commercial_Other Health_Existing_Food Preparation_Natural Gas_Steamer_E10 | F1 | Commercial | Other Health | Existing | Food Preparation | Natural Gas | Steamer | E10 | CCE | 0 | 0 | 0 | 0 | 0 | 0 | 0 | 0 | 0 | 0 | 0 | 0 | 0 | 0 | 0 | 0 | 0 | 0 | 0 | 0 | 0 | 0 | 0 | 0 | 0 | 0 | 0 | 0 | 0 | 0 | 0 | 0 | 0
F2_Commercial_Other Health_Existing_Food Preparation_Natural Gas_Steamer_E1 | F2 | Commercial | Other Health | Existing | Food Preparation | Natural Gas | Steamer | E1 | TRC BC Ratio | 1 | 1 | 1 | 0 | 0 | 0 | 0 | 0 | 0 | 0 | 0 | 0 | 0 | 0 | 0 | 0 | 0 | 0 | 0 | 0 | 0 | 0 | 0 | 0 | 0 | 0 | 0 | 0 | 0 | 0 | 0 | 0 | 0
F2_Commercial_Other Health_Existing_Food Preparation_Natural Gas_Steamer_E2 | F2 | Commercial | Other Health | Existing | Food Preparation | Natural Gas | Steamer | E2 | TRC BC Ratio | 3.6298 | 3.6563 | 3.6864 | 1 | 1 | 1 | 1 | 1 | 1 | 1 | 1 | 1 | 1 | 1 | 1 | 1 | 1 | 1 | 1 | 1 | 1 | 1 | 1 | 1 | 1 | 1 | 1 | 1 | 1 | 1 | 1 | 1 | 1
F2_Commercial_Other Health_Existing_Food Preparation_Natural Gas_Steamer_E3 | F2 | Commercial | Other Health | Existing | Food Preparation | Natural Gas | Steamer | E3 | TRC BC Ratio | 0 | 0 | 0 | 0 | 0 | 0 | 0 | 0 | 0 | 0 | 0 | 0 | 0 | 0 | 0 | 0 | 0 | 0 | 0 | 0 | 0 | 0 | 0 | 0 | 0 | 0 | 0 | 0 | 0 | 0 | 0 | 0 | 0
F2_Commercial_Other Health_Existing_Food Preparation_Natural Gas_Steamer_E4 | F2 | Commercial | Other Health | Existing | Food Preparation | Natural Gas | Steamer | E4 | TRC BC Ratio | 0 | 0 | 0 | 0 | 0 | 0 | 0 | 0 | 0 | 0 | 0 | 0 | 0 | 0 | 0 | 0 | 0 | 0 | 0 | 0 | 0 | 0 | 0 | 0 | 0 | 0 | 0 | 0 | 0 | 0 | 0 | 0 | 0
F2_Commercial_Other Health_Existing_Food Preparation_Natural Gas_Steamer_E5 | F2 | Commercial | Other Health | Existing | Food Preparation | Natural Gas | Steamer | E5 | TRC BC Ratio | 0 | 0 | 0 | 0 | 0 | 0 | 0 | 0 | 0 | 0 | 0 | 0 | 0 | 0 | 0 | 0 | 0 | 0 | 0 | 0 | 0 | 0 | 0 | 0 | 0 | 0 | 0 | 0 | 0 | 0 | 0 | 0 | 0
F2_Commercial_Other Health_Existing_Food Preparation_Natural Gas_Steamer_E6 | F2 | Commercial | Other Health | Existing | Food Preparation | Natural Gas | Steamer | E6 | TRC BC Ratio | 0 | 0 | 0 | 0 | 0 | 0 | 0 | 0 | 0 | 0 | 0 | 0 | 0 | 0 | 0 | 0 | 0 | 0 | 0 | 0 | 0 | 0 | 0 | 0 | 0 | 0 | 0 | 0 | 0 | 0 | 0 | 0 | 0
F2_Commercial_Other Health_Existing_Food Preparation_Natural Gas_Steamer_E7 | F2 | Commercial | Other Health | Existing | Food Preparation | Natural Gas | Steamer | E7 | TRC BC Ratio | 0 | 0 | 0 | 0 | 0 | 0 | 0 | 0 | 0 | 0 | 0 | 0 | 0 | 0 | 0 | 0 | 0 | 0 | 0 | 0 | 0 | 0 | 0 | 0 | 0 | 0 | 0 | 0 | 0 | 0 | 0 | 0 | 0
F2_Commercial_Other Health_Existing_Food Preparation_Natural Gas_Steamer_E8 | F2 | Commercial | Other Health | Existing | Food Preparation | Natural Gas | Steamer | E8 | TRC BC Ratio | 0 | 0 | 0 | 0 | 0 | 0 | 0 | 0 | 0 | 0 | 0 | 0 | 0 | 0 | 0 | 0 | 0 | 0 | 0 | 0 | 0 | 0 | 0 | 0 | 0 | 0 | 0 | 0 | 0 | 0 | 0 | 0 | 0
F2_Commercial_Other Health_Existing_Food Preparation_Natural Gas_Steamer_E9 | F2 | Commercial | Other Health | Existing | Food Preparation | Natural Gas | Steamer | E9 | TRC BC Ratio | 0 | 0 | 0 | 0 | 0 | 0 | 0 | 0 | 0 | 0 | 0 | 0 | 0 | 0 | 0 | 0 | 0 | 0 | 0 | 0 | 0 | 0 | 0 | 0 | 0 | 0 | 0 | 0 | 0 | 0 | 0 | 0 | 0
F2_Commercial_Other Health_Existing_Food Preparation_Natural Gas_Steamer_E10 | F2 | Commercial | Other Health | Existing | Food Preparation | Natural Gas | Steamer | E10 | TRC BC Ratio | 0 | 0 | 0 | 0 | 0 | 0 | 0 | 0 | 0 | 0 | 0 | 0 | 0 | 0 | 0 | 0 | 0 | 0 | 0 | 0 | 0 | 0 | 0 | 0 | 0 | 0 | 0 | 0 | 0 | 0 | 0 | 0 | 0
F3_Commercial_Other Health_Existing_Food Preparation_Natural Gas_Steamer_E1 | F3 | Commercial | Other Health | Existing | Food Preparation | Natural Gas | Steamer | E1 | PACT BC Ratio | 1 | 1 | 1 | 0 | 0 | 0 | 0 | 0 | 0 | 0 | 0 | 0 | 0 | 0 | 0 | 0 | 0 | 0 | 0 | 0 | 0 | 0 | 0 | 0 | 0 | 0 | 0 | 0 | 0 | 0 | 0 | 0 | 0
F3_Commercial_Other Health_Existing_Food Preparation_Natural Gas_Steamer_E2 | F3 | Commercial | Other Health | Existing | Food Preparation | Natural Gas | Steamer | E2 | PACT BC Ratio | 4.8398 | 4.875 | 4.9151 | 1 | 1 | 1 | 1 | 1 | 1 | 1 | 1 | 1 | 1 | 1 | 1 | 1 | 1 | 1 | 1 | 1 | 1 | 1 | 1 | 1 | 1 | 1 | 1 | 1 | 1 | 1 | 1 | 1 | 1
F3_Commercial_Other Health_Existing_Food Preparation_Natural Gas_Steamer_E3 | F3 | Commercial | Other Health | Existing | Food Preparation | Natural Gas | Steamer | E3 | PACT BC Ratio | 0 | 0 | 0 | 0 | 0 | 0 | 0 | 0 | 0 | 0 | 0 | 0 | 0 | 0 | 0 | 0 | 0 | 0 | 0 | 0 | 0 | 0 | 0 | 0 | 0 | 0 | 0 | 0 | 0 | 0 | 0 | 0 | 0
F3_Commercial_Other Health_Existing_Food Preparation_Natural Gas_Steamer_E4 | F3 | Commercial | Other Health | Existing | Food Preparation | Natural Gas | Steamer | E4 | PACT BC Ratio | 0 | 0 | 0 | 0 | 0 | 0 | 0 | 0 | 0 | 0 | 0 | 0 | 0 | 0 | 0 | 0 | 0 | 0 | 0 | 0 | 0 | 0 | 0 | 0 | 0 | 0 | 0 | 0 | 0 | 0 | 0 | 0 | 0
F3_Commercial_Other Health_Existing_Food Preparation_Natural Gas_Steamer_E5 | F3 | Commercial | Other Health | Existing | Food Preparation | Natural Gas | Steamer | E5 | PACT BC Ratio | 0 | 0 | 0 | 0 | 0 | 0 | 0 | 0 | 0 | 0 | 0 | 0 | 0 | 0 | 0 | 0 | 0 | 0 | 0 | 0 | 0 | 0 | 0 | 0 | 0 | 0 | 0 | 0 | 0 | 0 | 0 | 0 | 0
F3_Commercial_Other Health_Existing_Food Preparation_Natural Gas_Steamer_E6 | F3 | Commercial | Other Health | Existing | Food Preparation | Natural Gas | Steamer | E6 | PACT BC Ratio | 0 | 0 | 0 | 0 | 0 | 0 | 0 | 0 | 0 | 0 | 0 | 0 | 0 | 0 | 0 | 0 | 0 | 0 | 0 | 0 | 0 | 0 | 0 | 0 | 0 | 0 | 0 | 0 | 0 | 0 | 0 | 0 | 0
F3_Commercial_Other Health_Existing_Food Preparation_Natural Gas_Steamer_E7 | F3 | Commercial | Other Health | Existing | Food Preparation | Natural Gas | Steamer | E7 | PACT BC Ratio | 0 | 0 | 0 | 0 | 0 | 0 | 0 | 0 | 0 | 0 | 0 | 0 | 0 | 0 | 0 | 0 | 0 | 0 | 0 | 0 | 0 | 0 | 0 | 0 | 0 | 0 | 0 | 0 | 0 | 0 | 0 | 0 | 0
F3_Commercial_Other Health_Existing_Food Preparation_Natural Gas_Steamer_E8 | F3 | Commercial | Other Health | Existing | Food Preparation | Natural Gas | Steamer | E8 | PACT BC Ratio | 0 | 0 | 0 | 0 | 0 | 0 | 0 | 0 | 0 | 0 | 0 | 0 | 0 | 0 | 0 | 0 | 0 | 0 | 0 | 0 | 0 | 0 | 0 | 0 | 0 | 0 | 0 | 0 | 0 | 0 | 0 | 0 | 0
F3_Commercial_Other Health_Existing_Food Preparation_Natural Gas_Steamer_E9 | F3 | Commercial | Other Health | Existing | Food Preparation | Natural Gas | Steamer | E9 | PACT BC Ratio | 0 | 0 | 0 | 0 | 0 | 0 | 0 | 0 | 0 | 0 | 0 | 0 | 0 | 0 | 0 | 0 | 0 | 0 | 0 | 0 | 0 | 0 | 0 | 0 | 0 | 0 | 0 | 0 | 0 | 0 | 0 | 0 | 0
F3_Commercial_Other Health_Existing_Food Preparation_Natural Gas_Steamer_E10 | F3 | Commercial | Other Health | Existing | Food Preparation | Natural Gas | Steamer | E10 | PACT BC Ratio | 0 | 0 | 0 | 0 | 0 | 0 | 0 | 0 | 0 | 0 | 0 | 0 | 0 | 0 | 0 | 0 | 0 | 0 | 0 | 0 | 0 | 0 | 0 | 0 | 0 | 0 | 0 | 0 | 0 | 0 | 0 | 0 | 0
F4_Commercial_Other Health_Existing_Food Preparation_Natural Gas_Steamer_E1 | F4 | Commercial | Other Health | Existing | Food Preparation | Natural Gas | Steamer | E1 | RVT BC Ratio | 1 | 1 | 1 | 0 | 0 | 0 | 0 | 0 | 0 | 0 | 0 | 0 | 0 | 0 | 0 | 0 | 0 | 0 | 0 | 0 | 0 | 0 | 0 | 0 | 0 | 0 | 0 | 0 | 0 | 0 | 0 | 0 | 0
F4_Commercial_Other Health_Existing_Food Preparation_Natural Gas_Steamer_E2 | F4 | Commercial | Other Health | Existing | Food Preparation | Natural Gas | Steamer | E2 | RVT BC Ratio | 5.9186 | 5.9566 | 5.9998 | 1 | 1 | 1 | 1 | 1 | 1 | 1 | 1 | 1 | 1 | 1 | 1 | 1 | 1 | 1 | 1 | 1 | 1 | 1 | 1 | 1 | 1 | 1 | 1 | 1 | 1 | 1 | 1 | 1 | 1
F4_Commercial_Other Health_Existing_Food Preparation_Natural Gas_Steamer_E3 | F4 | Commercial | Other Health | Existing | Food Preparation | Natural Gas | Steamer | E3 | RVT BC Ratio | 0 | 0 | 0 | 0 | 0 | 0 | 0 | 0 | 0 | 0 | 0 | 0 | 0 | 0 | 0 | 0 | 0 | 0 | 0 | 0 | 0 | 0 | 0 | 0 | 0 | 0 | 0 | 0 | 0 | 0 | 0 | 0 | 0
F4_Commercial_Other Health_Existing_Food Preparation_Natural Gas_Steamer_E4 | F4 | Commercial | Other Health | Existing | Food Preparation | Natural Gas | Steamer | E4 | RVT BC Ratio | 0 | 0 | 0 | 0 | 0 | 0 | 0 | 0 | 0 | 0 | 0 | 0 | 0 | 0 | 0 | 0 | 0 | 0 | 0 | 0 | 0 | 0 | 0 | 0 | 0 | 0 | 0 | 0 | 0 | 0 | 0 | 0 | 0
F4_Commercial_Other Health_Existing_Food Preparation_Natural Gas_Steamer_E5 | F4 | Commercial | Other Health | Existing | Food Preparation | Natural Gas | Steamer | E5 | RVT BC Ratio | 0 | 0 | 0 | 0 | 0 | 0 | 0 | 0 | 0 | 0 | 0 | 0 | 0 | 0 | 0 | 0 | 0 | 0 | 0 | 0 | 0 | 0 | 0 | 0 | 0 | 0 | 0 | 0 | 0 | 0 | 0 | 0 | 0
F4_Commercial_Other Health_Existing_Food Preparation_Natural Gas_Steamer_E6 | F4 | Commercial | Other Health | Existing | Food Preparation | Natural Gas | Steamer | E6 | RVT BC Ratio | 0 | 0 | 0 | 0 | 0 | 0 | 0 | 0 | 0 | 0 | 0 | 0 | 0 | 0 | 0 | 0 | 0 | 0 | 0 | 0 | 0 | 0 | 0 | 0 | 0 | 0 | 0 | 0 | 0 | 0 | 0 | 0 | 0
F4_Commercial_Other Health_Existing_Food Preparation_Natural Gas_Steamer_E7 | F4 | Commercial | Other Health | Existing | Food Preparation | Natural Gas | Steamer | E7 | RVT BC Ratio | 0 | 0 | 0 | 0 | 0 | 0 | 0 | 0 | 0 | 0 | 0 | 0 | 0 | 0 | 0 | 0 | 0 | 0 | 0 | 0 | 0 | 0 | 0 | 0 | 0 | 0 | 0 | 0 | 0 | 0 | 0 | 0 | 0
F4_Commercial_Other Health_Existing_Food Preparation_Natural Gas_Steamer_E8 | F4 | Commercial | Other Health | Existing | Food Preparation | Natural Gas | Steamer | E8 | RVT BC Ratio | 0 | 0 | 0 | 0 | 0 | 0 | 0 | 0 | 0 | 0 | 0 | 0 | 0 | 0 | 0 | 0 | 0 | 0 | 0 | 0 | 0 | 0 | 0 | 0 | 0 | 0 | 0 | 0 | 0 | 0 | 0 | 0 | 0
F4_Commercial_Other Health_Existing_Food Preparation_Natural Gas_Steamer_E9 | F4 | Commercial | Other Health | Existing | Food Preparation | Natural Gas | Steamer | E9 | RVT BC Ratio | 0 | 0 | 0 | 0 | 0 | 0 | 0 | 0 | 0 | 0 | 0 | 0 | 0 | 0 | 0 | 0 | 0 | 0 | 0 | 0 | 0 | 0 | 0 | 0 | 0 | 0 | 0 | 0 | 0 | 0 | 0 | 0 | 0
F4_Commercial_Other Health_Existing_Food Preparation_Natural Gas_Steamer_E10 | F4 | Commercial | Other Health | Existing | Food Preparation | Natural Gas | Steamer | E10 | RVT BC Ratio | 0 | 0 | 0 | 0 | 0 | 0 | 0 | 0 | 0 | 0 | 0 | 0 | 0 | 0 | 0 | 0 | 0 | 0 | 0 | 0 | 0 | 0 | 0 | 0 | 0 | 0 | 0 | 0 | 0 | 0 | 0 | 0 | 0
F5_Commercial_Other Health_Existing_Food Preparation_Natural Gas_Steamer_E1 | F5 | Commercial | Other Health | Existing | Food Preparation | Natural Gas | Steamer | E1 | RIM BC Ratio | 1 | 1 | 1 | 0 | 0 | 0 | 0 | 0 | 0 | 0 | 0 | 0 | 0 | 0 | 0 | 0 | 0 | 0 | 0 | 0 | 0 | 0 | 0 | 0 | 0 | 0 | 0 | 0 | 0 | 0 | 0 | 0 | 0
F5_Commercial_Other Health_Existing_Food Preparation_Natural Gas_Steamer_E2 | F5 | Commercial | Other Health | Existing | Food Preparation | Natural Gas | Steamer | E2 | RIM BC Ratio | 0.7119 | 0.71266 | 0.71351 | 1 | 1 | 1 | 1 | 1 | 1 | 1 | 1 | 1 | 1 | 1 | 1 | 1 | 1 | 1 | 1 | 1 | 1 | 1 | 1 | 1 | 1 | 1 | 1 | 1 | 1 | 1 | 1 | 1 | 1
F5_Commercial_Other Health_Existing_Food Preparation_Natural Gas_Steamer_E3 | F5 | Commercial | Other Health | Existing | Food Preparation | Natural Gas | Steamer | E3 | RIM BC Ratio | 0 | 0 | 0 | 0 | 0 | 0 | 0 | 0 | 0 | 0 | 0 | 0 | 0 | 0 | 0 | 0 | 0 | 0 | 0 | 0 | 0 | 0 | 0 | 0 | 0 | 0 | 0 | 0 | 0 | 0 | 0 | 0 | 0
F5_Commercial_Other Health_Existing_Food Preparation_Natural Gas_Steamer_E4 | F5 | Commercial | Other Health | Existing | Food Preparation | Natural Gas | Steamer | E4 | RIM BC Ratio | 0 | 0 | 0 | 0 | 0 | 0 | 0 | 0 | 0 | 0 | 0 | 0 | 0 | 0 | 0 | 0 | 0 | 0 | 0 | 0 | 0 | 0 | 0 | 0 | 0 | 0 | 0 | 0 | 0 | 0 | 0 | 0 | 0
F5_Commercial_Other Health_Existing_Food Preparation_Natural Gas_Steamer_E5 | F5 | Commercial | Other Health | Existing | Food Preparation | Natural Gas | Steamer | E5 | RIM BC Ratio | 0 | 0 | 0 | 0 | 0 | 0 | 0 | 0 | 0 | 0 | 0 | 0 | 0 | 0 | 0 | 0 | 0 | 0 | 0 | 0 | 0 | 0 | 0 | 0 | 0 | 0 | 0 | 0 | 0 | 0 | 0 | 0 | 0
F5_Commercial_Other Health_Existing_Food Preparation_Natural Gas_Steamer_E6 | F5 | Commercial | Other Health | Existing | Food Preparation | Natural Gas | Steamer | E6 | RIM BC Ratio | 0 | 0 | 0 | 0 | 0 | 0 | 0 | 0 | 0 | 0 | 0 | 0 | 0 | 0 | 0 | 0 | 0 | 0 | 0 | 0 | 0 | 0 | 0 | 0 | 0 | 0 | 0 | 0 | 0 | 0 | 0 | 0 | 0
F5_Commercial_Other Health_Existing_Food Preparation_Natural Gas_Steamer_E7 | F5 | Commercial | Other Health | Existing | Food Preparation | Natural Gas | Steamer | E7 | RIM BC Ratio | 0 | 0 | 0 | 0 | 0 | 0 | 0 | 0 | 0 | 0 | 0 | 0 | 0 | 0 | 0 | 0 | 0 | 0 | 0 | 0 | 0 | 0 | 0 | 0 | 0 | 0 | 0 | 0 | 0 | 0 | 0 | 0 | 0
F5_Commercial_Other Health_Existing_Food Preparation_Natural Gas_Steamer_E8 | F5 | Commercial | Other Health | Existing | Food Preparation | Natural Gas | Steamer | E8 | RIM BC Ratio | 0 | 0 | 0 | 0 | 0 | 0 | 0 | 0 | 0 | 0 | 0 | 0 | 0 | 0 | 0 | 0 | 0 | 0 | 0 | 0 | 0 | 0 | 0 | 0 | 0 | 0 | 0 | 0 | 0 | 0 | 0 | 0 | 0
F5_Commercial_Other Health_Existing_Food Preparation_Natural Gas_Steamer_E9 | F5 | Commercial | Other Health | Existing | Food Preparation | Natural Gas | Steamer | E9 | RIM BC Ratio | 0 | 0 | 0 | 0 | 0 | 0 | 0 | 0 | 0 | 0 | 0 | 0 | 0 | 0 | 0 | 0 | 0 | 0 | 0 | 0 | 0 | 0 | 0 | 0 | 0 | 0 | 0 | 0 | 0 | 0 | 0 | 0 | 0
F5_Commercial_Other Health_Existing_Food Preparation_Natural Gas_Steamer_E10 | F5 | Commercial | Other Health | Existing | Food Preparation | Natural Gas | Steamer | E10 | RIM BC Ratio | 0 | 0 | 0 | 0 | 0 | 0 | 0 | 0 | 0 | 0 | 0 | 0 | 0 | 0 | 0 | 0 | 0 | 0 | 0 | 0 | 0 | 0 | 0 | 0 | 0 | 0 | 0 | 0 | 0 | 0 | 0 | 0 | 0
F0_Commercial_Other Health_Existing_Food Preparation_Natural Gas_Food Prep Other_E0 | F0 | Commercial | Other Health | Existing | Food Preparation | Natural Gas | Food Prep Other | E0 | Economic Unit | Standard | Standard | Standard | Standard | Standard | Standard | Standard | Standard | Standard | Standard | Standard | Standard | Standard | Standard | Standard | Standard | Standard | Standard | Standard | Standard | Standard | Standard | Standard | Standard | Standard | Standard | Standard | Standard | Standard | Standard | Standard | Standard | Standard
F1_Commercial_Other Health_Existing_Food Preparation_Natural Gas_Food Prep Other_E1 | F1 | Commercial | Other Health | Existing | Food Preparation | Natural Gas | Food Prep Other | E1 | CCE | 0 | 0 | 0 | 0 | 0 | 0 | 0 | 0 | 0 | 0 | 0 | 0 | 0 | 0 | 0 | 0 | 0 | 0 | 0 | 0 | 0 | 0 | 0 | 0 | 0 | 0 | 0 | 0 | 0 | 0 | 0 | 0 | 0
F1_Commercial_Other Health_Existing_Food Preparation_Natural Gas_Food Prep Other_E2 | F1 | Commercial | Other Health | Existing | Food Preparation | Natural Gas | Food Prep Other | E2 | CCE | #DIV/0! | #DIV/0! | #DIV/0! | #DIV/0! | #DIV/0! | #DIV/0! | #DIV/0! | #DIV/0! | #DIV/0! | #DIV/0! | #DIV/0! | #DIV/0! | #DIV/0! | #DIV/0! | #DIV/0! | #DIV/0! | #DIV/0! | #DIV/0! | #DIV/0! | #DIV/0! | #DIV/0! | #DIV/0! | #DIV/0! | #DIV/0! | #DIV/0! | #DIV/0! | #DIV/0! | #DIV/0! | #DIV/0! | #DIV/0! | #DIV/0! | #DIV/0! | #DIV/0!
F1_Commercial_Other Health_Existing_Food Preparation_Natural Gas_Food Prep Other_E3 | F1 | Commercial | Other Health | Existing | Food Preparation | Natural Gas | Food Prep Other | E3 | CCE | 0 | 0 | 0 | 0 | 0 | 0 | 0 | 0 | 0 | 0 | 0 | 0 | 0 | 0 | 0 | 0 | 0 | 0 | 0 | 0 | 0 | 0 | 0 | 0 | 0 | 0 | 0 | 0 | 0 | 0 | 0 | 0 | 0
F1_Commercial_Other Health_Existing_Food Preparation_Natural Gas_Food Prep Other_E4 | F1 | Commercial | Other Health | Existing | Food Preparation | Natural Gas | Food Prep Other | E4 | CCE | 0 | 0 | 0 | 0 | 0 | 0 | 0 | 0 | 0 | 0 | 0 | 0 | 0 | 0 | 0 | 0 | 0 | 0 | 0 | 0 | 0 | 0 | 0 | 0 | 0 | 0 | 0 | 0 | 0 | 0 | 0 | 0 | 0
F1_Commercial_Other Health_Existing_Food Preparation_Natural Gas_Food Prep Other_E5 | F1 | Commercial | Other Health | Existing | Food Preparation | Natural Gas | Food Prep Other | E5 | CCE | 0 | 0 | 0 | 0 | 0 | 0 | 0 | 0 | 0 | 0 | 0 | 0 | 0 | 0 | 0 | 0 | 0 | 0 | 0 | 0 | 0 | 0 | 0 | 0 | 0 | 0 | 0 | 0 | 0 | 0 | 0 | 0 | 0
F1_Commercial_Other Health_Existing_Food Preparation_Natural Gas_Food Prep Other_E6 | F1 | Commercial | Other Health | Existing | Food Preparation | Natural Gas | Food Prep Other | E6 | CCE | 0 | 0 | 0 | 0 | 0 | 0 | 0 | 0 | 0 | 0 | 0 | 0 | 0 | 0 | 0 | 0 | 0 | 0 | 0 | 0 | 0 | 0 | 0 | 0 | 0 | 0 | 0 | 0 | 0 | 0 | 0 | 0 | 0
F1_Commercial_Other Health_Existing_Food Preparation_Natural Gas_Food Prep Other_E7 | F1 | Commercial | Other Health | Existing | Food Preparation | Natural Gas | Food Prep Other | E7 | CCE | 0 | 0 | 0 | 0 | 0 | 0 | 0 | 0 | 0 | 0 | 0 | 0 | 0 | 0 | 0 | 0 | 0 | 0 | 0 | 0 | 0 | 0 | 0 | 0 | 0 | 0 | 0 | 0 | 0 | 0 | 0 | 0 | 0
F1_Commercial_Other Health_Existing_Food Preparation_Natural Gas_Food Prep Other_E8 | F1 | Commercial | Other Health | Existing | Food Preparation | Natural Gas | Food Prep Other | E8 | CCE | 0 | 0 | 0 | 0 | 0 | 0 | 0 | 0 | 0 | 0 | 0 | 0 | 0 | 0 | 0 | 0 | 0 | 0 | 0 | 0 | 0 | 0 | 0 | 0 | 0 | 0 | 0 | 0 | 0 | 0 | 0 | 0 | 0
F1_Commercial_Other Health_Existing_Food Preparation_Natural Gas_Food Prep Other_E9 | F1 | Commercial | Other Health | Existing | Food Preparation | Natural Gas | Food Prep Other | E9 | CCE | 0 | 0 | 0 | 0 | 0 | 0 | 0 | 0 | 0 | 0 | 0 | 0 | 0 | 0 | 0 | 0 | 0 | 0 | 0 | 0 | 0 | 0 | 0 | 0 | 0 | 0 | 0 | 0 | 0 | 0 | 0 | 0 | 0
F1_Commercial_Other Health_Existing_Food Preparation_Natural Gas_Food Prep Other_E10 | F1 | Commercial | Other Health | Existing | Food Preparation | Natural Gas | Food Prep Other | E10 | CCE | 0 | 0 | 0 | 0 | 0 | 0 | 0 | 0 | 0 | 0 | 0 | 0 | 0 | 0 | 0 | 0 | 0 | 0 | 0 | 0 | 0 | 0 | 0 | 0 | 0 | 0 | 0 | 0 | 0 | 0 | 0 | 0 | 0
F2_Commercial_Other Health_Existing_Food Preparation_Natural Gas_Food Prep Other_E1 | F2 | Commercial | Other Health | Existing | Food Preparation | Natural Gas | Food Prep Other | E1 | TRC BC Ratio | bar: 2019 to 2051
F2_Commercial_Other Health_Existing_Food Preparation_Natural Gas_Food Prep Other_E2 | F2 | Commercial | Other Health | Existing | Food Preparation | Natural Gas | Food Prep Other | E2 | TRC BC Ratio | 0 | 0 | 0 | 0 | 0 | 0 | 0 | 0 | 0 | 0 | 0 | 0 | 0 | 0 | 0 | 0 | 0 | 0 | 0 | 0 | 0 | 0 | 0 | 0 | 0 | 0 | 0 | 0 | 0 | 0 | 0 | 0 | 0
F2_Commercial_Other Health_Existing_Food Preparation_Natural Gas_Food Prep Other_E3 | F2 | Commercial | Other Health | Existing | Food Preparation | Natural Gas | Food Prep Other | E3 | TRC BC Ratio | 0 | 0 | 0 | 0 | 0 | 0 | 0 | 0 | 0 | 0 | 0 | 0 | 0 | 0 | 0 | 0 | 0 | 0 | 0 | 0 | 0 | 0 | 0 | 0 | 0 | 0 | 0 | 0 | 0 | 0 | 0 | 0 | 0
F2_Commercial_Other Health_Existing_Food Preparation_Natural Gas_Food Prep Other_E4 | F2 | Commercial | Other Health | Existing | Food Preparation | Natural Gas | Food Prep Other | E4 | TRC BC Ratio | 0 | 0 | 0 | 0 | 0 | 0 | 0 | 0 | 0 | 0 | 0 | 0 | 0 | 0 | 0 | 0 | 0 | 0 | 0 | 0 | 0 | 0 | 0 | 0 | 0 | 0 | 0 | 0 | 0 | 0 | 0 | 0 | 0
F2_Commercial_Other Health_Existing_Food Preparation_Natural Gas_Food Prep Other_E5 | F2 | Commercial | Other Health | Existing | Food Preparation | Natural Gas | Food Prep Other | E5 | TRC BC Ratio | 0 | 0 | 0 | 0 | 0 | 0 | 0 | 0 | 0 | 0 | 0 | 0 | 0 | 0 | 0 | 0 | 0 | 0 | 0 | 0 | 0 | 0 | 0 | 0 | 0 | 0 | 0 | 0 | 0 | 0 | 0 | 0 | 0
F2_Commercial_Other Health_Existing_Food Preparation_Natural Gas_Food Prep Other_E6 | F2 | Commercial | Other Health | Existing | Food Preparation | Natural Gas | Food Prep Other | E6 | TRC BC Ratio | 0 | 0 | 0 | 0 | 0 | 0 | 0 | 0 | 0 | 0 | 0 | 0 | 0 | 0 | 0 | 0 | 0 | 0 | 0 | 0 | 0 | 0 | 0 | 0 | 0 | 0 | 0 | 0 | 0 | 0 | 0 | 0 | 0
F2_Commercial_Other Health_Existing_Food Preparation_Natural Gas_Food Prep Other_E7 | F2 | Commercial | Other Health | Existing | Food Preparation | Natural Gas | Food Prep Other | E7 | TRC BC Ratio | 0 | 0 | 0 | 0 | 0 | 0 | 0 | 0 | 0 | 0 | 0 | 0 | 0 | 0 | 0 | 0 | 0 | 0 | 0 | 0 | 0 | 0 | 0 | 0 | 0 | 0 | 0 | 0 | 0 | 0 | 0 | 0 | 0
F2_Commercial_Other Health_Existing_Food Preparation_Natural Gas_Food Prep Other_E8 | F2 | Commercial | Other Health | Existing | Food Preparation | Natural Gas | Food Prep Other | E8 | TRC BC Ratio | 0 | 0 | 0 | 0 | 0 | 0 | 0 | 0 | 0 | 0 | 0 | 0 | 0 | 0 | 0 | 0 | 0 | 0 | 0 | 0 | 0 | 0 | 0 | 0 | 0 | 0 | 0 | 0 | 0 | 0 | 0 | 0 | 0
F2_Commercial_Other Health_Existing_Food Preparation_Natural Gas_Food Prep Other_E9 | F2 | Commercial | Other Health | Existing | Food Preparation | Natural Gas | Food Prep Other | E9 | TRC BC Ratio | 0 | 0 | 0 | 0 | 0 | 0 | 0 | 0 | 0 | 0 | 0 | 0 | 0 | 0 | 0 | 0 | 0 | 0 | 0 | 0 | 0 | 0 | 0 | 0 | 0 | 0 | 0 | 0 | 0 | 0 | 0 | 0 | 0
F2_Commercial_Other Health_Existing_Food Preparation_Natural Gas_Food Prep Other_E10 | F2 | Commercial | Other Health | Existing | Food Preparation | Natural Gas | Food Prep Other | E10 | TRC BC Ratio | 0 | 0 | 0 | 0 | 0 | 0 | 0 | 0 | 0 | 0 | 0 | 0 | 0 | 0 | 0 | 0 | 0 | 0 | 0 | 0 | 0 | 0 | 0 | 0 | 0 | 0 | 0 | 0 | 0 | 0 | 0 | 0 | 0
F3_Commercial_Other Health_Existing_Food Preparation_Natural Gas_Food Prep Other_E1 | F3 | Commercial | Other Health | Existing | Food Preparation | Natural Gas | Food Prep Other | E1 | PACT BC Ratio | bar: 2019 to 2051
F3_Commercial_Other Health_Existing_Food Preparation_Natural Gas_Food Prep Other_E2 | F3 | Commercial | Other Health | Existing | Food Preparation | Natural Gas | Food Prep Other | E2 | PACT BC Ratio | 0 | 0 | 0 | 0 | 0 | 0 | 0 | 0 | 0 | 0 | 0 | 0 | 0 | 0 | 0 | 0 | 0 | 0 | 0 | 0 | 0 | 0 | 0 | 0 | 0 | 0 | 0 | 0 | 0 | 0 | 0 | 0 | 0
F3_Commercial_Other Health_Existing_Food Preparation_Natural Gas_Food Prep Other_E3 | F3 | Commercial | Other Health | Existing | Food Preparation | Natural Gas | Food Prep Other | E3 | PACT BC Ratio | 0 | 0 | 0 | 0 | 0 | 0 | 0 | 0 | 0 | 0 | 0 | 0 | 0 | 0 | 0 | 0 | 0 | 0 | 0 | 0 | 0 | 0 | 0 | 0 | 0 | 0 | 0 | 0 | 0 | 0 | 0 | 0 | 0
F3_Commercial_Other Health_Existing_Food Preparation_Natural Gas_Food Prep Other_E4 | F3 | Commercial | Other Health | Existing | Food Preparation | Natural Gas | Food Prep Other | E4 | PACT BC Ratio | 0 | 0 | 0 | 0 | 0 | 0 | 0 | 0 | 0 | 0 | 0 | 0 | 0 | 0 | 0 | 0 | 0 | 0 | 0 | 0 | 0 | 0 | 0 | 0 | 0 | 0 | 0 | 0 | 0 | 0 | 0 | 0 | 0
F3_Commercial_Other Health_Existing_Food Preparation_Natural Gas_Food Prep Other_E5 | F3 | Commercial | Other Health | Existing | Food Preparation | Natural Gas | Food Prep Other | E5 | PACT BC Ratio | 0 | 0 | 0 | 0 | 0 | 0 | 0 | 0 | 0 | 0 | 0 | 0 | 0 | 0 | 0 | 0 | 0 | 0 | 0 | 0 | 0 | 0 | 0 | 0 | 0 | 0 | 0 | 0 | 0 | 0 | 0 | 0 | 0
F3_Commercial_Other Health_Existing_Food Preparation_Natural Gas_Food Prep Other_E6 | F3 | Commercial | Other Health | Existing | Food Preparation | Natural Gas | Food Prep Other | E6 | PACT BC Ratio | 0 | 0 | 0 | 0 | 0 | 0 | 0 | 0 | 0 | 0 | 0 | 0 | 0 | 0 | 0 | 0 | 0 | 0 | 0 | 0 | 0 | 0 | 0 | 0 | 0 | 0 | 0 | 0 | 0 | 0 | 0 | 0 | 0
F3_Commercial_Other Health_Existing_Food Preparation_Natural Gas_Food Prep Other_E7 | F3 | Commercial | Other Health | Existing | Food Preparation | Natural Gas | Food Prep Other | E7 | PACT BC Ratio | 0 | 0 | 0 | 0 | 0 | 0 | 0 | 0 | 0 | 0 | 0 | 0 | 0 | 0 | 0 | 0 | 0 | 0 | 0 | 0 | 0 | 0 | 0 | 0 | 0 | 0 | 0 | 0 | 0 | 0 | 0 | 0 | 0
F3_Commercial_Other Health_Existing_Food Preparation_Natural Gas_Food Prep Other_E8 | F3 | Commercial | Other Health | Existing | Food Preparation | Natural Gas | Food Prep Other | E8 | PACT BC Ratio | 0 | 0 | 0 | 0 | 0 | 0 | 0 | 0 | 0 | 0 | 0 | 0 | 0 | 0 | 0 | 0 | 0 | 0 | 0 | 0 | 0 | 0 | 0 | 0 | 0 | 0 | 0 | 0 | 0 | 0 | 0 | 0 | 0
F3_Commercial_Other Health_Existing_Food Preparation_Natural Gas_Food Prep Other_E9 | F3 | Commercial | Other Health | Existing | Food Preparation | Natural Gas | Food Prep Other | E9 | PACT BC Ratio | 0 | 0 | 0 | 0 | 0 | 0 | 0 | 0 | 0 | 0 | 0 | 0 | 0 | 0 | 0 | 0 | 0 | 0 | 0 | 0 | 0 | 0 | 0 | 0 | 0 | 0 | 0 | 0 | 0 | 0 | 0 | 0 | 0
F3_Commercial_Other Health_Existing_Food Preparation_Natural Gas_Food Prep Other_E10 | F3 | Commercial | Other Health | Existing | Food Preparation | Natural Gas | Food Prep Other | E10 | PACT BC Ratio | 0 | 0 | 0 | 0 | 0 | 0 | 0 | 0 | 0 | 0 | 0 | 0 | 0 | 0 | 0 | 0 | 0 | 0 | 0 | 0 | 0 | 0 | 0 | 0 | 0 | 0 | 0 | 0 | 0 | 0 | 0 | 0 | 0
F4_Commercial_Other Health_Existing_Food Preparation_Natural Gas_Food Prep Other_E1 | F4 | Commercial | Other Health | Existing | Food Preparation | Natural Gas | Food Prep Other | E1 | RVT BC Ratio | bar: 2019 to 2051
F4_Commercial_Other Health_Existing_Food Preparation_Natural Gas_Food Prep Other_E2 | F4 | Commercial | Other Health | Existing | Food Preparation | Natural Gas | Food Prep Other | E2 | RVT BC Ratio | 0.7 | 0.7 | 0.7 | 0.7 | 0.7 | 0.7 | 0.7 | 0.7 | 0.7 | 0.7 | 0.7 | 0.7 | 0.7 | 0.7 | 0.7 | 0.7 | 0.7 | 0.7 | 0.7 | 0.7 | 0.7 | 0.7 | 0.7 | 0.7 | 0.7 | 0.7 | 0.7 | 0.7 | 0.7 | 0.7 | 0.7 | 0.7 | 0.7
F4_Commercial_Other Health_Existing_Food Preparation_Natural Gas_Food Prep Other_E3 | F4 | Commercial | Other Health | Existing | Food Preparation | Natural Gas | Food Prep Other | E3 | RVT BC Ratio | 0 | 0 | 0 | 0 | 0 | 0 | 0 | 0 | 0 | 0 | 0 | 0 | 0 | 0 | 0 | 0 | 0 | 0 | 0 | 0 | 0 | 0 | 0 | 0 | 0 | 0 | 0 | 0 | 0 | 0 | 0 | 0 | 0
F4_Commercial_Other Health_Existing_Food Preparation_Natural Gas_Food Prep Other_E4 | F4 | Commercial | Other Health | Existing | Food Preparation | Natural Gas | Food Prep Other | E4 | RVT BC Ratio | 0 | 0 | 0 | 0 | 0 | 0 | 0 | 0 | 0 | 0 | 0 | 0 | 0 | 0 | 0 | 0 | 0 | 0 | 0 | 0 | 0 | 0 | 0 | 0 | 0 | 0 | 0 | 0 | 0 | 0 | 0 | 0 | 0
F4_Commercial_Other Health_Existing_Food Preparation_Natural Gas_Food Prep Other_E5 | F4 | Commercial | Other Health | Existing | Food Preparation | Natural Gas | Food Prep Other | E5 | RVT BC Ratio | 0 | 0 | 0 | 0 | 0 | 0 | 0 | 0 | 0 | 0 | 0 | 0 | 0 | 0 | 0 | 0 | 0 | 0 | 0 | 0 | 0 | 0 | 0 | 0 | 0 | 0 | 0 | 0 | 0 | 0 | 0 | 0 | 0
F4_Commercial_Other Health_Existing_Food Preparation_Natural Gas_Food Prep Other_E6 | F4 | Commercial | Other Health | Existing | Food Preparation | Natural Gas | Food Prep Other | E6 | RVT BC Ratio | 0 | 0 | 0 | 0 | 0 | 0 | 0 | 0 | 0 | 0 | 0 | 0 | 0 | 0 | 0 | 0 | 0 | 0 | 0 | 0 | 0 | 0 | 0 | 0 | 0 | 0 | 0 | 0 | 0 | 0 | 0 | 0 | 0
F4_Commercial_Other Health_Existing_Food Preparation_Natural Gas_Food Prep Other_E7 | F4 | Commercial | Other Health | Existing | Food Preparation | Natural Gas | Food Prep Other | E7 | RVT BC Ratio | 0 | 0 | 0 | 0 | 0 | 0 | 0 | 0 | 0 | 0 | 0 | 0 | 0 | 0 | 0 | 0 | 0 | 0 | 0 | 0 | 0 | 0 | 0 | 0 | 0 | 0 | 0 | 0 | 0 | 0 | 0 | 0 | 0
F4_Commercial_Other Health_Existing_Food Preparation_Natural Gas_Food Prep Other_E8 | F4 | Commercial | Other Health | Existing | Food Preparation | Natural Gas | Food Prep Other | E8 | RVT BC Ratio | 0 | 0 | 0 | 0 | 0 | 0 | 0 | 0 | 0 | 0 | 0 | 0 | 0 | 0 | 0 | 0 | 0 | 0 | 0 | 0 | 0 | 0 | 0 | 0 | 0 | 0 | 0 | 0 | 0 | 0 | 0 | 0 | 0
F4_Commercial_Other Health_Existing_Food Preparation_Natural Gas_Food Prep Other_E9 | F4 | Commercial | Other Health | Existing | Food Preparation | Natural Gas | Food Prep Other | E9 | RVT BC Ratio | 0 | 0 | 0 | 0 | 0 | 0 | 0 | 0 | 0 | 0 | 0 | 0 | 0 | 0 | 0 | 0 | 0 | 0 | 0 | 0 | 0 | 0 | 0 | 0 | 0 | 0 | 0 | 0 | 0 | 0 | 0 | 0 | 0
F4_Commercial_Other Health_Existing_Food Preparation_Natural Gas_Food Prep Other_E10 | F4 | Commercial | Other Health | Existing | Food Preparation | Natural Gas | Food Prep Other | E10 | RVT BC Ratio | 0 | 0 | 0 | 0 | 0 | 0 | 0 | 0 | 0 | 0 | 0 | 0 | 0 | 0 | 0 | 0 | 0 | 0 | 0 | 0 | 0 | 0 | 0 | 0 | 0 | 0 | 0 | 0 | 0 | 0 | 0 | 0 | 0
F5_Commercial_Other Health_Existing_Food Preparation_Natural Gas_Food Prep Other_E1 | F5 | Commercial | Other Health | Existing | Food Preparation | Natural Gas | Food Prep Other | E1 | RIM BC Ratio | bar: 2019 to 2051
F5_Commercial_Other Health_Existing_Food Preparation_Natural Gas_Food Prep Other_E2 | F5 | Commercial | Other Health | Existing | Food Preparation | Natural Gas | Food Prep Other | E2 | RIM BC Ratio | 0 | 0 | 0 | 0 | 0 | 0 | 0 | 0 | 0 | 0 | 0 | 0 | 0 | 0 | 0 | 0 | 0 | 0 | 0 | 0 | 0 | 0 | 0 | 0 | 0 | 0 | 0 | 0 | 0 | 0 | 0 | 0 | 0
F5_Commercial_Other Health_Existing_Food Preparation_Natural Gas_Food Prep Other_E3 | F5 | Commercial | Other Health | Existing | Food Preparation | Natural Gas | Food Prep Other | E3 | RIM BC Ratio | 0 | 0 | 0 | 0 | 0 | 0 | 0 | 0 | 0 | 0 | 0 | 0 | 0 | 0 | 0 | 0 | 0 | 0 | 0 | 0 | 0 | 0 | 0 | 0 | 0 | 0 | 0 | 0 | 0 | 0 | 0 | 0 | 0
F5_Commercial_Other Health_Existing_Food Preparation_Natural Gas_Food Prep Other_E4 | F5 | Commercial | Other Health | Existing | Food Preparation | Natural Gas | Food Prep Other | E4 | RIM BC Ratio | 0 | 0 | 0 | 0 | 0 | 0 | 0 | 0 | 0 | 0 | 0 | 0 | 0 | 0 | 0 | 0 | 0 | 0 | 0 | 0 | 0 | 0 | 0 | 0 | 0 | 0 | 0 | 0 | 0 | 0 | 0 | 0 | 0
F5_Commercial_Other Health_Existing_Food Preparation_Natural Gas_Food Prep Other_E5 | F5 | Commercial | Other Health | Existing | Food Preparation | Natural Gas | Food Prep Other | E5 | RIM BC Ratio | 0 | 0 | 0 | 0 | 0 | 0 | 0 | 0 | 0 | 0 | 0 | 0 | 0 | 0 | 0 | 0 | 0 | 0 | 0 | 0 | 0 | 0 | 0 | 0 | 0 | 0 | 0 | 0 | 0 | 0 | 0 | 0 | 0
F5_Commercial_Other Health_Existing_Food Preparation_Natural Gas_Food Prep Other_E6 | F5 | Commercial | Other Health | Existing | Food Preparation | Natural Gas | Food Prep Other | E6 | RIM BC Ratio | 0 | 0 | 0 | 0 | 0 | 0 | 0 | 0 | 0 | 0 | 0 | 0 | 0 | 0 | 0 | 0 | 0 | 0 | 0 | 0 | 0 | 0 | 0 | 0 | 0 | 0 | 0 | 0 | 0 | 0 | 0 | 0 | 0
F5_Commercial_Other Health_Existing_Food Preparation_Natural Gas_Food Prep Other_E7 | F5 | Commercial | Other Health | Existing | Food Preparation | Natural Gas | Food Prep Other | E7 | RIM BC Ratio | 0 | 0 | 0 | 0 | 0 | 0 | 0 | 0 | 0 | 0 | 0 | 0 | 0 | 0 | 0 | 0 | 0 | 0 | 0 | 0 | 0 | 0 | 0 | 0 | 0 | 0 | 0 | 0 | 0 | 0 | 0 | 0 | 0
F5_Commercial_Other Health_Existing_Food Preparation_Natural Gas_Food Prep Other_E8 | F5 | Commercial | Other Health | Existing | Food Preparation | Natural Gas | Food Prep Other | E8 | RIM BC Ratio | 0 | 0 | 0 | 0 | 0 | 0 | 0 | 0 | 0 | 0 | 0 | 0 | 0 | 0 | 0 | 0 | 0 | 0 | 0 | 0 | 0 | 0 | 0 | 0 | 0 | 0 | 0 | 0 | 0 | 0 | 0 | 0 | 0
F5_Commercial_Other Health_Existing_Food Preparation_Natural Gas_Food Prep Other_E9 | F5 | Commercial | Other Health | Existing | Food Preparation | Natural Gas | Food Prep Other | E9 | RIM BC Ratio | 0 | 0 | 0 | 0 | 0 | 0 | 0 | 0 | 0 | 0 | 0 | 0 | 0 | 0 | 0 | 0 | 0 | 0 | 0 | 0 | 0 | 0 | 0 | 0 | 0 | 0 | 0 | 0 | 0 | 0 | 0 | 0 | 0
F5_Commercial_Other Health_Existing_Food Preparation_Natural Gas_Food Prep Other_E10 | F5 | Commercial | Other Health | Existing | Food Preparation | Natural Gas | Food Prep Other | E10 | RIM BC Ratio | 0 | 0 | 0 | 0 | 0 | 0 | 0 | 0 | 0 | 0 | 0 | 0 | 0 | 0 | 0 | 0 | 0 | 0 | 0 | 0 | 0 | 0 | 0 | 0 | 0 | 0 | 0 | 0 | 0 | 0 | 0 | 0 | 0
F0_Commercial_Other Health_Existing_Miscellaneous_Natural Gas_Pool Heater_E0 | F0 | Commercial | Other Health | Existing | Miscellaneous | Natural Gas | Pool Heater | E0 | Economic Unit | Standard (EF .78) | Standard (EF .78) | Standard (EF .78) | Standard (EF .78) | Standard (EF .78) | Standard (EF .78) | Standard (EF .78) | Standard (EF .78) | Standard (EF .78) | Standard (EF .78) | Standard (EF .78) | Standard (EF .78) | Standard (EF .78) | Standard (EF .78) | Standard (EF .78) | Standard (EF .78) | Standard (EF .78) | Standard (EF .78) | Standard (EF .78) | Standard (EF .78) | Standard (EF .78) | Standard (EF .78) | Standard (EF .78) | Standard (EF .78) | Standard (EF .78) | Standard (EF .78) | Standard (EF .78) | Standard (EF .78) | Standard (EF .78) | Standard (EF .78) | Standard (EF .78) | Standard (EF .78) | Standard (EF .78)
F1_Commercial_Other Health_Existing_Miscellaneous_Natural Gas_Pool Heater_E1 | F1 | Commercial | Other Health | Existing | Miscellaneous | Natural Gas | Pool Heater | E1 | CCE | 0 | 0 | 0 | 0 | 0 | 0 | 0 | 0 | 0 | 0 | 0 | 0 | 0 | 0 | 0 | 0 | 0 | 0 | 0 | 0 | 0 | 0 | 0 | 0 | 0 | 0 | 0 | 0 | 0 | 0 | 0 | 0 | 0
F1_Commercial_Other Health_Existing_Miscellaneous_Natural Gas_Pool Heater_E2 | F1 | Commercial | Other Health | Existing | Miscellaneous | Natural Gas | Pool Heater | E2 | CCE | 1.2838 | 1.2838 | 1.2838 | 1.2838 | 1.2838 | 1.2838 | 1.2838 | 1.2838 | 1.2838 | 1.2838 | 1.2838 | 1.2838 | 1.2838 | 1.2838 | 1.2838 | 1.2838 | 1.2838 | 1.2838 | 1.2838 | 1.2838 | 1.2838 | 1.2838 | 1.2838 | 1.2838 | 1.2838 | 1.2838 | 1.2838 | 1.2838 | 1.2838 | 1.2838 | 1.2838 | 1.2838 | 1.2838
F1_Commercial_Other Health_Existing_Miscellaneous_Natural Gas_Pool Heater_E3 | F1 | Commercial | Other Health | Existing | Miscellaneous | Natural Gas | Pool Heater | E3 | CCE | 0 | 0 | 0 | 0 | 0 | 0 | 0 | 0 | 0 | 0 | 0 | 0 | 0 | 0 | 0 | 0 | 0 | 0 | 0 | 0 | 0 | 0 | 0 | 0 | 0 | 0 | 0 | 0 | 0 | 0 | 0 | 0 | 0
F1_Commercial_Other Health_Existing_Miscellaneous_Natural Gas_Pool Heater_E4 | F1 | Commercial | Other Health | Existing | Miscellaneous | Natural Gas | Pool Heater | E4 | CCE | 0 | 0 | 0 | 0 | 0 | 0 | 0 | 0 | 0 | 0 | 0 | 0 | 0 | 0 | 0 | 0 | 0 | 0 | 0 | 0 | 0 | 0 | 0 | 0 | 0 | 0 | 0 | 0 | 0 | 0 | 0 | 0 | 0
F1_Commercial_Other Health_Existing_Miscellaneous_Natural Gas_Pool Heater_E5 | F1 | Commercial | Other Health | Existing | Miscellaneous | Natural Gas | Pool Heater | E5 | CCE | 0 | 0 | 0 | 0 | 0 | 0 | 0 | 0 | 0 | 0 | 0 | 0 | 0 | 0 | 0 | 0 | 0 | 0 | 0 | 0 | 0 | 0 | 0 | 0 | 0 | 0 | 0 | 0 | 0 | 0 | 0 | 0 | 0
F1_Commercial_Other Health_Existing_Miscellaneous_Natural Gas_Pool Heater_E6 | F1 | Commercial | Other Health | Existing | Miscellaneous | Natural Gas | Pool Heater | E6 | CCE | 0 | 0 | 0 | 0 | 0 | 0 | 0 | 0 | 0 | 0 | 0 | 0 | 0 | 0 | 0 | 0 | 0 | 0 | 0 | 0 | 0 | 0 | 0 | 0 | 0 | 0 | 0 | 0 | 0 | 0 | 0 | 0 | 0
F1_Commercial_Other Health_Existing_Miscellaneous_Natural Gas_Pool Heater_E7 | F1 | Commercial | Other Health | Existing | Miscellaneous | Natural Gas | Pool Heater | E7 | CCE | 0 | 0 | 0 | 0 | 0 | 0 | 0 | 0 | 0 | 0 | 0 | 0 | 0 | 0 | 0 | 0 | 0 | 0 | 0 | 0 | 0 | 0 | 0 | 0 | 0 | 0 | 0 | 0 | 0 | 0 | 0 | 0 | 0
F1_Commercial_Other Health_Existing_Miscellaneous_Natural Gas_Pool Heater_E8 | F1 | Commercial | Other Health | Existing | Miscellaneous | Natural Gas | Pool Heater | E8 | CCE | 0 | 0 | 0 | 0 | 0 | 0 | 0 | 0 | 0 | 0 | 0 | 0 | 0 | 0 | 0 | 0 | 0 | 0 | 0 | 0 | 0 | 0 | 0 | 0 | 0 | 0 | 0 | 0 | 0 | 0 | 0 | 0 | 0
F1_Commercial_Other Health_Existing_Miscellaneous_Natural Gas_Pool Heater_E9 | F1 | Commercial | Other Health | Existing | Miscellaneous | Natural Gas | Pool Heater | E9 | CCE | 0 | 0 | 0 | 0 | 0 | 0 | 0 | 0 | 0 | 0 | 0 | 0 | 0 | 0 | 0 | 0 | 0 | 0 | 0 | 0 | 0 | 0 | 0 | 0 | 0 | 0 | 0 | 0 | 0 | 0 | 0 | 0 | 0
F1_Commercial_Other Health_Existing_Miscellaneous_Natural Gas_Pool Heater_E10 | F1 | Commercial | Other Health | Existing | Miscellaneous | Natural Gas | Pool Heater | E10 | CCE | 0 | 0 | 0 | 0 | 0 | 0 | 0 | 0 | 0 | 0 | 0 | 0 | 0 | 0 | 0 | 0 | 0 | 0 | 0 | 0 | 0 | 0 | 0 | 0 | 0 | 0 | 0 | 0 | 0 | 0 | 0 | 0 | 0
F2_Commercial_Other Health_Existing_Miscellaneous_Natural Gas_Pool Heater_E1 | F2 | Commercial | Other Health | Existing | Miscellaneous | Natural Gas | Pool Heater | E1 | TRC BC Ratio | bar: 2019 to 2051
F2_Commercial_Other Health_Existing_Miscellaneous_Natural Gas_Pool Heater_E2 | F2 | Commercial | Other Health | Existing | Miscellaneous | Natural Gas | Pool Heater | E2 | TRC BC Ratio | 0 | 0 | 0 | 0 | 0 | 0 | 0 | 0 | 0 | 0 | 0 | 0 | 0 | 0 | 0 | 0 | 0 | 0 | 0 | 0 | 0 | 0 | 0 | 0 | 0 | 0 | 0 | 0 | 0 | 0 | 0 | 0 | 0
F2_Commercial_Other Health_Existing_Miscellaneous_Natural Gas_Pool Heater_E3 | F2 | Commercial | Other Health | Existing | Miscellaneous | Natural Gas | Pool Heater | E3 | TRC BC Ratio | 0 | 0 | 0 | 0 | 0 | 0 | 0 | 0 | 0 | 0 | 0 | 0 | 0 | 0 | 0 | 0 | 0 | 0 | 0 | 0 | 0 | 0 | 0 | 0 | 0 | 0 | 0 | 0 | 0 | 0 | 0 | 0 | 0
F2_Commercial_Other Health_Existing_Miscellaneous_Natural Gas_Pool Heater_E4 | F2 | Commercial | Other Health | Existing | Miscellaneous | Natural Gas | Pool Heater | E4 | TRC BC Ratio | 0 | 0 | 0 | 0 | 0 | 0 | 0 | 0 | 0 | 0 | 0 | 0 | 0 | 0 | 0 | 0 | 0 | 0 | 0 | 0 | 0 | 0 | 0 | 0 | 0 | 0 | 0 | 0 | 0 | 0 | 0 | 0 | 0
F2_Commercial_Other Health_Existing_Miscellaneous_Natural Gas_Pool Heater_E5 | F2 | Commercial | Other Health | Existing | Miscellaneous | Natural Gas | Pool Heater | E5 | TRC BC Ratio | 0 | 0 | 0 | 0 | 0 | 0 | 0 | 0 | 0 | 0 | 0 | 0 | 0 | 0 | 0 | 0 | 0 | 0 | 0 | 0 | 0 | 0 | 0 | 0 | 0 | 0 | 0 | 0 | 0 | 0 | 0 | 0 | 0
F2_Commercial_Other Health_Existing_Miscellaneous_Natural Gas_Pool Heater_E6 | F2 | Commercial | Other Health | Existing | Miscellaneous | Natural Gas | Pool Heater | E6 | TRC BC Ratio | 0 | 0 | 0 | 0 | 0 | 0 | 0 | 0 | 0 | 0 | 0 | 0 | 0 | 0 | 0 | 0 | 0 | 0 | 0 | 0 | 0 | 0 | 0 | 0 | 0 | 0 | 0 | 0 | 0 | 0 | 0 | 0 | 0
F2_Commercial_Other Health_Existing_Miscellaneous_Natural Gas_Pool Heater_E7 | F2 | Commercial | Other Health | Existing | Miscellaneous | Natural Gas | Pool Heater | E7 | TRC BC Ratio | 0 | 0 | 0 | 0 | 0 | 0 | 0 | 0 | 0 | 0 | 0 | 0 | 0 | 0 | 0 | 0 | 0 | 0 | 0 | 0 | 0 | 0 | 0 | 0 | 0 | 0 | 0 | 0 | 0 | 0 | 0 | 0 | 0
F2_Commercial_Other Health_Existing_Miscellaneous_Natural Gas_Pool Heater_E8 | F2 | Commercial | Other Health | Existing | Miscellaneous | Natural Gas | Pool Heater | E8 | TRC BC Ratio | 0 | 0 | 0 | 0 | 0 | 0 | 0 | 0 | 0 | 0 | 0 | 0 | 0 | 0 | 0 | 0 | 0 | 0 | 0 | 0 | 0 | 0 | 0 | 0 | 0 | 0 | 0 | 0 | 0 | 0 | 0 | 0 | 0
F2_Commercial_Other Health_Existing_Miscellaneous_Natural Gas_Pool Heater_E9 | F2 | Commercial | Other Health | Existing | Miscellaneous | Natural Gas | Pool Heater | E9 | TRC BC Ratio | 0 | 0 | 0 | 0 | 0 | 0 | 0 | 0 | 0 | 0 | 0 | 0 | 0 | 0 | 0 | 0 | 0 | 0 | 0 | 0 | 0 | 0 | 0 | 0 | 0 | 0 | 0 | 0 | 0 | 0 | 0 | 0 | 0
F2_Commercial_Other Health_Existing_Miscellaneous_Natural Gas_Pool Heater_E10 | F2 | Commercial | Other Health | Existing | Miscellaneous | Natural Gas | Pool Heater | E10 | TRC BC Ratio | 0 | 0 | 0 | 0 | 0 | 0 | 0 | 0 | 0 | 0 | 0 | 0 | 0 | 0 | 0 | 0 | 0 | 0 | 0 | 0 | 0 | 0 | 0 | 0 | 0 | 0 | 0 | 0 | 0 | 0 | 0 | 0 | 0
F3_Commercial_Other Health_Existing_Miscellaneous_Natural Gas_Pool Heater_E1 | F3 | Commercial | Other Health | Existing | Miscellaneous | Natural Gas | Pool Heater | E1 | PACT BC Ratio | bar: 2019 to 2051
F3_Commercial_Other Health_Existing_Miscellaneous_Natural Gas_Pool Heater_E2 | F3 | Commercial | Other Health | Existing | Miscellaneous | Natural Gas | Pool Heater | E2 | PACT BC Ratio | 0 | 0 | 0 | 0 | 0 | 0 | 0 | 0 | 0 | 0 | 0 | 0 | 0 | 0 | 0 | 0 | 0 | 0 | 0 | 0 | 0 | 0 | 0 | 0 | 0 | 0 | 0 | 0 | 0 | 0 | 0 | 0 | 0
F3_Commercial_Other Health_Existing_Miscellaneous_Natural Gas_Pool Heater_E3 | F3 | Commercial | Other Health | Existing | Miscellaneous | Natural Gas | Pool Heater | E3 | PACT BC Ratio | 0 | 0 | 0 | 0 | 0 | 0 | 0 | 0 | 0 | 0 | 0 | 0 | 0 | 0 | 0 | 0 | 0 | 0 | 0 | 0 | 0 | 0 | 0 | 0 | 0 | 0 | 0 | 0 | 0 | 0 | 0 | 0 | 0
F3_Commercial_Other Health_Existing_Miscellaneous_Natural Gas_Pool Heater_E4 | F3 | Commercial | Other Health | Existing | Miscellaneous | Natural Gas | Pool Heater | E4 | PACT BC Ratio | 0 | 0 | 0 | 0 | 0 | 0 | 0 | 0 | 0 | 0 | 0 | 0 | 0 | 0 | 0 | 0 | 0 | 0 | 0 | 0 | 0 | 0 | 0 | 0 | 0 | 0 | 0 | 0 | 0 | 0 | 0 | 0 | 0
F3_Commercial_Other Health_Existing_Miscellaneous_Natural Gas_Pool Heater_E5 | F3 | Commercial | Other Health | Existing | Miscellaneous | Natural Gas | Pool Heater | E5 | PACT BC Ratio | 0 | 0 | 0 | 0 | 0 | 0 | 0 | 0 | 0 | 0 | 0 | 0 | 0 | 0 | 0 | 0 | 0 | 0 | 0 | 0 | 0 | 0 | 0 | 0 | 0 | 0 | 0 | 0 | 0 | 0 | 0 | 0 | 0
F3_Commercial_Other Health_Existing_Miscellaneous_Natural Gas_Pool Heater_E6 | F3 | Commercial | Other Health | Existing | Miscellaneous | Natural Gas | Pool Heater | E6 | PACT BC Ratio | 0 | 0 | 0 | 0 | 0 | 0 | 0 | 0 | 0 | 0 | 0 | 0 | 0 | 0 | 0 | 0 | 0 | 0 | 0 | 0 | 0 | 0 | 0 | 0 | 0 | 0 | 0 | 0 | 0 | 0 | 0 | 0 | 0
F3_Commercial_Other Health_Existing_Miscellaneous_Natural Gas_Pool Heater_E7 | F3 | Commercial | Other Health | Existing | Miscellaneous | Natural Gas | Pool Heater | E7 | PACT BC Ratio | 0 | 0 | 0 | 0 | 0 | 0 | 0 | 0 | 0 | 0 | 0 | 0 | 0 | 0 | 0 | 0 | 0 | 0 | 0 | 0 | 0 | 0 | 0 | 0 | 0 | 0 | 0 | 0 | 0 | 0 | 0 | 0 | 0
F3_Commercial_Other Health_Existing_Miscellaneous_Natural Gas_Pool Heater_E8 | F3 | Commercial | Other Health | Existing | Miscellaneous | Natural Gas | Pool Heater | E8 | PACT BC Ratio | 0 | 0 | 0 | 0 | 0 | 0 | 0 | 0 | 0 | 0 | 0 | 0 | 0 | 0 | 0 | 0 | 0 | 0 | 0 | 0 | 0 | 0 | 0 | 0 | 0 | 0 | 0 | 0 | 0 | 0 | 0 | 0 | 0
F3_Commercial_Other Health_Existing_Miscellaneous_Natural Gas_Pool Heater_E9 | F3 | Commercial | Other Health | Existing | Miscellaneous | Natural Gas | Pool Heater | E9 | PACT BC Ratio | 0 | 0 | 0 | 0 | 0 | 0 | 0 | 0 | 0 | 0 | 0 | 0 | 0 | 0 | 0 | 0 | 0 | 0 | 0 | 0 | 0 | 0 | 0 | 0 | 0 | 0 | 0 | 0 | 0 | 0 | 0 | 0 | 0
F3_Commercial_Other Health_Existing_Miscellaneous_Natural Gas_Pool Heater_E10 | F3 | Commercial | Other Health | Existing | Miscellaneous | Natural Gas | Pool Heater | E10 | PACT BC Ratio | 0 | 0 | 0 | 0 | 0 | 0 | 0 | 0 | 0 | 0 | 0 | 0 | 0 | 0 | 0 | 0 | 0 | 0 | 0 | 0 | 0 | 0 | 0 | 0 | 0 | 0 | 0 | 0 | 0 | 0 | 0 | 0 | 0
F4_Commercial_Other Health_Existing_Miscellaneous_Natural Gas_Pool Heater_E1 | F4 | Commercial | Other Health | Existing | Miscellaneous | Natural Gas | Pool Heater | E1 | RVT BC Ratio | bar: 2019 to 2051
F4_Commercial_Other Health_Existing_Miscellaneous_Natural Gas_Pool Heater_E2 | F4 | Commercial | Other Health | Existing | Miscellaneous | Natural Gas | Pool Heater | E2 | RVT BC Ratio | 0.7 | 0.7 | 0.7 | 0.7 | 0.7 | 0.7 | 0.7 | 0.7 | 0.7 | 0.7 | 0.7 | 0.7 | 0.7 | 0.7 | 0.7 | 0.7 | 0.7 | 0.7 | 0.7 | 0.7 | 0.7 | 0.7 | 0.7 | 0.7 | 0.7 | 0.7 | 0.7 | 0.7 | 0.7 | 0.7 | 0.7 | 0.7 | 0.7
F4_Commercial_Other Health_Existing_Miscellaneous_Natural Gas_Pool Heater_E3 | F4 | Commercial | Other Health | Existing | Miscellaneous | Natural Gas | Pool Heater | E3 | RVT BC Ratio | 0 | 0 | 0 | 0 | 0 | 0 | 0 | 0 | 0 | 0 | 0 | 0 | 0 | 0 | 0 | 0 | 0 | 0 | 0 | 0 | 0 | 0 | 0 | 0 | 0 | 0 | 0 | 0 | 0 | 0 | 0 | 0 | 0
F4_Commercial_Other Health_Existing_Miscellaneous_Natural Gas_Pool Heater_E4 | F4 | Commercial | Other Health | Existing | Miscellaneous | Natural Gas | Pool Heater | E4 | RVT BC Ratio | 0 | 0 | 0 | 0 | 0 | 0 | 0 | 0 | 0 | 0 | 0 | 0 | 0 | 0 | 0 | 0 | 0 | 0 | 0 | 0 | 0 | 0 | 0 | 0 | 0 | 0 | 0 | 0 | 0 | 0 | 0 | 0 | 0
F4_Commercial_Other Health_Existing_Miscellaneous_Natural Gas_Pool Heater_E5 | F4 | Commercial | Other Health | Existing | Miscellaneous | Natural Gas | Pool Heater | E5 | RVT BC Ratio | 0 | 0 | 0 | 0 | 0 | 0 | 0 | 0 | 0 | 0 | 0 | 0 | 0 | 0 | 0 | 0 | 0 | 0 | 0 | 0 | 0 | 0 | 0 | 0 | 0 | 0 | 0 | 0 | 0 | 0 | 0 | 0 | 0
F4_Commercial_Other Health_Existing_Miscellaneous_Natural Gas_Pool Heater_E6 | F4 | Commercial | Other Health | Existing | Miscellaneous | Natural Gas | Pool Heater | E6 | RVT BC Ratio | 0 | 0 | 0 | 0 | 0 | 0 | 0 | 0 | 0 | 0 | 0 | 0 | 0 | 0 | 0 | 0 | 0 | 0 | 0 | 0 | 0 | 0 | 0 | 0 | 0 | 0 | 0 | 0 | 0 | 0 | 0 | 0 | 0
F4_Commercial_Other Health_Existing_Miscellaneous_Natural Gas_Pool Heater_E7 | F4 | Commercial | Other Health | Existing | Miscellaneous | Natural Gas | Pool Heater | E7 | RVT BC Ratio | 0 | 0 | 0 | 0 | 0 | 0 | 0 | 0 | 0 | 0 | 0 | 0 | 0 | 0 | 0 | 0 | 0 | 0 | 0 | 0 | 0 | 0 | 0 | 0 | 0 | 0 | 0 | 0 | 0 | 0 | 0 | 0 | 0
F4_Commercial_Other Health_Existing_Miscellaneous_Natural Gas_Pool Heater_E8 | F4 | Commercial | Other Health | Existing | Miscellaneous | Natural Gas | Pool Heater | E8 | RVT BC Ratio | 0 | 0 | 0 | 0 | 0 | 0 | 0 | 0 | 0 | 0 | 0 | 0 | 0 | 0 | 0 | 0 | 0 | 0 | 0 | 0 | 0 | 0 | 0 | 0 | 0 | 0 | 0 | 0 | 0 | 0 | 0 | 0 | 0
F4_Commercial_Other Health_Existing_Miscellaneous_Natural Gas_Pool Heater_E9 | F4 | Commercial | Other Health | Existing | Miscellaneous | Natural Gas | Pool Heater | E9 | RVT BC Ratio | 0 | 0 | 0 | 0 | 0 | 0 | 0 | 0 | 0 | 0 | 0 | 0 | 0 | 0 | 0 | 0 | 0 | 0 | 0 | 0 | 0 | 0 | 0 | 0 | 0 | 0 | 0 | 0 | 0 | 0 | 0 | 0 | 0
F4_Commercial_Other Health_Existing_Miscellaneous_Natural Gas_Pool Heater_E10 | F4 | Commercial | Other Health | Existing | Miscellaneous | Natural Gas | Pool Heater | E10 | RVT BC Ratio | 0 | 0 | 0 | 0 | 0 | 0 | 0 | 0 | 0 | 0 | 0 | 0 | 0 | 0 | 0 | 0 | 0 | 0 | 0 | 0 | 0 | 0 | 0 | 0 | 0 | 0 | 0 | 0 | 0 | 0 | 0 | 0 | 0
F5_Commercial_Other Health_Existing_Miscellaneous_Natural Gas_Pool Heater_E1 | F5 | Commercial | Other Health | Existing | Miscellaneous | Natural Gas | Pool Heater | E1 | RIM BC Ratio | bar: 2019 to 2051
F5_Commercial_Other Health_Existing_Miscellaneous_Natural Gas_Pool Heater_E2 | F5 | Commercial | Other Health | Existing | Miscellaneous | Natural Gas | Pool Heater | E2 | RIM BC Ratio | 0 | 0 | 0 | 0 | 0 | 0 | 0 | 0 | 0 | 0 | 0 | 0 | 0 | 0 | 0 | 0 | 0 | 0 | 0 | 0 | 0 | 0 | 0 | 0 | 0 | 0 | 0 | 0 | 0 | 0 | 0 | 0 | 0
F5_Commercial_Other Health_Existing_Miscellaneous_Natural Gas_Pool Heater_E3 | F5 | Commercial | Other Health | Existing | Miscellaneous | Natural Gas | Pool Heater | E3 | RIM BC Ratio | 0 | 0 | 0 | 0 | 0 | 0 | 0 | 0 | 0 | 0 | 0 | 0 | 0 | 0 | 0 | 0 | 0 | 0 | 0 | 0 | 0 | 0 | 0 | 0 | 0 | 0 | 0 | 0 | 0 | 0 | 0 | 0 | 0
F5_Commercial_Other Health_Existing_Miscellaneous_Natural Gas_Pool Heater_E4 | F5 | Commercial | Other Health | Existing | Miscellaneous | Natural Gas | Pool Heater | E4 | RIM BC Ratio | 0 | 0 | 0 | 0 | 0 | 0 | 0 | 0 | 0 | 0 | 0 | 0 | 0 | 0 | 0 | 0 | 0 | 0 | 0 | 0 | 0 | 0 | 0 | 0 | 0 | 0 | 0 | 0 | 0 | 0 | 0 | 0 | 0
F5_Commercial_Other Health_Existing_Miscellaneous_Natural Gas_Pool Heater_E5 | F5 | Commercial | Other Health | Existing | Miscellaneous | Natural Gas | Pool Heater | E5 | RIM BC Ratio | 0 | 0 | 0 | 0 | 0 | 0 | 0 | 0 | 0 | 0 | 0 | 0 | 0 | 0 | 0 | 0 | 0 | 0 | 0 | 0 | 0 | 0 | 0 | 0 | 0 | 0 | 0 | 0 | 0 | 0 | 0 | 0 | 0
F5_Commercial_Other Health_Existing_Miscellaneous_Natural Gas_Pool Heater_E6 | F5 | Commercial | Other Health | Existing | Miscellaneous | Natural Gas | Pool Heater | E6 | RIM BC Ratio | 0 | 0 | 0 | 0 | 0 | 0 | 0 | 0 | 0 | 0 | 0 | 0 | 0 | 0 | 0 | 0 | 0 | 0 | 0 | 0 | 0 | 0 | 0 | 0 | 0 | 0 | 0 | 0 | 0 | 0 | 0 | 0 | 0
F5_Commercial_Other Health_Existing_Miscellaneous_Natural Gas_Pool Heater_E7 | F5 | Commercial | Other Health | Existing | Miscellaneous | Natural Gas | Pool Heater | E7 | RIM BC Ratio | 0 | 0 | 0 | 0 | 0 | 0 | 0 | 0 | 0 | 0 | 0 | 0 | 0 | 0 | 0 | 0 | 0 | 0 | 0 | 0 | 0 | 0 | 0 | 0 | 0 | 0 | 0 | 0 | 0 | 0 | 0 | 0 | 0
F5_Commercial_Other Health_Existing_Miscellaneous_Natural Gas_Pool Heater_E8 | F5 | Commercial | Other Health | Existing | Miscellaneous | Natural Gas | Pool Heater | E8 | RIM BC Ratio | 0 | 0 | 0 | 0 | 0 | 0 | 0 | 0 | 0 | 0 | 0 | 0 | 0 | 0 | 0 | 0 | 0 | 0 | 0 | 0 | 0 | 0 | 0 | 0 | 0 | 0 | 0 | 0 | 0 | 0 | 0 | 0 | 0
F5_Commercial_Other Health_Existing_Miscellaneous_Natural Gas_Pool Heater_E9 | F5 | Commercial | Other Health | Existing | Miscellaneous | Natural Gas | Pool Heater | E9 | RIM BC Ratio | 0 | 0 | 0 | 0 | 0 | 0 | 0 | 0 | 0 | 0 | 0 | 0 | 0 | 0 | 0 | 0 | 0 | 0 | 0 | 0 | 0 | 0 | 0 | 0 | 0 | 0 | 0 | 0 | 0 | 0 | 0 | 0 | 0
F5_Commercial_Other Health_Existing_Miscellaneous_Natural Gas_Pool Heater_E10 | F5 | Commercial | Other Health | Existing | Miscellaneous | Natural Gas | Pool Heater | E10 | RIM BC Ratio | 0 | 0 | 0 | 0 | 0 | 0 | 0 | 0 | 0 | 0 | 0 | 0 | 0 | 0 | 0 | 0 | 0 | 0 | 0 | 0 | 0 | 0 | 0 | 0 | 0 | 0 | 0 | 0 | 0 | 0 | 0 | 0 | 0
F0_Commercial_Other Health_Existing_Miscellaneous_Natural Gas_Miscellaneous_E0 | F0 | Commercial | Other Health | Existing | Miscellaneous | Natural Gas | Miscellaneous | E0 | Economic Unit | Miscellaneous | Miscellaneous | Miscellaneous | Miscellaneous | Miscellaneous | Miscellaneous | Miscellaneous | Miscellaneous | Miscellaneous | Miscellaneous | Miscellaneous | Miscellaneous | Miscellaneous | Miscellaneous | Miscellaneous | Miscellaneous | Miscellaneous | Miscellaneous | Miscellaneous | Miscellaneous | Miscellaneous | Miscellaneous | Miscellaneous | Miscellaneous | Miscellaneous | Miscellaneous | Miscellaneous | Miscellaneous | Miscellaneous | Miscellaneous | Miscellaneous | Miscellaneous | Miscellaneous
F1_Commercial_Other Health_Existing_Miscellaneous_Natural Gas_Miscellaneous_E1 | F1 | Commercial | Other Health | Existing | Miscellaneous | Natural Gas | Miscellaneous | E1 | CCE | 0 | 0 | 0 | 0 | 0 | 0 | 0 | 0 | 0 | 0 | 0 | 0 | 0 | 0 | 0 | 0 | 0 | 0 | 0 | 0 | 0 | 0 | 0 | 0 | 0 | 0 | 0 | 0 | 0 | 0 | 0 | 0 | 0
F1_Commercial_Other Health_Existing_Miscellaneous_Natural Gas_Miscellaneous_E2 | F1 | Commercial | Other Health | Existing | Miscellaneous | Natural Gas | Miscellaneous | E2 | CCE | 0 | 0 | 0 | 0 | 0 | 0 | 0 | 0 | 0 | 0 | 0 | 0 | 0 | 0 | 0 | 0 | 0 | 0 | 0 | 0 | 0 | 0 | 0 | 0 | 0 | 0 | 0 | 0 | 0 | 0 | 0 | 0 | 0
F1_Commercial_Other Health_Existing_Miscellaneous_Natural Gas_Miscellaneous_E3 | F1 | Commercial | Other Health | Existing | Miscellaneous | Natural Gas | Miscellaneous | E3 | CCE | 0 | 0 | 0 | 0 | 0 | 0 | 0 | 0 | 0 | 0 | 0 | 0 | 0 | 0 | 0 | 0 | 0 | 0 | 0 | 0 | 0 | 0 | 0 | 0 | 0 | 0 | 0 | 0 | 0 | 0 | 0 | 0 | 0
F1_Commercial_Other Health_Existing_Miscellaneous_Natural Gas_Miscellaneous_E4 | F1 | Commercial | Other Health | Existing | Miscellaneous | Natural Gas | Miscellaneous | E4 | CCE | 0 | 0 | 0 | 0 | 0 | 0 | 0 | 0 | 0 | 0 | 0 | 0 | 0 | 0 | 0 | 0 | 0 | 0 | 0 | 0 | 0 | 0 | 0 | 0 | 0 | 0 | 0 | 0 | 0 | 0 | 0 | 0 | 0
F1_Commercial_Other Health_Existing_Miscellaneous_Natural Gas_Miscellaneous_E5 | F1 | Commercial | Other Health | Existing | Miscellaneous | Natural Gas | Miscellaneous | E5 | CCE | 0 | 0 | 0 | 0 | 0 | 0 | 0 | 0 | 0 | 0 | 0 | 0 | 0 | 0 | 0 | 0 | 0 | 0 | 0 | 0 | 0 | 0 | 0 | 0 | 0 | 0 | 0 | 0 | 0 | 0 | 0 | 0 | 0
F1_Commercial_Other Health_Existing_Miscellaneous_Natural Gas_Miscellaneous_E6 | F1 | Commercial | Other Health | Existing | Miscellaneous | Natural Gas | Miscellaneous | E6 | CCE | 0 | 0 | 0 | 0 | 0 | 0 | 0 | 0 | 0 | 0 | 0 | 0 | 0 | 0 | 0 | 0 | 0 | 0 | 0 | 0 | 0 | 0 | 0 | 0 | 0 | 0 | 0 | 0 | 0 | 0 | 0 | 0 | 0
F1_Commercial_Other Health_Existing_Miscellaneous_Natural Gas_Miscellaneous_E7 | F1 | Commercial | Other Health | Existing | Miscellaneous | Natural Gas | Miscellaneous | E7 | CCE | 0 | 0 | 0 | 0 | 0 | 0 | 0 | 0 | 0 | 0 | 0 | 0 | 0 | 0 | 0 | 0 | 0 | 0 | 0 | 0 | 0 | 0 | 0 | 0 | 0 | 0 | 0 | 0 | 0 | 0 | 0 | 0 | 0
F1_Commercial_Other Health_Existing_Miscellaneous_Natural Gas_Miscellaneous_E8 | F1 | Commercial | Other Health | Existing | Miscellaneous | Natural Gas | Miscellaneous | E8 | CCE | 0 | 0 | 0 | 0 | 0 | 0 | 0 | 0 | 0 | 0 | 0 | 0 | 0 | 0 | 0 | 0 | 0 | 0 | 0 | 0 | 0 | 0 | 0 | 0 | 0 | 0 | 0 | 0 | 0 | 0 | 0 | 0 | 0
F1_Commercial_Other Health_Existing_Miscellaneous_Natural Gas_Miscellaneous_E9 | F1 | Commercial | Other Health | Existing | Miscellaneous | Natural Gas | Miscellaneous | E9 | CCE | 0 | 0 | 0 | 0 | 0 | 0 | 0 | 0 | 0 | 0 | 0 | 0 | 0 | 0 | 0 | 0 | 0 | 0 | 0 | 0 | 0 | 0 | 0 | 0 | 0 | 0 | 0 | 0 | 0 | 0 | 0 | 0 | 0
F1_Commercial_Other Health_Existing_Miscellaneous_Natural Gas_Miscellaneous_E10 | F1 | Commercial | Other Health | Existing | Miscellaneous | Natural Gas | Miscellaneous | E10 | CCE | 0 | 0 | 0 | 0 | 0 | 0 | 0 | 0 | 0 | 0 | 0 | 0 | 0 | 0 | 0 | 0 | 0 | 0 | 0 | 0 | 0 | 0 | 0 | 0 | 0 | 0 | 0 | 0 | 0 | 0 | 0 | 0 | 0
F2_Commercial_Other Health_Existing_Miscellaneous_Natural Gas_Miscellaneous_E1 | F2 | Commercial | Other Health | Existing | Miscellaneous | Natural Gas | Miscellaneous | E1 | TRC BC Ratio | bar: 2019 to 2051
F2_Commercial_Other Health_Existing_Miscellaneous_Natural Gas_Miscellaneous_E2 | F2 | Commercial | Other Health | Existing | Miscellaneous | Natural Gas | Miscellaneous | E2 | TRC BC Ratio | 0 | 0 | 0 | 0 | 0 | 0 | 0 | 0 | 0 | 0 | 0 | 0 | 0 | 0 | 0 | 0 | 0 | 0 | 0 | 0 | 0 | 0 | 0 | 0 | 0 | 0 | 0 | 0 | 0 | 0 | 0 | 0 | 0
F2_Commercial_Other Health_Existing_Miscellaneous_Natural Gas_Miscellaneous_E3 | F2 | Commercial | Other Health | Existing | Miscellaneous | Natural Gas | Miscellaneous | E3 | TRC BC Ratio | 0 | 0 | 0 | 0 | 0 | 0 | 0 | 0 | 0 | 0 | 0 | 0 | 0 | 0 | 0 | 0 | 0 | 0 | 0 | 0 | 0 | 0 | 0 | 0 | 0 | 0 | 0 | 0 | 0 | 0 | 0 | 0 | 0
F2_Commercial_Other Health_Existing_Miscellaneous_Natural Gas_Miscellaneous_E4 | F2 | Commercial | Other Health | Existing | Miscellaneous | Natural Gas | Miscellaneous | E4 | TRC BC Ratio | 0 | 0 | 0 | 0 | 0 | 0 | 0 | 0 | 0 | 0 | 0 | 0 | 0 | 0 | 0 | 0 | 0 | 0 | 0 | 0 | 0 | 0 | 0 | 0 | 0 | 0 | 0 | 0 | 0 | 0 | 0 | 0 | 0
F2_Commercial_Other Health_Existing_Miscellaneous_Natural Gas_Miscellaneous_E5 | F2 | Commercial | Other Health | Existing | Miscellaneous | Natural Gas | Miscellaneous | E5 | TRC BC Ratio | 0 | 0 | 0 | 0 | 0 | 0 | 0 | 0 | 0 | 0 | 0 | 0 | 0 | 0 | 0 | 0 | 0 | 0 | 0 | 0 | 0 | 0 | 0 | 0 | 0 | 0 | 0 | 0 | 0 | 0 | 0 | 0 | 0
F2_Commercial_Other Health_Existing_Miscellaneous_Natural Gas_Miscellaneous_E6 | F2 | Commercial | Other Health | Existing | Miscellaneous | Natural Gas | Miscellaneous | E6 | TRC BC Ratio | 0 | 0 | 0 | 0 | 0 | 0 | 0 | 0 | 0 | 0 | 0 | 0 | 0 | 0 | 0 | 0 | 0 | 0 | 0 | 0 | 0 | 0 | 0 | 0 | 0 | 0 | 0 | 0 | 0 | 0 | 0 | 0 | 0
F2_Commercial_Other Health_Existing_Miscellaneous_Natural Gas_Miscellaneous_E7 | F2 | Commercial | Other Health | Existing | Miscellaneous | Natural Gas | Miscellaneous | E7 | TRC BC Ratio | 0 | 0 | 0 | 0 | 0 | 0 | 0 | 0 | 0 | 0 | 0 | 0 | 0 | 0 | 0 | 0 | 0 | 0 | 0 | 0 | 0 | 0 | 0 | 0 | 0 | 0 | 0 | 0 | 0 | 0 | 0 | 0 | 0
F2_Commercial_Other Health_Existing_Miscellaneous_Natural Gas_Miscellaneous_E8 | F2 | Commercial | Other Health | Existing | Miscellaneous | Natural Gas | Miscellaneous | E8 | TRC BC Ratio | 0 | 0 | 0 | 0 | 0 | 0 | 0 | 0 | 0 | 0 | 0 | 0 | 0 | 0 | 0 | 0 | 0 | 0 | 0 | 0 | 0 | 0 | 0 | 0 | 0 | 0 | 0 | 0 | 0 | 0 | 0 | 0 | 0
F2_Commercial_Other Health_Existing_Miscellaneous_Natural Gas_Miscellaneous_E9 | F2 | Commercial | Other Health | Existing | Miscellaneous | Natural Gas | Miscellaneous | E9 | TRC BC Ratio | 0 | 0 | 0 | 0 | 0 | 0 | 0 | 0 | 0 | 0 | 0 | 0 | 0 | 0 | 0 | 0 | 0 | 0 | 0 | 0 | 0 | 0 | 0 | 0 | 0 | 0 | 0 | 0 | 0 | 0 | 0 | 0 | 0
F2_Commercial_Other Health_Existing_Miscellaneous_Natural Gas_Miscellaneous_E10 | F2 | Commercial | Other Health | Existing | Miscellaneous | Natural Gas | Miscellaneous | E10 | TRC BC Ratio | 0 | 0 | 0 | 0 | 0 | 0 | 0 | 0 | 0 | 0 | 0 | 0 | 0 | 0 | 0 | 0 | 0 | 0 | 0 | 0 | 0 | 0 | 0 | 0 | 0 | 0 | 0 | 0 | 0 | 0 | 0 | 0 | 0
F3_Commercial_Other Health_Existing_Miscellaneous_Natural Gas_Miscellaneous_E1 | F3 | Commercial | Other Health | Existing | Miscellaneous | Natural Gas | Miscellaneous | E1 | PACT BC Ratio | bar: 2019 to 2051
F3_Commercial_Other Health_Existing_Miscellaneous_Natural Gas_Miscellaneous_E2 | F3 | Commercial | Other Health | Existing | Miscellaneous | Natural Gas | Miscellaneous | E2 | PACT BC Ratio | 0 | 0 | 0 | 0 | 0 | 0 | 0 | 0 | 0 | 0 | 0 | 0 | 0 | 0 | 0 | 0 | 0 | 0 | 0 | 0 | 0 | 0 | 0 | 0 | 0 | 0 | 0 | 0 | 0 | 0 | 0 | 0 | 0
F3_Commercial_Other Health_Existing_Miscellaneous_Natural Gas_Miscellaneous_E3 | F3 | Commercial | Other Health | Existing | Miscellaneous | Natural Gas | Miscellaneous | E3 | PACT BC Ratio | 0 | 0 | 0 | 0 | 0 | 0 | 0 | 0 | 0 | 0 | 0 | 0 | 0 | 0 | 0 | 0 | 0 | 0 | 0 | 0 | 0 | 0 | 0 | 0 | 0 | 0 | 0 | 0 | 0 | 0 | 0 | 0 | 0
F3_Commercial_Other Health_Existing_Miscellaneous_Natural Gas_Miscellaneous_E4 | F3 | Commercial | Other Health | Existing | Miscellaneous | Natural Gas | Miscellaneous | E4 | PACT BC Ratio | 0 | 0 | 0 | 0 | 0 | 0 | 0 | 0 | 0 | 0 | 0 | 0 | 0 | 0 | 0 | 0 | 0 | 0 | 0 | 0 | 0 | 0 | 0 | 0 | 0 | 0 | 0 | 0 | 0 | 0 | 0 | 0 | 0
F3_Commercial_Other Health_Existing_Miscellaneous_Natural Gas_Miscellaneous_E5 | F3 | Commercial | Other Health | Existing | Miscellaneous | Natural Gas | Miscellaneous | E5 | PACT BC Ratio | 0 | 0 | 0 | 0 | 0 | 0 | 0 | 0 | 0 | 0 | 0 | 0 | 0 | 0 | 0 | 0 | 0 | 0 | 0 | 0 | 0 | 0 | 0 | 0 | 0 | 0 | 0 | 0 | 0 | 0 | 0 | 0 | 0
F3_Commercial_Other Health_Existing_Miscellaneous_Natural Gas_Miscellaneous_E6 | F3 | Commercial | Other Health | Existing | Miscellaneous | Natural Gas | Miscellaneous | E6 | PACT BC Ratio | 0 | 0 | 0 | 0 | 0 | 0 | 0 | 0 | 0 | 0 | 0 | 0 | 0 | 0 | 0 | 0 | 0 | 0 | 0 | 0 | 0 | 0 | 0 | 0 | 0 | 0 | 0 | 0 | 0 | 0 | 0 | 0 | 0
F3_Commercial_Other Health_Existing_Miscellaneous_Natural Gas_Miscellaneous_E7 | F3 | Commercial | Other Health | Existing | Miscellaneous | Natural Gas | Miscellaneous | E7 | PACT BC Ratio | 0 | 0 | 0 | 0 | 0 | 0 | 0 | 0 | 0 | 0 | 0 | 0 | 0 | 0 | 0 | 0 | 0 | 0 | 0 | 0 | 0 | 0 | 0 | 0 | 0 | 0 | 0 | 0 | 0 | 0 | 0 | 0 | 0
F3_Commercial_Other Health_Existing_Miscellaneous_Natural Gas_Miscellaneous_E8 | F3 | Commercial | Other Health | Existing | Miscellaneous | Natural Gas | Miscellaneous | E8 | PACT BC Ratio | 0 | 0 | 0 | 0 | 0 | 0 | 0 | 0 | 0 | 0 | 0 | 0 | 0 | 0 | 0 | 0 | 0 | 0 | 0 | 0 | 0 | 0 | 0 | 0 | 0 | 0 | 0 | 0 | 0 | 0 | 0 | 0 | 0
F3_Commercial_Other Health_Existing_Miscellaneous_Natural Gas_Miscellaneous_E9 | F3 | Commercial | Other Health | Existing | Miscellaneous | Natural Gas | Miscellaneous | E9 | PACT BC Ratio | 0 | 0 | 0 | 0 | 0 | 0 | 0 | 0 | 0 | 0 | 0 | 0 | 0 | 0 | 0 | 0 | 0 | 0 | 0 | 0 | 0 | 0 | 0 | 0 | 0 | 0 | 0 | 0 | 0 | 0 | 0 | 0 | 0
F3_Commercial_Other Health_Existing_Miscellaneous_Natural Gas_Miscellaneous_E10 | F3 | Commercial | Other Health | Existing | Miscellaneous | Natural Gas | Miscellaneous | E10 | PACT BC Ratio | 0 | 0 | 0 | 0 | 0 | 0 | 0 | 0 | 0 | 0 | 0 | 0 | 0 | 0 | 0 | 0 | 0 | 0 | 0 | 0 | 0 | 0 | 0 | 0 | 0 | 0 | 0 | 0 | 0 | 0 | 0 | 0 | 0
F4_Commercial_Other Health_Existing_Miscellaneous_Natural Gas_Miscellaneous_E1 | F4 | Commercial | Other Health | Existing | Miscellaneous | Natural Gas | Miscellaneous | E1 | RVT BC Ratio | bar: 2019 to 2051
F4_Commercial_Other Health_Existing_Miscellaneous_Natural Gas_Miscellaneous_E2 | F4 | Commercial | Other Health | Existing | Miscellaneous | Natural Gas | Miscellaneous | E2 | RVT BC Ratio | 0 | 0 | 0 | 0 | 0 | 0 | 0 | 0 | 0 | 0 | 0 | 0 | 0 | 0 | 0 | 0 | 0 | 0 | 0 | 0 | 0 | 0 | 0 | 0 | 0 | 0 | 0 | 0 | 0 | 0 | 0 | 0 | 0
F4_Commercial_Other Health_Existing_Miscellaneous_Natural Gas_Miscellaneous_E3 | F4 | Commercial | Other Health | Existing | Miscellaneous | Natural Gas | Miscellaneous | E3 | RVT BC Ratio | 0 | 0 | 0 | 0 | 0 | 0 | 0 | 0 | 0 | 0 | 0 | 0 | 0 | 0 | 0 | 0 | 0 | 0 | 0 | 0 | 0 | 0 | 0 | 0 | 0 | 0 | 0 | 0 | 0 | 0 | 0 | 0 | 0
F4_Commercial_Other Health_Existing_Miscellaneous_Natural Gas_Miscellaneous_E4 | F4 | Commercial | Other Health | Existing | Miscellaneous | Natural Gas | Miscellaneous | E4 | RVT BC Ratio | 0 | 0 | 0 | 0 | 0 | 0 | 0 | 0 | 0 | 0 | 0 | 0 | 0 | 0 | 0 | 0 | 0 | 0 | 0 | 0 | 0 | 0 | 0 | 0 | 0 | 0 | 0 | 0 | 0 | 0 | 0 | 0 | 0
F4_Commercial_Other Health_Existing_Miscellaneous_Natural Gas_Miscellaneous_E5 | F4 | Commercial | Other Health | Existing | Miscellaneous | Natural Gas | Miscellaneous | E5 | RVT BC Ratio | 0 | 0 | 0 | 0 | 0 | 0 | 0 | 0 | 0 | 0 | 0 | 0 | 0 | 0 | 0 | 0 | 0 | 0 | 0 | 0 | 0 | 0 | 0 | 0 | 0 | 0 | 0 | 0 | 0 | 0 | 0 | 0 | 0
F4_Commercial_Other Health_Existing_Miscellaneous_Natural Gas_Miscellaneous_E6 | F4 | Commercial | Other Health | Existing | Miscellaneous | Natural Gas | Miscellaneous | E6 | RVT BC Ratio | 0 | 0 | 0 | 0 | 0 | 0 | 0 | 0 | 0 | 0 | 0 | 0 | 0 | 0 | 0 | 0 | 0 | 0 | 0 | 0 | 0 | 0 | 0 | 0 | 0 | 0 | 0 | 0 | 0 | 0 | 0 | 0 | 0
F4_Commercial_Other Health_Existing_Miscellaneous_Natural Gas_Miscellaneous_E7 | F4 | Commercial | Other Health | Existing | Miscellaneous | Natural Gas | Miscellaneous | E7 | RVT BC Ratio | 0 | 0 | 0 | 0 | 0 | 0 | 0 | 0 | 0 | 0 | 0 | 0 | 0 | 0 | 0 | 0 | 0 | 0 | 0 | 0 | 0 | 0 | 0 | 0 | 0 | 0 | 0 | 0 | 0 | 0 | 0 | 0 | 0
F4_Commercial_Other Health_Existing_Miscellaneous_Natural Gas_Miscellaneous_E8 | F4 | Commercial | Other Health | Existing | Miscellaneous | Natural Gas | Miscellaneous | E8 | RVT BC Ratio | 0 | 0 | 0 | 0 | 0 | 0 | 0 | 0 | 0 | 0 | 0 | 0 | 0 | 0 | 0 | 0 | 0 | 0 | 0 | 0 | 0 | 0 | 0 | 0 | 0 | 0 | 0 | 0 | 0 | 0 | 0 | 0 | 0
F4_Commercial_Other Health_Existing_Miscellaneous_Natural Gas_Miscellaneous_E9 | F4 | Commercial | Other Health | Existing | Miscellaneous | Natural Gas | Miscellaneous | E9 | RVT BC Ratio | 0 | 0 | 0 | 0 | 0 | 0 | 0 | 0 | 0 | 0 | 0 | 0 | 0 | 0 | 0 | 0 | 0 | 0 | 0 | 0 | 0 | 0 | 0 | 0 | 0 | 0 | 0 | 0 | 0 | 0 | 0 | 0 | 0
F4_Commercial_Other Health_Existing_Miscellaneous_Natural Gas_Miscellaneous_E10 | F4 | Commercial | Other Health | Existing | Miscellaneous | Natural Gas | Miscellaneous | E10 | RVT BC Ratio | 0 | 0 | 0 | 0 | 0 | 0 | 0 | 0 | 0 | 0 | 0 | 0 | 0 | 0 | 0 | 0 | 0 | 0 | 0 | 0 | 0 | 0 | 0 | 0 | 0 | 0 | 0 | 0 | 0 | 0 | 0 | 0 | 0
F5_Commercial_Other Health_Existing_Miscellaneous_Natural Gas_Miscellaneous_E1 | F5 | Commercial | Other Health | Existing | Miscellaneous | Natural Gas | Miscellaneous | E1 | RIM BC Ratio | bar: 2019 to 2051
F5_Commercial_Other Health_Existing_Miscellaneous_Natural Gas_Miscellaneous_E2 | F5 | Commercial | Other Health | Existing | Miscellaneous | Natural Gas | Miscellaneous | E2 | RIM BC Ratio | 0 | 0 | 0 | 0 | 0 | 0 | 0 | 0 | 0 | 0 | 0 | 0 | 0 | 0 | 0 | 0 | 0 | 0 | 0 | 0 | 0 | 0 | 0 | 0 | 0 | 0 | 0 | 0 | 0 | 0 | 0 | 0 | 0
F5_Commercial_Other Health_Existing_Miscellaneous_Natural Gas_Miscellaneous_E3 | F5 | Commercial | Other Health | Existing | Miscellaneous | Natural Gas | Miscellaneous | E3 | RIM BC Ratio | 0 | 0 | 0 | 0 | 0 | 0 | 0 | 0 | 0 | 0 | 0 | 0 | 0 | 0 | 0 | 0 | 0 | 0 | 0 | 0 | 0 | 0 | 0 | 0 | 0 | 0 | 0 | 0 | 0 | 0 | 0 | 0 | 0
F5_Commercial_Other Health_Existing_Miscellaneous_Natural Gas_Miscellaneous_E4 | F5 | Commercial | Other Health | Existing | Miscellaneous | Natural Gas | Miscellaneous | E4 | RIM BC Ratio | 0 | 0 | 0 | 0 | 0 | 0 | 0 | 0 | 0 | 0 | 0 | 0 | 0 | 0 | 0 | 0 | 0 | 0 | 0 | 0 | 0 | 0 | 0 | 0 | 0 | 0 | 0 | 0 | 0 | 0 | 0 | 0 | 0
F5_Commercial_Other Health_Existing_Miscellaneous_Natural Gas_Miscellaneous_E5 | F5 | Commercial | Other Health | Existing | Miscellaneous | Natural Gas | Miscellaneous | E5 | RIM BC Ratio | 0 | 0 | 0 | 0 | 0 | 0 | 0 | 0 | 0 | 0 | 0 | 0 | 0 | 0 | 0 | 0 | 0 | 0 | 0 | 0 | 0 | 0 | 0 | 0 | 0 | 0 | 0 | 0 | 0 | 0 | 0 | 0 | 0
F5_Commercial_Other Health_Existing_Miscellaneous_Natural Gas_Miscellaneous_E6 | F5 | Commercial | Other Health | Existing | Miscellaneous | Natural Gas | Miscellaneous | E6 | RIM BC Ratio | 0 | 0 | 0 | 0 | 0 | 0 | 0 | 0 | 0 | 0 | 0 | 0 | 0 | 0 | 0 | 0 | 0 | 0 | 0 | 0 | 0 | 0 | 0 | 0 | 0 | 0 | 0 | 0 | 0 | 0 | 0 | 0 | 0
F5_Commercial_Other Health_Existing_Miscellaneous_Natural Gas_Miscellaneous_E7 | F5 | Commercial | Other Health | Existing | Miscellaneous | Natural Gas | Miscellaneous | E7 | RIM BC Ratio | 0 | 0 | 0 | 0 | 0 | 0 | 0 | 0 | 0 | 0 | 0 | 0 | 0 | 0 | 0 | 0 | 0 | 0 | 0 | 0 | 0 | 0 | 0 | 0 | 0 | 0 | 0 | 0 | 0 | 0 | 0 | 0 | 0
F5_Commercial_Other Health_Existing_Miscellaneous_Natural Gas_Miscellaneous_E8 | F5 | Commercial | Other Health | Existing | Miscellaneous | Natural Gas | Miscellaneous | E8 | RIM BC Ratio | 0 | 0 | 0 | 0 | 0 | 0 | 0 | 0 | 0 | 0 | 0 | 0 | 0 | 0 | 0 | 0 | 0 | 0 | 0 | 0 | 0 | 0 | 0 | 0 | 0 | 0 | 0 | 0 | 0 | 0 | 0 | 0 | 0
F5_Commercial_Other Health_Existing_Miscellaneous_Natural Gas_Miscellaneous_E9 | F5 | Commercial | Other Health | Existing | Miscellaneous | Natural Gas | Miscellaneous | E9 | RIM BC Ratio | 0 | 0 | 0 | 0 | 0 | 0 | 0 | 0 | 0 | 0 | 0 | 0 | 0 | 0 | 0 | 0 | 0 | 0 | 0 | 0 | 0 | 0 | 0 | 0 | 0 | 0 | 0 | 0 | 0 | 0 | 0 | 0 | 0
F5_Commercial_Other Health_Existing_Miscellaneous_Natural Gas_Miscellaneous_E10 | F5 | Commercial | Other Health | Existing | Miscellaneous | Natural Gas | Miscellaneous | E10 | RIM BC Ratio | 0 | 0 | 0 | 0 | 0 | 0 | 0 | 0 | 0 | 0 | 0 | 0 | 0 | 0 | 0 | 0 | 0 | 0 | 0 | 0 | 0 | 0 | 0 | 0 | 0 | 0 | 0 | 0 | 0 | 0 | 0 | 0 | 0
F0_Commercial_Other Health_New_Space Heating_Natural Gas_Furnace_E0 | F0 | Commercial | Other Health | New | Space Heating | Natural Gas | Furnace | E0 | Economic Unit | AFUE 96% | AFUE 96% | AFUE 96% | AFUE 96% | AFUE 96% | AFUE 96% | AFUE 96% | AFUE 96% | AFUE 96% | AFUE 96% | AFUE 96% | AFUE 96% | AFUE 96% | AFUE 96% | AFUE 96% | AFUE 96% | AFUE 96% | AFUE 96% | AFUE 96% | AFUE 96% | AFUE 96% | AFUE 96% | AFUE 96% | AFUE 96% | AFUE 96% | AFUE 96% | AFUE 96% | AFUE 96% | AFUE 96% | AFUE 96% | AFUE 96% | AFUE 96% | AFUE 96%
F1_Commercial_Other Health_New_Space Heating_Natural Gas_Furnace_E1 | F1 | Commercial | Other Health | New | Space Heating | Natural Gas | Furnace | E1 | CCE | 0 | 0 | 0 | 0 | 0 | 0 | 0 | 0 | 0 | 0 | 0 | 0 | 0 | 0 | 0 | 0 | 0 | 0 | 0 | 0 | 0 | 0 | 0 | 0 | 0 | 0 | 0 | 0 | 0 | 0 | 0 | 0 | 0
F1_Commercial_Other Health_New_Space Heating_Natural Gas_Furnace_E2 | F1 | Commercial | Other Health | New | Space Heating | Natural Gas | Furnace | E2 | CCE | 1.056 | 1.056 | 1.0616 | 1.0673 | 1.073 | 1.0788 | 1.0847 | 1.0906 | 1.0966 | 1.1027 | 1.1088 | 1.115 | 1.1213 | 1.1276 | 1.134 | 1.1405 | 1.147 | 1.1537 | 1.1604 | 1.1672 | 1.174 | 1.181 | 1.188 | 1.1951 | 1.2023 | 1.2096 | 1.217 | 1.2244 | 1.232 | 1.2396 | 1.2474 | 1.2552 | 1.2552
F1_Commercial_Other Health_New_Space Heating_Natural Gas_Furnace_E3 | F1 | Commercial | Other Health | New | Space Heating | Natural Gas | Furnace | E3 | CCE | 1.4075 | 1.4075 | 1.415 | 1.4226 | 1.4303 | 1.438 | 1.4458 | 1.4537 | 1.4617 | 1.4698 | 1.478 | 1.4862 | 1.4946 | 1.503 | 1.5116 | 1.5202 | 1.5289 | 1.5378 | 1.5467 | 1.5558 | 1.5649 | 1.5741 | 1.5835 | 1.593 | 1.6026 | 1.6123 | 1.6221 | 1.6321 | 1.6421 | 1.6523 | 1.6627 | 1.6731 | 1.6731
F1_Commercial_Other Health_New_Space Heating_Natural Gas_Furnace_E4 | F1 | Commercial | Other Health | New | Space Heating | Natural Gas | Furnace | E4 | CCE | 88.8253 | 88.8253 | 89.2984 | 89.7761 | 90.2589 | 90.7465 | 91.2404 | 91.7391 | 92.2433 | 92.7527 | 93.2686 | 93.7899 | 94.3169 | 94.8494 | 95.389 | 95.9341 | 96.4854 | 97.0426 | 97.6075 | 98.1784 | 98.756 | 99.3388 | 99.9309 | 100.529 | 101.1345 | 101.7457 | 102.367 | 102.9945 | 103.6299 | 104.2726 | 104.9249 | 105.5846 | 105.5846
F1_Commercial_Other Health_New_Space Heating_Natural Gas_Furnace_E5 | F1 | Commercial | Other Health | New | Space Heating | Natural Gas | Furnace | E5 | CCE | 0 | 0 | 0 | 0 | 0 | 0 | 0 | 0 | 0 | 0 | 0 | 0 | 0 | 0 | 0 | 0 | 0 | 0 | 0 | 0 | 0 | 0 | 0 | 0 | 0 | 0 | 0 | 0 | 0 | 0 | 0 | 0 | 0
F1_Commercial_Other Health_New_Space Heating_Natural Gas_Furnace_E6 | F1 | Commercial | Other Health | New | Space Heating | Natural Gas | Furnace | E6 | CCE | 0 | 0 | 0 | 0 | 0 | 0 | 0 | 0 | 0 | 0 | 0 | 0 | 0 | 0 | 0 | 0 | 0 | 0 | 0 | 0 | 0 | 0 | 0 | 0 | 0 | 0 | 0 | 0 | 0 | 0 | 0 | 0 | 0
F1_Commercial_Other Health_New_Space Heating_Natural Gas_Furnace_E7 | F1 | Commercial | Other Health | New | Space Heating | Natural Gas | Furnace | E7 | CCE | 0 | 0 | 0 | 0 | 0 | 0 | 0 | 0 | 0 | 0 | 0 | 0 | 0 | 0 | 0 | 0 | 0 | 0 | 0 | 0 | 0 | 0 | 0 | 0 | 0 | 0 | 0 | 0 | 0 | 0 | 0 | 0 | 0
F1_Commercial_Other Health_New_Space Heating_Natural Gas_Furnace_E8 | F1 | Commercial | Other Health | New | Space Heating | Natural Gas | Furnace | E8 | CCE | 0 | 0 | 0 | 0 | 0 | 0 | 0 | 0 | 0 | 0 | 0 | 0 | 0 | 0 | 0 | 0 | 0 | 0 | 0 | 0 | 0 | 0 | 0 | 0 | 0 | 0 | 0 | 0 | 0 | 0 | 0 | 0 | 0
F1_Commercial_Other Health_New_Space Heating_Natural Gas_Furnace_E9 | F1 | Commercial | Other Health | New | Space Heating | Natural Gas | Furnace | E9 | CCE | 0 | 0 | 0 | 0 | 0 | 0 | 0 | 0 | 0 | 0 | 0 | 0 | 0 | 0 | 0 | 0 | 0 | 0 | 0 | 0 | 0 | 0 | 0 | 0 | 0 | 0 | 0 | 0 | 0 | 0 | 0 | 0 | 0
F1_Commercial_Other Health_New_Space Heating_Natural Gas_Furnace_E10 | F1 | Commercial | Other Health | New | Space Heating | Natural Gas | Furnace | E10 | CCE | 0 | 0 | 0 | 0 | 0 | 0 | 0 | 0 | 0 | 0 | 0 | 0 | 0 | 0 | 0 | 0 | 0 | 0 | 0 | 0 | 0 | 0 | 0 | 0 | 0 | 0 | 0 | 0 | 0 | 0 | 0 | 0 | 0
F2_Commercial_Other Health_New_Space Heating_Natural Gas_Furnace_E1 | F2 | Commercial | Other Health | New | Space Heating | Natural Gas | Furnace | E1 | TRC BC Ratio | bar: 2019 to 2051
F2_Commercial_Other Health_New_Space Heating_Natural Gas_Furnace_E2 | F2 | Commercial | Other Health | New | Space Heating | Natural Gas | Furnace | E2 | TRC BC Ratio | 1.6961 | 1.6976 | 1.6993 | 1.7018 | 1.7053 | 1.7106 | 1.7143 | 1.7172 | 1.7204 | 1.7234 | 1.7255 | 1.7267 | 1.7278 | 1.7289 | 1.7302 | 1.7307 | 1.7317 | 1.7335 | 1.7353 | 1.7375 | 1.7401 | 1.7423 | 1.744 | 1.7453 | 1.7462 | 1.7464 | 1.7459 | 1.745 | 1.7443 | 1.7439 | 1.7442 | 1.7443 | 1.7443
F2_Commercial_Other Health_New_Space Heating_Natural Gas_Furnace_E3 | F2 | Commercial | Other Health | New | Space Heating | Natural Gas | Furnace | E3 | TRC BC Ratio | 1.2725 | 1.2736 | 1.2749 | 1.2767 | 1.2793 | 1.2833 | 1.2861 | 1.2883 | 1.2907 | 1.2929 | 1.2945 | 1.2954 | 1.2963 | 1.297 | 1.298 | 1.2984 | 1.2991 | 1.3005 | 1.3019 | 1.3036 | 1.3055 | 1.3071 | 1.3084 | 1.3094 | 1.31 | 1.3102 | 1.3099 | 1.3092 | 1.3086 | 1.3083 | 1.3085 | 1.3086 | 1.3086
F2_Commercial_Other Health_New_Space Heating_Natural Gas_Furnace_E4 | F2 | Commercial | Other Health | New | Space Heating | Natural Gas | Furnace | E4 | TRC BC Ratio | 0.020892 | 0.020912 | 0.020937 | 0.020964 | 0.02099 | 0.021008 | 0.021039 | 0.021076 | 0.021104 | 0.021128 | 0.021149 | 0.021162 | 0.021165 | 0.02116 | 0.021148 | 0.021137 | 0.021122 | 0.021103 | 0.021088 | 0.021074 | 0.021059 | 0.021046 | 0.021035 | 0.021027 | 0.021021 | 0.02102 | 0.021023 | 0.021029 | 0.021033 | 0.021036 | 0.021034 | 0.021033 | 0.021033
F2_Commercial_Other Health_New_Space Heating_Natural Gas_Furnace_E5 | F2 | Commercial | Other Health | New | Space Heating | Natural Gas | Furnace | E5 | TRC BC Ratio | 0 | 0 | 0 | 0 | 0 | 0 | 0 | 0 | 0 | 0 | 0 | 0 | 0 | 0 | 0 | 0 | 0 | 0 | 0 | 0 | 0 | 0 | 0 | 0 | 0 | 0 | 0 | 0 | 0 | 0 | 0 | 0 | 0
F2_Commercial_Other Health_New_Space Heating_Natural Gas_Furnace_E6 | F2 | Commercial | Other Health | New | Space Heating | Natural Gas | Furnace | E6 | TRC BC Ratio | 0 | 0 | 0 | 0 | 0 | 0 | 0 | 0 | 0 | 0 | 0 | 0 | 0 | 0 | 0 | 0 | 0 | 0 | 0 | 0 | 0 | 0 | 0 | 0 | 0 | 0 | 0 | 0 | 0 | 0 | 0 | 0 | 0
F2_Commercial_Other Health_New_Space Heating_Natural Gas_Furnace_E7 | F2 | Commercial | Other Health | New | Space Heating | Natural Gas | Furnace | E7 | TRC BC Ratio | 0 | 0 | 0 | 0 | 0 | 0 | 0 | 0 | 0 | 0 | 0 | 0 | 0 | 0 | 0 | 0 | 0 | 0 | 0 | 0 | 0 | 0 | 0 | 0 | 0 | 0 | 0 | 0 | 0 | 0 | 0 | 0 | 0
F2_Commercial_Other Health_New_Space Heating_Natural Gas_Furnace_E8 | F2 | Commercial | Other Health | New | Space Heating | Natural Gas | Furnace | E8 | TRC BC Ratio | 0 | 0 | 0 | 0 | 0 | 0 | 0 | 0 | 0 | 0 | 0 | 0 | 0 | 0 | 0 | 0 | 0 | 0 | 0 | 0 | 0 | 0 | 0 | 0 | 0 | 0 | 0 | 0 | 0 | 0 | 0 | 0 | 0
F2_Commercial_Other Health_New_Space Heating_Natural Gas_Furnace_E9 | F2 | Commercial | Other Health | New | Space Heating | Natural Gas | Furnace | E9 | TRC BC Ratio | 0 | 0 | 0 | 0 | 0 | 0 | 0 | 0 | 0 | 0 | 0 | 0 | 0 | 0 | 0 | 0 | 0 | 0 | 0 | 0 | 0 | 0 | 0 | 0 | 0 | 0 | 0 | 0 | 0 | 0 | 0 | 0 | 0
F2_Commercial_Other Health_New_Space Heating_Natural Gas_Furnace_E10 | F2 | Commercial | Other Health | New | Space Heating | Natural Gas | Furnace | E10 | TRC BC Ratio | 0 | 0 | 0 | 0 | 0 | 0 | 0 | 0 | 0 | 0 | 0 | 0 | 0 | 0 | 0 | 0 | 0 | 0 | 0 | 0 | 0 | 0 | 0 | 0 | 0 | 0 | 0 | 0 | 0 | 0 | 0 | 0 | 0
F3_Commercial_Other Health_New_Space Heating_Natural Gas_Furnace_E1 | F3 | Commercial | Other Health | New | Space Heating | Natural Gas | Furnace | E1 | PACT BC Ratio | bar: 2019 to 2051
F3_Commercial_Other Health_New_Space Heating_Natural Gas_Furnace_E2 | F3 | Commercial | Other Health | New | Space Heating | Natural Gas | Furnace | E2 | PACT BC Ratio | 2.2615 | 2.2635 | 2.2657 | 2.269 | 2.2737 | 2.2808 | 2.2858 | 2.2896 | 2.2939 | 2.2979 | 2.3006 | 2.3023 | 2.3038 | 2.3051 | 2.3069 | 2.3076 | 2.3089 | 2.3113 | 2.3138 | 2.3167 | 2.3202 | 2.3231 | 2.3253 | 2.3271 | 2.3282 | 2.3285 | 2.3279 | 2.3267 | 2.3257 | 2.3252 | 2.3256 | 2.3257 | 2.3257
F3_Commercial_Other Health_New_Space Heating_Natural Gas_Furnace_E3 | F3 | Commercial | Other Health | New | Space Heating | Natural Gas | Furnace | E3 | PACT BC Ratio | 1.6967 | 1.6982 | 1.6998 | 1.7023 | 1.7058 | 1.7111 | 1.7149 | 1.7178 | 1.721 | 1.7239 | 1.726 | 1.7272 | 1.7284 | 1.7294 | 1.7307 | 1.7313 | 1.7322 | 1.734 | 1.7359 | 1.7381 | 1.7407 | 1.7428 | 1.7445 | 1.7458 | 1.7467 | 1.7469 | 1.7465 | 1.7455 | 1.7448 | 1.7444 | 1.7447 | 1.7448 | 1.7448
F3_Commercial_Other Health_New_Space Heating_Natural Gas_Furnace_E4 | F3 | Commercial | Other Health | New | Space Heating | Natural Gas | Furnace | E4 | PACT BC Ratio | 0.027856 | 0.027883 | 0.027917 | 0.027951 | 0.027987 | 0.02801 | 0.028052 | 0.028101 | 0.028139 | 0.028171 | 0.028199 | 0.028216 | 0.02822 | 0.028213 | 0.028197 | 0.028183 | 0.028163 | 0.028138 | 0.028117 | 0.028099 | 0.028079 | 0.028061 | 0.028047 | 0.028036 | 0.028029 | 0.028027 | 0.02803 | 0.028038 | 0.028045 | 0.028048 | 0.028045 | 0.028045 | 0.028045
F3_Commercial_Other Health_New_Space Heating_Natural Gas_Furnace_E5 | F3 | Commercial | Other Health | New | Space Heating | Natural Gas | Furnace | E5 | PACT BC Ratio | 0 | 0 | 0 | 0 | 0 | 0 | 0 | 0 | 0 | 0 | 0 | 0 | 0 | 0 | 0 | 0 | 0 | 0 | 0 | 0 | 0 | 0 | 0 | 0 | 0 | 0 | 0 | 0 | 0 | 0 | 0 | 0 | 0
F3_Commercial_Other Health_New_Space Heating_Natural Gas_Furnace_E6 | F3 | Commercial | Other Health | New | Space Heating | Natural Gas | Furnace | E6 | PACT BC Ratio | 0 | 0 | 0 | 0 | 0 | 0 | 0 | 0 | 0 | 0 | 0 | 0 | 0 | 0 | 0 | 0 | 0 | 0 | 0 | 0 | 0 | 0 | 0 | 0 | 0 | 0 | 0 | 0 | 0 | 0 | 0 | 0 | 0
F3_Commercial_Other Health_New_Space Heating_Natural Gas_Furnace_E7 | F3 | Commercial | Other Health | New | Space Heating | Natural Gas | Furnace | E7 | PACT BC Ratio | 0 | 0 | 0 | 0 | 0 | 0 | 0 | 0 | 0 | 0 | 0 | 0 | 0 | 0 | 0 | 0 | 0 | 0 | 0 | 0 | 0 | 0 | 0 | 0 | 0 | 0 | 0 | 0 | 0 | 0 | 0 | 0 | 0
F3_Commercial_Other Health_New_Space Heating_Natural Gas_Furnace_E8 | F3 | Commercial | Other Health | New | Space Heating | Natural Gas | Furnace | E8 | PACT BC Ratio | 0 | 0 | 0 | 0 | 0 | 0 | 0 | 0 | 0 | 0 | 0 | 0 | 0 | 0 | 0 | 0 | 0 | 0 | 0 | 0 | 0 | 0 | 0 | 0 | 0 | 0 | 0 | 0 | 0 | 0 | 0 | 0 | 0
F3_Commercial_Other Health_New_Space Heating_Natural Gas_Furnace_E9 | F3 | Commercial | Other Health | New | Space Heating | Natural Gas | Furnace | E9 | PACT BC Ratio | 0 | 0 | 0 | 0 | 0 | 0 | 0 | 0 | 0 | 0 | 0 | 0 | 0 | 0 | 0 | 0 | 0 | 0 | 0 | 0 | 0 | 0 | 0 | 0 | 0 | 0 | 0 | 0 | 0 | 0 | 0 | 0 | 0
F3_Commercial_Other Health_New_Space Heating_Natural Gas_Furnace_E10 | F3 | Commercial | Other Health | New | Space Heating | Natural Gas | Furnace | E10 | PACT BC Ratio | 0 | 0 | 0 | 0 | 0 | 0 | 0 | 0 | 0 | 0 | 0 | 0 | 0 | 0 | 0 | 0 | 0 | 0 | 0 | 0 | 0 | 0 | 0 | 0 | 0 | 0 | 0 | 0 | 0 | 0 | 0 | 0 | 0
F4_Commercial_Other Health_New_Space Heating_Natural Gas_Furnace_E1 | F4 | Commercial | Other Health | New | Space Heating | Natural Gas | Furnace | E1 | RVT BC Ratio | bar: 2019 to 2051
F4_Commercial_Other Health_New_Space Heating_Natural Gas_Furnace_E2 | F4 | Commercial | Other Health | New | Space Heating | Natural Gas | Furnace | E2 | RVT BC Ratio | 3.1385 | 3.1407 | 3.143 | 3.1466 | 3.1516 | 3.1593 | 3.1647 | 3.1688 | 3.1734 | 3.1777 | 3.1806 | 3.1825 | 3.1841 | 3.1855 | 3.1874 | 3.1882 | 3.1896 | 3.1921 | 3.1949 | 3.198 | 3.2018 | 3.2049 | 3.2073 | 3.2092 | 3.2104 | 3.2108 | 3.2101 | 3.2088 | 3.2077 | 3.2072 | 3.2076 | 3.2077 | 3.2077
F4_Commercial_Other Health_New_Space Heating_Natural Gas_Furnace_E3 | F4 | Commercial | Other Health | New | Space Heating | Natural Gas | Furnace | E3 | RVT BC Ratio | 2.5294 | 2.5311 | 2.5328 | 2.5355 | 2.5393 | 2.545 | 2.5491 | 2.5522 | 2.5556 | 2.5588 | 2.5611 | 2.5624 | 2.5636 | 2.5647 | 2.5662 | 2.5667 | 2.5678 | 2.5697 | 2.5717 | 2.5741 | 2.5769 | 2.5792 | 2.5811 | 2.5825 | 2.5834 | 2.5836 | 2.5832 | 2.5821 | 2.5813 | 2.581 | 2.5812 | 2.5814 | 2.5814
F4_Commercial_Other Health_New_Space Heating_Natural Gas_Furnace_E4 | F4 | Commercial | Other Health | New | Space Heating | Natural Gas | Furnace | E4 | RVT BC Ratio | 0.73004 | 0.73007 | 0.7301 | 0.73014 | 0.73018 | 0.7302 | 0.73025 | 0.7303 | 0.73034 | 0.73038 | 0.73041 | 0.73042 | 0.73043 | 0.73042 | 0.7304 | 0.73039 | 0.73037 | 0.73034 | 0.73032 | 0.7303 | 0.73028 | 0.73026 | 0.73024 | 0.73023 | 0.73022 | 0.73022 | 0.73022 | 0.73023 | 0.73024 | 0.73024 | 0.73024 | 0.73024 | 0.73024
F4_Commercial_Other Health_New_Space Heating_Natural Gas_Furnace_E5 | F4 | Commercial | Other Health | New | Space Heating | Natural Gas | Furnace | E5 | RVT BC Ratio | 0 | 0 | 0 | 0 | 0 | 0 | 0 | 0 | 0 | 0 | 0 | 0 | 0 | 0 | 0 | 0 | 0 | 0 | 0 | 0 | 0 | 0 | 0 | 0 | 0 | 0 | 0 | 0 | 0 | 0 | 0 | 0 | 0
F4_Commercial_Other Health_New_Space Heating_Natural Gas_Furnace_E6 | F4 | Commercial | Other Health | New | Space Heating | Natural Gas | Furnace | E6 | RVT BC Ratio | 0 | 0 | 0 | 0 | 0 | 0 | 0 | 0 | 0 | 0 | 0 | 0 | 0 | 0 | 0 | 0 | 0 | 0 | 0 | 0 | 0 | 0 | 0 | 0 | 0 | 0 | 0 | 0 | 0 | 0 | 0 | 0 | 0
F4_Commercial_Other Health_New_Space Heating_Natural Gas_Furnace_E7 | F4 | Commercial | Other Health | New | Space Heating | Natural Gas | Furnace | E7 | RVT BC Ratio | 0 | 0 | 0 | 0 | 0 | 0 | 0 | 0 | 0 | 0 | 0 | 0 | 0 | 0 | 0 | 0 | 0 | 0 | 0 | 0 | 0 | 0 | 0 | 0 | 0 | 0 | 0 | 0 | 0 | 0 | 0 | 0 | 0
F4_Commercial_Other Health_New_Space Heating_Natural Gas_Furnace_E8 | F4 | Commercial | Other Health | New | Space Heating | Natural Gas | Furnace | E8 | RVT BC Ratio | 0 | 0 | 0 | 0 | 0 | 0 | 0 | 0 | 0 | 0 | 0 | 0 | 0 | 0 | 0 | 0 | 0 | 0 | 0 | 0 | 0 | 0 | 0 | 0 | 0 | 0 | 0 | 0 | 0 | 0 | 0 | 0 | 0
F4_Commercial_Other Health_New_Space Heating_Natural Gas_Furnace_E9 | F4 | Commercial | Other Health | New | Space Heating | Natural Gas | Furnace | E9 | RVT BC Ratio | 0 | 0 | 0 | 0 | 0 | 0 | 0 | 0 | 0 | 0 | 0 | 0 | 0 | 0 | 0 | 0 | 0 | 0 | 0 | 0 | 0 | 0 | 0 | 0 | 0 | 0 | 0 | 0 | 0 | 0 | 0 | 0 | 0
F4_Commercial_Other Health_New_Space Heating_Natural Gas_Furnace_E10 | F4 | Commercial | Other Health | New | Space Heating | Natural Gas | Furnace | E10 | RVT BC Ratio | 0 | 0 | 0 | 0 | 0 | 0 | 0 | 0 | 0 | 0 | 0 | 0 | 0 | 0 | 0 | 0 | 0 | 0 | 0 | 0 | 0 | 0 | 0 | 0 | 0 | 0 | 0 | 0 | 0 | 0 | 0 | 0 | 0
F5_Commercial_Other Health_New_Space Heating_Natural Gas_Furnace_E1 | F5 | Commercial | Other Health | New | Space Heating | Natural Gas | Furnace | E1 | RIM BC Ratio | bar: 2019 to 2051
F5_Commercial_Other Health_New_Space Heating_Natural Gas_Furnace_E2 | F5 | Commercial | Other Health | New | Space Heating | Natural Gas | Furnace | E2 | RIM BC Ratio | 0.60966 | 0.60981 | 0.60997 | 0.61021 | 0.61055 | 0.61106 | 0.61141 | 0.61169 | 0.61199 | 0.61228 | 0.61247 | 0.61259 | 0.61269 | 0.61279 | 0.61292 | 0.61297 | 0.61306 | 0.61322 | 0.6134 | 0.61361 | 0.61385 | 0.61405 | 0.61421 | 0.61433 | 0.61441 | 0.61443 | 0.61439 | 0.6143 | 0.61423 | 0.6142 | 0.61422 | 0.61423 | 0.61423
F5_Commercial_Other Health_New_Space Heating_Natural Gas_Furnace_E3 | F5 | Commercial | Other Health | New | Space Heating | Natural Gas | Furnace | E3 | RIM BC Ratio | 0.55945 | 0.55962 | 0.5598 | 0.56006 | 0.56044 | 0.56102 | 0.56142 | 0.56173 | 0.56207 | 0.56239 | 0.5626 | 0.56274 | 0.56286 | 0.56297 | 0.56311 | 0.56316 | 0.56326 | 0.56345 | 0.56365 | 0.56388 | 0.56416 | 0.56438 | 0.56456 | 0.5647 | 0.56479 | 0.56481 | 0.56477 | 0.56467 | 0.56459 | 0.56455 | 0.56458 | 0.56459 | 0.56459
F5_Commercial_Other Health_New_Space Heating_Natural Gas_Furnace_E4 | F5 | Commercial | Other Health | New | Space Heating | Natural Gas | Furnace | E4 | RIM BC Ratio | 0.026957 | 0.026982 | 0.027013 | 0.027046 | 0.027079 | 0.027101 | 0.02714 | 0.027185 | 0.027221 | 0.027251 | 0.027277 | 0.027293 | 0.027297 | 0.027291 | 0.027276 | 0.027262 | 0.027243 | 0.02722 | 0.027201 | 0.027184 | 0.027165 | 0.027148 | 0.027135 | 0.027125 | 0.027118 | 0.027116 | 0.02712 | 0.027127 | 0.027133 | 0.027136 | 0.027134 | 0.027133 | 0.027133
F5_Commercial_Other Health_New_Space Heating_Natural Gas_Furnace_E5 | F5 | Commercial | Other Health | New | Space Heating | Natural Gas | Furnace | E5 | RIM BC Ratio | 0 | 0 | 0 | 0 | 0 | 0 | 0 | 0 | 0 | 0 | 0 | 0 | 0 | 0 | 0 | 0 | 0 | 0 | 0 | 0 | 0 | 0 | 0 | 0 | 0 | 0 | 0 | 0 | 0 | 0 | 0 | 0 | 0
F5_Commercial_Other Health_New_Space Heating_Natural Gas_Furnace_E6 | F5 | Commercial | Other Health | New | Space Heating | Natural Gas | Furnace | E6 | RIM BC Ratio | 0 | 0 | 0 | 0 | 0 | 0 | 0 | 0 | 0 | 0 | 0 | 0 | 0 | 0 | 0 | 0 | 0 | 0 | 0 | 0 | 0 | 0 | 0 | 0 | 0 | 0 | 0 | 0 | 0 | 0 | 0 | 0 | 0
F5_Commercial_Other Health_New_Space Heating_Natural Gas_Furnace_E7 | F5 | Commercial | Other Health | New | Space Heating | Natural Gas | Furnace | E7 | RIM BC Ratio | 0 | 0 | 0 | 0 | 0 | 0 | 0 | 0 | 0 | 0 | 0 | 0 | 0 | 0 | 0 | 0 | 0 | 0 | 0 | 0 | 0 | 0 | 0 | 0 | 0 | 0 | 0 | 0 | 0 | 0 | 0 | 0 | 0
F5_Commercial_Other Health_New_Space Heating_Natural Gas_Furnace_E8 | F5 | Commercial | Other Health | New | Space Heating | Natural Gas | Furnace | E8 | RIM BC Ratio | 0 | 0 | 0 | 0 | 0 | 0 | 0 | 0 | 0 | 0 | 0 | 0 | 0 | 0 | 0 | 0 | 0 | 0 | 0 | 0 | 0 | 0 | 0 | 0 | 0 | 0 | 0 | 0 | 0 | 0 | 0 | 0 | 0
F5_Commercial_Other Health_New_Space Heating_Natural Gas_Furnace_E9 | F5 | Commercial | Other Health | New | Space Heating | Natural Gas | Furnace | E9 | RIM BC Ratio | 0 | 0 | 0 | 0 | 0 | 0 | 0 | 0 | 0 | 0 | 0 | 0 | 0 | 0 | 0 | 0 | 0 | 0 | 0 | 0 | 0 | 0 | 0 | 0 | 0 | 0 | 0 | 0 | 0 | 0 | 0 | 0 | 0
F5_Commercial_Other Health_New_Space Heating_Natural Gas_Furnace_E10 | F5 | Commercial | Other Health | New | Space Heating | Natural Gas | Furnace | E10 | RIM BC Ratio | 0 | 0 | 0 | 0 | 0 | 0 | 0 | 0 | 0 | 0 | 0 | 0 | 0 | 0 | 0 | 0 | 0 | 0 | 0 | 0 | 0 | 0 | 0 | 0 | 0 | 0 | 0 | 0 | 0 | 0 | 0 | 0 | 0
F0_Commercial_Other Health_New_Space Heating_Natural Gas_Boiler_E0 | F0 | Commercial | Other Health | New | Space Heating | Natural Gas | Boiler | E0 | Economic Unit | AFUE 80% (Standard) | AFUE 80% (Standard) | AFUE 80% (Standard) | AFUE 80% (Standard) | AFUE 80% (Standard) | AFUE 80% (Standard) | AFUE 80% (Standard) | AFUE 80% (Standard) | AFUE 80% (Standard) | AFUE 80% (Standard) | AFUE 80% (Standard) | AFUE 80% (Standard) | AFUE 80% (Standard) | AFUE 80% (Standard) | AFUE 80% (Standard) | AFUE 80% (Standard) | AFUE 80% (Standard) | AFUE 80% (Standard) | AFUE 80% (Standard) | AFUE 80% (Standard) | AFUE 80% (Standard) | AFUE 80% (Standard) | AFUE 80% (Standard) | AFUE 80% (Standard) | AFUE 80% (Standard) | AFUE 80% (Standard) | AFUE 80% (Standard) | AFUE 80% (Standard) | AFUE 80% (Standard) | AFUE 80% (Standard) | AFUE 80% (Standard) | AFUE 80% (Standard) | AFUE 80% (Standard)
F1_Commercial_Other Health_New_Space Heating_Natural Gas_Boiler_E1 | F1 | Commercial | Other Health | New | Space Heating | Natural Gas | Boiler | E1 | CCE | 0 | 0 | 0 | 0 | 0 | 0 | 0 | 0 | 0 | 0 | 0 | 0 | 0 | 0 | 0 | 0 | 0 | 0 | 0 | 0 | 0 | 0 | 0 | 0 | 0 | 0 | 0 | 0 | 0 | 0 | 0 | 0 | 0
F1_Commercial_Other Health_New_Space Heating_Natural Gas_Boiler_E2 | F1 | Commercial | Other Health | New | Space Heating | Natural Gas | Boiler | E2 | CCE | 2.1411 | 2.1411 | 2.1525 | 2.164 | 2.1756 | 2.1874 | 2.1993 | 2.2113 | 2.2235 | 2.2357 | 2.2482 | 2.2607 | 2.2734 | 2.2863 | 2.2993 | 2.3124 | 2.3257 | 2.3391 | 2.3527 | 2.3665 | 2.3804 | 2.3945 | 2.4088 | 2.4232 | 2.4378 | 2.4525 | 2.4675 | 2.4826 | 2.4979 | 2.5134 | 2.5291 | 2.545 | 2.545
F1_Commercial_Other Health_New_Space Heating_Natural Gas_Boiler_E3 | F1 | Commercial | Other Health | New | Space Heating | Natural Gas | Boiler | E3 | CCE | 2.1619 | 2.1619 | 2.1734 | 2.185 | 2.1968 | 2.2086 | 2.2207 | 2.2328 | 2.2451 | 2.2575 | 2.27 | 2.2827 | 2.2955 | 2.3085 | 2.3216 | 2.3349 | 2.3483 | 2.3619 | 2.3756 | 2.3895 | 2.4036 | 2.4178 | 2.4322 | 2.4467 | 2.4615 | 2.4763 | 2.4915 | 2.5067 | 2.5222 | 2.5378 | 2.5537 | 2.5698 | 2.5698
F1_Commercial_Other Health_New_Space Heating_Natural Gas_Boiler_E4 | F1 | Commercial | Other Health | New | Space Heating | Natural Gas | Boiler | E4 | CCE | 10.9783 | 10.9783 | 11.0368 | 11.0959 | 11.1555 | 11.2158 | 11.2768 | 11.3385 | 11.4008 | 11.4638 | 11.5275 | 11.5919 | 11.6571 | 11.7229 | 11.7896 | 11.857 | 11.9251 | 11.994 | 12.0638 | 12.1343 | 12.2057 | 12.2778 | 12.3509 | 12.4249 | 12.4997 | 12.5752 | 12.652 | 12.7296 | 12.8081 | 12.8876 | 12.9682 | 13.0497 | 13.0497
F1_Commercial_Other Health_New_Space Heating_Natural Gas_Boiler_E5 | F1 | Commercial | Other Health | New | Space Heating | Natural Gas | Boiler | E5 | CCE | 0 | 0 | 0 | 0 | 0 | 0 | 0 | 0 | 0 | 0 | 0 | 0 | 0 | 0 | 0 | 0 | 0 | 0 | 0 | 0 | 0 | 0 | 0 | 0 | 0 | 0 | 0 | 0 | 0 | 0 | 0 | 0 | 0
F1_Commercial_Other Health_New_Space Heating_Natural Gas_Boiler_E6 | F1 | Commercial | Other Health | New | Space Heating | Natural Gas | Boiler | E6 | CCE | 0 | 0 | 0 | 0 | 0 | 0 | 0 | 0 | 0 | 0 | 0 | 0 | 0 | 0 | 0 | 0 | 0 | 0 | 0 | 0 | 0 | 0 | 0 | 0 | 0 | 0 | 0 | 0 | 0 | 0 | 0 | 0 | 0
F1_Commercial_Other Health_New_Space Heating_Natural Gas_Boiler_E7 | F1 | Commercial | Other Health | New | Space Heating | Natural Gas | Boiler | E7 | CCE | 0 | 0 | 0 | 0 | 0 | 0 | 0 | 0 | 0 | 0 | 0 | 0 | 0 | 0 | 0 | 0 | 0 | 0 | 0 | 0 | 0 | 0 | 0 | 0 | 0 | 0 | 0 | 0 | 0 | 0 | 0 | 0 | 0
F1_Commercial_Other Health_New_Space Heating_Natural Gas_Boiler_E8 | F1 | Commercial | Other Health | New | Space Heating | Natural Gas | Boiler | E8 | CCE | 0 | 0 | 0 | 0 | 0 | 0 | 0 | 0 | 0 | 0 | 0 | 0 | 0 | 0 | 0 | 0 | 0 | 0 | 0 | 0 | 0 | 0 | 0 | 0 | 0 | 0 | 0 | 0 | 0 | 0 | 0 | 0 | 0
F1_Commercial_Other Health_New_Space Heating_Natural Gas_Boiler_E9 | F1 | Commercial | Other Health | New | Space Heating | Natural Gas | Boiler | E9 | CCE | 0 | 0 | 0 | 0 | 0 | 0 | 0 | 0 | 0 | 0 | 0 | 0 | 0 | 0 | 0 | 0 | 0 | 0 | 0 | 0 | 0 | 0 | 0 | 0 | 0 | 0 | 0 | 0 | 0 | 0 | 0 | 0 | 0
F1_Commercial_Other Health_New_Space Heating_Natural Gas_Boiler_E10 | F1 | Commercial | Other Health | New | Space Heating | Natural Gas | Boiler | E10 | CCE | 0 | 0 | 0 | 0 | 0 | 0 | 0 | 0 | 0 | 0 | 0 | 0 | 0 | 0 | 0 | 0 | 0 | 0 | 0 | 0 | 0 | 0 | 0 | 0 | 0 | 0 | 0 | 0 | 0 | 0 | 0 | 0 | 0
F2_Commercial_Other Health_New_Space Heating_Natural Gas_Boiler_E1 | F2 | Commercial | Other Health | New | Space Heating | Natural Gas | Boiler | E1 | TRC BC Ratio | bar: 2019 to 2051
F2_Commercial_Other Health_New_Space Heating_Natural Gas_Boiler_E2 | F2 | Commercial | Other Health | New | Space Heating | Natural Gas | Boiler | E2 | TRC BC Ratio | 0.83979 | 0.8406 | 0.84148 | 0.84274 | 0.84448 | 0.84706 | 0.84886 | 0.85024 | 0.85174 | 0.8531 | 0.85404 | 0.85462 | 0.85515 | 0.85563 | 0.85626 | 0.85652 | 0.85696 | 0.8578 | 0.85869 | 0.85973 | 0.86095 | 0.86198 | 0.86278 | 0.86339 | 0.86379 | 0.86391 | 0.86369 | 0.86325 | 0.8629 | 0.86273 | 0.86286 | 0.8629 | 0.8629
F2_Commercial_Other Health_New_Space Heating_Natural Gas_Boiler_E3 | F2 | Commercial | Other Health | New | Space Heating | Natural Gas | Boiler | E3 | TRC BC Ratio | 0.83171 | 0.8325 | 0.83337 | 0.83462 | 0.83634 | 0.8389 | 0.84069 | 0.84205 | 0.84354 | 0.84489 | 0.84581 | 0.84639 | 0.84691 | 0.84739 | 0.84801 | 0.84827 | 0.84871 | 0.84954 | 0.85042 | 0.85145 | 0.85266 | 0.85368 | 0.85447 | 0.85507 | 0.85547 | 0.85559 | 0.85538 | 0.85494 | 0.85459 | 0.85442 | 0.85455 | 0.85459 | 0.85459
F2_Commercial_Other Health_New_Space Heating_Natural Gas_Boiler_E4 | F2 | Commercial | Other Health | New | Space Heating | Natural Gas | Boiler | E4 | TRC BC Ratio | 0.16668 | 0.16686 | 0.16707 | 0.16732 | 0.16762 | 0.16799 | 0.1683 | 0.16856 | 0.1688 | 0.16901 | 0.16915 | 0.16925 | 0.16932 | 0.16936 | 0.1694 | 0.16941 | 0.16942 | 0.16947 | 0.16953 | 0.16961 | 0.16972 | 0.1698 | 0.16987 | 0.16991 | 0.16995 | 0.16996 | 0.16994 | 0.1699 | 0.16987 | 0.16986 | 0.16987 | 0.16987 | 0.16987
F2_Commercial_Other Health_New_Space Heating_Natural Gas_Boiler_E5 | F2 | Commercial | Other Health | New | Space Heating | Natural Gas | Boiler | E5 | TRC BC Ratio | 0 | 0 | 0 | 0 | 0 | 0 | 0 | 0 | 0 | 0 | 0 | 0 | 0 | 0 | 0 | 0 | 0 | 0 | 0 | 0 | 0 | 0 | 0 | 0 | 0 | 0 | 0 | 0 | 0 | 0 | 0 | 0 | 0
F2_Commercial_Other Health_New_Space Heating_Natural Gas_Boiler_E6 | F2 | Commercial | Other Health | New | Space Heating | Natural Gas | Boiler | E6 | TRC BC Ratio | 0 | 0 | 0 | 0 | 0 | 0 | 0 | 0 | 0 | 0 | 0 | 0 | 0 | 0 | 0 | 0 | 0 | 0 | 0 | 0 | 0 | 0 | 0 | 0 | 0 | 0 | 0 | 0 | 0 | 0 | 0 | 0 | 0
F2_Commercial_Other Health_New_Space Heating_Natural Gas_Boiler_E7 | F2 | Commercial | Other Health | New | Space Heating | Natural Gas | Boiler | E7 | TRC BC Ratio | 0 | 0 | 0 | 0 | 0 | 0 | 0 | 0 | 0 | 0 | 0 | 0 | 0 | 0 | 0 | 0 | 0 | 0 | 0 | 0 | 0 | 0 | 0 | 0 | 0 | 0 | 0 | 0 | 0 | 0 | 0 | 0 | 0
F2_Commercial_Other Health_New_Space Heating_Natural Gas_Boiler_E8 | F2 | Commercial | Other Health | New | Space Heating | Natural Gas | Boiler | E8 | TRC BC Ratio | 0 | 0 | 0 | 0 | 0 | 0 | 0 | 0 | 0 | 0 | 0 | 0 | 0 | 0 | 0 | 0 | 0 | 0 | 0 | 0 | 0 | 0 | 0 | 0 | 0 | 0 | 0 | 0 | 0 | 0 | 0 | 0 | 0
F2_Commercial_Other Health_New_Space Heating_Natural Gas_Boiler_E9 | F2 | Commercial | Other Health | New | Space Heating | Natural Gas | Boiler | E9 | TRC BC Ratio | 0 | 0 | 0 | 0 | 0 | 0 | 0 | 0 | 0 | 0 | 0 | 0 | 0 | 0 | 0 | 0 | 0 | 0 | 0 | 0 | 0 | 0 | 0 | 0 | 0 | 0 | 0 | 0 | 0 | 0 | 0 | 0 | 0
F2_Commercial_Other Health_New_Space Heating_Natural Gas_Boiler_E10 | F2 | Commercial | Other Health | New | Space Heating | Natural Gas | Boiler | E10 | TRC BC Ratio | 0 | 0 | 0 | 0 | 0 | 0 | 0 | 0 | 0 | 0 | 0 | 0 | 0 | 0 | 0 | 0 | 0 | 0 | 0 | 0 | 0 | 0 | 0 | 0 | 0 | 0 | 0 | 0 | 0 | 0 | 0 | 0 | 0
F3_Commercial_Other Health_New_Space Heating_Natural Gas_Boiler_E1 | F3 | Commercial | Other Health | New | Space Heating | Natural Gas | Boiler | E1 | PACT BC Ratio | bar: 2019 to 2051
F3_Commercial_Other Health_New_Space Heating_Natural Gas_Boiler_E2 | F3 | Commercial | Other Health | New | Space Heating | Natural Gas | Boiler | E2 | PACT BC Ratio | 1.1197 | 1.1208 | 1.122 | 1.1237 | 1.126 | 1.1294 | 1.1318 | 1.1337 | 1.1357 | 1.1375 | 1.1387 | 1.1395 | 1.1402 | 1.1408 | 1.1417 | 1.142 | 1.1426 | 1.1437 | 1.1449 | 1.1463 | 1.1479 | 1.1493 | 1.1504 | 1.1512 | 1.1517 | 1.1519 | 1.1516 | 1.151 | 1.1505 | 1.1503 | 1.1505 | 1.1505 | 1.1505
F3_Commercial_Other Health_New_Space Heating_Natural Gas_Boiler_E3 | F3 | Commercial | Other Health | New | Space Heating | Natural Gas | Boiler | E3 | PACT BC Ratio | 1.1089 | 1.11 | 1.1112 | 1.1128 | 1.1151 | 1.1185 | 1.1209 | 1.1227 | 1.1247 | 1.1265 | 1.1277 | 1.1285 | 1.1292 | 1.1299 | 1.1307 | 1.131 | 1.1316 | 1.1327 | 1.1339 | 1.1353 | 1.1369 | 1.1382 | 1.1393 | 1.1401 | 1.1406 | 1.1408 | 1.1405 | 1.1399 | 1.1395 | 1.1392 | 1.1394 | 1.1395 | 1.1395
F3_Commercial_Other Health_New_Space Heating_Natural Gas_Boiler_E4 | F3 | Commercial | Other Health | New | Space Heating | Natural Gas | Boiler | E4 | PACT BC Ratio | 0.22224 | 0.22248 | 0.22276 | 0.2231 | 0.2235 | 0.22399 | 0.2244 | 0.22474 | 0.22507 | 0.22534 | 0.22554 | 0.22567 | 0.22576 | 0.22582 | 0.22587 | 0.22587 | 0.22589 | 0.22596 | 0.22604 | 0.22615 | 0.22629 | 0.2264 | 0.22649 | 0.22655 | 0.2266 | 0.22661 | 0.22658 | 0.22654 | 0.2265 | 0.22648 | 0.22649 | 0.2265 | 0.2265
F3_Commercial_Other Health_New_Space Heating_Natural Gas_Boiler_E5 | F3 | Commercial | Other Health | New | Space Heating | Natural Gas | Boiler | E5 | PACT BC Ratio | 0 | 0 | 0 | 0 | 0 | 0 | 0 | 0 | 0 | 0 | 0 | 0 | 0 | 0 | 0 | 0 | 0 | 0 | 0 | 0 | 0 | 0 | 0 | 0 | 0 | 0 | 0 | 0 | 0 | 0 | 0 | 0 | 0
F3_Commercial_Other Health_New_Space Heating_Natural Gas_Boiler_E6 | F3 | Commercial | Other Health | New | Space Heating | Natural Gas | Boiler | E6 | PACT BC Ratio | 0 | 0 | 0 | 0 | 0 | 0 | 0 | 0 | 0 | 0 | 0 | 0 | 0 | 0 | 0 | 0 | 0 | 0 | 0 | 0 | 0 | 0 | 0 | 0 | 0 | 0 | 0 | 0 | 0 | 0 | 0 | 0 | 0
F3_Commercial_Other Health_New_Space Heating_Natural Gas_Boiler_E7 | F3 | Commercial | Other Health | New | Space Heating | Natural Gas | Boiler | E7 | PACT BC Ratio | 0 | 0 | 0 | 0 | 0 | 0 | 0 | 0 | 0 | 0 | 0 | 0 | 0 | 0 | 0 | 0 | 0 | 0 | 0 | 0 | 0 | 0 | 0 | 0 | 0 | 0 | 0 | 0 | 0 | 0 | 0 | 0 | 0
F3_Commercial_Other Health_New_Space Heating_Natural Gas_Boiler_E8 | F3 | Commercial | Other Health | New | Space Heating | Natural Gas | Boiler | E8 | PACT BC Ratio | 0 | 0 | 0 | 0 | 0 | 0 | 0 | 0 | 0 | 0 | 0 | 0 | 0 | 0 | 0 | 0 | 0 | 0 | 0 | 0 | 0 | 0 | 0 | 0 | 0 | 0 | 0 | 0 | 0 | 0 | 0 | 0 | 0
F3_Commercial_Other Health_New_Space Heating_Natural Gas_Boiler_E9 | F3 | Commercial | Other Health | New | Space Heating | Natural Gas | Boiler | E9 | PACT BC Ratio | 0 | 0 | 0 | 0 | 0 | 0 | 0 | 0 | 0 | 0 | 0 | 0 | 0 | 0 | 0 | 0 | 0 | 0 | 0 | 0 | 0 | 0 | 0 | 0 | 0 | 0 | 0 | 0 | 0 | 0 | 0 | 0 | 0
F3_Commercial_Other Health_New_Space Heating_Natural Gas_Boiler_E10 | F3 | Commercial | Other Health | New | Space Heating | Natural Gas | Boiler | E10 | PACT BC Ratio | 0 | 0 | 0 | 0 | 0 | 0 | 0 | 0 | 0 | 0 | 0 | 0 | 0 | 0 | 0 | 0 | 0 | 0 | 0 | 0 | 0 | 0 | 0 | 0 | 0 | 0 | 0 | 0 | 0 | 0 | 0 | 0 | 0
F4_Commercial_Other Health_New_Space Heating_Natural Gas_Boiler_E1 | F4 | Commercial | Other Health | New | Space Heating | Natural Gas | Boiler | E1 | RVT BC Ratio | bar: 2019 to 2051
F4_Commercial_Other Health_New_Space Heating_Natural Gas_Boiler_E2 | F4 | Commercial | Other Health | New | Space Heating | Natural Gas | Boiler | E2 | RVT BC Ratio | 1.9074 | 1.9085 | 1.9098 | 1.9116 | 1.9141 | 1.9178 | 1.9204 | 1.9224 | 1.9245 | 1.9265 | 1.9278 | 1.9287 | 1.9294 | 1.9301 | 1.931 | 1.9314 | 1.932 | 1.9332 | 1.9345 | 1.936 | 1.9378 | 1.9392 | 1.9404 | 1.9413 | 1.9419 | 1.942 | 1.9417 | 1.9411 | 1.9406 | 1.9403 | 1.9405 | 1.9406 | 1.9406
F4_Commercial_Other Health_New_Space Heating_Natural Gas_Boiler_E3 | F4 | Commercial | Other Health | New | Space Heating | Natural Gas | Boiler | E3 | RVT BC Ratio | 1.8957 | 1.8969 | 1.8981 | 1.8999 | 1.9024 | 1.9061 | 1.9086 | 1.9106 | 1.9127 | 1.9147 | 1.916 | 1.9168 | 1.9176 | 1.9183 | 1.9192 | 1.9195 | 1.9202 | 1.9214 | 1.9226 | 1.9241 | 1.9259 | 1.9273 | 1.9285 | 1.9293 | 1.9299 | 1.9301 | 1.9298 | 1.9291 | 1.9286 | 1.9284 | 1.9286 | 1.9286 | 1.9286
F4_Commercial_Other Health_New_Space Heating_Natural Gas_Boiler_E4 | F4 | Commercial | Other Health | New | Space Heating | Natural Gas | Boiler | E4 | RVT BC Ratio | 0.93963 | 0.93989 | 0.94019 | 0.94055 | 0.94099 | 0.94152 | 0.94196 | 0.94233 | 0.94268 | 0.94298 | 0.94319 | 0.94333 | 0.94342 | 0.94349 | 0.94355 | 0.94355 | 0.94357 | 0.94364 | 0.94373 | 0.94385 | 0.944 | 0.94412 | 0.94421 | 0.94428 | 0.94433 | 0.94434 | 0.94432 | 0.94427 | 0.94423 | 0.94421 | 0.94422 | 0.94423 | 0.94423
F4_Commercial_Other Health_New_Space Heating_Natural Gas_Boiler_E5 | F4 | Commercial | Other Health | New | Space Heating | Natural Gas | Boiler | E5 | RVT BC Ratio | 0 | 0 | 0 | 0 | 0 | 0 | 0 | 0 | 0 | 0 | 0 | 0 | 0 | 0 | 0 | 0 | 0 | 0 | 0 | 0 | 0 | 0 | 0 | 0 | 0 | 0 | 0 | 0 | 0 | 0 | 0 | 0 | 0
F4_Commercial_Other Health_New_Space Heating_Natural Gas_Boiler_E6 | F4 | Commercial | Other Health | New | Space Heating | Natural Gas | Boiler | E6 | RVT BC Ratio | 0 | 0 | 0 | 0 | 0 | 0 | 0 | 0 | 0 | 0 | 0 | 0 | 0 | 0 | 0 | 0 | 0 | 0 | 0 | 0 | 0 | 0 | 0 | 0 | 0 | 0 | 0 | 0 | 0 | 0 | 0 | 0 | 0
F4_Commercial_Other Health_New_Space Heating_Natural Gas_Boiler_E7 | F4 | Commercial | Other Health | New | Space Heating | Natural Gas | Boiler | E7 | RVT BC Ratio | 0 | 0 | 0 | 0 | 0 | 0 | 0 | 0 | 0 | 0 | 0 | 0 | 0 | 0 | 0 | 0 | 0 | 0 | 0 | 0 | 0 | 0 | 0 | 0 | 0 | 0 | 0 | 0 | 0 | 0 | 0 | 0 | 0
F4_Commercial_Other Health_New_Space Heating_Natural Gas_Boiler_E8 | F4 | Commercial | Other Health | New | Space Heating | Natural Gas | Boiler | E8 | RVT BC Ratio | 0 | 0 | 0 | 0 | 0 | 0 | 0 | 0 | 0 | 0 | 0 | 0 | 0 | 0 | 0 | 0 | 0 | 0 | 0 | 0 | 0 | 0 | 0 | 0 | 0 | 0 | 0 | 0 | 0 | 0 | 0 | 0 | 0
F4_Commercial_Other Health_New_Space Heating_Natural Gas_Boiler_E9 | F4 | Commercial | Other Health | New | Space Heating | Natural Gas | Boiler | E9 | RVT BC Ratio | 0 | 0 | 0 | 0 | 0 | 0 | 0 | 0 | 0 | 0 | 0 | 0 | 0 | 0 | 0 | 0 | 0 | 0 | 0 | 0 | 0 | 0 | 0 | 0 | 0 | 0 | 0 | 0 | 0 | 0 | 0 | 0 | 0
F4_Commercial_Other Health_New_Space Heating_Natural Gas_Boiler_E10 | F4 | Commercial | Other Health | New | Space Heating | Natural Gas | Boiler | E10 | RVT BC Ratio | 0 | 0 | 0 | 0 | 0 | 0 | 0 | 0 | 0 | 0 | 0 | 0 | 0 | 0 | 0 | 0 | 0 | 0 | 0 | 0 | 0 | 0 | 0 | 0 | 0 | 0 | 0 | 0 | 0 | 0 | 0 | 0 | 0
F5_Commercial_Other Health_New_Space Heating_Natural Gas_Boiler_E1 | F5 | Commercial | Other Health | New | Space Heating | Natural Gas | Boiler | E1 | RIM BC Ratio | bar: 2019 to 2051
F5_Commercial_Other Health_New_Space Heating_Natural Gas_Boiler_E2 | F5 | Commercial | Other Health | New | Space Heating | Natural Gas | Boiler | E2 | RIM BC Ratio | 0.47821 | 0.4784 | 0.47862 | 0.47892 | 0.47934 | 0.47997 | 0.4804 | 0.48073 | 0.48109 | 0.48142 | 0.48164 | 0.48178 | 0.4819 | 0.48202 | 0.48217 | 0.48223 | 0.48233 | 0.48253 | 0.48274 | 0.48299 | 0.48328 | 0.48352 | 0.48371 | 0.48385 | 0.48395 | 0.48398 | 0.48393 | 0.48382 | 0.48374 | 0.4837 | 0.48373 | 0.48374 | 0.48374
F5_Commercial_Other Health_New_Space Heating_Natural Gas_Boiler_E3 | F5 | Commercial | Other Health | New | Space Heating | Natural Gas | Boiler | E3 | RIM BC Ratio | 0.47623 | 0.47643 | 0.47664 | 0.47695 | 0.47737 | 0.47799 | 0.47842 | 0.47876 | 0.47912 | 0.47944 | 0.47967 | 0.4798 | 0.47993 | 0.48005 | 0.4802 | 0.48026 | 0.48036 | 0.48056 | 0.48077 | 0.48102 | 0.48131 | 0.48155 | 0.48174 | 0.48188 | 0.48198 | 0.48201 | 0.48196 | 0.48185 | 0.48177 | 0.48173 | 0.48176 | 0.48177 | 0.48177
F5_Commercial_Other Health_New_Space Heating_Natural Gas_Boiler_E4 | F5 | Commercial | Other Health | New | Space Heating | Natural Gas | Boiler | E4 | RIM BC Ratio | 0.17551 | 0.17566 | 0.17583 | 0.17604 | 0.17629 | 0.1766 | 0.17685 | 0.17707 | 0.17727 | 0.17744 | 0.17756 | 0.17764 | 0.1777 | 0.17773 | 0.17777 | 0.17777 | 0.17778 | 0.17782 | 0.17787 | 0.17794 | 0.17802 | 0.17809 | 0.17815 | 0.17819 | 0.17821 | 0.17822 | 0.17821 | 0.17818 | 0.17816 | 0.17814 | 0.17815 | 0.17816 | 0.17816
F5_Commercial_Other Health_New_Space Heating_Natural Gas_Boiler_E5 | F5 | Commercial | Other Health | New | Space Heating | Natural Gas | Boiler | E5 | RIM BC Ratio | 0 | 0 | 0 | 0 | 0 | 0 | 0 | 0 | 0 | 0 | 0 | 0 | 0 | 0 | 0 | 0 | 0 | 0 | 0 | 0 | 0 | 0 | 0 | 0 | 0 | 0 | 0 | 0 | 0 | 0 | 0 | 0 | 0
F5_Commercial_Other Health_New_Space Heating_Natural Gas_Boiler_E6 | F5 | Commercial | Other Health | New | Space Heating | Natural Gas | Boiler | E6 | RIM BC Ratio | 0 | 0 | 0 | 0 | 0 | 0 | 0 | 0 | 0 | 0 | 0 | 0 | 0 | 0 | 0 | 0 | 0 | 0 | 0 | 0 | 0 | 0 | 0 | 0 | 0 | 0 | 0 | 0 | 0 | 0 | 0 | 0 | 0
F5_Commercial_Other Health_New_Space Heating_Natural Gas_Boiler_E7 | F5 | Commercial | Other Health | New | Space Heating | Natural Gas | Boiler | E7 | RIM BC Ratio | 0 | 0 | 0 | 0 | 0 | 0 | 0 | 0 | 0 | 0 | 0 | 0 | 0 | 0 | 0 | 0 | 0 | 0 | 0 | 0 | 0 | 0 | 0 | 0 | 0 | 0 | 0 | 0 | 0 | 0 | 0 | 0 | 0
F5_Commercial_Other Health_New_Space Heating_Natural Gas_Boiler_E8 | F5 | Commercial | Other Health | New | Space Heating | Natural Gas | Boiler | E8 | RIM BC Ratio | 0 | 0 | 0 | 0 | 0 | 0 | 0 | 0 | 0 | 0 | 0 | 0 | 0 | 0 | 0 | 0 | 0 | 0 | 0 | 0 | 0 | 0 | 0 | 0 | 0 | 0 | 0 | 0 | 0 | 0 | 0 | 0 | 0
F5_Commercial_Other Health_New_Space Heating_Natural Gas_Boiler_E9 | F5 | Commercial | Other Health | New | Space Heating | Natural Gas | Boiler | E9 | RIM BC Ratio | 0 | 0 | 0 | 0 | 0 | 0 | 0 | 0 | 0 | 0 | 0 | 0 | 0 | 0 | 0 | 0 | 0 | 0 | 0 | 0 | 0 | 0 | 0 | 0 | 0 | 0 | 0 | 0 | 0 | 0 | 0 | 0 | 0
F5_Commercial_Other Health_New_Space Heating_Natural Gas_Boiler_E10 | F5 | Commercial | Other Health | New | Space Heating | Natural Gas | Boiler | E10 | RIM BC Ratio | 0 | 0 | 0 | 0 | 0 | 0 | 0 | 0 | 0 | 0 | 0 | 0 | 0 | 0 | 0 | 0 | 0 | 0 | 0 | 0 | 0 | 0 | 0 | 0 | 0 | 0 | 0 | 0 | 0 | 0 | 0 | 0 | 0
F0_Commercial_Other Health_New_Space Heating_Natural Gas_Unit Heater_E0 | F0 | Commercial | Other Health | New | Space Heating | Natural Gas | Unit Heater | E0 | Economic Unit | Infrared Radiant | Infrared Radiant | Infrared Radiant | Infrared Radiant | Infrared Radiant | Infrared Radiant | Infrared Radiant | Infrared Radiant | Infrared Radiant | Infrared Radiant | Infrared Radiant | Infrared Radiant | Infrared Radiant | Infrared Radiant | Infrared Radiant | Infrared Radiant | Infrared Radiant | Infrared Radiant | Infrared Radiant | Infrared Radiant | Infrared Radiant | Infrared Radiant | Infrared Radiant | Infrared Radiant | Infrared Radiant | Infrared Radiant | Infrared Radiant | Infrared Radiant | Infrared Radiant | Infrared Radiant | Infrared Radiant | Infrared Radiant | Infrared Radiant
F1_Commercial_Other Health_New_Space Heating_Natural Gas_Unit Heater_E1 | F1 | Commercial | Other Health | New | Space Heating | Natural Gas | Unit Heater | E1 | CCE | 0 | 0 | 0 | 0 | 0 | 0 | 0 | 0 | 0 | 0 | 0 | 0 | 0 | 0 | 0 | 0 | 0 | 0 | 0 | 0 | 0 | 0 | 0 | 0 | 0 | 0 | 0 | 0 | 0 | 0 | 0 | 0 | 0
F1_Commercial_Other Health_New_Space Heating_Natural Gas_Unit Heater_E2 | F1 | Commercial | Other Health | New | Space Heating | Natural Gas | Unit Heater | E2 | CCE | 1.2484 | 1.2484 | 1.255 | 1.2617 | 1.2685 | 1.2754 | 1.2823 | 1.2893 | 1.2964 | 1.3036 | 1.3108 | 1.3181 | 1.3256 | 1.333 | 1.3406 | 1.3483 | 1.356 | 1.3639 | 1.3718 | 1.3798 | 1.3879 | 1.3961 | 1.4045 | 1.4129 | 1.4214 | 1.43 | 1.4387 | 1.4475 | 1.4564 | 1.4655 | 1.4746 | 1.4839 | 1.4839
F1_Commercial_Other Health_New_Space Heating_Natural Gas_Unit Heater_E3 | F1 | Commercial | Other Health | New | Space Heating | Natural Gas | Unit Heater | E3 | CCE | 0.12436 | 0.12436 | 0.12503 | 0.12569 | 0.12637 | 0.12705 | 0.12775 | 0.12844 | 0.12915 | 0.12986 | 0.13058 | 0.13131 | 0.13205 | 0.1328 | 0.13355 | 0.13432 | 0.13509 | 0.13587 | 0.13666 | 0.13746 | 0.13827 | 0.13908 | 0.13991 | 0.14075 | 0.1416 | 0.14245 | 0.14332 | 0.1442 | 0.14509 | 0.14599 | 0.1469 | 0.14783 | 0.14783
F1_Commercial_Other Health_New_Space Heating_Natural Gas_Unit Heater_E4 | F1 | Commercial | Other Health | New | Space Heating | Natural Gas | Unit Heater | E4 | CCE | 0 | 0 | 0 | 0 | 0 | 0 | 0 | 0 | 0 | 0 | 0 | 0 | 0 | 0 | 0 | 0 | 0 | 0 | 0 | 0 | 0 | 0 | 0 | 0 | 0 | 0 | 0 | 0 | 0 | 0 | 0 | 0 | 0
F1_Commercial_Other Health_New_Space Heating_Natural Gas_Unit Heater_E5 | F1 | Commercial | Other Health | New | Space Heating | Natural Gas | Unit Heater | E5 | CCE | 0 | 0 | 0 | 0 | 0 | 0 | 0 | 0 | 0 | 0 | 0 | 0 | 0 | 0 | 0 | 0 | 0 | 0 | 0 | 0 | 0 | 0 | 0 | 0 | 0 | 0 | 0 | 0 | 0 | 0 | 0 | 0 | 0
F1_Commercial_Other Health_New_Space Heating_Natural Gas_Unit Heater_E6 | F1 | Commercial | Other Health | New | Space Heating | Natural Gas | Unit Heater | E6 | CCE | 0 | 0 | 0 | 0 | 0 | 0 | 0 | 0 | 0 | 0 | 0 | 0 | 0 | 0 | 0 | 0 | 0 | 0 | 0 | 0 | 0 | 0 | 0 | 0 | 0 | 0 | 0 | 0 | 0 | 0 | 0 | 0 | 0
F1_Commercial_Other Health_New_Space Heating_Natural Gas_Unit Heater_E7 | F1 | Commercial | Other Health | New | Space Heating | Natural Gas | Unit Heater | E7 | CCE | 0 | 0 | 0 | 0 | 0 | 0 | 0 | 0 | 0 | 0 | 0 | 0 | 0 | 0 | 0 | 0 | 0 | 0 | 0 | 0 | 0 | 0 | 0 | 0 | 0 | 0 | 0 | 0 | 0 | 0 | 0 | 0 | 0
F1_Commercial_Other Health_New_Space Heating_Natural Gas_Unit Heater_E8 | F1 | Commercial | Other Health | New | Space Heating | Natural Gas | Unit Heater | E8 | CCE | 0 | 0 | 0 | 0 | 0 | 0 | 0 | 0 | 0 | 0 | 0 | 0 | 0 | 0 | 0 | 0 | 0 | 0 | 0 | 0 | 0 | 0 | 0 | 0 | 0 | 0 | 0 | 0 | 0 | 0 | 0 | 0 | 0
F1_Commercial_Other Health_New_Space Heating_Natural Gas_Unit Heater_E9 | F1 | Commercial | Other Health | New | Space Heating | Natural Gas | Unit Heater | E9 | CCE | 0 | 0 | 0 | 0 | 0 | 0 | 0 | 0 | 0 | 0 | 0 | 0 | 0 | 0 | 0 | 0 | 0 | 0 | 0 | 0 | 0 | 0 | 0 | 0 | 0 | 0 | 0 | 0 | 0 | 0 | 0 | 0 | 0
F1_Commercial_Other Health_New_Space Heating_Natural Gas_Unit Heater_E10 | F1 | Commercial | Other Health | New | Space Heating | Natural Gas | Unit Heater | E10 | CCE | 0 | 0 | 0 | 0 | 0 | 0 | 0 | 0 | 0 | 0 | 0 | 0 | 0 | 0 | 0 | 0 | 0 | 0 | 0 | 0 | 0 | 0 | 0 | 0 | 0 | 0 | 0 | 0 | 0 | 0 | 0 | 0 | 0
F2_Commercial_Other Health_New_Space Heating_Natural Gas_Unit Heater_E1 | F2 | Commercial | Other Health | New | Space Heating | Natural Gas | Unit Heater | E1 | TRC BC Ratio | bar: 2019 to 2051
F2_Commercial_Other Health_New_Space Heating_Natural Gas_Unit Heater_E2 | F2 | Commercial | Other Health | New | Space Heating | Natural Gas | Unit Heater | E2 | TRC BC Ratio | 1.4316 | 1.4333 | 1.4351 | 1.4377 | 1.4415 | 1.4475 | 1.451 | 1.4531 | 1.4557 | 1.4579 | 1.4592 | 1.4598 | 1.4607 | 1.4619 | 1.4637 | 1.4647 | 1.4663 | 1.4689 | 1.4715 | 1.4743 | 1.4776 | 1.4804 | 1.4826 | 1.4843 | 1.4854 | 1.4857 | 1.4852 | 1.4839 | 1.483 | 1.4825 | 1.4828 | 1.483 | 1.483
F2_Commercial_Other Health_New_Space Heating_Natural Gas_Unit Heater_E3 | F2 | Commercial | Other Health | New | Space Heating | Natural Gas | Unit Heater | E3 | TRC BC Ratio | 14.4795 | 14.5162 | 14.5616 | 14.6219 | 14.6976 | 14.8103 | 14.8618 | 14.8723 | 14.8808 | 14.8782 | 14.8554 | 14.8297 | 14.8204 | 14.8293 | 14.8623 | 14.8883 | 14.9269 | 14.9846 | 15.0378 | 15.0922 | 15.1509 | 15.2019 | 15.2426 | 15.2734 | 15.2939 | 15.2998 | 15.2889 | 15.2664 | 15.2487 | 15.2402 | 15.2464 | 15.2488 | 15.2488
F2_Commercial_Other Health_New_Space Heating_Natural Gas_Unit Heater_E4 | F2 | Commercial | Other Health | New | Space Heating | Natural Gas | Unit Heater | E4 | TRC BC Ratio | 0 | 0 | 0 | 0 | 0 | 0 | 0 | 0 | 0 | 0 | 0 | 0 | 0 | 0 | 0 | 0 | 0 | 0 | 0 | 0 | 0 | 0 | 0 | 0 | 0 | 0 | 0 | 0 | 0 | 0 | 0 | 0 | 0
F2_Commercial_Other Health_New_Space Heating_Natural Gas_Unit Heater_E5 | F2 | Commercial | Other Health | New | Space Heating | Natural Gas | Unit Heater | E5 | TRC BC Ratio | 0 | 0 | 0 | 0 | 0 | 0 | 0 | 0 | 0 | 0 | 0 | 0 | 0 | 0 | 0 | 0 | 0 | 0 | 0 | 0 | 0 | 0 | 0 | 0 | 0 | 0 | 0 | 0 | 0 | 0 | 0 | 0 | 0
F2_Commercial_Other Health_New_Space Heating_Natural Gas_Unit Heater_E6 | F2 | Commercial | Other Health | New | Space Heating | Natural Gas | Unit Heater | E6 | TRC BC Ratio | 0 | 0 | 0 | 0 | 0 | 0 | 0 | 0 | 0 | 0 | 0 | 0 | 0 | 0 | 0 | 0 | 0 | 0 | 0 | 0 | 0 | 0 | 0 | 0 | 0 | 0 | 0 | 0 | 0 | 0 | 0 | 0 | 0
F2_Commercial_Other Health_New_Space Heating_Natural Gas_Unit Heater_E7 | F2 | Commercial | Other Health | New | Space Heating | Natural Gas | Unit Heater | E7 | TRC BC Ratio | 0 | 0 | 0 | 0 | 0 | 0 | 0 | 0 | 0 | 0 | 0 | 0 | 0 | 0 | 0 | 0 | 0 | 0 | 0 | 0 | 0 | 0 | 0 | 0 | 0 | 0 | 0 | 0 | 0 | 0 | 0 | 0 | 0
F2_Commercial_Other Health_New_Space Heating_Natural Gas_Unit Heater_E8 | F2 | Commercial | Other Health | New | Space Heating | Natural Gas | Unit Heater | E8 | TRC BC Ratio | 0 | 0 | 0 | 0 | 0 | 0 | 0 | 0 | 0 | 0 | 0 | 0 | 0 | 0 | 0 | 0 | 0 | 0 | 0 | 0 | 0 | 0 | 0 | 0 | 0 | 0 | 0 | 0 | 0 | 0 | 0 | 0 | 0
F2_Commercial_Other Health_New_Space Heating_Natural Gas_Unit Heater_E9 | F2 | Commercial | Other Health | New | Space Heating | Natural Gas | Unit Heater | E9 | TRC BC Ratio | 0 | 0 | 0 | 0 | 0 | 0 | 0 | 0 | 0 | 0 | 0 | 0 | 0 | 0 | 0 | 0 | 0 | 0 | 0 | 0 | 0 | 0 | 0 | 0 | 0 | 0 | 0 | 0 | 0 | 0 | 0 | 0 | 0
F2_Commercial_Other Health_New_Space Heating_Natural Gas_Unit Heater_E10 | F2 | Commercial | Other Health | New | Space Heating | Natural Gas | Unit Heater | E10 | TRC BC Ratio | 0 | 0 | 0 | 0 | 0 | 0 | 0 | 0 | 0 | 0 | 0 | 0 | 0 | 0 | 0 | 0 | 0 | 0 | 0 | 0 | 0 | 0 | 0 | 0 | 0 | 0 | 0 | 0 | 0 | 0 | 0 | 0 | 0
F3_Commercial_Other Health_New_Space Heating_Natural Gas_Unit Heater_E1 | F3 | Commercial | Other Health | New | Space Heating | Natural Gas | Unit Heater | E1 | PACT BC Ratio | bar: 2019 to 2051
F3_Commercial_Other Health_New_Space Heating_Natural Gas_Unit Heater_E2 | F3 | Commercial | Other Health | New | Space Heating | Natural Gas | Unit Heater | E2 | PACT BC Ratio | 1.9089 | 1.911 | 1.9134 | 1.917 | 1.922 | 1.93 | 1.9346 | 1.9375 | 1.9409 | 1.9439 | 1.9456 | 1.9464 | 1.9476 | 1.9492 | 1.9516 | 1.953 | 1.9551 | 1.9585 | 1.9619 | 1.9658 | 1.9702 | 1.9739 | 1.9769 | 1.9791 | 1.9806 | 1.981 | 1.9802 | 1.9786 | 1.9773 | 1.9767 | 1.9771 | 1.9773 | 1.9773
F3_Commercial_Other Health_New_Space Heating_Natural Gas_Unit Heater_E3 | F3 | Commercial | Other Health | New | Space Heating | Natural Gas | Unit Heater | E3 | PACT BC Ratio | 19.306 | 19.355 | 19.4154 | 19.4958 | 19.5967 | 19.747 | 19.8157 | 19.8297 | 19.8411 | 19.8377 | 19.8073 | 19.773 | 19.7606 | 19.7724 | 19.8164 | 19.851 | 19.9026 | 19.9794 | 20.0504 | 20.1229 | 20.2012 | 20.2691 | 20.3234 | 20.3645 | 20.3919 | 20.3998 | 20.3852 | 20.3553 | 20.3317 | 20.3202 | 20.3286 | 20.3318 | 20.3318
F3_Commercial_Other Health_New_Space Heating_Natural Gas_Unit Heater_E4 | F3 | Commercial | Other Health | New | Space Heating | Natural Gas | Unit Heater | E4 | PACT BC Ratio | 0 | 0 | 0 | 0 | 0 | 0 | 0 | 0 | 0 | 0 | 0 | 0 | 0 | 0 | 0 | 0 | 0 | 0 | 0 | 0 | 0 | 0 | 0 | 0 | 0 | 0 | 0 | 0 | 0 | 0 | 0 | 0 | 0
F3_Commercial_Other Health_New_Space Heating_Natural Gas_Unit Heater_E5 | F3 | Commercial | Other Health | New | Space Heating | Natural Gas | Unit Heater | E5 | PACT BC Ratio | 0 | 0 | 0 | 0 | 0 | 0 | 0 | 0 | 0 | 0 | 0 | 0 | 0 | 0 | 0 | 0 | 0 | 0 | 0 | 0 | 0 | 0 | 0 | 0 | 0 | 0 | 0 | 0 | 0 | 0 | 0 | 0 | 0
F3_Commercial_Other Health_New_Space Heating_Natural Gas_Unit Heater_E6 | F3 | Commercial | Other Health | New | Space Heating | Natural Gas | Unit Heater | E6 | PACT BC Ratio | 0 | 0 | 0 | 0 | 0 | 0 | 0 | 0 | 0 | 0 | 0 | 0 | 0 | 0 | 0 | 0 | 0 | 0 | 0 | 0 | 0 | 0 | 0 | 0 | 0 | 0 | 0 | 0 | 0 | 0 | 0 | 0 | 0
F3_Commercial_Other Health_New_Space Heating_Natural Gas_Unit Heater_E7 | F3 | Commercial | Other Health | New | Space Heating | Natural Gas | Unit Heater | E7 | PACT BC Ratio | 0 | 0 | 0 | 0 | 0 | 0 | 0 | 0 | 0 | 0 | 0 | 0 | 0 | 0 | 0 | 0 | 0 | 0 | 0 | 0 | 0 | 0 | 0 | 0 | 0 | 0 | 0 | 0 | 0 | 0 | 0 | 0 | 0
F3_Commercial_Other Health_New_Space Heating_Natural Gas_Unit Heater_E8 | F3 | Commercial | Other Health | New | Space Heating | Natural Gas | Unit Heater | E8 | PACT BC Ratio | 0 | 0 | 0 | 0 | 0 | 0 | 0 | 0 | 0 | 0 | 0 | 0 | 0 | 0 | 0 | 0 | 0 | 0 | 0 | 0 | 0 | 0 | 0 | 0 | 0 | 0 | 0 | 0 | 0 | 0 | 0 | 0 | 0
F3_Commercial_Other Health_New_Space Heating_Natural Gas_Unit Heater_E9 | F3 | Commercial | Other Health | New | Space Heating | Natural Gas | Unit Heater | E9 | PACT BC Ratio | 0 | 0 | 0 | 0 | 0 | 0 | 0 | 0 | 0 | 0 | 0 | 0 | 0 | 0 | 0 | 0 | 0 | 0 | 0 | 0 | 0 | 0 | 0 | 0 | 0 | 0 | 0 | 0 | 0 | 0 | 0 | 0 | 0
F3_Commercial_Other Health_New_Space Heating_Natural Gas_Unit Heater_E10 | F3 | Commercial | Other Health | New | Space Heating | Natural Gas | Unit Heater | E10 | PACT BC Ratio | 0 | 0 | 0 | 0 | 0 | 0 | 0 | 0 | 0 | 0 | 0 | 0 | 0 | 0 | 0 | 0 | 0 | 0 | 0 | 0 | 0 | 0 | 0 | 0 | 0 | 0 | 0 | 0 | 0 | 0 | 0 | 0 | 0
F4_Commercial_Other Health_New_Space Heating_Natural Gas_Unit Heater_E1 | F4 | Commercial | Other Health | New | Space Heating | Natural Gas | Unit Heater | E1 | RVT BC Ratio | bar: 2019 to 2051
F4_Commercial_Other Health_New_Space Heating_Natural Gas_Unit Heater_E2 | F4 | Commercial | Other Health | New | Space Heating | Natural Gas | Unit Heater | E2 | RVT BC Ratio | 2.7582 | 2.7606 | 2.7631 | 2.767 | 2.7724 | 2.781 | 2.786 | 2.7891 | 2.7928 | 2.796 | 2.7979 | 2.7988 | 2.8 | 2.8017 | 2.8044 | 2.8058 | 2.8081 | 2.8118 | 2.8155 | 2.8196 | 2.8244 | 2.8284 | 2.8316 | 2.834 | 2.8356 | 2.836 | 2.8352 | 2.8334 | 2.832 | 2.8314 | 2.8319 | 2.832 | 2.832
F4_Commercial_Other Health_New_Space Heating_Natural Gas_Unit Heater_E3 | F4 | Commercial | Other Health | New | Space Heating | Natural Gas | Unit Heater | E3 | RVT BC Ratio | 21.5169 | 21.5696 | 21.6348 | 21.7215 | 21.8304 | 21.9924 | 22.0664 | 22.0815 | 22.0938 | 22.0901 | 22.0573 | 22.0204 | 22.007 | 22.0198 | 22.0672 | 22.1045 | 22.1601 | 22.243 | 22.3196 | 22.3977 | 22.4821 | 22.5554 | 22.6139 | 22.6582 | 22.6877 | 22.6962 | 22.6806 | 22.6482 | 22.6228 | 22.6104 | 22.6194 | 22.6229 | 22.6229
F4_Commercial_Other Health_New_Space Heating_Natural Gas_Unit Heater_E4 | F4 | Commercial | Other Health | New | Space Heating | Natural Gas | Unit Heater | E4 | RVT BC Ratio | 0 | 0 | 0 | 0 | 0 | 0 | 0 | 0 | 0 | 0 | 0 | 0 | 0 | 0 | 0 | 0 | 0 | 0 | 0 | 0 | 0 | 0 | 0 | 0 | 0 | 0 | 0 | 0 | 0 | 0 | 0 | 0 | 0
F4_Commercial_Other Health_New_Space Heating_Natural Gas_Unit Heater_E5 | F4 | Commercial | Other Health | New | Space Heating | Natural Gas | Unit Heater | E5 | RVT BC Ratio | 0 | 0 | 0 | 0 | 0 | 0 | 0 | 0 | 0 | 0 | 0 | 0 | 0 | 0 | 0 | 0 | 0 | 0 | 0 | 0 | 0 | 0 | 0 | 0 | 0 | 0 | 0 | 0 | 0 | 0 | 0 | 0 | 0
F4_Commercial_Other Health_New_Space Heating_Natural Gas_Unit Heater_E6 | F4 | Commercial | Other Health | New | Space Heating | Natural Gas | Unit Heater | E6 | RVT BC Ratio | 0 | 0 | 0 | 0 | 0 | 0 | 0 | 0 | 0 | 0 | 0 | 0 | 0 | 0 | 0 | 0 | 0 | 0 | 0 | 0 | 0 | 0 | 0 | 0 | 0 | 0 | 0 | 0 | 0 | 0 | 0 | 0 | 0
F4_Commercial_Other Health_New_Space Heating_Natural Gas_Unit Heater_E7 | F4 | Commercial | Other Health | New | Space Heating | Natural Gas | Unit Heater | E7 | RVT BC Ratio | 0 | 0 | 0 | 0 | 0 | 0 | 0 | 0 | 0 | 0 | 0 | 0 | 0 | 0 | 0 | 0 | 0 | 0 | 0 | 0 | 0 | 0 | 0 | 0 | 0 | 0 | 0 | 0 | 0 | 0 | 0 | 0 | 0
F4_Commercial_Other Health_New_Space Heating_Natural Gas_Unit Heater_E8 | F4 | Commercial | Other Health | New | Space Heating | Natural Gas | Unit Heater | E8 | RVT BC Ratio | 0 | 0 | 0 | 0 | 0 | 0 | 0 | 0 | 0 | 0 | 0 | 0 | 0 | 0 | 0 | 0 | 0 | 0 | 0 | 0 | 0 | 0 | 0 | 0 | 0 | 0 | 0 | 0 | 0 | 0 | 0 | 0 | 0
F4_Commercial_Other Health_New_Space Heating_Natural Gas_Unit Heater_E9 | F4 | Commercial | Other Health | New | Space Heating | Natural Gas | Unit Heater | E9 | RVT BC Ratio | 0 | 0 | 0 | 0 | 0 | 0 | 0 | 0 | 0 | 0 | 0 | 0 | 0 | 0 | 0 | 0 | 0 | 0 | 0 | 0 | 0 | 0 | 0 | 0 | 0 | 0 | 0 | 0 | 0 | 0 | 0 | 0 | 0
F4_Commercial_Other Health_New_Space Heating_Natural Gas_Unit Heater_E10 | F4 | Commercial | Other Health | New | Space Heating | Natural Gas | Unit Heater | E10 | RVT BC Ratio | 0 | 0 | 0 | 0 | 0 | 0 | 0 | 0 | 0 | 0 | 0 | 0 | 0 | 0 | 0 | 0 | 0 | 0 | 0 | 0 | 0 | 0 | 0 | 0 | 0 | 0 | 0 | 0 | 0 | 0 | 0 | 0 | 0
F5_Commercial_Other Health_New_Space Heating_Natural Gas_Unit Heater_E1 | F5 | Commercial | Other Health | New | Space Heating | Natural Gas | Unit Heater | E1 | RIM BC Ratio | bar: 2019 to 2051
F5_Commercial_Other Health_New_Space Heating_Natural Gas_Unit Heater_E2 | F5 | Commercial | Other Health | New | Space Heating | Natural Gas | Unit Heater | E2 | RIM BC Ratio | 0.58074 | 0.58094 | 0.58116 | 0.58149 | 0.58195 | 0.58268 | 0.58311 | 0.58337 | 0.58367 | 0.58394 | 0.5841 | 0.58417 | 0.58428 | 0.58442 | 0.58464 | 0.58476 | 0.58495 | 0.58526 | 0.58556 | 0.5859 | 0.58629 | 0.58662 | 0.58688 | 0.58708 | 0.58721 | 0.58725 | 0.58718 | 0.58703 | 0.58692 | 0.58687 | 0.58691 | 0.58692 | 0.58692
F5_Commercial_Other Health_New_Space Heating_Natural Gas_Unit Heater_E3 | F5 | Commercial | Other Health | New | Space Heating | Natural Gas | Unit Heater | E3 | RIM BC Ratio | 0.80009 | 0.80017 | 0.80027 | 0.80041 | 0.80058 | 0.80083 | 0.80094 | 0.80096 | 0.80098 | 0.80098 | 0.80093 | 0.80087 | 0.80085 | 0.80087 | 0.80094 | 0.801 | 0.80108 | 0.80121 | 0.80132 | 0.80144 | 0.80156 | 0.80167 | 0.80175 | 0.80182 | 0.80186 | 0.80187 | 0.80185 | 0.8018 | 0.80176 | 0.80175 | 0.80176 | 0.80176 | 0.80176
F5_Commercial_Other Health_New_Space Heating_Natural Gas_Unit Heater_E4 | F5 | Commercial | Other Health | New | Space Heating | Natural Gas | Unit Heater | E4 | RIM BC Ratio | 0 | 0 | 0 | 0 | 0 | 0 | 0 | 0 | 0 | 0 | 0 | 0 | 0 | 0 | 0 | 0 | 0 | 0 | 0 | 0 | 0 | 0 | 0 | 0 | 0 | 0 | 0 | 0 | 0 | 0 | 0 | 0 | 0
F5_Commercial_Other Health_New_Space Heating_Natural Gas_Unit Heater_E5 | F5 | Commercial | Other Health | New | Space Heating | Natural Gas | Unit Heater | E5 | RIM BC Ratio | 0 | 0 | 0 | 0 | 0 | 0 | 0 | 0 | 0 | 0 | 0 | 0 | 0 | 0 | 0 | 0 | 0 | 0 | 0 | 0 | 0 | 0 | 0 | 0 | 0 | 0 | 0 | 0 | 0 | 0 | 0 | 0 | 0
F5_Commercial_Other Health_New_Space Heating_Natural Gas_Unit Heater_E6 | F5 | Commercial | Other Health | New | Space Heating | Natural Gas | Unit Heater | E6 | RIM BC Ratio | 0 | 0 | 0 | 0 | 0 | 0 | 0 | 0 | 0 | 0 | 0 | 0 | 0 | 0 | 0 | 0 | 0 | 0 | 0 | 0 | 0 | 0 | 0 | 0 | 0 | 0 | 0 | 0 | 0 | 0 | 0 | 0 | 0
F5_Commercial_Other Health_New_Space Heating_Natural Gas_Unit Heater_E7 | F5 | Commercial | Other Health | New | Space Heating | Natural Gas | Unit Heater | E7 | RIM BC Ratio | 0 | 0 | 0 | 0 | 0 | 0 | 0 | 0 | 0 | 0 | 0 | 0 | 0 | 0 | 0 | 0 | 0 | 0 | 0 | 0 | 0 | 0 | 0 | 0 | 0 | 0 | 0 | 0 | 0 | 0 | 0 | 0 | 0
F5_Commercial_Other Health_New_Space Heating_Natural Gas_Unit Heater_E8 | F5 | Commercial | Other Health | New | Space Heating | Natural Gas | Unit Heater | E8 | RIM BC Ratio | 0 | 0 | 0 | 0 | 0 | 0 | 0 | 0 | 0 | 0 | 0 | 0 | 0 | 0 | 0 | 0 | 0 | 0 | 0 | 0 | 0 | 0 | 0 | 0 | 0 | 0 | 0 | 0 | 0 | 0 | 0 | 0 | 0
F5_Commercial_Other Health_New_Space Heating_Natural Gas_Unit Heater_E9 | F5 | Commercial | Other Health | New | Space Heating | Natural Gas | Unit Heater | E9 | RIM BC Ratio | 0 | 0 | 0 | 0 | 0 | 0 | 0 | 0 | 0 | 0 | 0 | 0 | 0 | 0 | 0 | 0 | 0 | 0 | 0 | 0 | 0 | 0 | 0 | 0 | 0 | 0 | 0 | 0 | 0 | 0 | 0 | 0 | 0
F5_Commercial_Other Health_New_Space Heating_Natural Gas_Unit Heater_E10 | F5 | Commercial | Other Health | New | Space Heating | Natural Gas | Unit Heater | E10 | RIM BC Ratio | 0 | 0 | 0 | 0 | 0 | 0 | 0 | 0 | 0 | 0 | 0 | 0 | 0 | 0 | 0 | 0 | 0 | 0 | 0 | 0 | 0 | 0 | 0 | 0 | 0 | 0 | 0 | 0 | 0 | 0 | 0 | 0 | 0
F0_Commercial_Other Health_New_Water Heating_Natural Gas_Water Heater_E0 | F0 | Commercial | Other Health | New | Water Heating | Natural Gas | Water Heater | E0 | Economic Unit | Gas-Fired Absorption HPWH | Gas-Fired Absorption HPWH | Gas-Fired Absorption HPWH | Gas-Fired Absorption HPWH | Gas-Fired Absorption HPWH | Gas-Fired Absorption HPWH | Gas-Fired Absorption HPWH | Gas-Fired Absorption HPWH | Gas-Fired Absorption HPWH | Gas-Fired Absorption HPWH | Gas-Fired Absorption HPWH | Gas-Fired Absorption HPWH | Gas-Fired Absorption HPWH | Gas-Fired Absorption HPWH | Gas-Fired Absorption HPWH | Gas-Fired Absorption HPWH | Gas-Fired Absorption HPWH | Gas-Fired Absorption HPWH | Gas-Fired Absorption HPWH | Gas-Fired Absorption HPWH | Gas-Fired Absorption HPWH | Gas-Fired Absorption HPWH | Gas-Fired Absorption HPWH | Gas-Fired Absorption HPWH | Gas-Fired Absorption HPWH | Gas-Fired Absorption HPWH | Gas-Fired Absorption HPWH | Gas-Fired Absorption HPWH | Gas-Fired Absorption HPWH | Gas-Fired Absorption HPWH | Gas-Fired Absorption HPWH | Gas-Fired Absorption HPWH | Gas-Fired Absorption HPWH
F1_Commercial_Other Health_New_Water Heating_Natural Gas_Water Heater_E1 | F1 | Commercial | Other Health | New | Water Heating | Natural Gas | Water Heater | E1 | CCE | 0 | 0 | 0 | 0 | 0 | 0 | 0 | 0 | 0 | 0 | 0 | 0 | 0 | 0 | 0 | 0 | 0 | 0 | 0 | 0 | 0 | 0 | 0 | 0 | 0 | 0 | 0 | 0 | 0 | 0 | 0 | 0 | 0
F1_Commercial_Other Health_New_Water Heating_Natural Gas_Water Heater_E2 | F1 | Commercial | Other Health | New | Water Heating | Natural Gas | Water Heater | E2 | CCE | -0.0016264 | -0.0016264 | -0.0016264 | -0.0016264 | -0.0016264 | -0.0016264 | -0.0016264 | -0.0016264 | -0.0016264 | -0.0016264 | -0.0016264 | -0.0016264 | -0.0016264 | -0.0016264 | -0.0016264 | -0.0016264 | -0.0016264 | -0.0016264 | -0.0016264 | -0.0016264 | -0.0016264 | -0.0016264 | -0.0016264 | -0.0016264 | -0.0016264 | -0.0016264 | -0.0016264 | -0.0016264 | -0.0016264 | -0.0016264 | -0.0016264 | -0.0016264 | -0.0016264
F1_Commercial_Other Health_New_Water Heating_Natural Gas_Water Heater_E3 | F1 | Commercial | Other Health | New | Water Heating | Natural Gas | Water Heater | E3 | CCE | 0.014175 | 0.014175 | 0.014175 | 0.014175 | 0.014175 | 0.014175 | 0.014175 | 0.014175 | 0.014175 | 0.014175 | 0.014175 | 0.014175 | 0.014175 | 0.014175 | 0.014175 | 0.014175 | 0.014175 | 0.014175 | 0.014175 | 0.014175 | 0.014175 | 0.014175 | 0.014175 | 0.014175 | 0.014175 | 0.014175 | 0.014175 | 0.014175 | 0.014175 | 0.014175 | 0.014175 | 0.014175 | 0.014175
F1_Commercial_Other Health_New_Water Heating_Natural Gas_Water Heater_E4 | F1 | Commercial | Other Health | New | Water Heating | Natural Gas | Water Heater | E4 | CCE | 0.017439 | 0.017439 | 0.017439 | 0.017439 | 0.017439 | 0.017439 | 0.017439 | 0.017439 | 0.017439 | 0.017439 | 0.017439 | 0.017439 | 0.017439 | 0.017439 | 0.017439 | 0.017439 | 0.017439 | 0.017439 | 0.017439 | 0.017439 | 0.017439 | 0.017439 | 0.017439 | 0.017439 | 0.017439 | 0.017439 | 0.017439 | 0.017439 | 0.017439 | 0.017439 | 0.017439 | 0.017439 | 0.017439
F1_Commercial_Other Health_New_Water Heating_Natural Gas_Water Heater_E5 | F1 | Commercial | Other Health | New | Water Heating | Natural Gas | Water Heater | E5 | CCE | 0.025981 | 0.025981 | 0.025981 | 0.025981 | 0.025981 | 0.025981 | 0.025981 | 0.025981 | 0.025981 | 0.025981 | 0.025981 | 0.025981 | 0.025981 | 0.025981 | 0.025981 | 0.025981 | 0.025981 | 0.025981 | 0.025981 | 0.025981 | 0.025981 | 0.025981 | 0.025981 | 0.025981 | 0.025981 | 0.025981 | 0.025981 | 0.025981 | 0.025981 | 0.025981 | 0.025981 | 0.025981 | 0.025981
F1_Commercial_Other Health_New_Water Heating_Natural Gas_Water Heater_E6 | F1 | Commercial | Other Health | New | Water Heating | Natural Gas | Water Heater | E6 | CCE | -0.046713 | -0.046713 | -0.046713 | -0.046713 | -0.046713 | -0.046713 | -0.046713 | -0.046713 | -0.046713 | -0.046713 | -0.046713 | -0.046713 | -0.046713 | -0.046713 | -0.046713 | -0.046713 | -0.046713 | -0.046713 | -0.046713 | -0.046713 | -0.046713 | -0.046713 | -0.046713 | -0.046713 | -0.046713 | -0.046713 | -0.046713 | -0.046713 | -0.046713 | -0.046713 | -0.046713 | -0.046713 | -0.046713
F1_Commercial_Other Health_New_Water Heating_Natural Gas_Water Heater_E7 | F1 | Commercial | Other Health | New | Water Heating | Natural Gas | Water Heater | E7 | CCE | 0.040273 | 0.040273 | 0.040273 | 0.040273 | 0.040273 | 0.040273 | 0.040273 | 0.040273 | 0.040273 | 0.040273 | 0.040273 | 0.040273 | 0.040273 | 0.040273 | 0.040273 | 0.040273 | 0.040273 | 0.040273 | 0.040273 | 0.040273 | 0.040273 | 0.040273 | 0.040273 | 0.040273 | 0.040273 | 0.040273 | 0.040273 | 0.040273 | 0.040273 | 0.040273 | 0.040273 | 0.040273 | 0.040273
F1_Commercial_Other Health_New_Water Heating_Natural Gas_Water Heater_E8 | F1 | Commercial | Other Health | New | Water Heating | Natural Gas | Water Heater | E8 | CCE | 0 | 0 | 0 | 0 | 0 | 0 | 0 | 0 | 0 | 0 | 0 | 0 | 0 | 0 | 0 | 0 | 0 | 0 | 0 | 0 | 0 | 0 | 0 | 0 | 0 | 0 | 0 | 0 | 0 | 0 | 0 | 0 | 0
F1_Commercial_Other Health_New_Water Heating_Natural Gas_Water Heater_E9 | F1 | Commercial | Other Health | New | Water Heating | Natural Gas | Water Heater | E9 | CCE | 0 | 0 | 0 | 0 | 0 | 0 | 0 | 0 | 0 | 0 | 0 | 0 | 0 | 0 | 0 | 0 | 0 | 0 | 0 | 0 | 0 | 0 | 0 | 0 | 0 | 0 | 0 | 0 | 0 | 0 | 0 | 0 | 0
F1_Commercial_Other Health_New_Water Heating_Natural Gas_Water Heater_E10 | F1 | Commercial | Other Health | New | Water Heating | Natural Gas | Water Heater | E10 | CCE | 0 | 0 | 0 | 0 | 0 | 0 | 0 | 0 | 0 | 0 | 0 | 0 | 0 | 0 | 0 | 0 | 0 | 0 | 0 | 0 | 0 | 0 | 0 | 0 | 0 | 0 | 0 | 0 | 0 | 0 | 0 | 0 | 0
F2_Commercial_Other Health_New_Water Heating_Natural Gas_Water Heater_E1 | F2 | Commercial | Other Health | New | Water Heating | Natural Gas | Water Heater | E1 | TRC BC Ratio | bar: 2019 to 2051
F2_Commercial_Other Health_New_Water Heating_Natural Gas_Water Heater_E2 | F2 | Commercial | Other Health | New | Water Heating | Natural Gas | Water Heater | E2 | TRC BC Ratio | bar: 2019 to 2051
F2_Commercial_Other Health_New_Water Heating_Natural Gas_Water Heater_E3 | F2 | Commercial | Other Health | New | Water Heating | Natural Gas | Water Heater | E3 | TRC BC Ratio | 75.791 | 76.4836 | 77.3077 | 78.2641 | 79.3799 | 80.7008 | 81.7684 | 82.7732 | 83.7656 | 84.763 | 85.6738 | 86.4737 | 87.2779 | 88.1273 | 89.1073 | 90.0801 | 91.1524 | 92.3352 | 93.5884 | 94.8809 | 96.202 | 97.4417 | 98.5779 | 99.6133 | 100.5277 | 101.3062 | 101.8534 | 102.256 | 102.603 | 102.8984 | 103.1915 | 103.3238 | 103.3238
F2_Commercial_Other Health_New_Water Heating_Natural Gas_Water Heater_E4 | F2 | Commercial | Other Health | New | Water Heating | Natural Gas | Water Heater | E4 | TRC BC Ratio | 61.6042 | 62.1671 | 62.8369 | 63.6143 | 64.5212 | 65.5949 | 66.4626 | 67.2794 | 68.086 | 68.8967 | 69.637 | 70.2872 | 70.9409 | 71.6313 | 72.4279 | 73.2186 | 74.0902 | 75.0515 | 76.0701 | 77.1207 | 78.1946 | 79.2022 | 80.1257 | 80.9673 | 81.7105 | 82.3433 | 82.788 | 83.1153 | 83.3973 | 83.6374 | 83.8757 | 83.9832 | 83.9832
F2_Commercial_Other Health_New_Water Heating_Natural Gas_Water Heater_E5 | F2 | Commercial | Other Health | New | Water Heating | Natural Gas | Water Heater | E5 | TRC BC Ratio | 41.3493 | 41.7272 | 42.1767 | 42.6985 | 43.3073 | 44.0279 | 44.6103 | 45.1586 | 45.7 | 46.2441 | 46.741 | 47.1774 | 47.6162 | 48.0796 | 48.6143 | 49.145 | 49.73 | 50.3753 | 51.059 | 51.7641 | 52.4849 | 53.1612 | 53.7811 | 54.346 | 54.8449 | 55.2696 | 55.5681 | 55.7878 | 55.9771 | 56.1382 | 56.2982 | 56.3703 | 56.3703
F2_Commercial_Other Health_New_Water Heating_Natural Gas_Water Heater_E6 | F2 | Commercial | Other Health | New | Water Heating | Natural Gas | Water Heater | E6 | TRC BC Ratio | bar: 2019 to 2051
F2_Commercial_Other Health_New_Water Heating_Natural Gas_Water Heater_E7 | F2 | Commercial | Other Health | New | Water Heating | Natural Gas | Water Heater | E7 | TRC BC Ratio | 25.3858 | 25.5632 | 25.8442 | 26.2309 | 26.7198 | 27.3148 | 27.7598 | 28.1544 | 28.5032 | 28.819 | 29.0555 | 29.2059 | 29.3514 | 29.5338 | 29.8195 | 30.1331 | 30.5255 | 31.0105 | 31.5627 | 32.1578 | 32.79 | 33.3935 | 33.9635 | 34.5134 | 35.0134 | 35.439 | 35.7382 | 35.9584 | 36.1481 | 36.3096 | 36.4698 | 36.5422 | 36.5422
F2_Commercial_Other Health_New_Water Heating_Natural Gas_Water Heater_E8 | F2 | Commercial | Other Health | New | Water Heating | Natural Gas | Water Heater | E8 | TRC BC Ratio | 0 | 0 | 0 | 0 | 0 | 0 | 0 | 0 | 0 | 0 | 0 | 0 | 0 | 0 | 0 | 0 | 0 | 0 | 0 | 0 | 0 | 0 | 0 | 0 | 0 | 0 | 0 | 0 | 0 | 0 | 0 | 0 | 0
F2_Commercial_Other Health_New_Water Heating_Natural Gas_Water Heater_E9 | F2 | Commercial | Other Health | New | Water Heating | Natural Gas | Water Heater | E9 | TRC BC Ratio | 0 | 0 | 0 | 0 | 0 | 0 | 0 | 0 | 0 | 0 | 0 | 0 | 0 | 0 | 0 | 0 | 0 | 0 | 0 | 0 | 0 | 0 | 0 | 0 | 0 | 0 | 0 | 0 | 0 | 0 | 0 | 0 | 0
F2_Commercial_Other Health_New_Water Heating_Natural Gas_Water Heater_E10 | F2 | Commercial | Other Health | New | Water Heating | Natural Gas | Water Heater | E10 | TRC BC Ratio | 0 | 0 | 0 | 0 | 0 | 0 | 0 | 0 | 0 | 0 | 0 | 0 | 0 | 0 | 0 | 0 | 0 | 0 | 0 | 0 | 0 | 0 | 0 | 0 | 0 | 0 | 0 | 0 | 0 | 0 | 0 | 0 | 0
F3_Commercial_Other Health_New_Water Heating_Natural Gas_Water Heater_E1 | F3 | Commercial | Other Health | New | Water Heating | Natural Gas | Water Heater | E1 | PACT BC Ratio | bar: 2019 to 2051
F3_Commercial_Other Health_New_Water Heating_Natural Gas_Water Heater_E2 | F3 | Commercial | Other Health | New | Water Heating | Natural Gas | Water Heater | E2 | PACT BC Ratio | bar: 2019 to 2051
F3_Commercial_Other Health_New_Water Heating_Natural Gas_Water Heater_E3 | F3 | Commercial | Other Health | New | Water Heating | Natural Gas | Water Heater | E3 | PACT BC Ratio | 101.0547 | 101.9782 | 103.0769 | 104.3522 | 105.8398 | 107.601 | 109.0245 | 110.3643 | 111.6875 | 113.0173 | 114.2317 | 115.2982 | 116.3706 | 117.503 | 118.8098 | 120.1068 | 121.5366 | 123.1136 | 124.7845 | 126.5079 | 128.2694 | 129.9223 | 131.4372 | 132.8177 | 134.0369 | 135.0749 | 135.8045 | 136.3414 | 136.8039 | 137.1978 | 137.5887 | 137.765 | 137.765
F3_Commercial_Other Health_New_Water Heating_Natural Gas_Water Heater_E4 | F3 | Commercial | Other Health | New | Water Heating | Natural Gas | Water Heater | E4 | PACT BC Ratio | 82.1389 | 82.8895 | 83.7826 | 84.8191 | 86.0283 | 87.4598 | 88.6168 | 89.7059 | 90.7814 | 91.8623 | 92.8494 | 93.7162 | 94.5879 | 95.5083 | 96.5705 | 97.6247 | 98.7869 | 100.0687 | 101.4268 | 102.8276 | 104.2594 | 105.6029 | 106.8343 | 107.9564 | 108.9474 | 109.7911 | 110.3841 | 110.8205 | 111.1964 | 111.5166 | 111.8343 | 111.9777 | 111.9777
F3_Commercial_Other Health_New_Water Heating_Natural Gas_Water Heater_E5 | F3 | Commercial | Other Health | New | Water Heating | Natural Gas | Water Heater | E5 | PACT BC Ratio | 55.1324 | 55.6362 | 56.2356 | 56.9314 | 57.743 | 58.7038 | 59.4805 | 60.2114 | 60.9333 | 61.6588 | 62.3214 | 62.9032 | 63.4883 | 64.1061 | 64.819 | 65.5266 | 66.3067 | 67.1671 | 68.0786 | 69.0189 | 69.9799 | 70.8817 | 71.7082 | 72.4613 | 73.1265 | 73.6928 | 74.0908 | 74.3837 | 74.6361 | 74.851 | 75.0642 | 75.1604 | 75.1604
F3_Commercial_Other Health_New_Water Heating_Natural Gas_Water Heater_E6 | F3 | Commercial | Other Health | New | Water Heating | Natural Gas | Water Heater | E6 | PACT BC Ratio | bar: 2019 to 2051
F3_Commercial_Other Health_New_Water Heating_Natural Gas_Water Heater_E7 | F3 | Commercial | Other Health | New | Water Heating | Natural Gas | Water Heater | E7 | PACT BC Ratio | 33.8478 | 34.0842 | 34.459 | 34.9746 | 35.6264 | 36.4198 | 37.013 | 37.5393 | 38.0043 | 38.4253 | 38.7407 | 38.9411 | 39.1352 | 39.3784 | 39.7594 | 40.1774 | 40.7006 | 41.3474 | 42.0836 | 42.877 | 43.7201 | 44.5246 | 45.2847 | 46.0179 | 46.6845 | 47.2521 | 47.6509 | 47.9445 | 48.1974 | 48.4128 | 48.6265 | 48.7229 | 48.7229
F3_Commercial_Other Health_New_Water Heating_Natural Gas_Water Heater_E8 | F3 | Commercial | Other Health | New | Water Heating | Natural Gas | Water Heater | E8 | PACT BC Ratio | 0 | 0 | 0 | 0 | 0 | 0 | 0 | 0 | 0 | 0 | 0 | 0 | 0 | 0 | 0 | 0 | 0 | 0 | 0 | 0 | 0 | 0 | 0 | 0 | 0 | 0 | 0 | 0 | 0 | 0 | 0 | 0 | 0
F3_Commercial_Other Health_New_Water Heating_Natural Gas_Water Heater_E9 | F3 | Commercial | Other Health | New | Water Heating | Natural Gas | Water Heater | E9 | PACT BC Ratio | 0 | 0 | 0 | 0 | 0 | 0 | 0 | 0 | 0 | 0 | 0 | 0 | 0 | 0 | 0 | 0 | 0 | 0 | 0 | 0 | 0 | 0 | 0 | 0 | 0 | 0 | 0 | 0 | 0 | 0 | 0 | 0 | 0
F3_Commercial_Other Health_New_Water Heating_Natural Gas_Water Heater_E10 | F3 | Commercial | Other Health | New | Water Heating | Natural Gas | Water Heater | E10 | PACT BC Ratio | 0 | 0 | 0 | 0 | 0 | 0 | 0 | 0 | 0 | 0 | 0 | 0 | 0 | 0 | 0 | 0 | 0 | 0 | 0 | 0 | 0 | 0 | 0 | 0 | 0 | 0 | 0 | 0 | 0 | 0 | 0 | 0 | 0
F4_Commercial_Other Health_New_Water Heating_Natural Gas_Water Heater_E1 | F4 | Commercial | Other Health | New | Water Heating | Natural Gas | Water Heater | E1 | RVT BC Ratio | bar: 2019 to 2051
F4_Commercial_Other Health_New_Water Heating_Natural Gas_Water Heater_E2 | F4 | Commercial | Other Health | New | Water Heating | Natural Gas | Water Heater | E2 | RVT BC Ratio | bar: 2019 to 2051
F4_Commercial_Other Health_New_Water Heating_Natural Gas_Water Heater_E3 | F4 | Commercial | Other Health | New | Water Heating | Natural Gas | Water Heater | E3 | RVT BC Ratio | 109.6631 | 110.6588 | 111.8436 | 113.2186 | 114.8227 | 116.7217 | 118.2566 | 119.7012 | 121.128 | 122.5619 | 123.8713 | 125.0213 | 126.1776 | 127.3986 | 128.8077 | 130.2062 | 131.7478 | 133.4483 | 135.2499 | 137.1082 | 139.0075 | 140.7898 | 142.4233 | 143.9118 | 145.2265 | 146.3457 | 147.1323 | 147.7113 | 148.21 | 148.6347 | 149.0562 | 149.2464 | 149.2464
F4_Commercial_Other Health_New_Water Heating_Natural Gas_Water Heater_E4 | F4 | Commercial | Other Health | New | Water Heating | Natural Gas | Water Heater | E4 | RVT BC Ratio | 89.267 | 90.0763 | 91.0393 | 92.157 | 93.4608 | 95.0043 | 96.2519 | 97.4261 | 98.5858 | 99.7513 | 100.8156 | 101.7504 | 102.6902 | 103.6827 | 104.828 | 105.9647 | 107.2178 | 108.6 | 110.0644 | 111.5748 | 113.1186 | 114.5673 | 115.895 | 117.1049 | 118.1735 | 119.0832 | 119.7226 | 120.1931 | 120.5985 | 120.9437 | 121.2863 | 121.4409 | 121.4409
F4_Commercial_Other Health_New_Water Heating_Natural Gas_Water Heater_E5 | F4 | Commercial | Other Health | New | Water Heating | Natural Gas | Water Heater | E5 | RVT BC Ratio | 60.147 | 60.6902 | 61.3366 | 62.0868 | 62.9619 | 63.9979 | 64.8353 | 65.6235 | 66.4019 | 67.1841 | 67.8986 | 68.5259 | 69.1568 | 69.8229 | 70.5917 | 71.3547 | 72.1957 | 73.1235 | 74.1064 | 75.1202 | 76.1564 | 77.1288 | 78.02 | 78.832 | 79.5493 | 80.1599 | 80.5891 | 80.9049 | 81.177 | 81.4087 | 81.6386 | 81.7424 | 81.7424
F4_Commercial_Other Health_New_Water Heating_Natural Gas_Water Heater_E6 | F4 | Commercial | Other Health | New | Water Heating | Natural Gas | Water Heater | E6 | RVT BC Ratio | bar: 2019 to 2051
F4_Commercial_Other Health_New_Water Heating_Natural Gas_Water Heater_E7 | F4 | Commercial | Other Health | New | Water Heating | Natural Gas | Water Heater | E7 | RVT BC Ratio | 37.1966 | 37.4516 | 37.8557 | 38.4117 | 39.1144 | 39.9699 | 40.6096 | 41.177 | 41.6785 | 42.1325 | 42.4725 | 42.6886 | 42.8978 | 43.1601 | 43.5709 | 44.0217 | 44.5858 | 45.2831 | 46.077 | 46.9325 | 47.8415 | 48.709 | 49.5286 | 50.3192 | 51.038 | 51.6499 | 52.08 | 52.3966 | 52.6693 | 52.9015 | 53.1319 | 53.2359 | 53.2359
F4_Commercial_Other Health_New_Water Heating_Natural Gas_Water Heater_E8 | F4 | Commercial | Other Health | New | Water Heating | Natural Gas | Water Heater | E8 | RVT BC Ratio | 0 | 0 | 0 | 0 | 0 | 0 | 0 | 0 | 0 | 0 | 0 | 0 | 0 | 0 | 0 | 0 | 0 | 0 | 0 | 0 | 0 | 0 | 0 | 0 | 0 | 0 | 0 | 0 | 0 | 0 | 0 | 0 | 0
F4_Commercial_Other Health_New_Water Heating_Natural Gas_Water Heater_E9 | F4 | Commercial | Other Health | New | Water Heating | Natural Gas | Water Heater | E9 | RVT BC Ratio | 0 | 0 | 0 | 0 | 0 | 0 | 0 | 0 | 0 | 0 | 0 | 0 | 0 | 0 | 0 | 0 | 0 | 0 | 0 | 0 | 0 | 0 | 0 | 0 | 0 | 0 | 0 | 0 | 0 | 0 | 0 | 0 | 0
F4_Commercial_Other Health_New_Water Heating_Natural Gas_Water Heater_E10 | F4 | Commercial | Other Health | New | Water Heating | Natural Gas | Water Heater | E10 | RVT BC Ratio | 0 | 0 | 0 | 0 | 0 | 0 | 0 | 0 | 0 | 0 | 0 | 0 | 0 | 0 | 0 | 0 | 0 | 0 | 0 | 0 | 0 | 0 | 0 | 0 | 0 | 0 | 0 | 0 | 0 | 0 | 0 | 0 | 0
F5_Commercial_Other Health_New_Water Heating_Natural Gas_Water Heater_E1 | F5 | Commercial | Other Health | New | Water Heating | Natural Gas | Water Heater | E1 | RIM BC Ratio | bar: 2019 to 2051
F5_Commercial_Other Health_New_Water Heating_Natural Gas_Water Heater_E2 | F5 | Commercial | Other Health | New | Water Heating | Natural Gas | Water Heater | E2 | RIM BC Ratio | bar: 2019 to 2051
F5_Commercial_Other Health_New_Water Heating_Natural Gas_Water Heater_E3 | F5 | Commercial | Other Health | New | Water Heating | Natural Gas | Water Heater | E3 | RIM BC Ratio | 0.82784 | 0.8279 | 0.82797 | 0.82806 | 0.82815 | 0.82825 | 0.82834 | 0.82841 | 0.82849 | 0.82856 | 0.82862 | 0.82868 | 0.82873 | 0.82879 | 0.82886 | 0.82892 | 0.82899 | 0.82906 | 0.82913 | 0.82921 | 0.82928 | 0.82935 | 0.82941 | 0.82947 | 0.82951 | 0.82955 | 0.82958 | 0.8296 | 0.82962 | 0.82963 | 0.82965 | 0.82965 | 0.82965
F5_Commercial_Other Health_New_Water Heating_Natural Gas_Water Heater_E4 | F5 | Commercial | Other Health | New | Water Heating | Natural Gas | Water Heater | E4 | RIM BC Ratio | 0.82628 | 0.82636 | 0.82645 | 0.82655 | 0.82666 | 0.82679 | 0.82689 | 0.82698 | 0.82707 | 0.82716 | 0.82724 | 0.82731 | 0.82738 | 0.82745 | 0.82753 | 0.8276 | 0.82769 | 0.82777 | 0.82787 | 0.82796 | 0.82805 | 0.82813 | 0.82821 | 0.82828 | 0.82833 | 0.82838 | 0.82842 | 0.82844 | 0.82846 | 0.82848 | 0.8285 | 0.8285 | 0.8285
F5_Commercial_Other Health_New_Water Heating_Natural Gas_Water Heater_E5 | F5 | Commercial | Other Health | New | Water Heating | Natural Gas | Water Heater | E5 | RIM BC Ratio | 0.82223 | 0.82234 | 0.82247 | 0.82262 | 0.82279 | 0.82298 | 0.82313 | 0.82327 | 0.8234 | 0.82353 | 0.82365 | 0.82375 | 0.82385 | 0.82395 | 0.82407 | 0.82418 | 0.8243 | 0.82443 | 0.82457 | 0.82471 | 0.82484 | 0.82496 | 0.82508 | 0.82517 | 0.82526 | 0.82533 | 0.82538 | 0.82542 | 0.82545 | 0.82547 | 0.8255 | 0.82551 | 0.82551
F5_Commercial_Other Health_New_Water Heating_Natural Gas_Water Heater_E6 | F5 | Commercial | Other Health | New | Water Heating | Natural Gas | Water Heater | E6 | RIM BC Ratio | bar: 2019 to 2051
F5_Commercial_Other Health_New_Water Heating_Natural Gas_Water Heater_E7 | F5 | Commercial | Other Health | New | Water Heating | Natural Gas | Water Heater | E7 | RIM BC Ratio | 0.81459 | 0.81473 | 0.81494 | 0.81522 | 0.81557 | 0.81598 | 0.81627 | 0.81652 | 0.81674 | 0.81693 | 0.81708 | 0.81716 | 0.81725 | 0.81735 | 0.81752 | 0.81769 | 0.81791 | 0.81816 | 0.81845 | 0.81874 | 0.81904 | 0.81932 | 0.81957 | 0.81981 | 0.82002 | 0.82019 | 0.82031 | 0.8204 | 0.82047 | 0.82053 | 0.82059 | 0.82062 | 0.82062
F5_Commercial_Other Health_New_Water Heating_Natural Gas_Water Heater_E8 | F5 | Commercial | Other Health | New | Water Heating | Natural Gas | Water Heater | E8 | RIM BC Ratio | 0 | 0 | 0 | 0 | 0 | 0 | 0 | 0 | 0 | 0 | 0 | 0 | 0 | 0 | 0 | 0 | 0 | 0 | 0 | 0 | 0 | 0 | 0 | 0 | 0 | 0 | 0 | 0 | 0 | 0 | 0 | 0 | 0
F5_Commercial_Other Health_New_Water Heating_Natural Gas_Water Heater_E9 | F5 | Commercial | Other Health | New | Water Heating | Natural Gas | Water Heater | E9 | RIM BC Ratio | 0 | 0 | 0 | 0 | 0 | 0 | 0 | 0 | 0 | 0 | 0 | 0 | 0 | 0 | 0 | 0 | 0 | 0 | 0 | 0 | 0 | 0 | 0 | 0 | 0 | 0 | 0 | 0 | 0 | 0 | 0 | 0 | 0
F5_Commercial_Other Health_New_Water Heating_Natural Gas_Water Heater_E10 | F5 | Commercial | Other Health | New | Water Heating | Natural Gas | Water Heater | E10 | RIM BC Ratio | 0 | 0 | 0 | 0 | 0 | 0 | 0 | 0 | 0 | 0 | 0 | 0 | 0 | 0 | 0 | 0 | 0 | 0 | 0 | 0 | 0 | 0 | 0 | 0 | 0 | 0 | 0 | 0 | 0 | 0 | 0 | 0 | 0
F0_Commercial_Other Health_New_Food Preparation_Natural Gas_Oven_E0 | F0 | Commercial | Other Health | New | Food Preparation | Natural Gas | Oven | E0 | Economic Unit | ENERGY STAR (>44% Baking Efficiency) | ENERGY STAR (>44% Baking Efficiency) | ENERGY STAR (>44% Baking Efficiency) | ENERGY STAR (>44% Baking Efficiency) | ENERGY STAR (>44% Baking Efficiency) | ENERGY STAR (>44% Baking Efficiency) | ENERGY STAR (>44% Baking Efficiency) | ENERGY STAR (>44% Baking Efficiency) | ENERGY STAR (>44% Baking Efficiency) | ENERGY STAR (>44% Baking Efficiency) | ENERGY STAR (>44% Baking Efficiency) | ENERGY STAR (>44% Baking Efficiency) | ENERGY STAR (>44% Baking Efficiency) | ENERGY STAR (>44% Baking Efficiency) | ENERGY STAR (>44% Baking Efficiency) | ENERGY STAR (>44% Baking Efficiency) | ENERGY STAR (>44% Baking Efficiency) | ENERGY STAR (>44% Baking Efficiency) | ENERGY STAR (>44% Baking Efficiency) | ENERGY STAR (>44% Baking Efficiency) | ENERGY STAR (>44% Baking Efficiency) | ENERGY STAR (>44% Baking Efficiency) | ENERGY STAR (>44% Baking Efficiency) | ENERGY STAR (>44% Baking Efficiency) | ENERGY STAR (>44% Baking Efficiency) | ENERGY STAR (>44% Baking Efficiency) | ENERGY STAR (>44% Baking Efficiency) | ENERGY STAR (>44% Baking Efficiency) | ENERGY STAR (>44% Baking Efficiency) | ENERGY STAR (>44% Baking Efficiency) | ENERGY STAR (>44% Baking Efficiency) | ENERGY STAR (>44% Baking Efficiency) | ENERGY STAR (>44% Baking Efficiency)
F1_Commercial_Other Health_New_Food Preparation_Natural Gas_Oven_E1 | F1 | Commercial | Other Health | New | Food Preparation | Natural Gas | Oven | E1 | CCE | 0 | 0 | 0 | 0 | 0 | 0 | 0 | 0 | 0 | 0 | 0 | 0 | 0 | 0 | 0 | 0 | 0 | 0 | 0 | 0 | 0 | 0 | 0 | 0 | 0 | 0 | 0 | 0 | 0 | 0 | 0 | 0 | 0
F1_Commercial_Other Health_New_Food Preparation_Natural Gas_Oven_E2 | F1 | Commercial | Other Health | New | Food Preparation | Natural Gas | Oven | E2 | CCE | 0.52905 | 0.52905 | 0.52905 | 0.52905 | 0.52905 | 0.52905 | 0.52905 | 0.52905 | 0.52905 | 0.52905 | 0.52905 | 0.52905 | 0.52905 | 0.52905 | 0.52905 | 0.52905 | 0.52905 | 0.52905 | 0.52905 | 0.52905 | 0.52905 | 0.52905 | 0.52905 | 0.52905 | 0.52905 | 0.52905 | 0.52905 | 0.52905 | 0.52905 | 0.52905 | 0.52905 | 0.52905 | 0.52905
F1_Commercial_Other Health_New_Food Preparation_Natural Gas_Oven_E3 | F1 | Commercial | Other Health | New | Food Preparation | Natural Gas | Oven | E3 | CCE | 0 | 0 | 0 | 0 | 0 | 0 | 0 | 0 | 0 | 0 | 0 | 0 | 0 | 0 | 0 | 0 | 0 | 0 | 0 | 0 | 0 | 0 | 0 | 0 | 0 | 0 | 0 | 0 | 0 | 0 | 0 | 0 | 0
F1_Commercial_Other Health_New_Food Preparation_Natural Gas_Oven_E4 | F1 | Commercial | Other Health | New | Food Preparation | Natural Gas | Oven | E4 | CCE | 0 | 0 | 0 | 0 | 0 | 0 | 0 | 0 | 0 | 0 | 0 | 0 | 0 | 0 | 0 | 0 | 0 | 0 | 0 | 0 | 0 | 0 | 0 | 0 | 0 | 0 | 0 | 0 | 0 | 0 | 0 | 0 | 0
F1_Commercial_Other Health_New_Food Preparation_Natural Gas_Oven_E5 | F1 | Commercial | Other Health | New | Food Preparation | Natural Gas | Oven | E5 | CCE | 0 | 0 | 0 | 0 | 0 | 0 | 0 | 0 | 0 | 0 | 0 | 0 | 0 | 0 | 0 | 0 | 0 | 0 | 0 | 0 | 0 | 0 | 0 | 0 | 0 | 0 | 0 | 0 | 0 | 0 | 0 | 0 | 0
F1_Commercial_Other Health_New_Food Preparation_Natural Gas_Oven_E6 | F1 | Commercial | Other Health | New | Food Preparation | Natural Gas | Oven | E6 | CCE | 0 | 0 | 0 | 0 | 0 | 0 | 0 | 0 | 0 | 0 | 0 | 0 | 0 | 0 | 0 | 0 | 0 | 0 | 0 | 0 | 0 | 0 | 0 | 0 | 0 | 0 | 0 | 0 | 0 | 0 | 0 | 0 | 0
F1_Commercial_Other Health_New_Food Preparation_Natural Gas_Oven_E7 | F1 | Commercial | Other Health | New | Food Preparation | Natural Gas | Oven | E7 | CCE | 0 | 0 | 0 | 0 | 0 | 0 | 0 | 0 | 0 | 0 | 0 | 0 | 0 | 0 | 0 | 0 | 0 | 0 | 0 | 0 | 0 | 0 | 0 | 0 | 0 | 0 | 0 | 0 | 0 | 0 | 0 | 0 | 0
F1_Commercial_Other Health_New_Food Preparation_Natural Gas_Oven_E8 | F1 | Commercial | Other Health | New | Food Preparation | Natural Gas | Oven | E8 | CCE | 0 | 0 | 0 | 0 | 0 | 0 | 0 | 0 | 0 | 0 | 0 | 0 | 0 | 0 | 0 | 0 | 0 | 0 | 0 | 0 | 0 | 0 | 0 | 0 | 0 | 0 | 0 | 0 | 0 | 0 | 0 | 0 | 0
F1_Commercial_Other Health_New_Food Preparation_Natural Gas_Oven_E9 | F1 | Commercial | Other Health | New | Food Preparation | Natural Gas | Oven | E9 | CCE | 0 | 0 | 0 | 0 | 0 | 0 | 0 | 0 | 0 | 0 | 0 | 0 | 0 | 0 | 0 | 0 | 0 | 0 | 0 | 0 | 0 | 0 | 0 | 0 | 0 | 0 | 0 | 0 | 0 | 0 | 0 | 0 | 0
F1_Commercial_Other Health_New_Food Preparation_Natural Gas_Oven_E10 | F1 | Commercial | Other Health | New | Food Preparation | Natural Gas | Oven | E10 | CCE | 0 | 0 | 0 | 0 | 0 | 0 | 0 | 0 | 0 | 0 | 0 | 0 | 0 | 0 | 0 | 0 | 0 | 0 | 0 | 0 | 0 | 0 | 0 | 0 | 0 | 0 | 0 | 0 | 0 | 0 | 0 | 0 | 0
F2_Commercial_Other Health_New_Food Preparation_Natural Gas_Oven_E1 | F2 | Commercial | Other Health | New | Food Preparation | Natural Gas | Oven | E1 | TRC BC Ratio | bar: 2019 to 2051
F2_Commercial_Other Health_New_Food Preparation_Natural Gas_Oven_E2 | F2 | Commercial | Other Health | New | Food Preparation | Natural Gas | Oven | E2 | TRC BC Ratio | 2.6596 | 2.6798 | 2.7025 | 2.7274 | 2.7558 | 2.7887 | 2.8153 | 2.8409 | 2.8669 | 2.8939 | 2.9197 | 2.9434 | 2.9676 | 2.9931 | 3.0212 | 3.0486 | 3.0777 | 3.1085 | 3.1406 | 3.1733 | 3.2062 | 3.2371 | 3.2649 | 3.2895 | 3.3108 | 3.3291 | 3.3418 | 3.3512 | 3.3594 | 3.3664 | 3.3733 | 3.3764 | 3.3764
F2_Commercial_Other Health_New_Food Preparation_Natural Gas_Oven_E3 | F2 | Commercial | Other Health | New | Food Preparation | Natural Gas | Oven | E3 | TRC BC Ratio | 0 | 0 | 0 | 0 | 0 | 0 | 0 | 0 | 0 | 0 | 0 | 0 | 0 | 0 | 0 | 0 | 0 | 0 | 0 | 0 | 0 | 0 | 0 | 0 | 0 | 0 | 0 | 0 | 0 | 0 | 0 | 0 | 0
F2_Commercial_Other Health_New_Food Preparation_Natural Gas_Oven_E4 | F2 | Commercial | Other Health | New | Food Preparation | Natural Gas | Oven | E4 | TRC BC Ratio | 0 | 0 | 0 | 0 | 0 | 0 | 0 | 0 | 0 | 0 | 0 | 0 | 0 | 0 | 0 | 0 | 0 | 0 | 0 | 0 | 0 | 0 | 0 | 0 | 0 | 0 | 0 | 0 | 0 | 0 | 0 | 0 | 0
F2_Commercial_Other Health_New_Food Preparation_Natural Gas_Oven_E5 | F2 | Commercial | Other Health | New | Food Preparation | Natural Gas | Oven | E5 | TRC BC Ratio | 0 | 0 | 0 | 0 | 0 | 0 | 0 | 0 | 0 | 0 | 0 | 0 | 0 | 0 | 0 | 0 | 0 | 0 | 0 | 0 | 0 | 0 | 0 | 0 | 0 | 0 | 0 | 0 | 0 | 0 | 0 | 0 | 0
F2_Commercial_Other Health_New_Food Preparation_Natural Gas_Oven_E6 | F2 | Commercial | Other Health | New | Food Preparation | Natural Gas | Oven | E6 | TRC BC Ratio | 0 | 0 | 0 | 0 | 0 | 0 | 0 | 0 | 0 | 0 | 0 | 0 | 0 | 0 | 0 | 0 | 0 | 0 | 0 | 0 | 0 | 0 | 0 | 0 | 0 | 0 | 0 | 0 | 0 | 0 | 0 | 0 | 0
F2_Commercial_Other Health_New_Food Preparation_Natural Gas_Oven_E7 | F2 | Commercial | Other Health | New | Food Preparation | Natural Gas | Oven | E7 | TRC BC Ratio | 0 | 0 | 0 | 0 | 0 | 0 | 0 | 0 | 0 | 0 | 0 | 0 | 0 | 0 | 0 | 0 | 0 | 0 | 0 | 0 | 0 | 0 | 0 | 0 | 0 | 0 | 0 | 0 | 0 | 0 | 0 | 0 | 0
F2_Commercial_Other Health_New_Food Preparation_Natural Gas_Oven_E8 | F2 | Commercial | Other Health | New | Food Preparation | Natural Gas | Oven | E8 | TRC BC Ratio | 0 | 0 | 0 | 0 | 0 | 0 | 0 | 0 | 0 | 0 | 0 | 0 | 0 | 0 | 0 | 0 | 0 | 0 | 0 | 0 | 0 | 0 | 0 | 0 | 0 | 0 | 0 | 0 | 0 | 0 | 0 | 0 | 0
F2_Commercial_Other Health_New_Food Preparation_Natural Gas_Oven_E9 | F2 | Commercial | Other Health | New | Food Preparation | Natural Gas | Oven | E9 | TRC BC Ratio | 0 | 0 | 0 | 0 | 0 | 0 | 0 | 0 | 0 | 0 | 0 | 0 | 0 | 0 | 0 | 0 | 0 | 0 | 0 | 0 | 0 | 0 | 0 | 0 | 0 | 0 | 0 | 0 | 0 | 0 | 0 | 0 | 0
F2_Commercial_Other Health_New_Food Preparation_Natural Gas_Oven_E10 | F2 | Commercial | Other Health | New | Food Preparation | Natural Gas | Oven | E10 | TRC BC Ratio | 0 | 0 | 0 | 0 | 0 | 0 | 0 | 0 | 0 | 0 | 0 | 0 | 0 | 0 | 0 | 0 | 0 | 0 | 0 | 0 | 0 | 0 | 0 | 0 | 0 | 0 | 0 | 0 | 0 | 0 | 0 | 0 | 0
F3_Commercial_Other Health_New_Food Preparation_Natural Gas_Oven_E1 | F3 | Commercial | Other Health | New | Food Preparation | Natural Gas | Oven | E1 | PACT BC Ratio | bar: 2019 to 2051
F3_Commercial_Other Health_New_Food Preparation_Natural Gas_Oven_E2 | F3 | Commercial | Other Health | New | Food Preparation | Natural Gas | Oven | E2 | PACT BC Ratio | 3.5461 | 3.5731 | 3.6033 | 3.6366 | 3.6744 | 3.7182 | 3.7538 | 3.7879 | 3.8225 | 3.8586 | 3.893 | 3.9245 | 3.9568 | 3.9908 | 4.0282 | 4.0648 | 4.1037 | 4.1447 | 4.1874 | 4.2311 | 4.275 | 4.3161 | 4.3532 | 4.386 | 4.4144 | 4.4388 | 4.4557 | 4.4683 | 4.4792 | 4.4885 | 4.4978 | 4.5018 | 4.5018
F3_Commercial_Other Health_New_Food Preparation_Natural Gas_Oven_E3 | F3 | Commercial | Other Health | New | Food Preparation | Natural Gas | Oven | E3 | PACT BC Ratio | 0 | 0 | 0 | 0 | 0 | 0 | 0 | 0 | 0 | 0 | 0 | 0 | 0 | 0 | 0 | 0 | 0 | 0 | 0 | 0 | 0 | 0 | 0 | 0 | 0 | 0 | 0 | 0 | 0 | 0 | 0 | 0 | 0
F3_Commercial_Other Health_New_Food Preparation_Natural Gas_Oven_E4 | F3 | Commercial | Other Health | New | Food Preparation | Natural Gas | Oven | E4 | PACT BC Ratio | 0 | 0 | 0 | 0 | 0 | 0 | 0 | 0 | 0 | 0 | 0 | 0 | 0 | 0 | 0 | 0 | 0 | 0 | 0 | 0 | 0 | 0 | 0 | 0 | 0 | 0 | 0 | 0 | 0 | 0 | 0 | 0 | 0
F3_Commercial_Other Health_New_Food Preparation_Natural Gas_Oven_E5 | F3 | Commercial | Other Health | New | Food Preparation | Natural Gas | Oven | E5 | PACT BC Ratio | 0 | 0 | 0 | 0 | 0 | 0 | 0 | 0 | 0 | 0 | 0 | 0 | 0 | 0 | 0 | 0 | 0 | 0 | 0 | 0 | 0 | 0 | 0 | 0 | 0 | 0 | 0 | 0 | 0 | 0 | 0 | 0 | 0
F3_Commercial_Other Health_New_Food Preparation_Natural Gas_Oven_E6 | F3 | Commercial | Other Health | New | Food Preparation | Natural Gas | Oven | E6 | PACT BC Ratio | 0 | 0 | 0 | 0 | 0 | 0 | 0 | 0 | 0 | 0 | 0 | 0 | 0 | 0 | 0 | 0 | 0 | 0 | 0 | 0 | 0 | 0 | 0 | 0 | 0 | 0 | 0 | 0 | 0 | 0 | 0 | 0 | 0
F3_Commercial_Other Health_New_Food Preparation_Natural Gas_Oven_E7 | F3 | Commercial | Other Health | New | Food Preparation | Natural Gas | Oven | E7 | PACT BC Ratio | 0 | 0 | 0 | 0 | 0 | 0 | 0 | 0 | 0 | 0 | 0 | 0 | 0 | 0 | 0 | 0 | 0 | 0 | 0 | 0 | 0 | 0 | 0 | 0 | 0 | 0 | 0 | 0 | 0 | 0 | 0 | 0 | 0
F3_Commercial_Other Health_New_Food Preparation_Natural Gas_Oven_E8 | F3 | Commercial | Other Health | New | Food Preparation | Natural Gas | Oven | E8 | PACT BC Ratio | 0 | 0 | 0 | 0 | 0 | 0 | 0 | 0 | 0 | 0 | 0 | 0 | 0 | 0 | 0 | 0 | 0 | 0 | 0 | 0 | 0 | 0 | 0 | 0 | 0 | 0 | 0 | 0 | 0 | 0 | 0 | 0 | 0
F3_Commercial_Other Health_New_Food Preparation_Natural Gas_Oven_E9 | F3 | Commercial | Other Health | New | Food Preparation | Natural Gas | Oven | E9 | PACT BC Ratio | 0 | 0 | 0 | 0 | 0 | 0 | 0 | 0 | 0 | 0 | 0 | 0 | 0 | 0 | 0 | 0 | 0 | 0 | 0 | 0 | 0 | 0 | 0 | 0 | 0 | 0 | 0 | 0 | 0 | 0 | 0 | 0 | 0
F3_Commercial_Other Health_New_Food Preparation_Natural Gas_Oven_E10 | F3 | Commercial | Other Health | New | Food Preparation | Natural Gas | Oven | E10 | PACT BC Ratio | 0 | 0 | 0 | 0 | 0 | 0 | 0 | 0 | 0 | 0 | 0 | 0 | 0 | 0 | 0 | 0 | 0 | 0 | 0 | 0 | 0 | 0 | 0 | 0 | 0 | 0 | 0 | 0 | 0 | 0 | 0 | 0 | 0
F4_Commercial_Other Health_New_Food Preparation_Natural Gas_Oven_E1 | F4 | Commercial | Other Health | New | Food Preparation | Natural Gas | Oven | E1 | RVT BC Ratio | bar: 2019 to 2051
F4_Commercial_Other Health_New_Food Preparation_Natural Gas_Oven_E2 | F4 | Commercial | Other Health | New | Food Preparation | Natural Gas | Oven | E2 | RVT BC Ratio | 4.5236 | 4.5528 | 4.5853 | 4.6211 | 4.662 | 4.7092 | 4.7475 | 4.7843 | 4.8216 | 4.8605 | 4.8976 | 4.9317 | 4.9665 | 5.0031 | 5.0435 | 5.0829 | 5.1248 | 5.169 | 5.2151 | 5.2622 | 5.3095 | 5.3539 | 5.3939 | 5.4293 | 5.4599 | 5.4862 | 5.5044 | 5.518 | 5.5298 | 5.5398 | 5.5498 | 5.5542 | 5.5542
F4_Commercial_Other Health_New_Food Preparation_Natural Gas_Oven_E3 | F4 | Commercial | Other Health | New | Food Preparation | Natural Gas | Oven | E3 | RVT BC Ratio | 0 | 0 | 0 | 0 | 0 | 0 | 0 | 0 | 0 | 0 | 0 | 0 | 0 | 0 | 0 | 0 | 0 | 0 | 0 | 0 | 0 | 0 | 0 | 0 | 0 | 0 | 0 | 0 | 0 | 0 | 0 | 0 | 0
F4_Commercial_Other Health_New_Food Preparation_Natural Gas_Oven_E4 | F4 | Commercial | Other Health | New | Food Preparation | Natural Gas | Oven | E4 | RVT BC Ratio | 0 | 0 | 0 | 0 | 0 | 0 | 0 | 0 | 0 | 0 | 0 | 0 | 0 | 0 | 0 | 0 | 0 | 0 | 0 | 0 | 0 | 0 | 0 | 0 | 0 | 0 | 0 | 0 | 0 | 0 | 0 | 0 | 0
F4_Commercial_Other Health_New_Food Preparation_Natural Gas_Oven_E5 | F4 | Commercial | Other Health | New | Food Preparation | Natural Gas | Oven | E5 | RVT BC Ratio | 0 | 0 | 0 | 0 | 0 | 0 | 0 | 0 | 0 | 0 | 0 | 0 | 0 | 0 | 0 | 0 | 0 | 0 | 0 | 0 | 0 | 0 | 0 | 0 | 0 | 0 | 0 | 0 | 0 | 0 | 0 | 0 | 0
F4_Commercial_Other Health_New_Food Preparation_Natural Gas_Oven_E6 | F4 | Commercial | Other Health | New | Food Preparation | Natural Gas | Oven | E6 | RVT BC Ratio | 0 | 0 | 0 | 0 | 0 | 0 | 0 | 0 | 0 | 0 | 0 | 0 | 0 | 0 | 0 | 0 | 0 | 0 | 0 | 0 | 0 | 0 | 0 | 0 | 0 | 0 | 0 | 0 | 0 | 0 | 0 | 0 | 0
F4_Commercial_Other Health_New_Food Preparation_Natural Gas_Oven_E7 | F4 | Commercial | Other Health | New | Food Preparation | Natural Gas | Oven | E7 | RVT BC Ratio | 0 | 0 | 0 | 0 | 0 | 0 | 0 | 0 | 0 | 0 | 0 | 0 | 0 | 0 | 0 | 0 | 0 | 0 | 0 | 0 | 0 | 0 | 0 | 0 | 0 | 0 | 0 | 0 | 0 | 0 | 0 | 0 | 0
F4_Commercial_Other Health_New_Food Preparation_Natural Gas_Oven_E8 | F4 | Commercial | Other Health | New | Food Preparation | Natural Gas | Oven | E8 | RVT BC Ratio | 0 | 0 | 0 | 0 | 0 | 0 | 0 | 0 | 0 | 0 | 0 | 0 | 0 | 0 | 0 | 0 | 0 | 0 | 0 | 0 | 0 | 0 | 0 | 0 | 0 | 0 | 0 | 0 | 0 | 0 | 0 | 0 | 0
F4_Commercial_Other Health_New_Food Preparation_Natural Gas_Oven_E9 | F4 | Commercial | Other Health | New | Food Preparation | Natural Gas | Oven | E9 | RVT BC Ratio | 0 | 0 | 0 | 0 | 0 | 0 | 0 | 0 | 0 | 0 | 0 | 0 | 0 | 0 | 0 | 0 | 0 | 0 | 0 | 0 | 0 | 0 | 0 | 0 | 0 | 0 | 0 | 0 | 0 | 0 | 0 | 0 | 0
F4_Commercial_Other Health_New_Food Preparation_Natural Gas_Oven_E10 | F4 | Commercial | Other Health | New | Food Preparation | Natural Gas | Oven | E10 | RVT BC Ratio | 0 | 0 | 0 | 0 | 0 | 0 | 0 | 0 | 0 | 0 | 0 | 0 | 0 | 0 | 0 | 0 | 0 | 0 | 0 | 0 | 0 | 0 | 0 | 0 | 0 | 0 | 0 | 0 | 0 | 0 | 0 | 0 | 0
F5_Commercial_Other Health_New_Food Preparation_Natural Gas_Oven_E1 | F5 | Commercial | Other Health | New | Food Preparation | Natural Gas | Oven | E1 | RIM BC Ratio | bar: 2019 to 2051
F5_Commercial_Other Health_New_Food Preparation_Natural Gas_Oven_E2 | F5 | Commercial | Other Health | New | Food Preparation | Natural Gas | Oven | E2 | RIM BC Ratio | 0.67565 | 0.67662 | 0.6777 | 0.67886 | 0.68017 | 0.68166 | 0.68284 | 0.68396 | 0.68508 | 0.68623 | 0.68731 | 0.68829 | 0.68928 | 0.6903 | 0.69141 | 0.69248 | 0.6936 | 0.69476 | 0.69595 | 0.69715 | 0.69833 | 0.69942 | 0.70039 | 0.70123 | 0.70195 | 0.70257 | 0.70299 | 0.7033 | 0.70357 | 0.7038 | 0.70403 | 0.70413 | 0.70413
F5_Commercial_Other Health_New_Food Preparation_Natural Gas_Oven_E3 | F5 | Commercial | Other Health | New | Food Preparation | Natural Gas | Oven | E3 | RIM BC Ratio | 0 | 0 | 0 | 0 | 0 | 0 | 0 | 0 | 0 | 0 | 0 | 0 | 0 | 0 | 0 | 0 | 0 | 0 | 0 | 0 | 0 | 0 | 0 | 0 | 0 | 0 | 0 | 0 | 0 | 0 | 0 | 0 | 0
F5_Commercial_Other Health_New_Food Preparation_Natural Gas_Oven_E4 | F5 | Commercial | Other Health | New | Food Preparation | Natural Gas | Oven | E4 | RIM BC Ratio | 0 | 0 | 0 | 0 | 0 | 0 | 0 | 0 | 0 | 0 | 0 | 0 | 0 | 0 | 0 | 0 | 0 | 0 | 0 | 0 | 0 | 0 | 0 | 0 | 0 | 0 | 0 | 0 | 0 | 0 | 0 | 0 | 0
F5_Commercial_Other Health_New_Food Preparation_Natural Gas_Oven_E5 | F5 | Commercial | Other Health | New | Food Preparation | Natural Gas | Oven | E5 | RIM BC Ratio | 0 | 0 | 0 | 0 | 0 | 0 | 0 | 0 | 0 | 0 | 0 | 0 | 0 | 0 | 0 | 0 | 0 | 0 | 0 | 0 | 0 | 0 | 0 | 0 | 0 | 0 | 0 | 0 | 0 | 0 | 0 | 0 | 0
F5_Commercial_Other Health_New_Food Preparation_Natural Gas_Oven_E6 | F5 | Commercial | Other Health | New | Food Preparation | Natural Gas | Oven | E6 | RIM BC Ratio | 0 | 0 | 0 | 0 | 0 | 0 | 0 | 0 | 0 | 0 | 0 | 0 | 0 | 0 | 0 | 0 | 0 | 0 | 0 | 0 | 0 | 0 | 0 | 0 | 0 | 0 | 0 | 0 | 0 | 0 | 0 | 0 | 0
F5_Commercial_Other Health_New_Food Preparation_Natural Gas_Oven_E7 | F5 | Commercial | Other Health | New | Food Preparation | Natural Gas | Oven | E7 | RIM BC Ratio | 0 | 0 | 0 | 0 | 0 | 0 | 0 | 0 | 0 | 0 | 0 | 0 | 0 | 0 | 0 | 0 | 0 | 0 | 0 | 0 | 0 | 0 | 0 | 0 | 0 | 0 | 0 | 0 | 0 | 0 | 0 | 0 | 0
F5_Commercial_Other Health_New_Food Preparation_Natural Gas_Oven_E8 | F5 | Commercial | Other Health | New | Food Preparation | Natural Gas | Oven | E8 | RIM BC Ratio | 0 | 0 | 0 | 0 | 0 | 0 | 0 | 0 | 0 | 0 | 0 | 0 | 0 | 0 | 0 | 0 | 0 | 0 | 0 | 0 | 0 | 0 | 0 | 0 | 0 | 0 | 0 | 0 | 0 | 0 | 0 | 0 | 0
F5_Commercial_Other Health_New_Food Preparation_Natural Gas_Oven_E9 | F5 | Commercial | Other Health | New | Food Preparation | Natural Gas | Oven | E9 | RIM BC Ratio | 0 | 0 | 0 | 0 | 0 | 0 | 0 | 0 | 0 | 0 | 0 | 0 | 0 | 0 | 0 | 0 | 0 | 0 | 0 | 0 | 0 | 0 | 0 | 0 | 0 | 0 | 0 | 0 | 0 | 0 | 0 | 0 | 0
F5_Commercial_Other Health_New_Food Preparation_Natural Gas_Oven_E10 | F5 | Commercial | Other Health | New | Food Preparation | Natural Gas | Oven | E10 | RIM BC Ratio | 0 | 0 | 0 | 0 | 0 | 0 | 0 | 0 | 0 | 0 | 0 | 0 | 0 | 0 | 0 | 0 | 0 | 0 | 0 | 0 | 0 | 0 | 0 | 0 | 0 | 0 | 0 | 0 | 0 | 0 | 0 | 0 | 0
F0_Commercial_Other Health_New_Food Preparation_Natural Gas_Conveyor Oven_E0 | F0 | Commercial | Other Health | New | Food Preparation | Natural Gas | Conveyor Oven | E0 | Economic Unit | Efficient (>44% Baking Efficiency) | Efficient (>44% Baking Efficiency) | Efficient (>44% Baking Efficiency) | Efficient (>44% Baking Efficiency) | Efficient (>44% Baking Efficiency) | Efficient (>44% Baking Efficiency) | Efficient (>44% Baking Efficiency) | Efficient (>44% Baking Efficiency) | Efficient (>44% Baking Efficiency) | Efficient (>44% Baking Efficiency) | Efficient (>44% Baking Efficiency) | Efficient (>44% Baking Efficiency) | Efficient (>44% Baking Efficiency) | Efficient (>44% Baking Efficiency) | Efficient (>44% Baking Efficiency) | Efficient (>44% Baking Efficiency) | Efficient (>44% Baking Efficiency) | Efficient (>44% Baking Efficiency) | Efficient (>44% Baking Efficiency) | Efficient (>44% Baking Efficiency) | Efficient (>44% Baking Efficiency) | Efficient (>44% Baking Efficiency) | Efficient (>44% Baking Efficiency) | Efficient (>44% Baking Efficiency) | Efficient (>44% Baking Efficiency) | Efficient (>44% Baking Efficiency) | Efficient (>44% Baking Efficiency) | Efficient (>44% Baking Efficiency) | Efficient (>44% Baking Efficiency) | Efficient (>44% Baking Efficiency) | Efficient (>44% Baking Efficiency) | Efficient (>44% Baking Efficiency) | Efficient (>44% Baking Efficiency)
F1_Commercial_Other Health_New_Food Preparation_Natural Gas_Conveyor Oven_E1 | F1 | Commercial | Other Health | New | Food Preparation | Natural Gas | Conveyor Oven | E1 | CCE | 0 | 0 | 0 | 0 | 0 | 0 | 0 | 0 | 0 | 0 | 0 | 0 | 0 | 0 | 0 | 0 | 0 | 0 | 0 | 0 | 0 | 0 | 0 | 0 | 0 | 0 | 0 | 0 | 0 | 0 | 0 | 0 | 0
F1_Commercial_Other Health_New_Food Preparation_Natural Gas_Conveyor Oven_E2 | F1 | Commercial | Other Health | New | Food Preparation | Natural Gas | Conveyor Oven | E2 | CCE | 0.35475 | 0.35475 | 0.35475 | 0.35475 | 0.35475 | 0.35475 | 0.35475 | 0.35475 | 0.35475 | 0.35475 | 0.35475 | 0.35475 | 0.35475 | 0.35475 | 0.35475 | 0.35475 | 0.35475 | 0.35475 | 0.35475 | 0.35475 | 0.35475 | 0.35475 | 0.35475 | 0.35475 | 0.35475 | 0.35475 | 0.35475 | 0.35475 | 0.35475 | 0.35475 | 0.35475 | 0.35475 | 0.35475
F1_Commercial_Other Health_New_Food Preparation_Natural Gas_Conveyor Oven_E3 | F1 | Commercial | Other Health | New | Food Preparation | Natural Gas | Conveyor Oven | E3 | CCE | 0 | 0 | 0 | 0 | 0 | 0 | 0 | 0 | 0 | 0 | 0 | 0 | 0 | 0 | 0 | 0 | 0 | 0 | 0 | 0 | 0 | 0 | 0 | 0 | 0 | 0 | 0 | 0 | 0 | 0 | 0 | 0 | 0
F1_Commercial_Other Health_New_Food Preparation_Natural Gas_Conveyor Oven_E4 | F1 | Commercial | Other Health | New | Food Preparation | Natural Gas | Conveyor Oven | E4 | CCE | 0 | 0 | 0 | 0 | 0 | 0 | 0 | 0 | 0 | 0 | 0 | 0 | 0 | 0 | 0 | 0 | 0 | 0 | 0 | 0 | 0 | 0 | 0 | 0 | 0 | 0 | 0 | 0 | 0 | 0 | 0 | 0 | 0
F1_Commercial_Other Health_New_Food Preparation_Natural Gas_Conveyor Oven_E5 | F1 | Commercial | Other Health | New | Food Preparation | Natural Gas | Conveyor Oven | E5 | CCE | 0 | 0 | 0 | 0 | 0 | 0 | 0 | 0 | 0 | 0 | 0 | 0 | 0 | 0 | 0 | 0 | 0 | 0 | 0 | 0 | 0 | 0 | 0 | 0 | 0 | 0 | 0 | 0 | 0 | 0 | 0 | 0 | 0
F1_Commercial_Other Health_New_Food Preparation_Natural Gas_Conveyor Oven_E6 | F1 | Commercial | Other Health | New | Food Preparation | Natural Gas | Conveyor Oven | E6 | CCE | 0 | 0 | 0 | 0 | 0 | 0 | 0 | 0 | 0 | 0 | 0 | 0 | 0 | 0 | 0 | 0 | 0 | 0 | 0 | 0 | 0 | 0 | 0 | 0 | 0 | 0 | 0 | 0 | 0 | 0 | 0 | 0 | 0
F1_Commercial_Other Health_New_Food Preparation_Natural Gas_Conveyor Oven_E7 | F1 | Commercial | Other Health | New | Food Preparation | Natural Gas | Conveyor Oven | E7 | CCE | 0 | 0 | 0 | 0 | 0 | 0 | 0 | 0 | 0 | 0 | 0 | 0 | 0 | 0 | 0 | 0 | 0 | 0 | 0 | 0 | 0 | 0 | 0 | 0 | 0 | 0 | 0 | 0 | 0 | 0 | 0 | 0 | 0
F1_Commercial_Other Health_New_Food Preparation_Natural Gas_Conveyor Oven_E8 | F1 | Commercial | Other Health | New | Food Preparation | Natural Gas | Conveyor Oven | E8 | CCE | 0 | 0 | 0 | 0 | 0 | 0 | 0 | 0 | 0 | 0 | 0 | 0 | 0 | 0 | 0 | 0 | 0 | 0 | 0 | 0 | 0 | 0 | 0 | 0 | 0 | 0 | 0 | 0 | 0 | 0 | 0 | 0 | 0
F1_Commercial_Other Health_New_Food Preparation_Natural Gas_Conveyor Oven_E9 | F1 | Commercial | Other Health | New | Food Preparation | Natural Gas | Conveyor Oven | E9 | CCE | 0 | 0 | 0 | 0 | 0 | 0 | 0 | 0 | 0 | 0 | 0 | 0 | 0 | 0 | 0 | 0 | 0 | 0 | 0 | 0 | 0 | 0 | 0 | 0 | 0 | 0 | 0 | 0 | 0 | 0 | 0 | 0 | 0
F1_Commercial_Other Health_New_Food Preparation_Natural Gas_Conveyor Oven_E10 | F1 | Commercial | Other Health | New | Food Preparation | Natural Gas | Conveyor Oven | E10 | CCE | 0 | 0 | 0 | 0 | 0 | 0 | 0 | 0 | 0 | 0 | 0 | 0 | 0 | 0 | 0 | 0 | 0 | 0 | 0 | 0 | 0 | 0 | 0 | 0 | 0 | 0 | 0 | 0 | 0 | 0 | 0 | 0 | 0
F2_Commercial_Other Health_New_Food Preparation_Natural Gas_Conveyor Oven_E1 | F2 | Commercial | Other Health | New | Food Preparation | Natural Gas | Conveyor Oven | E1 | TRC BC Ratio | bar: 2019 to 2051
F2_Commercial_Other Health_New_Food Preparation_Natural Gas_Conveyor Oven_E2 | F2 | Commercial | Other Health | New | Food Preparation | Natural Gas | Conveyor Oven | E2 | TRC BC Ratio | 4.0477 | 4.0772 | 4.1092 | 4.1444 | 4.1846 | 4.2312 | 4.2722 | 4.3136 | 4.3565 | 4.4011 | 4.4439 | 4.4835 | 4.5223 | 4.561 | 4.6015 | 4.64 | 4.6797 | 4.7203 | 4.7612 | 4.8019 | 4.8418 | 4.8782 | 4.9108 | 4.9395 | 4.9644 | 4.9858 | 5.0006 | 5.0116 | 5.0212 | 5.0293 | 5.0374 | 5.041 | 5.041
F2_Commercial_Other Health_New_Food Preparation_Natural Gas_Conveyor Oven_E3 | F2 | Commercial | Other Health | New | Food Preparation | Natural Gas | Conveyor Oven | E3 | TRC BC Ratio | 0 | 0 | 0 | 0 | 0 | 0 | 0 | 0 | 0 | 0 | 0 | 0 | 0 | 0 | 0 | 0 | 0 | 0 | 0 | 0 | 0 | 0 | 0 | 0 | 0 | 0 | 0 | 0 | 0 | 0 | 0 | 0 | 0
F2_Commercial_Other Health_New_Food Preparation_Natural Gas_Conveyor Oven_E4 | F2 | Commercial | Other Health | New | Food Preparation | Natural Gas | Conveyor Oven | E4 | TRC BC Ratio | 0 | 0 | 0 | 0 | 0 | 0 | 0 | 0 | 0 | 0 | 0 | 0 | 0 | 0 | 0 | 0 | 0 | 0 | 0 | 0 | 0 | 0 | 0 | 0 | 0 | 0 | 0 | 0 | 0 | 0 | 0 | 0 | 0
F2_Commercial_Other Health_New_Food Preparation_Natural Gas_Conveyor Oven_E5 | F2 | Commercial | Other Health | New | Food Preparation | Natural Gas | Conveyor Oven | E5 | TRC BC Ratio | 0 | 0 | 0 | 0 | 0 | 0 | 0 | 0 | 0 | 0 | 0 | 0 | 0 | 0 | 0 | 0 | 0 | 0 | 0 | 0 | 0 | 0 | 0 | 0 | 0 | 0 | 0 | 0 | 0 | 0 | 0 | 0 | 0
F2_Commercial_Other Health_New_Food Preparation_Natural Gas_Conveyor Oven_E6 | F2 | Commercial | Other Health | New | Food Preparation | Natural Gas | Conveyor Oven | E6 | TRC BC Ratio | 0 | 0 | 0 | 0 | 0 | 0 | 0 | 0 | 0 | 0 | 0 | 0 | 0 | 0 | 0 | 0 | 0 | 0 | 0 | 0 | 0 | 0 | 0 | 0 | 0 | 0 | 0 | 0 | 0 | 0 | 0 | 0 | 0
F2_Commercial_Other Health_New_Food Preparation_Natural Gas_Conveyor Oven_E7 | F2 | Commercial | Other Health | New | Food Preparation | Natural Gas | Conveyor Oven | E7 | TRC BC Ratio | 0 | 0 | 0 | 0 | 0 | 0 | 0 | 0 | 0 | 0 | 0 | 0 | 0 | 0 | 0 | 0 | 0 | 0 | 0 | 0 | 0 | 0 | 0 | 0 | 0 | 0 | 0 | 0 | 0 | 0 | 0 | 0 | 0
F2_Commercial_Other Health_New_Food Preparation_Natural Gas_Conveyor Oven_E8 | F2 | Commercial | Other Health | New | Food Preparation | Natural Gas | Conveyor Oven | E8 | TRC BC Ratio | 0 | 0 | 0 | 0 | 0 | 0 | 0 | 0 | 0 | 0 | 0 | 0 | 0 | 0 | 0 | 0 | 0 | 0 | 0 | 0 | 0 | 0 | 0 | 0 | 0 | 0 | 0 | 0 | 0 | 0 | 0 | 0 | 0
F2_Commercial_Other Health_New_Food Preparation_Natural Gas_Conveyor Oven_E9 | F2 | Commercial | Other Health | New | Food Preparation | Natural Gas | Conveyor Oven | E9 | TRC BC Ratio | 0 | 0 | 0 | 0 | 0 | 0 | 0 | 0 | 0 | 0 | 0 | 0 | 0 | 0 | 0 | 0 | 0 | 0 | 0 | 0 | 0 | 0 | 0 | 0 | 0 | 0 | 0 | 0 | 0 | 0 | 0 | 0 | 0
F2_Commercial_Other Health_New_Food Preparation_Natural Gas_Conveyor Oven_E10 | F2 | Commercial | Other Health | New | Food Preparation | Natural Gas | Conveyor Oven | E10 | TRC BC Ratio | 0 | 0 | 0 | 0 | 0 | 0 | 0 | 0 | 0 | 0 | 0 | 0 | 0 | 0 | 0 | 0 | 0 | 0 | 0 | 0 | 0 | 0 | 0 | 0 | 0 | 0 | 0 | 0 | 0 | 0 | 0 | 0 | 0
F3_Commercial_Other Health_New_Food Preparation_Natural Gas_Conveyor Oven_E1 | F3 | Commercial | Other Health | New | Food Preparation | Natural Gas | Conveyor Oven | E1 | PACT BC Ratio | bar: 2019 to 2051
F3_Commercial_Other Health_New_Food Preparation_Natural Gas_Conveyor Oven_E2 | F3 | Commercial | Other Health | New | Food Preparation | Natural Gas | Conveyor Oven | E2 | PACT BC Ratio | 5.397 | 5.4363 | 5.479 | 5.5258 | 5.5794 | 5.6416 | 5.6963 | 5.7515 | 5.8086 | 5.8681 | 5.9253 | 5.978 | 6.0297 | 6.0814 | 6.1353 | 6.1867 | 6.2396 | 6.2937 | 6.3483 | 6.4025 | 6.4557 | 6.5043 | 6.5477 | 6.586 | 6.6192 | 6.6477 | 6.6674 | 6.6822 | 6.6949 | 6.7058 | 6.7166 | 6.7213 | 6.7213
F3_Commercial_Other Health_New_Food Preparation_Natural Gas_Conveyor Oven_E3 | F3 | Commercial | Other Health | New | Food Preparation | Natural Gas | Conveyor Oven | E3 | PACT BC Ratio | 0 | 0 | 0 | 0 | 0 | 0 | 0 | 0 | 0 | 0 | 0 | 0 | 0 | 0 | 0 | 0 | 0 | 0 | 0 | 0 | 0 | 0 | 0 | 0 | 0 | 0 | 0 | 0 | 0 | 0 | 0 | 0 | 0
F3_Commercial_Other Health_New_Food Preparation_Natural Gas_Conveyor Oven_E4 | F3 | Commercial | Other Health | New | Food Preparation | Natural Gas | Conveyor Oven | E4 | PACT BC Ratio | 0 | 0 | 0 | 0 | 0 | 0 | 0 | 0 | 0 | 0 | 0 | 0 | 0 | 0 | 0 | 0 | 0 | 0 | 0 | 0 | 0 | 0 | 0 | 0 | 0 | 0 | 0 | 0 | 0 | 0 | 0 | 0 | 0
F3_Commercial_Other Health_New_Food Preparation_Natural Gas_Conveyor Oven_E5 | F3 | Commercial | Other Health | New | Food Preparation | Natural Gas | Conveyor Oven | E5 | PACT BC Ratio | 0 | 0 | 0 | 0 | 0 | 0 | 0 | 0 | 0 | 0 | 0 | 0 | 0 | 0 | 0 | 0 | 0 | 0 | 0 | 0 | 0 | 0 | 0 | 0 | 0 | 0 | 0 | 0 | 0 | 0 | 0 | 0 | 0
F3_Commercial_Other Health_New_Food Preparation_Natural Gas_Conveyor Oven_E6 | F3 | Commercial | Other Health | New | Food Preparation | Natural Gas | Conveyor Oven | E6 | PACT BC Ratio | 0 | 0 | 0 | 0 | 0 | 0 | 0 | 0 | 0 | 0 | 0 | 0 | 0 | 0 | 0 | 0 | 0 | 0 | 0 | 0 | 0 | 0 | 0 | 0 | 0 | 0 | 0 | 0 | 0 | 0 | 0 | 0 | 0
F3_Commercial_Other Health_New_Food Preparation_Natural Gas_Conveyor Oven_E7 | F3 | Commercial | Other Health | New | Food Preparation | Natural Gas | Conveyor Oven | E7 | PACT BC Ratio | 0 | 0 | 0 | 0 | 0 | 0 | 0 | 0 | 0 | 0 | 0 | 0 | 0 | 0 | 0 | 0 | 0 | 0 | 0 | 0 | 0 | 0 | 0 | 0 | 0 | 0 | 0 | 0 | 0 | 0 | 0 | 0 | 0
F3_Commercial_Other Health_New_Food Preparation_Natural Gas_Conveyor Oven_E8 | F3 | Commercial | Other Health | New | Food Preparation | Natural Gas | Conveyor Oven | E8 | PACT BC Ratio | 0 | 0 | 0 | 0 | 0 | 0 | 0 | 0 | 0 | 0 | 0 | 0 | 0 | 0 | 0 | 0 | 0 | 0 | 0 | 0 | 0 | 0 | 0 | 0 | 0 | 0 | 0 | 0 | 0 | 0 | 0 | 0 | 0
F3_Commercial_Other Health_New_Food Preparation_Natural Gas_Conveyor Oven_E9 | F3 | Commercial | Other Health | New | Food Preparation | Natural Gas | Conveyor Oven | E9 | PACT BC Ratio | 0 | 0 | 0 | 0 | 0 | 0 | 0 | 0 | 0 | 0 | 0 | 0 | 0 | 0 | 0 | 0 | 0 | 0 | 0 | 0 | 0 | 0 | 0 | 0 | 0 | 0 | 0 | 0 | 0 | 0 | 0 | 0 | 0
F3_Commercial_Other Health_New_Food Preparation_Natural Gas_Conveyor Oven_E10 | F3 | Commercial | Other Health | New | Food Preparation | Natural Gas | Conveyor Oven | E10 | PACT BC Ratio | 0 | 0 | 0 | 0 | 0 | 0 | 0 | 0 | 0 | 0 | 0 | 0 | 0 | 0 | 0 | 0 | 0 | 0 | 0 | 0 | 0 | 0 | 0 | 0 | 0 | 0 | 0 | 0 | 0 | 0 | 0 | 0 | 0
F4_Commercial_Other Health_New_Food Preparation_Natural Gas_Conveyor Oven_E1 | F4 | Commercial | Other Health | New | Food Preparation | Natural Gas | Conveyor Oven | E1 | RVT BC Ratio | bar: 2019 to 2051
F4_Commercial_Other Health_New_Food Preparation_Natural Gas_Conveyor Oven_E2 | F4 | Commercial | Other Health | New | Food Preparation | Natural Gas | Conveyor Oven | E2 | RVT BC Ratio | 6.5193 | 6.5617 | 6.6078 | 6.6583 | 6.7161 | 6.7831 | 6.8421 | 6.9016 | 6.9632 | 7.0273 | 7.089 | 7.1459 | 7.2016 | 7.2573 | 7.3154 | 7.3708 | 7.4279 | 7.4863 | 7.5451 | 7.6035 | 7.6609 | 7.7133 | 7.7601 | 7.8014 | 7.8372 | 7.8679 | 7.8892 | 7.9051 | 7.9188 | 7.9306 | 7.9422 | 7.9473 | 7.9473
F4_Commercial_Other Health_New_Food Preparation_Natural Gas_Conveyor Oven_E3 | F4 | Commercial | Other Health | New | Food Preparation | Natural Gas | Conveyor Oven | E3 | RVT BC Ratio | 0 | 0 | 0 | 0 | 0 | 0 | 0 | 0 | 0 | 0 | 0 | 0 | 0 | 0 | 0 | 0 | 0 | 0 | 0 | 0 | 0 | 0 | 0 | 0 | 0 | 0 | 0 | 0 | 0 | 0 | 0 | 0 | 0
F4_Commercial_Other Health_New_Food Preparation_Natural Gas_Conveyor Oven_E4 | F4 | Commercial | Other Health | New | Food Preparation | Natural Gas | Conveyor Oven | E4 | RVT BC Ratio | 0 | 0 | 0 | 0 | 0 | 0 | 0 | 0 | 0 | 0 | 0 | 0 | 0 | 0 | 0 | 0 | 0 | 0 | 0 | 0 | 0 | 0 | 0 | 0 | 0 | 0 | 0 | 0 | 0 | 0 | 0 | 0 | 0
F4_Commercial_Other Health_New_Food Preparation_Natural Gas_Conveyor Oven_E5 | F4 | Commercial | Other Health | New | Food Preparation | Natural Gas | Conveyor Oven | E5 | RVT BC Ratio | 0 | 0 | 0 | 0 | 0 | 0 | 0 | 0 | 0 | 0 | 0 | 0 | 0 | 0 | 0 | 0 | 0 | 0 | 0 | 0 | 0 | 0 | 0 | 0 | 0 | 0 | 0 | 0 | 0 | 0 | 0 | 0 | 0
F4_Commercial_Other Health_New_Food Preparation_Natural Gas_Conveyor Oven_E6 | F4 | Commercial | Other Health | New | Food Preparation | Natural Gas | Conveyor Oven | E6 | RVT BC Ratio | 0 | 0 | 0 | 0 | 0 | 0 | 0 | 0 | 0 | 0 | 0 | 0 | 0 | 0 | 0 | 0 | 0 | 0 | 0 | 0 | 0 | 0 | 0 | 0 | 0 | 0 | 0 | 0 | 0 | 0 | 0 | 0 | 0
F4_Commercial_Other Health_New_Food Preparation_Natural Gas_Conveyor Oven_E7 | F4 | Commercial | Other Health | New | Food Preparation | Natural Gas | Conveyor Oven | E7 | RVT BC Ratio | 0 | 0 | 0 | 0 | 0 | 0 | 0 | 0 | 0 | 0 | 0 | 0 | 0 | 0 | 0 | 0 | 0 | 0 | 0 | 0 | 0 | 0 | 0 | 0 | 0 | 0 | 0 | 0 | 0 | 0 | 0 | 0 | 0
F4_Commercial_Other Health_New_Food Preparation_Natural Gas_Conveyor Oven_E8 | F4 | Commercial | Other Health | New | Food Preparation | Natural Gas | Conveyor Oven | E8 | RVT BC Ratio | 0 | 0 | 0 | 0 | 0 | 0 | 0 | 0 | 0 | 0 | 0 | 0 | 0 | 0 | 0 | 0 | 0 | 0 | 0 | 0 | 0 | 0 | 0 | 0 | 0 | 0 | 0 | 0 | 0 | 0 | 0 | 0 | 0
F4_Commercial_Other Health_New_Food Preparation_Natural Gas_Conveyor Oven_E9 | F4 | Commercial | Other Health | New | Food Preparation | Natural Gas | Conveyor Oven | E9 | RVT BC Ratio | 0 | 0 | 0 | 0 | 0 | 0 | 0 | 0 | 0 | 0 | 0 | 0 | 0 | 0 | 0 | 0 | 0 | 0 | 0 | 0 | 0 | 0 | 0 | 0 | 0 | 0 | 0 | 0 | 0 | 0 | 0 | 0 | 0
F4_Commercial_Other Health_New_Food Preparation_Natural Gas_Conveyor Oven_E10 | F4 | Commercial | Other Health | New | Food Preparation | Natural Gas | Conveyor Oven | E10 | RVT BC Ratio | 0 | 0 | 0 | 0 | 0 | 0 | 0 | 0 | 0 | 0 | 0 | 0 | 0 | 0 | 0 | 0 | 0 | 0 | 0 | 0 | 0 | 0 | 0 | 0 | 0 | 0 | 0 | 0 | 0 | 0 | 0 | 0 | 0
F5_Commercial_Other Health_New_Food Preparation_Natural Gas_Conveyor Oven_E1 | F5 | Commercial | Other Health | New | Food Preparation | Natural Gas | Conveyor Oven | E1 | RIM BC Ratio | bar: 2019 to 2051
F5_Commercial_Other Health_New_Food Preparation_Natural Gas_Conveyor Oven_E2 | F5 | Commercial | Other Health | New | Food Preparation | Natural Gas | Conveyor Oven | E2 | RIM BC Ratio | 0.72288 | 0.72358 | 0.72433 | 0.72515 | 0.72606 | 0.7271 | 0.728 | 0.7289 | 0.72981 | 0.73074 | 0.73162 | 0.73242 | 0.73319 | 0.73394 | 0.73472 | 0.73545 | 0.7362 | 0.73694 | 0.73769 | 0.73841 | 0.73912 | 0.73975 | 0.74031 | 0.74079 | 0.74121 | 0.74157 | 0.74181 | 0.742 | 0.74215 | 0.74229 | 0.74242 | 0.74248 | 0.74248
F5_Commercial_Other Health_New_Food Preparation_Natural Gas_Conveyor Oven_E3 | F5 | Commercial | Other Health | New | Food Preparation | Natural Gas | Conveyor Oven | E3 | RIM BC Ratio | 0 | 0 | 0 | 0 | 0 | 0 | 0 | 0 | 0 | 0 | 0 | 0 | 0 | 0 | 0 | 0 | 0 | 0 | 0 | 0 | 0 | 0 | 0 | 0 | 0 | 0 | 0 | 0 | 0 | 0 | 0 | 0 | 0
F5_Commercial_Other Health_New_Food Preparation_Natural Gas_Conveyor Oven_E4 | F5 | Commercial | Other Health | New | Food Preparation | Natural Gas | Conveyor Oven | E4 | RIM BC Ratio | 0 | 0 | 0 | 0 | 0 | 0 | 0 | 0 | 0 | 0 | 0 | 0 | 0 | 0 | 0 | 0 | 0 | 0 | 0 | 0 | 0 | 0 | 0 | 0 | 0 | 0 | 0 | 0 | 0 | 0 | 0 | 0 | 0
F5_Commercial_Other Health_New_Food Preparation_Natural Gas_Conveyor Oven_E5 | F5 | Commercial | Other Health | New | Food Preparation | Natural Gas | Conveyor Oven | E5 | RIM BC Ratio | 0 | 0 | 0 | 0 | 0 | 0 | 0 | 0 | 0 | 0 | 0 | 0 | 0 | 0 | 0 | 0 | 0 | 0 | 0 | 0 | 0 | 0 | 0 | 0 | 0 | 0 | 0 | 0 | 0 | 0 | 0 | 0 | 0
F5_Commercial_Other Health_New_Food Preparation_Natural Gas_Conveyor Oven_E6 | F5 | Commercial | Other Health | New | Food Preparation | Natural Gas | Conveyor Oven | E6 | RIM BC Ratio | 0 | 0 | 0 | 0 | 0 | 0 | 0 | 0 | 0 | 0 | 0 | 0 | 0 | 0 | 0 | 0 | 0 | 0 | 0 | 0 | 0 | 0 | 0 | 0 | 0 | 0 | 0 | 0 | 0 | 0 | 0 | 0 | 0
F5_Commercial_Other Health_New_Food Preparation_Natural Gas_Conveyor Oven_E7 | F5 | Commercial | Other Health | New | Food Preparation | Natural Gas | Conveyor Oven | E7 | RIM BC Ratio | 0 | 0 | 0 | 0 | 0 | 0 | 0 | 0 | 0 | 0 | 0 | 0 | 0 | 0 | 0 | 0 | 0 | 0 | 0 | 0 | 0 | 0 | 0 | 0 | 0 | 0 | 0 | 0 | 0 | 0 | 0 | 0 | 0
F5_Commercial_Other Health_New_Food Preparation_Natural Gas_Conveyor Oven_E8 | F5 | Commercial | Other Health | New | Food Preparation | Natural Gas | Conveyor Oven | E8 | RIM BC Ratio | 0 | 0 | 0 | 0 | 0 | 0 | 0 | 0 | 0 | 0 | 0 | 0 | 0 | 0 | 0 | 0 | 0 | 0 | 0 | 0 | 0 | 0 | 0 | 0 | 0 | 0 | 0 | 0 | 0 | 0 | 0 | 0 | 0
F5_Commercial_Other Health_New_Food Preparation_Natural Gas_Conveyor Oven_E9 | F5 | Commercial | Other Health | New | Food Preparation | Natural Gas | Conveyor Oven | E9 | RIM BC Ratio | 0 | 0 | 0 | 0 | 0 | 0 | 0 | 0 | 0 | 0 | 0 | 0 | 0 | 0 | 0 | 0 | 0 | 0 | 0 | 0 | 0 | 0 | 0 | 0 | 0 | 0 | 0 | 0 | 0 | 0 | 0 | 0 | 0
F5_Commercial_Other Health_New_Food Preparation_Natural Gas_Conveyor Oven_E10 | F5 | Commercial | Other Health | New | Food Preparation | Natural Gas | Conveyor Oven | E10 | RIM BC Ratio | 0 | 0 | 0 | 0 | 0 | 0 | 0 | 0 | 0 | 0 | 0 | 0 | 0 | 0 | 0 | 0 | 0 | 0 | 0 | 0 | 0 | 0 | 0 | 0 | 0 | 0 | 0 | 0 | 0 | 0 | 0 | 0 | 0
F0_Commercial_Other Health_New_Food Preparation_Natural Gas_Double Rack Oven_E0 | F0 | Commercial | Other Health | New | Food Preparation | Natural Gas | Double Rack Oven | E0 | Economic Unit | FTSC Qualified (>50% Cooking Efficiency) | FTSC Qualified (>50% Cooking Efficiency) | FTSC Qualified (>50% Cooking Efficiency) | FTSC Qualified (>50% Cooking Efficiency) | FTSC Qualified (>50% Cooking Efficiency) | FTSC Qualified (>50% Cooking Efficiency) | FTSC Qualified (>50% Cooking Efficiency) | FTSC Qualified (>50% Cooking Efficiency) | FTSC Qualified (>50% Cooking Efficiency) | FTSC Qualified (>50% Cooking Efficiency) | FTSC Qualified (>50% Cooking Efficiency) | FTSC Qualified (>50% Cooking Efficiency) | FTSC Qualified (>50% Cooking Efficiency) | FTSC Qualified (>50% Cooking Efficiency) | FTSC Qualified (>50% Cooking Efficiency) | FTSC Qualified (>50% Cooking Efficiency) | FTSC Qualified (>50% Cooking Efficiency) | FTSC Qualified (>50% Cooking Efficiency) | FTSC Qualified (>50% Cooking Efficiency) | FTSC Qualified (>50% Cooking Efficiency) | FTSC Qualified (>50% Cooking Efficiency) | FTSC Qualified (>50% Cooking Efficiency) | FTSC Qualified (>50% Cooking Efficiency) | FTSC Qualified (>50% Cooking Efficiency) | FTSC Qualified (>50% Cooking Efficiency) | FTSC Qualified (>50% Cooking Efficiency) | FTSC Qualified (>50% Cooking Efficiency) | FTSC Qualified (>50% Cooking Efficiency) | FTSC Qualified (>50% Cooking Efficiency) | FTSC Qualified (>50% Cooking Efficiency) | FTSC Qualified (>50% Cooking Efficiency) | FTSC Qualified (>50% Cooking Efficiency) | FTSC Qualified (>50% Cooking Efficiency)
F1_Commercial_Other Health_New_Food Preparation_Natural Gas_Double Rack Oven_E1 | F1 | Commercial | Other Health | New | Food Preparation | Natural Gas | Double Rack Oven | E1 | CCE | 0 | 0 | 0 | 0 | 0 | 0 | 0 | 0 | 0 | 0 | 0 | 0 | 0 | 0 | 0 | 0 | 0 | 0 | 0 | 0 | 0 | 0 | 0 | 0 | 0 | 0 | 0 | 0 | 0 | 0 | 0 | 0 | 0
F1_Commercial_Other Health_New_Food Preparation_Natural Gas_Double Rack Oven_E2 | F1 | Commercial | Other Health | New | Food Preparation | Natural Gas | Double Rack Oven | E2 | CCE | 0.29688 | 0.29688 | 0.29688 | 0.29688 | 0.29688 | 0.29688 | 0.29688 | 0.29688 | 0.29688 | 0.29688 | 0.29688 | 0.29688 | 0.29688 | 0.29688 | 0.29688 | 0.29688 | 0.29688 | 0.29688 | 0.29688 | 0.29688 | 0.29688 | 0.29688 | 0.29688 | 0.29688 | 0.29688 | 0.29688 | 0.29688 | 0.29688 | 0.29688 | 0.29688 | 0.29688 | 0.29688 | 0.29688
F1_Commercial_Other Health_New_Food Preparation_Natural Gas_Double Rack Oven_E3 | F1 | Commercial | Other Health | New | Food Preparation | Natural Gas | Double Rack Oven | E3 | CCE | 0 | 0 | 0 | 0 | 0 | 0 | 0 | 0 | 0 | 0 | 0 | 0 | 0 | 0 | 0 | 0 | 0 | 0 | 0 | 0 | 0 | 0 | 0 | 0 | 0 | 0 | 0 | 0 | 0 | 0 | 0 | 0 | 0
F1_Commercial_Other Health_New_Food Preparation_Natural Gas_Double Rack Oven_E4 | F1 | Commercial | Other Health | New | Food Preparation | Natural Gas | Double Rack Oven | E4 | CCE | 0 | 0 | 0 | 0 | 0 | 0 | 0 | 0 | 0 | 0 | 0 | 0 | 0 | 0 | 0 | 0 | 0 | 0 | 0 | 0 | 0 | 0 | 0 | 0 | 0 | 0 | 0 | 0 | 0 | 0 | 0 | 0 | 0
F1_Commercial_Other Health_New_Food Preparation_Natural Gas_Double Rack Oven_E5 | F1 | Commercial | Other Health | New | Food Preparation | Natural Gas | Double Rack Oven | E5 | CCE | 0 | 0 | 0 | 0 | 0 | 0 | 0 | 0 | 0 | 0 | 0 | 0 | 0 | 0 | 0 | 0 | 0 | 0 | 0 | 0 | 0 | 0 | 0 | 0 | 0 | 0 | 0 | 0 | 0 | 0 | 0 | 0 | 0
F1_Commercial_Other Health_New_Food Preparation_Natural Gas_Double Rack Oven_E6 | F1 | Commercial | Other Health | New | Food Preparation | Natural Gas | Double Rack Oven | E6 | CCE | 0 | 0 | 0 | 0 | 0 | 0 | 0 | 0 | 0 | 0 | 0 | 0 | 0 | 0 | 0 | 0 | 0 | 0 | 0 | 0 | 0 | 0 | 0 | 0 | 0 | 0 | 0 | 0 | 0 | 0 | 0 | 0 | 0
F1_Commercial_Other Health_New_Food Preparation_Natural Gas_Double Rack Oven_E7 | F1 | Commercial | Other Health | New | Food Preparation | Natural Gas | Double Rack Oven | E7 | CCE | 0 | 0 | 0 | 0 | 0 | 0 | 0 | 0 | 0 | 0 | 0 | 0 | 0 | 0 | 0 | 0 | 0 | 0 | 0 | 0 | 0 | 0 | 0 | 0 | 0 | 0 | 0 | 0 | 0 | 0 | 0 | 0 | 0
F1_Commercial_Other Health_New_Food Preparation_Natural Gas_Double Rack Oven_E8 | F1 | Commercial | Other Health | New | Food Preparation | Natural Gas | Double Rack Oven | E8 | CCE | 0 | 0 | 0 | 0 | 0 | 0 | 0 | 0 | 0 | 0 | 0 | 0 | 0 | 0 | 0 | 0 | 0 | 0 | 0 | 0 | 0 | 0 | 0 | 0 | 0 | 0 | 0 | 0 | 0 | 0 | 0 | 0 | 0
F1_Commercial_Other Health_New_Food Preparation_Natural Gas_Double Rack Oven_E9 | F1 | Commercial | Other Health | New | Food Preparation | Natural Gas | Double Rack Oven | E9 | CCE | 0 | 0 | 0 | 0 | 0 | 0 | 0 | 0 | 0 | 0 | 0 | 0 | 0 | 0 | 0 | 0 | 0 | 0 | 0 | 0 | 0 | 0 | 0 | 0 | 0 | 0 | 0 | 0 | 0 | 0 | 0 | 0 | 0
F1_Commercial_Other Health_New_Food Preparation_Natural Gas_Double Rack Oven_E10 | F1 | Commercial | Other Health | New | Food Preparation | Natural Gas | Double Rack Oven | E10 | CCE | 0 | 0 | 0 | 0 | 0 | 0 | 0 | 0 | 0 | 0 | 0 | 0 | 0 | 0 | 0 | 0 | 0 | 0 | 0 | 0 | 0 | 0 | 0 | 0 | 0 | 0 | 0 | 0 | 0 | 0 | 0 | 0 | 0
F2_Commercial_Other Health_New_Food Preparation_Natural Gas_Double Rack Oven_E1 | F2 | Commercial | Other Health | New | Food Preparation | Natural Gas | Double Rack Oven | E1 | TRC BC Ratio | bar: 2019 to 2051
F2_Commercial_Other Health_New_Food Preparation_Natural Gas_Double Rack Oven_E2 | F2 | Commercial | Other Health | New | Food Preparation | Natural Gas | Double Rack Oven | E2 | TRC BC Ratio | 4.7395 | 4.7756 | 4.816 | 4.8604 | 4.911 | 4.9696 | 5.017 | 5.0626 | 5.1089 | 5.1571 | 5.2031 | 5.2453 | 5.2885 | 5.3338 | 5.3838 | 5.4328 | 5.4847 | 5.5395 | 5.5966 | 5.655 | 5.7136 | 5.7686 | 5.8182 | 5.8621 | 5.9 | 5.9326 | 5.9552 | 5.9721 | 5.9866 | 5.9991 | 6.0114 | 6.0169 | 6.0169
F2_Commercial_Other Health_New_Food Preparation_Natural Gas_Double Rack Oven_E3 | F2 | Commercial | Other Health | New | Food Preparation | Natural Gas | Double Rack Oven | E3 | TRC BC Ratio | 0 | 0 | 0 | 0 | 0 | 0 | 0 | 0 | 0 | 0 | 0 | 0 | 0 | 0 | 0 | 0 | 0 | 0 | 0 | 0 | 0 | 0 | 0 | 0 | 0 | 0 | 0 | 0 | 0 | 0 | 0 | 0 | 0
F2_Commercial_Other Health_New_Food Preparation_Natural Gas_Double Rack Oven_E4 | F2 | Commercial | Other Health | New | Food Preparation | Natural Gas | Double Rack Oven | E4 | TRC BC Ratio | 0 | 0 | 0 | 0 | 0 | 0 | 0 | 0 | 0 | 0 | 0 | 0 | 0 | 0 | 0 | 0 | 0 | 0 | 0 | 0 | 0 | 0 | 0 | 0 | 0 | 0 | 0 | 0 | 0 | 0 | 0 | 0 | 0
F2_Commercial_Other Health_New_Food Preparation_Natural Gas_Double Rack Oven_E5 | F2 | Commercial | Other Health | New | Food Preparation | Natural Gas | Double Rack Oven | E5 | TRC BC Ratio | 0 | 0 | 0 | 0 | 0 | 0 | 0 | 0 | 0 | 0 | 0 | 0 | 0 | 0 | 0 | 0 | 0 | 0 | 0 | 0 | 0 | 0 | 0 | 0 | 0 | 0 | 0 | 0 | 0 | 0 | 0 | 0 | 0
F2_Commercial_Other Health_New_Food Preparation_Natural Gas_Double Rack Oven_E6 | F2 | Commercial | Other Health | New | Food Preparation | Natural Gas | Double Rack Oven | E6 | TRC BC Ratio | 0 | 0 | 0 | 0 | 0 | 0 | 0 | 0 | 0 | 0 | 0 | 0 | 0 | 0 | 0 | 0 | 0 | 0 | 0 | 0 | 0 | 0 | 0 | 0 | 0 | 0 | 0 | 0 | 0 | 0 | 0 | 0 | 0
F2_Commercial_Other Health_New_Food Preparation_Natural Gas_Double Rack Oven_E7 | F2 | Commercial | Other Health | New | Food Preparation | Natural Gas | Double Rack Oven | E7 | TRC BC Ratio | 0 | 0 | 0 | 0 | 0 | 0 | 0 | 0 | 0 | 0 | 0 | 0 | 0 | 0 | 0 | 0 | 0 | 0 | 0 | 0 | 0 | 0 | 0 | 0 | 0 | 0 | 0 | 0 | 0 | 0 | 0 | 0 | 0
F2_Commercial_Other Health_New_Food Preparation_Natural Gas_Double Rack Oven_E8 | F2 | Commercial | Other Health | New | Food Preparation | Natural Gas | Double Rack Oven | E8 | TRC BC Ratio | 0 | 0 | 0 | 0 | 0 | 0 | 0 | 0 | 0 | 0 | 0 | 0 | 0 | 0 | 0 | 0 | 0 | 0 | 0 | 0 | 0 | 0 | 0 | 0 | 0 | 0 | 0 | 0 | 0 | 0 | 0 | 0 | 0
F2_Commercial_Other Health_New_Food Preparation_Natural Gas_Double Rack Oven_E9 | F2 | Commercial | Other Health | New | Food Preparation | Natural Gas | Double Rack Oven | E9 | TRC BC Ratio | 0 | 0 | 0 | 0 | 0 | 0 | 0 | 0 | 0 | 0 | 0 | 0 | 0 | 0 | 0 | 0 | 0 | 0 | 0 | 0 | 0 | 0 | 0 | 0 | 0 | 0 | 0 | 0 | 0 | 0 | 0 | 0 | 0
F2_Commercial_Other Health_New_Food Preparation_Natural Gas_Double Rack Oven_E10 | F2 | Commercial | Other Health | New | Food Preparation | Natural Gas | Double Rack Oven | E10 | TRC BC Ratio | 0 | 0 | 0 | 0 | 0 | 0 | 0 | 0 | 0 | 0 | 0 | 0 | 0 | 0 | 0 | 0 | 0 | 0 | 0 | 0 | 0 | 0 | 0 | 0 | 0 | 0 | 0 | 0 | 0 | 0 | 0 | 0 | 0
F3_Commercial_Other Health_New_Food Preparation_Natural Gas_Double Rack Oven_E1 | F3 | Commercial | Other Health | New | Food Preparation | Natural Gas | Double Rack Oven | E1 | PACT BC Ratio | bar: 2019 to 2051
F3_Commercial_Other Health_New_Food Preparation_Natural Gas_Double Rack Oven_E2 | F3 | Commercial | Other Health | New | Food Preparation | Natural Gas | Double Rack Oven | E2 | PACT BC Ratio | 6.3193 | 6.3675 | 6.4213 | 6.4805 | 6.548 | 6.6261 | 6.6894 | 6.7502 | 6.8119 | 6.8761 | 6.9374 | 6.9937 | 7.0513 | 7.1117 | 7.1784 | 7.2437 | 7.3129 | 7.386 | 7.4622 | 7.5399 | 7.6182 | 7.6915 | 7.7576 | 7.8161 | 7.8667 | 7.9101 | 7.9403 | 7.9627 | 7.9822 | 7.9988 | 8.0152 | 8.0225 | 8.0225
F3_Commercial_Other Health_New_Food Preparation_Natural Gas_Double Rack Oven_E3 | F3 | Commercial | Other Health | New | Food Preparation | Natural Gas | Double Rack Oven | E3 | PACT BC Ratio | 0 | 0 | 0 | 0 | 0 | 0 | 0 | 0 | 0 | 0 | 0 | 0 | 0 | 0 | 0 | 0 | 0 | 0 | 0 | 0 | 0 | 0 | 0 | 0 | 0 | 0 | 0 | 0 | 0 | 0 | 0 | 0 | 0
F3_Commercial_Other Health_New_Food Preparation_Natural Gas_Double Rack Oven_E4 | F3 | Commercial | Other Health | New | Food Preparation | Natural Gas | Double Rack Oven | E4 | PACT BC Ratio | 0 | 0 | 0 | 0 | 0 | 0 | 0 | 0 | 0 | 0 | 0 | 0 | 0 | 0 | 0 | 0 | 0 | 0 | 0 | 0 | 0 | 0 | 0 | 0 | 0 | 0 | 0 | 0 | 0 | 0 | 0 | 0 | 0
F3_Commercial_Other Health_New_Food Preparation_Natural Gas_Double Rack Oven_E5 | F3 | Commercial | Other Health | New | Food Preparation | Natural Gas | Double Rack Oven | E5 | PACT BC Ratio | 0 | 0 | 0 | 0 | 0 | 0 | 0 | 0 | 0 | 0 | 0 | 0 | 0 | 0 | 0 | 0 | 0 | 0 | 0 | 0 | 0 | 0 | 0 | 0 | 0 | 0 | 0 | 0 | 0 | 0 | 0 | 0 | 0
F3_Commercial_Other Health_New_Food Preparation_Natural Gas_Double Rack Oven_E6 | F3 | Commercial | Other Health | New | Food Preparation | Natural Gas | Double Rack Oven | E6 | PACT BC Ratio | 0 | 0 | 0 | 0 | 0 | 0 | 0 | 0 | 0 | 0 | 0 | 0 | 0 | 0 | 0 | 0 | 0 | 0 | 0 | 0 | 0 | 0 | 0 | 0 | 0 | 0 | 0 | 0 | 0 | 0 | 0 | 0 | 0
F3_Commercial_Other Health_New_Food Preparation_Natural Gas_Double Rack Oven_E7 | F3 | Commercial | Other Health | New | Food Preparation | Natural Gas | Double Rack Oven | E7 | PACT BC Ratio | 0 | 0 | 0 | 0 | 0 | 0 | 0 | 0 | 0 | 0 | 0 | 0 | 0 | 0 | 0 | 0 | 0 | 0 | 0 | 0 | 0 | 0 | 0 | 0 | 0 | 0 | 0 | 0 | 0 | 0 | 0 | 0 | 0
F3_Commercial_Other Health_New_Food Preparation_Natural Gas_Double Rack Oven_E8 | F3 | Commercial | Other Health | New | Food Preparation | Natural Gas | Double Rack Oven | E8 | PACT BC Ratio | 0 | 0 | 0 | 0 | 0 | 0 | 0 | 0 | 0 | 0 | 0 | 0 | 0 | 0 | 0 | 0 | 0 | 0 | 0 | 0 | 0 | 0 | 0 | 0 | 0 | 0 | 0 | 0 | 0 | 0 | 0 | 0 | 0
F3_Commercial_Other Health_New_Food Preparation_Natural Gas_Double Rack Oven_E9 | F3 | Commercial | Other Health | New | Food Preparation | Natural Gas | Double Rack Oven | E9 | PACT BC Ratio | 0 | 0 | 0 | 0 | 0 | 0 | 0 | 0 | 0 | 0 | 0 | 0 | 0 | 0 | 0 | 0 | 0 | 0 | 0 | 0 | 0 | 0 | 0 | 0 | 0 | 0 | 0 | 0 | 0 | 0 | 0 | 0 | 0
F3_Commercial_Other Health_New_Food Preparation_Natural Gas_Double Rack Oven_E10 | F3 | Commercial | Other Health | New | Food Preparation | Natural Gas | Double Rack Oven | E10 | PACT BC Ratio | 0 | 0 | 0 | 0 | 0 | 0 | 0 | 0 | 0 | 0 | 0 | 0 | 0 | 0 | 0 | 0 | 0 | 0 | 0 | 0 | 0 | 0 | 0 | 0 | 0 | 0 | 0 | 0 | 0 | 0 | 0 | 0 | 0
F4_Commercial_Other Health_New_Food Preparation_Natural Gas_Double Rack Oven_E1 | F4 | Commercial | Other Health | New | Food Preparation | Natural Gas | Double Rack Oven | E1 | RVT BC Ratio | bar: 2019 to 2051
F4_Commercial_Other Health_New_Food Preparation_Natural Gas_Double Rack Oven_E2 | F4 | Commercial | Other Health | New | Food Preparation | Natural Gas | Double Rack Oven | E2 | RVT BC Ratio | 7.5139 | 7.5658 | 7.6238 | 7.6877 | 7.7604 | 7.8446 | 7.9129 | 7.9784 | 8.045 | 8.1143 | 8.1804 | 8.241 | 8.3031 | 8.3683 | 8.4402 | 8.5106 | 8.5852 | 8.664 | 8.7461 | 8.83 | 8.9144 | 8.9934 | 9.0647 | 9.1278 | 9.1823 | 9.2292 | 9.2617 | 9.2859 | 9.3069 | 9.3248 | 9.3425 | 9.3503 | 9.3503
F4_Commercial_Other Health_New_Food Preparation_Natural Gas_Double Rack Oven_E3 | F4 | Commercial | Other Health | New | Food Preparation | Natural Gas | Double Rack Oven | E3 | RVT BC Ratio | 0 | 0 | 0 | 0 | 0 | 0 | 0 | 0 | 0 | 0 | 0 | 0 | 0 | 0 | 0 | 0 | 0 | 0 | 0 | 0 | 0 | 0 | 0 | 0 | 0 | 0 | 0 | 0 | 0 | 0 | 0 | 0 | 0
F4_Commercial_Other Health_New_Food Preparation_Natural Gas_Double Rack Oven_E4 | F4 | Commercial | Other Health | New | Food Preparation | Natural Gas | Double Rack Oven | E4 | RVT BC Ratio | 0 | 0 | 0 | 0 | 0 | 0 | 0 | 0 | 0 | 0 | 0 | 0 | 0 | 0 | 0 | 0 | 0 | 0 | 0 | 0 | 0 | 0 | 0 | 0 | 0 | 0 | 0 | 0 | 0 | 0 | 0 | 0 | 0
F4_Commercial_Other Health_New_Food Preparation_Natural Gas_Double Rack Oven_E5 | F4 | Commercial | Other Health | New | Food Preparation | Natural Gas | Double Rack Oven | E5 | RVT BC Ratio | 0 | 0 | 0 | 0 | 0 | 0 | 0 | 0 | 0 | 0 | 0 | 0 | 0 | 0 | 0 | 0 | 0 | 0 | 0 | 0 | 0 | 0 | 0 | 0 | 0 | 0 | 0 | 0 | 0 | 0 | 0 | 0 | 0
F4_Commercial_Other Health_New_Food Preparation_Natural Gas_Double Rack Oven_E6 | F4 | Commercial | Other Health | New | Food Preparation | Natural Gas | Double Rack Oven | E6 | RVT BC Ratio | 0 | 0 | 0 | 0 | 0 | 0 | 0 | 0 | 0 | 0 | 0 | 0 | 0 | 0 | 0 | 0 | 0 | 0 | 0 | 0 | 0 | 0 | 0 | 0 | 0 | 0 | 0 | 0 | 0 | 0 | 0 | 0 | 0
F4_Commercial_Other Health_New_Food Preparation_Natural Gas_Double Rack Oven_E7 | F4 | Commercial | Other Health | New | Food Preparation | Natural Gas | Double Rack Oven | E7 | RVT BC Ratio | 0 | 0 | 0 | 0 | 0 | 0 | 0 | 0 | 0 | 0 | 0 | 0 | 0 | 0 | 0 | 0 | 0 | 0 | 0 | 0 | 0 | 0 | 0 | 0 | 0 | 0 | 0 | 0 | 0 | 0 | 0 | 0 | 0
F4_Commercial_Other Health_New_Food Preparation_Natural Gas_Double Rack Oven_E8 | F4 | Commercial | Other Health | New | Food Preparation | Natural Gas | Double Rack Oven | E8 | RVT BC Ratio | 0 | 0 | 0 | 0 | 0 | 0 | 0 | 0 | 0 | 0 | 0 | 0 | 0 | 0 | 0 | 0 | 0 | 0 | 0 | 0 | 0 | 0 | 0 | 0 | 0 | 0 | 0 | 0 | 0 | 0 | 0 | 0 | 0
F4_Commercial_Other Health_New_Food Preparation_Natural Gas_Double Rack Oven_E9 | F4 | Commercial | Other Health | New | Food Preparation | Natural Gas | Double Rack Oven | E9 | RVT BC Ratio | 0 | 0 | 0 | 0 | 0 | 0 | 0 | 0 | 0 | 0 | 0 | 0 | 0 | 0 | 0 | 0 | 0 | 0 | 0 | 0 | 0 | 0 | 0 | 0 | 0 | 0 | 0 | 0 | 0 | 0 | 0 | 0 | 0
F4_Commercial_Other Health_New_Food Preparation_Natural Gas_Double Rack Oven_E10 | F4 | Commercial | Other Health | New | Food Preparation | Natural Gas | Double Rack Oven | E10 | RVT BC Ratio | 0 | 0 | 0 | 0 | 0 | 0 | 0 | 0 | 0 | 0 | 0 | 0 | 0 | 0 | 0 | 0 | 0 | 0 | 0 | 0 | 0 | 0 | 0 | 0 | 0 | 0 | 0 | 0 | 0 | 0 | 0 | 0 | 0
F5_Commercial_Other Health_New_Food Preparation_Natural Gas_Double Rack Oven_E1 | F5 | Commercial | Other Health | New | Food Preparation | Natural Gas | Double Rack Oven | E1 | RIM BC Ratio | bar: 2019 to 2051
F5_Commercial_Other Health_New_Food Preparation_Natural Gas_Double Rack Oven_E2 | F5 | Commercial | Other Health | New | Food Preparation | Natural Gas | Double Rack Oven | E2 | RIM BC Ratio | 0.73729 | 0.73795 | 0.73866 | 0.73944 | 0.74031 | 0.7413 | 0.74208 | 0.74283 | 0.74357 | 0.74433 | 0.74504 | 0.74568 | 0.74633 | 0.74701 | 0.74774 | 0.74844 | 0.74917 | 0.74993 | 0.75071 | 0.75149 | 0.75226 | 0.75297 | 0.7536 | 0.75414 | 0.75461 | 0.75501 | 0.75528 | 0.75549 | 0.75566 | 0.75581 | 0.75596 | 0.75602 | 0.75602
F5_Commercial_Other Health_New_Food Preparation_Natural Gas_Double Rack Oven_E3 | F5 | Commercial | Other Health | New | Food Preparation | Natural Gas | Double Rack Oven | E3 | RIM BC Ratio | 0 | 0 | 0 | 0 | 0 | 0 | 0 | 0 | 0 | 0 | 0 | 0 | 0 | 0 | 0 | 0 | 0 | 0 | 0 | 0 | 0 | 0 | 0 | 0 | 0 | 0 | 0 | 0 | 0 | 0 | 0 | 0 | 0
F5_Commercial_Other Health_New_Food Preparation_Natural Gas_Double Rack Oven_E4 | F5 | Commercial | Other Health | New | Food Preparation | Natural Gas | Double Rack Oven | E4 | RIM BC Ratio | 0 | 0 | 0 | 0 | 0 | 0 | 0 | 0 | 0 | 0 | 0 | 0 | 0 | 0 | 0 | 0 | 0 | 0 | 0 | 0 | 0 | 0 | 0 | 0 | 0 | 0 | 0 | 0 | 0 | 0 | 0 | 0 | 0
F5_Commercial_Other Health_New_Food Preparation_Natural Gas_Double Rack Oven_E5 | F5 | Commercial | Other Health | New | Food Preparation | Natural Gas | Double Rack Oven | E5 | RIM BC Ratio | 0 | 0 | 0 | 0 | 0 | 0 | 0 | 0 | 0 | 0 | 0 | 0 | 0 | 0 | 0 | 0 | 0 | 0 | 0 | 0 | 0 | 0 | 0 | 0 | 0 | 0 | 0 | 0 | 0 | 0 | 0 | 0 | 0
F5_Commercial_Other Health_New_Food Preparation_Natural Gas_Double Rack Oven_E6 | F5 | Commercial | Other Health | New | Food Preparation | Natural Gas | Double Rack Oven | E6 | RIM BC Ratio | 0 | 0 | 0 | 0 | 0 | 0 | 0 | 0 | 0 | 0 | 0 | 0 | 0 | 0 | 0 | 0 | 0 | 0 | 0 | 0 | 0 | 0 | 0 | 0 | 0 | 0 | 0 | 0 | 0 | 0 | 0 | 0 | 0
F5_Commercial_Other Health_New_Food Preparation_Natural Gas_Double Rack Oven_E7 | F5 | Commercial | Other Health | New | Food Preparation | Natural Gas | Double Rack Oven | E7 | RIM BC Ratio | 0 | 0 | 0 | 0 | 0 | 0 | 0 | 0 | 0 | 0 | 0 | 0 | 0 | 0 | 0 | 0 | 0 | 0 | 0 | 0 | 0 | 0 | 0 | 0 | 0 | 0 | 0 | 0 | 0 | 0 | 0 | 0 | 0
F5_Commercial_Other Health_New_Food Preparation_Natural Gas_Double Rack Oven_E8 | F5 | Commercial | Other Health | New | Food Preparation | Natural Gas | Double Rack Oven | E8 | RIM BC Ratio | 0 | 0 | 0 | 0 | 0 | 0 | 0 | 0 | 0 | 0 | 0 | 0 | 0 | 0 | 0 | 0 | 0 | 0 | 0 | 0 | 0 | 0 | 0 | 0 | 0 | 0 | 0 | 0 | 0 | 0 | 0 | 0 | 0
F5_Commercial_Other Health_New_Food Preparation_Natural Gas_Double Rack Oven_E9 | F5 | Commercial | Other Health | New | Food Preparation | Natural Gas | Double Rack Oven | E9 | RIM BC Ratio | 0 | 0 | 0 | 0 | 0 | 0 | 0 | 0 | 0 | 0 | 0 | 0 | 0 | 0 | 0 | 0 | 0 | 0 | 0 | 0 | 0 | 0 | 0 | 0 | 0 | 0 | 0 | 0 | 0 | 0 | 0 | 0 | 0
F5_Commercial_Other Health_New_Food Preparation_Natural Gas_Double Rack Oven_E10 | F5 | Commercial | Other Health | New | Food Preparation | Natural Gas | Double Rack Oven | E10 | RIM BC Ratio | 0 | 0 | 0 | 0 | 0 | 0 | 0 | 0 | 0 | 0 | 0 | 0 | 0 | 0 | 0 | 0 | 0 | 0 | 0 | 0 | 0 | 0 | 0 | 0 | 0 | 0 | 0 | 0 | 0 | 0 | 0 | 0 | 0
F0_Commercial_Other Health_New_Food Preparation_Natural Gas_Fryer_E0 | F0 | Commercial | Other Health | New | Food Preparation | Natural Gas | Fryer | E0 | Economic Unit | ENERGY STAR | ENERGY STAR | ENERGY STAR | ENERGY STAR | ENERGY STAR | ENERGY STAR | ENERGY STAR | ENERGY STAR | ENERGY STAR | ENERGY STAR | ENERGY STAR | ENERGY STAR | ENERGY STAR | ENERGY STAR | ENERGY STAR | ENERGY STAR | ENERGY STAR | ENERGY STAR | ENERGY STAR | ENERGY STAR | ENERGY STAR | ENERGY STAR | ENERGY STAR | ENERGY STAR | ENERGY STAR | ENERGY STAR | ENERGY STAR | ENERGY STAR | ENERGY STAR | ENERGY STAR | ENERGY STAR | ENERGY STAR | ENERGY STAR
F1_Commercial_Other Health_New_Food Preparation_Natural Gas_Fryer_E1 | F1 | Commercial | Other Health | New | Food Preparation | Natural Gas | Fryer | E1 | CCE | 0 | 0 | 0 | 0 | 0 | 0 | 0 | 0 | 0 | 0 | 0 | 0 | 0 | 0 | 0 | 0 | 0 | 0 | 0 | 0 | 0 | 0 | 0 | 0 | 0 | 0 | 0 | 0 | 0 | 0 | 0 | 0 | 0
F1_Commercial_Other Health_New_Food Preparation_Natural Gas_Fryer_E2 | F1 | Commercial | Other Health | New | Food Preparation | Natural Gas | Fryer | E2 | CCE | 0.52081 | 0.52081 | 0.52081 | 0 | 0 | 0 | 0 | 0 | 0 | 0 | 0 | 0 | 0 | 0 | 0 | 0 | 0 | 0 | 0 | 0 | 0 | 0 | 0 | 0 | 0 | 0 | 0 | 0 | 0 | 0 | 0 | 0 | 0
F1_Commercial_Other Health_New_Food Preparation_Natural Gas_Fryer_E3 | F1 | Commercial | Other Health | New | Food Preparation | Natural Gas | Fryer | E3 | CCE | 0 | 0 | 0 | 0 | 0 | 0 | 0 | 0 | 0 | 0 | 0 | 0 | 0 | 0 | 0 | 0 | 0 | 0 | 0 | 0 | 0 | 0 | 0 | 0 | 0 | 0 | 0 | 0 | 0 | 0 | 0 | 0 | 0
F1_Commercial_Other Health_New_Food Preparation_Natural Gas_Fryer_E4 | F1 | Commercial | Other Health | New | Food Preparation | Natural Gas | Fryer | E4 | CCE | 0 | 0 | 0 | 0 | 0 | 0 | 0 | 0 | 0 | 0 | 0 | 0 | 0 | 0 | 0 | 0 | 0 | 0 | 0 | 0 | 0 | 0 | 0 | 0 | 0 | 0 | 0 | 0 | 0 | 0 | 0 | 0 | 0
F1_Commercial_Other Health_New_Food Preparation_Natural Gas_Fryer_E5 | F1 | Commercial | Other Health | New | Food Preparation | Natural Gas | Fryer | E5 | CCE | 0 | 0 | 0 | 0 | 0 | 0 | 0 | 0 | 0 | 0 | 0 | 0 | 0 | 0 | 0 | 0 | 0 | 0 | 0 | 0 | 0 | 0 | 0 | 0 | 0 | 0 | 0 | 0 | 0 | 0 | 0 | 0 | 0
F1_Commercial_Other Health_New_Food Preparation_Natural Gas_Fryer_E6 | F1 | Commercial | Other Health | New | Food Preparation | Natural Gas | Fryer | E6 | CCE | 0 | 0 | 0 | 0 | 0 | 0 | 0 | 0 | 0 | 0 | 0 | 0 | 0 | 0 | 0 | 0 | 0 | 0 | 0 | 0 | 0 | 0 | 0 | 0 | 0 | 0 | 0 | 0 | 0 | 0 | 0 | 0 | 0
F1_Commercial_Other Health_New_Food Preparation_Natural Gas_Fryer_E7 | F1 | Commercial | Other Health | New | Food Preparation | Natural Gas | Fryer | E7 | CCE | 0 | 0 | 0 | 0 | 0 | 0 | 0 | 0 | 0 | 0 | 0 | 0 | 0 | 0 | 0 | 0 | 0 | 0 | 0 | 0 | 0 | 0 | 0 | 0 | 0 | 0 | 0 | 0 | 0 | 0 | 0 | 0 | 0
F1_Commercial_Other Health_New_Food Preparation_Natural Gas_Fryer_E8 | F1 | Commercial | Other Health | New | Food Preparation | Natural Gas | Fryer | E8 | CCE | 0 | 0 | 0 | 0 | 0 | 0 | 0 | 0 | 0 | 0 | 0 | 0 | 0 | 0 | 0 | 0 | 0 | 0 | 0 | 0 | 0 | 0 | 0 | 0 | 0 | 0 | 0 | 0 | 0 | 0 | 0 | 0 | 0
F1_Commercial_Other Health_New_Food Preparation_Natural Gas_Fryer_E9 | F1 | Commercial | Other Health | New | Food Preparation | Natural Gas | Fryer | E9 | CCE | 0 | 0 | 0 | 0 | 0 | 0 | 0 | 0 | 0 | 0 | 0 | 0 | 0 | 0 | 0 | 0 | 0 | 0 | 0 | 0 | 0 | 0 | 0 | 0 | 0 | 0 | 0 | 0 | 0 | 0 | 0 | 0 | 0
F1_Commercial_Other Health_New_Food Preparation_Natural Gas_Fryer_E10 | F1 | Commercial | Other Health | New | Food Preparation | Natural Gas | Fryer | E10 | CCE | 0 | 0 | 0 | 0 | 0 | 0 | 0 | 0 | 0 | 0 | 0 | 0 | 0 | 0 | 0 | 0 | 0 | 0 | 0 | 0 | 0 | 0 | 0 | 0 | 0 | 0 | 0 | 0 | 0 | 0 | 0 | 0 | 0
F2_Commercial_Other Health_New_Food Preparation_Natural Gas_Fryer_E1 | F2 | Commercial | Other Health | New | Food Preparation | Natural Gas | Fryer | E1 | TRC BC Ratio | 1 | 1 | 1 | 0 | 0 | 0 | 0 | 0 | 0 | 0 | 0 | 0 | 0 | 0 | 0 | 0 | 0 | 0 | 0 | 0 | 0 | 0 | 0 | 0 | 0 | 0 | 0 | 0 | 0 | 0 | 0 | 0 | 0
F2_Commercial_Other Health_New_Food Preparation_Natural Gas_Fryer_E2 | F2 | Commercial | Other Health | New | Food Preparation | Natural Gas | Fryer | E2 | TRC BC Ratio | 2.6303 | 2.6385 | 2.6536 | 1 | 1 | 1 | 1 | 1 | 1 | 1 | 1 | 1 | 1 | 1 | 1 | 1 | 1 | 1 | 1 | 1 | 1 | 1 | 1 | 1 | 1 | 1 | 1 | 1 | 1 | 1 | 1 | 1 | 1
F2_Commercial_Other Health_New_Food Preparation_Natural Gas_Fryer_E3 | F2 | Commercial | Other Health | New | Food Preparation | Natural Gas | Fryer | E3 | TRC BC Ratio | 0 | 0 | 0 | 0 | 0 | 0 | 0 | 0 | 0 | 0 | 0 | 0 | 0 | 0 | 0 | 0 | 0 | 0 | 0 | 0 | 0 | 0 | 0 | 0 | 0 | 0 | 0 | 0 | 0 | 0 | 0 | 0 | 0
F2_Commercial_Other Health_New_Food Preparation_Natural Gas_Fryer_E4 | F2 | Commercial | Other Health | New | Food Preparation | Natural Gas | Fryer | E4 | TRC BC Ratio | 0 | 0 | 0 | 0 | 0 | 0 | 0 | 0 | 0 | 0 | 0 | 0 | 0 | 0 | 0 | 0 | 0 | 0 | 0 | 0 | 0 | 0 | 0 | 0 | 0 | 0 | 0 | 0 | 0 | 0 | 0 | 0 | 0
F2_Commercial_Other Health_New_Food Preparation_Natural Gas_Fryer_E5 | F2 | Commercial | Other Health | New | Food Preparation | Natural Gas | Fryer | E5 | TRC BC Ratio | 0 | 0 | 0 | 0 | 0 | 0 | 0 | 0 | 0 | 0 | 0 | 0 | 0 | 0 | 0 | 0 | 0 | 0 | 0 | 0 | 0 | 0 | 0 | 0 | 0 | 0 | 0 | 0 | 0 | 0 | 0 | 0 | 0
F2_Commercial_Other Health_New_Food Preparation_Natural Gas_Fryer_E6 | F2 | Commercial | Other Health | New | Food Preparation | Natural Gas | Fryer | E6 | TRC BC Ratio | 0 | 0 | 0 | 0 | 0 | 0 | 0 | 0 | 0 | 0 | 0 | 0 | 0 | 0 | 0 | 0 | 0 | 0 | 0 | 0 | 0 | 0 | 0 | 0 | 0 | 0 | 0 | 0 | 0 | 0 | 0 | 0 | 0
F2_Commercial_Other Health_New_Food Preparation_Natural Gas_Fryer_E7 | F2 | Commercial | Other Health | New | Food Preparation | Natural Gas | Fryer | E7 | TRC BC Ratio | 0 | 0 | 0 | 0 | 0 | 0 | 0 | 0 | 0 | 0 | 0 | 0 | 0 | 0 | 0 | 0 | 0 | 0 | 0 | 0 | 0 | 0 | 0 | 0 | 0 | 0 | 0 | 0 | 0 | 0 | 0 | 0 | 0
F2_Commercial_Other Health_New_Food Preparation_Natural Gas_Fryer_E8 | F2 | Commercial | Other Health | New | Food Preparation | Natural Gas | Fryer | E8 | TRC BC Ratio | 0 | 0 | 0 | 0 | 0 | 0 | 0 | 0 | 0 | 0 | 0 | 0 | 0 | 0 | 0 | 0 | 0 | 0 | 0 | 0 | 0 | 0 | 0 | 0 | 0 | 0 | 0 | 0 | 0 | 0 | 0 | 0 | 0
F2_Commercial_Other Health_New_Food Preparation_Natural Gas_Fryer_E9 | F2 | Commercial | Other Health | New | Food Preparation | Natural Gas | Fryer | E9 | TRC BC Ratio | 0 | 0 | 0 | 0 | 0 | 0 | 0 | 0 | 0 | 0 | 0 | 0 | 0 | 0 | 0 | 0 | 0 | 0 | 0 | 0 | 0 | 0 | 0 | 0 | 0 | 0 | 0 | 0 | 0 | 0 | 0 | 0 | 0
F2_Commercial_Other Health_New_Food Preparation_Natural Gas_Fryer_E10 | F2 | Commercial | Other Health | New | Food Preparation | Natural Gas | Fryer | E10 | TRC BC Ratio | 0 | 0 | 0 | 0 | 0 | 0 | 0 | 0 | 0 | 0 | 0 | 0 | 0 | 0 | 0 | 0 | 0 | 0 | 0 | 0 | 0 | 0 | 0 | 0 | 0 | 0 | 0 | 0 | 0 | 0 | 0 | 0 | 0
F3_Commercial_Other Health_New_Food Preparation_Natural Gas_Fryer_E1 | F3 | Commercial | Other Health | New | Food Preparation | Natural Gas | Fryer | E1 | PACT BC Ratio | 1 | 1 | 1 | 0 | 0 | 0 | 0 | 0 | 0 | 0 | 0 | 0 | 0 | 0 | 0 | 0 | 0 | 0 | 0 | 0 | 0 | 0 | 0 | 0 | 0 | 0 | 0 | 0 | 0 | 0 | 0 | 0 | 0
F3_Commercial_Other Health_New_Food Preparation_Natural Gas_Fryer_E2 | F3 | Commercial | Other Health | New | Food Preparation | Natural Gas | Fryer | E2 | PACT BC Ratio | 3.5071 | 3.518 | 3.5381 | 1 | 1 | 1 | 1 | 1 | 1 | 1 | 1 | 1 | 1 | 1 | 1 | 1 | 1 | 1 | 1 | 1 | 1 | 1 | 1 | 1 | 1 | 1 | 1 | 1 | 1 | 1 | 1 | 1 | 1
F3_Commercial_Other Health_New_Food Preparation_Natural Gas_Fryer_E3 | F3 | Commercial | Other Health | New | Food Preparation | Natural Gas | Fryer | E3 | PACT BC Ratio | 0 | 0 | 0 | 0 | 0 | 0 | 0 | 0 | 0 | 0 | 0 | 0 | 0 | 0 | 0 | 0 | 0 | 0 | 0 | 0 | 0 | 0 | 0 | 0 | 0 | 0 | 0 | 0 | 0 | 0 | 0 | 0 | 0
F3_Commercial_Other Health_New_Food Preparation_Natural Gas_Fryer_E4 | F3 | Commercial | Other Health | New | Food Preparation | Natural Gas | Fryer | E4 | PACT BC Ratio | 0 | 0 | 0 | 0 | 0 | 0 | 0 | 0 | 0 | 0 | 0 | 0 | 0 | 0 | 0 | 0 | 0 | 0 | 0 | 0 | 0 | 0 | 0 | 0 | 0 | 0 | 0 | 0 | 0 | 0 | 0 | 0 | 0
F3_Commercial_Other Health_New_Food Preparation_Natural Gas_Fryer_E5 | F3 | Commercial | Other Health | New | Food Preparation | Natural Gas | Fryer | E5 | PACT BC Ratio | 0 | 0 | 0 | 0 | 0 | 0 | 0 | 0 | 0 | 0 | 0 | 0 | 0 | 0 | 0 | 0 | 0 | 0 | 0 | 0 | 0 | 0 | 0 | 0 | 0 | 0 | 0 | 0 | 0 | 0 | 0 | 0 | 0
F3_Commercial_Other Health_New_Food Preparation_Natural Gas_Fryer_E6 | F3 | Commercial | Other Health | New | Food Preparation | Natural Gas | Fryer | E6 | PACT BC Ratio | 0 | 0 | 0 | 0 | 0 | 0 | 0 | 0 | 0 | 0 | 0 | 0 | 0 | 0 | 0 | 0 | 0 | 0 | 0 | 0 | 0 | 0 | 0 | 0 | 0 | 0 | 0 | 0 | 0 | 0 | 0 | 0 | 0
F3_Commercial_Other Health_New_Food Preparation_Natural Gas_Fryer_E7 | F3 | Commercial | Other Health | New | Food Preparation | Natural Gas | Fryer | E7 | PACT BC Ratio | 0 | 0 | 0 | 0 | 0 | 0 | 0 | 0 | 0 | 0 | 0 | 0 | 0 | 0 | 0 | 0 | 0 | 0 | 0 | 0 | 0 | 0 | 0 | 0 | 0 | 0 | 0 | 0 | 0 | 0 | 0 | 0 | 0
F3_Commercial_Other Health_New_Food Preparation_Natural Gas_Fryer_E8 | F3 | Commercial | Other Health | New | Food Preparation | Natural Gas | Fryer | E8 | PACT BC Ratio | 0 | 0 | 0 | 0 | 0 | 0 | 0 | 0 | 0 | 0 | 0 | 0 | 0 | 0 | 0 | 0 | 0 | 0 | 0 | 0 | 0 | 0 | 0 | 0 | 0 | 0 | 0 | 0 | 0 | 0 | 0 | 0 | 0
F3_Commercial_Other Health_New_Food Preparation_Natural Gas_Fryer_E9 | F3 | Commercial | Other Health | New | Food Preparation | Natural Gas | Fryer | E9 | PACT BC Ratio | 0 | 0 | 0 | 0 | 0 | 0 | 0 | 0 | 0 | 0 | 0 | 0 | 0 | 0 | 0 | 0 | 0 | 0 | 0 | 0 | 0 | 0 | 0 | 0 | 0 | 0 | 0 | 0 | 0 | 0 | 0 | 0 | 0
F3_Commercial_Other Health_New_Food Preparation_Natural Gas_Fryer_E10 | F3 | Commercial | Other Health | New | Food Preparation | Natural Gas | Fryer | E10 | PACT BC Ratio | 0 | 0 | 0 | 0 | 0 | 0 | 0 | 0 | 0 | 0 | 0 | 0 | 0 | 0 | 0 | 0 | 0 | 0 | 0 | 0 | 0 | 0 | 0 | 0 | 0 | 0 | 0 | 0 | 0 | 0 | 0 | 0 | 0
F4_Commercial_Other Health_New_Food Preparation_Natural Gas_Fryer_E1 | F4 | Commercial | Other Health | New | Food Preparation | Natural Gas | Fryer | E1 | RVT BC Ratio | 1 | 1 | 1 | 0 | 0 | 0 | 0 | 0 | 0 | 0 | 0 | 0 | 0 | 0 | 0 | 0 | 0 | 0 | 0 | 0 | 0 | 0 | 0 | 0 | 0 | 0 | 0 | 0 | 0 | 0 | 0 | 0 | 0
F4_Commercial_Other Health_New_Food Preparation_Natural Gas_Fryer_E2 | F4 | Commercial | Other Health | New | Food Preparation | Natural Gas | Fryer | E2 | RVT BC Ratio | 4.4816 | 4.4933 | 4.515 | 1 | 1 | 1 | 1 | 1 | 1 | 1 | 1 | 1 | 1 | 1 | 1 | 1 | 1 | 1 | 1 | 1 | 1 | 1 | 1 | 1 | 1 | 1 | 1 | 1 | 1 | 1 | 1 | 1 | 1
F4_Commercial_Other Health_New_Food Preparation_Natural Gas_Fryer_E3 | F4 | Commercial | Other Health | New | Food Preparation | Natural Gas | Fryer | E3 | RVT BC Ratio | 0 | 0 | 0 | 0 | 0 | 0 | 0 | 0 | 0 | 0 | 0 | 0 | 0 | 0 | 0 | 0 | 0 | 0 | 0 | 0 | 0 | 0 | 0 | 0 | 0 | 0 | 0 | 0 | 0 | 0 | 0 | 0 | 0
F4_Commercial_Other Health_New_Food Preparation_Natural Gas_Fryer_E4 | F4 | Commercial | Other Health | New | Food Preparation | Natural Gas | Fryer | E4 | RVT BC Ratio | 0 | 0 | 0 | 0 | 0 | 0 | 0 | 0 | 0 | 0 | 0 | 0 | 0 | 0 | 0 | 0 | 0 | 0 | 0 | 0 | 0 | 0 | 0 | 0 | 0 | 0 | 0 | 0 | 0 | 0 | 0 | 0 | 0
F4_Commercial_Other Health_New_Food Preparation_Natural Gas_Fryer_E5 | F4 | Commercial | Other Health | New | Food Preparation | Natural Gas | Fryer | E5 | RVT BC Ratio | 0 | 0 | 0 | 0 | 0 | 0 | 0 | 0 | 0 | 0 | 0 | 0 | 0 | 0 | 0 | 0 | 0 | 0 | 0 | 0 | 0 | 0 | 0 | 0 | 0 | 0 | 0 | 0 | 0 | 0 | 0 | 0 | 0
F4_Commercial_Other Health_New_Food Preparation_Natural Gas_Fryer_E6 | F4 | Commercial | Other Health | New | Food Preparation | Natural Gas | Fryer | E6 | RVT BC Ratio | 0 | 0 | 0 | 0 | 0 | 0 | 0 | 0 | 0 | 0 | 0 | 0 | 0 | 0 | 0 | 0 | 0 | 0 | 0 | 0 | 0 | 0 | 0 | 0 | 0 | 0 | 0 | 0 | 0 | 0 | 0 | 0 | 0
F4_Commercial_Other Health_New_Food Preparation_Natural Gas_Fryer_E7 | F4 | Commercial | Other Health | New | Food Preparation | Natural Gas | Fryer | E7 | RVT BC Ratio | 0 | 0 | 0 | 0 | 0 | 0 | 0 | 0 | 0 | 0 | 0 | 0 | 0 | 0 | 0 | 0 | 0 | 0 | 0 | 0 | 0 | 0 | 0 | 0 | 0 | 0 | 0 | 0 | 0 | 0 | 0 | 0 | 0
F4_Commercial_Other Health_New_Food Preparation_Natural Gas_Fryer_E8 | F4 | Commercial | Other Health | New | Food Preparation | Natural Gas | Fryer | E8 | RVT BC Ratio | 0 | 0 | 0 | 0 | 0 | 0 | 0 | 0 | 0 | 0 | 0 | 0 | 0 | 0 | 0 | 0 | 0 | 0 | 0 | 0 | 0 | 0 | 0 | 0 | 0 | 0 | 0 | 0 | 0 | 0 | 0 | 0 | 0
F4_Commercial_Other Health_New_Food Preparation_Natural Gas_Fryer_E9 | F4 | Commercial | Other Health | New | Food Preparation | Natural Gas | Fryer | E9 | RVT BC Ratio | 0 | 0 | 0 | 0 | 0 | 0 | 0 | 0 | 0 | 0 | 0 | 0 | 0 | 0 | 0 | 0 | 0 | 0 | 0 | 0 | 0 | 0 | 0 | 0 | 0 | 0 | 0 | 0 | 0 | 0 | 0 | 0 | 0
F4_Commercial_Other Health_New_Food Preparation_Natural Gas_Fryer_E10 | F4 | Commercial | Other Health | New | Food Preparation | Natural Gas | Fryer | E10 | RVT BC Ratio | 0 | 0 | 0 | 0 | 0 | 0 | 0 | 0 | 0 | 0 | 0 | 0 | 0 | 0 | 0 | 0 | 0 | 0 | 0 | 0 | 0 | 0 | 0 | 0 | 0 | 0 | 0 | 0 | 0 | 0 | 0 | 0 | 0
F5_Commercial_Other Health_New_Food Preparation_Natural Gas_Fryer_E1 | F5 | Commercial | Other Health | New | Food Preparation | Natural Gas | Fryer | E1 | RIM BC Ratio | 1 | 1 | 1 | 0 | 0 | 0 | 0 | 0 | 0 | 0 | 0 | 0 | 0 | 0 | 0 | 0 | 0 | 0 | 0 | 0 | 0 | 0 | 0 | 0 | 0 | 0 | 0 | 0 | 0 | 0 | 0 | 0 | 0
F5_Commercial_Other Health_New_Food Preparation_Natural Gas_Fryer_E2 | F5 | Commercial | Other Health | New | Food Preparation | Natural Gas | Fryer | E2 | RIM BC Ratio | 0.67422 | 0.67462 | 0.67536 | 1 | 1 | 1 | 1 | 1 | 1 | 1 | 1 | 1 | 1 | 1 | 1 | 1 | 1 | 1 | 1 | 1 | 1 | 1 | 1 | 1 | 1 | 1 | 1 | 1 | 1 | 1 | 1 | 1 | 1
F5_Commercial_Other Health_New_Food Preparation_Natural Gas_Fryer_E3 | F5 | Commercial | Other Health | New | Food Preparation | Natural Gas | Fryer | E3 | RIM BC Ratio | 0 | 0 | 0 | 0 | 0 | 0 | 0 | 0 | 0 | 0 | 0 | 0 | 0 | 0 | 0 | 0 | 0 | 0 | 0 | 0 | 0 | 0 | 0 | 0 | 0 | 0 | 0 | 0 | 0 | 0 | 0 | 0 | 0
F5_Commercial_Other Health_New_Food Preparation_Natural Gas_Fryer_E4 | F5 | Commercial | Other Health | New | Food Preparation | Natural Gas | Fryer | E4 | RIM BC Ratio | 0 | 0 | 0 | 0 | 0 | 0 | 0 | 0 | 0 | 0 | 0 | 0 | 0 | 0 | 0 | 0 | 0 | 0 | 0 | 0 | 0 | 0 | 0 | 0 | 0 | 0 | 0 | 0 | 0 | 0 | 0 | 0 | 0
F5_Commercial_Other Health_New_Food Preparation_Natural Gas_Fryer_E5 | F5 | Commercial | Other Health | New | Food Preparation | Natural Gas | Fryer | E5 | RIM BC Ratio | 0 | 0 | 0 | 0 | 0 | 0 | 0 | 0 | 0 | 0 | 0 | 0 | 0 | 0 | 0 | 0 | 0 | 0 | 0 | 0 | 0 | 0 | 0 | 0 | 0 | 0 | 0 | 0 | 0 | 0 | 0 | 0 | 0
F5_Commercial_Other Health_New_Food Preparation_Natural Gas_Fryer_E6 | F5 | Commercial | Other Health | New | Food Preparation | Natural Gas | Fryer | E6 | RIM BC Ratio | 0 | 0 | 0 | 0 | 0 | 0 | 0 | 0 | 0 | 0 | 0 | 0 | 0 | 0 | 0 | 0 | 0 | 0 | 0 | 0 | 0 | 0 | 0 | 0 | 0 | 0 | 0 | 0 | 0 | 0 | 0 | 0 | 0
F5_Commercial_Other Health_New_Food Preparation_Natural Gas_Fryer_E7 | F5 | Commercial | Other Health | New | Food Preparation | Natural Gas | Fryer | E7 | RIM BC Ratio | 0 | 0 | 0 | 0 | 0 | 0 | 0 | 0 | 0 | 0 | 0 | 0 | 0 | 0 | 0 | 0 | 0 | 0 | 0 | 0 | 0 | 0 | 0 | 0 | 0 | 0 | 0 | 0 | 0 | 0 | 0 | 0 | 0
F5_Commercial_Other Health_New_Food Preparation_Natural Gas_Fryer_E8 | F5 | Commercial | Other Health | New | Food Preparation | Natural Gas | Fryer | E8 | RIM BC Ratio | 0 | 0 | 0 | 0 | 0 | 0 | 0 | 0 | 0 | 0 | 0 | 0 | 0 | 0 | 0 | 0 | 0 | 0 | 0 | 0 | 0 | 0 | 0 | 0 | 0 | 0 | 0 | 0 | 0 | 0 | 0 | 0 | 0
F5_Commercial_Other Health_New_Food Preparation_Natural Gas_Fryer_E9 | F5 | Commercial | Other Health | New | Food Preparation | Natural Gas | Fryer | E9 | RIM BC Ratio | 0 | 0 | 0 | 0 | 0 | 0 | 0 | 0 | 0 | 0 | 0 | 0 | 0 | 0 | 0 | 0 | 0 | 0 | 0 | 0 | 0 | 0 | 0 | 0 | 0 | 0 | 0 | 0 | 0 | 0 | 0 | 0 | 0
F5_Commercial_Other Health_New_Food Preparation_Natural Gas_Fryer_E10 | F5 | Commercial | Other Health | New | Food Preparation | Natural Gas | Fryer | E10 | RIM BC Ratio | 0 | 0 | 0 | 0 | 0 | 0 | 0 | 0 | 0 | 0 | 0 | 0 | 0 | 0 | 0 | 0 | 0 | 0 | 0 | 0 | 0 | 0 | 0 | 0 | 0 | 0 | 0 | 0 | 0 | 0 | 0 | 0 | 0
F0_Commercial_Other Health_New_Food Preparation_Natural Gas_Broiler_E0 | F0 | Commercial | Other Health | New | Food Preparation | Natural Gas | Broiler | E0 | Economic Unit | Infrared Burners | Infrared Burners | Infrared Burners | Infrared Burners | Infrared Burners | Infrared Burners | Infrared Burners | Infrared Burners | Infrared Burners | Infrared Burners | Infrared Burners | Infrared Burners | Infrared Burners | Infrared Burners | Infrared Burners | Infrared Burners | Infrared Burners | Infrared Burners | Infrared Burners | Infrared Burners | Infrared Burners | Infrared Burners | Infrared Burners | Infrared Burners | Infrared Burners | Infrared Burners | Infrared Burners | Infrared Burners | Infrared Burners | Infrared Burners | Infrared Burners | Infrared Burners | Infrared Burners
F1_Commercial_Other Health_New_Food Preparation_Natural Gas_Broiler_E1 | F1 | Commercial | Other Health | New | Food Preparation | Natural Gas | Broiler | E1 | CCE | 0 | 0 | 0 | 0 | 0 | 0 | 0 | 0 | 0 | 0 | 0 | 0 | 0 | 0 | 0 | 0 | 0 | 0 | 0 | 0 | 0 | 0 | 0 | 0 | 0 | 0 | 0 | 0 | 0 | 0 | 0 | 0 | 0
F1_Commercial_Other Health_New_Food Preparation_Natural Gas_Broiler_E2 | F1 | Commercial | Other Health | New | Food Preparation | Natural Gas | Broiler | E2 | CCE | 0.62853 | 0.62853 | 0.62853 | 0.62853 | 0.62853 | 0.62853 | 0.62853 | 0.62853 | 0.62853 | 0.62853 | 0.62853 | 0.62853 | 0.62853 | 0.62853 | 0.62853 | 0.62853 | 0.62853 | 0.62853 | 0.62853 | 0.62853 | 0.62853 | 0.62853 | 0.62853 | 0.62853 | 0.62853 | 0.62853 | 0.62853 | 0.62853 | 0.62853 | 0.62853 | 0.62853 | 0.62853 | 0.62853
F1_Commercial_Other Health_New_Food Preparation_Natural Gas_Broiler_E3 | F1 | Commercial | Other Health | New | Food Preparation | Natural Gas | Broiler | E3 | CCE | 0 | 0 | 0 | 0 | 0 | 0 | 0 | 0 | 0 | 0 | 0 | 0 | 0 | 0 | 0 | 0 | 0 | 0 | 0 | 0 | 0 | 0 | 0 | 0 | 0 | 0 | 0 | 0 | 0 | 0 | 0 | 0 | 0
F1_Commercial_Other Health_New_Food Preparation_Natural Gas_Broiler_E4 | F1 | Commercial | Other Health | New | Food Preparation | Natural Gas | Broiler | E4 | CCE | 0 | 0 | 0 | 0 | 0 | 0 | 0 | 0 | 0 | 0 | 0 | 0 | 0 | 0 | 0 | 0 | 0 | 0 | 0 | 0 | 0 | 0 | 0 | 0 | 0 | 0 | 0 | 0 | 0 | 0 | 0 | 0 | 0
F1_Commercial_Other Health_New_Food Preparation_Natural Gas_Broiler_E5 | F1 | Commercial | Other Health | New | Food Preparation | Natural Gas | Broiler | E5 | CCE | 0 | 0 | 0 | 0 | 0 | 0 | 0 | 0 | 0 | 0 | 0 | 0 | 0 | 0 | 0 | 0 | 0 | 0 | 0 | 0 | 0 | 0 | 0 | 0 | 0 | 0 | 0 | 0 | 0 | 0 | 0 | 0 | 0
F1_Commercial_Other Health_New_Food Preparation_Natural Gas_Broiler_E6 | F1 | Commercial | Other Health | New | Food Preparation | Natural Gas | Broiler | E6 | CCE | 0 | 0 | 0 | 0 | 0 | 0 | 0 | 0 | 0 | 0 | 0 | 0 | 0 | 0 | 0 | 0 | 0 | 0 | 0 | 0 | 0 | 0 | 0 | 0 | 0 | 0 | 0 | 0 | 0 | 0 | 0 | 0 | 0
F1_Commercial_Other Health_New_Food Preparation_Natural Gas_Broiler_E7 | F1 | Commercial | Other Health | New | Food Preparation | Natural Gas | Broiler | E7 | CCE | 0 | 0 | 0 | 0 | 0 | 0 | 0 | 0 | 0 | 0 | 0 | 0 | 0 | 0 | 0 | 0 | 0 | 0 | 0 | 0 | 0 | 0 | 0 | 0 | 0 | 0 | 0 | 0 | 0 | 0 | 0 | 0 | 0
F1_Commercial_Other Health_New_Food Preparation_Natural Gas_Broiler_E8 | F1 | Commercial | Other Health | New | Food Preparation | Natural Gas | Broiler | E8 | CCE | 0 | 0 | 0 | 0 | 0 | 0 | 0 | 0 | 0 | 0 | 0 | 0 | 0 | 0 | 0 | 0 | 0 | 0 | 0 | 0 | 0 | 0 | 0 | 0 | 0 | 0 | 0 | 0 | 0 | 0 | 0 | 0 | 0
F1_Commercial_Other Health_New_Food Preparation_Natural Gas_Broiler_E9 | F1 | Commercial | Other Health | New | Food Preparation | Natural Gas | Broiler | E9 | CCE | 0 | 0 | 0 | 0 | 0 | 0 | 0 | 0 | 0 | 0 | 0 | 0 | 0 | 0 | 0 | 0 | 0 | 0 | 0 | 0 | 0 | 0 | 0 | 0 | 0 | 0 | 0 | 0 | 0 | 0 | 0 | 0 | 0
F1_Commercial_Other Health_New_Food Preparation_Natural Gas_Broiler_E10 | F1 | Commercial | Other Health | New | Food Preparation | Natural Gas | Broiler | E10 | CCE | 0 | 0 | 0 | 0 | 0 | 0 | 0 | 0 | 0 | 0 | 0 | 0 | 0 | 0 | 0 | 0 | 0 | 0 | 0 | 0 | 0 | 0 | 0 | 0 | 0 | 0 | 0 | 0 | 0 | 0 | 0 | 0 | 0
F2_Commercial_Other Health_New_Food Preparation_Natural Gas_Broiler_E1 | F2 | Commercial | Other Health | New | Food Preparation | Natural Gas | Broiler | E1 | TRC BC Ratio | bar: 2019 to 2051
F2_Commercial_Other Health_New_Food Preparation_Natural Gas_Broiler_E2 | F2 | Commercial | Other Health | New | Food Preparation | Natural Gas | Broiler | E2 | TRC BC Ratio | 2.2386 | 2.2557 | 2.2748 | 2.2957 | 2.3196 | 2.3473 | 2.3697 | 2.3913 | 2.4131 | 2.4359 | 2.4576 | 2.4775 | 2.4979 | 2.5193 | 2.543 | 2.5661 | 2.5906 | 2.6165 | 2.6435 | 2.671 | 2.6988 | 2.7247 | 2.7482 | 2.7689 | 2.7868 | 2.8022 | 2.8129 | 2.8208 | 2.8277 | 2.8336 | 2.8394 | 2.842 | 2.842
F2_Commercial_Other Health_New_Food Preparation_Natural Gas_Broiler_E3 | F2 | Commercial | Other Health | New | Food Preparation | Natural Gas | Broiler | E3 | TRC BC Ratio | 0 | 0 | 0 | 0 | 0 | 0 | 0 | 0 | 0 | 0 | 0 | 0 | 0 | 0 | 0 | 0 | 0 | 0 | 0 | 0 | 0 | 0 | 0 | 0 | 0 | 0 | 0 | 0 | 0 | 0 | 0 | 0 | 0
F2_Commercial_Other Health_New_Food Preparation_Natural Gas_Broiler_E4 | F2 | Commercial | Other Health | New | Food Preparation | Natural Gas | Broiler | E4 | TRC BC Ratio | 0 | 0 | 0 | 0 | 0 | 0 | 0 | 0 | 0 | 0 | 0 | 0 | 0 | 0 | 0 | 0 | 0 | 0 | 0 | 0 | 0 | 0 | 0 | 0 | 0 | 0 | 0 | 0 | 0 | 0 | 0 | 0 | 0
F2_Commercial_Other Health_New_Food Preparation_Natural Gas_Broiler_E5 | F2 | Commercial | Other Health | New | Food Preparation | Natural Gas | Broiler | E5 | TRC BC Ratio | 0 | 0 | 0 | 0 | 0 | 0 | 0 | 0 | 0 | 0 | 0 | 0 | 0 | 0 | 0 | 0 | 0 | 0 | 0 | 0 | 0 | 0 | 0 | 0 | 0 | 0 | 0 | 0 | 0 | 0 | 0 | 0 | 0
F2_Commercial_Other Health_New_Food Preparation_Natural Gas_Broiler_E6 | F2 | Commercial | Other Health | New | Food Preparation | Natural Gas | Broiler | E6 | TRC BC Ratio | 0 | 0 | 0 | 0 | 0 | 0 | 0 | 0 | 0 | 0 | 0 | 0 | 0 | 0 | 0 | 0 | 0 | 0 | 0 | 0 | 0 | 0 | 0 | 0 | 0 | 0 | 0 | 0 | 0 | 0 | 0 | 0 | 0
F2_Commercial_Other Health_New_Food Preparation_Natural Gas_Broiler_E7 | F2 | Commercial | Other Health | New | Food Preparation | Natural Gas | Broiler | E7 | TRC BC Ratio | 0 | 0 | 0 | 0 | 0 | 0 | 0 | 0 | 0 | 0 | 0 | 0 | 0 | 0 | 0 | 0 | 0 | 0 | 0 | 0 | 0 | 0 | 0 | 0 | 0 | 0 | 0 | 0 | 0 | 0 | 0 | 0 | 0
F2_Commercial_Other Health_New_Food Preparation_Natural Gas_Broiler_E8 | F2 | Commercial | Other Health | New | Food Preparation | Natural Gas | Broiler | E8 | TRC BC Ratio | 0 | 0 | 0 | 0 | 0 | 0 | 0 | 0 | 0 | 0 | 0 | 0 | 0 | 0 | 0 | 0 | 0 | 0 | 0 | 0 | 0 | 0 | 0 | 0 | 0 | 0 | 0 | 0 | 0 | 0 | 0 | 0 | 0
F2_Commercial_Other Health_New_Food Preparation_Natural Gas_Broiler_E9 | F2 | Commercial | Other Health | New | Food Preparation | Natural Gas | Broiler | E9 | TRC BC Ratio | 0 | 0 | 0 | 0 | 0 | 0 | 0 | 0 | 0 | 0 | 0 | 0 | 0 | 0 | 0 | 0 | 0 | 0 | 0 | 0 | 0 | 0 | 0 | 0 | 0 | 0 | 0 | 0 | 0 | 0 | 0 | 0 | 0
F2_Commercial_Other Health_New_Food Preparation_Natural Gas_Broiler_E10 | F2 | Commercial | Other Health | New | Food Preparation | Natural Gas | Broiler | E10 | TRC BC Ratio | 0 | 0 | 0 | 0 | 0 | 0 | 0 | 0 | 0 | 0 | 0 | 0 | 0 | 0 | 0 | 0 | 0 | 0 | 0 | 0 | 0 | 0 | 0 | 0 | 0 | 0 | 0 | 0 | 0 | 0 | 0 | 0 | 0
F3_Commercial_Other Health_New_Food Preparation_Natural Gas_Broiler_E1 | F3 | Commercial | Other Health | New | Food Preparation | Natural Gas | Broiler | E1 | PACT BC Ratio | bar: 2019 to 2051
F3_Commercial_Other Health_New_Food Preparation_Natural Gas_Broiler_E2 | F3 | Commercial | Other Health | New | Food Preparation | Natural Gas | Broiler | E2 | PACT BC Ratio | 2.9849 | 3.0076 | 3.033 | 3.061 | 3.0929 | 3.1297 | 3.1596 | 3.1884 | 3.2175 | 3.2479 | 3.2768 | 3.3034 | 3.3306 | 3.3591 | 3.3906 | 3.4215 | 3.4542 | 3.4887 | 3.5247 | 3.5614 | 3.5983 | 3.633 | 3.6642 | 3.6918 | 3.7157 | 3.7363 | 3.7505 | 3.7611 | 3.7703 | 3.7781 | 3.7859 | 3.7893 | 3.7893
F3_Commercial_Other Health_New_Food Preparation_Natural Gas_Broiler_E3 | F3 | Commercial | Other Health | New | Food Preparation | Natural Gas | Broiler | E3 | PACT BC Ratio | 0 | 0 | 0 | 0 | 0 | 0 | 0 | 0 | 0 | 0 | 0 | 0 | 0 | 0 | 0 | 0 | 0 | 0 | 0 | 0 | 0 | 0 | 0 | 0 | 0 | 0 | 0 | 0 | 0 | 0 | 0 | 0 | 0
F3_Commercial_Other Health_New_Food Preparation_Natural Gas_Broiler_E4 | F3 | Commercial | Other Health | New | Food Preparation | Natural Gas | Broiler | E4 | PACT BC Ratio | 0 | 0 | 0 | 0 | 0 | 0 | 0 | 0 | 0 | 0 | 0 | 0 | 0 | 0 | 0 | 0 | 0 | 0 | 0 | 0 | 0 | 0 | 0 | 0 | 0 | 0 | 0 | 0 | 0 | 0 | 0 | 0 | 0
F3_Commercial_Other Health_New_Food Preparation_Natural Gas_Broiler_E5 | F3 | Commercial | Other Health | New | Food Preparation | Natural Gas | Broiler | E5 | PACT BC Ratio | 0 | 0 | 0 | 0 | 0 | 0 | 0 | 0 | 0 | 0 | 0 | 0 | 0 | 0 | 0 | 0 | 0 | 0 | 0 | 0 | 0 | 0 | 0 | 0 | 0 | 0 | 0 | 0 | 0 | 0 | 0 | 0 | 0
F3_Commercial_Other Health_New_Food Preparation_Natural Gas_Broiler_E6 | F3 | Commercial | Other Health | New | Food Preparation | Natural Gas | Broiler | E6 | PACT BC Ratio | 0 | 0 | 0 | 0 | 0 | 0 | 0 | 0 | 0 | 0 | 0 | 0 | 0 | 0 | 0 | 0 | 0 | 0 | 0 | 0 | 0 | 0 | 0 | 0 | 0 | 0 | 0 | 0 | 0 | 0 | 0 | 0 | 0
F3_Commercial_Other Health_New_Food Preparation_Natural Gas_Broiler_E7 | F3 | Commercial | Other Health | New | Food Preparation | Natural Gas | Broiler | E7 | PACT BC Ratio | 0 | 0 | 0 | 0 | 0 | 0 | 0 | 0 | 0 | 0 | 0 | 0 | 0 | 0 | 0 | 0 | 0 | 0 | 0 | 0 | 0 | 0 | 0 | 0 | 0 | 0 | 0 | 0 | 0 | 0 | 0 | 0 | 0
F3_Commercial_Other Health_New_Food Preparation_Natural Gas_Broiler_E8 | F3 | Commercial | Other Health | New | Food Preparation | Natural Gas | Broiler | E8 | PACT BC Ratio | 0 | 0 | 0 | 0 | 0 | 0 | 0 | 0 | 0 | 0 | 0 | 0 | 0 | 0 | 0 | 0 | 0 | 0 | 0 | 0 | 0 | 0 | 0 | 0 | 0 | 0 | 0 | 0 | 0 | 0 | 0 | 0 | 0
F3_Commercial_Other Health_New_Food Preparation_Natural Gas_Broiler_E9 | F3 | Commercial | Other Health | New | Food Preparation | Natural Gas | Broiler | E9 | PACT BC Ratio | 0 | 0 | 0 | 0 | 0 | 0 | 0 | 0 | 0 | 0 | 0 | 0 | 0 | 0 | 0 | 0 | 0 | 0 | 0 | 0 | 0 | 0 | 0 | 0 | 0 | 0 | 0 | 0 | 0 | 0 | 0 | 0 | 0
F3_Commercial_Other Health_New_Food Preparation_Natural Gas_Broiler_E10 | F3 | Commercial | Other Health | New | Food Preparation | Natural Gas | Broiler | E10 | PACT BC Ratio | 0 | 0 | 0 | 0 | 0 | 0 | 0 | 0 | 0 | 0 | 0 | 0 | 0 | 0 | 0 | 0 | 0 | 0 | 0 | 0 | 0 | 0 | 0 | 0 | 0 | 0 | 0 | 0 | 0 | 0 | 0 | 0 | 0
F4_Commercial_Other Health_New_Food Preparation_Natural Gas_Broiler_E1 | F4 | Commercial | Other Health | New | Food Preparation | Natural Gas | Broiler | E1 | RVT BC Ratio | bar: 2019 to 2051
F4_Commercial_Other Health_New_Food Preparation_Natural Gas_Broiler_E2 | F4 | Commercial | Other Health | New | Food Preparation | Natural Gas | Broiler | E2 | RVT BC Ratio | 3.9184 | 3.943 | 3.9704 | 4.0005 | 4.0349 | 4.0747 | 4.1069 | 4.1379 | 4.1693 | 4.202 | 4.2332 | 4.2619 | 4.2912 | 4.322 | 4.356 | 4.3892 | 4.4245 | 4.4617 | 4.5005 | 4.5401 | 4.5799 | 4.6173 | 4.651 | 4.6808 | 4.7065 | 4.7286 | 4.744 | 4.7554 | 4.7653 | 4.7738 | 4.7822 | 4.7859 | 4.7859
F4_Commercial_Other Health_New_Food Preparation_Natural Gas_Broiler_E3 | F4 | Commercial | Other Health | New | Food Preparation | Natural Gas | Broiler | E3 | RVT BC Ratio | 0 | 0 | 0 | 0 | 0 | 0 | 0 | 0 | 0 | 0 | 0 | 0 | 0 | 0 | 0 | 0 | 0 | 0 | 0 | 0 | 0 | 0 | 0 | 0 | 0 | 0 | 0 | 0 | 0 | 0 | 0 | 0 | 0
F4_Commercial_Other Health_New_Food Preparation_Natural Gas_Broiler_E4 | F4 | Commercial | Other Health | New | Food Preparation | Natural Gas | Broiler | E4 | RVT BC Ratio | 0 | 0 | 0 | 0 | 0 | 0 | 0 | 0 | 0 | 0 | 0 | 0 | 0 | 0 | 0 | 0 | 0 | 0 | 0 | 0 | 0 | 0 | 0 | 0 | 0 | 0 | 0 | 0 | 0 | 0 | 0 | 0 | 0
F4_Commercial_Other Health_New_Food Preparation_Natural Gas_Broiler_E5 | F4 | Commercial | Other Health | New | Food Preparation | Natural Gas | Broiler | E5 | RVT BC Ratio | 0 | 0 | 0 | 0 | 0 | 0 | 0 | 0 | 0 | 0 | 0 | 0 | 0 | 0 | 0 | 0 | 0 | 0 | 0 | 0 | 0 | 0 | 0 | 0 | 0 | 0 | 0 | 0 | 0 | 0 | 0 | 0 | 0
F4_Commercial_Other Health_New_Food Preparation_Natural Gas_Broiler_E6 | F4 | Commercial | Other Health | New | Food Preparation | Natural Gas | Broiler | E6 | RVT BC Ratio | 0 | 0 | 0 | 0 | 0 | 0 | 0 | 0 | 0 | 0 | 0 | 0 | 0 | 0 | 0 | 0 | 0 | 0 | 0 | 0 | 0 | 0 | 0 | 0 | 0 | 0 | 0 | 0 | 0 | 0 | 0 | 0 | 0
F4_Commercial_Other Health_New_Food Preparation_Natural Gas_Broiler_E7 | F4 | Commercial | Other Health | New | Food Preparation | Natural Gas | Broiler | E7 | RVT BC Ratio | 0 | 0 | 0 | 0 | 0 | 0 | 0 | 0 | 0 | 0 | 0 | 0 | 0 | 0 | 0 | 0 | 0 | 0 | 0 | 0 | 0 | 0 | 0 | 0 | 0 | 0 | 0 | 0 | 0 | 0 | 0 | 0 | 0
F4_Commercial_Other Health_New_Food Preparation_Natural Gas_Broiler_E8 | F4 | Commercial | Other Health | New | Food Preparation | Natural Gas | Broiler | E8 | RVT BC Ratio | 0 | 0 | 0 | 0 | 0 | 0 | 0 | 0 | 0 | 0 | 0 | 0 | 0 | 0 | 0 | 0 | 0 | 0 | 0 | 0 | 0 | 0 | 0 | 0 | 0 | 0 | 0 | 0 | 0 | 0 | 0 | 0 | 0
F4_Commercial_Other Health_New_Food Preparation_Natural Gas_Broiler_E9 | F4 | Commercial | Other Health | New | Food Preparation | Natural Gas | Broiler | E9 | RVT BC Ratio | 0 | 0 | 0 | 0 | 0 | 0 | 0 | 0 | 0 | 0 | 0 | 0 | 0 | 0 | 0 | 0 | 0 | 0 | 0 | 0 | 0 | 0 | 0 | 0 | 0 | 0 | 0 | 0 | 0 | 0 | 0 | 0 | 0
F4_Commercial_Other Health_New_Food Preparation_Natural Gas_Broiler_E10 | F4 | Commercial | Other Health | New | Food Preparation | Natural Gas | Broiler | E10 | RVT BC Ratio | 0 | 0 | 0 | 0 | 0 | 0 | 0 | 0 | 0 | 0 | 0 | 0 | 0 | 0 | 0 | 0 | 0 | 0 | 0 | 0 | 0 | 0 | 0 | 0 | 0 | 0 | 0 | 0 | 0 | 0 | 0 | 0 | 0
F5_Commercial_Other Health_New_Food Preparation_Natural Gas_Broiler_E1 | F5 | Commercial | Other Health | New | Food Preparation | Natural Gas | Broiler | E1 | RIM BC Ratio | bar: 2019 to 2051
F5_Commercial_Other Health_New_Food Preparation_Natural Gas_Broiler_E2 | F5 | Commercial | Other Health | New | Food Preparation | Natural Gas | Broiler | E2 | RIM BC Ratio | 0.65228 | 0.65336 | 0.65455 | 0.65584 | 0.65729 | 0.65894 | 0.66026 | 0.6615 | 0.66275 | 0.66403 | 0.66523 | 0.66632 | 0.66742 | 0.66856 | 0.6698 | 0.67099 | 0.67224 | 0.67353 | 0.67486 | 0.6762 | 0.67752 | 0.67874 | 0.67982 | 0.68077 | 0.68157 | 0.68226 | 0.68274 | 0.68309 | 0.68339 | 0.68365 | 0.6839 | 0.68401 | 0.68401
F5_Commercial_Other Health_New_Food Preparation_Natural Gas_Broiler_E3 | F5 | Commercial | Other Health | New | Food Preparation | Natural Gas | Broiler | E3 | RIM BC Ratio | 0 | 0 | 0 | 0 | 0 | 0 | 0 | 0 | 0 | 0 | 0 | 0 | 0 | 0 | 0 | 0 | 0 | 0 | 0 | 0 | 0 | 0 | 0 | 0 | 0 | 0 | 0 | 0 | 0 | 0 | 0 | 0 | 0
F5_Commercial_Other Health_New_Food Preparation_Natural Gas_Broiler_E4 | F5 | Commercial | Other Health | New | Food Preparation | Natural Gas | Broiler | E4 | RIM BC Ratio | 0 | 0 | 0 | 0 | 0 | 0 | 0 | 0 | 0 | 0 | 0 | 0 | 0 | 0 | 0 | 0 | 0 | 0 | 0 | 0 | 0 | 0 | 0 | 0 | 0 | 0 | 0 | 0 | 0 | 0 | 0 | 0 | 0
F5_Commercial_Other Health_New_Food Preparation_Natural Gas_Broiler_E5 | F5 | Commercial | Other Health | New | Food Preparation | Natural Gas | Broiler | E5 | RIM BC Ratio | 0 | 0 | 0 | 0 | 0 | 0 | 0 | 0 | 0 | 0 | 0 | 0 | 0 | 0 | 0 | 0 | 0 | 0 | 0 | 0 | 0 | 0 | 0 | 0 | 0 | 0 | 0 | 0 | 0 | 0 | 0 | 0 | 0
F5_Commercial_Other Health_New_Food Preparation_Natural Gas_Broiler_E6 | F5 | Commercial | Other Health | New | Food Preparation | Natural Gas | Broiler | E6 | RIM BC Ratio | 0 | 0 | 0 | 0 | 0 | 0 | 0 | 0 | 0 | 0 | 0 | 0 | 0 | 0 | 0 | 0 | 0 | 0 | 0 | 0 | 0 | 0 | 0 | 0 | 0 | 0 | 0 | 0 | 0 | 0 | 0 | 0 | 0
F5_Commercial_Other Health_New_Food Preparation_Natural Gas_Broiler_E7 | F5 | Commercial | Other Health | New | Food Preparation | Natural Gas | Broiler | E7 | RIM BC Ratio | 0 | 0 | 0 | 0 | 0 | 0 | 0 | 0 | 0 | 0 | 0 | 0 | 0 | 0 | 0 | 0 | 0 | 0 | 0 | 0 | 0 | 0 | 0 | 0 | 0 | 0 | 0 | 0 | 0 | 0 | 0 | 0 | 0
F5_Commercial_Other Health_New_Food Preparation_Natural Gas_Broiler_E8 | F5 | Commercial | Other Health | New | Food Preparation | Natural Gas | Broiler | E8 | RIM BC Ratio | 0 | 0 | 0 | 0 | 0 | 0 | 0 | 0 | 0 | 0 | 0 | 0 | 0 | 0 | 0 | 0 | 0 | 0 | 0 | 0 | 0 | 0 | 0 | 0 | 0 | 0 | 0 | 0 | 0 | 0 | 0 | 0 | 0
F5_Commercial_Other Health_New_Food Preparation_Natural Gas_Broiler_E9 | F5 | Commercial | Other Health | New | Food Preparation | Natural Gas | Broiler | E9 | RIM BC Ratio | 0 | 0 | 0 | 0 | 0 | 0 | 0 | 0 | 0 | 0 | 0 | 0 | 0 | 0 | 0 | 0 | 0 | 0 | 0 | 0 | 0 | 0 | 0 | 0 | 0 | 0 | 0 | 0 | 0 | 0 | 0 | 0 | 0
F5_Commercial_Other Health_New_Food Preparation_Natural Gas_Broiler_E10 | F5 | Commercial | Other Health | New | Food Preparation | Natural Gas | Broiler | E10 | RIM BC Ratio | 0 | 0 | 0 | 0 | 0 | 0 | 0 | 0 | 0 | 0 | 0 | 0 | 0 | 0 | 0 | 0 | 0 | 0 | 0 | 0 | 0 | 0 | 0 | 0 | 0 | 0 | 0 | 0 | 0 | 0 | 0 | 0 | 0
F0_Commercial_Other Health_New_Food Preparation_Natural Gas_Griddle_E0 | F0 | Commercial | Other Health | New | Food Preparation | Natural Gas | Griddle | E0 | Economic Unit | Standard | Standard | Standard | Standard | Standard | Standard | Standard | Standard | Standard | Standard | Standard | Standard | Standard | Standard | Standard | Standard | Standard | Standard | Standard | Standard | Standard | Standard | Standard | Standard | Standard | Standard | ENERGY STAR | ENERGY STAR | ENERGY STAR | ENERGY STAR | ENERGY STAR | ENERGY STAR | ENERGY STAR
F1_Commercial_Other Health_New_Food Preparation_Natural Gas_Griddle_E1 | F1 | Commercial | Other Health | New | Food Preparation | Natural Gas | Griddle | E1 | CCE | 0 | 0 | 0 | 0 | 0 | 0 | 0 | 0 | 0 | 0 | 0 | 0 | 0 | 0 | 0 | 0 | 0 | 0 | 0 | 0 | 0 | 0 | 0 | 0 | 0 | 0 | 0 | 0 | 0 | 0 | 0 | 0 | 0
F1_Commercial_Other Health_New_Food Preparation_Natural Gas_Griddle_E2 | F1 | Commercial | Other Health | New | Food Preparation | Natural Gas | Griddle | E2 | CCE | 1.768 | 1.768 | 1.768 | 1.768 | 1.768 | 1.768 | 1.768 | 1.768 | 1.768 | 1.768 | 1.768 | 1.768 | 1.768 | 1.768 | 1.768 | 1.768 | 1.768 | 1.768 | 1.768 | 1.768 | 1.768 | 1.768 | 1.768 | 1.768 | 1.768 | 1.768 | 1.768 | 1.768 | 1.768 | 1.768 | 1.768 | 1.768 | 1.768
F1_Commercial_Other Health_New_Food Preparation_Natural Gas_Griddle_E3 | F1 | Commercial | Other Health | New | Food Preparation | Natural Gas | Griddle | E3 | CCE | 0 | 0 | 0 | 0 | 0 | 0 | 0 | 0 | 0 | 0 | 0 | 0 | 0 | 0 | 0 | 0 | 0 | 0 | 0 | 0 | 0 | 0 | 0 | 0 | 0 | 0 | 0 | 0 | 0 | 0 | 0 | 0 | 0
F1_Commercial_Other Health_New_Food Preparation_Natural Gas_Griddle_E4 | F1 | Commercial | Other Health | New | Food Preparation | Natural Gas | Griddle | E4 | CCE | 0 | 0 | 0 | 0 | 0 | 0 | 0 | 0 | 0 | 0 | 0 | 0 | 0 | 0 | 0 | 0 | 0 | 0 | 0 | 0 | 0 | 0 | 0 | 0 | 0 | 0 | 0 | 0 | 0 | 0 | 0 | 0 | 0
F1_Commercial_Other Health_New_Food Preparation_Natural Gas_Griddle_E5 | F1 | Commercial | Other Health | New | Food Preparation | Natural Gas | Griddle | E5 | CCE | 0 | 0 | 0 | 0 | 0 | 0 | 0 | 0 | 0 | 0 | 0 | 0 | 0 | 0 | 0 | 0 | 0 | 0 | 0 | 0 | 0 | 0 | 0 | 0 | 0 | 0 | 0 | 0 | 0 | 0 | 0 | 0 | 0
F1_Commercial_Other Health_New_Food Preparation_Natural Gas_Griddle_E6 | F1 | Commercial | Other Health | New | Food Preparation | Natural Gas | Griddle | E6 | CCE | 0 | 0 | 0 | 0 | 0 | 0 | 0 | 0 | 0 | 0 | 0 | 0 | 0 | 0 | 0 | 0 | 0 | 0 | 0 | 0 | 0 | 0 | 0 | 0 | 0 | 0 | 0 | 0 | 0 | 0 | 0 | 0 | 0
F1_Commercial_Other Health_New_Food Preparation_Natural Gas_Griddle_E7 | F1 | Commercial | Other Health | New | Food Preparation | Natural Gas | Griddle | E7 | CCE | 0 | 0 | 0 | 0 | 0 | 0 | 0 | 0 | 0 | 0 | 0 | 0 | 0 | 0 | 0 | 0 | 0 | 0 | 0 | 0 | 0 | 0 | 0 | 0 | 0 | 0 | 0 | 0 | 0 | 0 | 0 | 0 | 0
F1_Commercial_Other Health_New_Food Preparation_Natural Gas_Griddle_E8 | F1 | Commercial | Other Health | New | Food Preparation | Natural Gas | Griddle | E8 | CCE | 0 | 0 | 0 | 0 | 0 | 0 | 0 | 0 | 0 | 0 | 0 | 0 | 0 | 0 | 0 | 0 | 0 | 0 | 0 | 0 | 0 | 0 | 0 | 0 | 0 | 0 | 0 | 0 | 0 | 0 | 0 | 0 | 0
F1_Commercial_Other Health_New_Food Preparation_Natural Gas_Griddle_E9 | F1 | Commercial | Other Health | New | Food Preparation | Natural Gas | Griddle | E9 | CCE | 0 | 0 | 0 | 0 | 0 | 0 | 0 | 0 | 0 | 0 | 0 | 0 | 0 | 0 | 0 | 0 | 0 | 0 | 0 | 0 | 0 | 0 | 0 | 0 | 0 | 0 | 0 | 0 | 0 | 0 | 0 | 0 | 0
F1_Commercial_Other Health_New_Food Preparation_Natural Gas_Griddle_E10 | F1 | Commercial | Other Health | New | Food Preparation | Natural Gas | Griddle | E10 | CCE | 0 | 0 | 0 | 0 | 0 | 0 | 0 | 0 | 0 | 0 | 0 | 0 | 0 | 0 | 0 | 0 | 0 | 0 | 0 | 0 | 0 | 0 | 0 | 0 | 0 | 0 | 0 | 0 | 0 | 0 | 0 | 0 | 0
F2_Commercial_Other Health_New_Food Preparation_Natural Gas_Griddle_E1 | F2 | Commercial | Other Health | New | Food Preparation | Natural Gas | Griddle | E1 | TRC BC Ratio | bar: 2019 to 2051
F2_Commercial_Other Health_New_Food Preparation_Natural Gas_Griddle_E2 | F2 | Commercial | Other Health | New | Food Preparation | Natural Gas | Griddle | E2 | TRC BC Ratio | 0.79587 | 0.80193 | 0.80871 | 0.81616 | 0.82466 | 0.8345 | 0.84247 | 0.85013 | 0.8579 | 0.86599 | 0.87371 | 0.8808 | 0.88805 | 0.89566 | 0.90406 | 0.91228 | 0.921 | 0.9302 | 0.9398 | 0.94959 | 0.95944 | 0.96867 | 0.97701 | 0.98437 | 0.99074 | 0.99622 | 1 | 1.0028 | 1.0053 | 1.0074 | 1.0094 | 1.0104 | 1.0104
F2_Commercial_Other Health_New_Food Preparation_Natural Gas_Griddle_E3 | F2 | Commercial | Other Health | New | Food Preparation | Natural Gas | Griddle | E3 | TRC BC Ratio | 0 | 0 | 0 | 0 | 0 | 0 | 0 | 0 | 0 | 0 | 0 | 0 | 0 | 0 | 0 | 0 | 0 | 0 | 0 | 0 | 0 | 0 | 0 | 0 | 0 | 0 | 0 | 0 | 0 | 0 | 0 | 0 | 0
F2_Commercial_Other Health_New_Food Preparation_Natural Gas_Griddle_E4 | F2 | Commercial | Other Health | New | Food Preparation | Natural Gas | Griddle | E4 | TRC BC Ratio | 0 | 0 | 0 | 0 | 0 | 0 | 0 | 0 | 0 | 0 | 0 | 0 | 0 | 0 | 0 | 0 | 0 | 0 | 0 | 0 | 0 | 0 | 0 | 0 | 0 | 0 | 0 | 0 | 0 | 0 | 0 | 0 | 0
F2_Commercial_Other Health_New_Food Preparation_Natural Gas_Griddle_E5 | F2 | Commercial | Other Health | New | Food Preparation | Natural Gas | Griddle | E5 | TRC BC Ratio | 0 | 0 | 0 | 0 | 0 | 0 | 0 | 0 | 0 | 0 | 0 | 0 | 0 | 0 | 0 | 0 | 0 | 0 | 0 | 0 | 0 | 0 | 0 | 0 | 0 | 0 | 0 | 0 | 0 | 0 | 0 | 0 | 0
F2_Commercial_Other Health_New_Food Preparation_Natural Gas_Griddle_E6 | F2 | Commercial | Other Health | New | Food Preparation | Natural Gas | Griddle | E6 | TRC BC Ratio | 0 | 0 | 0 | 0 | 0 | 0 | 0 | 0 | 0 | 0 | 0 | 0 | 0 | 0 | 0 | 0 | 0 | 0 | 0 | 0 | 0 | 0 | 0 | 0 | 0 | 0 | 0 | 0 | 0 | 0 | 0 | 0 | 0
F2_Commercial_Other Health_New_Food Preparation_Natural Gas_Griddle_E7 | F2 | Commercial | Other Health | New | Food Preparation | Natural Gas | Griddle | E7 | TRC BC Ratio | 0 | 0 | 0 | 0 | 0 | 0 | 0 | 0 | 0 | 0 | 0 | 0 | 0 | 0 | 0 | 0 | 0 | 0 | 0 | 0 | 0 | 0 | 0 | 0 | 0 | 0 | 0 | 0 | 0 | 0 | 0 | 0 | 0
F2_Commercial_Other Health_New_Food Preparation_Natural Gas_Griddle_E8 | F2 | Commercial | Other Health | New | Food Preparation | Natural Gas | Griddle | E8 | TRC BC Ratio | 0 | 0 | 0 | 0 | 0 | 0 | 0 | 0 | 0 | 0 | 0 | 0 | 0 | 0 | 0 | 0 | 0 | 0 | 0 | 0 | 0 | 0 | 0 | 0 | 0 | 0 | 0 | 0 | 0 | 0 | 0 | 0 | 0
F2_Commercial_Other Health_New_Food Preparation_Natural Gas_Griddle_E9 | F2 | Commercial | Other Health | New | Food Preparation | Natural Gas | Griddle | E9 | TRC BC Ratio | 0 | 0 | 0 | 0 | 0 | 0 | 0 | 0 | 0 | 0 | 0 | 0 | 0 | 0 | 0 | 0 | 0 | 0 | 0 | 0 | 0 | 0 | 0 | 0 | 0 | 0 | 0 | 0 | 0 | 0 | 0 | 0 | 0
F2_Commercial_Other Health_New_Food Preparation_Natural Gas_Griddle_E10 | F2 | Commercial | Other Health | New | Food Preparation | Natural Gas | Griddle | E10 | TRC BC Ratio | 0 | 0 | 0 | 0 | 0 | 0 | 0 | 0 | 0 | 0 | 0 | 0 | 0 | 0 | 0 | 0 | 0 | 0 | 0 | 0 | 0 | 0 | 0 | 0 | 0 | 0 | 0 | 0 | 0 | 0 | 0 | 0 | 0
F3_Commercial_Other Health_New_Food Preparation_Natural Gas_Griddle_E1 | F3 | Commercial | Other Health | New | Food Preparation | Natural Gas | Griddle | E1 | PACT BC Ratio | bar: 2019 to 2051
F3_Commercial_Other Health_New_Food Preparation_Natural Gas_Griddle_E2 | F3 | Commercial | Other Health | New | Food Preparation | Natural Gas | Griddle | E2 | PACT BC Ratio | 1.0612 | 1.0692 | 1.0783 | 1.0882 | 1.0996 | 1.1127 | 1.1233 | 1.1335 | 1.1439 | 1.1547 | 1.1649 | 1.1744 | 1.1841 | 1.1942 | 1.2054 | 1.2164 | 1.228 | 1.2403 | 1.2531 | 1.2661 | 1.2793 | 1.2916 | 1.3027 | 1.3125 | 1.321 | 1.3283 | 1.3333 | 1.3371 | 1.3404 | 1.3432 | 1.3459 | 1.3472 | 1.3472
F3_Commercial_Other Health_New_Food Preparation_Natural Gas_Griddle_E3 | F3 | Commercial | Other Health | New | Food Preparation | Natural Gas | Griddle | E3 | PACT BC Ratio | 0 | 0 | 0 | 0 | 0 | 0 | 0 | 0 | 0 | 0 | 0 | 0 | 0 | 0 | 0 | 0 | 0 | 0 | 0 | 0 | 0 | 0 | 0 | 0 | 0 | 0 | 0 | 0 | 0 | 0 | 0 | 0 | 0
F3_Commercial_Other Health_New_Food Preparation_Natural Gas_Griddle_E4 | F3 | Commercial | Other Health | New | Food Preparation | Natural Gas | Griddle | E4 | PACT BC Ratio | 0 | 0 | 0 | 0 | 0 | 0 | 0 | 0 | 0 | 0 | 0 | 0 | 0 | 0 | 0 | 0 | 0 | 0 | 0 | 0 | 0 | 0 | 0 | 0 | 0 | 0 | 0 | 0 | 0 | 0 | 0 | 0 | 0
F3_Commercial_Other Health_New_Food Preparation_Natural Gas_Griddle_E5 | F3 | Commercial | Other Health | New | Food Preparation | Natural Gas | Griddle | E5 | PACT BC Ratio | 0 | 0 | 0 | 0 | 0 | 0 | 0 | 0 | 0 | 0 | 0 | 0 | 0 | 0 | 0 | 0 | 0 | 0 | 0 | 0 | 0 | 0 | 0 | 0 | 0 | 0 | 0 | 0 | 0 | 0 | 0 | 0 | 0
F3_Commercial_Other Health_New_Food Preparation_Natural Gas_Griddle_E6 | F3 | Commercial | Other Health | New | Food Preparation | Natural Gas | Griddle | E6 | PACT BC Ratio | 0 | 0 | 0 | 0 | 0 | 0 | 0 | 0 | 0 | 0 | 0 | 0 | 0 | 0 | 0 | 0 | 0 | 0 | 0 | 0 | 0 | 0 | 0 | 0 | 0 | 0 | 0 | 0 | 0 | 0 | 0 | 0 | 0
F3_Commercial_Other Health_New_Food Preparation_Natural Gas_Griddle_E7 | F3 | Commercial | Other Health | New | Food Preparation | Natural Gas | Griddle | E7 | PACT BC Ratio | 0 | 0 | 0 | 0 | 0 | 0 | 0 | 0 | 0 | 0 | 0 | 0 | 0 | 0 | 0 | 0 | 0 | 0 | 0 | 0 | 0 | 0 | 0 | 0 | 0 | 0 | 0 | 0 | 0 | 0 | 0 | 0 | 0
F3_Commercial_Other Health_New_Food Preparation_Natural Gas_Griddle_E8 | F3 | Commercial | Other Health | New | Food Preparation | Natural Gas | Griddle | E8 | PACT BC Ratio | 0 | 0 | 0 | 0 | 0 | 0 | 0 | 0 | 0 | 0 | 0 | 0 | 0 | 0 | 0 | 0 | 0 | 0 | 0 | 0 | 0 | 0 | 0 | 0 | 0 | 0 | 0 | 0 | 0 | 0 | 0 | 0 | 0
F3_Commercial_Other Health_New_Food Preparation_Natural Gas_Griddle_E9 | F3 | Commercial | Other Health | New | Food Preparation | Natural Gas | Griddle | E9 | PACT BC Ratio | 0 | 0 | 0 | 0 | 0 | 0 | 0 | 0 | 0 | 0 | 0 | 0 | 0 | 0 | 0 | 0 | 0 | 0 | 0 | 0 | 0 | 0 | 0 | 0 | 0 | 0 | 0 | 0 | 0 | 0 | 0 | 0 | 0
F3_Commercial_Other Health_New_Food Preparation_Natural Gas_Griddle_E10 | F3 | Commercial | Other Health | New | Food Preparation | Natural Gas | Griddle | E10 | PACT BC Ratio | 0 | 0 | 0 | 0 | 0 | 0 | 0 | 0 | 0 | 0 | 0 | 0 | 0 | 0 | 0 | 0 | 0 | 0 | 0 | 0 | 0 | 0 | 0 | 0 | 0 | 0 | 0 | 0 | 0 | 0 | 0 | 0 | 0
F4_Commercial_Other Health_New_Food Preparation_Natural Gas_Griddle_E1 | F4 | Commercial | Other Health | New | Food Preparation | Natural Gas | Griddle | E1 | RVT BC Ratio | bar: 2019 to 2051
F4_Commercial_Other Health_New_Food Preparation_Natural Gas_Griddle_E2 | F4 | Commercial | Other Health | New | Food Preparation | Natural Gas | Griddle | E2 | RVT BC Ratio | 1.8442 | 1.8529 | 1.8627 | 1.8734 | 1.8856 | 1.8997 | 1.9112 | 1.9222 | 1.9334 | 1.945 | 1.9561 | 1.9663 | 1.9767 | 1.9877 | 1.9998 | 2.0116 | 2.0241 | 2.0373 | 2.0511 | 2.0652 | 2.0794 | 2.0926 | 2.1046 | 2.1152 | 2.1244 | 2.1322 | 2.1377 | 2.1418 | 2.1453 | 2.1483 | 2.1513 | 2.1526 | 2.1526
F4_Commercial_Other Health_New_Food Preparation_Natural Gas_Griddle_E3 | F4 | Commercial | Other Health | New | Food Preparation | Natural Gas | Griddle | E3 | RVT BC Ratio | 0 | 0 | 0 | 0 | 0 | 0 | 0 | 0 | 0 | 0 | 0 | 0 | 0 | 0 | 0 | 0 | 0 | 0 | 0 | 0 | 0 | 0 | 0 | 0 | 0 | 0 | 0 | 0 | 0 | 0 | 0 | 0 | 0
F4_Commercial_Other Health_New_Food Preparation_Natural Gas_Griddle_E4 | F4 | Commercial | Other Health | New | Food Preparation | Natural Gas | Griddle | E4 | RVT BC Ratio | 0 | 0 | 0 | 0 | 0 | 0 | 0 | 0 | 0 | 0 | 0 | 0 | 0 | 0 | 0 | 0 | 0 | 0 | 0 | 0 | 0 | 0 | 0 | 0 | 0 | 0 | 0 | 0 | 0 | 0 | 0 | 0 | 0
F4_Commercial_Other Health_New_Food Preparation_Natural Gas_Griddle_E5 | F4 | Commercial | Other Health | New | Food Preparation | Natural Gas | Griddle | E5 | RVT BC Ratio | 0 | 0 | 0 | 0 | 0 | 0 | 0 | 0 | 0 | 0 | 0 | 0 | 0 | 0 | 0 | 0 | 0 | 0 | 0 | 0 | 0 | 0 | 0 | 0 | 0 | 0 | 0 | 0 | 0 | 0 | 0 | 0 | 0
F4_Commercial_Other Health_New_Food Preparation_Natural Gas_Griddle_E6 | F4 | Commercial | Other Health | New | Food Preparation | Natural Gas | Griddle | E6 | RVT BC Ratio | 0 | 0 | 0 | 0 | 0 | 0 | 0 | 0 | 0 | 0 | 0 | 0 | 0 | 0 | 0 | 0 | 0 | 0 | 0 | 0 | 0 | 0 | 0 | 0 | 0 | 0 | 0 | 0 | 0 | 0 | 0 | 0 | 0
F4_Commercial_Other Health_New_Food Preparation_Natural Gas_Griddle_E7 | F4 | Commercial | Other Health | New | Food Preparation | Natural Gas | Griddle | E7 | RVT BC Ratio | 0 | 0 | 0 | 0 | 0 | 0 | 0 | 0 | 0 | 0 | 0 | 0 | 0 | 0 | 0 | 0 | 0 | 0 | 0 | 0 | 0 | 0 | 0 | 0 | 0 | 0 | 0 | 0 | 0 | 0 | 0 | 0 | 0
F4_Commercial_Other Health_New_Food Preparation_Natural Gas_Griddle_E8 | F4 | Commercial | Other Health | New | Food Preparation | Natural Gas | Griddle | E8 | RVT BC Ratio | 0 | 0 | 0 | 0 | 0 | 0 | 0 | 0 | 0 | 0 | 0 | 0 | 0 | 0 | 0 | 0 | 0 | 0 | 0 | 0 | 0 | 0 | 0 | 0 | 0 | 0 | 0 | 0 | 0 | 0 | 0 | 0 | 0
F4_Commercial_Other Health_New_Food Preparation_Natural Gas_Griddle_E9 | F4 | Commercial | Other Health | New | Food Preparation | Natural Gas | Griddle | E9 | RVT BC Ratio | 0 | 0 | 0 | 0 | 0 | 0 | 0 | 0 | 0 | 0 | 0 | 0 | 0 | 0 | 0 | 0 | 0 | 0 | 0 | 0 | 0 | 0 | 0 | 0 | 0 | 0 | 0 | 0 | 0 | 0 | 0 | 0 | 0
F4_Commercial_Other Health_New_Food Preparation_Natural Gas_Griddle_E10 | F4 | Commercial | Other Health | New | Food Preparation | Natural Gas | Griddle | E10 | RVT BC Ratio | 0 | 0 | 0 | 0 | 0 | 0 | 0 | 0 | 0 | 0 | 0 | 0 | 0 | 0 | 0 | 0 | 0 | 0 | 0 | 0 | 0 | 0 | 0 | 0 | 0 | 0 | 0 | 0 | 0 | 0 | 0 | 0 | 0
F5_Commercial_Other Health_New_Food Preparation_Natural Gas_Griddle_E1 | F5 | Commercial | Other Health | New | Food Preparation | Natural Gas | Griddle | E1 | RIM BC Ratio | bar: 2019 to 2051
F5_Commercial_Other Health_New_Food Preparation_Natural Gas_Griddle_E2 | F5 | Commercial | Other Health | New | Food Preparation | Natural Gas | Griddle | E2 | RIM BC Ratio | 0.46719 | 0.46876 | 0.47048 | 0.47237 | 0.47449 | 0.47691 | 0.47886 | 0.4807 | 0.48256 | 0.48447 | 0.48627 | 0.48791 | 0.48957 | 0.4913 | 0.49318 | 0.49501 | 0.49692 | 0.49892 | 0.50097 | 0.50305 | 0.50511 | 0.50702 | 0.50872 | 0.51021 | 0.51149 | 0.51258 | 0.51333 | 0.51389 | 0.51437 | 0.51478 | 0.51519 | 0.51537 | 0.51537
F5_Commercial_Other Health_New_Food Preparation_Natural Gas_Griddle_E3 | F5 | Commercial | Other Health | New | Food Preparation | Natural Gas | Griddle | E3 | RIM BC Ratio | 0 | 0 | 0 | 0 | 0 | 0 | 0 | 0 | 0 | 0 | 0 | 0 | 0 | 0 | 0 | 0 | 0 | 0 | 0 | 0 | 0 | 0 | 0 | 0 | 0 | 0 | 0 | 0 | 0 | 0 | 0 | 0 | 0
F5_Commercial_Other Health_New_Food Preparation_Natural Gas_Griddle_E4 | F5 | Commercial | Other Health | New | Food Preparation | Natural Gas | Griddle | E4 | RIM BC Ratio | 0 | 0 | 0 | 0 | 0 | 0 | 0 | 0 | 0 | 0 | 0 | 0 | 0 | 0 | 0 | 0 | 0 | 0 | 0 | 0 | 0 | 0 | 0 | 0 | 0 | 0 | 0 | 0 | 0 | 0 | 0 | 0 | 0
F5_Commercial_Other Health_New_Food Preparation_Natural Gas_Griddle_E5 | F5 | Commercial | Other Health | New | Food Preparation | Natural Gas | Griddle | E5 | RIM BC Ratio | 0 | 0 | 0 | 0 | 0 | 0 | 0 | 0 | 0 | 0 | 0 | 0 | 0 | 0 | 0 | 0 | 0 | 0 | 0 | 0 | 0 | 0 | 0 | 0 | 0 | 0 | 0 | 0 | 0 | 0 | 0 | 0 | 0
F5_Commercial_Other Health_New_Food Preparation_Natural Gas_Griddle_E6 | F5 | Commercial | Other Health | New | Food Preparation | Natural Gas | Griddle | E6 | RIM BC Ratio | 0 | 0 | 0 | 0 | 0 | 0 | 0 | 0 | 0 | 0 | 0 | 0 | 0 | 0 | 0 | 0 | 0 | 0 | 0 | 0 | 0 | 0 | 0 | 0 | 0 | 0 | 0 | 0 | 0 | 0 | 0 | 0 | 0
F5_Commercial_Other Health_New_Food Preparation_Natural Gas_Griddle_E7 | F5 | Commercial | Other Health | New | Food Preparation | Natural Gas | Griddle | E7 | RIM BC Ratio | 0 | 0 | 0 | 0 | 0 | 0 | 0 | 0 | 0 | 0 | 0 | 0 | 0 | 0 | 0 | 0 | 0 | 0 | 0 | 0 | 0 | 0 | 0 | 0 | 0 | 0 | 0 | 0 | 0 | 0 | 0 | 0 | 0
F5_Commercial_Other Health_New_Food Preparation_Natural Gas_Griddle_E8 | F5 | Commercial | Other Health | New | Food Preparation | Natural Gas | Griddle | E8 | RIM BC Ratio | 0 | 0 | 0 | 0 | 0 | 0 | 0 | 0 | 0 | 0 | 0 | 0 | 0 | 0 | 0 | 0 | 0 | 0 | 0 | 0 | 0 | 0 | 0 | 0 | 0 | 0 | 0 | 0 | 0 | 0 | 0 | 0 | 0
F5_Commercial_Other Health_New_Food Preparation_Natural Gas_Griddle_E9 | F5 | Commercial | Other Health | New | Food Preparation | Natural Gas | Griddle | E9 | RIM BC Ratio | 0 | 0 | 0 | 0 | 0 | 0 | 0 | 0 | 0 | 0 | 0 | 0 | 0 | 0 | 0 | 0 | 0 | 0 | 0 | 0 | 0 | 0 | 0 | 0 | 0 | 0 | 0 | 0 | 0 | 0 | 0 | 0 | 0
F5_Commercial_Other Health_New_Food Preparation_Natural Gas_Griddle_E10 | F5 | Commercial | Other Health | New | Food Preparation | Natural Gas | Griddle | E10 | RIM BC Ratio | 0 | 0 | 0 | 0 | 0 | 0 | 0 | 0 | 0 | 0 | 0 | 0 | 0 | 0 | 0 | 0 | 0 | 0 | 0 | 0 | 0 | 0 | 0 | 0 | 0 | 0 | 0 | 0 | 0 | 0 | 0 | 0 | 0
F0_Commercial_Other Health_New_Food Preparation_Natural Gas_Range_E0 | F0 | Commercial | Other Health | New | Food Preparation | Natural Gas | Range | E0 | Economic Unit | High Efficiency | High Efficiency | High Efficiency | High Efficiency | High Efficiency | High Efficiency | High Efficiency | High Efficiency | High Efficiency | High Efficiency | High Efficiency | High Efficiency | High Efficiency | High Efficiency | High Efficiency | High Efficiency | High Efficiency | High Efficiency | High Efficiency | High Efficiency | High Efficiency | High Efficiency | High Efficiency | High Efficiency | High Efficiency | High Efficiency | High Efficiency | High Efficiency | High Efficiency | High Efficiency | High Efficiency | High Efficiency | High Efficiency
F1_Commercial_Other Health_New_Food Preparation_Natural Gas_Range_E1 | F1 | Commercial | Other Health | New | Food Preparation | Natural Gas | Range | E1 | CCE | 0 | 0 | 0 | 0 | 0 | 0 | 0 | 0 | 0 | 0 | 0 | 0 | 0 | 0 | 0 | 0 | 0 | 0 | 0 | 0 | 0 | 0 | 0 | 0 | 0 | 0 | 0 | 0 | 0 | 0 | 0 | 0 | 0
F1_Commercial_Other Health_New_Food Preparation_Natural Gas_Range_E2 | F1 | Commercial | Other Health | New | Food Preparation | Natural Gas | Range | E2 | CCE | 0.00052644 | 0.00052644 | 0.00052644 | 0.00052644 | 0.00052644 | 0.00052644 | 0.00052644 | 0.00052644 | 0.00052644 | 0.00052644 | 0.00052644 | 0.00052644 | 0.00052644 | 0.00052644 | 0.00052644 | 0.00052644 | 0.00052644 | 0.00052644 | 0.00052644 | 0.00052644 | 0.00052644 | 0.00052644 | 0.00052644 | 0.00052644 | 0.00052644 | 0.00052644 | 0.00052644 | 0.00052644 | 0.00052644 | 0.00052644 | 0.00052644 | 0.00052644 | 0.00052644
F1_Commercial_Other Health_New_Food Preparation_Natural Gas_Range_E3 | F1 | Commercial | Other Health | New | Food Preparation | Natural Gas | Range | E3 | CCE | 0 | 0 | 0 | 0 | 0 | 0 | 0 | 0 | 0 | 0 | 0 | 0 | 0 | 0 | 0 | 0 | 0 | 0 | 0 | 0 | 0 | 0 | 0 | 0 | 0 | 0 | 0 | 0 | 0 | 0 | 0 | 0 | 0
F1_Commercial_Other Health_New_Food Preparation_Natural Gas_Range_E4 | F1 | Commercial | Other Health | New | Food Preparation | Natural Gas | Range | E4 | CCE | 0 | 0 | 0 | 0 | 0 | 0 | 0 | 0 | 0 | 0 | 0 | 0 | 0 | 0 | 0 | 0 | 0 | 0 | 0 | 0 | 0 | 0 | 0 | 0 | 0 | 0 | 0 | 0 | 0 | 0 | 0 | 0 | 0
F1_Commercial_Other Health_New_Food Preparation_Natural Gas_Range_E5 | F1 | Commercial | Other Health | New | Food Preparation | Natural Gas | Range | E5 | CCE | 0 | 0 | 0 | 0 | 0 | 0 | 0 | 0 | 0 | 0 | 0 | 0 | 0 | 0 | 0 | 0 | 0 | 0 | 0 | 0 | 0 | 0 | 0 | 0 | 0 | 0 | 0 | 0 | 0 | 0 | 0 | 0 | 0
F1_Commercial_Other Health_New_Food Preparation_Natural Gas_Range_E6 | F1 | Commercial | Other Health | New | Food Preparation | Natural Gas | Range | E6 | CCE | 0 | 0 | 0 | 0 | 0 | 0 | 0 | 0 | 0 | 0 | 0 | 0 | 0 | 0 | 0 | 0 | 0 | 0 | 0 | 0 | 0 | 0 | 0 | 0 | 0 | 0 | 0 | 0 | 0 | 0 | 0 | 0 | 0
F1_Commercial_Other Health_New_Food Preparation_Natural Gas_Range_E7 | F1 | Commercial | Other Health | New | Food Preparation | Natural Gas | Range | E7 | CCE | 0 | 0 | 0 | 0 | 0 | 0 | 0 | 0 | 0 | 0 | 0 | 0 | 0 | 0 | 0 | 0 | 0 | 0 | 0 | 0 | 0 | 0 | 0 | 0 | 0 | 0 | 0 | 0 | 0 | 0 | 0 | 0 | 0
F1_Commercial_Other Health_New_Food Preparation_Natural Gas_Range_E8 | F1 | Commercial | Other Health | New | Food Preparation | Natural Gas | Range | E8 | CCE | 0 | 0 | 0 | 0 | 0 | 0 | 0 | 0 | 0 | 0 | 0 | 0 | 0 | 0 | 0 | 0 | 0 | 0 | 0 | 0 | 0 | 0 | 0 | 0 | 0 | 0 | 0 | 0 | 0 | 0 | 0 | 0 | 0
F1_Commercial_Other Health_New_Food Preparation_Natural Gas_Range_E9 | F1 | Commercial | Other Health | New | Food Preparation | Natural Gas | Range | E9 | CCE | 0 | 0 | 0 | 0 | 0 | 0 | 0 | 0 | 0 | 0 | 0 | 0 | 0 | 0 | 0 | 0 | 0 | 0 | 0 | 0 | 0 | 0 | 0 | 0 | 0 | 0 | 0 | 0 | 0 | 0 | 0 | 0 | 0
F1_Commercial_Other Health_New_Food Preparation_Natural Gas_Range_E10 | F1 | Commercial | Other Health | New | Food Preparation | Natural Gas | Range | E10 | CCE | 0 | 0 | 0 | 0 | 0 | 0 | 0 | 0 | 0 | 0 | 0 | 0 | 0 | 0 | 0 | 0 | 0 | 0 | 0 | 0 | 0 | 0 | 0 | 0 | 0 | 0 | 0 | 0 | 0 | 0 | 0 | 0 | 0
F2_Commercial_Other Health_New_Food Preparation_Natural Gas_Range_E1 | F2 | Commercial | Other Health | New | Food Preparation | Natural Gas | Range | E1 | TRC BC Ratio | bar: 2019 to 2051
F2_Commercial_Other Health_New_Food Preparation_Natural Gas_Range_E2 | F2 | Commercial | Other Health | New | Food Preparation | Natural Gas | Range | E2 | TRC BC Ratio | 2647.7231 | 2666.33 | 2688.4832 | 2714.1962 | 2744.4245 | 2779.83 | 2808.1783 | 2835.1894 | 2861.7342 | 2888.6003 | 2913.2148 | 2934.7489 | 2956.3968 | 2979.3351 | 3005.7993 | 3032.2609 | 3061.4725 | 3093.4023 | 3127.3907 | 3162.4699 | 3198.1505 | 3231.6304 | 3262.246 | 3290.1881 | 3314.7734 | 3335.911 | 3350.568 | 3361.4829 | 3370.9376 | 3379.0123 | 3387.0032 | 3390.5371 | 3390.5371
F2_Commercial_Other Health_New_Food Preparation_Natural Gas_Range_E3 | F2 | Commercial | Other Health | New | Food Preparation | Natural Gas | Range | E3 | TRC BC Ratio | 0 | 0 | 0 | 0 | 0 | 0 | 0 | 0 | 0 | 0 | 0 | 0 | 0 | 0 | 0 | 0 | 0 | 0 | 0 | 0 | 0 | 0 | 0 | 0 | 0 | 0 | 0 | 0 | 0 | 0 | 0 | 0 | 0
F2_Commercial_Other Health_New_Food Preparation_Natural Gas_Range_E4 | F2 | Commercial | Other Health | New | Food Preparation | Natural Gas | Range | E4 | TRC BC Ratio | 0 | 0 | 0 | 0 | 0 | 0 | 0 | 0 | 0 | 0 | 0 | 0 | 0 | 0 | 0 | 0 | 0 | 0 | 0 | 0 | 0 | 0 | 0 | 0 | 0 | 0 | 0 | 0 | 0 | 0 | 0 | 0 | 0
F2_Commercial_Other Health_New_Food Preparation_Natural Gas_Range_E5 | F2 | Commercial | Other Health | New | Food Preparation | Natural Gas | Range | E5 | TRC BC Ratio | 0 | 0 | 0 | 0 | 0 | 0 | 0 | 0 | 0 | 0 | 0 | 0 | 0 | 0 | 0 | 0 | 0 | 0 | 0 | 0 | 0 | 0 | 0 | 0 | 0 | 0 | 0 | 0 | 0 | 0 | 0 | 0 | 0
F2_Commercial_Other Health_New_Food Preparation_Natural Gas_Range_E6 | F2 | Commercial | Other Health | New | Food Preparation | Natural Gas | Range | E6 | TRC BC Ratio | 0 | 0 | 0 | 0 | 0 | 0 | 0 | 0 | 0 | 0 | 0 | 0 | 0 | 0 | 0 | 0 | 0 | 0 | 0 | 0 | 0 | 0 | 0 | 0 | 0 | 0 | 0 | 0 | 0 | 0 | 0 | 0 | 0
F2_Commercial_Other Health_New_Food Preparation_Natural Gas_Range_E7 | F2 | Commercial | Other Health | New | Food Preparation | Natural Gas | Range | E7 | TRC BC Ratio | 0 | 0 | 0 | 0 | 0 | 0 | 0 | 0 | 0 | 0 | 0 | 0 | 0 | 0 | 0 | 0 | 0 | 0 | 0 | 0 | 0 | 0 | 0 | 0 | 0 | 0 | 0 | 0 | 0 | 0 | 0 | 0 | 0
F2_Commercial_Other Health_New_Food Preparation_Natural Gas_Range_E8 | F2 | Commercial | Other Health | New | Food Preparation | Natural Gas | Range | E8 | TRC BC Ratio | 0 | 0 | 0 | 0 | 0 | 0 | 0 | 0 | 0 | 0 | 0 | 0 | 0 | 0 | 0 | 0 | 0 | 0 | 0 | 0 | 0 | 0 | 0 | 0 | 0 | 0 | 0 | 0 | 0 | 0 | 0 | 0 | 0
F2_Commercial_Other Health_New_Food Preparation_Natural Gas_Range_E9 | F2 | Commercial | Other Health | New | Food Preparation | Natural Gas | Range | E9 | TRC BC Ratio | 0 | 0 | 0 | 0 | 0 | 0 | 0 | 0 | 0 | 0 | 0 | 0 | 0 | 0 | 0 | 0 | 0 | 0 | 0 | 0 | 0 | 0 | 0 | 0 | 0 | 0 | 0 | 0 | 0 | 0 | 0 | 0 | 0
F2_Commercial_Other Health_New_Food Preparation_Natural Gas_Range_E10 | F2 | Commercial | Other Health | New | Food Preparation | Natural Gas | Range | E10 | TRC BC Ratio | 0 | 0 | 0 | 0 | 0 | 0 | 0 | 0 | 0 | 0 | 0 | 0 | 0 | 0 | 0 | 0 | 0 | 0 | 0 | 0 | 0 | 0 | 0 | 0 | 0 | 0 | 0 | 0 | 0 | 0 | 0 | 0 | 0
F3_Commercial_Other Health_New_Food Preparation_Natural Gas_Range_E1 | F3 | Commercial | Other Health | New | Food Preparation | Natural Gas | Range | E1 | PACT BC Ratio | bar: 2019 to 2051
F3_Commercial_Other Health_New_Food Preparation_Natural Gas_Range_E2 | F3 | Commercial | Other Health | New | Food Preparation | Natural Gas | Range | E2 | PACT BC Ratio | 3530.2974 | 3555.1067 | 3584.6443 | 3618.9282 | 3659.2327 | 3706.44 | 3744.2377 | 3780.2525 | 3815.6456 | 3851.4671 | 3884.2865 | 3912.9985 | 3941.8625 | 3972.4468 | 4007.7324 | 4043.0145 | 4081.9633 | 4124.5364 | 4169.8543 | 4216.6265 | 4264.2006 | 4308.8405 | 4349.6613 | 4386.9175 | 4419.6979 | 4447.8813 | 4467.424 | 4481.9772 | 4494.5834 | 4505.3498 | 4516.0042 | 4520.7161 | 4520.7161
F3_Commercial_Other Health_New_Food Preparation_Natural Gas_Range_E3 | F3 | Commercial | Other Health | New | Food Preparation | Natural Gas | Range | E3 | PACT BC Ratio | 0 | 0 | 0 | 0 | 0 | 0 | 0 | 0 | 0 | 0 | 0 | 0 | 0 | 0 | 0 | 0 | 0 | 0 | 0 | 0 | 0 | 0 | 0 | 0 | 0 | 0 | 0 | 0 | 0 | 0 | 0 | 0 | 0
F3_Commercial_Other Health_New_Food Preparation_Natural Gas_Range_E4 | F3 | Commercial | Other Health | New | Food Preparation | Natural Gas | Range | E4 | PACT BC Ratio | 0 | 0 | 0 | 0 | 0 | 0 | 0 | 0 | 0 | 0 | 0 | 0 | 0 | 0 | 0 | 0 | 0 | 0 | 0 | 0 | 0 | 0 | 0 | 0 | 0 | 0 | 0 | 0 | 0 | 0 | 0 | 0 | 0
F3_Commercial_Other Health_New_Food Preparation_Natural Gas_Range_E5 | F3 | Commercial | Other Health | New | Food Preparation | Natural Gas | Range | E5 | PACT BC Ratio | 0 | 0 | 0 | 0 | 0 | 0 | 0 | 0 | 0 | 0 | 0 | 0 | 0 | 0 | 0 | 0 | 0 | 0 | 0 | 0 | 0 | 0 | 0 | 0 | 0 | 0 | 0 | 0 | 0 | 0 | 0 | 0 | 0
F3_Commercial_Other Health_New_Food Preparation_Natural Gas_Range_E6 | F3 | Commercial | Other Health | New | Food Preparation | Natural Gas | Range | E6 | PACT BC Ratio | 0 | 0 | 0 | 0 | 0 | 0 | 0 | 0 | 0 | 0 | 0 | 0 | 0 | 0 | 0 | 0 | 0 | 0 | 0 | 0 | 0 | 0 | 0 | 0 | 0 | 0 | 0 | 0 | 0 | 0 | 0 | 0 | 0
F3_Commercial_Other Health_New_Food Preparation_Natural Gas_Range_E7 | F3 | Commercial | Other Health | New | Food Preparation | Natural Gas | Range | E7 | PACT BC Ratio | 0 | 0 | 0 | 0 | 0 | 0 | 0 | 0 | 0 | 0 | 0 | 0 | 0 | 0 | 0 | 0 | 0 | 0 | 0 | 0 | 0 | 0 | 0 | 0 | 0 | 0 | 0 | 0 | 0 | 0 | 0 | 0 | 0
F3_Commercial_Other Health_New_Food Preparation_Natural Gas_Range_E8 | F3 | Commercial | Other Health | New | Food Preparation | Natural Gas | Range | E8 | PACT BC Ratio | 0 | 0 | 0 | 0 | 0 | 0 | 0 | 0 | 0 | 0 | 0 | 0 | 0 | 0 | 0 | 0 | 0 | 0 | 0 | 0 | 0 | 0 | 0 | 0 | 0 | 0 | 0 | 0 | 0 | 0 | 0 | 0 | 0
F3_Commercial_Other Health_New_Food Preparation_Natural Gas_Range_E9 | F3 | Commercial | Other Health | New | Food Preparation | Natural Gas | Range | E9 | PACT BC Ratio | 0 | 0 | 0 | 0 | 0 | 0 | 0 | 0 | 0 | 0 | 0 | 0 | 0 | 0 | 0 | 0 | 0 | 0 | 0 | 0 | 0 | 0 | 0 | 0 | 0 | 0 | 0 | 0 | 0 | 0 | 0 | 0 | 0
F3_Commercial_Other Health_New_Food Preparation_Natural Gas_Range_E10 | F3 | Commercial | Other Health | New | Food Preparation | Natural Gas | Range | E10 | PACT BC Ratio | 0 | 0 | 0 | 0 | 0 | 0 | 0 | 0 | 0 | 0 | 0 | 0 | 0 | 0 | 0 | 0 | 0 | 0 | 0 | 0 | 0 | 0 | 0 | 0 | 0 | 0 | 0 | 0 | 0 | 0 | 0 | 0 | 0
F4_Commercial_Other Health_New_Food Preparation_Natural Gas_Range_E1 | F4 | Commercial | Other Health | New | Food Preparation | Natural Gas | Range | E1 | RVT BC Ratio | bar: 2019 to 2051
F4_Commercial_Other Health_New_Food Preparation_Natural Gas_Range_E2 | F4 | Commercial | Other Health | New | Food Preparation | Natural Gas | Range | E2 | RVT BC Ratio | 3807.2736 | 3834.0244 | 3865.8736 | 3902.8406 | 3946.2991 | 3997.2009 | 4037.9565 | 4076.7898 | 4114.9527 | 4153.5775 | 4188.9653 | 4219.9244 | 4251.0471 | 4284.025 | 4322.072 | 4360.1152 | 4402.1121 | 4448.0169 | 4496.8813 | 4547.3138 | 4598.611 | 4646.7444 | 4690.7598 | 4730.9316 | 4766.2773 | 4796.6664 | 4817.7384 | 4833.4305 | 4847.0233 | 4858.6322 | 4870.1205 | 4875.2011 | 4875.2011
F4_Commercial_Other Health_New_Food Preparation_Natural Gas_Range_E3 | F4 | Commercial | Other Health | New | Food Preparation | Natural Gas | Range | E3 | RVT BC Ratio | 0 | 0 | 0 | 0 | 0 | 0 | 0 | 0 | 0 | 0 | 0 | 0 | 0 | 0 | 0 | 0 | 0 | 0 | 0 | 0 | 0 | 0 | 0 | 0 | 0 | 0 | 0 | 0 | 0 | 0 | 0 | 0 | 0
F4_Commercial_Other Health_New_Food Preparation_Natural Gas_Range_E4 | F4 | Commercial | Other Health | New | Food Preparation | Natural Gas | Range | E4 | RVT BC Ratio | 0 | 0 | 0 | 0 | 0 | 0 | 0 | 0 | 0 | 0 | 0 | 0 | 0 | 0 | 0 | 0 | 0 | 0 | 0 | 0 | 0 | 0 | 0 | 0 | 0 | 0 | 0 | 0 | 0 | 0 | 0 | 0 | 0
F4_Commercial_Other Health_New_Food Preparation_Natural Gas_Range_E5 | F4 | Commercial | Other Health | New | Food Preparation | Natural Gas | Range | E5 | RVT BC Ratio | 0 | 0 | 0 | 0 | 0 | 0 | 0 | 0 | 0 | 0 | 0 | 0 | 0 | 0 | 0 | 0 | 0 | 0 | 0 | 0 | 0 | 0 | 0 | 0 | 0 | 0 | 0 | 0 | 0 | 0 | 0 | 0 | 0
F4_Commercial_Other Health_New_Food Preparation_Natural Gas_Range_E6 | F4 | Commercial | Other Health | New | Food Preparation | Natural Gas | Range | E6 | RVT BC Ratio | 0 | 0 | 0 | 0 | 0 | 0 | 0 | 0 | 0 | 0 | 0 | 0 | 0 | 0 | 0 | 0 | 0 | 0 | 0 | 0 | 0 | 0 | 0 | 0 | 0 | 0 | 0 | 0 | 0 | 0 | 0 | 0 | 0
F4_Commercial_Other Health_New_Food Preparation_Natural Gas_Range_E7 | F4 | Commercial | Other Health | New | Food Preparation | Natural Gas | Range | E7 | RVT BC Ratio | 0 | 0 | 0 | 0 | 0 | 0 | 0 | 0 | 0 | 0 | 0 | 0 | 0 | 0 | 0 | 0 | 0 | 0 | 0 | 0 | 0 | 0 | 0 | 0 | 0 | 0 | 0 | 0 | 0 | 0 | 0 | 0 | 0
F4_Commercial_Other Health_New_Food Preparation_Natural Gas_Range_E8 | F4 | Commercial | Other Health | New | Food Preparation | Natural Gas | Range | E8 | RVT BC Ratio | 0 | 0 | 0 | 0 | 0 | 0 | 0 | 0 | 0 | 0 | 0 | 0 | 0 | 0 | 0 | 0 | 0 | 0 | 0 | 0 | 0 | 0 | 0 | 0 | 0 | 0 | 0 | 0 | 0 | 0 | 0 | 0 | 0
F4_Commercial_Other Health_New_Food Preparation_Natural Gas_Range_E9 | F4 | Commercial | Other Health | New | Food Preparation | Natural Gas | Range | E9 | RVT BC Ratio | 0 | 0 | 0 | 0 | 0 | 0 | 0 | 0 | 0 | 0 | 0 | 0 | 0 | 0 | 0 | 0 | 0 | 0 | 0 | 0 | 0 | 0 | 0 | 0 | 0 | 0 | 0 | 0 | 0 | 0 | 0 | 0 | 0
F4_Commercial_Other Health_New_Food Preparation_Natural Gas_Range_E10 | F4 | Commercial | Other Health | New | Food Preparation | Natural Gas | Range | E10 | RVT BC Ratio | 0 | 0 | 0 | 0 | 0 | 0 | 0 | 0 | 0 | 0 | 0 | 0 | 0 | 0 | 0 | 0 | 0 | 0 | 0 | 0 | 0 | 0 | 0 | 0 | 0 | 0 | 0 | 0 | 0 | 0 | 0 | 0 | 0
F5_Commercial_Other Health_New_Food Preparation_Natural Gas_Range_E1 | F5 | Commercial | Other Health | New | Food Preparation | Natural Gas | Range | E1 | RIM BC Ratio | bar: 2019 to 2051
F5_Commercial_Other Health_New_Food Preparation_Natural Gas_Range_E2 | F5 | Commercial | Other Health | New | Food Preparation | Natural Gas | Range | E2 | RIM BC Ratio | 0.83448 | 0.83448 | 0.83448 | 0.83449 | 0.83449 | 0.83449 | 0.83449 | 0.83449 | 0.8345 | 0.8345 | 0.8345 | 0.8345 | 0.8345 | 0.8345 | 0.83451 | 0.83451 | 0.83451 | 0.83451 | 0.83451 | 0.83451 | 0.83452 | 0.83452 | 0.83452 | 0.83452 | 0.83452 | 0.83452 | 0.83452 | 0.83452 | 0.83452 | 0.83452 | 0.83452 | 0.83453 | 0.83453
F5_Commercial_Other Health_New_Food Preparation_Natural Gas_Range_E3 | F5 | Commercial | Other Health | New | Food Preparation | Natural Gas | Range | E3 | RIM BC Ratio | 0 | 0 | 0 | 0 | 0 | 0 | 0 | 0 | 0 | 0 | 0 | 0 | 0 | 0 | 0 | 0 | 0 | 0 | 0 | 0 | 0 | 0 | 0 | 0 | 0 | 0 | 0 | 0 | 0 | 0 | 0 | 0 | 0
F5_Commercial_Other Health_New_Food Preparation_Natural Gas_Range_E4 | F5 | Commercial | Other Health | New | Food Preparation | Natural Gas | Range | E4 | RIM BC Ratio | 0 | 0 | 0 | 0 | 0 | 0 | 0 | 0 | 0 | 0 | 0 | 0 | 0 | 0 | 0 | 0 | 0 | 0 | 0 | 0 | 0 | 0 | 0 | 0 | 0 | 0 | 0 | 0 | 0 | 0 | 0 | 0 | 0
F5_Commercial_Other Health_New_Food Preparation_Natural Gas_Range_E5 | F5 | Commercial | Other Health | New | Food Preparation | Natural Gas | Range | E5 | RIM BC Ratio | 0 | 0 | 0 | 0 | 0 | 0 | 0 | 0 | 0 | 0 | 0 | 0 | 0 | 0 | 0 | 0 | 0 | 0 | 0 | 0 | 0 | 0 | 0 | 0 | 0 | 0 | 0 | 0 | 0 | 0 | 0 | 0 | 0
F5_Commercial_Other Health_New_Food Preparation_Natural Gas_Range_E6 | F5 | Commercial | Other Health | New | Food Preparation | Natural Gas | Range | E6 | RIM BC Ratio | 0 | 0 | 0 | 0 | 0 | 0 | 0 | 0 | 0 | 0 | 0 | 0 | 0 | 0 | 0 | 0 | 0 | 0 | 0 | 0 | 0 | 0 | 0 | 0 | 0 | 0 | 0 | 0 | 0 | 0 | 0 | 0 | 0
F5_Commercial_Other Health_New_Food Preparation_Natural Gas_Range_E7 | F5 | Commercial | Other Health | New | Food Preparation | Natural Gas | Range | E7 | RIM BC Ratio | 0 | 0 | 0 | 0 | 0 | 0 | 0 | 0 | 0 | 0 | 0 | 0 | 0 | 0 | 0 | 0 | 0 | 0 | 0 | 0 | 0 | 0 | 0 | 0 | 0 | 0 | 0 | 0 | 0 | 0 | 0 | 0 | 0
F5_Commercial_Other Health_New_Food Preparation_Natural Gas_Range_E8 | F5 | Commercial | Other Health | New | Food Preparation | Natural Gas | Range | E8 | RIM BC Ratio | 0 | 0 | 0 | 0 | 0 | 0 | 0 | 0 | 0 | 0 | 0 | 0 | 0 | 0 | 0 | 0 | 0 | 0 | 0 | 0 | 0 | 0 | 0 | 0 | 0 | 0 | 0 | 0 | 0 | 0 | 0 | 0 | 0
F5_Commercial_Other Health_New_Food Preparation_Natural Gas_Range_E9 | F5 | Commercial | Other Health | New | Food Preparation | Natural Gas | Range | E9 | RIM BC Ratio | 0 | 0 | 0 | 0 | 0 | 0 | 0 | 0 | 0 | 0 | 0 | 0 | 0 | 0 | 0 | 0 | 0 | 0 | 0 | 0 | 0 | 0 | 0 | 0 | 0 | 0 | 0 | 0 | 0 | 0 | 0 | 0 | 0
F5_Commercial_Other Health_New_Food Preparation_Natural Gas_Range_E10 | F5 | Commercial | Other Health | New | Food Preparation | Natural Gas | Range | E10 | RIM BC Ratio | 0 | 0 | 0 | 0 | 0 | 0 | 0 | 0 | 0 | 0 | 0 | 0 | 0 | 0 | 0 | 0 | 0 | 0 | 0 | 0 | 0 | 0 | 0 | 0 | 0 | 0 | 0 | 0 | 0 | 0 | 0 | 0 | 0
F0_Commercial_Other Health_New_Food Preparation_Natural Gas_Steamer_E0 | F0 | Commercial | Other Health | New | Food Preparation | Natural Gas | Steamer | E0 | Economic Unit | ENERGY STAR | ENERGY STAR | ENERGY STAR | ENERGY STAR | ENERGY STAR | ENERGY STAR | ENERGY STAR | ENERGY STAR | ENERGY STAR | ENERGY STAR | ENERGY STAR | ENERGY STAR | ENERGY STAR | ENERGY STAR | ENERGY STAR | ENERGY STAR | ENERGY STAR | ENERGY STAR | ENERGY STAR | ENERGY STAR | ENERGY STAR | ENERGY STAR | ENERGY STAR | ENERGY STAR | ENERGY STAR | ENERGY STAR | ENERGY STAR | ENERGY STAR | ENERGY STAR | ENERGY STAR | ENERGY STAR | ENERGY STAR | ENERGY STAR
F1_Commercial_Other Health_New_Food Preparation_Natural Gas_Steamer_E1 | F1 | Commercial | Other Health | New | Food Preparation | Natural Gas | Steamer | E1 | CCE | 0 | 0 | 0 | 0 | 0 | 0 | 0 | 0 | 0 | 0 | 0 | 0 | 0 | 0 | 0 | 0 | 0 | 0 | 0 | 0 | 0 | 0 | 0 | 0 | 0 | 0 | 0 | 0 | 0 | 0 | 0 | 0 | 0
F1_Commercial_Other Health_New_Food Preparation_Natural Gas_Steamer_E2 | F1 | Commercial | Other Health | New | Food Preparation | Natural Gas | Steamer | E2 | CCE | 0.38542 | 0.38542 | 0.38542 | 0 | 0 | 0 | 0 | 0 | 0 | 0 | 0 | 0 | 0 | 0 | 0 | 0 | 0 | 0 | 0 | 0 | 0 | 0 | 0 | 0 | 0 | 0 | 0 | 0 | 0 | 0 | 0 | 0 | 0
F1_Commercial_Other Health_New_Food Preparation_Natural Gas_Steamer_E3 | F1 | Commercial | Other Health | New | Food Preparation | Natural Gas | Steamer | E3 | CCE | 0 | 0 | 0 | 0 | 0 | 0 | 0 | 0 | 0 | 0 | 0 | 0 | 0 | 0 | 0 | 0 | 0 | 0 | 0 | 0 | 0 | 0 | 0 | 0 | 0 | 0 | 0 | 0 | 0 | 0 | 0 | 0 | 0
F1_Commercial_Other Health_New_Food Preparation_Natural Gas_Steamer_E4 | F1 | Commercial | Other Health | New | Food Preparation | Natural Gas | Steamer | E4 | CCE | 0 | 0 | 0 | 0 | 0 | 0 | 0 | 0 | 0 | 0 | 0 | 0 | 0 | 0 | 0 | 0 | 0 | 0 | 0 | 0 | 0 | 0 | 0 | 0 | 0 | 0 | 0 | 0 | 0 | 0 | 0 | 0 | 0
F1_Commercial_Other Health_New_Food Preparation_Natural Gas_Steamer_E5 | F1 | Commercial | Other Health | New | Food Preparation | Natural Gas | Steamer | E5 | CCE | 0 | 0 | 0 | 0 | 0 | 0 | 0 | 0 | 0 | 0 | 0 | 0 | 0 | 0 | 0 | 0 | 0 | 0 | 0 | 0 | 0 | 0 | 0 | 0 | 0 | 0 | 0 | 0 | 0 | 0 | 0 | 0 | 0
F1_Commercial_Other Health_New_Food Preparation_Natural Gas_Steamer_E6 | F1 | Commercial | Other Health | New | Food Preparation | Natural Gas | Steamer | E6 | CCE | 0 | 0 | 0 | 0 | 0 | 0 | 0 | 0 | 0 | 0 | 0 | 0 | 0 | 0 | 0 | 0 | 0 | 0 | 0 | 0 | 0 | 0 | 0 | 0 | 0 | 0 | 0 | 0 | 0 | 0 | 0 | 0 | 0
F1_Commercial_Other Health_New_Food Preparation_Natural Gas_Steamer_E7 | F1 | Commercial | Other Health | New | Food Preparation | Natural Gas | Steamer | E7 | CCE | 0 | 0 | 0 | 0 | 0 | 0 | 0 | 0 | 0 | 0 | 0 | 0 | 0 | 0 | 0 | 0 | 0 | 0 | 0 | 0 | 0 | 0 | 0 | 0 | 0 | 0 | 0 | 0 | 0 | 0 | 0 | 0 | 0
F1_Commercial_Other Health_New_Food Preparation_Natural Gas_Steamer_E8 | F1 | Commercial | Other Health | New | Food Preparation | Natural Gas | Steamer | E8 | CCE | 0 | 0 | 0 | 0 | 0 | 0 | 0 | 0 | 0 | 0 | 0 | 0 | 0 | 0 | 0 | 0 | 0 | 0 | 0 | 0 | 0 | 0 | 0 | 0 | 0 | 0 | 0 | 0 | 0 | 0 | 0 | 0 | 0
F1_Commercial_Other Health_New_Food Preparation_Natural Gas_Steamer_E9 | F1 | Commercial | Other Health | New | Food Preparation | Natural Gas | Steamer | E9 | CCE | 0 | 0 | 0 | 0 | 0 | 0 | 0 | 0 | 0 | 0 | 0 | 0 | 0 | 0 | 0 | 0 | 0 | 0 | 0 | 0 | 0 | 0 | 0 | 0 | 0 | 0 | 0 | 0 | 0 | 0 | 0 | 0 | 0
F1_Commercial_Other Health_New_Food Preparation_Natural Gas_Steamer_E10 | F1 | Commercial | Other Health | New | Food Preparation | Natural Gas | Steamer | E10 | CCE | 0 | 0 | 0 | 0 | 0 | 0 | 0 | 0 | 0 | 0 | 0 | 0 | 0 | 0 | 0 | 0 | 0 | 0 | 0 | 0 | 0 | 0 | 0 | 0 | 0 | 0 | 0 | 0 | 0 | 0 | 0 | 0 | 0
F2_Commercial_Other Health_New_Food Preparation_Natural Gas_Steamer_E1 | F2 | Commercial | Other Health | New | Food Preparation | Natural Gas | Steamer | E1 | TRC BC Ratio | 1 | 1 | 1 | 0 | 0 | 0 | 0 | 0 | 0 | 0 | 0 | 0 | 0 | 0 | 0 | 0 | 0 | 0 | 0 | 0 | 0 | 0 | 0 | 0 | 0 | 0 | 0 | 0 | 0 | 0 | 0 | 0 | 0
F2_Commercial_Other Health_New_Food Preparation_Natural Gas_Steamer_E2 | F2 | Commercial | Other Health | New | Food Preparation | Natural Gas | Steamer | E2 | TRC BC Ratio | 3.6298 | 3.6563 | 3.6864 | 1 | 1 | 1 | 1 | 1 | 1 | 1 | 1 | 1 | 1 | 1 | 1 | 1 | 1 | 1 | 1 | 1 | 1 | 1 | 1 | 1 | 1 | 1 | 1 | 1 | 1 | 1 | 1 | 1 | 1
F2_Commercial_Other Health_New_Food Preparation_Natural Gas_Steamer_E3 | F2 | Commercial | Other Health | New | Food Preparation | Natural Gas | Steamer | E3 | TRC BC Ratio | 0 | 0 | 0 | 0 | 0 | 0 | 0 | 0 | 0 | 0 | 0 | 0 | 0 | 0 | 0 | 0 | 0 | 0 | 0 | 0 | 0 | 0 | 0 | 0 | 0 | 0 | 0 | 0 | 0 | 0 | 0 | 0 | 0
F2_Commercial_Other Health_New_Food Preparation_Natural Gas_Steamer_E4 | F2 | Commercial | Other Health | New | Food Preparation | Natural Gas | Steamer | E4 | TRC BC Ratio | 0 | 0 | 0 | 0 | 0 | 0 | 0 | 0 | 0 | 0 | 0 | 0 | 0 | 0 | 0 | 0 | 0 | 0 | 0 | 0 | 0 | 0 | 0 | 0 | 0 | 0 | 0 | 0 | 0 | 0 | 0 | 0 | 0
F2_Commercial_Other Health_New_Food Preparation_Natural Gas_Steamer_E5 | F2 | Commercial | Other Health | New | Food Preparation | Natural Gas | Steamer | E5 | TRC BC Ratio | 0 | 0 | 0 | 0 | 0 | 0 | 0 | 0 | 0 | 0 | 0 | 0 | 0 | 0 | 0 | 0 | 0 | 0 | 0 | 0 | 0 | 0 | 0 | 0 | 0 | 0 | 0 | 0 | 0 | 0 | 0 | 0 | 0
F2_Commercial_Other Health_New_Food Preparation_Natural Gas_Steamer_E6 | F2 | Commercial | Other Health | New | Food Preparation | Natural Gas | Steamer | E6 | TRC BC Ratio | 0 | 0 | 0 | 0 | 0 | 0 | 0 | 0 | 0 | 0 | 0 | 0 | 0 | 0 | 0 | 0 | 0 | 0 | 0 | 0 | 0 | 0 | 0 | 0 | 0 | 0 | 0 | 0 | 0 | 0 | 0 | 0 | 0
F2_Commercial_Other Health_New_Food Preparation_Natural Gas_Steamer_E7 | F2 | Commercial | Other Health | New | Food Preparation | Natural Gas | Steamer | E7 | TRC BC Ratio | 0 | 0 | 0 | 0 | 0 | 0 | 0 | 0 | 0 | 0 | 0 | 0 | 0 | 0 | 0 | 0 | 0 | 0 | 0 | 0 | 0 | 0 | 0 | 0 | 0 | 0 | 0 | 0 | 0 | 0 | 0 | 0 | 0
F2_Commercial_Other Health_New_Food Preparation_Natural Gas_Steamer_E8 | F2 | Commercial | Other Health | New | Food Preparation | Natural Gas | Steamer | E8 | TRC BC Ratio | 0 | 0 | 0 | 0 | 0 | 0 | 0 | 0 | 0 | 0 | 0 | 0 | 0 | 0 | 0 | 0 | 0 | 0 | 0 | 0 | 0 | 0 | 0 | 0 | 0 | 0 | 0 | 0 | 0 | 0 | 0 | 0 | 0
F2_Commercial_Other Health_New_Food Preparation_Natural Gas_Steamer_E9 | F2 | Commercial | Other Health | New | Food Preparation | Natural Gas | Steamer | E9 | TRC BC Ratio | 0 | 0 | 0 | 0 | 0 | 0 | 0 | 0 | 0 | 0 | 0 | 0 | 0 | 0 | 0 | 0 | 0 | 0 | 0 | 0 | 0 | 0 | 0 | 0 | 0 | 0 | 0 | 0 | 0 | 0 | 0 | 0 | 0
F2_Commercial_Other Health_New_Food Preparation_Natural Gas_Steamer_E10 | F2 | Commercial | Other Health | New | Food Preparation | Natural Gas | Steamer | E10 | TRC BC Ratio | 0 | 0 | 0 | 0 | 0 | 0 | 0 | 0 | 0 | 0 | 0 | 0 | 0 | 0 | 0 | 0 | 0 | 0 | 0 | 0 | 0 | 0 | 0 | 0 | 0 | 0 | 0 | 0 | 0 | 0 | 0 | 0 | 0
F3_Commercial_Other Health_New_Food Preparation_Natural Gas_Steamer_E1 | F3 | Commercial | Other Health | New | Food Preparation | Natural Gas | Steamer | E1 | PACT BC Ratio | 1 | 1 | 1 | 0 | 0 | 0 | 0 | 0 | 0 | 0 | 0 | 0 | 0 | 0 | 0 | 0 | 0 | 0 | 0 | 0 | 0 | 0 | 0 | 0 | 0 | 0 | 0 | 0 | 0 | 0 | 0 | 0 | 0
F3_Commercial_Other Health_New_Food Preparation_Natural Gas_Steamer_E2 | F3 | Commercial | Other Health | New | Food Preparation | Natural Gas | Steamer | E2 | PACT BC Ratio | 4.8398 | 4.875 | 4.9151 | 1 | 1 | 1 | 1 | 1 | 1 | 1 | 1 | 1 | 1 | 1 | 1 | 1 | 1 | 1 | 1 | 1 | 1 | 1 | 1 | 1 | 1 | 1 | 1 | 1 | 1 | 1 | 1 | 1 | 1
F3_Commercial_Other Health_New_Food Preparation_Natural Gas_Steamer_E3 | F3 | Commercial | Other Health | New | Food Preparation | Natural Gas | Steamer | E3 | PACT BC Ratio | 0 | 0 | 0 | 0 | 0 | 0 | 0 | 0 | 0 | 0 | 0 | 0 | 0 | 0 | 0 | 0 | 0 | 0 | 0 | 0 | 0 | 0 | 0 | 0 | 0 | 0 | 0 | 0 | 0 | 0 | 0 | 0 | 0
F3_Commercial_Other Health_New_Food Preparation_Natural Gas_Steamer_E4 | F3 | Commercial | Other Health | New | Food Preparation | Natural Gas | Steamer | E4 | PACT BC Ratio | 0 | 0 | 0 | 0 | 0 | 0 | 0 | 0 | 0 | 0 | 0 | 0 | 0 | 0 | 0 | 0 | 0 | 0 | 0 | 0 | 0 | 0 | 0 | 0 | 0 | 0 | 0 | 0 | 0 | 0 | 0 | 0 | 0
F3_Commercial_Other Health_New_Food Preparation_Natural Gas_Steamer_E5 | F3 | Commercial | Other Health | New | Food Preparation | Natural Gas | Steamer | E5 | PACT BC Ratio | 0 | 0 | 0 | 0 | 0 | 0 | 0 | 0 | 0 | 0 | 0 | 0 | 0 | 0 | 0 | 0 | 0 | 0 | 0 | 0 | 0 | 0 | 0 | 0 | 0 | 0 | 0 | 0 | 0 | 0 | 0 | 0 | 0
F3_Commercial_Other Health_New_Food Preparation_Natural Gas_Steamer_E6 | F3 | Commercial | Other Health | New | Food Preparation | Natural Gas | Steamer | E6 | PACT BC Ratio | 0 | 0 | 0 | 0 | 0 | 0 | 0 | 0 | 0 | 0 | 0 | 0 | 0 | 0 | 0 | 0 | 0 | 0 | 0 | 0 | 0 | 0 | 0 | 0 | 0 | 0 | 0 | 0 | 0 | 0 | 0 | 0 | 0
F3_Commercial_Other Health_New_Food Preparation_Natural Gas_Steamer_E7 | F3 | Commercial | Other Health | New | Food Preparation | Natural Gas | Steamer | E7 | PACT BC Ratio | 0 | 0 | 0 | 0 | 0 | 0 | 0 | 0 | 0 | 0 | 0 | 0 | 0 | 0 | 0 | 0 | 0 | 0 | 0 | 0 | 0 | 0 | 0 | 0 | 0 | 0 | 0 | 0 | 0 | 0 | 0 | 0 | 0
F3_Commercial_Other Health_New_Food Preparation_Natural Gas_Steamer_E8 | F3 | Commercial | Other Health | New | Food Preparation | Natural Gas | Steamer | E8 | PACT BC Ratio | 0 | 0 | 0 | 0 | 0 | 0 | 0 | 0 | 0 | 0 | 0 | 0 | 0 | 0 | 0 | 0 | 0 | 0 | 0 | 0 | 0 | 0 | 0 | 0 | 0 | 0 | 0 | 0 | 0 | 0 | 0 | 0 | 0
F3_Commercial_Other Health_New_Food Preparation_Natural Gas_Steamer_E9 | F3 | Commercial | Other Health | New | Food Preparation | Natural Gas | Steamer | E9 | PACT BC Ratio | 0 | 0 | 0 | 0 | 0 | 0 | 0 | 0 | 0 | 0 | 0 | 0 | 0 | 0 | 0 | 0 | 0 | 0 | 0 | 0 | 0 | 0 | 0 | 0 | 0 | 0 | 0 | 0 | 0 | 0 | 0 | 0 | 0
F3_Commercial_Other Health_New_Food Preparation_Natural Gas_Steamer_E10 | F3 | Commercial | Other Health | New | Food Preparation | Natural Gas | Steamer | E10 | PACT BC Ratio | 0 | 0 | 0 | 0 | 0 | 0 | 0 | 0 | 0 | 0 | 0 | 0 | 0 | 0 | 0 | 0 | 0 | 0 | 0 | 0 | 0 | 0 | 0 | 0 | 0 | 0 | 0 | 0 | 0 | 0 | 0 | 0 | 0
F4_Commercial_Other Health_New_Food Preparation_Natural Gas_Steamer_E1 | F4 | Commercial | Other Health | New | Food Preparation | Natural Gas | Steamer | E1 | RVT BC Ratio | 1 | 1 | 1 | 0 | 0 | 0 | 0 | 0 | 0 | 0 | 0 | 0 | 0 | 0 | 0 | 0 | 0 | 0 | 0 | 0 | 0 | 0 | 0 | 0 | 0 | 0 | 0 | 0 | 0 | 0 | 0 | 0 | 0
F4_Commercial_Other Health_New_Food Preparation_Natural Gas_Steamer_E2 | F4 | Commercial | Other Health | New | Food Preparation | Natural Gas | Steamer | E2 | RVT BC Ratio | 5.9186 | 5.9566 | 5.9998 | 1 | 1 | 1 | 1 | 1 | 1 | 1 | 1 | 1 | 1 | 1 | 1 | 1 | 1 | 1 | 1 | 1 | 1 | 1 | 1 | 1 | 1 | 1 | 1 | 1 | 1 | 1 | 1 | 1 | 1
F4_Commercial_Other Health_New_Food Preparation_Natural Gas_Steamer_E3 | F4 | Commercial | Other Health | New | Food Preparation | Natural Gas | Steamer | E3 | RVT BC Ratio | 0 | 0 | 0 | 0 | 0 | 0 | 0 | 0 | 0 | 0 | 0 | 0 | 0 | 0 | 0 | 0 | 0 | 0 | 0 | 0 | 0 | 0 | 0 | 0 | 0 | 0 | 0 | 0 | 0 | 0 | 0 | 0 | 0
F4_Commercial_Other Health_New_Food Preparation_Natural Gas_Steamer_E4 | F4 | Commercial | Other Health | New | Food Preparation | Natural Gas | Steamer | E4 | RVT BC Ratio | 0 | 0 | 0 | 0 | 0 | 0 | 0 | 0 | 0 | 0 | 0 | 0 | 0 | 0 | 0 | 0 | 0 | 0 | 0 | 0 | 0 | 0 | 0 | 0 | 0 | 0 | 0 | 0 | 0 | 0 | 0 | 0 | 0
F4_Commercial_Other Health_New_Food Preparation_Natural Gas_Steamer_E5 | F4 | Commercial | Other Health | New | Food Preparation | Natural Gas | Steamer | E5 | RVT BC Ratio | 0 | 0 | 0 | 0 | 0 | 0 | 0 | 0 | 0 | 0 | 0 | 0 | 0 | 0 | 0 | 0 | 0 | 0 | 0 | 0 | 0 | 0 | 0 | 0 | 0 | 0 | 0 | 0 | 0 | 0 | 0 | 0 | 0
F4_Commercial_Other Health_New_Food Preparation_Natural Gas_Steamer_E6 | F4 | Commercial | Other Health | New | Food Preparation | Natural Gas | Steamer | E6 | RVT BC Ratio | 0 | 0 | 0 | 0 | 0 | 0 | 0 | 0 | 0 | 0 | 0 | 0 | 0 | 0 | 0 | 0 | 0 | 0 | 0 | 0 | 0 | 0 | 0 | 0 | 0 | 0 | 0 | 0 | 0 | 0 | 0 | 0 | 0
F4_Commercial_Other Health_New_Food Preparation_Natural Gas_Steamer_E7 | F4 | Commercial | Other Health | New | Food Preparation | Natural Gas | Steamer | E7 | RVT BC Ratio | 0 | 0 | 0 | 0 | 0 | 0 | 0 | 0 | 0 | 0 | 0 | 0 | 0 | 0 | 0 | 0 | 0 | 0 | 0 | 0 | 0 | 0 | 0 | 0 | 0 | 0 | 0 | 0 | 0 | 0 | 0 | 0 | 0
F4_Commercial_Other Health_New_Food Preparation_Natural Gas_Steamer_E8 | F4 | Commercial | Other Health | New | Food Preparation | Natural Gas | Steamer | E8 | RVT BC Ratio | 0 | 0 | 0 | 0 | 0 | 0 | 0 | 0 | 0 | 0 | 0 | 0 | 0 | 0 | 0 | 0 | 0 | 0 | 0 | 0 | 0 | 0 | 0 | 0 | 0 | 0 | 0 | 0 | 0 | 0 | 0 | 0 | 0
F4_Commercial_Other Health_New_Food Preparation_Natural Gas_Steamer_E9 | F4 | Commercial | Other Health | New | Food Preparation | Natural Gas | Steamer | E9 | RVT BC Ratio | 0 | 0 | 0 | 0 | 0 | 0 | 0 | 0 | 0 | 0 | 0 | 0 | 0 | 0 | 0 | 0 | 0 | 0 | 0 | 0 | 0 | 0 | 0 | 0 | 0 | 0 | 0 | 0 | 0 | 0 | 0 | 0 | 0
F4_Commercial_Other Health_New_Food Preparation_Natural Gas_Steamer_E10 | F4 | Commercial | Other Health | New | Food Preparation | Natural Gas | Steamer | E10 | RVT BC Ratio | 0 | 0 | 0 | 0 | 0 | 0 | 0 | 0 | 0 | 0 | 0 | 0 | 0 | 0 | 0 | 0 | 0 | 0 | 0 | 0 | 0 | 0 | 0 | 0 | 0 | 0 | 0 | 0 | 0 | 0 | 0 | 0 | 0
F5_Commercial_Other Health_New_Food Preparation_Natural Gas_Steamer_E1 | F5 | Commercial | Other Health | New | Food Preparation | Natural Gas | Steamer | E1 | RIM BC Ratio | 1 | 1 | 1 | 0 | 0 | 0 | 0 | 0 | 0 | 0 | 0 | 0 | 0 | 0 | 0 | 0 | 0 | 0 | 0 | 0 | 0 | 0 | 0 | 0 | 0 | 0 | 0 | 0 | 0 | 0 | 0 | 0 | 0
F5_Commercial_Other Health_New_Food Preparation_Natural Gas_Steamer_E2 | F5 | Commercial | Other Health | New | Food Preparation | Natural Gas | Steamer | E2 | RIM BC Ratio | 0.7119 | 0.71266 | 0.71351 | 1 | 1 | 1 | 1 | 1 | 1 | 1 | 1 | 1 | 1 | 1 | 1 | 1 | 1 | 1 | 1 | 1 | 1 | 1 | 1 | 1 | 1 | 1 | 1 | 1 | 1 | 1 | 1 | 1 | 1
F5_Commercial_Other Health_New_Food Preparation_Natural Gas_Steamer_E3 | F5 | Commercial | Other Health | New | Food Preparation | Natural Gas | Steamer | E3 | RIM BC Ratio | 0 | 0 | 0 | 0 | 0 | 0 | 0 | 0 | 0 | 0 | 0 | 0 | 0 | 0 | 0 | 0 | 0 | 0 | 0 | 0 | 0 | 0 | 0 | 0 | 0 | 0 | 0 | 0 | 0 | 0 | 0 | 0 | 0
F5_Commercial_Other Health_New_Food Preparation_Natural Gas_Steamer_E4 | F5 | Commercial | Other Health | New | Food Preparation | Natural Gas | Steamer | E4 | RIM BC Ratio | 0 | 0 | 0 | 0 | 0 | 0 | 0 | 0 | 0 | 0 | 0 | 0 | 0 | 0 | 0 | 0 | 0 | 0 | 0 | 0 | 0 | 0 | 0 | 0 | 0 | 0 | 0 | 0 | 0 | 0 | 0 | 0 | 0
F5_Commercial_Other Health_New_Food Preparation_Natural Gas_Steamer_E5 | F5 | Commercial | Other Health | New | Food Preparation | Natural Gas | Steamer | E5 | RIM BC Ratio | 0 | 0 | 0 | 0 | 0 | 0 | 0 | 0 | 0 | 0 | 0 | 0 | 0 | 0 | 0 | 0 | 0 | 0 | 0 | 0 | 0 | 0 | 0 | 0 | 0 | 0 | 0 | 0 | 0 | 0 | 0 | 0 | 0
F5_Commercial_Other Health_New_Food Preparation_Natural Gas_Steamer_E6 | F5 | Commercial | Other Health | New | Food Preparation | Natural Gas | Steamer | E6 | RIM BC Ratio | 0 | 0 | 0 | 0 | 0 | 0 | 0 | 0 | 0 | 0 | 0 | 0 | 0 | 0 | 0 | 0 | 0 | 0 | 0 | 0 | 0 | 0 | 0 | 0 | 0 | 0 | 0 | 0 | 0 | 0 | 0 | 0 | 0
F5_Commercial_Other Health_New_Food Preparation_Natural Gas_Steamer_E7 | F5 | Commercial | Other Health | New | Food Preparation | Natural Gas | Steamer | E7 | RIM BC Ratio | 0 | 0 | 0 | 0 | 0 | 0 | 0 | 0 | 0 | 0 | 0 | 0 | 0 | 0 | 0 | 0 | 0 | 0 | 0 | 0 | 0 | 0 | 0 | 0 | 0 | 0 | 0 | 0 | 0 | 0 | 0 | 0 | 0
F5_Commercial_Other Health_New_Food Preparation_Natural Gas_Steamer_E8 | F5 | Commercial | Other Health | New | Food Preparation | Natural Gas | Steamer | E8 | RIM BC Ratio | 0 | 0 | 0 | 0 | 0 | 0 | 0 | 0 | 0 | 0 | 0 | 0 | 0 | 0 | 0 | 0 | 0 | 0 | 0 | 0 | 0 | 0 | 0 | 0 | 0 | 0 | 0 | 0 | 0 | 0 | 0 | 0 | 0
F5_Commercial_Other Health_New_Food Preparation_Natural Gas_Steamer_E9 | F5 | Commercial | Other Health | New | Food Preparation | Natural Gas | Steamer | E9 | RIM BC Ratio | 0 | 0 | 0 | 0 | 0 | 0 | 0 | 0 | 0 | 0 | 0 | 0 | 0 | 0 | 0 | 0 | 0 | 0 | 0 | 0 | 0 | 0 | 0 | 0 | 0 | 0 | 0 | 0 | 0 | 0 | 0 | 0 | 0
F5_Commercial_Other Health_New_Food Preparation_Natural Gas_Steamer_E10 | F5 | Commercial | Other Health | New | Food Preparation | Natural Gas | Steamer | E10 | RIM BC Ratio | 0 | 0 | 0 | 0 | 0 | 0 | 0 | 0 | 0 | 0 | 0 | 0 | 0 | 0 | 0 | 0 | 0 | 0 | 0 | 0 | 0 | 0 | 0 | 0 | 0 | 0 | 0 | 0 | 0 | 0 | 0 | 0 | 0
F0_Commercial_Other Health_New_Food Preparation_Natural Gas_Food Prep Other_E0 | F0 | Commercial | Other Health | New | Food Preparation | Natural Gas | Food Prep Other | E0 | Economic Unit | Standard | Standard | Standard | Standard | Standard | Standard | Standard | Standard | Standard | Standard | Standard | Standard | Standard | Standard | Standard | Standard | Standard | Standard | Standard | Standard | Standard | Standard | Standard | Standard | Standard | Standard | Standard | Standard | Standard | Standard | Standard | Standard | Standard
F1_Commercial_Other Health_New_Food Preparation_Natural Gas_Food Prep Other_E1 | F1 | Commercial | Other Health | New | Food Preparation | Natural Gas | Food Prep Other | E1 | CCE | 0 | 0 | 0 | 0 | 0 | 0 | 0 | 0 | 0 | 0 | 0 | 0 | 0 | 0 | 0 | 0 | 0 | 0 | 0 | 0 | 0 | 0 | 0 | 0 | 0 | 0 | 0 | 0 | 0 | 0 | 0 | 0 | 0
F1_Commercial_Other Health_New_Food Preparation_Natural Gas_Food Prep Other_E2 | F1 | Commercial | Other Health | New | Food Preparation | Natural Gas | Food Prep Other | E2 | CCE | #DIV/0! | #DIV/0! | #DIV/0! | #DIV/0! | #DIV/0! | #DIV/0! | #DIV/0! | #DIV/0! | #DIV/0! | #DIV/0! | #DIV/0! | #DIV/0! | #DIV/0! | #DIV/0! | #DIV/0! | #DIV/0! | #DIV/0! | #DIV/0! | #DIV/0! | #DIV/0! | #DIV/0! | #DIV/0! | #DIV/0! | #DIV/0! | #DIV/0! | #DIV/0! | #DIV/0! | #DIV/0! | #DIV/0! | #DIV/0! | #DIV/0! | #DIV/0! | #DIV/0!
F1_Commercial_Other Health_New_Food Preparation_Natural Gas_Food Prep Other_E3 | F1 | Commercial | Other Health | New | Food Preparation | Natural Gas | Food Prep Other | E3 | CCE | 0 | 0 | 0 | 0 | 0 | 0 | 0 | 0 | 0 | 0 | 0 | 0 | 0 | 0 | 0 | 0 | 0 | 0 | 0 | 0 | 0 | 0 | 0 | 0 | 0 | 0 | 0 | 0 | 0 | 0 | 0 | 0 | 0
F1_Commercial_Other Health_New_Food Preparation_Natural Gas_Food Prep Other_E4 | F1 | Commercial | Other Health | New | Food Preparation | Natural Gas | Food Prep Other | E4 | CCE | 0 | 0 | 0 | 0 | 0 | 0 | 0 | 0 | 0 | 0 | 0 | 0 | 0 | 0 | 0 | 0 | 0 | 0 | 0 | 0 | 0 | 0 | 0 | 0 | 0 | 0 | 0 | 0 | 0 | 0 | 0 | 0 | 0
F1_Commercial_Other Health_New_Food Preparation_Natural Gas_Food Prep Other_E5 | F1 | Commercial | Other Health | New | Food Preparation | Natural Gas | Food Prep Other | E5 | CCE | 0 | 0 | 0 | 0 | 0 | 0 | 0 | 0 | 0 | 0 | 0 | 0 | 0 | 0 | 0 | 0 | 0 | 0 | 0 | 0 | 0 | 0 | 0 | 0 | 0 | 0 | 0 | 0 | 0 | 0 | 0 | 0 | 0
F1_Commercial_Other Health_New_Food Preparation_Natural Gas_Food Prep Other_E6 | F1 | Commercial | Other Health | New | Food Preparation | Natural Gas | Food Prep Other | E6 | CCE | 0 | 0 | 0 | 0 | 0 | 0 | 0 | 0 | 0 | 0 | 0 | 0 | 0 | 0 | 0 | 0 | 0 | 0 | 0 | 0 | 0 | 0 | 0 | 0 | 0 | 0 | 0 | 0 | 0 | 0 | 0 | 0 | 0
F1_Commercial_Other Health_New_Food Preparation_Natural Gas_Food Prep Other_E7 | F1 | Commercial | Other Health | New | Food Preparation | Natural Gas | Food Prep Other | E7 | CCE | 0 | 0 | 0 | 0 | 0 | 0 | 0 | 0 | 0 | 0 | 0 | 0 | 0 | 0 | 0 | 0 | 0 | 0 | 0 | 0 | 0 | 0 | 0 | 0 | 0 | 0 | 0 | 0 | 0 | 0 | 0 | 0 | 0
F1_Commercial_Other Health_New_Food Preparation_Natural Gas_Food Prep Other_E8 | F1 | Commercial | Other Health | New | Food Preparation | Natural Gas | Food Prep Other | E8 | CCE | 0 | 0 | 0 | 0 | 0 | 0 | 0 | 0 | 0 | 0 | 0 | 0 | 0 | 0 | 0 | 0 | 0 | 0 | 0 | 0 | 0 | 0 | 0 | 0 | 0 | 0 | 0 | 0 | 0 | 0 | 0 | 0 | 0
F1_Commercial_Other Health_New_Food Preparation_Natural Gas_Food Prep Other_E9 | F1 | Commercial | Other Health | New | Food Preparation | Natural Gas | Food Prep Other | E9 | CCE | 0 | 0 | 0 | 0 | 0 | 0 | 0 | 0 | 0 | 0 | 0 | 0 | 0 | 0 | 0 | 0 | 0 | 0 | 0 | 0 | 0 | 0 | 0 | 0 | 0 | 0 | 0 | 0 | 0 | 0 | 0 | 0 | 0
F1_Commercial_Other Health_New_Food Preparation_Natural Gas_Food Prep Other_E10 | F1 | Commercial | Other Health | New | Food Preparation | Natural Gas | Food Prep Other | E10 | CCE | 0 | 0 | 0 | 0 | 0 | 0 | 0 | 0 | 0 | 0 | 0 | 0 | 0 | 0 | 0 | 0 | 0 | 0 | 0 | 0 | 0 | 0 | 0 | 0 | 0 | 0 | 0 | 0 | 0 | 0 | 0 | 0 | 0
F2_Commercial_Other Health_New_Food Preparation_Natural Gas_Food Prep Other_E1 | F2 | Commercial | Other Health | New | Food Preparation | Natural Gas | Food Prep Other | E1 | TRC BC Ratio | bar: 2019 to 2051
F2_Commercial_Other Health_New_Food Preparation_Natural Gas_Food Prep Other_E2 | F2 | Commercial | Other Health | New | Food Preparation | Natural Gas | Food Prep Other | E2 | TRC BC Ratio | 0 | 0 | 0 | 0 | 0 | 0 | 0 | 0 | 0 | 0 | 0 | 0 | 0 | 0 | 0 | 0 | 0 | 0 | 0 | 0 | 0 | 0 | 0 | 0 | 0 | 0 | 0 | 0 | 0 | 0 | 0 | 0 | 0
F2_Commercial_Other Health_New_Food Preparation_Natural Gas_Food Prep Other_E3 | F2 | Commercial | Other Health | New | Food Preparation | Natural Gas | Food Prep Other | E3 | TRC BC Ratio | 0 | 0 | 0 | 0 | 0 | 0 | 0 | 0 | 0 | 0 | 0 | 0 | 0 | 0 | 0 | 0 | 0 | 0 | 0 | 0 | 0 | 0 | 0 | 0 | 0 | 0 | 0 | 0 | 0 | 0 | 0 | 0 | 0
F2_Commercial_Other Health_New_Food Preparation_Natural Gas_Food Prep Other_E4 | F2 | Commercial | Other Health | New | Food Preparation | Natural Gas | Food Prep Other | E4 | TRC BC Ratio | 0 | 0 | 0 | 0 | 0 | 0 | 0 | 0 | 0 | 0 | 0 | 0 | 0 | 0 | 0 | 0 | 0 | 0 | 0 | 0 | 0 | 0 | 0 | 0 | 0 | 0 | 0 | 0 | 0 | 0 | 0 | 0 | 0
F2_Commercial_Other Health_New_Food Preparation_Natural Gas_Food Prep Other_E5 | F2 | Commercial | Other Health | New | Food Preparation | Natural Gas | Food Prep Other | E5 | TRC BC Ratio | 0 | 0 | 0 | 0 | 0 | 0 | 0 | 0 | 0 | 0 | 0 | 0 | 0 | 0 | 0 | 0 | 0 | 0 | 0 | 0 | 0 | 0 | 0 | 0 | 0 | 0 | 0 | 0 | 0 | 0 | 0 | 0 | 0
F2_Commercial_Other Health_New_Food Preparation_Natural Gas_Food Prep Other_E6 | F2 | Commercial | Other Health | New | Food Preparation | Natural Gas | Food Prep Other | E6 | TRC BC Ratio | 0 | 0 | 0 | 0 | 0 | 0 | 0 | 0 | 0 | 0 | 0 | 0 | 0 | 0 | 0 | 0 | 0 | 0 | 0 | 0 | 0 | 0 | 0 | 0 | 0 | 0 | 0 | 0 | 0 | 0 | 0 | 0 | 0
F2_Commercial_Other Health_New_Food Preparation_Natural Gas_Food Prep Other_E7 | F2 | Commercial | Other Health | New | Food Preparation | Natural Gas | Food Prep Other | E7 | TRC BC Ratio | 0 | 0 | 0 | 0 | 0 | 0 | 0 | 0 | 0 | 0 | 0 | 0 | 0 | 0 | 0 | 0 | 0 | 0 | 0 | 0 | 0 | 0 | 0 | 0 | 0 | 0 | 0 | 0 | 0 | 0 | 0 | 0 | 0
F2_Commercial_Other Health_New_Food Preparation_Natural Gas_Food Prep Other_E8 | F2 | Commercial | Other Health | New | Food Preparation | Natural Gas | Food Prep Other | E8 | TRC BC Ratio | 0 | 0 | 0 | 0 | 0 | 0 | 0 | 0 | 0 | 0 | 0 | 0 | 0 | 0 | 0 | 0 | 0 | 0 | 0 | 0 | 0 | 0 | 0 | 0 | 0 | 0 | 0 | 0 | 0 | 0 | 0 | 0 | 0
F2_Commercial_Other Health_New_Food Preparation_Natural Gas_Food Prep Other_E9 | F2 | Commercial | Other Health | New | Food Preparation | Natural Gas | Food Prep Other | E9 | TRC BC Ratio | 0 | 0 | 0 | 0 | 0 | 0 | 0 | 0 | 0 | 0 | 0 | 0 | 0 | 0 | 0 | 0 | 0 | 0 | 0 | 0 | 0 | 0 | 0 | 0 | 0 | 0 | 0 | 0 | 0 | 0 | 0 | 0 | 0
F2_Commercial_Other Health_New_Food Preparation_Natural Gas_Food Prep Other_E10 | F2 | Commercial | Other Health | New | Food Preparation | Natural Gas | Food Prep Other | E10 | TRC BC Ratio | 0 | 0 | 0 | 0 | 0 | 0 | 0 | 0 | 0 | 0 | 0 | 0 | 0 | 0 | 0 | 0 | 0 | 0 | 0 | 0 | 0 | 0 | 0 | 0 | 0 | 0 | 0 | 0 | 0 | 0 | 0 | 0 | 0
F3_Commercial_Other Health_New_Food Preparation_Natural Gas_Food Prep Other_E1 | F3 | Commercial | Other Health | New | Food Preparation | Natural Gas | Food Prep Other | E1 | PACT BC Ratio | bar: 2019 to 2051
F3_Commercial_Other Health_New_Food Preparation_Natural Gas_Food Prep Other_E2 | F3 | Commercial | Other Health | New | Food Preparation | Natural Gas | Food Prep Other | E2 | PACT BC Ratio | 0 | 0 | 0 | 0 | 0 | 0 | 0 | 0 | 0 | 0 | 0 | 0 | 0 | 0 | 0 | 0 | 0 | 0 | 0 | 0 | 0 | 0 | 0 | 0 | 0 | 0 | 0 | 0 | 0 | 0 | 0 | 0 | 0
F3_Commercial_Other Health_New_Food Preparation_Natural Gas_Food Prep Other_E3 | F3 | Commercial | Other Health | New | Food Preparation | Natural Gas | Food Prep Other | E3 | PACT BC Ratio | 0 | 0 | 0 | 0 | 0 | 0 | 0 | 0 | 0 | 0 | 0 | 0 | 0 | 0 | 0 | 0 | 0 | 0 | 0 | 0 | 0 | 0 | 0 | 0 | 0 | 0 | 0 | 0 | 0 | 0 | 0 | 0 | 0
F3_Commercial_Other Health_New_Food Preparation_Natural Gas_Food Prep Other_E4 | F3 | Commercial | Other Health | New | Food Preparation | Natural Gas | Food Prep Other | E4 | PACT BC Ratio | 0 | 0 | 0 | 0 | 0 | 0 | 0 | 0 | 0 | 0 | 0 | 0 | 0 | 0 | 0 | 0 | 0 | 0 | 0 | 0 | 0 | 0 | 0 | 0 | 0 | 0 | 0 | 0 | 0 | 0 | 0 | 0 | 0
F3_Commercial_Other Health_New_Food Preparation_Natural Gas_Food Prep Other_E5 | F3 | Commercial | Other Health | New | Food Preparation | Natural Gas | Food Prep Other | E5 | PACT BC Ratio | 0 | 0 | 0 | 0 | 0 | 0 | 0 | 0 | 0 | 0 | 0 | 0 | 0 | 0 | 0 | 0 | 0 | 0 | 0 | 0 | 0 | 0 | 0 | 0 | 0 | 0 | 0 | 0 | 0 | 0 | 0 | 0 | 0
F3_Commercial_Other Health_New_Food Preparation_Natural Gas_Food Prep Other_E6 | F3 | Commercial | Other Health | New | Food Preparation | Natural Gas | Food Prep Other | E6 | PACT BC Ratio | 0 | 0 | 0 | 0 | 0 | 0 | 0 | 0 | 0 | 0 | 0 | 0 | 0 | 0 | 0 | 0 | 0 | 0 | 0 | 0 | 0 | 0 | 0 | 0 | 0 | 0 | 0 | 0 | 0 | 0 | 0 | 0 | 0
F3_Commercial_Other Health_New_Food Preparation_Natural Gas_Food Prep Other_E7 | F3 | Commercial | Other Health | New | Food Preparation | Natural Gas | Food Prep Other | E7 | PACT BC Ratio | 0 | 0 | 0 | 0 | 0 | 0 | 0 | 0 | 0 | 0 | 0 | 0 | 0 | 0 | 0 | 0 | 0 | 0 | 0 | 0 | 0 | 0 | 0 | 0 | 0 | 0 | 0 | 0 | 0 | 0 | 0 | 0 | 0
F3_Commercial_Other Health_New_Food Preparation_Natural Gas_Food Prep Other_E8 | F3 | Commercial | Other Health | New | Food Preparation | Natural Gas | Food Prep Other | E8 | PACT BC Ratio | 0 | 0 | 0 | 0 | 0 | 0 | 0 | 0 | 0 | 0 | 0 | 0 | 0 | 0 | 0 | 0 | 0 | 0 | 0 | 0 | 0 | 0 | 0 | 0 | 0 | 0 | 0 | 0 | 0 | 0 | 0 | 0 | 0
F3_Commercial_Other Health_New_Food Preparation_Natural Gas_Food Prep Other_E9 | F3 | Commercial | Other Health | New | Food Preparation | Natural Gas | Food Prep Other | E9 | PACT BC Ratio | 0 | 0 | 0 | 0 | 0 | 0 | 0 | 0 | 0 | 0 | 0 | 0 | 0 | 0 | 0 | 0 | 0 | 0 | 0 | 0 | 0 | 0 | 0 | 0 | 0 | 0 | 0 | 0 | 0 | 0 | 0 | 0 | 0
F3_Commercial_Other Health_New_Food Preparation_Natural Gas_Food Prep Other_E10 | F3 | Commercial | Other Health | New | Food Preparation | Natural Gas | Food Prep Other | E10 | PACT BC Ratio | 0 | 0 | 0 | 0 | 0 | 0 | 0 | 0 | 0 | 0 | 0 | 0 | 0 | 0 | 0 | 0 | 0 | 0 | 0 | 0 | 0 | 0 | 0 | 0 | 0 | 0 | 0 | 0 | 0 | 0 | 0 | 0 | 0
F4_Commercial_Other Health_New_Food Preparation_Natural Gas_Food Prep Other_E1 | F4 | Commercial | Other Health | New | Food Preparation | Natural Gas | Food Prep Other | E1 | RVT BC Ratio | bar: 2019 to 2051
F4_Commercial_Other Health_New_Food Preparation_Natural Gas_Food Prep Other_E2 | F4 | Commercial | Other Health | New | Food Preparation | Natural Gas | Food Prep Other | E2 | RVT BC Ratio | 0.7 | 0.7 | 0.7 | 0.7 | 0.7 | 0.7 | 0.7 | 0.7 | 0.7 | 0.7 | 0.7 | 0.7 | 0.7 | 0.7 | 0.7 | 0.7 | 0.7 | 0.7 | 0.7 | 0.7 | 0.7 | 0.7 | 0.7 | 0.7 | 0.7 | 0.7 | 0.7 | 0.7 | 0.7 | 0.7 | 0.7 | 0.7 | 0.7
F4_Commercial_Other Health_New_Food Preparation_Natural Gas_Food Prep Other_E3 | F4 | Commercial | Other Health | New | Food Preparation | Natural Gas | Food Prep Other | E3 | RVT BC Ratio | 0 | 0 | 0 | 0 | 0 | 0 | 0 | 0 | 0 | 0 | 0 | 0 | 0 | 0 | 0 | 0 | 0 | 0 | 0 | 0 | 0 | 0 | 0 | 0 | 0 | 0 | 0 | 0 | 0 | 0 | 0 | 0 | 0
F4_Commercial_Other Health_New_Food Preparation_Natural Gas_Food Prep Other_E4 | F4 | Commercial | Other Health | New | Food Preparation | Natural Gas | Food Prep Other | E4 | RVT BC Ratio | 0 | 0 | 0 | 0 | 0 | 0 | 0 | 0 | 0 | 0 | 0 | 0 | 0 | 0 | 0 | 0 | 0 | 0 | 0 | 0 | 0 | 0 | 0 | 0 | 0 | 0 | 0 | 0 | 0 | 0 | 0 | 0 | 0
F4_Commercial_Other Health_New_Food Preparation_Natural Gas_Food Prep Other_E5 | F4 | Commercial | Other Health | New | Food Preparation | Natural Gas | Food Prep Other | E5 | RVT BC Ratio | 0 | 0 | 0 | 0 | 0 | 0 | 0 | 0 | 0 | 0 | 0 | 0 | 0 | 0 | 0 | 0 | 0 | 0 | 0 | 0 | 0 | 0 | 0 | 0 | 0 | 0 | 0 | 0 | 0 | 0 | 0 | 0 | 0
F4_Commercial_Other Health_New_Food Preparation_Natural Gas_Food Prep Other_E6 | F4 | Commercial | Other Health | New | Food Preparation | Natural Gas | Food Prep Other | E6 | RVT BC Ratio | 0 | 0 | 0 | 0 | 0 | 0 | 0 | 0 | 0 | 0 | 0 | 0 | 0 | 0 | 0 | 0 | 0 | 0 | 0 | 0 | 0 | 0 | 0 | 0 | 0 | 0 | 0 | 0 | 0 | 0 | 0 | 0 | 0
F4_Commercial_Other Health_New_Food Preparation_Natural Gas_Food Prep Other_E7 | F4 | Commercial | Other Health | New | Food Preparation | Natural Gas | Food Prep Other | E7 | RVT BC Ratio | 0 | 0 | 0 | 0 | 0 | 0 | 0 | 0 | 0 | 0 | 0 | 0 | 0 | 0 | 0 | 0 | 0 | 0 | 0 | 0 | 0 | 0 | 0 | 0 | 0 | 0 | 0 | 0 | 0 | 0 | 0 | 0 | 0
F4_Commercial_Other Health_New_Food Preparation_Natural Gas_Food Prep Other_E8 | F4 | Commercial | Other Health | New | Food Preparation | Natural Gas | Food Prep Other | E8 | RVT BC Ratio | 0 | 0 | 0 | 0 | 0 | 0 | 0 | 0 | 0 | 0 | 0 | 0 | 0 | 0 | 0 | 0 | 0 | 0 | 0 | 0 | 0 | 0 | 0 | 0 | 0 | 0 | 0 | 0 | 0 | 0 | 0 | 0 | 0
F4_Commercial_Other Health_New_Food Preparation_Natural Gas_Food Prep Other_E9 | F4 | Commercial | Other Health | New | Food Preparation | Natural Gas | Food Prep Other | E9 | RVT BC Ratio | 0 | 0 | 0 | 0 | 0 | 0 | 0 | 0 | 0 | 0 | 0 | 0 | 0 | 0 | 0 | 0 | 0 | 0 | 0 | 0 | 0 | 0 | 0 | 0 | 0 | 0 | 0 | 0 | 0 | 0 | 0 | 0 | 0
F4_Commercial_Other Health_New_Food Preparation_Natural Gas_Food Prep Other_E10 | F4 | Commercial | Other Health | New | Food Preparation | Natural Gas | Food Prep Other | E10 | RVT BC Ratio | 0 | 0 | 0 | 0 | 0 | 0 | 0 | 0 | 0 | 0 | 0 | 0 | 0 | 0 | 0 | 0 | 0 | 0 | 0 | 0 | 0 | 0 | 0 | 0 | 0 | 0 | 0 | 0 | 0 | 0 | 0 | 0 | 0
F5_Commercial_Other Health_New_Food Preparation_Natural Gas_Food Prep Other_E1 | F5 | Commercial | Other Health | New | Food Preparation | Natural Gas | Food Prep Other | E1 | RIM BC Ratio | bar: 2019 to 2051
F5_Commercial_Other Health_New_Food Preparation_Natural Gas_Food Prep Other_E2 | F5 | Commercial | Other Health | New | Food Preparation | Natural Gas | Food Prep Other | E2 | RIM BC Ratio | 0 | 0 | 0 | 0 | 0 | 0 | 0 | 0 | 0 | 0 | 0 | 0 | 0 | 0 | 0 | 0 | 0 | 0 | 0 | 0 | 0 | 0 | 0 | 0 | 0 | 0 | 0 | 0 | 0 | 0 | 0 | 0 | 0
F5_Commercial_Other Health_New_Food Preparation_Natural Gas_Food Prep Other_E3 | F5 | Commercial | Other Health | New | Food Preparation | Natural Gas | Food Prep Other | E3 | RIM BC Ratio | 0 | 0 | 0 | 0 | 0 | 0 | 0 | 0 | 0 | 0 | 0 | 0 | 0 | 0 | 0 | 0 | 0 | 0 | 0 | 0 | 0 | 0 | 0 | 0 | 0 | 0 | 0 | 0 | 0 | 0 | 0 | 0 | 0
F5_Commercial_Other Health_New_Food Preparation_Natural Gas_Food Prep Other_E4 | F5 | Commercial | Other Health | New | Food Preparation | Natural Gas | Food Prep Other | E4 | RIM BC Ratio | 0 | 0 | 0 | 0 | 0 | 0 | 0 | 0 | 0 | 0 | 0 | 0 | 0 | 0 | 0 | 0 | 0 | 0 | 0 | 0 | 0 | 0 | 0 | 0 | 0 | 0 | 0 | 0 | 0 | 0 | 0 | 0 | 0
F5_Commercial_Other Health_New_Food Preparation_Natural Gas_Food Prep Other_E5 | F5 | Commercial | Other Health | New | Food Preparation | Natural Gas | Food Prep Other | E5 | RIM BC Ratio | 0 | 0 | 0 | 0 | 0 | 0 | 0 | 0 | 0 | 0 | 0 | 0 | 0 | 0 | 0 | 0 | 0 | 0 | 0 | 0 | 0 | 0 | 0 | 0 | 0 | 0 | 0 | 0 | 0 | 0 | 0 | 0 | 0
F5_Commercial_Other Health_New_Food Preparation_Natural Gas_Food Prep Other_E6 | F5 | Commercial | Other Health | New | Food Preparation | Natural Gas | Food Prep Other | E6 | RIM BC Ratio | 0 | 0 | 0 | 0 | 0 | 0 | 0 | 0 | 0 | 0 | 0 | 0 | 0 | 0 | 0 | 0 | 0 | 0 | 0 | 0 | 0 | 0 | 0 | 0 | 0 | 0 | 0 | 0 | 0 | 0 | 0 | 0 | 0
F5_Commercial_Other Health_New_Food Preparation_Natural Gas_Food Prep Other_E7 | F5 | Commercial | Other Health | New | Food Preparation | Natural Gas | Food Prep Other | E7 | RIM BC Ratio | 0 | 0 | 0 | 0 | 0 | 0 | 0 | 0 | 0 | 0 | 0 | 0 | 0 | 0 | 0 | 0 | 0 | 0 | 0 | 0 | 0 | 0 | 0 | 0 | 0 | 0 | 0 | 0 | 0 | 0 | 0 | 0 | 0
F5_Commercial_Other Health_New_Food Preparation_Natural Gas_Food Prep Other_E8 | F5 | Commercial | Other Health | New | Food Preparation | Natural Gas | Food Prep Other | E8 | RIM BC Ratio | 0 | 0 | 0 | 0 | 0 | 0 | 0 | 0 | 0 | 0 | 0 | 0 | 0 | 0 | 0 | 0 | 0 | 0 | 0 | 0 | 0 | 0 | 0 | 0 | 0 | 0 | 0 | 0 | 0 | 0 | 0 | 0 | 0
F5_Commercial_Other Health_New_Food Preparation_Natural Gas_Food Prep Other_E9 | F5 | Commercial | Other Health | New | Food Preparation | Natural Gas | Food Prep Other | E9 | RIM BC Ratio | 0 | 0 | 0 | 0 | 0 | 0 | 0 | 0 | 0 | 0 | 0 | 0 | 0 | 0 | 0 | 0 | 0 | 0 | 0 | 0 | 0 | 0 | 0 | 0 | 0 | 0 | 0 | 0 | 0 | 0 | 0 | 0 | 0
F5_Commercial_Other Health_New_Food Preparation_Natural Gas_Food Prep Other_E10 | F5 | Commercial | Other Health | New | Food Preparation | Natural Gas | Food Prep Other | E10 | RIM BC Ratio | 0 | 0 | 0 | 0 | 0 | 0 | 0 | 0 | 0 | 0 | 0 | 0 | 0 | 0 | 0 | 0 | 0 | 0 | 0 | 0 | 0 | 0 | 0 | 0 | 0 | 0 | 0 | 0 | 0 | 0 | 0 | 0 | 0
F0_Commercial_Other Health_New_Miscellaneous_Natural Gas_Pool Heater_E0 | F0 | Commercial | Other Health | New | Miscellaneous | Natural Gas | Pool Heater | E0 | Economic Unit | Standard (EF .78) | Standard (EF .78) | Standard (EF .78) | Standard (EF .78) | Standard (EF .78) | Standard (EF .78) | Standard (EF .78) | Standard (EF .78) | Standard (EF .78) | Standard (EF .78) | Standard (EF .78) | Standard (EF .78) | Standard (EF .78) | Standard (EF .78) | Standard (EF .78) | Standard (EF .78) | Standard (EF .78) | Standard (EF .78) | Standard (EF .78) | Standard (EF .78) | Standard (EF .78) | Standard (EF .78) | Standard (EF .78) | Standard (EF .78) | Standard (EF .78) | Standard (EF .78) | Standard (EF .78) | Standard (EF .78) | Standard (EF .78) | Standard (EF .78) | Standard (EF .78) | Standard (EF .78) | Standard (EF .78)
F1_Commercial_Other Health_New_Miscellaneous_Natural Gas_Pool Heater_E1 | F1 | Commercial | Other Health | New | Miscellaneous | Natural Gas | Pool Heater | E1 | CCE | 0 | 0 | 0 | 0 | 0 | 0 | 0 | 0 | 0 | 0 | 0 | 0 | 0 | 0 | 0 | 0 | 0 | 0 | 0 | 0 | 0 | 0 | 0 | 0 | 0 | 0 | 0 | 0 | 0 | 0 | 0 | 0 | 0
F1_Commercial_Other Health_New_Miscellaneous_Natural Gas_Pool Heater_E2 | F1 | Commercial | Other Health | New | Miscellaneous | Natural Gas | Pool Heater | E2 | CCE | 1.2838 | 1.2838 | 1.2838 | 1.2838 | 1.2838 | 1.2838 | 1.2838 | 1.2838 | 1.2838 | 1.2838 | 1.2838 | 1.2838 | 1.2838 | 1.2838 | 1.2838 | 1.2838 | 1.2838 | 1.2838 | 1.2838 | 1.2838 | 1.2838 | 1.2838 | 1.2838 | 1.2838 | 1.2838 | 1.2838 | 1.2838 | 1.2838 | 1.2838 | 1.2838 | 1.2838 | 1.2838 | 1.2838
F1_Commercial_Other Health_New_Miscellaneous_Natural Gas_Pool Heater_E3 | F1 | Commercial | Other Health | New | Miscellaneous | Natural Gas | Pool Heater | E3 | CCE | 0 | 0 | 0 | 0 | 0 | 0 | 0 | 0 | 0 | 0 | 0 | 0 | 0 | 0 | 0 | 0 | 0 | 0 | 0 | 0 | 0 | 0 | 0 | 0 | 0 | 0 | 0 | 0 | 0 | 0 | 0 | 0 | 0
F1_Commercial_Other Health_New_Miscellaneous_Natural Gas_Pool Heater_E4 | F1 | Commercial | Other Health | New | Miscellaneous | Natural Gas | Pool Heater | E4 | CCE | 0 | 0 | 0 | 0 | 0 | 0 | 0 | 0 | 0 | 0 | 0 | 0 | 0 | 0 | 0 | 0 | 0 | 0 | 0 | 0 | 0 | 0 | 0 | 0 | 0 | 0 | 0 | 0 | 0 | 0 | 0 | 0 | 0
F1_Commercial_Other Health_New_Miscellaneous_Natural Gas_Pool Heater_E5 | F1 | Commercial | Other Health | New | Miscellaneous | Natural Gas | Pool Heater | E5 | CCE | 0 | 0 | 0 | 0 | 0 | 0 | 0 | 0 | 0 | 0 | 0 | 0 | 0 | 0 | 0 | 0 | 0 | 0 | 0 | 0 | 0 | 0 | 0 | 0 | 0 | 0 | 0 | 0 | 0 | 0 | 0 | 0 | 0
F1_Commercial_Other Health_New_Miscellaneous_Natural Gas_Pool Heater_E6 | F1 | Commercial | Other Health | New | Miscellaneous | Natural Gas | Pool Heater | E6 | CCE | 0 | 0 | 0 | 0 | 0 | 0 | 0 | 0 | 0 | 0 | 0 | 0 | 0 | 0 | 0 | 0 | 0 | 0 | 0 | 0 | 0 | 0 | 0 | 0 | 0 | 0 | 0 | 0 | 0 | 0 | 0 | 0 | 0
F1_Commercial_Other Health_New_Miscellaneous_Natural Gas_Pool Heater_E7 | F1 | Commercial | Other Health | New | Miscellaneous | Natural Gas | Pool Heater | E7 | CCE | 0 | 0 | 0 | 0 | 0 | 0 | 0 | 0 | 0 | 0 | 0 | 0 | 0 | 0 | 0 | 0 | 0 | 0 | 0 | 0 | 0 | 0 | 0 | 0 | 0 | 0 | 0 | 0 | 0 | 0 | 0 | 0 | 0
F1_Commercial_Other Health_New_Miscellaneous_Natural Gas_Pool Heater_E8 | F1 | Commercial | Other Health | New | Miscellaneous | Natural Gas | Pool Heater | E8 | CCE | 0 | 0 | 0 | 0 | 0 | 0 | 0 | 0 | 0 | 0 | 0 | 0 | 0 | 0 | 0 | 0 | 0 | 0 | 0 | 0 | 0 | 0 | 0 | 0 | 0 | 0 | 0 | 0 | 0 | 0 | 0 | 0 | 0
F1_Commercial_Other Health_New_Miscellaneous_Natural Gas_Pool Heater_E9 | F1 | Commercial | Other Health | New | Miscellaneous | Natural Gas | Pool Heater | E9 | CCE | 0 | 0 | 0 | 0 | 0 | 0 | 0 | 0 | 0 | 0 | 0 | 0 | 0 | 0 | 0 | 0 | 0 | 0 | 0 | 0 | 0 | 0 | 0 | 0 | 0 | 0 | 0 | 0 | 0 | 0 | 0 | 0 | 0
F1_Commercial_Other Health_New_Miscellaneous_Natural Gas_Pool Heater_E10 | F1 | Commercial | Other Health | New | Miscellaneous | Natural Gas | Pool Heater | E10 | CCE | 0 | 0 | 0 | 0 | 0 | 0 | 0 | 0 | 0 | 0 | 0 | 0 | 0 | 0 | 0 | 0 | 0 | 0 | 0 | 0 | 0 | 0 | 0 | 0 | 0 | 0 | 0 | 0 | 0 | 0 | 0 | 0 | 0
F2_Commercial_Other Health_New_Miscellaneous_Natural Gas_Pool Heater_E1 | F2 | Commercial | Other Health | New | Miscellaneous | Natural Gas | Pool Heater | E1 | TRC BC Ratio | bar: 2019 to 2051
F2_Commercial_Other Health_New_Miscellaneous_Natural Gas_Pool Heater_E2 | F2 | Commercial | Other Health | New | Miscellaneous | Natural Gas | Pool Heater | E2 | TRC BC Ratio | 0 | 0 | 0 | 0 | 0 | 0 | 0 | 0 | 0 | 0 | 0 | 0 | 0 | 0 | 0 | 0 | 0 | 0 | 0 | 0 | 0 | 0 | 0 | 0 | 0 | 0 | 0 | 0 | 0 | 0 | 0 | 0 | 0
F2_Commercial_Other Health_New_Miscellaneous_Natural Gas_Pool Heater_E3 | F2 | Commercial | Other Health | New | Miscellaneous | Natural Gas | Pool Heater | E3 | TRC BC Ratio | 0 | 0 | 0 | 0 | 0 | 0 | 0 | 0 | 0 | 0 | 0 | 0 | 0 | 0 | 0 | 0 | 0 | 0 | 0 | 0 | 0 | 0 | 0 | 0 | 0 | 0 | 0 | 0 | 0 | 0 | 0 | 0 | 0
F2_Commercial_Other Health_New_Miscellaneous_Natural Gas_Pool Heater_E4 | F2 | Commercial | Other Health | New | Miscellaneous | Natural Gas | Pool Heater | E4 | TRC BC Ratio | 0 | 0 | 0 | 0 | 0 | 0 | 0 | 0 | 0 | 0 | 0 | 0 | 0 | 0 | 0 | 0 | 0 | 0 | 0 | 0 | 0 | 0 | 0 | 0 | 0 | 0 | 0 | 0 | 0 | 0 | 0 | 0 | 0
F2_Commercial_Other Health_New_Miscellaneous_Natural Gas_Pool Heater_E5 | F2 | Commercial | Other Health | New | Miscellaneous | Natural Gas | Pool Heater | E5 | TRC BC Ratio | 0 | 0 | 0 | 0 | 0 | 0 | 0 | 0 | 0 | 0 | 0 | 0 | 0 | 0 | 0 | 0 | 0 | 0 | 0 | 0 | 0 | 0 | 0 | 0 | 0 | 0 | 0 | 0 | 0 | 0 | 0 | 0 | 0
F2_Commercial_Other Health_New_Miscellaneous_Natural Gas_Pool Heater_E6 | F2 | Commercial | Other Health | New | Miscellaneous | Natural Gas | Pool Heater | E6 | TRC BC Ratio | 0 | 0 | 0 | 0 | 0 | 0 | 0 | 0 | 0 | 0 | 0 | 0 | 0 | 0 | 0 | 0 | 0 | 0 | 0 | 0 | 0 | 0 | 0 | 0 | 0 | 0 | 0 | 0 | 0 | 0 | 0 | 0 | 0
F2_Commercial_Other Health_New_Miscellaneous_Natural Gas_Pool Heater_E7 | F2 | Commercial | Other Health | New | Miscellaneous | Natural Gas | Pool Heater | E7 | TRC BC Ratio | 0 | 0 | 0 | 0 | 0 | 0 | 0 | 0 | 0 | 0 | 0 | 0 | 0 | 0 | 0 | 0 | 0 | 0 | 0 | 0 | 0 | 0 | 0 | 0 | 0 | 0 | 0 | 0 | 0 | 0 | 0 | 0 | 0
F2_Commercial_Other Health_New_Miscellaneous_Natural Gas_Pool Heater_E8 | F2 | Commercial | Other Health | New | Miscellaneous | Natural Gas | Pool Heater | E8 | TRC BC Ratio | 0 | 0 | 0 | 0 | 0 | 0 | 0 | 0 | 0 | 0 | 0 | 0 | 0 | 0 | 0 | 0 | 0 | 0 | 0 | 0 | 0 | 0 | 0 | 0 | 0 | 0 | 0 | 0 | 0 | 0 | 0 | 0 | 0
F2_Commercial_Other Health_New_Miscellaneous_Natural Gas_Pool Heater_E9 | F2 | Commercial | Other Health | New | Miscellaneous | Natural Gas | Pool Heater | E9 | TRC BC Ratio | 0 | 0 | 0 | 0 | 0 | 0 | 0 | 0 | 0 | 0 | 0 | 0 | 0 | 0 | 0 | 0 | 0 | 0 | 0 | 0 | 0 | 0 | 0 | 0 | 0 | 0 | 0 | 0 | 0 | 0 | 0 | 0 | 0
F2_Commercial_Other Health_New_Miscellaneous_Natural Gas_Pool Heater_E10 | F2 | Commercial | Other Health | New | Miscellaneous | Natural Gas | Pool Heater | E10 | TRC BC Ratio | 0 | 0 | 0 | 0 | 0 | 0 | 0 | 0 | 0 | 0 | 0 | 0 | 0 | 0 | 0 | 0 | 0 | 0 | 0 | 0 | 0 | 0 | 0 | 0 | 0 | 0 | 0 | 0 | 0 | 0 | 0 | 0 | 0
F3_Commercial_Other Health_New_Miscellaneous_Natural Gas_Pool Heater_E1 | F3 | Commercial | Other Health | New | Miscellaneous | Natural Gas | Pool Heater | E1 | PACT BC Ratio | bar: 2019 to 2051
F3_Commercial_Other Health_New_Miscellaneous_Natural Gas_Pool Heater_E2 | F3 | Commercial | Other Health | New | Miscellaneous | Natural Gas | Pool Heater | E2 | PACT BC Ratio | 0 | 0 | 0 | 0 | 0 | 0 | 0 | 0 | 0 | 0 | 0 | 0 | 0 | 0 | 0 | 0 | 0 | 0 | 0 | 0 | 0 | 0 | 0 | 0 | 0 | 0 | 0 | 0 | 0 | 0 | 0 | 0 | 0
F3_Commercial_Other Health_New_Miscellaneous_Natural Gas_Pool Heater_E3 | F3 | Commercial | Other Health | New | Miscellaneous | Natural Gas | Pool Heater | E3 | PACT BC Ratio | 0 | 0 | 0 | 0 | 0 | 0 | 0 | 0 | 0 | 0 | 0 | 0 | 0 | 0 | 0 | 0 | 0 | 0 | 0 | 0 | 0 | 0 | 0 | 0 | 0 | 0 | 0 | 0 | 0 | 0 | 0 | 0 | 0
F3_Commercial_Other Health_New_Miscellaneous_Natural Gas_Pool Heater_E4 | F3 | Commercial | Other Health | New | Miscellaneous | Natural Gas | Pool Heater | E4 | PACT BC Ratio | 0 | 0 | 0 | 0 | 0 | 0 | 0 | 0 | 0 | 0 | 0 | 0 | 0 | 0 | 0 | 0 | 0 | 0 | 0 | 0 | 0 | 0 | 0 | 0 | 0 | 0 | 0 | 0 | 0 | 0 | 0 | 0 | 0
F3_Commercial_Other Health_New_Miscellaneous_Natural Gas_Pool Heater_E5 | F3 | Commercial | Other Health | New | Miscellaneous | Natural Gas | Pool Heater | E5 | PACT BC Ratio | 0 | 0 | 0 | 0 | 0 | 0 | 0 | 0 | 0 | 0 | 0 | 0 | 0 | 0 | 0 | 0 | 0 | 0 | 0 | 0 | 0 | 0 | 0 | 0 | 0 | 0 | 0 | 0 | 0 | 0 | 0 | 0 | 0
F3_Commercial_Other Health_New_Miscellaneous_Natural Gas_Pool Heater_E6 | F3 | Commercial | Other Health | New | Miscellaneous | Natural Gas | Pool Heater | E6 | PACT BC Ratio | 0 | 0 | 0 | 0 | 0 | 0 | 0 | 0 | 0 | 0 | 0 | 0 | 0 | 0 | 0 | 0 | 0 | 0 | 0 | 0 | 0 | 0 | 0 | 0 | 0 | 0 | 0 | 0 | 0 | 0 | 0 | 0 | 0
F3_Commercial_Other Health_New_Miscellaneous_Natural Gas_Pool Heater_E7 | F3 | Commercial | Other Health | New | Miscellaneous | Natural Gas | Pool Heater | E7 | PACT BC Ratio | 0 | 0 | 0 | 0 | 0 | 0 | 0 | 0 | 0 | 0 | 0 | 0 | 0 | 0 | 0 | 0 | 0 | 0 | 0 | 0 | 0 | 0 | 0 | 0 | 0 | 0 | 0 | 0 | 0 | 0 | 0 | 0 | 0
F3_Commercial_Other Health_New_Miscellaneous_Natural Gas_Pool Heater_E8 | F3 | Commercial | Other Health | New | Miscellaneous | Natural Gas | Pool Heater | E8 | PACT BC Ratio | 0 | 0 | 0 | 0 | 0 | 0 | 0 | 0 | 0 | 0 | 0 | 0 | 0 | 0 | 0 | 0 | 0 | 0 | 0 | 0 | 0 | 0 | 0 | 0 | 0 | 0 | 0 | 0 | 0 | 0 | 0 | 0 | 0
F3_Commercial_Other Health_New_Miscellaneous_Natural Gas_Pool Heater_E9 | F3 | Commercial | Other Health | New | Miscellaneous | Natural Gas | Pool Heater | E9 | PACT BC Ratio | 0 | 0 | 0 | 0 | 0 | 0 | 0 | 0 | 0 | 0 | 0 | 0 | 0 | 0 | 0 | 0 | 0 | 0 | 0 | 0 | 0 | 0 | 0 | 0 | 0 | 0 | 0 | 0 | 0 | 0 | 0 | 0 | 0
F3_Commercial_Other Health_New_Miscellaneous_Natural Gas_Pool Heater_E10 | F3 | Commercial | Other Health | New | Miscellaneous | Natural Gas | Pool Heater | E10 | PACT BC Ratio | 0 | 0 | 0 | 0 | 0 | 0 | 0 | 0 | 0 | 0 | 0 | 0 | 0 | 0 | 0 | 0 | 0 | 0 | 0 | 0 | 0 | 0 | 0 | 0 | 0 | 0 | 0 | 0 | 0 | 0 | 0 | 0 | 0
F4_Commercial_Other Health_New_Miscellaneous_Natural Gas_Pool Heater_E1 | F4 | Commercial | Other Health | New | Miscellaneous | Natural Gas | Pool Heater | E1 | RVT BC Ratio | bar: 2019 to 2051
F4_Commercial_Other Health_New_Miscellaneous_Natural Gas_Pool Heater_E2 | F4 | Commercial | Other Health | New | Miscellaneous | Natural Gas | Pool Heater | E2 | RVT BC Ratio | 0.7 | 0.7 | 0.7 | 0.7 | 0.7 | 0.7 | 0.7 | 0.7 | 0.7 | 0.7 | 0.7 | 0.7 | 0.7 | 0.7 | 0.7 | 0.7 | 0.7 | 0.7 | 0.7 | 0.7 | 0.7 | 0.7 | 0.7 | 0.7 | 0.7 | 0.7 | 0.7 | 0.7 | 0.7 | 0.7 | 0.7 | 0.7 | 0.7
F4_Commercial_Other Health_New_Miscellaneous_Natural Gas_Pool Heater_E3 | F4 | Commercial | Other Health | New | Miscellaneous | Natural Gas | Pool Heater | E3 | RVT BC Ratio | 0 | 0 | 0 | 0 | 0 | 0 | 0 | 0 | 0 | 0 | 0 | 0 | 0 | 0 | 0 | 0 | 0 | 0 | 0 | 0 | 0 | 0 | 0 | 0 | 0 | 0 | 0 | 0 | 0 | 0 | 0 | 0 | 0
F4_Commercial_Other Health_New_Miscellaneous_Natural Gas_Pool Heater_E4 | F4 | Commercial | Other Health | New | Miscellaneous | Natural Gas | Pool Heater | E4 | RVT BC Ratio | 0 | 0 | 0 | 0 | 0 | 0 | 0 | 0 | 0 | 0 | 0 | 0 | 0 | 0 | 0 | 0 | 0 | 0 | 0 | 0 | 0 | 0 | 0 | 0 | 0 | 0 | 0 | 0 | 0 | 0 | 0 | 0 | 0
F4_Commercial_Other Health_New_Miscellaneous_Natural Gas_Pool Heater_E5 | F4 | Commercial | Other Health | New | Miscellaneous | Natural Gas | Pool Heater | E5 | RVT BC Ratio | 0 | 0 | 0 | 0 | 0 | 0 | 0 | 0 | 0 | 0 | 0 | 0 | 0 | 0 | 0 | 0 | 0 | 0 | 0 | 0 | 0 | 0 | 0 | 0 | 0 | 0 | 0 | 0 | 0 | 0 | 0 | 0 | 0
F4_Commercial_Other Health_New_Miscellaneous_Natural Gas_Pool Heater_E6 | F4 | Commercial | Other Health | New | Miscellaneous | Natural Gas | Pool Heater | E6 | RVT BC Ratio | 0 | 0 | 0 | 0 | 0 | 0 | 0 | 0 | 0 | 0 | 0 | 0 | 0 | 0 | 0 | 0 | 0 | 0 | 0 | 0 | 0 | 0 | 0 | 0 | 0 | 0 | 0 | 0 | 0 | 0 | 0 | 0 | 0
F4_Commercial_Other Health_New_Miscellaneous_Natural Gas_Pool Heater_E7 | F4 | Commercial | Other Health | New | Miscellaneous | Natural Gas | Pool Heater | E7 | RVT BC Ratio | 0 | 0 | 0 | 0 | 0 | 0 | 0 | 0 | 0 | 0 | 0 | 0 | 0 | 0 | 0 | 0 | 0 | 0 | 0 | 0 | 0 | 0 | 0 | 0 | 0 | 0 | 0 | 0 | 0 | 0 | 0 | 0 | 0
F4_Commercial_Other Health_New_Miscellaneous_Natural Gas_Pool Heater_E8 | F4 | Commercial | Other Health | New | Miscellaneous | Natural Gas | Pool Heater | E8 | RVT BC Ratio | 0 | 0 | 0 | 0 | 0 | 0 | 0 | 0 | 0 | 0 | 0 | 0 | 0 | 0 | 0 | 0 | 0 | 0 | 0 | 0 | 0 | 0 | 0 | 0 | 0 | 0 | 0 | 0 | 0 | 0 | 0 | 0 | 0
F4_Commercial_Other Health_New_Miscellaneous_Natural Gas_Pool Heater_E9 | F4 | Commercial | Other Health | New | Miscellaneous | Natural Gas | Pool Heater | E9 | RVT BC Ratio | 0 | 0 | 0 | 0 | 0 | 0 | 0 | 0 | 0 | 0 | 0 | 0 | 0 | 0 | 0 | 0 | 0 | 0 | 0 | 0 | 0 | 0 | 0 | 0 | 0 | 0 | 0 | 0 | 0 | 0 | 0 | 0 | 0
F4_Commercial_Other Health_New_Miscellaneous_Natural Gas_Pool Heater_E10 | F4 | Commercial | Other Health | New | Miscellaneous | Natural Gas | Pool Heater | E10 | RVT BC Ratio | 0 | 0 | 0 | 0 | 0 | 0 | 0 | 0 | 0 | 0 | 0 | 0 | 0 | 0 | 0 | 0 | 0 | 0 | 0 | 0 | 0 | 0 | 0 | 0 | 0 | 0 | 0 | 0 | 0 | 0 | 0 | 0 | 0
F5_Commercial_Other Health_New_Miscellaneous_Natural Gas_Pool Heater_E1 | F5 | Commercial | Other Health | New | Miscellaneous | Natural Gas | Pool Heater | E1 | RIM BC Ratio | bar: 2019 to 2051
F5_Commercial_Other Health_New_Miscellaneous_Natural Gas_Pool Heater_E2 | F5 | Commercial | Other Health | New | Miscellaneous | Natural Gas | Pool Heater | E2 | RIM BC Ratio | 0 | 0 | 0 | 0 | 0 | 0 | 0 | 0 | 0 | 0 | 0 | 0 | 0 | 0 | 0 | 0 | 0 | 0 | 0 | 0 | 0 | 0 | 0 | 0 | 0 | 0 | 0 | 0 | 0 | 0 | 0 | 0 | 0
F5_Commercial_Other Health_New_Miscellaneous_Natural Gas_Pool Heater_E3 | F5 | Commercial | Other Health | New | Miscellaneous | Natural Gas | Pool Heater | E3 | RIM BC Ratio | 0 | 0 | 0 | 0 | 0 | 0 | 0 | 0 | 0 | 0 | 0 | 0 | 0 | 0 | 0 | 0 | 0 | 0 | 0 | 0 | 0 | 0 | 0 | 0 | 0 | 0 | 0 | 0 | 0 | 0 | 0 | 0 | 0
F5_Commercial_Other Health_New_Miscellaneous_Natural Gas_Pool Heater_E4 | F5 | Commercial | Other Health | New | Miscellaneous | Natural Gas | Pool Heater | E4 | RIM BC Ratio | 0 | 0 | 0 | 0 | 0 | 0 | 0 | 0 | 0 | 0 | 0 | 0 | 0 | 0 | 0 | 0 | 0 | 0 | 0 | 0 | 0 | 0 | 0 | 0 | 0 | 0 | 0 | 0 | 0 | 0 | 0 | 0 | 0
F5_Commercial_Other Health_New_Miscellaneous_Natural Gas_Pool Heater_E5 | F5 | Commercial | Other Health | New | Miscellaneous | Natural Gas | Pool Heater | E5 | RIM BC Ratio | 0 | 0 | 0 | 0 | 0 | 0 | 0 | 0 | 0 | 0 | 0 | 0 | 0 | 0 | 0 | 0 | 0 | 0 | 0 | 0 | 0 | 0 | 0 | 0 | 0 | 0 | 0 | 0 | 0 | 0 | 0 | 0 | 0
F5_Commercial_Other Health_New_Miscellaneous_Natural Gas_Pool Heater_E6 | F5 | Commercial | Other Health | New | Miscellaneous | Natural Gas | Pool Heater | E6 | RIM BC Ratio | 0 | 0 | 0 | 0 | 0 | 0 | 0 | 0 | 0 | 0 | 0 | 0 | 0 | 0 | 0 | 0 | 0 | 0 | 0 | 0 | 0 | 0 | 0 | 0 | 0 | 0 | 0 | 0 | 0 | 0 | 0 | 0 | 0
F5_Commercial_Other Health_New_Miscellaneous_Natural Gas_Pool Heater_E7 | F5 | Commercial | Other Health | New | Miscellaneous | Natural Gas | Pool Heater | E7 | RIM BC Ratio | 0 | 0 | 0 | 0 | 0 | 0 | 0 | 0 | 0 | 0 | 0 | 0 | 0 | 0 | 0 | 0 | 0 | 0 | 0 | 0 | 0 | 0 | 0 | 0 | 0 | 0 | 0 | 0 | 0 | 0 | 0 | 0 | 0
F5_Commercial_Other Health_New_Miscellaneous_Natural Gas_Pool Heater_E8 | F5 | Commercial | Other Health | New | Miscellaneous | Natural Gas | Pool Heater | E8 | RIM BC Ratio | 0 | 0 | 0 | 0 | 0 | 0 | 0 | 0 | 0 | 0 | 0 | 0 | 0 | 0 | 0 | 0 | 0 | 0 | 0 | 0 | 0 | 0 | 0 | 0 | 0 | 0 | 0 | 0 | 0 | 0 | 0 | 0 | 0
F5_Commercial_Other Health_New_Miscellaneous_Natural Gas_Pool Heater_E9 | F5 | Commercial | Other Health | New | Miscellaneous | Natural Gas | Pool Heater | E9 | RIM BC Ratio | 0 | 0 | 0 | 0 | 0 | 0 | 0 | 0 | 0 | 0 | 0 | 0 | 0 | 0 | 0 | 0 | 0 | 0 | 0 | 0 | 0 | 0 | 0 | 0 | 0 | 0 | 0 | 0 | 0 | 0 | 0 | 0 | 0
F5_Commercial_Other Health_New_Miscellaneous_Natural Gas_Pool Heater_E10 | F5 | Commercial | Other Health | New | Miscellaneous | Natural Gas | Pool Heater | E10 | RIM BC Ratio | 0 | 0 | 0 | 0 | 0 | 0 | 0 | 0 | 0 | 0 | 0 | 0 | 0 | 0 | 0 | 0 | 0 | 0 | 0 | 0 | 0 | 0 | 0 | 0 | 0 | 0 | 0 | 0 | 0 | 0 | 0 | 0 | 0
F0_Commercial_Other Health_New_Miscellaneous_Natural Gas_Miscellaneous_E0 | F0 | Commercial | Other Health | New | Miscellaneous | Natural Gas | Miscellaneous | E0 | Economic Unit | Miscellaneous | Miscellaneous | Miscellaneous | Miscellaneous | Miscellaneous | Miscellaneous | Miscellaneous | Miscellaneous | Miscellaneous | Miscellaneous | Miscellaneous | Miscellaneous | Miscellaneous | Miscellaneous | Miscellaneous | Miscellaneous | Miscellaneous | Miscellaneous | Miscellaneous | Miscellaneous | Miscellaneous | Miscellaneous | Miscellaneous | Miscellaneous | Miscellaneous | Miscellaneous | Miscellaneous | Miscellaneous | Miscellaneous | Miscellaneous | Miscellaneous | Miscellaneous | Miscellaneous
F1_Commercial_Other Health_New_Miscellaneous_Natural Gas_Miscellaneous_E1 | F1 | Commercial | Other Health | New | Miscellaneous | Natural Gas | Miscellaneous | E1 | CCE | 0 | 0 | 0 | 0 | 0 | 0 | 0 | 0 | 0 | 0 | 0 | 0 | 0 | 0 | 0 | 0 | 0 | 0 | 0 | 0 | 0 | 0 | 0 | 0 | 0 | 0 | 0 | 0 | 0 | 0 | 0 | 0 | 0
F1_Commercial_Other Health_New_Miscellaneous_Natural Gas_Miscellaneous_E2 | F1 | Commercial | Other Health | New | Miscellaneous | Natural Gas | Miscellaneous | E2 | CCE | 0 | 0 | 0 | 0 | 0 | 0 | 0 | 0 | 0 | 0 | 0 | 0 | 0 | 0 | 0 | 0 | 0 | 0 | 0 | 0 | 0 | 0 | 0 | 0 | 0 | 0 | 0 | 0 | 0 | 0 | 0 | 0 | 0
F1_Commercial_Other Health_New_Miscellaneous_Natural Gas_Miscellaneous_E3 | F1 | Commercial | Other Health | New | Miscellaneous | Natural Gas | Miscellaneous | E3 | CCE | 0 | 0 | 0 | 0 | 0 | 0 | 0 | 0 | 0 | 0 | 0 | 0 | 0 | 0 | 0 | 0 | 0 | 0 | 0 | 0 | 0 | 0 | 0 | 0 | 0 | 0 | 0 | 0 | 0 | 0 | 0 | 0 | 0
F1_Commercial_Other Health_New_Miscellaneous_Natural Gas_Miscellaneous_E4 | F1 | Commercial | Other Health | New | Miscellaneous | Natural Gas | Miscellaneous | E4 | CCE | 0 | 0 | 0 | 0 | 0 | 0 | 0 | 0 | 0 | 0 | 0 | 0 | 0 | 0 | 0 | 0 | 0 | 0 | 0 | 0 | 0 | 0 | 0 | 0 | 0 | 0 | 0 | 0 | 0 | 0 | 0 | 0 | 0
F1_Commercial_Other Health_New_Miscellaneous_Natural Gas_Miscellaneous_E5 | F1 | Commercial | Other Health | New | Miscellaneous | Natural Gas | Miscellaneous | E5 | CCE | 0 | 0 | 0 | 0 | 0 | 0 | 0 | 0 | 0 | 0 | 0 | 0 | 0 | 0 | 0 | 0 | 0 | 0 | 0 | 0 | 0 | 0 | 0 | 0 | 0 | 0 | 0 | 0 | 0 | 0 | 0 | 0 | 0
F1_Commercial_Other Health_New_Miscellaneous_Natural Gas_Miscellaneous_E6 | F1 | Commercial | Other Health | New | Miscellaneous | Natural Gas | Miscellaneous | E6 | CCE | 0 | 0 | 0 | 0 | 0 | 0 | 0 | 0 | 0 | 0 | 0 | 0 | 0 | 0 | 0 | 0 | 0 | 0 | 0 | 0 | 0 | 0 | 0 | 0 | 0 | 0 | 0 | 0 | 0 | 0 | 0 | 0 | 0
F1_Commercial_Other Health_New_Miscellaneous_Natural Gas_Miscellaneous_E7 | F1 | Commercial | Other Health | New | Miscellaneous | Natural Gas | Miscellaneous | E7 | CCE | 0 | 0 | 0 | 0 | 0 | 0 | 0 | 0 | 0 | 0 | 0 | 0 | 0 | 0 | 0 | 0 | 0 | 0 | 0 | 0 | 0 | 0 | 0 | 0 | 0 | 0 | 0 | 0 | 0 | 0 | 0 | 0 | 0
F1_Commercial_Other Health_New_Miscellaneous_Natural Gas_Miscellaneous_E8 | F1 | Commercial | Other Health | New | Miscellaneous | Natural Gas | Miscellaneous | E8 | CCE | 0 | 0 | 0 | 0 | 0 | 0 | 0 | 0 | 0 | 0 | 0 | 0 | 0 | 0 | 0 | 0 | 0 | 0 | 0 | 0 | 0 | 0 | 0 | 0 | 0 | 0 | 0 | 0 | 0 | 0 | 0 | 0 | 0
F1_Commercial_Other Health_New_Miscellaneous_Natural Gas_Miscellaneous_E9 | F1 | Commercial | Other Health | New | Miscellaneous | Natural Gas | Miscellaneous | E9 | CCE | 0 | 0 | 0 | 0 | 0 | 0 | 0 | 0 | 0 | 0 | 0 | 0 | 0 | 0 | 0 | 0 | 0 | 0 | 0 | 0 | 0 | 0 | 0 | 0 | 0 | 0 | 0 | 0 | 0 | 0 | 0 | 0 | 0
F1_Commercial_Other Health_New_Miscellaneous_Natural Gas_Miscellaneous_E10 | F1 | Commercial | Other Health | New | Miscellaneous | Natural Gas | Miscellaneous | E10 | CCE | 0 | 0 | 0 | 0 | 0 | 0 | 0 | 0 | 0 | 0 | 0 | 0 | 0 | 0 | 0 | 0 | 0 | 0 | 0 | 0 | 0 | 0 | 0 | 0 | 0 | 0 | 0 | 0 | 0 | 0 | 0 | 0 | 0
F2_Commercial_Other Health_New_Miscellaneous_Natural Gas_Miscellaneous_E1 | F2 | Commercial | Other Health | New | Miscellaneous | Natural Gas | Miscellaneous | E1 | TRC BC Ratio | bar: 2019 to 2051
F2_Commercial_Other Health_New_Miscellaneous_Natural Gas_Miscellaneous_E2 | F2 | Commercial | Other Health | New | Miscellaneous | Natural Gas | Miscellaneous | E2 | TRC BC Ratio | 0 | 0 | 0 | 0 | 0 | 0 | 0 | 0 | 0 | 0 | 0 | 0 | 0 | 0 | 0 | 0 | 0 | 0 | 0 | 0 | 0 | 0 | 0 | 0 | 0 | 0 | 0 | 0 | 0 | 0 | 0 | 0 | 0
F2_Commercial_Other Health_New_Miscellaneous_Natural Gas_Miscellaneous_E3 | F2 | Commercial | Other Health | New | Miscellaneous | Natural Gas | Miscellaneous | E3 | TRC BC Ratio | 0 | 0 | 0 | 0 | 0 | 0 | 0 | 0 | 0 | 0 | 0 | 0 | 0 | 0 | 0 | 0 | 0 | 0 | 0 | 0 | 0 | 0 | 0 | 0 | 0 | 0 | 0 | 0 | 0 | 0 | 0 | 0 | 0
F2_Commercial_Other Health_New_Miscellaneous_Natural Gas_Miscellaneous_E4 | F2 | Commercial | Other Health | New | Miscellaneous | Natural Gas | Miscellaneous | E4 | TRC BC Ratio | 0 | 0 | 0 | 0 | 0 | 0 | 0 | 0 | 0 | 0 | 0 | 0 | 0 | 0 | 0 | 0 | 0 | 0 | 0 | 0 | 0 | 0 | 0 | 0 | 0 | 0 | 0 | 0 | 0 | 0 | 0 | 0 | 0
F2_Commercial_Other Health_New_Miscellaneous_Natural Gas_Miscellaneous_E5 | F2 | Commercial | Other Health | New | Miscellaneous | Natural Gas | Miscellaneous | E5 | TRC BC Ratio | 0 | 0 | 0 | 0 | 0 | 0 | 0 | 0 | 0 | 0 | 0 | 0 | 0 | 0 | 0 | 0 | 0 | 0 | 0 | 0 | 0 | 0 | 0 | 0 | 0 | 0 | 0 | 0 | 0 | 0 | 0 | 0 | 0
F2_Commercial_Other Health_New_Miscellaneous_Natural Gas_Miscellaneous_E6 | F2 | Commercial | Other Health | New | Miscellaneous | Natural Gas | Miscellaneous | E6 | TRC BC Ratio | 0 | 0 | 0 | 0 | 0 | 0 | 0 | 0 | 0 | 0 | 0 | 0 | 0 | 0 | 0 | 0 | 0 | 0 | 0 | 0 | 0 | 0 | 0 | 0 | 0 | 0 | 0 | 0 | 0 | 0 | 0 | 0 | 0
F2_Commercial_Other Health_New_Miscellaneous_Natural Gas_Miscellaneous_E7 | F2 | Commercial | Other Health | New | Miscellaneous | Natural Gas | Miscellaneous | E7 | TRC BC Ratio | 0 | 0 | 0 | 0 | 0 | 0 | 0 | 0 | 0 | 0 | 0 | 0 | 0 | 0 | 0 | 0 | 0 | 0 | 0 | 0 | 0 | 0 | 0 | 0 | 0 | 0 | 0 | 0 | 0 | 0 | 0 | 0 | 0
F2_Commercial_Other Health_New_Miscellaneous_Natural Gas_Miscellaneous_E8 | F2 | Commercial | Other Health | New | Miscellaneous | Natural Gas | Miscellaneous | E8 | TRC BC Ratio | 0 | 0 | 0 | 0 | 0 | 0 | 0 | 0 | 0 | 0 | 0 | 0 | 0 | 0 | 0 | 0 | 0 | 0 | 0 | 0 | 0 | 0 | 0 | 0 | 0 | 0 | 0 | 0 | 0 | 0 | 0 | 0 | 0
F2_Commercial_Other Health_New_Miscellaneous_Natural Gas_Miscellaneous_E9 | F2 | Commercial | Other Health | New | Miscellaneous | Natural Gas | Miscellaneous | E9 | TRC BC Ratio | 0 | 0 | 0 | 0 | 0 | 0 | 0 | 0 | 0 | 0 | 0 | 0 | 0 | 0 | 0 | 0 | 0 | 0 | 0 | 0 | 0 | 0 | 0 | 0 | 0 | 0 | 0 | 0 | 0 | 0 | 0 | 0 | 0
F2_Commercial_Other Health_New_Miscellaneous_Natural Gas_Miscellaneous_E10 | F2 | Commercial | Other Health | New | Miscellaneous | Natural Gas | Miscellaneous | E10 | TRC BC Ratio | 0 | 0 | 0 | 0 | 0 | 0 | 0 | 0 | 0 | 0 | 0 | 0 | 0 | 0 | 0 | 0 | 0 | 0 | 0 | 0 | 0 | 0 | 0 | 0 | 0 | 0 | 0 | 0 | 0 | 0 | 0 | 0 | 0
F3_Commercial_Other Health_New_Miscellaneous_Natural Gas_Miscellaneous_E1 | F3 | Commercial | Other Health | New | Miscellaneous | Natural Gas | Miscellaneous | E1 | PACT BC Ratio | bar: 2019 to 2051
F3_Commercial_Other Health_New_Miscellaneous_Natural Gas_Miscellaneous_E2 | F3 | Commercial | Other Health | New | Miscellaneous | Natural Gas | Miscellaneous | E2 | PACT BC Ratio | 0 | 0 | 0 | 0 | 0 | 0 | 0 | 0 | 0 | 0 | 0 | 0 | 0 | 0 | 0 | 0 | 0 | 0 | 0 | 0 | 0 | 0 | 0 | 0 | 0 | 0 | 0 | 0 | 0 | 0 | 0 | 0 | 0
F3_Commercial_Other Health_New_Miscellaneous_Natural Gas_Miscellaneous_E3 | F3 | Commercial | Other Health | New | Miscellaneous | Natural Gas | Miscellaneous | E3 | PACT BC Ratio | 0 | 0 | 0 | 0 | 0 | 0 | 0 | 0 | 0 | 0 | 0 | 0 | 0 | 0 | 0 | 0 | 0 | 0 | 0 | 0 | 0 | 0 | 0 | 0 | 0 | 0 | 0 | 0 | 0 | 0 | 0 | 0 | 0
F3_Commercial_Other Health_New_Miscellaneous_Natural Gas_Miscellaneous_E4 | F3 | Commercial | Other Health | New | Miscellaneous | Natural Gas | Miscellaneous | E4 | PACT BC Ratio | 0 | 0 | 0 | 0 | 0 | 0 | 0 | 0 | 0 | 0 | 0 | 0 | 0 | 0 | 0 | 0 | 0 | 0 | 0 | 0 | 0 | 0 | 0 | 0 | 0 | 0 | 0 | 0 | 0 | 0 | 0 | 0 | 0
F3_Commercial_Other Health_New_Miscellaneous_Natural Gas_Miscellaneous_E5 | F3 | Commercial | Other Health | New | Miscellaneous | Natural Gas | Miscellaneous | E5 | PACT BC Ratio | 0 | 0 | 0 | 0 | 0 | 0 | 0 | 0 | 0 | 0 | 0 | 0 | 0 | 0 | 0 | 0 | 0 | 0 | 0 | 0 | 0 | 0 | 0 | 0 | 0 | 0 | 0 | 0 | 0 | 0 | 0 | 0 | 0
F3_Commercial_Other Health_New_Miscellaneous_Natural Gas_Miscellaneous_E6 | F3 | Commercial | Other Health | New | Miscellaneous | Natural Gas | Miscellaneous | E6 | PACT BC Ratio | 0 | 0 | 0 | 0 | 0 | 0 | 0 | 0 | 0 | 0 | 0 | 0 | 0 | 0 | 0 | 0 | 0 | 0 | 0 | 0 | 0 | 0 | 0 | 0 | 0 | 0 | 0 | 0 | 0 | 0 | 0 | 0 | 0
F3_Commercial_Other Health_New_Miscellaneous_Natural Gas_Miscellaneous_E7 | F3 | Commercial | Other Health | New | Miscellaneous | Natural Gas | Miscellaneous | E7 | PACT BC Ratio | 0 | 0 | 0 | 0 | 0 | 0 | 0 | 0 | 0 | 0 | 0 | 0 | 0 | 0 | 0 | 0 | 0 | 0 | 0 | 0 | 0 | 0 | 0 | 0 | 0 | 0 | 0 | 0 | 0 | 0 | 0 | 0 | 0
F3_Commercial_Other Health_New_Miscellaneous_Natural Gas_Miscellaneous_E8 | F3 | Commercial | Other Health | New | Miscellaneous | Natural Gas | Miscellaneous | E8 | PACT BC Ratio | 0 | 0 | 0 | 0 | 0 | 0 | 0 | 0 | 0 | 0 | 0 | 0 | 0 | 0 | 0 | 0 | 0 | 0 | 0 | 0 | 0 | 0 | 0 | 0 | 0 | 0 | 0 | 0 | 0 | 0 | 0 | 0 | 0
F3_Commercial_Other Health_New_Miscellaneous_Natural Gas_Miscellaneous_E9 | F3 | Commercial | Other Health | New | Miscellaneous | Natural Gas | Miscellaneous | E9 | PACT BC Ratio | 0 | 0 | 0 | 0 | 0 | 0 | 0 | 0 | 0 | 0 | 0 | 0 | 0 | 0 | 0 | 0 | 0 | 0 | 0 | 0 | 0 | 0 | 0 | 0 | 0 | 0 | 0 | 0 | 0 | 0 | 0 | 0 | 0
F3_Commercial_Other Health_New_Miscellaneous_Natural Gas_Miscellaneous_E10 | F3 | Commercial | Other Health | New | Miscellaneous | Natural Gas | Miscellaneous | E10 | PACT BC Ratio | 0 | 0 | 0 | 0 | 0 | 0 | 0 | 0 | 0 | 0 | 0 | 0 | 0 | 0 | 0 | 0 | 0 | 0 | 0 | 0 | 0 | 0 | 0 | 0 | 0 | 0 | 0 | 0 | 0 | 0 | 0 | 0 | 0
F4_Commercial_Other Health_New_Miscellaneous_Natural Gas_Miscellaneous_E1 | F4 | Commercial | Other Health | New | Miscellaneous | Natural Gas | Miscellaneous | E1 | RVT BC Ratio | bar: 2019 to 2051
F4_Commercial_Other Health_New_Miscellaneous_Natural Gas_Miscellaneous_E2 | F4 | Commercial | Other Health | New | Miscellaneous | Natural Gas | Miscellaneous | E2 | RVT BC Ratio | 0 | 0 | 0 | 0 | 0 | 0 | 0 | 0 | 0 | 0 | 0 | 0 | 0 | 0 | 0 | 0 | 0 | 0 | 0 | 0 | 0 | 0 | 0 | 0 | 0 | 0 | 0 | 0 | 0 | 0 | 0 | 0 | 0
F4_Commercial_Other Health_New_Miscellaneous_Natural Gas_Miscellaneous_E3 | F4 | Commercial | Other Health | New | Miscellaneous | Natural Gas | Miscellaneous | E3 | RVT BC Ratio | 0 | 0 | 0 | 0 | 0 | 0 | 0 | 0 | 0 | 0 | 0 | 0 | 0 | 0 | 0 | 0 | 0 | 0 | 0 | 0 | 0 | 0 | 0 | 0 | 0 | 0 | 0 | 0 | 0 | 0 | 0 | 0 | 0
F4_Commercial_Other Health_New_Miscellaneous_Natural Gas_Miscellaneous_E4 | F4 | Commercial | Other Health | New | Miscellaneous | Natural Gas | Miscellaneous | E4 | RVT BC Ratio | 0 | 0 | 0 | 0 | 0 | 0 | 0 | 0 | 0 | 0 | 0 | 0 | 0 | 0 | 0 | 0 | 0 | 0 | 0 | 0 | 0 | 0 | 0 | 0 | 0 | 0 | 0 | 0 | 0 | 0 | 0 | 0 | 0
F4_Commercial_Other Health_New_Miscellaneous_Natural Gas_Miscellaneous_E5 | F4 | Commercial | Other Health | New | Miscellaneous | Natural Gas | Miscellaneous | E5 | RVT BC Ratio | 0 | 0 | 0 | 0 | 0 | 0 | 0 | 0 | 0 | 0 | 0 | 0 | 0 | 0 | 0 | 0 | 0 | 0 | 0 | 0 | 0 | 0 | 0 | 0 | 0 | 0 | 0 | 0 | 0 | 0 | 0 | 0 | 0
F4_Commercial_Other Health_New_Miscellaneous_Natural Gas_Miscellaneous_E6 | F4 | Commercial | Other Health | New | Miscellaneous | Natural Gas | Miscellaneous | E6 | RVT BC Ratio | 0 | 0 | 0 | 0 | 0 | 0 | 0 | 0 | 0 | 0 | 0 | 0 | 0 | 0 | 0 | 0 | 0 | 0 | 0 | 0 | 0 | 0 | 0 | 0 | 0 | 0 | 0 | 0 | 0 | 0 | 0 | 0 | 0
F4_Commercial_Other Health_New_Miscellaneous_Natural Gas_Miscellaneous_E7 | F4 | Commercial | Other Health | New | Miscellaneous | Natural Gas | Miscellaneous | E7 | RVT BC Ratio | 0 | 0 | 0 | 0 | 0 | 0 | 0 | 0 | 0 | 0 | 0 | 0 | 0 | 0 | 0 | 0 | 0 | 0 | 0 | 0 | 0 | 0 | 0 | 0 | 0 | 0 | 0 | 0 | 0 | 0 | 0 | 0 | 0
F4_Commercial_Other Health_New_Miscellaneous_Natural Gas_Miscellaneous_E8 | F4 | Commercial | Other Health | New | Miscellaneous | Natural Gas | Miscellaneous | E8 | RVT BC Ratio | 0 | 0 | 0 | 0 | 0 | 0 | 0 | 0 | 0 | 0 | 0 | 0 | 0 | 0 | 0 | 0 | 0 | 0 | 0 | 0 | 0 | 0 | 0 | 0 | 0 | 0 | 0 | 0 | 0 | 0 | 0 | 0 | 0
F4_Commercial_Other Health_New_Miscellaneous_Natural Gas_Miscellaneous_E9 | F4 | Commercial | Other Health | New | Miscellaneous | Natural Gas | Miscellaneous | E9 | RVT BC Ratio | 0 | 0 | 0 | 0 | 0 | 0 | 0 | 0 | 0 | 0 | 0 | 0 | 0 | 0 | 0 | 0 | 0 | 0 | 0 | 0 | 0 | 0 | 0 | 0 | 0 | 0 | 0 | 0 | 0 | 0 | 0 | 0 | 0
F4_Commercial_Other Health_New_Miscellaneous_Natural Gas_Miscellaneous_E10 | F4 | Commercial | Other Health | New | Miscellaneous | Natural Gas | Miscellaneous | E10 | RVT BC Ratio | 0 | 0 | 0 | 0 | 0 | 0 | 0 | 0 | 0 | 0 | 0 | 0 | 0 | 0 | 0 | 0 | 0 | 0 | 0 | 0 | 0 | 0 | 0 | 0 | 0 | 0 | 0 | 0 | 0 | 0 | 0 | 0 | 0
F5_Commercial_Other Health_New_Miscellaneous_Natural Gas_Miscellaneous_E1 | F5 | Commercial | Other Health | New | Miscellaneous | Natural Gas | Miscellaneous | E1 | RIM BC Ratio | bar: 2019 to 2051
F5_Commercial_Other Health_New_Miscellaneous_Natural Gas_Miscellaneous_E2 | F5 | Commercial | Other Health | New | Miscellaneous | Natural Gas | Miscellaneous | E2 | RIM BC Ratio | 0 | 0 | 0 | 0 | 0 | 0 | 0 | 0 | 0 | 0 | 0 | 0 | 0 | 0 | 0 | 0 | 0 | 0 | 0 | 0 | 0 | 0 | 0 | 0 | 0 | 0 | 0 | 0 | 0 | 0 | 0 | 0 | 0
F5_Commercial_Other Health_New_Miscellaneous_Natural Gas_Miscellaneous_E3 | F5 | Commercial | Other Health | New | Miscellaneous | Natural Gas | Miscellaneous | E3 | RIM BC Ratio | 0 | 0 | 0 | 0 | 0 | 0 | 0 | 0 | 0 | 0 | 0 | 0 | 0 | 0 | 0 | 0 | 0 | 0 | 0 | 0 | 0 | 0 | 0 | 0 | 0 | 0 | 0 | 0 | 0 | 0 | 0 | 0 | 0
F5_Commercial_Other Health_New_Miscellaneous_Natural Gas_Miscellaneous_E4 | F5 | Commercial | Other Health | New | Miscellaneous | Natural Gas | Miscellaneous | E4 | RIM BC Ratio | 0 | 0 | 0 | 0 | 0 | 0 | 0 | 0 | 0 | 0 | 0 | 0 | 0 | 0 | 0 | 0 | 0 | 0 | 0 | 0 | 0 | 0 | 0 | 0 | 0 | 0 | 0 | 0 | 0 | 0 | 0 | 0 | 0
F5_Commercial_Other Health_New_Miscellaneous_Natural Gas_Miscellaneous_E5 | F5 | Commercial | Other Health | New | Miscellaneous | Natural Gas | Miscellaneous | E5 | RIM BC Ratio | 0 | 0 | 0 | 0 | 0 | 0 | 0 | 0 | 0 | 0 | 0 | 0 | 0 | 0 | 0 | 0 | 0 | 0 | 0 | 0 | 0 | 0 | 0 | 0 | 0 | 0 | 0 | 0 | 0 | 0 | 0 | 0 | 0
F5_Commercial_Other Health_New_Miscellaneous_Natural Gas_Miscellaneous_E6 | F5 | Commercial | Other Health | New | Miscellaneous | Natural Gas | Miscellaneous | E6 | RIM BC Ratio | 0 | 0 | 0 | 0 | 0 | 0 | 0 | 0 | 0 | 0 | 0 | 0 | 0 | 0 | 0 | 0 | 0 | 0 | 0 | 0 | 0 | 0 | 0 | 0 | 0 | 0 | 0 | 0 | 0 | 0 | 0 | 0 | 0
F5_Commercial_Other Health_New_Miscellaneous_Natural Gas_Miscellaneous_E7 | F5 | Commercial | Other Health | New | Miscellaneous | Natural Gas | Miscellaneous | E7 | RIM BC Ratio | 0 | 0 | 0 | 0 | 0 | 0 | 0 | 0 | 0 | 0 | 0 | 0 | 0 | 0 | 0 | 0 | 0 | 0 | 0 | 0 | 0 | 0 | 0 | 0 | 0 | 0 | 0 | 0 | 0 | 0 | 0 | 0 | 0
F5_Commercial_Other Health_New_Miscellaneous_Natural Gas_Miscellaneous_E8 | F5 | Commercial | Other Health | New | Miscellaneous | Natural Gas | Miscellaneous | E8 | RIM BC Ratio | 0 | 0 | 0 | 0 | 0 | 0 | 0 | 0 | 0 | 0 | 0 | 0 | 0 | 0 | 0 | 0 | 0 | 0 | 0 | 0 | 0 | 0 | 0 | 0 | 0 | 0 | 0 | 0 | 0 | 0 | 0 | 0 | 0
F5_Commercial_Other Health_New_Miscellaneous_Natural Gas_Miscellaneous_E9 | F5 | Commercial | Other Health | New | Miscellaneous | Natural Gas | Miscellaneous | E9 | RIM BC Ratio | 0 | 0 | 0 | 0 | 0 | 0 | 0 | 0 | 0 | 0 | 0 | 0 | 0 | 0 | 0 | 0 | 0 | 0 | 0 | 0 | 0 | 0 | 0 | 0 | 0 | 0 | 0 | 0 | 0 | 0 | 0 | 0 | 0
F5_Commercial_Other Health_New_Miscellaneous_Natural Gas_Miscellaneous_E10 | F5 | Commercial | Other Health | New | Miscellaneous | Natural Gas | Miscellaneous | E10 | RIM BC Ratio | 0 | 0 | 0 | 0 | 0 | 0 | 0 | 0 | 0 | 0 | 0 | 0 | 0 | 0 | 0 | 0 | 0 | 0 | 0 | 0 | 0 | 0 | 0 | 0 | 0 | 0 | 0 | 0 | 0 | 0 | 0 | 0 | 0
F0_Commercial_Lodging_Existing_Space Heating_Natural Gas_Furnace_E0 | F0 | Commercial | Lodging | Existing | Space Heating | Natural Gas | Furnace | E0 | Economic Unit | AFUE 96% | AFUE 96% | AFUE 96% | AFUE 96% | AFUE 96% | AFUE 96% | AFUE 96% | AFUE 96% | AFUE 96% | AFUE 96% | AFUE 96% | AFUE 96% | AFUE 96% | AFUE 96% | AFUE 96% | AFUE 96% | AFUE 96% | AFUE 96% | AFUE 96% | AFUE 96% | AFUE 96% | AFUE 96% | AFUE 96% | AFUE 96% | AFUE 96% | AFUE 96% | AFUE 96% | AFUE 96% | AFUE 96% | AFUE 96% | AFUE 96% | AFUE 96% | AFUE 96%
F1_Commercial_Lodging_Existing_Space Heating_Natural Gas_Furnace_E1 | F1 | Commercial | Lodging | Existing | Space Heating | Natural Gas | Furnace | E1 | CCE | 0 | 0 | 0 | 0 | 0 | 0 | 0 | 0 | 0 | 0 | 0 | 0 | 0 | 0 | 0 | 0 | 0 | 0 | 0 | 0 | 0 | 0 | 0 | 0 | 0 | 0 | 0 | 0 | 0 | 0 | 0 | 0 | 0
F1_Commercial_Lodging_Existing_Space Heating_Natural Gas_Furnace_E2 | F1 | Commercial | Lodging | Existing | Space Heating | Natural Gas | Furnace | E2 | CCE | 0.13688 | 0.13688 | 0.13761 | 0.13835 | 0.13909 | 0.13984 | 0.1406 | 0.14137 | 0.14215 | 0.14293 | 0.14373 | 0.14453 | 0.14535 | 0.14617 | 0.147 | 0.14784 | 0.14869 | 0.14955 | 0.15042 | 0.1513 | 0.15219 | 0.15308 | 0.154 | 0.15492 | 0.15585 | 0.15679 | 0.15775 | 0.15872 | 0.1597 | 0.16069 | 0.16169 | 0.16271 | 0.16271
F1_Commercial_Lodging_Existing_Space Heating_Natural Gas_Furnace_E3 | F1 | Commercial | Lodging | Existing | Space Heating | Natural Gas | Furnace | E3 | CCE | 0.18247 | 0.18247 | 0.18345 | 0.18443 | 0.18542 | 0.18642 | 0.18744 | 0.18846 | 0.1895 | 0.19054 | 0.1916 | 0.19267 | 0.19376 | 0.19485 | 0.19596 | 0.19708 | 0.19821 | 0.19936 | 0.20052 | 0.20169 | 0.20288 | 0.20407 | 0.20529 | 0.20652 | 0.20776 | 0.20902 | 0.21029 | 0.21158 | 0.21289 | 0.21421 | 0.21555 | 0.2169 | 0.2169
F1_Commercial_Lodging_Existing_Space Heating_Natural Gas_Furnace_E4 | F1 | Commercial | Lodging | Existing | Space Heating | Natural Gas | Furnace | E4 | CCE | 4.9885 | 4.9885 | 5.015 | 5.0419 | 5.069 | 5.0964 | 5.1241 | 5.1521 | 5.1804 | 5.209 | 5.238 | 5.2673 | 5.2969 | 5.3268 | 5.3571 | 5.3877 | 5.4187 | 5.4499 | 5.4817 | 5.5137 | 5.5462 | 5.5789 | 5.6122 | 5.6457 | 5.6798 | 5.7141 | 5.749 | 5.7842 | 5.8199 | 5.856 | 5.8926 | 5.9297 | 5.9297
F1_Commercial_Lodging_Existing_Space Heating_Natural Gas_Furnace_E5 | F1 | Commercial | Lodging | Existing | Space Heating | Natural Gas | Furnace | E5 | CCE | 0 | 0 | 0 | 0 | 0 | 0 | 0 | 0 | 0 | 0 | 0 | 0 | 0 | 0 | 0 | 0 | 0 | 0 | 0 | 0 | 0 | 0 | 0 | 0 | 0 | 0 | 0 | 0 | 0 | 0 | 0 | 0 | 0
F1_Commercial_Lodging_Existing_Space Heating_Natural Gas_Furnace_E6 | F1 | Commercial | Lodging | Existing | Space Heating | Natural Gas | Furnace | E6 | CCE | 0 | 0 | 0 | 0 | 0 | 0 | 0 | 0 | 0 | 0 | 0 | 0 | 0 | 0 | 0 | 0 | 0 | 0 | 0 | 0 | 0 | 0 | 0 | 0 | 0 | 0 | 0 | 0 | 0 | 0 | 0 | 0 | 0
F1_Commercial_Lodging_Existing_Space Heating_Natural Gas_Furnace_E7 | F1 | Commercial | Lodging | Existing | Space Heating | Natural Gas | Furnace | E7 | CCE | 0 | 0 | 0 | 0 | 0 | 0 | 0 | 0 | 0 | 0 | 0 | 0 | 0 | 0 | 0 | 0 | 0 | 0 | 0 | 0 | 0 | 0 | 0 | 0 | 0 | 0 | 0 | 0 | 0 | 0 | 0 | 0 | 0
F1_Commercial_Lodging_Existing_Space Heating_Natural Gas_Furnace_E8 | F1 | Commercial | Lodging | Existing | Space Heating | Natural Gas | Furnace | E8 | CCE | 0 | 0 | 0 | 0 | 0 | 0 | 0 | 0 | 0 | 0 | 0 | 0 | 0 | 0 | 0 | 0 | 0 | 0 | 0 | 0 | 0 | 0 | 0 | 0 | 0 | 0 | 0 | 0 | 0 | 0 | 0 | 0 | 0
F1_Commercial_Lodging_Existing_Space Heating_Natural Gas_Furnace_E9 | F1 | Commercial | Lodging | Existing | Space Heating | Natural Gas | Furnace | E9 | CCE | 0 | 0 | 0 | 0 | 0 | 0 | 0 | 0 | 0 | 0 | 0 | 0 | 0 | 0 | 0 | 0 | 0 | 0 | 0 | 0 | 0 | 0 | 0 | 0 | 0 | 0 | 0 | 0 | 0 | 0 | 0 | 0 | 0
F1_Commercial_Lodging_Existing_Space Heating_Natural Gas_Furnace_E10 | F1 | Commercial | Lodging | Existing | Space Heating | Natural Gas | Furnace | E10 | CCE | 0 | 0 | 0 | 0 | 0 | 0 | 0 | 0 | 0 | 0 | 0 | 0 | 0 | 0 | 0 | 0 | 0 | 0 | 0 | 0 | 0 | 0 | 0 | 0 | 0 | 0 | 0 | 0 | 0 | 0 | 0 | 0 | 0
F2_Commercial_Lodging_Existing_Space Heating_Natural Gas_Furnace_E1 | F2 | Commercial | Lodging | Existing | Space Heating | Natural Gas | Furnace | E1 | TRC BC Ratio | bar: 2019 to 2051
F2_Commercial_Lodging_Existing_Space Heating_Natural Gas_Furnace_E2 | F2 | Commercial | Lodging | Existing | Space Heating | Natural Gas | Furnace | E2 | TRC BC Ratio | 13.0848 | 13.0965 | 13.1092 | 13.1282 | 13.1552 | 13.1964 | 13.2252 | 13.2476 | 13.2723 | 13.2952 | 13.311 | 13.3207 | 13.3294 | 13.3372 | 13.3475 | 13.3517 | 13.359 | 13.3727 | 13.3873 | 13.4042 | 13.4243 | 13.4411 | 13.4542 | 13.4641 | 13.4707 | 13.4726 | 13.4691 | 13.4619 | 13.4562 | 13.4534 | 13.4554 | 13.4562 | 13.4562
F2_Commercial_Lodging_Existing_Space Heating_Natural Gas_Furnace_E3 | F2 | Commercial | Lodging | Existing | Space Heating | Natural Gas | Furnace | E3 | TRC BC Ratio | 9.8155 | 9.8243 | 9.8338 | 9.848 | 9.8683 | 9.8992 | 9.9208 | 9.9376 | 9.9562 | 9.9733 | 9.9852 | 9.9925 | 9.999 | 10.0049 | 10.0126 | 10.0157 | 10.0211 | 10.0315 | 10.0424 | 10.0551 | 10.0702 | 10.0827 | 10.0926 | 10.1 | 10.105 | 10.1064 | 10.1038 | 10.0984 | 10.0941 | 10.092 | 10.0935 | 10.0941 | 10.0941
F2_Commercial_Lodging_Existing_Space Heating_Natural Gas_Furnace_E4 | F2 | Commercial | Lodging | Existing | Space Heating | Natural Gas | Furnace | E4 | TRC BC Ratio | 0.36319 | 0.36352 | 0.3639 | 0.36441 | 0.36506 | 0.36593 | 0.36665 | 0.36727 | 0.3679 | 0.36846 | 0.36888 | 0.36913 | 0.36931 | 0.36943 | 0.36955 | 0.36957 | 0.36962 | 0.36977 | 0.36995 | 0.37019 | 0.37048 | 0.37072 | 0.3709 | 0.37104 | 0.37113 | 0.37116 | 0.37111 | 0.37101 | 0.37093 | 0.37089 | 0.37092 | 0.37093 | 0.37093
F2_Commercial_Lodging_Existing_Space Heating_Natural Gas_Furnace_E5 | F2 | Commercial | Lodging | Existing | Space Heating | Natural Gas | Furnace | E5 | TRC BC Ratio | 0 | 0 | 0 | 0 | 0 | 0 | 0 | 0 | 0 | 0 | 0 | 0 | 0 | 0 | 0 | 0 | 0 | 0 | 0 | 0 | 0 | 0 | 0 | 0 | 0 | 0 | 0 | 0 | 0 | 0 | 0 | 0 | 0
F2_Commercial_Lodging_Existing_Space Heating_Natural Gas_Furnace_E6 | F2 | Commercial | Lodging | Existing | Space Heating | Natural Gas | Furnace | E6 | TRC BC Ratio | 0 | 0 | 0 | 0 | 0 | 0 | 0 | 0 | 0 | 0 | 0 | 0 | 0 | 0 | 0 | 0 | 0 | 0 | 0 | 0 | 0 | 0 | 0 | 0 | 0 | 0 | 0 | 0 | 0 | 0 | 0 | 0 | 0
F2_Commercial_Lodging_Existing_Space Heating_Natural Gas_Furnace_E7 | F2 | Commercial | Lodging | Existing | Space Heating | Natural Gas | Furnace | E7 | TRC BC Ratio | 0 | 0 | 0 | 0 | 0 | 0 | 0 | 0 | 0 | 0 | 0 | 0 | 0 | 0 | 0 | 0 | 0 | 0 | 0 | 0 | 0 | 0 | 0 | 0 | 0 | 0 | 0 | 0 | 0 | 0 | 0 | 0 | 0
F2_Commercial_Lodging_Existing_Space Heating_Natural Gas_Furnace_E8 | F2 | Commercial | Lodging | Existing | Space Heating | Natural Gas | Furnace | E8 | TRC BC Ratio | 0 | 0 | 0 | 0 | 0 | 0 | 0 | 0 | 0 | 0 | 0 | 0 | 0 | 0 | 0 | 0 | 0 | 0 | 0 | 0 | 0 | 0 | 0 | 0 | 0 | 0 | 0 | 0 | 0 | 0 | 0 | 0 | 0
F2_Commercial_Lodging_Existing_Space Heating_Natural Gas_Furnace_E9 | F2 | Commercial | Lodging | Existing | Space Heating | Natural Gas | Furnace | E9 | TRC BC Ratio | 0 | 0 | 0 | 0 | 0 | 0 | 0 | 0 | 0 | 0 | 0 | 0 | 0 | 0 | 0 | 0 | 0 | 0 | 0 | 0 | 0 | 0 | 0 | 0 | 0 | 0 | 0 | 0 | 0 | 0 | 0 | 0 | 0
F2_Commercial_Lodging_Existing_Space Heating_Natural Gas_Furnace_E10 | F2 | Commercial | Lodging | Existing | Space Heating | Natural Gas | Furnace | E10 | TRC BC Ratio | 0 | 0 | 0 | 0 | 0 | 0 | 0 | 0 | 0 | 0 | 0 | 0 | 0 | 0 | 0 | 0 | 0 | 0 | 0 | 0 | 0 | 0 | 0 | 0 | 0 | 0 | 0 | 0 | 0 | 0 | 0 | 0 | 0
F3_Commercial_Lodging_Existing_Space Heating_Natural Gas_Furnace_E1 | F3 | Commercial | Lodging | Existing | Space Heating | Natural Gas | Furnace | E1 | PACT BC Ratio | bar: 2019 to 2051
F3_Commercial_Lodging_Existing_Space Heating_Natural Gas_Furnace_E2 | F3 | Commercial | Lodging | Existing | Space Heating | Natural Gas | Furnace | E2 | PACT BC Ratio | 17.4464 | 17.462 | 17.4789 | 17.5042 | 17.5403 | 17.5952 | 17.6336 | 17.6634 | 17.6964 | 17.7269 | 17.748 | 17.761 | 17.7725 | 17.783 | 17.7967 | 17.8022 | 17.8119 | 17.8303 | 17.8497 | 17.8723 | 17.899 | 17.9214 | 17.9389 | 17.9521 | 17.961 | 17.9635 | 17.9588 | 17.9492 | 17.9416 | 17.9379 | 17.9406 | 17.9416 | 17.9416
F3_Commercial_Lodging_Existing_Space Heating_Natural Gas_Furnace_E3 | F3 | Commercial | Lodging | Existing | Space Heating | Natural Gas | Furnace | E3 | PACT BC Ratio | 13.0874 | 13.099 | 13.1117 | 13.1307 | 13.1578 | 13.199 | 13.2278 | 13.2501 | 13.2749 | 13.2978 | 13.3136 | 13.3233 | 13.332 | 13.3398 | 13.3501 | 13.3543 | 13.3615 | 13.3753 | 13.3899 | 13.4068 | 13.4269 | 13.4437 | 13.4568 | 13.4667 | 13.4733 | 13.4752 | 13.4717 | 13.4645 | 13.4588 | 13.456 | 13.458 | 13.4588 | 13.4588
F3_Commercial_Lodging_Existing_Space Heating_Natural Gas_Furnace_E4 | F3 | Commercial | Lodging | Existing | Space Heating | Natural Gas | Furnace | E4 | PACT BC Ratio | 0.48426 | 0.4847 | 0.48521 | 0.48588 | 0.48675 | 0.48791 | 0.48887 | 0.4897 | 0.49053 | 0.49128 | 0.49183 | 0.49218 | 0.49241 | 0.49257 | 0.49273 | 0.49275 | 0.49282 | 0.49302 | 0.49327 | 0.49359 | 0.49397 | 0.49429 | 0.49453 | 0.49472 | 0.49484 | 0.49488 | 0.49481 | 0.49468 | 0.49457 | 0.49452 | 0.49456 | 0.49457 | 0.49457
F3_Commercial_Lodging_Existing_Space Heating_Natural Gas_Furnace_E5 | F3 | Commercial | Lodging | Existing | Space Heating | Natural Gas | Furnace | E5 | PACT BC Ratio | 0 | 0 | 0 | 0 | 0 | 0 | 0 | 0 | 0 | 0 | 0 | 0 | 0 | 0 | 0 | 0 | 0 | 0 | 0 | 0 | 0 | 0 | 0 | 0 | 0 | 0 | 0 | 0 | 0 | 0 | 0 | 0 | 0
F3_Commercial_Lodging_Existing_Space Heating_Natural Gas_Furnace_E6 | F3 | Commercial | Lodging | Existing | Space Heating | Natural Gas | Furnace | E6 | PACT BC Ratio | 0 | 0 | 0 | 0 | 0 | 0 | 0 | 0 | 0 | 0 | 0 | 0 | 0 | 0 | 0 | 0 | 0 | 0 | 0 | 0 | 0 | 0 | 0 | 0 | 0 | 0 | 0 | 0 | 0 | 0 | 0 | 0 | 0
F3_Commercial_Lodging_Existing_Space Heating_Natural Gas_Furnace_E7 | F3 | Commercial | Lodging | Existing | Space Heating | Natural Gas | Furnace | E7 | PACT BC Ratio | 0 | 0 | 0 | 0 | 0 | 0 | 0 | 0 | 0 | 0 | 0 | 0 | 0 | 0 | 0 | 0 | 0 | 0 | 0 | 0 | 0 | 0 | 0 | 0 | 0 | 0 | 0 | 0 | 0 | 0 | 0 | 0 | 0
F3_Commercial_Lodging_Existing_Space Heating_Natural Gas_Furnace_E8 | F3 | Commercial | Lodging | Existing | Space Heating | Natural Gas | Furnace | E8 | PACT BC Ratio | 0 | 0 | 0 | 0 | 0 | 0 | 0 | 0 | 0 | 0 | 0 | 0 | 0 | 0 | 0 | 0 | 0 | 0 | 0 | 0 | 0 | 0 | 0 | 0 | 0 | 0 | 0 | 0 | 0 | 0 | 0 | 0 | 0
F3_Commercial_Lodging_Existing_Space Heating_Natural Gas_Furnace_E9 | F3 | Commercial | Lodging | Existing | Space Heating | Natural Gas | Furnace | E9 | PACT BC Ratio | 0 | 0 | 0 | 0 | 0 | 0 | 0 | 0 | 0 | 0 | 0 | 0 | 0 | 0 | 0 | 0 | 0 | 0 | 0 | 0 | 0 | 0 | 0 | 0 | 0 | 0 | 0 | 0 | 0 | 0 | 0 | 0 | 0
F3_Commercial_Lodging_Existing_Space Heating_Natural Gas_Furnace_E10 | F3 | Commercial | Lodging | Existing | Space Heating | Natural Gas | Furnace | E10 | PACT BC Ratio | 0 | 0 | 0 | 0 | 0 | 0 | 0 | 0 | 0 | 0 | 0 | 0 | 0 | 0 | 0 | 0 | 0 | 0 | 0 | 0 | 0 | 0 | 0 | 0 | 0 | 0 | 0 | 0 | 0 | 0 | 0 | 0 | 0
F4_Commercial_Lodging_Existing_Space Heating_Natural Gas_Furnace_E1 | F4 | Commercial | Lodging | Existing | Space Heating | Natural Gas | Furnace | E1 | RVT BC Ratio | bar: 2019 to 2051
F4_Commercial_Lodging_Existing_Space Heating_Natural Gas_Furnace_E2 | F4 | Commercial | Lodging | Existing | Space Heating | Natural Gas | Furnace | E2 | RVT BC Ratio | 19.5118 | 19.5285 | 19.5468 | 19.5741 | 19.613 | 19.6722 | 19.7136 | 19.7457 | 19.7813 | 19.8142 | 19.8369 | 19.8509 | 19.8634 | 19.8747 | 19.8894 | 19.8954 | 19.9059 | 19.9257 | 19.9466 | 19.971 | 19.9998 | 20.0239 | 20.0428 | 20.0571 | 20.0666 | 20.0693 | 20.0643 | 20.0538 | 20.0456 | 20.0417 | 20.0446 | 20.0457 | 20.0457
F4_Commercial_Lodging_Existing_Space Heating_Natural Gas_Furnace_E3 | F4 | Commercial | Lodging | Existing | Space Heating | Natural Gas | Furnace | E3 | RVT BC Ratio | 14.8116 | 14.8241 | 14.8378 | 14.8583 | 14.8875 | 14.9319 | 14.963 | 14.987 | 15.0137 | 15.0384 | 15.0555 | 15.066 | 15.0753 | 15.0838 | 15.0948 | 15.0993 | 15.1072 | 15.122 | 15.1377 | 15.156 | 15.1776 | 15.1957 | 15.2099 | 15.2206 | 15.2277 | 15.2298 | 15.226 | 15.2182 | 15.212 | 15.2091 | 15.2112 | 15.2121 | 15.2121
F4_Commercial_Lodging_Existing_Space Heating_Natural Gas_Furnace_E4 | F4 | Commercial | Lodging | Existing | Space Heating | Natural Gas | Furnace | E4 | RVT BC Ratio | 1.2222 | 1.2226 | 1.2232 | 1.2239 | 1.2248 | 1.2261 | 1.2271 | 1.228 | 1.2289 | 1.2297 | 1.2303 | 1.2307 | 1.2309 | 1.2311 | 1.2313 | 1.2313 | 1.2314 | 1.2316 | 1.2319 | 1.2322 | 1.2326 | 1.233 | 1.2332 | 1.2334 | 1.2336 | 1.2336 | 1.2335 | 1.2334 | 1.2333 | 1.2332 | 1.2333 | 1.2333 | 1.2333
F4_Commercial_Lodging_Existing_Space Heating_Natural Gas_Furnace_E5 | F4 | Commercial | Lodging | Existing | Space Heating | Natural Gas | Furnace | E5 | RVT BC Ratio | 0 | 0 | 0 | 0 | 0 | 0 | 0 | 0 | 0 | 0 | 0 | 0 | 0 | 0 | 0 | 0 | 0 | 0 | 0 | 0 | 0 | 0 | 0 | 0 | 0 | 0 | 0 | 0 | 0 | 0 | 0 | 0 | 0
F4_Commercial_Lodging_Existing_Space Heating_Natural Gas_Furnace_E6 | F4 | Commercial | Lodging | Existing | Space Heating | Natural Gas | Furnace | E6 | RVT BC Ratio | 0 | 0 | 0 | 0 | 0 | 0 | 0 | 0 | 0 | 0 | 0 | 0 | 0 | 0 | 0 | 0 | 0 | 0 | 0 | 0 | 0 | 0 | 0 | 0 | 0 | 0 | 0 | 0 | 0 | 0 | 0 | 0 | 0
F4_Commercial_Lodging_Existing_Space Heating_Natural Gas_Furnace_E7 | F4 | Commercial | Lodging | Existing | Space Heating | Natural Gas | Furnace | E7 | RVT BC Ratio | 0 | 0 | 0 | 0 | 0 | 0 | 0 | 0 | 0 | 0 | 0 | 0 | 0 | 0 | 0 | 0 | 0 | 0 | 0 | 0 | 0 | 0 | 0 | 0 | 0 | 0 | 0 | 0 | 0 | 0 | 0 | 0 | 0
F4_Commercial_Lodging_Existing_Space Heating_Natural Gas_Furnace_E8 | F4 | Commercial | Lodging | Existing | Space Heating | Natural Gas | Furnace | E8 | RVT BC Ratio | 0 | 0 | 0 | 0 | 0 | 0 | 0 | 0 | 0 | 0 | 0 | 0 | 0 | 0 | 0 | 0 | 0 | 0 | 0 | 0 | 0 | 0 | 0 | 0 | 0 | 0 | 0 | 0 | 0 | 0 | 0 | 0 | 0
F4_Commercial_Lodging_Existing_Space Heating_Natural Gas_Furnace_E9 | F4 | Commercial | Lodging | Existing | Space Heating | Natural Gas | Furnace | E9 | RVT BC Ratio | 0 | 0 | 0 | 0 | 0 | 0 | 0 | 0 | 0 | 0 | 0 | 0 | 0 | 0 | 0 | 0 | 0 | 0 | 0 | 0 | 0 | 0 | 0 | 0 | 0 | 0 | 0 | 0 | 0 | 0 | 0 | 0 | 0
F4_Commercial_Lodging_Existing_Space Heating_Natural Gas_Furnace_E10 | F4 | Commercial | Lodging | Existing | Space Heating | Natural Gas | Furnace | E10 | RVT BC Ratio | 0 | 0 | 0 | 0 | 0 | 0 | 0 | 0 | 0 | 0 | 0 | 0 | 0 | 0 | 0 | 0 | 0 | 0 | 0 | 0 | 0 | 0 | 0 | 0 | 0 | 0 | 0 | 0 | 0 | 0 | 0 | 0 | 0
F5_Commercial_Lodging_Existing_Space Heating_Natural Gas_Furnace_E1 | F5 | Commercial | Lodging | Existing | Space Heating | Natural Gas | Furnace | E1 | RIM BC Ratio | bar: 2019 to 2051
F5_Commercial_Lodging_Existing_Space Heating_Natural Gas_Furnace_E2 | F5 | Commercial | Lodging | Existing | Space Heating | Natural Gas | Furnace | E2 | RIM BC Ratio | 0.79657 | 0.7966 | 0.79664 | 0.79669 | 0.79676 | 0.79688 | 0.79696 | 0.79702 | 0.79708 | 0.79715 | 0.79719 | 0.79721 | 0.79724 | 0.79726 | 0.79729 | 0.7973 | 0.79732 | 0.79735 | 0.79739 | 0.79744 | 0.79749 | 0.79753 | 0.79757 | 0.7976 | 0.79761 | 0.79762 | 0.79761 | 0.79759 | 0.79757 | 0.79757 | 0.79757 | 0.79757 | 0.79757
F5_Commercial_Lodging_Existing_Space Heating_Natural Gas_Furnace_E3 | F5 | Commercial | Lodging | Existing | Space Heating | Natural Gas | Furnace | E3 | RIM BC Ratio | 0.78464 | 0.78468 | 0.78472 | 0.78479 | 0.78489 | 0.78503 | 0.78514 | 0.78522 | 0.7853 | 0.78538 | 0.78544 | 0.78547 | 0.7855 | 0.78553 | 0.78556 | 0.78558 | 0.7856 | 0.78565 | 0.7857 | 0.78576 | 0.78583 | 0.78589 | 0.78593 | 0.78596 | 0.78599 | 0.78599 | 0.78598 | 0.78596 | 0.78594 | 0.78593 | 0.78593 | 0.78594 | 0.78594
F5_Commercial_Lodging_Existing_Space Heating_Natural Gas_Furnace_E4 | F5 | Commercial | Lodging | Existing | Space Heating | Natural Gas | Furnace | E4 | RIM BC Ratio | 0.30646 | 0.30664 | 0.30684 | 0.30711 | 0.30746 | 0.30792 | 0.3083 | 0.30863 | 0.30896 | 0.30926 | 0.30948 | 0.30961 | 0.3097 | 0.30977 | 0.30983 | 0.30984 | 0.30987 | 0.30995 | 0.31004 | 0.31017 | 0.31032 | 0.31045 | 0.31054 | 0.31061 | 0.31066 | 0.31068 | 0.31065 | 0.3106 | 0.31056 | 0.31054 | 0.31055 | 0.31056 | 0.31056
F5_Commercial_Lodging_Existing_Space Heating_Natural Gas_Furnace_E5 | F5 | Commercial | Lodging | Existing | Space Heating | Natural Gas | Furnace | E5 | RIM BC Ratio | 0 | 0 | 0 | 0 | 0 | 0 | 0 | 0 | 0 | 0 | 0 | 0 | 0 | 0 | 0 | 0 | 0 | 0 | 0 | 0 | 0 | 0 | 0 | 0 | 0 | 0 | 0 | 0 | 0 | 0 | 0 | 0 | 0
F5_Commercial_Lodging_Existing_Space Heating_Natural Gas_Furnace_E6 | F5 | Commercial | Lodging | Existing | Space Heating | Natural Gas | Furnace | E6 | RIM BC Ratio | 0 | 0 | 0 | 0 | 0 | 0 | 0 | 0 | 0 | 0 | 0 | 0 | 0 | 0 | 0 | 0 | 0 | 0 | 0 | 0 | 0 | 0 | 0 | 0 | 0 | 0 | 0 | 0 | 0 | 0 | 0 | 0 | 0
F5_Commercial_Lodging_Existing_Space Heating_Natural Gas_Furnace_E7 | F5 | Commercial | Lodging | Existing | Space Heating | Natural Gas | Furnace | E7 | RIM BC Ratio | 0 | 0 | 0 | 0 | 0 | 0 | 0 | 0 | 0 | 0 | 0 | 0 | 0 | 0 | 0 | 0 | 0 | 0 | 0 | 0 | 0 | 0 | 0 | 0 | 0 | 0 | 0 | 0 | 0 | 0 | 0 | 0 | 0
F5_Commercial_Lodging_Existing_Space Heating_Natural Gas_Furnace_E8 | F5 | Commercial | Lodging | Existing | Space Heating | Natural Gas | Furnace | E8 | RIM BC Ratio | 0 | 0 | 0 | 0 | 0 | 0 | 0 | 0 | 0 | 0 | 0 | 0 | 0 | 0 | 0 | 0 | 0 | 0 | 0 | 0 | 0 | 0 | 0 | 0 | 0 | 0 | 0 | 0 | 0 | 0 | 0 | 0 | 0
F5_Commercial_Lodging_Existing_Space Heating_Natural Gas_Furnace_E9 | F5 | Commercial | Lodging | Existing | Space Heating | Natural Gas | Furnace | E9 | RIM BC Ratio | 0 | 0 | 0 | 0 | 0 | 0 | 0 | 0 | 0 | 0 | 0 | 0 | 0 | 0 | 0 | 0 | 0 | 0 | 0 | 0 | 0 | 0 | 0 | 0 | 0 | 0 | 0 | 0 | 0 | 0 | 0 | 0 | 0
F5_Commercial_Lodging_Existing_Space Heating_Natural Gas_Furnace_E10 | F5 | Commercial | Lodging | Existing | Space Heating | Natural Gas | Furnace | E10 | RIM BC Ratio | 0 | 0 | 0 | 0 | 0 | 0 | 0 | 0 | 0 | 0 | 0 | 0 | 0 | 0 | 0 | 0 | 0 | 0 | 0 | 0 | 0 | 0 | 0 | 0 | 0 | 0 | 0 | 0 | 0 | 0 | 0 | 0 | 0
F0_Commercial_Lodging_Existing_Space Heating_Natural Gas_Boiler_E0 | F0 | Commercial | Lodging | Existing | Space Heating | Natural Gas | Boiler | E0 | Economic Unit | Convert to NG Air Source Heat Pump | Convert to NG Air Source Heat Pump | Convert to NG Air Source Heat Pump | Convert to NG Air Source Heat Pump | Convert to NG Air Source Heat Pump | Convert to NG Air Source Heat Pump | Convert to NG Air Source Heat Pump | Convert to NG Air Source Heat Pump | Convert to NG Air Source Heat Pump | Convert to NG Air Source Heat Pump | Convert to NG Air Source Heat Pump | Convert to NG Air Source Heat Pump | Convert to NG Air Source Heat Pump | Convert to NG Air Source Heat Pump | Convert to NG Air Source Heat Pump | Convert to NG Air Source Heat Pump | Convert to NG Air Source Heat Pump | Convert to NG Air Source Heat Pump | Convert to NG Air Source Heat Pump | Convert to NG Air Source Heat Pump | Convert to NG Air Source Heat Pump | Convert to NG Air Source Heat Pump | Convert to NG Air Source Heat Pump | Convert to NG Air Source Heat Pump | Convert to NG Air Source Heat Pump | Convert to NG Air Source Heat Pump | Convert to NG Air Source Heat Pump | Convert to NG Air Source Heat Pump | Convert to NG Air Source Heat Pump | Convert to NG Air Source Heat Pump | Convert to NG Air Source Heat Pump | Convert to NG Air Source Heat Pump | Convert to NG Air Source Heat Pump
F1_Commercial_Lodging_Existing_Space Heating_Natural Gas_Boiler_E1 | F1 | Commercial | Lodging | Existing | Space Heating | Natural Gas | Boiler | E1 | CCE | 0 | 0 | 0 | 0 | 0 | 0 | 0 | 0 | 0 | 0 | 0 | 0 | 0 | 0 | 0 | 0 | 0 | 0 | 0 | 0 | 0 | 0 | 0 | 0 | 0 | 0 | 0 | 0 | 0 | 0 | 0 | 0 | 0
F1_Commercial_Lodging_Existing_Space Heating_Natural Gas_Boiler_E2 | F1 | Commercial | Lodging | Existing | Space Heating | Natural Gas | Boiler | E2 | CCE | 0.33785 | 0.33785 | 0.33965 | 0.34147 | 0.34331 | 0.34516 | 0.34704 | 0.34894 | 0.35085 | 0.35279 | 0.35475 | 0.35674 | 0.35874 | 0.36077 | 0.36282 | 0.36489 | 0.36699 | 0.36911 | 0.37126 | 0.37343 | 0.37563 | 0.37784 | 0.3801 | 0.38237 | 0.38467 | 0.387 | 0.38936 | 0.39175 | 0.39416 | 0.39661 | 0.39909 | 0.4016 | 0.4016
F1_Commercial_Lodging_Existing_Space Heating_Natural Gas_Boiler_E3 | F1 | Commercial | Lodging | Existing | Space Heating | Natural Gas | Boiler | E3 | CCE | 0.34114 | 0.34114 | 0.34296 | 0.34479 | 0.34665 | 0.34852 | 0.35042 | 0.35233 | 0.35427 | 0.35622 | 0.3582 | 0.36021 | 0.36223 | 0.36428 | 0.36635 | 0.36844 | 0.37056 | 0.3727 | 0.37487 | 0.37706 | 0.37928 | 0.38152 | 0.38379 | 0.38609 | 0.38841 | 0.39076 | 0.39315 | 0.39556 | 0.398 | 0.40047 | 0.40297 | 0.40551 | 0.40551
F1_Commercial_Lodging_Existing_Space Heating_Natural Gas_Boiler_E4 | F1 | Commercial | Lodging | Existing | Space Heating | Natural Gas | Boiler | E4 | CCE | 1.7324 | 1.7324 | 1.7416 | 1.7509 | 1.7603 | 1.7698 | 1.7795 | 1.7892 | 1.799 | 1.809 | 1.819 | 1.8292 | 1.8395 | 1.8498 | 1.8604 | 1.871 | 1.8818 | 1.8926 | 1.9036 | 1.9148 | 1.926 | 1.9374 | 1.9489 | 1.9606 | 1.9724 | 1.9843 | 1.9965 | 2.0087 | 2.0211 | 2.0336 | 2.0463 | 2.0592 | 2.0592
F1_Commercial_Lodging_Existing_Space Heating_Natural Gas_Boiler_E5 | F1 | Commercial | Lodging | Existing | Space Heating | Natural Gas | Boiler | E5 | CCE | 0 | 0 | 0 | 0 | 0 | 0 | 0 | 0 | 0 | 0 | 0 | 0 | 0 | 0 | 0 | 0 | 0 | 0 | 0 | 0 | 0 | 0 | 0 | 0 | 0 | 0 | 0 | 0 | 0 | 0 | 0 | 0 | 0
F1_Commercial_Lodging_Existing_Space Heating_Natural Gas_Boiler_E6 | F1 | Commercial | Lodging | Existing | Space Heating | Natural Gas | Boiler | E6 | CCE | 0 | 0 | 0 | 0 | 0 | 0 | 0 | 0 | 0 | 0 | 0 | 0 | 0 | 0 | 0 | 0 | 0 | 0 | 0 | 0 | 0 | 0 | 0 | 0 | 0 | 0 | 0 | 0 | 0 | 0 | 0 | 0 | 0
F1_Commercial_Lodging_Existing_Space Heating_Natural Gas_Boiler_E7 | F1 | Commercial | Lodging | Existing | Space Heating | Natural Gas | Boiler | E7 | CCE | 0 | 0 | 0 | 0 | 0 | 0 | 0 | 0 | 0 | 0 | 0 | 0 | 0 | 0 | 0 | 0 | 0 | 0 | 0 | 0 | 0 | 0 | 0 | 0 | 0 | 0 | 0 | 0 | 0 | 0 | 0 | 0 | 0
F1_Commercial_Lodging_Existing_Space Heating_Natural Gas_Boiler_E8 | F1 | Commercial | Lodging | Existing | Space Heating | Natural Gas | Boiler | E8 | CCE | 0 | 0 | 0 | 0 | 0 | 0 | 0 | 0 | 0 | 0 | 0 | 0 | 0 | 0 | 0 | 0 | 0 | 0 | 0 | 0 | 0 | 0 | 0 | 0 | 0 | 0 | 0 | 0 | 0 | 0 | 0 | 0 | 0
F1_Commercial_Lodging_Existing_Space Heating_Natural Gas_Boiler_E9 | F1 | Commercial | Lodging | Existing | Space Heating | Natural Gas | Boiler | E9 | CCE | 0 | 0 | 0 | 0 | 0 | 0 | 0 | 0 | 0 | 0 | 0 | 0 | 0 | 0 | 0 | 0 | 0 | 0 | 0 | 0 | 0 | 0 | 0 | 0 | 0 | 0 | 0 | 0 | 0 | 0 | 0 | 0 | 0
F1_Commercial_Lodging_Existing_Space Heating_Natural Gas_Boiler_E10 | F1 | Commercial | Lodging | Existing | Space Heating | Natural Gas | Boiler | E10 | CCE | 0 | 0 | 0 | 0 | 0 | 0 | 0 | 0 | 0 | 0 | 0 | 0 | 0 | 0 | 0 | 0 | 0 | 0 | 0 | 0 | 0 | 0 | 0 | 0 | 0 | 0 | 0 | 0 | 0 | 0 | 0 | 0 | 0
F2_Commercial_Lodging_Existing_Space Heating_Natural Gas_Boiler_E1 | F2 | Commercial | Lodging | Existing | Space Heating | Natural Gas | Boiler | E1 | TRC BC Ratio | bar: 2019 to 2051
F2_Commercial_Lodging_Existing_Space Heating_Natural Gas_Boiler_E2 | F2 | Commercial | Lodging | Existing | Space Heating | Natural Gas | Boiler | E2 | TRC BC Ratio | 5.322 | 5.3271 | 5.3326 | 5.3406 | 5.3516 | 5.368 | 5.3794 | 5.3882 | 5.3977 | 5.4063 | 5.4122 | 5.4159 | 5.4193 | 5.4223 | 5.4263 | 5.4279 | 5.4308 | 5.4361 | 5.4417 | 5.4483 | 5.4561 | 5.4626 | 5.4676 | 5.4715 | 5.474 | 5.4748 | 5.4734 | 5.4706 | 5.4684 | 5.4673 | 5.4681 | 5.4684 | 5.4684
F2_Commercial_Lodging_Existing_Space Heating_Natural Gas_Boiler_E3 | F2 | Commercial | Lodging | Existing | Space Heating | Natural Gas | Boiler | E3 | TRC BC Ratio | 5.2707 | 5.2758 | 5.2813 | 5.2892 | 5.3001 | 5.3163 | 5.3276 | 5.3363 | 5.3457 | 5.3543 | 5.3601 | 5.3638 | 5.3671 | 5.3701 | 5.3741 | 5.3757 | 5.3785 | 5.3837 | 5.3893 | 5.3958 | 5.4035 | 5.41 | 5.415 | 5.4188 | 5.4213 | 5.4221 | 5.4207 | 5.4179 | 5.4157 | 5.4147 | 5.4155 | 5.4158 | 5.4158
F2_Commercial_Lodging_Existing_Space Heating_Natural Gas_Boiler_E4 | F2 | Commercial | Lodging | Existing | Space Heating | Natural Gas | Boiler | E4 | TRC BC Ratio | 1.0563 | 1.0574 | 1.0588 | 1.0604 | 1.0623 | 1.0646 | 1.0665 | 1.0682 | 1.0697 | 1.071 | 1.072 | 1.0726 | 1.073 | 1.0733 | 1.0736 | 1.0736 | 1.0736 | 1.074 | 1.0744 | 1.0749 | 1.0755 | 1.0761 | 1.0765 | 1.0768 | 1.077 | 1.0771 | 1.0769 | 1.0767 | 1.0765 | 1.0765 | 1.0765 | 1.0765 | 1.0765
F2_Commercial_Lodging_Existing_Space Heating_Natural Gas_Boiler_E5 | F2 | Commercial | Lodging | Existing | Space Heating | Natural Gas | Boiler | E5 | TRC BC Ratio | 0 | 0 | 0 | 0 | 0 | 0 | 0 | 0 | 0 | 0 | 0 | 0 | 0 | 0 | 0 | 0 | 0 | 0 | 0 | 0 | 0 | 0 | 0 | 0 | 0 | 0 | 0 | 0 | 0 | 0 | 0 | 0 | 0
F2_Commercial_Lodging_Existing_Space Heating_Natural Gas_Boiler_E6 | F2 | Commercial | Lodging | Existing | Space Heating | Natural Gas | Boiler | E6 | TRC BC Ratio | 0 | 0 | 0 | 0 | 0 | 0 | 0 | 0 | 0 | 0 | 0 | 0 | 0 | 0 | 0 | 0 | 0 | 0 | 0 | 0 | 0 | 0 | 0 | 0 | 0 | 0 | 0 | 0 | 0 | 0 | 0 | 0 | 0
F2_Commercial_Lodging_Existing_Space Heating_Natural Gas_Boiler_E7 | F2 | Commercial | Lodging | Existing | Space Heating | Natural Gas | Boiler | E7 | TRC BC Ratio | 0 | 0 | 0 | 0 | 0 | 0 | 0 | 0 | 0 | 0 | 0 | 0 | 0 | 0 | 0 | 0 | 0 | 0 | 0 | 0 | 0 | 0 | 0 | 0 | 0 | 0 | 0 | 0 | 0 | 0 | 0 | 0 | 0
F2_Commercial_Lodging_Existing_Space Heating_Natural Gas_Boiler_E8 | F2 | Commercial | Lodging | Existing | Space Heating | Natural Gas | Boiler | E8 | TRC BC Ratio | 0 | 0 | 0 | 0 | 0 | 0 | 0 | 0 | 0 | 0 | 0 | 0 | 0 | 0 | 0 | 0 | 0 | 0 | 0 | 0 | 0 | 0 | 0 | 0 | 0 | 0 | 0 | 0 | 0 | 0 | 0 | 0 | 0
F2_Commercial_Lodging_Existing_Space Heating_Natural Gas_Boiler_E9 | F2 | Commercial | Lodging | Existing | Space Heating | Natural Gas | Boiler | E9 | TRC BC Ratio | 0 | 0 | 0 | 0 | 0 | 0 | 0 | 0 | 0 | 0 | 0 | 0 | 0 | 0 | 0 | 0 | 0 | 0 | 0 | 0 | 0 | 0 | 0 | 0 | 0 | 0 | 0 | 0 | 0 | 0 | 0 | 0 | 0
F2_Commercial_Lodging_Existing_Space Heating_Natural Gas_Boiler_E10 | F2 | Commercial | Lodging | Existing | Space Heating | Natural Gas | Boiler | E10 | TRC BC Ratio | 0 | 0 | 0 | 0 | 0 | 0 | 0 | 0 | 0 | 0 | 0 | 0 | 0 | 0 | 0 | 0 | 0 | 0 | 0 | 0 | 0 | 0 | 0 | 0 | 0 | 0 | 0 | 0 | 0 | 0 | 0 | 0 | 0
F3_Commercial_Lodging_Existing_Space Heating_Natural Gas_Boiler_E1 | F3 | Commercial | Lodging | Existing | Space Heating | Natural Gas | Boiler | E1 | PACT BC Ratio | bar: 2019 to 2051
F3_Commercial_Lodging_Existing_Space Heating_Natural Gas_Boiler_E2 | F3 | Commercial | Lodging | Existing | Space Heating | Natural Gas | Boiler | E2 | PACT BC Ratio | 7.096 | 7.1028 | 7.1102 | 7.1208 | 7.1355 | 7.1573 | 7.1726 | 7.1842 | 7.1969 | 7.2084 | 7.2163 | 7.2212 | 7.2257 | 7.2298 | 7.2351 | 7.2373 | 7.241 | 7.2481 | 7.2556 | 7.2644 | 7.2748 | 7.2834 | 7.2902 | 7.2953 | 7.2987 | 7.2997 | 7.2979 | 7.2942 | 7.2912 | 7.2898 | 7.2908 | 7.2912 | 7.2912
F3_Commercial_Lodging_Existing_Space Heating_Natural Gas_Boiler_E3 | F3 | Commercial | Lodging | Existing | Space Heating | Natural Gas | Boiler | E3 | PACT BC Ratio | 7.0276 | 7.0343 | 7.0417 | 7.0523 | 7.0668 | 7.0884 | 7.1035 | 7.115 | 7.1276 | 7.139 | 7.1468 | 7.1517 | 7.1561 | 7.1602 | 7.1654 | 7.1676 | 7.1713 | 7.1783 | 7.1858 | 7.1944 | 7.2047 | 7.2133 | 7.22 | 7.2251 | 7.2284 | 7.2294 | 7.2276 | 7.2239 | 7.221 | 7.2196 | 7.2206 | 7.221 | 7.221
F3_Commercial_Lodging_Existing_Space Heating_Natural Gas_Boiler_E4 | F3 | Commercial | Lodging | Existing | Space Heating | Natural Gas | Boiler | E4 | PACT BC Ratio | 1.4084 | 1.4099 | 1.4117 | 1.4138 | 1.4164 | 1.4195 | 1.4221 | 1.4243 | 1.4263 | 1.428 | 1.4293 | 1.4301 | 1.4307 | 1.4311 | 1.4314 | 1.4314 | 1.4315 | 1.4319 | 1.4325 | 1.4332 | 1.434 | 1.4348 | 1.4353 | 1.4357 | 1.436 | 1.4361 | 1.4359 | 1.4356 | 1.4354 | 1.4353 | 1.4354 | 1.4354 | 1.4354
F3_Commercial_Lodging_Existing_Space Heating_Natural Gas_Boiler_E5 | F3 | Commercial | Lodging | Existing | Space Heating | Natural Gas | Boiler | E5 | PACT BC Ratio | 0 | 0 | 0 | 0 | 0 | 0 | 0 | 0 | 0 | 0 | 0 | 0 | 0 | 0 | 0 | 0 | 0 | 0 | 0 | 0 | 0 | 0 | 0 | 0 | 0 | 0 | 0 | 0 | 0 | 0 | 0 | 0 | 0
F3_Commercial_Lodging_Existing_Space Heating_Natural Gas_Boiler_E6 | F3 | Commercial | Lodging | Existing | Space Heating | Natural Gas | Boiler | E6 | PACT BC Ratio | 0 | 0 | 0 | 0 | 0 | 0 | 0 | 0 | 0 | 0 | 0 | 0 | 0 | 0 | 0 | 0 | 0 | 0 | 0 | 0 | 0 | 0 | 0 | 0 | 0 | 0 | 0 | 0 | 0 | 0 | 0 | 0 | 0
F3_Commercial_Lodging_Existing_Space Heating_Natural Gas_Boiler_E7 | F3 | Commercial | Lodging | Existing | Space Heating | Natural Gas | Boiler | E7 | PACT BC Ratio | 0 | 0 | 0 | 0 | 0 | 0 | 0 | 0 | 0 | 0 | 0 | 0 | 0 | 0 | 0 | 0 | 0 | 0 | 0 | 0 | 0 | 0 | 0 | 0 | 0 | 0 | 0 | 0 | 0 | 0 | 0 | 0 | 0
F3_Commercial_Lodging_Existing_Space Heating_Natural Gas_Boiler_E8 | F3 | Commercial | Lodging | Existing | Space Heating | Natural Gas | Boiler | E8 | PACT BC Ratio | 0 | 0 | 0 | 0 | 0 | 0 | 0 | 0 | 0 | 0 | 0 | 0 | 0 | 0 | 0 | 0 | 0 | 0 | 0 | 0 | 0 | 0 | 0 | 0 | 0 | 0 | 0 | 0 | 0 | 0 | 0 | 0 | 0
F3_Commercial_Lodging_Existing_Space Heating_Natural Gas_Boiler_E9 | F3 | Commercial | Lodging | Existing | Space Heating | Natural Gas | Boiler | E9 | PACT BC Ratio | 0 | 0 | 0 | 0 | 0 | 0 | 0 | 0 | 0 | 0 | 0 | 0 | 0 | 0 | 0 | 0 | 0 | 0 | 0 | 0 | 0 | 0 | 0 | 0 | 0 | 0 | 0 | 0 | 0 | 0 | 0 | 0 | 0
F3_Commercial_Lodging_Existing_Space Heating_Natural Gas_Boiler_E10 | F3 | Commercial | Lodging | Existing | Space Heating | Natural Gas | Boiler | E10 | PACT BC Ratio | 0 | 0 | 0 | 0 | 0 | 0 | 0 | 0 | 0 | 0 | 0 | 0 | 0 | 0 | 0 | 0 | 0 | 0 | 0 | 0 | 0 | 0 | 0 | 0 | 0 | 0 | 0 | 0 | 0 | 0 | 0 | 0 | 0
F4_Commercial_Lodging_Existing_Space Heating_Natural Gas_Boiler_E1 | F4 | Commercial | Lodging | Existing | Space Heating | Natural Gas | Boiler | E1 | RVT BC Ratio | bar: 2019 to 2051
F4_Commercial_Lodging_Existing_Space Heating_Natural Gas_Boiler_E2 | F4 | Commercial | Lodging | Existing | Space Heating | Natural Gas | Boiler | E2 | RVT BC Ratio | 8.3513 | 8.3586 | 8.3666 | 8.3781 | 8.3939 | 8.4174 | 8.4339 | 8.4465 | 8.4601 | 8.4726 | 8.4811 | 8.4863 | 8.4912 | 8.4956 | 8.5013 | 8.5036 | 8.5077 | 8.5154 | 8.5235 | 8.5329 | 8.5441 | 8.5534 | 8.5607 | 8.5662 | 8.5699 | 8.571 | 8.569 | 8.565 | 8.5618 | 8.5603 | 8.5614 | 8.5618 | 8.5618
F4_Commercial_Lodging_Existing_Space Heating_Natural Gas_Boiler_E3 | F4 | Commercial | Lodging | Existing | Space Heating | Natural Gas | Boiler | E3 | RVT BC Ratio | 8.2776 | 8.2848 | 8.2928 | 8.3042 | 8.3198 | 8.3431 | 8.3594 | 8.3719 | 8.3854 | 8.3977 | 8.4061 | 8.4113 | 8.4161 | 8.4205 | 8.4262 | 8.4285 | 8.4325 | 8.4401 | 8.4481 | 8.4575 | 8.4685 | 8.4778 | 8.485 | 8.4905 | 8.4941 | 8.4952 | 8.4932 | 8.4892 | 8.4861 | 8.4846 | 8.4857 | 8.4861 | 8.4861
F4_Commercial_Lodging_Existing_Space Heating_Natural Gas_Boiler_E4 | F4 | Commercial | Lodging | Existing | Space Heating | Natural Gas | Boiler | E4 | RVT BC Ratio | 2.2186 | 2.2203 | 2.2221 | 2.2244 | 2.2272 | 2.2306 | 2.2334 | 2.2357 | 2.2379 | 2.2398 | 2.2411 | 2.242 | 2.2426 | 2.243 | 2.2434 | 2.2434 | 2.2436 | 2.244 | 2.2446 | 2.2453 | 2.2463 | 2.247 | 2.2476 | 2.2481 | 2.2484 | 2.2485 | 2.2483 | 2.248 | 2.2477 | 2.2476 | 2.2477 | 2.2477 | 2.2477
F4_Commercial_Lodging_Existing_Space Heating_Natural Gas_Boiler_E5 | F4 | Commercial | Lodging | Existing | Space Heating | Natural Gas | Boiler | E5 | RVT BC Ratio | 0 | 0 | 0 | 0 | 0 | 0 | 0 | 0 | 0 | 0 | 0 | 0 | 0 | 0 | 0 | 0 | 0 | 0 | 0 | 0 | 0 | 0 | 0 | 0 | 0 | 0 | 0 | 0 | 0 | 0 | 0 | 0 | 0
F4_Commercial_Lodging_Existing_Space Heating_Natural Gas_Boiler_E6 | F4 | Commercial | Lodging | Existing | Space Heating | Natural Gas | Boiler | E6 | RVT BC Ratio | 0 | 0 | 0 | 0 | 0 | 0 | 0 | 0 | 0 | 0 | 0 | 0 | 0 | 0 | 0 | 0 | 0 | 0 | 0 | 0 | 0 | 0 | 0 | 0 | 0 | 0 | 0 | 0 | 0 | 0 | 0 | 0 | 0
F4_Commercial_Lodging_Existing_Space Heating_Natural Gas_Boiler_E7 | F4 | Commercial | Lodging | Existing | Space Heating | Natural Gas | Boiler | E7 | RVT BC Ratio | 0 | 0 | 0 | 0 | 0 | 0 | 0 | 0 | 0 | 0 | 0 | 0 | 0 | 0 | 0 | 0 | 0 | 0 | 0 | 0 | 0 | 0 | 0 | 0 | 0 | 0 | 0 | 0 | 0 | 0 | 0 | 0 | 0
F4_Commercial_Lodging_Existing_Space Heating_Natural Gas_Boiler_E8 | F4 | Commercial | Lodging | Existing | Space Heating | Natural Gas | Boiler | E8 | RVT BC Ratio | 0 | 0 | 0 | 0 | 0 | 0 | 0 | 0 | 0 | 0 | 0 | 0 | 0 | 0 | 0 | 0 | 0 | 0 | 0 | 0 | 0 | 0 | 0 | 0 | 0 | 0 | 0 | 0 | 0 | 0 | 0 | 0 | 0
F4_Commercial_Lodging_Existing_Space Heating_Natural Gas_Boiler_E9 | F4 | Commercial | Lodging | Existing | Space Heating | Natural Gas | Boiler | E9 | RVT BC Ratio | 0 | 0 | 0 | 0 | 0 | 0 | 0 | 0 | 0 | 0 | 0 | 0 | 0 | 0 | 0 | 0 | 0 | 0 | 0 | 0 | 0 | 0 | 0 | 0 | 0 | 0 | 0 | 0 | 0 | 0 | 0 | 0 | 0
F4_Commercial_Lodging_Existing_Space Heating_Natural Gas_Boiler_E10 | F4 | Commercial | Lodging | Existing | Space Heating | Natural Gas | Boiler | E10 | RVT BC Ratio | 0 | 0 | 0 | 0 | 0 | 0 | 0 | 0 | 0 | 0 | 0 | 0 | 0 | 0 | 0 | 0 | 0 | 0 | 0 | 0 | 0 | 0 | 0 | 0 | 0 | 0 | 0 | 0 | 0 | 0 | 0 | 0 | 0
F5_Commercial_Lodging_Existing_Space Heating_Natural Gas_Boiler_E1 | F5 | Commercial | Lodging | Existing | Space Heating | Natural Gas | Boiler | E1 | RIM BC Ratio | bar: 2019 to 2051
F5_Commercial_Lodging_Existing_Space Heating_Natural Gas_Boiler_E2 | F5 | Commercial | Lodging | Existing | Space Heating | Natural Gas | Boiler | E2 | RIM BC Ratio | 0.74683 | 0.74691 | 0.74699 | 0.74711 | 0.74727 | 0.74751 | 0.74767 | 0.7478 | 0.74794 | 0.74806 | 0.74814 | 0.7482 | 0.74825 | 0.74829 | 0.74835 | 0.74837 | 0.74841 | 0.74849 | 0.74857 | 0.74866 | 0.74877 | 0.74886 | 0.74893 | 0.74899 | 0.74902 | 0.74903 | 0.74901 | 0.74897 | 0.74894 | 0.74893 | 0.74894 | 0.74894 | 0.74894
F5_Commercial_Lodging_Existing_Space Heating_Natural Gas_Boiler_E3 | F5 | Commercial | Lodging | Existing | Space Heating | Natural Gas | Boiler | E3 | RIM BC Ratio | 0.74607 | 0.74614 | 0.74623 | 0.74634 | 0.74651 | 0.74675 | 0.74691 | 0.74704 | 0.74718 | 0.74731 | 0.74739 | 0.74744 | 0.74749 | 0.74754 | 0.74759 | 0.74762 | 0.74766 | 0.74773 | 0.74781 | 0.74791 | 0.74802 | 0.74811 | 0.74818 | 0.74824 | 0.74827 | 0.74829 | 0.74827 | 0.74823 | 0.74819 | 0.74818 | 0.74819 | 0.7482 | 0.7482
F5_Commercial_Lodging_Existing_Space Heating_Natural Gas_Boiler_E4 | F5 | Commercial | Lodging | Existing | Space Heating | Natural Gas | Boiler | E4 | RIM BC Ratio | 0.52408 | 0.5243 | 0.52454 | 0.52483 | 0.52518 | 0.52561 | 0.52596 | 0.52626 | 0.52654 | 0.52678 | 0.52695 | 0.52706 | 0.52714 | 0.52719 | 0.52724 | 0.52724 | 0.52725 | 0.52731 | 0.52738 | 0.52748 | 0.5276 | 0.52769 | 0.52776 | 0.52782 | 0.52786 | 0.52787 | 0.52785 | 0.52781 | 0.52778 | 0.52776 | 0.52777 | 0.52778 | 0.52778
F5_Commercial_Lodging_Existing_Space Heating_Natural Gas_Boiler_E5 | F5 | Commercial | Lodging | Existing | Space Heating | Natural Gas | Boiler | E5 | RIM BC Ratio | 0 | 0 | 0 | 0 | 0 | 0 | 0 | 0 | 0 | 0 | 0 | 0 | 0 | 0 | 0 | 0 | 0 | 0 | 0 | 0 | 0 | 0 | 0 | 0 | 0 | 0 | 0 | 0 | 0 | 0 | 0 | 0 | 0
F5_Commercial_Lodging_Existing_Space Heating_Natural Gas_Boiler_E6 | F5 | Commercial | Lodging | Existing | Space Heating | Natural Gas | Boiler | E6 | RIM BC Ratio | 0 | 0 | 0 | 0 | 0 | 0 | 0 | 0 | 0 | 0 | 0 | 0 | 0 | 0 | 0 | 0 | 0 | 0 | 0 | 0 | 0 | 0 | 0 | 0 | 0 | 0 | 0 | 0 | 0 | 0 | 0 | 0 | 0
F5_Commercial_Lodging_Existing_Space Heating_Natural Gas_Boiler_E7 | F5 | Commercial | Lodging | Existing | Space Heating | Natural Gas | Boiler | E7 | RIM BC Ratio | 0 | 0 | 0 | 0 | 0 | 0 | 0 | 0 | 0 | 0 | 0 | 0 | 0 | 0 | 0 | 0 | 0 | 0 | 0 | 0 | 0 | 0 | 0 | 0 | 0 | 0 | 0 | 0 | 0 | 0 | 0 | 0 | 0
F5_Commercial_Lodging_Existing_Space Heating_Natural Gas_Boiler_E8 | F5 | Commercial | Lodging | Existing | Space Heating | Natural Gas | Boiler | E8 | RIM BC Ratio | 0 | 0 | 0 | 0 | 0 | 0 | 0 | 0 | 0 | 0 | 0 | 0 | 0 | 0 | 0 | 0 | 0 | 0 | 0 | 0 | 0 | 0 | 0 | 0 | 0 | 0 | 0 | 0 | 0 | 0 | 0 | 0 | 0
F5_Commercial_Lodging_Existing_Space Heating_Natural Gas_Boiler_E9 | F5 | Commercial | Lodging | Existing | Space Heating | Natural Gas | Boiler | E9 | RIM BC Ratio | 0 | 0 | 0 | 0 | 0 | 0 | 0 | 0 | 0 | 0 | 0 | 0 | 0 | 0 | 0 | 0 | 0 | 0 | 0 | 0 | 0 | 0 | 0 | 0 | 0 | 0 | 0 | 0 | 0 | 0 | 0 | 0 | 0
F5_Commercial_Lodging_Existing_Space Heating_Natural Gas_Boiler_E10 | F5 | Commercial | Lodging | Existing | Space Heating | Natural Gas | Boiler | E10 | RIM BC Ratio | 0 | 0 | 0 | 0 | 0 | 0 | 0 | 0 | 0 | 0 | 0 | 0 | 0 | 0 | 0 | 0 | 0 | 0 | 0 | 0 | 0 | 0 | 0 | 0 | 0 | 0 | 0 | 0 | 0 | 0 | 0 | 0 | 0
F0_Commercial_Lodging_Existing_Space Heating_Natural Gas_Unit Heater_E0 | F0 | Commercial | Lodging | Existing | Space Heating | Natural Gas | Unit Heater | E0 | Economic Unit | Infrared Radiant | Infrared Radiant | Infrared Radiant | Infrared Radiant | Infrared Radiant | Infrared Radiant | Infrared Radiant | Infrared Radiant | Infrared Radiant | Infrared Radiant | Infrared Radiant | Infrared Radiant | Infrared Radiant | Infrared Radiant | Infrared Radiant | Infrared Radiant | Infrared Radiant | Infrared Radiant | Infrared Radiant | Infrared Radiant | Infrared Radiant | Infrared Radiant | Infrared Radiant | Infrared Radiant | Infrared Radiant | Infrared Radiant | Infrared Radiant | Infrared Radiant | Infrared Radiant | Infrared Radiant | Infrared Radiant | Infrared Radiant | Infrared Radiant
F1_Commercial_Lodging_Existing_Space Heating_Natural Gas_Unit Heater_E1 | F1 | Commercial | Lodging | Existing | Space Heating | Natural Gas | Unit Heater | E1 | CCE | 0 | 0 | 0 | 0 | 0 | 0 | 0 | 0 | 0 | 0 | 0 | 0 | 0 | 0 | 0 | 0 | 0 | 0 | 0 | 0 | 0 | 0 | 0 | 0 | 0 | 0 | 0 | 0 | 0 | 0 | 0 | 0 | 0
F1_Commercial_Lodging_Existing_Space Heating_Natural Gas_Unit Heater_E2 | F1 | Commercial | Lodging | Existing | Space Heating | Natural Gas | Unit Heater | E2 | CCE | 1.2484 | 1.2484 | 1.255 | 1.2617 | 1.2685 | 1.2754 | 1.2823 | 1.2893 | 1.2964 | 1.3036 | 1.3108 | 1.3181 | 1.3256 | 1.333 | 1.3406 | 1.3483 | 1.356 | 1.3639 | 1.3718 | 1.3798 | 1.3879 | 1.3961 | 1.4045 | 1.4129 | 1.4214 | 1.43 | 1.4387 | 1.4475 | 1.4564 | 1.4655 | 1.4746 | 1.4839 | 1.4839
F1_Commercial_Lodging_Existing_Space Heating_Natural Gas_Unit Heater_E3 | F1 | Commercial | Lodging | Existing | Space Heating | Natural Gas | Unit Heater | E3 | CCE | 0.12436 | 0.12436 | 0.12503 | 0.12569 | 0.12637 | 0.12705 | 0.12775 | 0.12844 | 0.12915 | 0.12986 | 0.13058 | 0.13131 | 0.13205 | 0.1328 | 0.13355 | 0.13432 | 0.13509 | 0.13587 | 0.13666 | 0.13746 | 0.13827 | 0.13908 | 0.13991 | 0.14075 | 0.1416 | 0.14245 | 0.14332 | 0.1442 | 0.14509 | 0.14599 | 0.1469 | 0.14783 | 0.14783
F1_Commercial_Lodging_Existing_Space Heating_Natural Gas_Unit Heater_E4 | F1 | Commercial | Lodging | Existing | Space Heating | Natural Gas | Unit Heater | E4 | CCE | 0 | 0 | 0 | 0 | 0 | 0 | 0 | 0 | 0 | 0 | 0 | 0 | 0 | 0 | 0 | 0 | 0 | 0 | 0 | 0 | 0 | 0 | 0 | 0 | 0 | 0 | 0 | 0 | 0 | 0 | 0 | 0 | 0
F1_Commercial_Lodging_Existing_Space Heating_Natural Gas_Unit Heater_E5 | F1 | Commercial | Lodging | Existing | Space Heating | Natural Gas | Unit Heater | E5 | CCE | 0 | 0 | 0 | 0 | 0 | 0 | 0 | 0 | 0 | 0 | 0 | 0 | 0 | 0 | 0 | 0 | 0 | 0 | 0 | 0 | 0 | 0 | 0 | 0 | 0 | 0 | 0 | 0 | 0 | 0 | 0 | 0 | 0
F1_Commercial_Lodging_Existing_Space Heating_Natural Gas_Unit Heater_E6 | F1 | Commercial | Lodging | Existing | Space Heating | Natural Gas | Unit Heater | E6 | CCE | 0 | 0 | 0 | 0 | 0 | 0 | 0 | 0 | 0 | 0 | 0 | 0 | 0 | 0 | 0 | 0 | 0 | 0 | 0 | 0 | 0 | 0 | 0 | 0 | 0 | 0 | 0 | 0 | 0 | 0 | 0 | 0 | 0
F1_Commercial_Lodging_Existing_Space Heating_Natural Gas_Unit Heater_E7 | F1 | Commercial | Lodging | Existing | Space Heating | Natural Gas | Unit Heater | E7 | CCE | 0 | 0 | 0 | 0 | 0 | 0 | 0 | 0 | 0 | 0 | 0 | 0 | 0 | 0 | 0 | 0 | 0 | 0 | 0 | 0 | 0 | 0 | 0 | 0 | 0 | 0 | 0 | 0 | 0 | 0 | 0 | 0 | 0
F1_Commercial_Lodging_Existing_Space Heating_Natural Gas_Unit Heater_E8 | F1 | Commercial | Lodging | Existing | Space Heating | Natural Gas | Unit Heater | E8 | CCE | 0 | 0 | 0 | 0 | 0 | 0 | 0 | 0 | 0 | 0 | 0 | 0 | 0 | 0 | 0 | 0 | 0 | 0 | 0 | 0 | 0 | 0 | 0 | 0 | 0 | 0 | 0 | 0 | 0 | 0 | 0 | 0 | 0
F1_Commercial_Lodging_Existing_Space Heating_Natural Gas_Unit Heater_E9 | F1 | Commercial | Lodging | Existing | Space Heating | Natural Gas | Unit Heater | E9 | CCE | 0 | 0 | 0 | 0 | 0 | 0 | 0 | 0 | 0 | 0 | 0 | 0 | 0 | 0 | 0 | 0 | 0 | 0 | 0 | 0 | 0 | 0 | 0 | 0 | 0 | 0 | 0 | 0 | 0 | 0 | 0 | 0 | 0
F1_Commercial_Lodging_Existing_Space Heating_Natural Gas_Unit Heater_E10 | F1 | Commercial | Lodging | Existing | Space Heating | Natural Gas | Unit Heater | E10 | CCE | 0 | 0 | 0 | 0 | 0 | 0 | 0 | 0 | 0 | 0 | 0 | 0 | 0 | 0 | 0 | 0 | 0 | 0 | 0 | 0 | 0 | 0 | 0 | 0 | 0 | 0 | 0 | 0 | 0 | 0 | 0 | 0 | 0
F2_Commercial_Lodging_Existing_Space Heating_Natural Gas_Unit Heater_E1 | F2 | Commercial | Lodging | Existing | Space Heating | Natural Gas | Unit Heater | E1 | TRC BC Ratio | bar: 2019 to 2051
F2_Commercial_Lodging_Existing_Space Heating_Natural Gas_Unit Heater_E2 | F2 | Commercial | Lodging | Existing | Space Heating | Natural Gas | Unit Heater | E2 | TRC BC Ratio | 1.4316 | 1.4333 | 1.4351 | 1.4377 | 1.4415 | 1.4475 | 1.451 | 1.4531 | 1.4557 | 1.4579 | 1.4592 | 1.4598 | 1.4607 | 1.4619 | 1.4637 | 1.4647 | 1.4663 | 1.4689 | 1.4715 | 1.4743 | 1.4776 | 1.4804 | 1.4826 | 1.4843 | 1.4854 | 1.4857 | 1.4852 | 1.4839 | 1.483 | 1.4825 | 1.4828 | 1.483 | 1.483
F2_Commercial_Lodging_Existing_Space Heating_Natural Gas_Unit Heater_E3 | F2 | Commercial | Lodging | Existing | Space Heating | Natural Gas | Unit Heater | E3 | TRC BC Ratio | 14.4795 | 14.5162 | 14.5616 | 14.6219 | 14.6976 | 14.8103 | 14.8618 | 14.8723 | 14.8808 | 14.8782 | 14.8554 | 14.8297 | 14.8204 | 14.8293 | 14.8623 | 14.8883 | 14.9269 | 14.9846 | 15.0378 | 15.0922 | 15.1509 | 15.2019 | 15.2426 | 15.2734 | 15.2939 | 15.2998 | 15.2889 | 15.2664 | 15.2487 | 15.2402 | 15.2464 | 15.2488 | 15.2488
F2_Commercial_Lodging_Existing_Space Heating_Natural Gas_Unit Heater_E4 | F2 | Commercial | Lodging | Existing | Space Heating | Natural Gas | Unit Heater | E4 | TRC BC Ratio | 0 | 0 | 0 | 0 | 0 | 0 | 0 | 0 | 0 | 0 | 0 | 0 | 0 | 0 | 0 | 0 | 0 | 0 | 0 | 0 | 0 | 0 | 0 | 0 | 0 | 0 | 0 | 0 | 0 | 0 | 0 | 0 | 0
F2_Commercial_Lodging_Existing_Space Heating_Natural Gas_Unit Heater_E5 | F2 | Commercial | Lodging | Existing | Space Heating | Natural Gas | Unit Heater | E5 | TRC BC Ratio | 0 | 0 | 0 | 0 | 0 | 0 | 0 | 0 | 0 | 0 | 0 | 0 | 0 | 0 | 0 | 0 | 0 | 0 | 0 | 0 | 0 | 0 | 0 | 0 | 0 | 0 | 0 | 0 | 0 | 0 | 0 | 0 | 0
F2_Commercial_Lodging_Existing_Space Heating_Natural Gas_Unit Heater_E6 | F2 | Commercial | Lodging | Existing | Space Heating | Natural Gas | Unit Heater | E6 | TRC BC Ratio | 0 | 0 | 0 | 0 | 0 | 0 | 0 | 0 | 0 | 0 | 0 | 0 | 0 | 0 | 0 | 0 | 0 | 0 | 0 | 0 | 0 | 0 | 0 | 0 | 0 | 0 | 0 | 0 | 0 | 0 | 0 | 0 | 0
F2_Commercial_Lodging_Existing_Space Heating_Natural Gas_Unit Heater_E7 | F2 | Commercial | Lodging | Existing | Space Heating | Natural Gas | Unit Heater | E7 | TRC BC Ratio | 0 | 0 | 0 | 0 | 0 | 0 | 0 | 0 | 0 | 0 | 0 | 0 | 0 | 0 | 0 | 0 | 0 | 0 | 0 | 0 | 0 | 0 | 0 | 0 | 0 | 0 | 0 | 0 | 0 | 0 | 0 | 0 | 0
F2_Commercial_Lodging_Existing_Space Heating_Natural Gas_Unit Heater_E8 | F2 | Commercial | Lodging | Existing | Space Heating | Natural Gas | Unit Heater | E8 | TRC BC Ratio | 0 | 0 | 0 | 0 | 0 | 0 | 0 | 0 | 0 | 0 | 0 | 0 | 0 | 0 | 0 | 0 | 0 | 0 | 0 | 0 | 0 | 0 | 0 | 0 | 0 | 0 | 0 | 0 | 0 | 0 | 0 | 0 | 0
F2_Commercial_Lodging_Existing_Space Heating_Natural Gas_Unit Heater_E9 | F2 | Commercial | Lodging | Existing | Space Heating | Natural Gas | Unit Heater | E9 | TRC BC Ratio | 0 | 0 | 0 | 0 | 0 | 0 | 0 | 0 | 0 | 0 | 0 | 0 | 0 | 0 | 0 | 0 | 0 | 0 | 0 | 0 | 0 | 0 | 0 | 0 | 0 | 0 | 0 | 0 | 0 | 0 | 0 | 0 | 0
F2_Commercial_Lodging_Existing_Space Heating_Natural Gas_Unit Heater_E10 | F2 | Commercial | Lodging | Existing | Space Heating | Natural Gas | Unit Heater | E10 | TRC BC Ratio | 0 | 0 | 0 | 0 | 0 | 0 | 0 | 0 | 0 | 0 | 0 | 0 | 0 | 0 | 0 | 0 | 0 | 0 | 0 | 0 | 0 | 0 | 0 | 0 | 0 | 0 | 0 | 0 | 0 | 0 | 0 | 0 | 0
F3_Commercial_Lodging_Existing_Space Heating_Natural Gas_Unit Heater_E1 | F3 | Commercial | Lodging | Existing | Space Heating | Natural Gas | Unit Heater | E1 | PACT BC Ratio | bar: 2019 to 2051
F3_Commercial_Lodging_Existing_Space Heating_Natural Gas_Unit Heater_E2 | F3 | Commercial | Lodging | Existing | Space Heating | Natural Gas | Unit Heater | E2 | PACT BC Ratio | 1.9089 | 1.911 | 1.9134 | 1.917 | 1.922 | 1.93 | 1.9346 | 1.9375 | 1.9409 | 1.9439 | 1.9456 | 1.9464 | 1.9476 | 1.9492 | 1.9516 | 1.953 | 1.9551 | 1.9585 | 1.9619 | 1.9658 | 1.9702 | 1.9739 | 1.9769 | 1.9791 | 1.9806 | 1.981 | 1.9802 | 1.9786 | 1.9773 | 1.9767 | 1.9771 | 1.9773 | 1.9773
F3_Commercial_Lodging_Existing_Space Heating_Natural Gas_Unit Heater_E3 | F3 | Commercial | Lodging | Existing | Space Heating | Natural Gas | Unit Heater | E3 | PACT BC Ratio | 19.306 | 19.355 | 19.4154 | 19.4958 | 19.5967 | 19.747 | 19.8157 | 19.8297 | 19.8411 | 19.8377 | 19.8073 | 19.773 | 19.7606 | 19.7724 | 19.8164 | 19.851 | 19.9026 | 19.9794 | 20.0504 | 20.1229 | 20.2012 | 20.2691 | 20.3234 | 20.3645 | 20.3919 | 20.3998 | 20.3852 | 20.3553 | 20.3317 | 20.3202 | 20.3286 | 20.3318 | 20.3318
F3_Commercial_Lodging_Existing_Space Heating_Natural Gas_Unit Heater_E4 | F3 | Commercial | Lodging | Existing | Space Heating | Natural Gas | Unit Heater | E4 | PACT BC Ratio | 0 | 0 | 0 | 0 | 0 | 0 | 0 | 0 | 0 | 0 | 0 | 0 | 0 | 0 | 0 | 0 | 0 | 0 | 0 | 0 | 0 | 0 | 0 | 0 | 0 | 0 | 0 | 0 | 0 | 0 | 0 | 0 | 0
F3_Commercial_Lodging_Existing_Space Heating_Natural Gas_Unit Heater_E5 | F3 | Commercial | Lodging | Existing | Space Heating | Natural Gas | Unit Heater | E5 | PACT BC Ratio | 0 | 0 | 0 | 0 | 0 | 0 | 0 | 0 | 0 | 0 | 0 | 0 | 0 | 0 | 0 | 0 | 0 | 0 | 0 | 0 | 0 | 0 | 0 | 0 | 0 | 0 | 0 | 0 | 0 | 0 | 0 | 0 | 0
F3_Commercial_Lodging_Existing_Space Heating_Natural Gas_Unit Heater_E6 | F3 | Commercial | Lodging | Existing | Space Heating | Natural Gas | Unit Heater | E6 | PACT BC Ratio | 0 | 0 | 0 | 0 | 0 | 0 | 0 | 0 | 0 | 0 | 0 | 0 | 0 | 0 | 0 | 0 | 0 | 0 | 0 | 0 | 0 | 0 | 0 | 0 | 0 | 0 | 0 | 0 | 0 | 0 | 0 | 0 | 0
F3_Commercial_Lodging_Existing_Space Heating_Natural Gas_Unit Heater_E7 | F3 | Commercial | Lodging | Existing | Space Heating | Natural Gas | Unit Heater | E7 | PACT BC Ratio | 0 | 0 | 0 | 0 | 0 | 0 | 0 | 0 | 0 | 0 | 0 | 0 | 0 | 0 | 0 | 0 | 0 | 0 | 0 | 0 | 0 | 0 | 0 | 0 | 0 | 0 | 0 | 0 | 0 | 0 | 0 | 0 | 0
F3_Commercial_Lodging_Existing_Space Heating_Natural Gas_Unit Heater_E8 | F3 | Commercial | Lodging | Existing | Space Heating | Natural Gas | Unit Heater | E8 | PACT BC Ratio | 0 | 0 | 0 | 0 | 0 | 0 | 0 | 0 | 0 | 0 | 0 | 0 | 0 | 0 | 0 | 0 | 0 | 0 | 0 | 0 | 0 | 0 | 0 | 0 | 0 | 0 | 0 | 0 | 0 | 0 | 0 | 0 | 0
F3_Commercial_Lodging_Existing_Space Heating_Natural Gas_Unit Heater_E9 | F3 | Commercial | Lodging | Existing | Space Heating | Natural Gas | Unit Heater | E9 | PACT BC Ratio | 0 | 0 | 0 | 0 | 0 | 0 | 0 | 0 | 0 | 0 | 0 | 0 | 0 | 0 | 0 | 0 | 0 | 0 | 0 | 0 | 0 | 0 | 0 | 0 | 0 | 0 | 0 | 0 | 0 | 0 | 0 | 0 | 0
F3_Commercial_Lodging_Existing_Space Heating_Natural Gas_Unit Heater_E10 | F3 | Commercial | Lodging | Existing | Space Heating | Natural Gas | Unit Heater | E10 | PACT BC Ratio | 0 | 0 | 0 | 0 | 0 | 0 | 0 | 0 | 0 | 0 | 0 | 0 | 0 | 0 | 0 | 0 | 0 | 0 | 0 | 0 | 0 | 0 | 0 | 0 | 0 | 0 | 0 | 0 | 0 | 0 | 0 | 0 | 0
F4_Commercial_Lodging_Existing_Space Heating_Natural Gas_Unit Heater_E1 | F4 | Commercial | Lodging | Existing | Space Heating | Natural Gas | Unit Heater | E1 | RVT BC Ratio | bar: 2019 to 2051
F4_Commercial_Lodging_Existing_Space Heating_Natural Gas_Unit Heater_E2 | F4 | Commercial | Lodging | Existing | Space Heating | Natural Gas | Unit Heater | E2 | RVT BC Ratio | 2.7582 | 2.7606 | 2.7631 | 2.767 | 2.7724 | 2.781 | 2.786 | 2.7891 | 2.7928 | 2.796 | 2.7979 | 2.7988 | 2.8 | 2.8017 | 2.8044 | 2.8058 | 2.8081 | 2.8118 | 2.8155 | 2.8196 | 2.8244 | 2.8284 | 2.8316 | 2.834 | 2.8356 | 2.836 | 2.8352 | 2.8334 | 2.832 | 2.8314 | 2.8319 | 2.832 | 2.832
F4_Commercial_Lodging_Existing_Space Heating_Natural Gas_Unit Heater_E3 | F4 | Commercial | Lodging | Existing | Space Heating | Natural Gas | Unit Heater | E3 | RVT BC Ratio | 21.5169 | 21.5696 | 21.6348 | 21.7215 | 21.8304 | 21.9924 | 22.0664 | 22.0815 | 22.0938 | 22.0901 | 22.0573 | 22.0204 | 22.007 | 22.0198 | 22.0672 | 22.1045 | 22.1601 | 22.243 | 22.3196 | 22.3977 | 22.4821 | 22.5554 | 22.6139 | 22.6582 | 22.6877 | 22.6962 | 22.6806 | 22.6482 | 22.6228 | 22.6104 | 22.6194 | 22.6229 | 22.6229
F4_Commercial_Lodging_Existing_Space Heating_Natural Gas_Unit Heater_E4 | F4 | Commercial | Lodging | Existing | Space Heating | Natural Gas | Unit Heater | E4 | RVT BC Ratio | 0 | 0 | 0 | 0 | 0 | 0 | 0 | 0 | 0 | 0 | 0 | 0 | 0 | 0 | 0 | 0 | 0 | 0 | 0 | 0 | 0 | 0 | 0 | 0 | 0 | 0 | 0 | 0 | 0 | 0 | 0 | 0 | 0
F4_Commercial_Lodging_Existing_Space Heating_Natural Gas_Unit Heater_E5 | F4 | Commercial | Lodging | Existing | Space Heating | Natural Gas | Unit Heater | E5 | RVT BC Ratio | 0 | 0 | 0 | 0 | 0 | 0 | 0 | 0 | 0 | 0 | 0 | 0 | 0 | 0 | 0 | 0 | 0 | 0 | 0 | 0 | 0 | 0 | 0 | 0 | 0 | 0 | 0 | 0 | 0 | 0 | 0 | 0 | 0
F4_Commercial_Lodging_Existing_Space Heating_Natural Gas_Unit Heater_E6 | F4 | Commercial | Lodging | Existing | Space Heating | Natural Gas | Unit Heater | E6 | RVT BC Ratio | 0 | 0 | 0 | 0 | 0 | 0 | 0 | 0 | 0 | 0 | 0 | 0 | 0 | 0 | 0 | 0 | 0 | 0 | 0 | 0 | 0 | 0 | 0 | 0 | 0 | 0 | 0 | 0 | 0 | 0 | 0 | 0 | 0
F4_Commercial_Lodging_Existing_Space Heating_Natural Gas_Unit Heater_E7 | F4 | Commercial | Lodging | Existing | Space Heating | Natural Gas | Unit Heater | E7 | RVT BC Ratio | 0 | 0 | 0 | 0 | 0 | 0 | 0 | 0 | 0 | 0 | 0 | 0 | 0 | 0 | 0 | 0 | 0 | 0 | 0 | 0 | 0 | 0 | 0 | 0 | 0 | 0 | 0 | 0 | 0 | 0 | 0 | 0 | 0
F4_Commercial_Lodging_Existing_Space Heating_Natural Gas_Unit Heater_E8 | F4 | Commercial | Lodging | Existing | Space Heating | Natural Gas | Unit Heater | E8 | RVT BC Ratio | 0 | 0 | 0 | 0 | 0 | 0 | 0 | 0 | 0 | 0 | 0 | 0 | 0 | 0 | 0 | 0 | 0 | 0 | 0 | 0 | 0 | 0 | 0 | 0 | 0 | 0 | 0 | 0 | 0 | 0 | 0 | 0 | 0
F4_Commercial_Lodging_Existing_Space Heating_Natural Gas_Unit Heater_E9 | F4 | Commercial | Lodging | Existing | Space Heating | Natural Gas | Unit Heater | E9 | RVT BC Ratio | 0 | 0 | 0 | 0 | 0 | 0 | 0 | 0 | 0 | 0 | 0 | 0 | 0 | 0 | 0 | 0 | 0 | 0 | 0 | 0 | 0 | 0 | 0 | 0 | 0 | 0 | 0 | 0 | 0 | 0 | 0 | 0 | 0
F4_Commercial_Lodging_Existing_Space Heating_Natural Gas_Unit Heater_E10 | F4 | Commercial | Lodging | Existing | Space Heating | Natural Gas | Unit Heater | E10 | RVT BC Ratio | 0 | 0 | 0 | 0 | 0 | 0 | 0 | 0 | 0 | 0 | 0 | 0 | 0 | 0 | 0 | 0 | 0 | 0 | 0 | 0 | 0 | 0 | 0 | 0 | 0 | 0 | 0 | 0 | 0 | 0 | 0 | 0 | 0
F5_Commercial_Lodging_Existing_Space Heating_Natural Gas_Unit Heater_E1 | F5 | Commercial | Lodging | Existing | Space Heating | Natural Gas | Unit Heater | E1 | RIM BC Ratio | bar: 2019 to 2051
F5_Commercial_Lodging_Existing_Space Heating_Natural Gas_Unit Heater_E2 | F5 | Commercial | Lodging | Existing | Space Heating | Natural Gas | Unit Heater | E2 | RIM BC Ratio | 0.58074 | 0.58094 | 0.58116 | 0.58149 | 0.58195 | 0.58268 | 0.58311 | 0.58337 | 0.58367 | 0.58394 | 0.5841 | 0.58417 | 0.58428 | 0.58442 | 0.58464 | 0.58476 | 0.58495 | 0.58526 | 0.58556 | 0.5859 | 0.58629 | 0.58662 | 0.58688 | 0.58708 | 0.58721 | 0.58725 | 0.58718 | 0.58703 | 0.58692 | 0.58687 | 0.58691 | 0.58692 | 0.58692
F5_Commercial_Lodging_Existing_Space Heating_Natural Gas_Unit Heater_E3 | F5 | Commercial | Lodging | Existing | Space Heating | Natural Gas | Unit Heater | E3 | RIM BC Ratio | 0.80009 | 0.80017 | 0.80027 | 0.80041 | 0.80058 | 0.80083 | 0.80094 | 0.80096 | 0.80098 | 0.80098 | 0.80093 | 0.80087 | 0.80085 | 0.80087 | 0.80094 | 0.801 | 0.80108 | 0.80121 | 0.80132 | 0.80144 | 0.80156 | 0.80167 | 0.80175 | 0.80182 | 0.80186 | 0.80187 | 0.80185 | 0.8018 | 0.80176 | 0.80175 | 0.80176 | 0.80176 | 0.80176
F5_Commercial_Lodging_Existing_Space Heating_Natural Gas_Unit Heater_E4 | F5 | Commercial | Lodging | Existing | Space Heating | Natural Gas | Unit Heater | E4 | RIM BC Ratio | 0 | 0 | 0 | 0 | 0 | 0 | 0 | 0 | 0 | 0 | 0 | 0 | 0 | 0 | 0 | 0 | 0 | 0 | 0 | 0 | 0 | 0 | 0 | 0 | 0 | 0 | 0 | 0 | 0 | 0 | 0 | 0 | 0
F5_Commercial_Lodging_Existing_Space Heating_Natural Gas_Unit Heater_E5 | F5 | Commercial | Lodging | Existing | Space Heating | Natural Gas | Unit Heater | E5 | RIM BC Ratio | 0 | 0 | 0 | 0 | 0 | 0 | 0 | 0 | 0 | 0 | 0 | 0 | 0 | 0 | 0 | 0 | 0 | 0 | 0 | 0 | 0 | 0 | 0 | 0 | 0 | 0 | 0 | 0 | 0 | 0 | 0 | 0 | 0
F5_Commercial_Lodging_Existing_Space Heating_Natural Gas_Unit Heater_E6 | F5 | Commercial | Lodging | Existing | Space Heating | Natural Gas | Unit Heater | E6 | RIM BC Ratio | 0 | 0 | 0 | 0 | 0 | 0 | 0 | 0 | 0 | 0 | 0 | 0 | 0 | 0 | 0 | 0 | 0 | 0 | 0 | 0 | 0 | 0 | 0 | 0 | 0 | 0 | 0 | 0 | 0 | 0 | 0 | 0 | 0
F5_Commercial_Lodging_Existing_Space Heating_Natural Gas_Unit Heater_E7 | F5 | Commercial | Lodging | Existing | Space Heating | Natural Gas | Unit Heater | E7 | RIM BC Ratio | 0 | 0 | 0 | 0 | 0 | 0 | 0 | 0 | 0 | 0 | 0 | 0 | 0 | 0 | 0 | 0 | 0 | 0 | 0 | 0 | 0 | 0 | 0 | 0 | 0 | 0 | 0 | 0 | 0 | 0 | 0 | 0 | 0
F5_Commercial_Lodging_Existing_Space Heating_Natural Gas_Unit Heater_E8 | F5 | Commercial | Lodging | Existing | Space Heating | Natural Gas | Unit Heater | E8 | RIM BC Ratio | 0 | 0 | 0 | 0 | 0 | 0 | 0 | 0 | 0 | 0 | 0 | 0 | 0 | 0 | 0 | 0 | 0 | 0 | 0 | 0 | 0 | 0 | 0 | 0 | 0 | 0 | 0 | 0 | 0 | 0 | 0 | 0 | 0
F5_Commercial_Lodging_Existing_Space Heating_Natural Gas_Unit Heater_E9 | F5 | Commercial | Lodging | Existing | Space Heating | Natural Gas | Unit Heater | E9 | RIM BC Ratio | 0 | 0 | 0 | 0 | 0 | 0 | 0 | 0 | 0 | 0 | 0 | 0 | 0 | 0 | 0 | 0 | 0 | 0 | 0 | 0 | 0 | 0 | 0 | 0 | 0 | 0 | 0 | 0 | 0 | 0 | 0 | 0 | 0
F5_Commercial_Lodging_Existing_Space Heating_Natural Gas_Unit Heater_E10 | F5 | Commercial | Lodging | Existing | Space Heating | Natural Gas | Unit Heater | E10 | RIM BC Ratio | 0 | 0 | 0 | 0 | 0 | 0 | 0 | 0 | 0 | 0 | 0 | 0 | 0 | 0 | 0 | 0 | 0 | 0 | 0 | 0 | 0 | 0 | 0 | 0 | 0 | 0 | 0 | 0 | 0 | 0 | 0 | 0 | 0
F0_Commercial_Lodging_Existing_Water Heating_Natural Gas_Water Heater_E0 | F0 | Commercial | Lodging | Existing | Water Heating | Natural Gas | Water Heater | E0 | Economic Unit | Gas-Fired Absorption HPWH | Gas-Fired Absorption HPWH | Gas-Fired Absorption HPWH | Gas-Fired Absorption HPWH | Gas-Fired Absorption HPWH | Gas-Fired Absorption HPWH | Gas-Fired Absorption HPWH | Gas-Fired Absorption HPWH | Gas-Fired Absorption HPWH | Gas-Fired Absorption HPWH | Gas-Fired Absorption HPWH | Gas-Fired Absorption HPWH | Gas-Fired Absorption HPWH | Gas-Fired Absorption HPWH | Gas-Fired Absorption HPWH | Gas-Fired Absorption HPWH | Gas-Fired Absorption HPWH | Gas-Fired Absorption HPWH | Gas-Fired Absorption HPWH | Gas-Fired Absorption HPWH | Gas-Fired Absorption HPWH | Gas-Fired Absorption HPWH | Gas-Fired Absorption HPWH | Gas-Fired Absorption HPWH | Gas-Fired Absorption HPWH | Gas-Fired Absorption HPWH | Gas-Fired Absorption HPWH | Gas-Fired Absorption HPWH | Gas-Fired Absorption HPWH | Gas-Fired Absorption HPWH | Gas-Fired Absorption HPWH | Gas-Fired Absorption HPWH | Gas-Fired Absorption HPWH
F1_Commercial_Lodging_Existing_Water Heating_Natural Gas_Water Heater_E1 | F1 | Commercial | Lodging | Existing | Water Heating | Natural Gas | Water Heater | E1 | CCE | 0 | 0 | 0 | 0 | 0 | 0 | 0 | 0 | 0 | 0 | 0 | 0 | 0 | 0 | 0 | 0 | 0 | 0 | 0 | 0 | 0 | 0 | 0 | 0 | 0 | 0 | 0 | 0 | 0 | 0 | 0 | 0 | 0
F1_Commercial_Lodging_Existing_Water Heating_Natural Gas_Water Heater_E2 | F1 | Commercial | Lodging | Existing | Water Heating | Natural Gas | Water Heater | E2 | CCE | -0.0058675 | -0.0058675 | -0.0058675 | -0.0058675 | -0.0058675 | -0.0058675 | -0.0058675 | -0.0058675 | -0.0058675 | -0.0058675 | -0.0058675 | -0.0058675 | -0.0058675 | -0.0058675 | -0.0058675 | -0.0058675 | -0.0058675 | -0.0058675 | -0.0058675 | -0.0058675 | -0.0058675 | -0.0058675 | -0.0058675 | -0.0058675 | -0.0058675 | -0.0058675 | -0.0058675 | -0.0058675 | -0.0058675 | -0.0058675 | -0.0058675 | -0.0058675 | -0.0058675
F1_Commercial_Lodging_Existing_Water Heating_Natural Gas_Water Heater_E3 | F1 | Commercial | Lodging | Existing | Water Heating | Natural Gas | Water Heater | E3 | CCE | 0.051136 | 0.051136 | 0.051136 | 0.051136 | 0.051136 | 0.051136 | 0.051136 | 0.051136 | 0.051136 | 0.051136 | 0.051136 | 0.051136 | 0.051136 | 0.051136 | 0.051136 | 0.051136 | 0.051136 | 0.051136 | 0.051136 | 0.051136 | 0.051136 | 0.051136 | 0.051136 | 0.051136 | 0.051136 | 0.051136 | 0.051136 | 0.051136 | 0.051136 | 0.051136 | 0.051136 | 0.051136 | 0.051136
F1_Commercial_Lodging_Existing_Water Heating_Natural Gas_Water Heater_E4 | F1 | Commercial | Lodging | Existing | Water Heating | Natural Gas | Water Heater | E4 | CCE | 0.062913 | 0.062913 | 0.062913 | 0.062913 | 0.062913 | 0.062913 | 0.062913 | 0.062913 | 0.062913 | 0.062913 | 0.062913 | 0.062913 | 0.062913 | 0.062913 | 0.062913 | 0.062913 | 0.062913 | 0.062913 | 0.062913 | 0.062913 | 0.062913 | 0.062913 | 0.062913 | 0.062913 | 0.062913 | 0.062913 | 0.062913 | 0.062913 | 0.062913 | 0.062913 | 0.062913 | 0.062913 | 0.062913
F1_Commercial_Lodging_Existing_Water Heating_Natural Gas_Water Heater_E5 | F1 | Commercial | Lodging | Existing | Water Heating | Natural Gas | Water Heater | E5 | CCE | 0.09373 | 0.09373 | 0.09373 | 0.09373 | 0.09373 | 0.09373 | 0.09373 | 0.09373 | 0.09373 | 0.09373 | 0.09373 | 0.09373 | 0.09373 | 0.09373 | 0.09373 | 0.09373 | 0.09373 | 0.09373 | 0.09373 | 0.09373 | 0.09373 | 0.09373 | 0.09373 | 0.09373 | 0.09373 | 0.09373 | 0.09373 | 0.09373 | 0.09373 | 0.09373 | 0.09373 | 0.09373 | 0.09373
F1_Commercial_Lodging_Existing_Water Heating_Natural Gas_Water Heater_E6 | F1 | Commercial | Lodging | Existing | Water Heating | Natural Gas | Water Heater | E6 | CCE | -0.16852 | -0.16852 | -0.16852 | -0.16852 | -0.16852 | -0.16852 | -0.16852 | -0.16852 | -0.16852 | -0.16852 | -0.16852 | -0.16852 | -0.16852 | -0.16852 | -0.16852 | -0.16852 | -0.16852 | -0.16852 | -0.16852 | -0.16852 | -0.16852 | -0.16852 | -0.16852 | -0.16852 | -0.16852 | -0.16852 | -0.16852 | -0.16852 | -0.16852 | -0.16852 | -0.16852 | -0.16852 | -0.16852
F1_Commercial_Lodging_Existing_Water Heating_Natural Gas_Water Heater_E7 | F1 | Commercial | Lodging | Existing | Water Heating | Natural Gas | Water Heater | E7 | CCE | 0.14529 | 0.14529 | 0.14529 | 0.14529 | 0.14529 | 0.14529 | 0.14529 | 0.14529 | 0.14529 | 0.14529 | 0.14529 | 0.14529 | 0.14529 | 0.14529 | 0.14529 | 0.14529 | 0.14529 | 0.14529 | 0.14529 | 0.14529 | 0.14529 | 0.14529 | 0.14529 | 0.14529 | 0.14529 | 0.14529 | 0.14529 | 0.14529 | 0.14529 | 0.14529 | 0.14529 | 0.14529 | 0.14529
F1_Commercial_Lodging_Existing_Water Heating_Natural Gas_Water Heater_E8 | F1 | Commercial | Lodging | Existing | Water Heating | Natural Gas | Water Heater | E8 | CCE | 0 | 0 | 0 | 0 | 0 | 0 | 0 | 0 | 0 | 0 | 0 | 0 | 0 | 0 | 0 | 0 | 0 | 0 | 0 | 0 | 0 | 0 | 0 | 0 | 0 | 0 | 0 | 0 | 0 | 0 | 0 | 0 | 0
F1_Commercial_Lodging_Existing_Water Heating_Natural Gas_Water Heater_E9 | F1 | Commercial | Lodging | Existing | Water Heating | Natural Gas | Water Heater | E9 | CCE | 0 | 0 | 0 | 0 | 0 | 0 | 0 | 0 | 0 | 0 | 0 | 0 | 0 | 0 | 0 | 0 | 0 | 0 | 0 | 0 | 0 | 0 | 0 | 0 | 0 | 0 | 0 | 0 | 0 | 0 | 0 | 0 | 0
F1_Commercial_Lodging_Existing_Water Heating_Natural Gas_Water Heater_E10 | F1 | Commercial | Lodging | Existing | Water Heating | Natural Gas | Water Heater | E10 | CCE | 0 | 0 | 0 | 0 | 0 | 0 | 0 | 0 | 0 | 0 | 0 | 0 | 0 | 0 | 0 | 0 | 0 | 0 | 0 | 0 | 0 | 0 | 0 | 0 | 0 | 0 | 0 | 0 | 0 | 0 | 0 | 0 | 0
F2_Commercial_Lodging_Existing_Water Heating_Natural Gas_Water Heater_E1 | F2 | Commercial | Lodging | Existing | Water Heating | Natural Gas | Water Heater | E1 | TRC BC Ratio | bar: 2019 to 2051
F2_Commercial_Lodging_Existing_Water Heating_Natural Gas_Water Heater_E2 | F2 | Commercial | Lodging | Existing | Water Heating | Natural Gas | Water Heater | E2 | TRC BC Ratio | bar: 2019 to 2051
F2_Commercial_Lodging_Existing_Water Heating_Natural Gas_Water Heater_E3 | F2 | Commercial | Lodging | Existing | Water Heating | Natural Gas | Water Heater | E3 | TRC BC Ratio | 21.0088 | 21.2008 | 21.4292 | 21.6943 | 22.0036 | 22.3698 | 22.6657 | 22.9442 | 23.2193 | 23.4958 | 23.7483 | 23.97 | 24.1929 | 24.4283 | 24.7 | 24.9697 | 25.2669 | 25.5948 | 25.9421 | 26.3004 | 26.6666 | 27.0103 | 27.3252 | 27.6122 | 27.8657 | 28.0815 | 28.2331 | 28.3448 | 28.4409 | 28.5228 | 28.6041 | 28.6407 | 28.6407
F2_Commercial_Lodging_Existing_Water Heating_Natural Gas_Water Heater_E4 | F2 | Commercial | Lodging | Existing | Water Heating | Natural Gas | Water Heater | E4 | TRC BC Ratio | 17.0763 | 17.2324 | 17.418 | 17.6335 | 17.8849 | 18.1825 | 18.423 | 18.6494 | 18.873 | 19.0978 | 19.303 | 19.4832 | 19.6644 | 19.8558 | 20.0766 | 20.2957 | 20.5373 | 20.8038 | 21.0862 | 21.3774 | 21.6751 | 21.9544 | 22.2104 | 22.4436 | 22.6497 | 22.8251 | 22.9484 | 23.0391 | 23.1172 | 23.1838 | 23.2498 | 23.2797 | 23.2797
F2_Commercial_Lodging_Existing_Water Heating_Natural Gas_Water Heater_E5 | F2 | Commercial | Lodging | Existing | Water Heating | Natural Gas | Water Heater | E5 | TRC BC Ratio | 11.4618 | 11.5665 | 11.6911 | 11.8358 | 12.0045 | 12.2043 | 12.3657 | 12.5177 | 12.6678 | 12.8186 | 12.9563 | 13.0773 | 13.1989 | 13.3274 | 13.4756 | 13.6227 | 13.7849 | 13.9637 | 14.1532 | 14.3487 | 14.5485 | 14.736 | 14.9078 | 15.0644 | 15.2027 | 15.3204 | 15.4031 | 15.464 | 15.5165 | 15.5612 | 15.6055 | 15.6255 | 15.6255
F2_Commercial_Lodging_Existing_Water Heating_Natural Gas_Water Heater_E6 | F2 | Commercial | Lodging | Existing | Water Heating | Natural Gas | Water Heater | E6 | TRC BC Ratio | bar: 2019 to 2051
F2_Commercial_Lodging_Existing_Water Heating_Natural Gas_Water Heater_E7 | F2 | Commercial | Lodging | Existing | Water Heating | Natural Gas | Water Heater | E7 | TRC BC Ratio | 7.0368 | 7.086 | 7.1639 | 7.2711 | 7.4066 | 7.5715 | 7.6948 | 7.8042 | 7.9009 | 7.9885 | 8.054 | 8.0957 | 8.136 | 8.1866 | 8.2658 | 8.3527 | 8.4615 | 8.5959 | 8.749 | 8.9139 | 9.0892 | 9.2565 | 9.4145 | 9.5669 | 9.7055 | 9.8235 | 9.9064 | 9.9674 | 10.02 | 10.0648 | 10.1092 | 10.1293 | 10.1293
F2_Commercial_Lodging_Existing_Water Heating_Natural Gas_Water Heater_E8 | F2 | Commercial | Lodging | Existing | Water Heating | Natural Gas | Water Heater | E8 | TRC BC Ratio | 0 | 0 | 0 | 0 | 0 | 0 | 0 | 0 | 0 | 0 | 0 | 0 | 0 | 0 | 0 | 0 | 0 | 0 | 0 | 0 | 0 | 0 | 0 | 0 | 0 | 0 | 0 | 0 | 0 | 0 | 0 | 0 | 0
F2_Commercial_Lodging_Existing_Water Heating_Natural Gas_Water Heater_E9 | F2 | Commercial | Lodging | Existing | Water Heating | Natural Gas | Water Heater | E9 | TRC BC Ratio | 0 | 0 | 0 | 0 | 0 | 0 | 0 | 0 | 0 | 0 | 0 | 0 | 0 | 0 | 0 | 0 | 0 | 0 | 0 | 0 | 0 | 0 | 0 | 0 | 0 | 0 | 0 | 0 | 0 | 0 | 0 | 0 | 0
F2_Commercial_Lodging_Existing_Water Heating_Natural Gas_Water Heater_E10 | F2 | Commercial | Lodging | Existing | Water Heating | Natural Gas | Water Heater | E10 | TRC BC Ratio | 0 | 0 | 0 | 0 | 0 | 0 | 0 | 0 | 0 | 0 | 0 | 0 | 0 | 0 | 0 | 0 | 0 | 0 | 0 | 0 | 0 | 0 | 0 | 0 | 0 | 0 | 0 | 0 | 0 | 0 | 0 | 0 | 0
F3_Commercial_Lodging_Existing_Water Heating_Natural Gas_Water Heater_E1 | F3 | Commercial | Lodging | Existing | Water Heating | Natural Gas | Water Heater | E1 | PACT BC Ratio | bar: 2019 to 2051
F3_Commercial_Lodging_Existing_Water Heating_Natural Gas_Water Heater_E2 | F3 | Commercial | Lodging | Existing | Water Heating | Natural Gas | Water Heater | E2 | PACT BC Ratio | bar: 2019 to 2051
F3_Commercial_Lodging_Existing_Water Heating_Natural Gas_Water Heater_E3 | F3 | Commercial | Lodging | Existing | Water Heating | Natural Gas | Water Heater | E3 | PACT BC Ratio | 28.0118 | 28.2677 | 28.5723 | 28.9258 | 29.3382 | 29.8264 | 30.2209 | 30.5923 | 30.9591 | 31.3277 | 31.6643 | 31.96 | 32.2572 | 32.5711 | 32.9334 | 33.2929 | 33.6892 | 34.1264 | 34.5895 | 35.0672 | 35.5555 | 36.0137 | 36.4336 | 36.8163 | 37.1542 | 37.442 | 37.6442 | 37.793 | 37.9212 | 38.0304 | 38.1388 | 38.1876 | 38.1876
F3_Commercial_Lodging_Existing_Water Heating_Natural Gas_Water Heater_E4 | F3 | Commercial | Lodging | Existing | Water Heating | Natural Gas | Water Heater | E4 | PACT BC Ratio | 22.7684 | 22.9765 | 23.224 | 23.5114 | 23.8465 | 24.2433 | 24.5641 | 24.8659 | 25.1641 | 25.4637 | 25.7373 | 25.9776 | 26.2192 | 26.4743 | 26.7688 | 27.061 | 27.3831 | 27.7385 | 28.1149 | 28.5032 | 28.9001 | 29.2725 | 29.6138 | 29.9249 | 30.1996 | 30.4334 | 30.5978 | 30.7188 | 30.823 | 30.9117 | 30.9998 | 31.0395 | 31.0395
F3_Commercial_Lodging_Existing_Water Heating_Natural Gas_Water Heater_E5 | F3 | Commercial | Lodging | Existing | Water Heating | Natural Gas | Water Heater | E5 | PACT BC Ratio | 15.2824 | 15.422 | 15.5882 | 15.781 | 16.006 | 16.2724 | 16.4876 | 16.6902 | 16.8903 | 17.0915 | 17.2751 | 17.4364 | 17.5986 | 17.7698 | 17.9674 | 18.1636 | 18.3798 | 18.6183 | 18.871 | 19.1316 | 19.398 | 19.648 | 19.8771 | 20.0858 | 20.2702 | 20.4272 | 20.5375 | 20.6187 | 20.6887 | 20.7482 | 20.8073 | 20.834 | 20.834
F3_Commercial_Lodging_Existing_Water Heating_Natural Gas_Water Heater_E6 | F3 | Commercial | Lodging | Existing | Water Heating | Natural Gas | Water Heater | E6 | PACT BC Ratio | bar: 2019 to 2051
F3_Commercial_Lodging_Existing_Water Heating_Natural Gas_Water Heater_E7 | F3 | Commercial | Lodging | Existing | Water Heating | Natural Gas | Water Heater | E7 | PACT BC Ratio | 9.3824 | 9.4479 | 9.5518 | 9.6947 | 9.8754 | 10.0953 | 10.2598 | 10.4057 | 10.5346 | 10.6513 | 10.7387 | 10.7943 | 10.848 | 10.9155 | 11.0211 | 11.1369 | 11.282 | 11.4612 | 11.6653 | 11.8853 | 12.1189 | 12.342 | 12.5526 | 12.7559 | 12.9407 | 13.098 | 13.2086 | 13.2899 | 13.36 | 13.4197 | 13.479 | 13.5057 | 13.5057
F3_Commercial_Lodging_Existing_Water Heating_Natural Gas_Water Heater_E8 | F3 | Commercial | Lodging | Existing | Water Heating | Natural Gas | Water Heater | E8 | PACT BC Ratio | 0 | 0 | 0 | 0 | 0 | 0 | 0 | 0 | 0 | 0 | 0 | 0 | 0 | 0 | 0 | 0 | 0 | 0 | 0 | 0 | 0 | 0 | 0 | 0 | 0 | 0 | 0 | 0 | 0 | 0 | 0 | 0 | 0
F3_Commercial_Lodging_Existing_Water Heating_Natural Gas_Water Heater_E9 | F3 | Commercial | Lodging | Existing | Water Heating | Natural Gas | Water Heater | E9 | PACT BC Ratio | 0 | 0 | 0 | 0 | 0 | 0 | 0 | 0 | 0 | 0 | 0 | 0 | 0 | 0 | 0 | 0 | 0 | 0 | 0 | 0 | 0 | 0 | 0 | 0 | 0 | 0 | 0 | 0 | 0 | 0 | 0 | 0 | 0
F3_Commercial_Lodging_Existing_Water Heating_Natural Gas_Water Heater_E10 | F3 | Commercial | Lodging | Existing | Water Heating | Natural Gas | Water Heater | E10 | PACT BC Ratio | 0 | 0 | 0 | 0 | 0 | 0 | 0 | 0 | 0 | 0 | 0 | 0 | 0 | 0 | 0 | 0 | 0 | 0 | 0 | 0 | 0 | 0 | 0 | 0 | 0 | 0 | 0 | 0 | 0 | 0 | 0 | 0 | 0
F4_Commercial_Lodging_Existing_Water Heating_Natural Gas_Water Heater_E1 | F4 | Commercial | Lodging | Existing | Water Heating | Natural Gas | Water Heater | E1 | RVT BC Ratio | bar: 2019 to 2051
F4_Commercial_Lodging_Existing_Water Heating_Natural Gas_Water Heater_E2 | F4 | Commercial | Lodging | Existing | Water Heating | Natural Gas | Water Heater | E2 | RVT BC Ratio | bar: 2019 to 2051
F4_Commercial_Lodging_Existing_Water Heating_Natural Gas_Water Heater_E3 | F4 | Commercial | Lodging | Existing | Water Heating | Natural Gas | Water Heater | E3 | RVT BC Ratio | 30.9039 | 31.1799 | 31.5083 | 31.8895 | 32.3341 | 32.8605 | 33.286 | 33.6864 | 34.0819 | 34.4794 | 34.8424 | 35.1611 | 35.4816 | 35.8201 | 36.2107 | 36.5983 | 37.0257 | 37.497 | 37.9964 | 38.5115 | 39.038 | 39.5321 | 39.9849 | 40.3975 | 40.7619 | 41.0721 | 41.2902 | 41.4506 | 41.5889 | 41.7066 | 41.8234 | 41.8762 | 41.8762
F4_Commercial_Lodging_Existing_Water Heating_Natural Gas_Water Heater_E4 | F4 | Commercial | Lodging | Existing | Water Heating | Natural Gas | Water Heater | E4 | RVT BC Ratio | 25.2502 | 25.4746 | 25.7415 | 26.0513 | 26.4127 | 26.8406 | 27.1864 | 27.5119 | 27.8334 | 28.1564 | 28.4515 | 28.7106 | 28.9711 | 29.2462 | 29.5637 | 29.8788 | 30.2261 | 30.6092 | 31.0151 | 31.4338 | 31.8618 | 32.2633 | 32.6314 | 32.9667 | 33.2629 | 33.5151 | 33.6923 | 33.8228 | 33.9352 | 34.0308 | 34.1258 | 34.1686 | 34.1686
F4_Commercial_Lodging_Existing_Water Heating_Natural Gas_Water Heater_E5 | F4 | Commercial | Lodging | Existing | Water Heating | Natural Gas | Water Heater | E5 | RVT BC Ratio | 17.1783 | 17.3289 | 17.5081 | 17.716 | 17.9586 | 18.2458 | 18.4779 | 18.6964 | 18.9122 | 19.129 | 19.327 | 19.5009 | 19.6758 | 19.8605 | 20.0736 | 20.285 | 20.5182 | 20.7753 | 21.0478 | 21.3288 | 21.6161 | 21.8856 | 22.1326 | 22.3577 | 22.5565 | 22.7258 | 22.8448 | 22.9323 | 23.0077 | 23.072 | 23.1357 | 23.1645 | 23.1645
F4_Commercial_Lodging_Existing_Water Heating_Natural Gas_Water Heater_E6 | F4 | Commercial | Lodging | Existing | Water Heating | Natural Gas | Water Heater | E6 | RVT BC Ratio | bar: 2019 to 2051
F4_Commercial_Lodging_Existing_Water Heating_Natural Gas_Water Heater_E7 | F4 | Commercial | Lodging | Existing | Water Heating | Natural Gas | Water Heater | E7 | RVT BC Ratio | 10.8167 | 10.8873 | 10.9993 | 11.1534 | 11.3482 | 11.5854 | 11.7627 | 11.92 | 12.059 | 12.1848 | 12.2791 | 12.339 | 12.397 | 12.4697 | 12.5836 | 12.7085 | 12.8649 | 13.0582 | 13.2782 | 13.5154 | 13.7673 | 14.0078 | 14.235 | 14.4541 | 14.6534 | 14.823 | 14.9422 | 15.03 | 15.1056 | 15.1699 | 15.2338 | 15.2626 | 15.2626
F4_Commercial_Lodging_Existing_Water Heating_Natural Gas_Water Heater_E8 | F4 | Commercial | Lodging | Existing | Water Heating | Natural Gas | Water Heater | E8 | RVT BC Ratio | 0 | 0 | 0 | 0 | 0 | 0 | 0 | 0 | 0 | 0 | 0 | 0 | 0 | 0 | 0 | 0 | 0 | 0 | 0 | 0 | 0 | 0 | 0 | 0 | 0 | 0 | 0 | 0 | 0 | 0 | 0 | 0 | 0
F4_Commercial_Lodging_Existing_Water Heating_Natural Gas_Water Heater_E9 | F4 | Commercial | Lodging | Existing | Water Heating | Natural Gas | Water Heater | E9 | RVT BC Ratio | 0 | 0 | 0 | 0 | 0 | 0 | 0 | 0 | 0 | 0 | 0 | 0 | 0 | 0 | 0 | 0 | 0 | 0 | 0 | 0 | 0 | 0 | 0 | 0 | 0 | 0 | 0 | 0 | 0 | 0 | 0 | 0 | 0
F4_Commercial_Lodging_Existing_Water Heating_Natural Gas_Water Heater_E10 | F4 | Commercial | Lodging | Existing | Water Heating | Natural Gas | Water Heater | E10 | RVT BC Ratio | 0 | 0 | 0 | 0 | 0 | 0 | 0 | 0 | 0 | 0 | 0 | 0 | 0 | 0 | 0 | 0 | 0 | 0 | 0 | 0 | 0 | 0 | 0 | 0 | 0 | 0 | 0 | 0 | 0 | 0 | 0 | 0 | 0
F5_Commercial_Lodging_Existing_Water Heating_Natural Gas_Water Heater_E1 | F5 | Commercial | Lodging | Existing | Water Heating | Natural Gas | Water Heater | E1 | RIM BC Ratio | bar: 2019 to 2051
F5_Commercial_Lodging_Existing_Water Heating_Natural Gas_Water Heater_E2 | F5 | Commercial | Lodging | Existing | Water Heating | Natural Gas | Water Heater | E2 | RIM BC Ratio | bar: 2019 to 2051
F5_Commercial_Lodging_Existing_Water Heating_Natural Gas_Water Heater_E3 | F5 | Commercial | Lodging | Existing | Water Heating | Natural Gas | Water Heater | E3 | RIM BC Ratio | 0.81053 | 0.81074 | 0.81099 | 0.81127 | 0.81159 | 0.81196 | 0.81225 | 0.81251 | 0.81277 | 0.81302 | 0.81324 | 0.81344 | 0.81363 | 0.81382 | 0.81405 | 0.81426 | 0.8145 | 0.81475 | 0.81501 | 0.81527 | 0.81553 | 0.81577 | 0.81599 | 0.81618 | 0.81634 | 0.81648 | 0.81657 | 0.81664 | 0.8167 | 0.81675 | 0.8168 | 0.81683 | 0.81683
F5_Commercial_Lodging_Existing_Water Heating_Natural Gas_Water Heater_E4 | F5 | Commercial | Lodging | Existing | Water Heating | Natural Gas | Water Heater | E4 | RIM BC Ratio | 0.80516 | 0.80542 | 0.80572 | 0.80606 | 0.80645 | 0.8069 | 0.80725 | 0.80757 | 0.80788 | 0.80819 | 0.80846 | 0.8087 | 0.80893 | 0.80917 | 0.80944 | 0.8097 | 0.80999 | 0.8103 | 0.81061 | 0.81093 | 0.81125 | 0.81154 | 0.8118 | 0.81203 | 0.81223 | 0.8124 | 0.81251 | 0.8126 | 0.81267 | 0.81273 | 0.81279 | 0.81282 | 0.81282
F5_Commercial_Lodging_Existing_Water Heating_Natural Gas_Water Heater_E5 | F5 | Commercial | Lodging | Existing | Water Heating | Natural Gas | Water Heater | E5 | RIM BC Ratio | 0.79145 | 0.79182 | 0.79226 | 0.79275 | 0.79331 | 0.79395 | 0.79446 | 0.79492 | 0.79537 | 0.79581 | 0.79621 | 0.79655 | 0.79688 | 0.79723 | 0.79763 | 0.79801 | 0.79842 | 0.79887 | 0.79932 | 0.79979 | 0.80025 | 0.80067 | 0.80104 | 0.80138 | 0.80167 | 0.80191 | 0.80208 | 0.8022 | 0.80231 | 0.8024 | 0.80249 | 0.80253 | 0.80253
F5_Commercial_Lodging_Existing_Water Heating_Natural Gas_Water Heater_E6 | F5 | Commercial | Lodging | Existing | Water Heating | Natural Gas | Water Heater | E6 | RIM BC Ratio | bar: 2019 to 2051
F5_Commercial_Lodging_Existing_Water Heating_Natural Gas_Water Heater_E7 | F5 | Commercial | Lodging | Existing | Water Heating | Natural Gas | Water Heater | E7 | RIM BC Ratio | 0.76649 | 0.76693 | 0.7676 | 0.76851 | 0.76963 | 0.77094 | 0.77188 | 0.7727 | 0.7734 | 0.77402 | 0.77448 | 0.77477 | 0.77504 | 0.77539 | 0.77592 | 0.77648 | 0.77718 | 0.77802 | 0.77894 | 0.77991 | 0.7809 | 0.78181 | 0.78264 | 0.78342 | 0.7841 | 0.78468 | 0.78507 | 0.78535 | 0.7856 | 0.7858 | 0.78601 | 0.7861 | 0.7861
F5_Commercial_Lodging_Existing_Water Heating_Natural Gas_Water Heater_E8 | F5 | Commercial | Lodging | Existing | Water Heating | Natural Gas | Water Heater | E8 | RIM BC Ratio | 0 | 0 | 0 | 0 | 0 | 0 | 0 | 0 | 0 | 0 | 0 | 0 | 0 | 0 | 0 | 0 | 0 | 0 | 0 | 0 | 0 | 0 | 0 | 0 | 0 | 0 | 0 | 0 | 0 | 0 | 0 | 0 | 0
F5_Commercial_Lodging_Existing_Water Heating_Natural Gas_Water Heater_E9 | F5 | Commercial | Lodging | Existing | Water Heating | Natural Gas | Water Heater | E9 | RIM BC Ratio | 0 | 0 | 0 | 0 | 0 | 0 | 0 | 0 | 0 | 0 | 0 | 0 | 0 | 0 | 0 | 0 | 0 | 0 | 0 | 0 | 0 | 0 | 0 | 0 | 0 | 0 | 0 | 0 | 0 | 0 | 0 | 0 | 0
F5_Commercial_Lodging_Existing_Water Heating_Natural Gas_Water Heater_E10 | F5 | Commercial | Lodging | Existing | Water Heating | Natural Gas | Water Heater | E10 | RIM BC Ratio | 0 | 0 | 0 | 0 | 0 | 0 | 0 | 0 | 0 | 0 | 0 | 0 | 0 | 0 | 0 | 0 | 0 | 0 | 0 | 0 | 0 | 0 | 0 | 0 | 0 | 0 | 0 | 0 | 0 | 0 | 0 | 0 | 0
F0_Commercial_Lodging_Existing_Food Preparation_Natural Gas_Oven_E0 | F0 | Commercial | Lodging | Existing | Food Preparation | Natural Gas | Oven | E0 | Economic Unit | ENERGY STAR (>44% Baking Efficiency) | ENERGY STAR (>44% Baking Efficiency) | ENERGY STAR (>44% Baking Efficiency) | ENERGY STAR (>44% Baking Efficiency) | ENERGY STAR (>44% Baking Efficiency) | ENERGY STAR (>44% Baking Efficiency) | ENERGY STAR (>44% Baking Efficiency) | ENERGY STAR (>44% Baking Efficiency) | ENERGY STAR (>44% Baking Efficiency) | ENERGY STAR (>44% Baking Efficiency) | ENERGY STAR (>44% Baking Efficiency) | ENERGY STAR (>44% Baking Efficiency) | ENERGY STAR (>44% Baking Efficiency) | ENERGY STAR (>44% Baking Efficiency) | ENERGY STAR (>44% Baking Efficiency) | ENERGY STAR (>44% Baking Efficiency) | ENERGY STAR (>44% Baking Efficiency) | ENERGY STAR (>44% Baking Efficiency) | ENERGY STAR (>44% Baking Efficiency) | ENERGY STAR (>44% Baking Efficiency) | ENERGY STAR (>44% Baking Efficiency) | ENERGY STAR (>44% Baking Efficiency) | ENERGY STAR (>44% Baking Efficiency) | ENERGY STAR (>44% Baking Efficiency) | ENERGY STAR (>44% Baking Efficiency) | ENERGY STAR (>44% Baking Efficiency) | ENERGY STAR (>44% Baking Efficiency) | ENERGY STAR (>44% Baking Efficiency) | ENERGY STAR (>44% Baking Efficiency) | ENERGY STAR (>44% Baking Efficiency) | ENERGY STAR (>44% Baking Efficiency) | ENERGY STAR (>44% Baking Efficiency) | ENERGY STAR (>44% Baking Efficiency)
F1_Commercial_Lodging_Existing_Food Preparation_Natural Gas_Oven_E1 | F1 | Commercial | Lodging | Existing | Food Preparation | Natural Gas | Oven | E1 | CCE | 0 | 0 | 0 | 0 | 0 | 0 | 0 | 0 | 0 | 0 | 0 | 0 | 0 | 0 | 0 | 0 | 0 | 0 | 0 | 0 | 0 | 0 | 0 | 0 | 0 | 0 | 0 | 0 | 0 | 0 | 0 | 0 | 0
F1_Commercial_Lodging_Existing_Food Preparation_Natural Gas_Oven_E2 | F1 | Commercial | Lodging | Existing | Food Preparation | Natural Gas | Oven | E2 | CCE | 0.52905 | 0.52905 | 0.52905 | 0.52905 | 0.52905 | 0.52905 | 0.52905 | 0.52905 | 0.52905 | 0.52905 | 0.52905 | 0.52905 | 0.52905 | 0.52905 | 0.52905 | 0.52905 | 0.52905 | 0.52905 | 0.52905 | 0.52905 | 0.52905 | 0.52905 | 0.52905 | 0.52905 | 0.52905 | 0.52905 | 0.52905 | 0.52905 | 0.52905 | 0.52905 | 0.52905 | 0.52905 | 0.52905
F1_Commercial_Lodging_Existing_Food Preparation_Natural Gas_Oven_E3 | F1 | Commercial | Lodging | Existing | Food Preparation | Natural Gas | Oven | E3 | CCE | 0 | 0 | 0 | 0 | 0 | 0 | 0 | 0 | 0 | 0 | 0 | 0 | 0 | 0 | 0 | 0 | 0 | 0 | 0 | 0 | 0 | 0 | 0 | 0 | 0 | 0 | 0 | 0 | 0 | 0 | 0 | 0 | 0
F1_Commercial_Lodging_Existing_Food Preparation_Natural Gas_Oven_E4 | F1 | Commercial | Lodging | Existing | Food Preparation | Natural Gas | Oven | E4 | CCE | 0 | 0 | 0 | 0 | 0 | 0 | 0 | 0 | 0 | 0 | 0 | 0 | 0 | 0 | 0 | 0 | 0 | 0 | 0 | 0 | 0 | 0 | 0 | 0 | 0 | 0 | 0 | 0 | 0 | 0 | 0 | 0 | 0
F1_Commercial_Lodging_Existing_Food Preparation_Natural Gas_Oven_E5 | F1 | Commercial | Lodging | Existing | Food Preparation | Natural Gas | Oven | E5 | CCE | 0 | 0 | 0 | 0 | 0 | 0 | 0 | 0 | 0 | 0 | 0 | 0 | 0 | 0 | 0 | 0 | 0 | 0 | 0 | 0 | 0 | 0 | 0 | 0 | 0 | 0 | 0 | 0 | 0 | 0 | 0 | 0 | 0
F1_Commercial_Lodging_Existing_Food Preparation_Natural Gas_Oven_E6 | F1 | Commercial | Lodging | Existing | Food Preparation | Natural Gas | Oven | E6 | CCE | 0 | 0 | 0 | 0 | 0 | 0 | 0 | 0 | 0 | 0 | 0 | 0 | 0 | 0 | 0 | 0 | 0 | 0 | 0 | 0 | 0 | 0 | 0 | 0 | 0 | 0 | 0 | 0 | 0 | 0 | 0 | 0 | 0
F1_Commercial_Lodging_Existing_Food Preparation_Natural Gas_Oven_E7 | F1 | Commercial | Lodging | Existing | Food Preparation | Natural Gas | Oven | E7 | CCE | 0 | 0 | 0 | 0 | 0 | 0 | 0 | 0 | 0 | 0 | 0 | 0 | 0 | 0 | 0 | 0 | 0 | 0 | 0 | 0 | 0 | 0 | 0 | 0 | 0 | 0 | 0 | 0 | 0 | 0 | 0 | 0 | 0
F1_Commercial_Lodging_Existing_Food Preparation_Natural Gas_Oven_E8 | F1 | Commercial | Lodging | Existing | Food Preparation | Natural Gas | Oven | E8 | CCE | 0 | 0 | 0 | 0 | 0 | 0 | 0 | 0 | 0 | 0 | 0 | 0 | 0 | 0 | 0 | 0 | 0 | 0 | 0 | 0 | 0 | 0 | 0 | 0 | 0 | 0 | 0 | 0 | 0 | 0 | 0 | 0 | 0
F1_Commercial_Lodging_Existing_Food Preparation_Natural Gas_Oven_E9 | F1 | Commercial | Lodging | Existing | Food Preparation | Natural Gas | Oven | E9 | CCE | 0 | 0 | 0 | 0 | 0 | 0 | 0 | 0 | 0 | 0 | 0 | 0 | 0 | 0 | 0 | 0 | 0 | 0 | 0 | 0 | 0 | 0 | 0 | 0 | 0 | 0 | 0 | 0 | 0 | 0 | 0 | 0 | 0
F1_Commercial_Lodging_Existing_Food Preparation_Natural Gas_Oven_E10 | F1 | Commercial | Lodging | Existing | Food Preparation | Natural Gas | Oven | E10 | CCE | 0 | 0 | 0 | 0 | 0 | 0 | 0 | 0 | 0 | 0 | 0 | 0 | 0 | 0 | 0 | 0 | 0 | 0 | 0 | 0 | 0 | 0 | 0 | 0 | 0 | 0 | 0 | 0 | 0 | 0 | 0 | 0 | 0
F2_Commercial_Lodging_Existing_Food Preparation_Natural Gas_Oven_E1 | F2 | Commercial | Lodging | Existing | Food Preparation | Natural Gas | Oven | E1 | TRC BC Ratio | bar: 2019 to 2051
F2_Commercial_Lodging_Existing_Food Preparation_Natural Gas_Oven_E2 | F2 | Commercial | Lodging | Existing | Food Preparation | Natural Gas | Oven | E2 | TRC BC Ratio | 2.6596 | 2.6798 | 2.7025 | 2.7274 | 2.7558 | 2.7887 | 2.8153 | 2.8409 | 2.8669 | 2.8939 | 2.9197 | 2.9434 | 2.9676 | 2.9931 | 3.0212 | 3.0486 | 3.0777 | 3.1085 | 3.1406 | 3.1733 | 3.2062 | 3.2371 | 3.2649 | 3.2895 | 3.3108 | 3.3291 | 3.3418 | 3.3512 | 3.3594 | 3.3664 | 3.3733 | 3.3764 | 3.3764
F2_Commercial_Lodging_Existing_Food Preparation_Natural Gas_Oven_E3 | F2 | Commercial | Lodging | Existing | Food Preparation | Natural Gas | Oven | E3 | TRC BC Ratio | 0 | 0 | 0 | 0 | 0 | 0 | 0 | 0 | 0 | 0 | 0 | 0 | 0 | 0 | 0 | 0 | 0 | 0 | 0 | 0 | 0 | 0 | 0 | 0 | 0 | 0 | 0 | 0 | 0 | 0 | 0 | 0 | 0
F2_Commercial_Lodging_Existing_Food Preparation_Natural Gas_Oven_E4 | F2 | Commercial | Lodging | Existing | Food Preparation | Natural Gas | Oven | E4 | TRC BC Ratio | 0 | 0 | 0 | 0 | 0 | 0 | 0 | 0 | 0 | 0 | 0 | 0 | 0 | 0 | 0 | 0 | 0 | 0 | 0 | 0 | 0 | 0 | 0 | 0 | 0 | 0 | 0 | 0 | 0 | 0 | 0 | 0 | 0
F2_Commercial_Lodging_Existing_Food Preparation_Natural Gas_Oven_E5 | F2 | Commercial | Lodging | Existing | Food Preparation | Natural Gas | Oven | E5 | TRC BC Ratio | 0 | 0 | 0 | 0 | 0 | 0 | 0 | 0 | 0 | 0 | 0 | 0 | 0 | 0 | 0 | 0 | 0 | 0 | 0 | 0 | 0 | 0 | 0 | 0 | 0 | 0 | 0 | 0 | 0 | 0 | 0 | 0 | 0
F2_Commercial_Lodging_Existing_Food Preparation_Natural Gas_Oven_E6 | F2 | Commercial | Lodging | Existing | Food Preparation | Natural Gas | Oven | E6 | TRC BC Ratio | 0 | 0 | 0 | 0 | 0 | 0 | 0 | 0 | 0 | 0 | 0 | 0 | 0 | 0 | 0 | 0 | 0 | 0 | 0 | 0 | 0 | 0 | 0 | 0 | 0 | 0 | 0 | 0 | 0 | 0 | 0 | 0 | 0
F2_Commercial_Lodging_Existing_Food Preparation_Natural Gas_Oven_E7 | F2 | Commercial | Lodging | Existing | Food Preparation | Natural Gas | Oven | E7 | TRC BC Ratio | 0 | 0 | 0 | 0 | 0 | 0 | 0 | 0 | 0 | 0 | 0 | 0 | 0 | 0 | 0 | 0 | 0 | 0 | 0 | 0 | 0 | 0 | 0 | 0 | 0 | 0 | 0 | 0 | 0 | 0 | 0 | 0 | 0
F2_Commercial_Lodging_Existing_Food Preparation_Natural Gas_Oven_E8 | F2 | Commercial | Lodging | Existing | Food Preparation | Natural Gas | Oven | E8 | TRC BC Ratio | 0 | 0 | 0 | 0 | 0 | 0 | 0 | 0 | 0 | 0 | 0 | 0 | 0 | 0 | 0 | 0 | 0 | 0 | 0 | 0 | 0 | 0 | 0 | 0 | 0 | 0 | 0 | 0 | 0 | 0 | 0 | 0 | 0
F2_Commercial_Lodging_Existing_Food Preparation_Natural Gas_Oven_E9 | F2 | Commercial | Lodging | Existing | Food Preparation | Natural Gas | Oven | E9 | TRC BC Ratio | 0 | 0 | 0 | 0 | 0 | 0 | 0 | 0 | 0 | 0 | 0 | 0 | 0 | 0 | 0 | 0 | 0 | 0 | 0 | 0 | 0 | 0 | 0 | 0 | 0 | 0 | 0 | 0 | 0 | 0 | 0 | 0 | 0
F2_Commercial_Lodging_Existing_Food Preparation_Natural Gas_Oven_E10 | F2 | Commercial | Lodging | Existing | Food Preparation | Natural Gas | Oven | E10 | TRC BC Ratio | 0 | 0 | 0 | 0 | 0 | 0 | 0 | 0 | 0 | 0 | 0 | 0 | 0 | 0 | 0 | 0 | 0 | 0 | 0 | 0 | 0 | 0 | 0 | 0 | 0 | 0 | 0 | 0 | 0 | 0 | 0 | 0 | 0
F3_Commercial_Lodging_Existing_Food Preparation_Natural Gas_Oven_E1 | F3 | Commercial | Lodging | Existing | Food Preparation | Natural Gas | Oven | E1 | PACT BC Ratio | bar: 2019 to 2051
F3_Commercial_Lodging_Existing_Food Preparation_Natural Gas_Oven_E2 | F3 | Commercial | Lodging | Existing | Food Preparation | Natural Gas | Oven | E2 | PACT BC Ratio | 3.5461 | 3.5731 | 3.6033 | 3.6366 | 3.6744 | 3.7182 | 3.7538 | 3.7879 | 3.8225 | 3.8586 | 3.893 | 3.9245 | 3.9568 | 3.9908 | 4.0282 | 4.0648 | 4.1037 | 4.1447 | 4.1874 | 4.2311 | 4.275 | 4.3161 | 4.3532 | 4.386 | 4.4144 | 4.4388 | 4.4557 | 4.4683 | 4.4792 | 4.4885 | 4.4978 | 4.5018 | 4.5018
F3_Commercial_Lodging_Existing_Food Preparation_Natural Gas_Oven_E3 | F3 | Commercial | Lodging | Existing | Food Preparation | Natural Gas | Oven | E3 | PACT BC Ratio | 0 | 0 | 0 | 0 | 0 | 0 | 0 | 0 | 0 | 0 | 0 | 0 | 0 | 0 | 0 | 0 | 0 | 0 | 0 | 0 | 0 | 0 | 0 | 0 | 0 | 0 | 0 | 0 | 0 | 0 | 0 | 0 | 0
F3_Commercial_Lodging_Existing_Food Preparation_Natural Gas_Oven_E4 | F3 | Commercial | Lodging | Existing | Food Preparation | Natural Gas | Oven | E4 | PACT BC Ratio | 0 | 0 | 0 | 0 | 0 | 0 | 0 | 0 | 0 | 0 | 0 | 0 | 0 | 0 | 0 | 0 | 0 | 0 | 0 | 0 | 0 | 0 | 0 | 0 | 0 | 0 | 0 | 0 | 0 | 0 | 0 | 0 | 0
F3_Commercial_Lodging_Existing_Food Preparation_Natural Gas_Oven_E5 | F3 | Commercial | Lodging | Existing | Food Preparation | Natural Gas | Oven | E5 | PACT BC Ratio | 0 | 0 | 0 | 0 | 0 | 0 | 0 | 0 | 0 | 0 | 0 | 0 | 0 | 0 | 0 | 0 | 0 | 0 | 0 | 0 | 0 | 0 | 0 | 0 | 0 | 0 | 0 | 0 | 0 | 0 | 0 | 0 | 0
F3_Commercial_Lodging_Existing_Food Preparation_Natural Gas_Oven_E6 | F3 | Commercial | Lodging | Existing | Food Preparation | Natural Gas | Oven | E6 | PACT BC Ratio | 0 | 0 | 0 | 0 | 0 | 0 | 0 | 0 | 0 | 0 | 0 | 0 | 0 | 0 | 0 | 0 | 0 | 0 | 0 | 0 | 0 | 0 | 0 | 0 | 0 | 0 | 0 | 0 | 0 | 0 | 0 | 0 | 0
F3_Commercial_Lodging_Existing_Food Preparation_Natural Gas_Oven_E7 | F3 | Commercial | Lodging | Existing | Food Preparation | Natural Gas | Oven | E7 | PACT BC Ratio | 0 | 0 | 0 | 0 | 0 | 0 | 0 | 0 | 0 | 0 | 0 | 0 | 0 | 0 | 0 | 0 | 0 | 0 | 0 | 0 | 0 | 0 | 0 | 0 | 0 | 0 | 0 | 0 | 0 | 0 | 0 | 0 | 0
F3_Commercial_Lodging_Existing_Food Preparation_Natural Gas_Oven_E8 | F3 | Commercial | Lodging | Existing | Food Preparation | Natural Gas | Oven | E8 | PACT BC Ratio | 0 | 0 | 0 | 0 | 0 | 0 | 0 | 0 | 0 | 0 | 0 | 0 | 0 | 0 | 0 | 0 | 0 | 0 | 0 | 0 | 0 | 0 | 0 | 0 | 0 | 0 | 0 | 0 | 0 | 0 | 0 | 0 | 0
F3_Commercial_Lodging_Existing_Food Preparation_Natural Gas_Oven_E9 | F3 | Commercial | Lodging | Existing | Food Preparation | Natural Gas | Oven | E9 | PACT BC Ratio | 0 | 0 | 0 | 0 | 0 | 0 | 0 | 0 | 0 | 0 | 0 | 0 | 0 | 0 | 0 | 0 | 0 | 0 | 0 | 0 | 0 | 0 | 0 | 0 | 0 | 0 | 0 | 0 | 0 | 0 | 0 | 0 | 0
F3_Commercial_Lodging_Existing_Food Preparation_Natural Gas_Oven_E10 | F3 | Commercial | Lodging | Existing | Food Preparation | Natural Gas | Oven | E10 | PACT BC Ratio | 0 | 0 | 0 | 0 | 0 | 0 | 0 | 0 | 0 | 0 | 0 | 0 | 0 | 0 | 0 | 0 | 0 | 0 | 0 | 0 | 0 | 0 | 0 | 0 | 0 | 0 | 0 | 0 | 0 | 0 | 0 | 0 | 0
F4_Commercial_Lodging_Existing_Food Preparation_Natural Gas_Oven_E1 | F4 | Commercial | Lodging | Existing | Food Preparation | Natural Gas | Oven | E1 | RVT BC Ratio | bar: 2019 to 2051
F4_Commercial_Lodging_Existing_Food Preparation_Natural Gas_Oven_E2 | F4 | Commercial | Lodging | Existing | Food Preparation | Natural Gas | Oven | E2 | RVT BC Ratio | 4.5236 | 4.5528 | 4.5853 | 4.6211 | 4.662 | 4.7092 | 4.7475 | 4.7843 | 4.8216 | 4.8605 | 4.8976 | 4.9317 | 4.9665 | 5.0031 | 5.0435 | 5.0829 | 5.1248 | 5.169 | 5.2151 | 5.2622 | 5.3095 | 5.3539 | 5.3939 | 5.4293 | 5.4599 | 5.4862 | 5.5044 | 5.518 | 5.5298 | 5.5398 | 5.5498 | 5.5542 | 5.5542
F4_Commercial_Lodging_Existing_Food Preparation_Natural Gas_Oven_E3 | F4 | Commercial | Lodging | Existing | Food Preparation | Natural Gas | Oven | E3 | RVT BC Ratio | 0 | 0 | 0 | 0 | 0 | 0 | 0 | 0 | 0 | 0 | 0 | 0 | 0 | 0 | 0 | 0 | 0 | 0 | 0 | 0 | 0 | 0 | 0 | 0 | 0 | 0 | 0 | 0 | 0 | 0 | 0 | 0 | 0
F4_Commercial_Lodging_Existing_Food Preparation_Natural Gas_Oven_E4 | F4 | Commercial | Lodging | Existing | Food Preparation | Natural Gas | Oven | E4 | RVT BC Ratio | 0 | 0 | 0 | 0 | 0 | 0 | 0 | 0 | 0 | 0 | 0 | 0 | 0 | 0 | 0 | 0 | 0 | 0 | 0 | 0 | 0 | 0 | 0 | 0 | 0 | 0 | 0 | 0 | 0 | 0 | 0 | 0 | 0
F4_Commercial_Lodging_Existing_Food Preparation_Natural Gas_Oven_E5 | F4 | Commercial | Lodging | Existing | Food Preparation | Natural Gas | Oven | E5 | RVT BC Ratio | 0 | 0 | 0 | 0 | 0 | 0 | 0 | 0 | 0 | 0 | 0 | 0 | 0 | 0 | 0 | 0 | 0 | 0 | 0 | 0 | 0 | 0 | 0 | 0 | 0 | 0 | 0 | 0 | 0 | 0 | 0 | 0 | 0
F4_Commercial_Lodging_Existing_Food Preparation_Natural Gas_Oven_E6 | F4 | Commercial | Lodging | Existing | Food Preparation | Natural Gas | Oven | E6 | RVT BC Ratio | 0 | 0 | 0 | 0 | 0 | 0 | 0 | 0 | 0 | 0 | 0 | 0 | 0 | 0 | 0 | 0 | 0 | 0 | 0 | 0 | 0 | 0 | 0 | 0 | 0 | 0 | 0 | 0 | 0 | 0 | 0 | 0 | 0
F4_Commercial_Lodging_Existing_Food Preparation_Natural Gas_Oven_E7 | F4 | Commercial | Lodging | Existing | Food Preparation | Natural Gas | Oven | E7 | RVT BC Ratio | 0 | 0 | 0 | 0 | 0 | 0 | 0 | 0 | 0 | 0 | 0 | 0 | 0 | 0 | 0 | 0 | 0 | 0 | 0 | 0 | 0 | 0 | 0 | 0 | 0 | 0 | 0 | 0 | 0 | 0 | 0 | 0 | 0
F4_Commercial_Lodging_Existing_Food Preparation_Natural Gas_Oven_E8 | F4 | Commercial | Lodging | Existing | Food Preparation | Natural Gas | Oven | E8 | RVT BC Ratio | 0 | 0 | 0 | 0 | 0 | 0 | 0 | 0 | 0 | 0 | 0 | 0 | 0 | 0 | 0 | 0 | 0 | 0 | 0 | 0 | 0 | 0 | 0 | 0 | 0 | 0 | 0 | 0 | 0 | 0 | 0 | 0 | 0
F4_Commercial_Lodging_Existing_Food Preparation_Natural Gas_Oven_E9 | F4 | Commercial | Lodging | Existing | Food Preparation | Natural Gas | Oven | E9 | RVT BC Ratio | 0 | 0 | 0 | 0 | 0 | 0 | 0 | 0 | 0 | 0 | 0 | 0 | 0 | 0 | 0 | 0 | 0 | 0 | 0 | 0 | 0 | 0 | 0 | 0 | 0 | 0 | 0 | 0 | 0 | 0 | 0 | 0 | 0
F4_Commercial_Lodging_Existing_Food Preparation_Natural Gas_Oven_E10 | F4 | Commercial | Lodging | Existing | Food Preparation | Natural Gas | Oven | E10 | RVT BC Ratio | 0 | 0 | 0 | 0 | 0 | 0 | 0 | 0 | 0 | 0 | 0 | 0 | 0 | 0 | 0 | 0 | 0 | 0 | 0 | 0 | 0 | 0 | 0 | 0 | 0 | 0 | 0 | 0 | 0 | 0 | 0 | 0 | 0
F5_Commercial_Lodging_Existing_Food Preparation_Natural Gas_Oven_E1 | F5 | Commercial | Lodging | Existing | Food Preparation | Natural Gas | Oven | E1 | RIM BC Ratio | bar: 2019 to 2051
F5_Commercial_Lodging_Existing_Food Preparation_Natural Gas_Oven_E2 | F5 | Commercial | Lodging | Existing | Food Preparation | Natural Gas | Oven | E2 | RIM BC Ratio | 0.67565 | 0.67662 | 0.6777 | 0.67886 | 0.68017 | 0.68166 | 0.68284 | 0.68396 | 0.68508 | 0.68623 | 0.68731 | 0.68829 | 0.68928 | 0.6903 | 0.69141 | 0.69248 | 0.6936 | 0.69476 | 0.69595 | 0.69715 | 0.69833 | 0.69942 | 0.70039 | 0.70123 | 0.70195 | 0.70257 | 0.70299 | 0.7033 | 0.70357 | 0.7038 | 0.70403 | 0.70413 | 0.70413
F5_Commercial_Lodging_Existing_Food Preparation_Natural Gas_Oven_E3 | F5 | Commercial | Lodging | Existing | Food Preparation | Natural Gas | Oven | E3 | RIM BC Ratio | 0 | 0 | 0 | 0 | 0 | 0 | 0 | 0 | 0 | 0 | 0 | 0 | 0 | 0 | 0 | 0 | 0 | 0 | 0 | 0 | 0 | 0 | 0 | 0 | 0 | 0 | 0 | 0 | 0 | 0 | 0 | 0 | 0
F5_Commercial_Lodging_Existing_Food Preparation_Natural Gas_Oven_E4 | F5 | Commercial | Lodging | Existing | Food Preparation | Natural Gas | Oven | E4 | RIM BC Ratio | 0 | 0 | 0 | 0 | 0 | 0 | 0 | 0 | 0 | 0 | 0 | 0 | 0 | 0 | 0 | 0 | 0 | 0 | 0 | 0 | 0 | 0 | 0 | 0 | 0 | 0 | 0 | 0 | 0 | 0 | 0 | 0 | 0
F5_Commercial_Lodging_Existing_Food Preparation_Natural Gas_Oven_E5 | F5 | Commercial | Lodging | Existing | Food Preparation | Natural Gas | Oven | E5 | RIM BC Ratio | 0 | 0 | 0 | 0 | 0 | 0 | 0 | 0 | 0 | 0 | 0 | 0 | 0 | 0 | 0 | 0 | 0 | 0 | 0 | 0 | 0 | 0 | 0 | 0 | 0 | 0 | 0 | 0 | 0 | 0 | 0 | 0 | 0
F5_Commercial_Lodging_Existing_Food Preparation_Natural Gas_Oven_E6 | F5 | Commercial | Lodging | Existing | Food Preparation | Natural Gas | Oven | E6 | RIM BC Ratio | 0 | 0 | 0 | 0 | 0 | 0 | 0 | 0 | 0 | 0 | 0 | 0 | 0 | 0 | 0 | 0 | 0 | 0 | 0 | 0 | 0 | 0 | 0 | 0 | 0 | 0 | 0 | 0 | 0 | 0 | 0 | 0 | 0
F5_Commercial_Lodging_Existing_Food Preparation_Natural Gas_Oven_E7 | F5 | Commercial | Lodging | Existing | Food Preparation | Natural Gas | Oven | E7 | RIM BC Ratio | 0 | 0 | 0 | 0 | 0 | 0 | 0 | 0 | 0 | 0 | 0 | 0 | 0 | 0 | 0 | 0 | 0 | 0 | 0 | 0 | 0 | 0 | 0 | 0 | 0 | 0 | 0 | 0 | 0 | 0 | 0 | 0 | 0
F5_Commercial_Lodging_Existing_Food Preparation_Natural Gas_Oven_E8 | F5 | Commercial | Lodging | Existing | Food Preparation | Natural Gas | Oven | E8 | RIM BC Ratio | 0 | 0 | 0 | 0 | 0 | 0 | 0 | 0 | 0 | 0 | 0 | 0 | 0 | 0 | 0 | 0 | 0 | 0 | 0 | 0 | 0 | 0 | 0 | 0 | 0 | 0 | 0 | 0 | 0 | 0 | 0 | 0 | 0
F5_Commercial_Lodging_Existing_Food Preparation_Natural Gas_Oven_E9 | F5 | Commercial | Lodging | Existing | Food Preparation | Natural Gas | Oven | E9 | RIM BC Ratio | 0 | 0 | 0 | 0 | 0 | 0 | 0 | 0 | 0 | 0 | 0 | 0 | 0 | 0 | 0 | 0 | 0 | 0 | 0 | 0 | 0 | 0 | 0 | 0 | 0 | 0 | 0 | 0 | 0 | 0 | 0 | 0 | 0
F5_Commercial_Lodging_Existing_Food Preparation_Natural Gas_Oven_E10 | F5 | Commercial | Lodging | Existing | Food Preparation | Natural Gas | Oven | E10 | RIM BC Ratio | 0 | 0 | 0 | 0 | 0 | 0 | 0 | 0 | 0 | 0 | 0 | 0 | 0 | 0 | 0 | 0 | 0 | 0 | 0 | 0 | 0 | 0 | 0 | 0 | 0 | 0 | 0 | 0 | 0 | 0 | 0 | 0 | 0
F0_Commercial_Lodging_Existing_Food Preparation_Natural Gas_Conveyor Oven_E0 | F0 | Commercial | Lodging | Existing | Food Preparation | Natural Gas | Conveyor Oven | E0 | Economic Unit | Efficient (>44% Baking Efficiency) | Efficient (>44% Baking Efficiency) | Efficient (>44% Baking Efficiency) | Efficient (>44% Baking Efficiency) | Efficient (>44% Baking Efficiency) | Efficient (>44% Baking Efficiency) | Efficient (>44% Baking Efficiency) | Efficient (>44% Baking Efficiency) | Efficient (>44% Baking Efficiency) | Efficient (>44% Baking Efficiency) | Efficient (>44% Baking Efficiency) | Efficient (>44% Baking Efficiency) | Efficient (>44% Baking Efficiency) | Efficient (>44% Baking Efficiency) | Efficient (>44% Baking Efficiency) | Efficient (>44% Baking Efficiency) | Efficient (>44% Baking Efficiency) | Efficient (>44% Baking Efficiency) | Efficient (>44% Baking Efficiency) | Efficient (>44% Baking Efficiency) | Efficient (>44% Baking Efficiency) | Efficient (>44% Baking Efficiency) | Efficient (>44% Baking Efficiency) | Efficient (>44% Baking Efficiency) | Efficient (>44% Baking Efficiency) | Efficient (>44% Baking Efficiency) | Efficient (>44% Baking Efficiency) | Efficient (>44% Baking Efficiency) | Efficient (>44% Baking Efficiency) | Efficient (>44% Baking Efficiency) | Efficient (>44% Baking Efficiency) | Efficient (>44% Baking Efficiency) | Efficient (>44% Baking Efficiency)
F1_Commercial_Lodging_Existing_Food Preparation_Natural Gas_Conveyor Oven_E1 | F1 | Commercial | Lodging | Existing | Food Preparation | Natural Gas | Conveyor Oven | E1 | CCE | 0 | 0 | 0 | 0 | 0 | 0 | 0 | 0 | 0 | 0 | 0 | 0 | 0 | 0 | 0 | 0 | 0 | 0 | 0 | 0 | 0 | 0 | 0 | 0 | 0 | 0 | 0 | 0 | 0 | 0 | 0 | 0 | 0
F1_Commercial_Lodging_Existing_Food Preparation_Natural Gas_Conveyor Oven_E2 | F1 | Commercial | Lodging | Existing | Food Preparation | Natural Gas | Conveyor Oven | E2 | CCE | 0.35475 | 0.35475 | 0.35475 | 0.35475 | 0.35475 | 0.35475 | 0.35475 | 0.35475 | 0.35475 | 0.35475 | 0.35475 | 0.35475 | 0.35475 | 0.35475 | 0.35475 | 0.35475 | 0.35475 | 0.35475 | 0.35475 | 0.35475 | 0.35475 | 0.35475 | 0.35475 | 0.35475 | 0.35475 | 0.35475 | 0.35475 | 0.35475 | 0.35475 | 0.35475 | 0.35475 | 0.35475 | 0.35475
F1_Commercial_Lodging_Existing_Food Preparation_Natural Gas_Conveyor Oven_E3 | F1 | Commercial | Lodging | Existing | Food Preparation | Natural Gas | Conveyor Oven | E3 | CCE | 0 | 0 | 0 | 0 | 0 | 0 | 0 | 0 | 0 | 0 | 0 | 0 | 0 | 0 | 0 | 0 | 0 | 0 | 0 | 0 | 0 | 0 | 0 | 0 | 0 | 0 | 0 | 0 | 0 | 0 | 0 | 0 | 0
F1_Commercial_Lodging_Existing_Food Preparation_Natural Gas_Conveyor Oven_E4 | F1 | Commercial | Lodging | Existing | Food Preparation | Natural Gas | Conveyor Oven | E4 | CCE | 0 | 0 | 0 | 0 | 0 | 0 | 0 | 0 | 0 | 0 | 0 | 0 | 0 | 0 | 0 | 0 | 0 | 0 | 0 | 0 | 0 | 0 | 0 | 0 | 0 | 0 | 0 | 0 | 0 | 0 | 0 | 0 | 0
F1_Commercial_Lodging_Existing_Food Preparation_Natural Gas_Conveyor Oven_E5 | F1 | Commercial | Lodging | Existing | Food Preparation | Natural Gas | Conveyor Oven | E5 | CCE | 0 | 0 | 0 | 0 | 0 | 0 | 0 | 0 | 0 | 0 | 0 | 0 | 0 | 0 | 0 | 0 | 0 | 0 | 0 | 0 | 0 | 0 | 0 | 0 | 0 | 0 | 0 | 0 | 0 | 0 | 0 | 0 | 0
F1_Commercial_Lodging_Existing_Food Preparation_Natural Gas_Conveyor Oven_E6 | F1 | Commercial | Lodging | Existing | Food Preparation | Natural Gas | Conveyor Oven | E6 | CCE | 0 | 0 | 0 | 0 | 0 | 0 | 0 | 0 | 0 | 0 | 0 | 0 | 0 | 0 | 0 | 0 | 0 | 0 | 0 | 0 | 0 | 0 | 0 | 0 | 0 | 0 | 0 | 0 | 0 | 0 | 0 | 0 | 0
F1_Commercial_Lodging_Existing_Food Preparation_Natural Gas_Conveyor Oven_E7 | F1 | Commercial | Lodging | Existing | Food Preparation | Natural Gas | Conveyor Oven | E7 | CCE | 0 | 0 | 0 | 0 | 0 | 0 | 0 | 0 | 0 | 0 | 0 | 0 | 0 | 0 | 0 | 0 | 0 | 0 | 0 | 0 | 0 | 0 | 0 | 0 | 0 | 0 | 0 | 0 | 0 | 0 | 0 | 0 | 0
F1_Commercial_Lodging_Existing_Food Preparation_Natural Gas_Conveyor Oven_E8 | F1 | Commercial | Lodging | Existing | Food Preparation | Natural Gas | Conveyor Oven | E8 | CCE | 0 | 0 | 0 | 0 | 0 | 0 | 0 | 0 | 0 | 0 | 0 | 0 | 0 | 0 | 0 | 0 | 0 | 0 | 0 | 0 | 0 | 0 | 0 | 0 | 0 | 0 | 0 | 0 | 0 | 0 | 0 | 0 | 0
F1_Commercial_Lodging_Existing_Food Preparation_Natural Gas_Conveyor Oven_E9 | F1 | Commercial | Lodging | Existing | Food Preparation | Natural Gas | Conveyor Oven | E9 | CCE | 0 | 0 | 0 | 0 | 0 | 0 | 0 | 0 | 0 | 0 | 0 | 0 | 0 | 0 | 0 | 0 | 0 | 0 | 0 | 0 | 0 | 0 | 0 | 0 | 0 | 0 | 0 | 0 | 0 | 0 | 0 | 0 | 0
F1_Commercial_Lodging_Existing_Food Preparation_Natural Gas_Conveyor Oven_E10 | F1 | Commercial | Lodging | Existing | Food Preparation | Natural Gas | Conveyor Oven | E10 | CCE | 0 | 0 | 0 | 0 | 0 | 0 | 0 | 0 | 0 | 0 | 0 | 0 | 0 | 0 | 0 | 0 | 0 | 0 | 0 | 0 | 0 | 0 | 0 | 0 | 0 | 0 | 0 | 0 | 0 | 0 | 0 | 0 | 0
F2_Commercial_Lodging_Existing_Food Preparation_Natural Gas_Conveyor Oven_E1 | F2 | Commercial | Lodging | Existing | Food Preparation | Natural Gas | Conveyor Oven | E1 | TRC BC Ratio | bar: 2019 to 2051
F2_Commercial_Lodging_Existing_Food Preparation_Natural Gas_Conveyor Oven_E2 | F2 | Commercial | Lodging | Existing | Food Preparation | Natural Gas | Conveyor Oven | E2 | TRC BC Ratio | 4.0477 | 4.0772 | 4.1092 | 4.1444 | 4.1846 | 4.2312 | 4.2722 | 4.3136 | 4.3565 | 4.4011 | 4.4439 | 4.4835 | 4.5223 | 4.561 | 4.6015 | 4.64 | 4.6797 | 4.7203 | 4.7612 | 4.8019 | 4.8418 | 4.8782 | 4.9108 | 4.9395 | 4.9644 | 4.9858 | 5.0006 | 5.0116 | 5.0212 | 5.0293 | 5.0374 | 5.041 | 5.041
F2_Commercial_Lodging_Existing_Food Preparation_Natural Gas_Conveyor Oven_E3 | F2 | Commercial | Lodging | Existing | Food Preparation | Natural Gas | Conveyor Oven | E3 | TRC BC Ratio | 0 | 0 | 0 | 0 | 0 | 0 | 0 | 0 | 0 | 0 | 0 | 0 | 0 | 0 | 0 | 0 | 0 | 0 | 0 | 0 | 0 | 0 | 0 | 0 | 0 | 0 | 0 | 0 | 0 | 0 | 0 | 0 | 0
F2_Commercial_Lodging_Existing_Food Preparation_Natural Gas_Conveyor Oven_E4 | F2 | Commercial | Lodging | Existing | Food Preparation | Natural Gas | Conveyor Oven | E4 | TRC BC Ratio | 0 | 0 | 0 | 0 | 0 | 0 | 0 | 0 | 0 | 0 | 0 | 0 | 0 | 0 | 0 | 0 | 0 | 0 | 0 | 0 | 0 | 0 | 0 | 0 | 0 | 0 | 0 | 0 | 0 | 0 | 0 | 0 | 0
F2_Commercial_Lodging_Existing_Food Preparation_Natural Gas_Conveyor Oven_E5 | F2 | Commercial | Lodging | Existing | Food Preparation | Natural Gas | Conveyor Oven | E5 | TRC BC Ratio | 0 | 0 | 0 | 0 | 0 | 0 | 0 | 0 | 0 | 0 | 0 | 0 | 0 | 0 | 0 | 0 | 0 | 0 | 0 | 0 | 0 | 0 | 0 | 0 | 0 | 0 | 0 | 0 | 0 | 0 | 0 | 0 | 0
F2_Commercial_Lodging_Existing_Food Preparation_Natural Gas_Conveyor Oven_E6 | F2 | Commercial | Lodging | Existing | Food Preparation | Natural Gas | Conveyor Oven | E6 | TRC BC Ratio | 0 | 0 | 0 | 0 | 0 | 0 | 0 | 0 | 0 | 0 | 0 | 0 | 0 | 0 | 0 | 0 | 0 | 0 | 0 | 0 | 0 | 0 | 0 | 0 | 0 | 0 | 0 | 0 | 0 | 0 | 0 | 0 | 0
F2_Commercial_Lodging_Existing_Food Preparation_Natural Gas_Conveyor Oven_E7 | F2 | Commercial | Lodging | Existing | Food Preparation | Natural Gas | Conveyor Oven | E7 | TRC BC Ratio | 0 | 0 | 0 | 0 | 0 | 0 | 0 | 0 | 0 | 0 | 0 | 0 | 0 | 0 | 0 | 0 | 0 | 0 | 0 | 0 | 0 | 0 | 0 | 0 | 0 | 0 | 0 | 0 | 0 | 0 | 0 | 0 | 0
F2_Commercial_Lodging_Existing_Food Preparation_Natural Gas_Conveyor Oven_E8 | F2 | Commercial | Lodging | Existing | Food Preparation | Natural Gas | Conveyor Oven | E8 | TRC BC Ratio | 0 | 0 | 0 | 0 | 0 | 0 | 0 | 0 | 0 | 0 | 0 | 0 | 0 | 0 | 0 | 0 | 0 | 0 | 0 | 0 | 0 | 0 | 0 | 0 | 0 | 0 | 0 | 0 | 0 | 0 | 0 | 0 | 0
F2_Commercial_Lodging_Existing_Food Preparation_Natural Gas_Conveyor Oven_E9 | F2 | Commercial | Lodging | Existing | Food Preparation | Natural Gas | Conveyor Oven | E9 | TRC BC Ratio | 0 | 0 | 0 | 0 | 0 | 0 | 0 | 0 | 0 | 0 | 0 | 0 | 0 | 0 | 0 | 0 | 0 | 0 | 0 | 0 | 0 | 0 | 0 | 0 | 0 | 0 | 0 | 0 | 0 | 0 | 0 | 0 | 0
F2_Commercial_Lodging_Existing_Food Preparation_Natural Gas_Conveyor Oven_E10 | F2 | Commercial | Lodging | Existing | Food Preparation | Natural Gas | Conveyor Oven | E10 | TRC BC Ratio | 0 | 0 | 0 | 0 | 0 | 0 | 0 | 0 | 0 | 0 | 0 | 0 | 0 | 0 | 0 | 0 | 0 | 0 | 0 | 0 | 0 | 0 | 0 | 0 | 0 | 0 | 0 | 0 | 0 | 0 | 0 | 0 | 0
F3_Commercial_Lodging_Existing_Food Preparation_Natural Gas_Conveyor Oven_E1 | F3 | Commercial | Lodging | Existing | Food Preparation | Natural Gas | Conveyor Oven | E1 | PACT BC Ratio | bar: 2019 to 2051
F3_Commercial_Lodging_Existing_Food Preparation_Natural Gas_Conveyor Oven_E2 | F3 | Commercial | Lodging | Existing | Food Preparation | Natural Gas | Conveyor Oven | E2 | PACT BC Ratio | 5.397 | 5.4363 | 5.479 | 5.5258 | 5.5794 | 5.6416 | 5.6963 | 5.7515 | 5.8086 | 5.8681 | 5.9253 | 5.978 | 6.0297 | 6.0814 | 6.1353 | 6.1867 | 6.2396 | 6.2937 | 6.3483 | 6.4025 | 6.4557 | 6.5043 | 6.5477 | 6.586 | 6.6192 | 6.6477 | 6.6674 | 6.6822 | 6.6949 | 6.7058 | 6.7166 | 6.7213 | 6.7213
F3_Commercial_Lodging_Existing_Food Preparation_Natural Gas_Conveyor Oven_E3 | F3 | Commercial | Lodging | Existing | Food Preparation | Natural Gas | Conveyor Oven | E3 | PACT BC Ratio | 0 | 0 | 0 | 0 | 0 | 0 | 0 | 0 | 0 | 0 | 0 | 0 | 0 | 0 | 0 | 0 | 0 | 0 | 0 | 0 | 0 | 0 | 0 | 0 | 0 | 0 | 0 | 0 | 0 | 0 | 0 | 0 | 0
F3_Commercial_Lodging_Existing_Food Preparation_Natural Gas_Conveyor Oven_E4 | F3 | Commercial | Lodging | Existing | Food Preparation | Natural Gas | Conveyor Oven | E4 | PACT BC Ratio | 0 | 0 | 0 | 0 | 0 | 0 | 0 | 0 | 0 | 0 | 0 | 0 | 0 | 0 | 0 | 0 | 0 | 0 | 0 | 0 | 0 | 0 | 0 | 0 | 0 | 0 | 0 | 0 | 0 | 0 | 0 | 0 | 0
F3_Commercial_Lodging_Existing_Food Preparation_Natural Gas_Conveyor Oven_E5 | F3 | Commercial | Lodging | Existing | Food Preparation | Natural Gas | Conveyor Oven | E5 | PACT BC Ratio | 0 | 0 | 0 | 0 | 0 | 0 | 0 | 0 | 0 | 0 | 0 | 0 | 0 | 0 | 0 | 0 | 0 | 0 | 0 | 0 | 0 | 0 | 0 | 0 | 0 | 0 | 0 | 0 | 0 | 0 | 0 | 0 | 0
F3_Commercial_Lodging_Existing_Food Preparation_Natural Gas_Conveyor Oven_E6 | F3 | Commercial | Lodging | Existing | Food Preparation | Natural Gas | Conveyor Oven | E6 | PACT BC Ratio | 0 | 0 | 0 | 0 | 0 | 0 | 0 | 0 | 0 | 0 | 0 | 0 | 0 | 0 | 0 | 0 | 0 | 0 | 0 | 0 | 0 | 0 | 0 | 0 | 0 | 0 | 0 | 0 | 0 | 0 | 0 | 0 | 0
F3_Commercial_Lodging_Existing_Food Preparation_Natural Gas_Conveyor Oven_E7 | F3 | Commercial | Lodging | Existing | Food Preparation | Natural Gas | Conveyor Oven | E7 | PACT BC Ratio | 0 | 0 | 0 | 0 | 0 | 0 | 0 | 0 | 0 | 0 | 0 | 0 | 0 | 0 | 0 | 0 | 0 | 0 | 0 | 0 | 0 | 0 | 0 | 0 | 0 | 0 | 0 | 0 | 0 | 0 | 0 | 0 | 0
F3_Commercial_Lodging_Existing_Food Preparation_Natural Gas_Conveyor Oven_E8 | F3 | Commercial | Lodging | Existing | Food Preparation | Natural Gas | Conveyor Oven | E8 | PACT BC Ratio | 0 | 0 | 0 | 0 | 0 | 0 | 0 | 0 | 0 | 0 | 0 | 0 | 0 | 0 | 0 | 0 | 0 | 0 | 0 | 0 | 0 | 0 | 0 | 0 | 0 | 0 | 0 | 0 | 0 | 0 | 0 | 0 | 0
F3_Commercial_Lodging_Existing_Food Preparation_Natural Gas_Conveyor Oven_E9 | F3 | Commercial | Lodging | Existing | Food Preparation | Natural Gas | Conveyor Oven | E9 | PACT BC Ratio | 0 | 0 | 0 | 0 | 0 | 0 | 0 | 0 | 0 | 0 | 0 | 0 | 0 | 0 | 0 | 0 | 0 | 0 | 0 | 0 | 0 | 0 | 0 | 0 | 0 | 0 | 0 | 0 | 0 | 0 | 0 | 0 | 0
F3_Commercial_Lodging_Existing_Food Preparation_Natural Gas_Conveyor Oven_E10 | F3 | Commercial | Lodging | Existing | Food Preparation | Natural Gas | Conveyor Oven | E10 | PACT BC Ratio | 0 | 0 | 0 | 0 | 0 | 0 | 0 | 0 | 0 | 0 | 0 | 0 | 0 | 0 | 0 | 0 | 0 | 0 | 0 | 0 | 0 | 0 | 0 | 0 | 0 | 0 | 0 | 0 | 0 | 0 | 0 | 0 | 0
F4_Commercial_Lodging_Existing_Food Preparation_Natural Gas_Conveyor Oven_E1 | F4 | Commercial | Lodging | Existing | Food Preparation | Natural Gas | Conveyor Oven | E1 | RVT BC Ratio | bar: 2019 to 2051
F4_Commercial_Lodging_Existing_Food Preparation_Natural Gas_Conveyor Oven_E2 | F4 | Commercial | Lodging | Existing | Food Preparation | Natural Gas | Conveyor Oven | E2 | RVT BC Ratio | 6.5193 | 6.5617 | 6.6078 | 6.6583 | 6.7161 | 6.7831 | 6.8421 | 6.9016 | 6.9632 | 7.0273 | 7.089 | 7.1459 | 7.2016 | 7.2573 | 7.3154 | 7.3708 | 7.4279 | 7.4863 | 7.5451 | 7.6035 | 7.6609 | 7.7133 | 7.7601 | 7.8014 | 7.8372 | 7.8679 | 7.8892 | 7.9051 | 7.9188 | 7.9306 | 7.9422 | 7.9473 | 7.9473
F4_Commercial_Lodging_Existing_Food Preparation_Natural Gas_Conveyor Oven_E3 | F4 | Commercial | Lodging | Existing | Food Preparation | Natural Gas | Conveyor Oven | E3 | RVT BC Ratio | 0 | 0 | 0 | 0 | 0 | 0 | 0 | 0 | 0 | 0 | 0 | 0 | 0 | 0 | 0 | 0 | 0 | 0 | 0 | 0 | 0 | 0 | 0 | 0 | 0 | 0 | 0 | 0 | 0 | 0 | 0 | 0 | 0
F4_Commercial_Lodging_Existing_Food Preparation_Natural Gas_Conveyor Oven_E4 | F4 | Commercial | Lodging | Existing | Food Preparation | Natural Gas | Conveyor Oven | E4 | RVT BC Ratio | 0 | 0 | 0 | 0 | 0 | 0 | 0 | 0 | 0 | 0 | 0 | 0 | 0 | 0 | 0 | 0 | 0 | 0 | 0 | 0 | 0 | 0 | 0 | 0 | 0 | 0 | 0 | 0 | 0 | 0 | 0 | 0 | 0
F4_Commercial_Lodging_Existing_Food Preparation_Natural Gas_Conveyor Oven_E5 | F4 | Commercial | Lodging | Existing | Food Preparation | Natural Gas | Conveyor Oven | E5 | RVT BC Ratio | 0 | 0 | 0 | 0 | 0 | 0 | 0 | 0 | 0 | 0 | 0 | 0 | 0 | 0 | 0 | 0 | 0 | 0 | 0 | 0 | 0 | 0 | 0 | 0 | 0 | 0 | 0 | 0 | 0 | 0 | 0 | 0 | 0
F4_Commercial_Lodging_Existing_Food Preparation_Natural Gas_Conveyor Oven_E6 | F4 | Commercial | Lodging | Existing | Food Preparation | Natural Gas | Conveyor Oven | E6 | RVT BC Ratio | 0 | 0 | 0 | 0 | 0 | 0 | 0 | 0 | 0 | 0 | 0 | 0 | 0 | 0 | 0 | 0 | 0 | 0 | 0 | 0 | 0 | 0 | 0 | 0 | 0 | 0 | 0 | 0 | 0 | 0 | 0 | 0 | 0
F4_Commercial_Lodging_Existing_Food Preparation_Natural Gas_Conveyor Oven_E7 | F4 | Commercial | Lodging | Existing | Food Preparation | Natural Gas | Conveyor Oven | E7 | RVT BC Ratio | 0 | 0 | 0 | 0 | 0 | 0 | 0 | 0 | 0 | 0 | 0 | 0 | 0 | 0 | 0 | 0 | 0 | 0 | 0 | 0 | 0 | 0 | 0 | 0 | 0 | 0 | 0 | 0 | 0 | 0 | 0 | 0 | 0
F4_Commercial_Lodging_Existing_Food Preparation_Natural Gas_Conveyor Oven_E8 | F4 | Commercial | Lodging | Existing | Food Preparation | Natural Gas | Conveyor Oven | E8 | RVT BC Ratio | 0 | 0 | 0 | 0 | 0 | 0 | 0 | 0 | 0 | 0 | 0 | 0 | 0 | 0 | 0 | 0 | 0 | 0 | 0 | 0 | 0 | 0 | 0 | 0 | 0 | 0 | 0 | 0 | 0 | 0 | 0 | 0 | 0
F4_Commercial_Lodging_Existing_Food Preparation_Natural Gas_Conveyor Oven_E9 | F4 | Commercial | Lodging | Existing | Food Preparation | Natural Gas | Conveyor Oven | E9 | RVT BC Ratio | 0 | 0 | 0 | 0 | 0 | 0 | 0 | 0 | 0 | 0 | 0 | 0 | 0 | 0 | 0 | 0 | 0 | 0 | 0 | 0 | 0 | 0 | 0 | 0 | 0 | 0 | 0 | 0 | 0 | 0 | 0 | 0 | 0
F4_Commercial_Lodging_Existing_Food Preparation_Natural Gas_Conveyor Oven_E10 | F4 | Commercial | Lodging | Existing | Food Preparation | Natural Gas | Conveyor Oven | E10 | RVT BC Ratio | 0 | 0 | 0 | 0 | 0 | 0 | 0 | 0 | 0 | 0 | 0 | 0 | 0 | 0 | 0 | 0 | 0 | 0 | 0 | 0 | 0 | 0 | 0 | 0 | 0 | 0 | 0 | 0 | 0 | 0 | 0 | 0 | 0
F5_Commercial_Lodging_Existing_Food Preparation_Natural Gas_Conveyor Oven_E1 | F5 | Commercial | Lodging | Existing | Food Preparation | Natural Gas | Conveyor Oven | E1 | RIM BC Ratio | bar: 2019 to 2051
F5_Commercial_Lodging_Existing_Food Preparation_Natural Gas_Conveyor Oven_E2 | F5 | Commercial | Lodging | Existing | Food Preparation | Natural Gas | Conveyor Oven | E2 | RIM BC Ratio | 0.72288 | 0.72358 | 0.72433 | 0.72515 | 0.72606 | 0.7271 | 0.728 | 0.7289 | 0.72981 | 0.73074 | 0.73162 | 0.73242 | 0.73319 | 0.73394 | 0.73472 | 0.73545 | 0.7362 | 0.73694 | 0.73769 | 0.73841 | 0.73912 | 0.73975 | 0.74031 | 0.74079 | 0.74121 | 0.74157 | 0.74181 | 0.742 | 0.74215 | 0.74229 | 0.74242 | 0.74248 | 0.74248
F5_Commercial_Lodging_Existing_Food Preparation_Natural Gas_Conveyor Oven_E3 | F5 | Commercial | Lodging | Existing | Food Preparation | Natural Gas | Conveyor Oven | E3 | RIM BC Ratio | 0 | 0 | 0 | 0 | 0 | 0 | 0 | 0 | 0 | 0 | 0 | 0 | 0 | 0 | 0 | 0 | 0 | 0 | 0 | 0 | 0 | 0 | 0 | 0 | 0 | 0 | 0 | 0 | 0 | 0 | 0 | 0 | 0
F5_Commercial_Lodging_Existing_Food Preparation_Natural Gas_Conveyor Oven_E4 | F5 | Commercial | Lodging | Existing | Food Preparation | Natural Gas | Conveyor Oven | E4 | RIM BC Ratio | 0 | 0 | 0 | 0 | 0 | 0 | 0 | 0 | 0 | 0 | 0 | 0 | 0 | 0 | 0 | 0 | 0 | 0 | 0 | 0 | 0 | 0 | 0 | 0 | 0 | 0 | 0 | 0 | 0 | 0 | 0 | 0 | 0
F5_Commercial_Lodging_Existing_Food Preparation_Natural Gas_Conveyor Oven_E5 | F5 | Commercial | Lodging | Existing | Food Preparation | Natural Gas | Conveyor Oven | E5 | RIM BC Ratio | 0 | 0 | 0 | 0 | 0 | 0 | 0 | 0 | 0 | 0 | 0 | 0 | 0 | 0 | 0 | 0 | 0 | 0 | 0 | 0 | 0 | 0 | 0 | 0 | 0 | 0 | 0 | 0 | 0 | 0 | 0 | 0 | 0
F5_Commercial_Lodging_Existing_Food Preparation_Natural Gas_Conveyor Oven_E6 | F5 | Commercial | Lodging | Existing | Food Preparation | Natural Gas | Conveyor Oven | E6 | RIM BC Ratio | 0 | 0 | 0 | 0 | 0 | 0 | 0 | 0 | 0 | 0 | 0 | 0 | 0 | 0 | 0 | 0 | 0 | 0 | 0 | 0 | 0 | 0 | 0 | 0 | 0 | 0 | 0 | 0 | 0 | 0 | 0 | 0 | 0
F5_Commercial_Lodging_Existing_Food Preparation_Natural Gas_Conveyor Oven_E7 | F5 | Commercial | Lodging | Existing | Food Preparation | Natural Gas | Conveyor Oven | E7 | RIM BC Ratio | 0 | 0 | 0 | 0 | 0 | 0 | 0 | 0 | 0 | 0 | 0 | 0 | 0 | 0 | 0 | 0 | 0 | 0 | 0 | 0 | 0 | 0 | 0 | 0 | 0 | 0 | 0 | 0 | 0 | 0 | 0 | 0 | 0
F5_Commercial_Lodging_Existing_Food Preparation_Natural Gas_Conveyor Oven_E8 | F5 | Commercial | Lodging | Existing | Food Preparation | Natural Gas | Conveyor Oven | E8 | RIM BC Ratio | 0 | 0 | 0 | 0 | 0 | 0 | 0 | 0 | 0 | 0 | 0 | 0 | 0 | 0 | 0 | 0 | 0 | 0 | 0 | 0 | 0 | 0 | 0 | 0 | 0 | 0 | 0 | 0 | 0 | 0 | 0 | 0 | 0
F5_Commercial_Lodging_Existing_Food Preparation_Natural Gas_Conveyor Oven_E9 | F5 | Commercial | Lodging | Existing | Food Preparation | Natural Gas | Conveyor Oven | E9 | RIM BC Ratio | 0 | 0 | 0 | 0 | 0 | 0 | 0 | 0 | 0 | 0 | 0 | 0 | 0 | 0 | 0 | 0 | 0 | 0 | 0 | 0 | 0 | 0 | 0 | 0 | 0 | 0 | 0 | 0 | 0 | 0 | 0 | 0 | 0
F5_Commercial_Lodging_Existing_Food Preparation_Natural Gas_Conveyor Oven_E10 | F5 | Commercial | Lodging | Existing | Food Preparation | Natural Gas | Conveyor Oven | E10 | RIM BC Ratio | 0 | 0 | 0 | 0 | 0 | 0 | 0 | 0 | 0 | 0 | 0 | 0 | 0 | 0 | 0 | 0 | 0 | 0 | 0 | 0 | 0 | 0 | 0 | 0 | 0 | 0 | 0 | 0 | 0 | 0 | 0 | 0 | 0
F0_Commercial_Lodging_Existing_Food Preparation_Natural Gas_Double Rack Oven_E0 | F0 | Commercial | Lodging | Existing | Food Preparation | Natural Gas | Double Rack Oven | E0 | Economic Unit | FTSC Qualified (>50% Cooking Efficiency) | FTSC Qualified (>50% Cooking Efficiency) | FTSC Qualified (>50% Cooking Efficiency) | FTSC Qualified (>50% Cooking Efficiency) | FTSC Qualified (>50% Cooking Efficiency) | FTSC Qualified (>50% Cooking Efficiency) | FTSC Qualified (>50% Cooking Efficiency) | FTSC Qualified (>50% Cooking Efficiency) | FTSC Qualified (>50% Cooking Efficiency) | FTSC Qualified (>50% Cooking Efficiency) | FTSC Qualified (>50% Cooking Efficiency) | FTSC Qualified (>50% Cooking Efficiency) | FTSC Qualified (>50% Cooking Efficiency) | FTSC Qualified (>50% Cooking Efficiency) | FTSC Qualified (>50% Cooking Efficiency) | FTSC Qualified (>50% Cooking Efficiency) | FTSC Qualified (>50% Cooking Efficiency) | FTSC Qualified (>50% Cooking Efficiency) | FTSC Qualified (>50% Cooking Efficiency) | FTSC Qualified (>50% Cooking Efficiency) | FTSC Qualified (>50% Cooking Efficiency) | FTSC Qualified (>50% Cooking Efficiency) | FTSC Qualified (>50% Cooking Efficiency) | FTSC Qualified (>50% Cooking Efficiency) | FTSC Qualified (>50% Cooking Efficiency) | FTSC Qualified (>50% Cooking Efficiency) | FTSC Qualified (>50% Cooking Efficiency) | FTSC Qualified (>50% Cooking Efficiency) | FTSC Qualified (>50% Cooking Efficiency) | FTSC Qualified (>50% Cooking Efficiency) | FTSC Qualified (>50% Cooking Efficiency) | FTSC Qualified (>50% Cooking Efficiency) | FTSC Qualified (>50% Cooking Efficiency)
F1_Commercial_Lodging_Existing_Food Preparation_Natural Gas_Double Rack Oven_E1 | F1 | Commercial | Lodging | Existing | Food Preparation | Natural Gas | Double Rack Oven | E1 | CCE | 0 | 0 | 0 | 0 | 0 | 0 | 0 | 0 | 0 | 0 | 0 | 0 | 0 | 0 | 0 | 0 | 0 | 0 | 0 | 0 | 0 | 0 | 0 | 0 | 0 | 0 | 0 | 0 | 0 | 0 | 0 | 0 | 0
F1_Commercial_Lodging_Existing_Food Preparation_Natural Gas_Double Rack Oven_E2 | F1 | Commercial | Lodging | Existing | Food Preparation | Natural Gas | Double Rack Oven | E2 | CCE | 0.29688 | 0.29688 | 0.29688 | 0.29688 | 0.29688 | 0.29688 | 0.29688 | 0.29688 | 0.29688 | 0.29688 | 0.29688 | 0.29688 | 0.29688 | 0.29688 | 0.29688 | 0.29688 | 0.29688 | 0.29688 | 0.29688 | 0.29688 | 0.29688 | 0.29688 | 0.29688 | 0.29688 | 0.29688 | 0.29688 | 0.29688 | 0.29688 | 0.29688 | 0.29688 | 0.29688 | 0.29688 | 0.29688
F1_Commercial_Lodging_Existing_Food Preparation_Natural Gas_Double Rack Oven_E3 | F1 | Commercial | Lodging | Existing | Food Preparation | Natural Gas | Double Rack Oven | E3 | CCE | 0 | 0 | 0 | 0 | 0 | 0 | 0 | 0 | 0 | 0 | 0 | 0 | 0 | 0 | 0 | 0 | 0 | 0 | 0 | 0 | 0 | 0 | 0 | 0 | 0 | 0 | 0 | 0 | 0 | 0 | 0 | 0 | 0
F1_Commercial_Lodging_Existing_Food Preparation_Natural Gas_Double Rack Oven_E4 | F1 | Commercial | Lodging | Existing | Food Preparation | Natural Gas | Double Rack Oven | E4 | CCE | 0 | 0 | 0 | 0 | 0 | 0 | 0 | 0 | 0 | 0 | 0 | 0 | 0 | 0 | 0 | 0 | 0 | 0 | 0 | 0 | 0 | 0 | 0 | 0 | 0 | 0 | 0 | 0 | 0 | 0 | 0 | 0 | 0
F1_Commercial_Lodging_Existing_Food Preparation_Natural Gas_Double Rack Oven_E5 | F1 | Commercial | Lodging | Existing | Food Preparation | Natural Gas | Double Rack Oven | E5 | CCE | 0 | 0 | 0 | 0 | 0 | 0 | 0 | 0 | 0 | 0 | 0 | 0 | 0 | 0 | 0 | 0 | 0 | 0 | 0 | 0 | 0 | 0 | 0 | 0 | 0 | 0 | 0 | 0 | 0 | 0 | 0 | 0 | 0
F1_Commercial_Lodging_Existing_Food Preparation_Natural Gas_Double Rack Oven_E6 | F1 | Commercial | Lodging | Existing | Food Preparation | Natural Gas | Double Rack Oven | E6 | CCE | 0 | 0 | 0 | 0 | 0 | 0 | 0 | 0 | 0 | 0 | 0 | 0 | 0 | 0 | 0 | 0 | 0 | 0 | 0 | 0 | 0 | 0 | 0 | 0 | 0 | 0 | 0 | 0 | 0 | 0 | 0 | 0 | 0
F1_Commercial_Lodging_Existing_Food Preparation_Natural Gas_Double Rack Oven_E7 | F1 | Commercial | Lodging | Existing | Food Preparation | Natural Gas | Double Rack Oven | E7 | CCE | 0 | 0 | 0 | 0 | 0 | 0 | 0 | 0 | 0 | 0 | 0 | 0 | 0 | 0 | 0 | 0 | 0 | 0 | 0 | 0 | 0 | 0 | 0 | 0 | 0 | 0 | 0 | 0 | 0 | 0 | 0 | 0 | 0
F1_Commercial_Lodging_Existing_Food Preparation_Natural Gas_Double Rack Oven_E8 | F1 | Commercial | Lodging | Existing | Food Preparation | Natural Gas | Double Rack Oven | E8 | CCE | 0 | 0 | 0 | 0 | 0 | 0 | 0 | 0 | 0 | 0 | 0 | 0 | 0 | 0 | 0 | 0 | 0 | 0 | 0 | 0 | 0 | 0 | 0 | 0 | 0 | 0 | 0 | 0 | 0 | 0 | 0 | 0 | 0
F1_Commercial_Lodging_Existing_Food Preparation_Natural Gas_Double Rack Oven_E9 | F1 | Commercial | Lodging | Existing | Food Preparation | Natural Gas | Double Rack Oven | E9 | CCE | 0 | 0 | 0 | 0 | 0 | 0 | 0 | 0 | 0 | 0 | 0 | 0 | 0 | 0 | 0 | 0 | 0 | 0 | 0 | 0 | 0 | 0 | 0 | 0 | 0 | 0 | 0 | 0 | 0 | 0 | 0 | 0 | 0
F1_Commercial_Lodging_Existing_Food Preparation_Natural Gas_Double Rack Oven_E10 | F1 | Commercial | Lodging | Existing | Food Preparation | Natural Gas | Double Rack Oven | E10 | CCE | 0 | 0 | 0 | 0 | 0 | 0 | 0 | 0 | 0 | 0 | 0 | 0 | 0 | 0 | 0 | 0 | 0 | 0 | 0 | 0 | 0 | 0 | 0 | 0 | 0 | 0 | 0 | 0 | 0 | 0 | 0 | 0 | 0
F2_Commercial_Lodging_Existing_Food Preparation_Natural Gas_Double Rack Oven_E1 | F2 | Commercial | Lodging | Existing | Food Preparation | Natural Gas | Double Rack Oven | E1 | TRC BC Ratio | bar: 2019 to 2051
F2_Commercial_Lodging_Existing_Food Preparation_Natural Gas_Double Rack Oven_E2 | F2 | Commercial | Lodging | Existing | Food Preparation | Natural Gas | Double Rack Oven | E2 | TRC BC Ratio | 4.7395 | 4.7756 | 4.816 | 4.8604 | 4.911 | 4.9696 | 5.017 | 5.0626 | 5.1089 | 5.1571 | 5.2031 | 5.2453 | 5.2885 | 5.3338 | 5.3838 | 5.4328 | 5.4847 | 5.5395 | 5.5966 | 5.655 | 5.7136 | 5.7686 | 5.8182 | 5.8621 | 5.9 | 5.9326 | 5.9552 | 5.9721 | 5.9866 | 5.9991 | 6.0114 | 6.0169 | 6.0169
F2_Commercial_Lodging_Existing_Food Preparation_Natural Gas_Double Rack Oven_E3 | F2 | Commercial | Lodging | Existing | Food Preparation | Natural Gas | Double Rack Oven | E3 | TRC BC Ratio | 0 | 0 | 0 | 0 | 0 | 0 | 0 | 0 | 0 | 0 | 0 | 0 | 0 | 0 | 0 | 0 | 0 | 0 | 0 | 0 | 0 | 0 | 0 | 0 | 0 | 0 | 0 | 0 | 0 | 0 | 0 | 0 | 0
F2_Commercial_Lodging_Existing_Food Preparation_Natural Gas_Double Rack Oven_E4 | F2 | Commercial | Lodging | Existing | Food Preparation | Natural Gas | Double Rack Oven | E4 | TRC BC Ratio | 0 | 0 | 0 | 0 | 0 | 0 | 0 | 0 | 0 | 0 | 0 | 0 | 0 | 0 | 0 | 0 | 0 | 0 | 0 | 0 | 0 | 0 | 0 | 0 | 0 | 0 | 0 | 0 | 0 | 0 | 0 | 0 | 0
F2_Commercial_Lodging_Existing_Food Preparation_Natural Gas_Double Rack Oven_E5 | F2 | Commercial | Lodging | Existing | Food Preparation | Natural Gas | Double Rack Oven | E5 | TRC BC Ratio | 0 | 0 | 0 | 0 | 0 | 0 | 0 | 0 | 0 | 0 | 0 | 0 | 0 | 0 | 0 | 0 | 0 | 0 | 0 | 0 | 0 | 0 | 0 | 0 | 0 | 0 | 0 | 0 | 0 | 0 | 0 | 0 | 0
F2_Commercial_Lodging_Existing_Food Preparation_Natural Gas_Double Rack Oven_E6 | F2 | Commercial | Lodging | Existing | Food Preparation | Natural Gas | Double Rack Oven | E6 | TRC BC Ratio | 0 | 0 | 0 | 0 | 0 | 0 | 0 | 0 | 0 | 0 | 0 | 0 | 0 | 0 | 0 | 0 | 0 | 0 | 0 | 0 | 0 | 0 | 0 | 0 | 0 | 0 | 0 | 0 | 0 | 0 | 0 | 0 | 0
F2_Commercial_Lodging_Existing_Food Preparation_Natural Gas_Double Rack Oven_E7 | F2 | Commercial | Lodging | Existing | Food Preparation | Natural Gas | Double Rack Oven | E7 | TRC BC Ratio | 0 | 0 | 0 | 0 | 0 | 0 | 0 | 0 | 0 | 0 | 0 | 0 | 0 | 0 | 0 | 0 | 0 | 0 | 0 | 0 | 0 | 0 | 0 | 0 | 0 | 0 | 0 | 0 | 0 | 0 | 0 | 0 | 0
F2_Commercial_Lodging_Existing_Food Preparation_Natural Gas_Double Rack Oven_E8 | F2 | Commercial | Lodging | Existing | Food Preparation | Natural Gas | Double Rack Oven | E8 | TRC BC Ratio | 0 | 0 | 0 | 0 | 0 | 0 | 0 | 0 | 0 | 0 | 0 | 0 | 0 | 0 | 0 | 0 | 0 | 0 | 0 | 0 | 0 | 0 | 0 | 0 | 0 | 0 | 0 | 0 | 0 | 0 | 0 | 0 | 0
F2_Commercial_Lodging_Existing_Food Preparation_Natural Gas_Double Rack Oven_E9 | F2 | Commercial | Lodging | Existing | Food Preparation | Natural Gas | Double Rack Oven | E9 | TRC BC Ratio | 0 | 0 | 0 | 0 | 0 | 0 | 0 | 0 | 0 | 0 | 0 | 0 | 0 | 0 | 0 | 0 | 0 | 0 | 0 | 0 | 0 | 0 | 0 | 0 | 0 | 0 | 0 | 0 | 0 | 0 | 0 | 0 | 0
F2_Commercial_Lodging_Existing_Food Preparation_Natural Gas_Double Rack Oven_E10 | F2 | Commercial | Lodging | Existing | Food Preparation | Natural Gas | Double Rack Oven | E10 | TRC BC Ratio | 0 | 0 | 0 | 0 | 0 | 0 | 0 | 0 | 0 | 0 | 0 | 0 | 0 | 0 | 0 | 0 | 0 | 0 | 0 | 0 | 0 | 0 | 0 | 0 | 0 | 0 | 0 | 0 | 0 | 0 | 0 | 0 | 0
F3_Commercial_Lodging_Existing_Food Preparation_Natural Gas_Double Rack Oven_E1 | F3 | Commercial | Lodging | Existing | Food Preparation | Natural Gas | Double Rack Oven | E1 | PACT BC Ratio | bar: 2019 to 2051
F3_Commercial_Lodging_Existing_Food Preparation_Natural Gas_Double Rack Oven_E2 | F3 | Commercial | Lodging | Existing | Food Preparation | Natural Gas | Double Rack Oven | E2 | PACT BC Ratio | 6.3193 | 6.3675 | 6.4213 | 6.4805 | 6.548 | 6.6261 | 6.6894 | 6.7502 | 6.8119 | 6.8761 | 6.9374 | 6.9937 | 7.0513 | 7.1117 | 7.1784 | 7.2437 | 7.3129 | 7.386 | 7.4622 | 7.5399 | 7.6182 | 7.6915 | 7.7576 | 7.8161 | 7.8667 | 7.9101 | 7.9403 | 7.9627 | 7.9822 | 7.9988 | 8.0152 | 8.0225 | 8.0225
F3_Commercial_Lodging_Existing_Food Preparation_Natural Gas_Double Rack Oven_E3 | F3 | Commercial | Lodging | Existing | Food Preparation | Natural Gas | Double Rack Oven | E3 | PACT BC Ratio | 0 | 0 | 0 | 0 | 0 | 0 | 0 | 0 | 0 | 0 | 0 | 0 | 0 | 0 | 0 | 0 | 0 | 0 | 0 | 0 | 0 | 0 | 0 | 0 | 0 | 0 | 0 | 0 | 0 | 0 | 0 | 0 | 0
F3_Commercial_Lodging_Existing_Food Preparation_Natural Gas_Double Rack Oven_E4 | F3 | Commercial | Lodging | Existing | Food Preparation | Natural Gas | Double Rack Oven | E4 | PACT BC Ratio | 0 | 0 | 0 | 0 | 0 | 0 | 0 | 0 | 0 | 0 | 0 | 0 | 0 | 0 | 0 | 0 | 0 | 0 | 0 | 0 | 0 | 0 | 0 | 0 | 0 | 0 | 0 | 0 | 0 | 0 | 0 | 0 | 0
F3_Commercial_Lodging_Existing_Food Preparation_Natural Gas_Double Rack Oven_E5 | F3 | Commercial | Lodging | Existing | Food Preparation | Natural Gas | Double Rack Oven | E5 | PACT BC Ratio | 0 | 0 | 0 | 0 | 0 | 0 | 0 | 0 | 0 | 0 | 0 | 0 | 0 | 0 | 0 | 0 | 0 | 0 | 0 | 0 | 0 | 0 | 0 | 0 | 0 | 0 | 0 | 0 | 0 | 0 | 0 | 0 | 0
F3_Commercial_Lodging_Existing_Food Preparation_Natural Gas_Double Rack Oven_E6 | F3 | Commercial | Lodging | Existing | Food Preparation | Natural Gas | Double Rack Oven | E6 | PACT BC Ratio | 0 | 0 | 0 | 0 | 0 | 0 | 0 | 0 | 0 | 0 | 0 | 0 | 0 | 0 | 0 | 0 | 0 | 0 | 0 | 0 | 0 | 0 | 0 | 0 | 0 | 0 | 0 | 0 | 0 | 0 | 0 | 0 | 0
F3_Commercial_Lodging_Existing_Food Preparation_Natural Gas_Double Rack Oven_E7 | F3 | Commercial | Lodging | Existing | Food Preparation | Natural Gas | Double Rack Oven | E7 | PACT BC Ratio | 0 | 0 | 0 | 0 | 0 | 0 | 0 | 0 | 0 | 0 | 0 | 0 | 0 | 0 | 0 | 0 | 0 | 0 | 0 | 0 | 0 | 0 | 0 | 0 | 0 | 0 | 0 | 0 | 0 | 0 | 0 | 0 | 0
F3_Commercial_Lodging_Existing_Food Preparation_Natural Gas_Double Rack Oven_E8 | F3 | Commercial | Lodging | Existing | Food Preparation | Natural Gas | Double Rack Oven | E8 | PACT BC Ratio | 0 | 0 | 0 | 0 | 0 | 0 | 0 | 0 | 0 | 0 | 0 | 0 | 0 | 0 | 0 | 0 | 0 | 0 | 0 | 0 | 0 | 0 | 0 | 0 | 0 | 0 | 0 | 0 | 0 | 0 | 0 | 0 | 0
F3_Commercial_Lodging_Existing_Food Preparation_Natural Gas_Double Rack Oven_E9 | F3 | Commercial | Lodging | Existing | Food Preparation | Natural Gas | Double Rack Oven | E9 | PACT BC Ratio | 0 | 0 | 0 | 0 | 0 | 0 | 0 | 0 | 0 | 0 | 0 | 0 | 0 | 0 | 0 | 0 | 0 | 0 | 0 | 0 | 0 | 0 | 0 | 0 | 0 | 0 | 0 | 0 | 0 | 0 | 0 | 0 | 0
F3_Commercial_Lodging_Existing_Food Preparation_Natural Gas_Double Rack Oven_E10 | F3 | Commercial | Lodging | Existing | Food Preparation | Natural Gas | Double Rack Oven | E10 | PACT BC Ratio | 0 | 0 | 0 | 0 | 0 | 0 | 0 | 0 | 0 | 0 | 0 | 0 | 0 | 0 | 0 | 0 | 0 | 0 | 0 | 0 | 0 | 0 | 0 | 0 | 0 | 0 | 0 | 0 | 0 | 0 | 0 | 0 | 0
F4_Commercial_Lodging_Existing_Food Preparation_Natural Gas_Double Rack Oven_E1 | F4 | Commercial | Lodging | Existing | Food Preparation | Natural Gas | Double Rack Oven | E1 | RVT BC Ratio | bar: 2019 to 2051
F4_Commercial_Lodging_Existing_Food Preparation_Natural Gas_Double Rack Oven_E2 | F4 | Commercial | Lodging | Existing | Food Preparation | Natural Gas | Double Rack Oven | E2 | RVT BC Ratio | 7.5139 | 7.5658 | 7.6238 | 7.6877 | 7.7604 | 7.8446 | 7.9129 | 7.9784 | 8.045 | 8.1143 | 8.1804 | 8.241 | 8.3031 | 8.3683 | 8.4402 | 8.5106 | 8.5852 | 8.664 | 8.7461 | 8.83 | 8.9144 | 8.9934 | 9.0647 | 9.1278 | 9.1823 | 9.2292 | 9.2617 | 9.2859 | 9.3069 | 9.3248 | 9.3425 | 9.3503 | 9.3503
F4_Commercial_Lodging_Existing_Food Preparation_Natural Gas_Double Rack Oven_E3 | F4 | Commercial | Lodging | Existing | Food Preparation | Natural Gas | Double Rack Oven | E3 | RVT BC Ratio | 0 | 0 | 0 | 0 | 0 | 0 | 0 | 0 | 0 | 0 | 0 | 0 | 0 | 0 | 0 | 0 | 0 | 0 | 0 | 0 | 0 | 0 | 0 | 0 | 0 | 0 | 0 | 0 | 0 | 0 | 0 | 0 | 0
F4_Commercial_Lodging_Existing_Food Preparation_Natural Gas_Double Rack Oven_E4 | F4 | Commercial | Lodging | Existing | Food Preparation | Natural Gas | Double Rack Oven | E4 | RVT BC Ratio | 0 | 0 | 0 | 0 | 0 | 0 | 0 | 0 | 0 | 0 | 0 | 0 | 0 | 0 | 0 | 0 | 0 | 0 | 0 | 0 | 0 | 0 | 0 | 0 | 0 | 0 | 0 | 0 | 0 | 0 | 0 | 0 | 0
F4_Commercial_Lodging_Existing_Food Preparation_Natural Gas_Double Rack Oven_E5 | F4 | Commercial | Lodging | Existing | Food Preparation | Natural Gas | Double Rack Oven | E5 | RVT BC Ratio | 0 | 0 | 0 | 0 | 0 | 0 | 0 | 0 | 0 | 0 | 0 | 0 | 0 | 0 | 0 | 0 | 0 | 0 | 0 | 0 | 0 | 0 | 0 | 0 | 0 | 0 | 0 | 0 | 0 | 0 | 0 | 0 | 0
F4_Commercial_Lodging_Existing_Food Preparation_Natural Gas_Double Rack Oven_E6 | F4 | Commercial | Lodging | Existing | Food Preparation | Natural Gas | Double Rack Oven | E6 | RVT BC Ratio | 0 | 0 | 0 | 0 | 0 | 0 | 0 | 0 | 0 | 0 | 0 | 0 | 0 | 0 | 0 | 0 | 0 | 0 | 0 | 0 | 0 | 0 | 0 | 0 | 0 | 0 | 0 | 0 | 0 | 0 | 0 | 0 | 0
F4_Commercial_Lodging_Existing_Food Preparation_Natural Gas_Double Rack Oven_E7 | F4 | Commercial | Lodging | Existing | Food Preparation | Natural Gas | Double Rack Oven | E7 | RVT BC Ratio | 0 | 0 | 0 | 0 | 0 | 0 | 0 | 0 | 0 | 0 | 0 | 0 | 0 | 0 | 0 | 0 | 0 | 0 | 0 | 0 | 0 | 0 | 0 | 0 | 0 | 0 | 0 | 0 | 0 | 0 | 0 | 0 | 0
F4_Commercial_Lodging_Existing_Food Preparation_Natural Gas_Double Rack Oven_E8 | F4 | Commercial | Lodging | Existing | Food Preparation | Natural Gas | Double Rack Oven | E8 | RVT BC Ratio | 0 | 0 | 0 | 0 | 0 | 0 | 0 | 0 | 0 | 0 | 0 | 0 | 0 | 0 | 0 | 0 | 0 | 0 | 0 | 0 | 0 | 0 | 0 | 0 | 0 | 0 | 0 | 0 | 0 | 0 | 0 | 0 | 0
F4_Commercial_Lodging_Existing_Food Preparation_Natural Gas_Double Rack Oven_E9 | F4 | Commercial | Lodging | Existing | Food Preparation | Natural Gas | Double Rack Oven | E9 | RVT BC Ratio | 0 | 0 | 0 | 0 | 0 | 0 | 0 | 0 | 0 | 0 | 0 | 0 | 0 | 0 | 0 | 0 | 0 | 0 | 0 | 0 | 0 | 0 | 0 | 0 | 0 | 0 | 0 | 0 | 0 | 0 | 0 | 0 | 0
F4_Commercial_Lodging_Existing_Food Preparation_Natural Gas_Double Rack Oven_E10 | F4 | Commercial | Lodging | Existing | Food Preparation | Natural Gas | Double Rack Oven | E10 | RVT BC Ratio | 0 | 0 | 0 | 0 | 0 | 0 | 0 | 0 | 0 | 0 | 0 | 0 | 0 | 0 | 0 | 0 | 0 | 0 | 0 | 0 | 0 | 0 | 0 | 0 | 0 | 0 | 0 | 0 | 0 | 0 | 0 | 0 | 0
F5_Commercial_Lodging_Existing_Food Preparation_Natural Gas_Double Rack Oven_E1 | F5 | Commercial | Lodging | Existing | Food Preparation | Natural Gas | Double Rack Oven | E1 | RIM BC Ratio | bar: 2019 to 2051
F5_Commercial_Lodging_Existing_Food Preparation_Natural Gas_Double Rack Oven_E2 | F5 | Commercial | Lodging | Existing | Food Preparation | Natural Gas | Double Rack Oven | E2 | RIM BC Ratio | 0.73729 | 0.73795 | 0.73866 | 0.73944 | 0.74031 | 0.7413 | 0.74208 | 0.74283 | 0.74357 | 0.74433 | 0.74504 | 0.74568 | 0.74633 | 0.74701 | 0.74774 | 0.74844 | 0.74917 | 0.74993 | 0.75071 | 0.75149 | 0.75226 | 0.75297 | 0.7536 | 0.75414 | 0.75461 | 0.75501 | 0.75528 | 0.75549 | 0.75566 | 0.75581 | 0.75596 | 0.75602 | 0.75602
F5_Commercial_Lodging_Existing_Food Preparation_Natural Gas_Double Rack Oven_E3 | F5 | Commercial | Lodging | Existing | Food Preparation | Natural Gas | Double Rack Oven | E3 | RIM BC Ratio | 0 | 0 | 0 | 0 | 0 | 0 | 0 | 0 | 0 | 0 | 0 | 0 | 0 | 0 | 0 | 0 | 0 | 0 | 0 | 0 | 0 | 0 | 0 | 0 | 0 | 0 | 0 | 0 | 0 | 0 | 0 | 0 | 0
F5_Commercial_Lodging_Existing_Food Preparation_Natural Gas_Double Rack Oven_E4 | F5 | Commercial | Lodging | Existing | Food Preparation | Natural Gas | Double Rack Oven | E4 | RIM BC Ratio | 0 | 0 | 0 | 0 | 0 | 0 | 0 | 0 | 0 | 0 | 0 | 0 | 0 | 0 | 0 | 0 | 0 | 0 | 0 | 0 | 0 | 0 | 0 | 0 | 0 | 0 | 0 | 0 | 0 | 0 | 0 | 0 | 0
F5_Commercial_Lodging_Existing_Food Preparation_Natural Gas_Double Rack Oven_E5 | F5 | Commercial | Lodging | Existing | Food Preparation | Natural Gas | Double Rack Oven | E5 | RIM BC Ratio | 0 | 0 | 0 | 0 | 0 | 0 | 0 | 0 | 0 | 0 | 0 | 0 | 0 | 0 | 0 | 0 | 0 | 0 | 0 | 0 | 0 | 0 | 0 | 0 | 0 | 0 | 0 | 0 | 0 | 0 | 0 | 0 | 0
F5_Commercial_Lodging_Existing_Food Preparation_Natural Gas_Double Rack Oven_E6 | F5 | Commercial | Lodging | Existing | Food Preparation | Natural Gas | Double Rack Oven | E6 | RIM BC Ratio | 0 | 0 | 0 | 0 | 0 | 0 | 0 | 0 | 0 | 0 | 0 | 0 | 0 | 0 | 0 | 0 | 0 | 0 | 0 | 0 | 0 | 0 | 0 | 0 | 0 | 0 | 0 | 0 | 0 | 0 | 0 | 0 | 0
F5_Commercial_Lodging_Existing_Food Preparation_Natural Gas_Double Rack Oven_E7 | F5 | Commercial | Lodging | Existing | Food Preparation | Natural Gas | Double Rack Oven | E7 | RIM BC Ratio | 0 | 0 | 0 | 0 | 0 | 0 | 0 | 0 | 0 | 0 | 0 | 0 | 0 | 0 | 0 | 0 | 0 | 0 | 0 | 0 | 0 | 0 | 0 | 0 | 0 | 0 | 0 | 0 | 0 | 0 | 0 | 0 | 0
F5_Commercial_Lodging_Existing_Food Preparation_Natural Gas_Double Rack Oven_E8 | F5 | Commercial | Lodging | Existing | Food Preparation | Natural Gas | Double Rack Oven | E8 | RIM BC Ratio | 0 | 0 | 0 | 0 | 0 | 0 | 0 | 0 | 0 | 0 | 0 | 0 | 0 | 0 | 0 | 0 | 0 | 0 | 0 | 0 | 0 | 0 | 0 | 0 | 0 | 0 | 0 | 0 | 0 | 0 | 0 | 0 | 0
F5_Commercial_Lodging_Existing_Food Preparation_Natural Gas_Double Rack Oven_E9 | F5 | Commercial | Lodging | Existing | Food Preparation | Natural Gas | Double Rack Oven | E9 | RIM BC Ratio | 0 | 0 | 0 | 0 | 0 | 0 | 0 | 0 | 0 | 0 | 0 | 0 | 0 | 0 | 0 | 0 | 0 | 0 | 0 | 0 | 0 | 0 | 0 | 0 | 0 | 0 | 0 | 0 | 0 | 0 | 0 | 0 | 0
F5_Commercial_Lodging_Existing_Food Preparation_Natural Gas_Double Rack Oven_E10 | F5 | Commercial | Lodging | Existing | Food Preparation | Natural Gas | Double Rack Oven | E10 | RIM BC Ratio | 0 | 0 | 0 | 0 | 0 | 0 | 0 | 0 | 0 | 0 | 0 | 0 | 0 | 0 | 0 | 0 | 0 | 0 | 0 | 0 | 0 | 0 | 0 | 0 | 0 | 0 | 0 | 0 | 0 | 0 | 0 | 0 | 0
F0_Commercial_Lodging_Existing_Food Preparation_Natural Gas_Fryer_E0 | F0 | Commercial | Lodging | Existing | Food Preparation | Natural Gas | Fryer | E0 | Economic Unit | ENERGY STAR | ENERGY STAR | ENERGY STAR | ENERGY STAR | ENERGY STAR | ENERGY STAR | ENERGY STAR | ENERGY STAR | ENERGY STAR | ENERGY STAR | ENERGY STAR | ENERGY STAR | ENERGY STAR | ENERGY STAR | ENERGY STAR | ENERGY STAR | ENERGY STAR | ENERGY STAR | ENERGY STAR | ENERGY STAR | ENERGY STAR | ENERGY STAR | ENERGY STAR | ENERGY STAR | ENERGY STAR | ENERGY STAR | ENERGY STAR | ENERGY STAR | ENERGY STAR | ENERGY STAR | ENERGY STAR | ENERGY STAR | ENERGY STAR
F1_Commercial_Lodging_Existing_Food Preparation_Natural Gas_Fryer_E1 | F1 | Commercial | Lodging | Existing | Food Preparation | Natural Gas | Fryer | E1 | CCE | 0 | 0 | 0 | 0 | 0 | 0 | 0 | 0 | 0 | 0 | 0 | 0 | 0 | 0 | 0 | 0 | 0 | 0 | 0 | 0 | 0 | 0 | 0 | 0 | 0 | 0 | 0 | 0 | 0 | 0 | 0 | 0 | 0
F1_Commercial_Lodging_Existing_Food Preparation_Natural Gas_Fryer_E2 | F1 | Commercial | Lodging | Existing | Food Preparation | Natural Gas | Fryer | E2 | CCE | 0.52081 | 0.52081 | 0.52081 | 0 | 0 | 0 | 0 | 0 | 0 | 0 | 0 | 0 | 0 | 0 | 0 | 0 | 0 | 0 | 0 | 0 | 0 | 0 | 0 | 0 | 0 | 0 | 0 | 0 | 0 | 0 | 0 | 0 | 0
F1_Commercial_Lodging_Existing_Food Preparation_Natural Gas_Fryer_E3 | F1 | Commercial | Lodging | Existing | Food Preparation | Natural Gas | Fryer | E3 | CCE | 0 | 0 | 0 | 0 | 0 | 0 | 0 | 0 | 0 | 0 | 0 | 0 | 0 | 0 | 0 | 0 | 0 | 0 | 0 | 0 | 0 | 0 | 0 | 0 | 0 | 0 | 0 | 0 | 0 | 0 | 0 | 0 | 0
F1_Commercial_Lodging_Existing_Food Preparation_Natural Gas_Fryer_E4 | F1 | Commercial | Lodging | Existing | Food Preparation | Natural Gas | Fryer | E4 | CCE | 0 | 0 | 0 | 0 | 0 | 0 | 0 | 0 | 0 | 0 | 0 | 0 | 0 | 0 | 0 | 0 | 0 | 0 | 0 | 0 | 0 | 0 | 0 | 0 | 0 | 0 | 0 | 0 | 0 | 0 | 0 | 0 | 0
F1_Commercial_Lodging_Existing_Food Preparation_Natural Gas_Fryer_E5 | F1 | Commercial | Lodging | Existing | Food Preparation | Natural Gas | Fryer | E5 | CCE | 0 | 0 | 0 | 0 | 0 | 0 | 0 | 0 | 0 | 0 | 0 | 0 | 0 | 0 | 0 | 0 | 0 | 0 | 0 | 0 | 0 | 0 | 0 | 0 | 0 | 0 | 0 | 0 | 0 | 0 | 0 | 0 | 0
F1_Commercial_Lodging_Existing_Food Preparation_Natural Gas_Fryer_E6 | F1 | Commercial | Lodging | Existing | Food Preparation | Natural Gas | Fryer | E6 | CCE | 0 | 0 | 0 | 0 | 0 | 0 | 0 | 0 | 0 | 0 | 0 | 0 | 0 | 0 | 0 | 0 | 0 | 0 | 0 | 0 | 0 | 0 | 0 | 0 | 0 | 0 | 0 | 0 | 0 | 0 | 0 | 0 | 0
F1_Commercial_Lodging_Existing_Food Preparation_Natural Gas_Fryer_E7 | F1 | Commercial | Lodging | Existing | Food Preparation | Natural Gas | Fryer | E7 | CCE | 0 | 0 | 0 | 0 | 0 | 0 | 0 | 0 | 0 | 0 | 0 | 0 | 0 | 0 | 0 | 0 | 0 | 0 | 0 | 0 | 0 | 0 | 0 | 0 | 0 | 0 | 0 | 0 | 0 | 0 | 0 | 0 | 0
F1_Commercial_Lodging_Existing_Food Preparation_Natural Gas_Fryer_E8 | F1 | Commercial | Lodging | Existing | Food Preparation | Natural Gas | Fryer | E8 | CCE | 0 | 0 | 0 | 0 | 0 | 0 | 0 | 0 | 0 | 0 | 0 | 0 | 0 | 0 | 0 | 0 | 0 | 0 | 0 | 0 | 0 | 0 | 0 | 0 | 0 | 0 | 0 | 0 | 0 | 0 | 0 | 0 | 0
F1_Commercial_Lodging_Existing_Food Preparation_Natural Gas_Fryer_E9 | F1 | Commercial | Lodging | Existing | Food Preparation | Natural Gas | Fryer | E9 | CCE | 0 | 0 | 0 | 0 | 0 | 0 | 0 | 0 | 0 | 0 | 0 | 0 | 0 | 0 | 0 | 0 | 0 | 0 | 0 | 0 | 0 | 0 | 0 | 0 | 0 | 0 | 0 | 0 | 0 | 0 | 0 | 0 | 0
F1_Commercial_Lodging_Existing_Food Preparation_Natural Gas_Fryer_E10 | F1 | Commercial | Lodging | Existing | Food Preparation | Natural Gas | Fryer | E10 | CCE | 0 | 0 | 0 | 0 | 0 | 0 | 0 | 0 | 0 | 0 | 0 | 0 | 0 | 0 | 0 | 0 | 0 | 0 | 0 | 0 | 0 | 0 | 0 | 0 | 0 | 0 | 0 | 0 | 0 | 0 | 0 | 0 | 0
F2_Commercial_Lodging_Existing_Food Preparation_Natural Gas_Fryer_E1 | F2 | Commercial | Lodging | Existing | Food Preparation | Natural Gas | Fryer | E1 | TRC BC Ratio | 1 | 1 | 1 | 0 | 0 | 0 | 0 | 0 | 0 | 0 | 0 | 0 | 0 | 0 | 0 | 0 | 0 | 0 | 0 | 0 | 0 | 0 | 0 | 0 | 0 | 0 | 0 | 0 | 0 | 0 | 0 | 0 | 0
F2_Commercial_Lodging_Existing_Food Preparation_Natural Gas_Fryer_E2 | F2 | Commercial | Lodging | Existing | Food Preparation | Natural Gas | Fryer | E2 | TRC BC Ratio | 2.6303 | 2.6385 | 2.6536 | 1 | 1 | 1 | 1 | 1 | 1 | 1 | 1 | 1 | 1 | 1 | 1 | 1 | 1 | 1 | 1 | 1 | 1 | 1 | 1 | 1 | 1 | 1 | 1 | 1 | 1 | 1 | 1 | 1 | 1
F2_Commercial_Lodging_Existing_Food Preparation_Natural Gas_Fryer_E3 | F2 | Commercial | Lodging | Existing | Food Preparation | Natural Gas | Fryer | E3 | TRC BC Ratio | 0 | 0 | 0 | 0 | 0 | 0 | 0 | 0 | 0 | 0 | 0 | 0 | 0 | 0 | 0 | 0 | 0 | 0 | 0 | 0 | 0 | 0 | 0 | 0 | 0 | 0 | 0 | 0 | 0 | 0 | 0 | 0 | 0
F2_Commercial_Lodging_Existing_Food Preparation_Natural Gas_Fryer_E4 | F2 | Commercial | Lodging | Existing | Food Preparation | Natural Gas | Fryer | E4 | TRC BC Ratio | 0 | 0 | 0 | 0 | 0 | 0 | 0 | 0 | 0 | 0 | 0 | 0 | 0 | 0 | 0 | 0 | 0 | 0 | 0 | 0 | 0 | 0 | 0 | 0 | 0 | 0 | 0 | 0 | 0 | 0 | 0 | 0 | 0
F2_Commercial_Lodging_Existing_Food Preparation_Natural Gas_Fryer_E5 | F2 | Commercial | Lodging | Existing | Food Preparation | Natural Gas | Fryer | E5 | TRC BC Ratio | 0 | 0 | 0 | 0 | 0 | 0 | 0 | 0 | 0 | 0 | 0 | 0 | 0 | 0 | 0 | 0 | 0 | 0 | 0 | 0 | 0 | 0 | 0 | 0 | 0 | 0 | 0 | 0 | 0 | 0 | 0 | 0 | 0
F2_Commercial_Lodging_Existing_Food Preparation_Natural Gas_Fryer_E6 | F2 | Commercial | Lodging | Existing | Food Preparation | Natural Gas | Fryer | E6 | TRC BC Ratio | 0 | 0 | 0 | 0 | 0 | 0 | 0 | 0 | 0 | 0 | 0 | 0 | 0 | 0 | 0 | 0 | 0 | 0 | 0 | 0 | 0 | 0 | 0 | 0 | 0 | 0 | 0 | 0 | 0 | 0 | 0 | 0 | 0
F2_Commercial_Lodging_Existing_Food Preparation_Natural Gas_Fryer_E7 | F2 | Commercial | Lodging | Existing | Food Preparation | Natural Gas | Fryer | E7 | TRC BC Ratio | 0 | 0 | 0 | 0 | 0 | 0 | 0 | 0 | 0 | 0 | 0 | 0 | 0 | 0 | 0 | 0 | 0 | 0 | 0 | 0 | 0 | 0 | 0 | 0 | 0 | 0 | 0 | 0 | 0 | 0 | 0 | 0 | 0
F2_Commercial_Lodging_Existing_Food Preparation_Natural Gas_Fryer_E8 | F2 | Commercial | Lodging | Existing | Food Preparation | Natural Gas | Fryer | E8 | TRC BC Ratio | 0 | 0 | 0 | 0 | 0 | 0 | 0 | 0 | 0 | 0 | 0 | 0 | 0 | 0 | 0 | 0 | 0 | 0 | 0 | 0 | 0 | 0 | 0 | 0 | 0 | 0 | 0 | 0 | 0 | 0 | 0 | 0 | 0
F2_Commercial_Lodging_Existing_Food Preparation_Natural Gas_Fryer_E9 | F2 | Commercial | Lodging | Existing | Food Preparation | Natural Gas | Fryer | E9 | TRC BC Ratio | 0 | 0 | 0 | 0 | 0 | 0 | 0 | 0 | 0 | 0 | 0 | 0 | 0 | 0 | 0 | 0 | 0 | 0 | 0 | 0 | 0 | 0 | 0 | 0 | 0 | 0 | 0 | 0 | 0 | 0 | 0 | 0 | 0
F2_Commercial_Lodging_Existing_Food Preparation_Natural Gas_Fryer_E10 | F2 | Commercial | Lodging | Existing | Food Preparation | Natural Gas | Fryer | E10 | TRC BC Ratio | 0 | 0 | 0 | 0 | 0 | 0 | 0 | 0 | 0 | 0 | 0 | 0 | 0 | 0 | 0 | 0 | 0 | 0 | 0 | 0 | 0 | 0 | 0 | 0 | 0 | 0 | 0 | 0 | 0 | 0 | 0 | 0 | 0
F3_Commercial_Lodging_Existing_Food Preparation_Natural Gas_Fryer_E1 | F3 | Commercial | Lodging | Existing | Food Preparation | Natural Gas | Fryer | E1 | PACT BC Ratio | 1 | 1 | 1 | 0 | 0 | 0 | 0 | 0 | 0 | 0 | 0 | 0 | 0 | 0 | 0 | 0 | 0 | 0 | 0 | 0 | 0 | 0 | 0 | 0 | 0 | 0 | 0 | 0 | 0 | 0 | 0 | 0 | 0
F3_Commercial_Lodging_Existing_Food Preparation_Natural Gas_Fryer_E2 | F3 | Commercial | Lodging | Existing | Food Preparation | Natural Gas | Fryer | E2 | PACT BC Ratio | 3.5071 | 3.518 | 3.5381 | 1 | 1 | 1 | 1 | 1 | 1 | 1 | 1 | 1 | 1 | 1 | 1 | 1 | 1 | 1 | 1 | 1 | 1 | 1 | 1 | 1 | 1 | 1 | 1 | 1 | 1 | 1 | 1 | 1 | 1
F3_Commercial_Lodging_Existing_Food Preparation_Natural Gas_Fryer_E3 | F3 | Commercial | Lodging | Existing | Food Preparation | Natural Gas | Fryer | E3 | PACT BC Ratio | 0 | 0 | 0 | 0 | 0 | 0 | 0 | 0 | 0 | 0 | 0 | 0 | 0 | 0 | 0 | 0 | 0 | 0 | 0 | 0 | 0 | 0 | 0 | 0 | 0 | 0 | 0 | 0 | 0 | 0 | 0 | 0 | 0
F3_Commercial_Lodging_Existing_Food Preparation_Natural Gas_Fryer_E4 | F3 | Commercial | Lodging | Existing | Food Preparation | Natural Gas | Fryer | E4 | PACT BC Ratio | 0 | 0 | 0 | 0 | 0 | 0 | 0 | 0 | 0 | 0 | 0 | 0 | 0 | 0 | 0 | 0 | 0 | 0 | 0 | 0 | 0 | 0 | 0 | 0 | 0 | 0 | 0 | 0 | 0 | 0 | 0 | 0 | 0
F3_Commercial_Lodging_Existing_Food Preparation_Natural Gas_Fryer_E5 | F3 | Commercial | Lodging | Existing | Food Preparation | Natural Gas | Fryer | E5 | PACT BC Ratio | 0 | 0 | 0 | 0 | 0 | 0 | 0 | 0 | 0 | 0 | 0 | 0 | 0 | 0 | 0 | 0 | 0 | 0 | 0 | 0 | 0 | 0 | 0 | 0 | 0 | 0 | 0 | 0 | 0 | 0 | 0 | 0 | 0
F3_Commercial_Lodging_Existing_Food Preparation_Natural Gas_Fryer_E6 | F3 | Commercial | Lodging | Existing | Food Preparation | Natural Gas | Fryer | E6 | PACT BC Ratio | 0 | 0 | 0 | 0 | 0 | 0 | 0 | 0 | 0 | 0 | 0 | 0 | 0 | 0 | 0 | 0 | 0 | 0 | 0 | 0 | 0 | 0 | 0 | 0 | 0 | 0 | 0 | 0 | 0 | 0 | 0 | 0 | 0
F3_Commercial_Lodging_Existing_Food Preparation_Natural Gas_Fryer_E7 | F3 | Commercial | Lodging | Existing | Food Preparation | Natural Gas | Fryer | E7 | PACT BC Ratio | 0 | 0 | 0 | 0 | 0 | 0 | 0 | 0 | 0 | 0 | 0 | 0 | 0 | 0 | 0 | 0 | 0 | 0 | 0 | 0 | 0 | 0 | 0 | 0 | 0 | 0 | 0 | 0 | 0 | 0 | 0 | 0 | 0
F3_Commercial_Lodging_Existing_Food Preparation_Natural Gas_Fryer_E8 | F3 | Commercial | Lodging | Existing | Food Preparation | Natural Gas | Fryer | E8 | PACT BC Ratio | 0 | 0 | 0 | 0 | 0 | 0 | 0 | 0 | 0 | 0 | 0 | 0 | 0 | 0 | 0 | 0 | 0 | 0 | 0 | 0 | 0 | 0 | 0 | 0 | 0 | 0 | 0 | 0 | 0 | 0 | 0 | 0 | 0
F3_Commercial_Lodging_Existing_Food Preparation_Natural Gas_Fryer_E9 | F3 | Commercial | Lodging | Existing | Food Preparation | Natural Gas | Fryer | E9 | PACT BC Ratio | 0 | 0 | 0 | 0 | 0 | 0 | 0 | 0 | 0 | 0 | 0 | 0 | 0 | 0 | 0 | 0 | 0 | 0 | 0 | 0 | 0 | 0 | 0 | 0 | 0 | 0 | 0 | 0 | 0 | 0 | 0 | 0 | 0
F3_Commercial_Lodging_Existing_Food Preparation_Natural Gas_Fryer_E10 | F3 | Commercial | Lodging | Existing | Food Preparation | Natural Gas | Fryer | E10 | PACT BC Ratio | 0 | 0 | 0 | 0 | 0 | 0 | 0 | 0 | 0 | 0 | 0 | 0 | 0 | 0 | 0 | 0 | 0 | 0 | 0 | 0 | 0 | 0 | 0 | 0 | 0 | 0 | 0 | 0 | 0 | 0 | 0 | 0 | 0
F4_Commercial_Lodging_Existing_Food Preparation_Natural Gas_Fryer_E1 | F4 | Commercial | Lodging | Existing | Food Preparation | Natural Gas | Fryer | E1 | RVT BC Ratio | 1 | 1 | 1 | 0 | 0 | 0 | 0 | 0 | 0 | 0 | 0 | 0 | 0 | 0 | 0 | 0 | 0 | 0 | 0 | 0 | 0 | 0 | 0 | 0 | 0 | 0 | 0 | 0 | 0 | 0 | 0 | 0 | 0
F4_Commercial_Lodging_Existing_Food Preparation_Natural Gas_Fryer_E2 | F4 | Commercial | Lodging | Existing | Food Preparation | Natural Gas | Fryer | E2 | RVT BC Ratio | 4.4816 | 4.4933 | 4.515 | 1 | 1 | 1 | 1 | 1 | 1 | 1 | 1 | 1 | 1 | 1 | 1 | 1 | 1 | 1 | 1 | 1 | 1 | 1 | 1 | 1 | 1 | 1 | 1 | 1 | 1 | 1 | 1 | 1 | 1
F4_Commercial_Lodging_Existing_Food Preparation_Natural Gas_Fryer_E3 | F4 | Commercial | Lodging | Existing | Food Preparation | Natural Gas | Fryer | E3 | RVT BC Ratio | 0 | 0 | 0 | 0 | 0 | 0 | 0 | 0 | 0 | 0 | 0 | 0 | 0 | 0 | 0 | 0 | 0 | 0 | 0 | 0 | 0 | 0 | 0 | 0 | 0 | 0 | 0 | 0 | 0 | 0 | 0 | 0 | 0
F4_Commercial_Lodging_Existing_Food Preparation_Natural Gas_Fryer_E4 | F4 | Commercial | Lodging | Existing | Food Preparation | Natural Gas | Fryer | E4 | RVT BC Ratio | 0 | 0 | 0 | 0 | 0 | 0 | 0 | 0 | 0 | 0 | 0 | 0 | 0 | 0 | 0 | 0 | 0 | 0 | 0 | 0 | 0 | 0 | 0 | 0 | 0 | 0 | 0 | 0 | 0 | 0 | 0 | 0 | 0
F4_Commercial_Lodging_Existing_Food Preparation_Natural Gas_Fryer_E5 | F4 | Commercial | Lodging | Existing | Food Preparation | Natural Gas | Fryer | E5 | RVT BC Ratio | 0 | 0 | 0 | 0 | 0 | 0 | 0 | 0 | 0 | 0 | 0 | 0 | 0 | 0 | 0 | 0 | 0 | 0 | 0 | 0 | 0 | 0 | 0 | 0 | 0 | 0 | 0 | 0 | 0 | 0 | 0 | 0 | 0
F4_Commercial_Lodging_Existing_Food Preparation_Natural Gas_Fryer_E6 | F4 | Commercial | Lodging | Existing | Food Preparation | Natural Gas | Fryer | E6 | RVT BC Ratio | 0 | 0 | 0 | 0 | 0 | 0 | 0 | 0 | 0 | 0 | 0 | 0 | 0 | 0 | 0 | 0 | 0 | 0 | 0 | 0 | 0 | 0 | 0 | 0 | 0 | 0 | 0 | 0 | 0 | 0 | 0 | 0 | 0
F4_Commercial_Lodging_Existing_Food Preparation_Natural Gas_Fryer_E7 | F4 | Commercial | Lodging | Existing | Food Preparation | Natural Gas | Fryer | E7 | RVT BC Ratio | 0 | 0 | 0 | 0 | 0 | 0 | 0 | 0 | 0 | 0 | 0 | 0 | 0 | 0 | 0 | 0 | 0 | 0 | 0 | 0 | 0 | 0 | 0 | 0 | 0 | 0 | 0 | 0 | 0 | 0 | 0 | 0 | 0
F4_Commercial_Lodging_Existing_Food Preparation_Natural Gas_Fryer_E8 | F4 | Commercial | Lodging | Existing | Food Preparation | Natural Gas | Fryer | E8 | RVT BC Ratio | 0 | 0 | 0 | 0 | 0 | 0 | 0 | 0 | 0 | 0 | 0 | 0 | 0 | 0 | 0 | 0 | 0 | 0 | 0 | 0 | 0 | 0 | 0 | 0 | 0 | 0 | 0 | 0 | 0 | 0 | 0 | 0 | 0
F4_Commercial_Lodging_Existing_Food Preparation_Natural Gas_Fryer_E9 | F4 | Commercial | Lodging | Existing | Food Preparation | Natural Gas | Fryer | E9 | RVT BC Ratio | 0 | 0 | 0 | 0 | 0 | 0 | 0 | 0 | 0 | 0 | 0 | 0 | 0 | 0 | 0 | 0 | 0 | 0 | 0 | 0 | 0 | 0 | 0 | 0 | 0 | 0 | 0 | 0 | 0 | 0 | 0 | 0 | 0
F4_Commercial_Lodging_Existing_Food Preparation_Natural Gas_Fryer_E10 | F4 | Commercial | Lodging | Existing | Food Preparation | Natural Gas | Fryer | E10 | RVT BC Ratio | 0 | 0 | 0 | 0 | 0 | 0 | 0 | 0 | 0 | 0 | 0 | 0 | 0 | 0 | 0 | 0 | 0 | 0 | 0 | 0 | 0 | 0 | 0 | 0 | 0 | 0 | 0 | 0 | 0 | 0 | 0 | 0 | 0
F5_Commercial_Lodging_Existing_Food Preparation_Natural Gas_Fryer_E1 | F5 | Commercial | Lodging | Existing | Food Preparation | Natural Gas | Fryer | E1 | RIM BC Ratio | 1 | 1 | 1 | 0 | 0 | 0 | 0 | 0 | 0 | 0 | 0 | 0 | 0 | 0 | 0 | 0 | 0 | 0 | 0 | 0 | 0 | 0 | 0 | 0 | 0 | 0 | 0 | 0 | 0 | 0 | 0 | 0 | 0
F5_Commercial_Lodging_Existing_Food Preparation_Natural Gas_Fryer_E2 | F5 | Commercial | Lodging | Existing | Food Preparation | Natural Gas | Fryer | E2 | RIM BC Ratio | 0.67422 | 0.67462 | 0.67536 | 1 | 1 | 1 | 1 | 1 | 1 | 1 | 1 | 1 | 1 | 1 | 1 | 1 | 1 | 1 | 1 | 1 | 1 | 1 | 1 | 1 | 1 | 1 | 1 | 1 | 1 | 1 | 1 | 1 | 1
F5_Commercial_Lodging_Existing_Food Preparation_Natural Gas_Fryer_E3 | F5 | Commercial | Lodging | Existing | Food Preparation | Natural Gas | Fryer | E3 | RIM BC Ratio | 0 | 0 | 0 | 0 | 0 | 0 | 0 | 0 | 0 | 0 | 0 | 0 | 0 | 0 | 0 | 0 | 0 | 0 | 0 | 0 | 0 | 0 | 0 | 0 | 0 | 0 | 0 | 0 | 0 | 0 | 0 | 0 | 0
F5_Commercial_Lodging_Existing_Food Preparation_Natural Gas_Fryer_E4 | F5 | Commercial | Lodging | Existing | Food Preparation | Natural Gas | Fryer | E4 | RIM BC Ratio | 0 | 0 | 0 | 0 | 0 | 0 | 0 | 0 | 0 | 0 | 0 | 0 | 0 | 0 | 0 | 0 | 0 | 0 | 0 | 0 | 0 | 0 | 0 | 0 | 0 | 0 | 0 | 0 | 0 | 0 | 0 | 0 | 0
F5_Commercial_Lodging_Existing_Food Preparation_Natural Gas_Fryer_E5 | F5 | Commercial | Lodging | Existing | Food Preparation | Natural Gas | Fryer | E5 | RIM BC Ratio | 0 | 0 | 0 | 0 | 0 | 0 | 0 | 0 | 0 | 0 | 0 | 0 | 0 | 0 | 0 | 0 | 0 | 0 | 0 | 0 | 0 | 0 | 0 | 0 | 0 | 0 | 0 | 0 | 0 | 0 | 0 | 0 | 0
F5_Commercial_Lodging_Existing_Food Preparation_Natural Gas_Fryer_E6 | F5 | Commercial | Lodging | Existing | Food Preparation | Natural Gas | Fryer | E6 | RIM BC Ratio | 0 | 0 | 0 | 0 | 0 | 0 | 0 | 0 | 0 | 0 | 0 | 0 | 0 | 0 | 0 | 0 | 0 | 0 | 0 | 0 | 0 | 0 | 0 | 0 | 0 | 0 | 0 | 0 | 0 | 0 | 0 | 0 | 0
F5_Commercial_Lodging_Existing_Food Preparation_Natural Gas_Fryer_E7 | F5 | Commercial | Lodging | Existing | Food Preparation | Natural Gas | Fryer | E7 | RIM BC Ratio | 0 | 0 | 0 | 0 | 0 | 0 | 0 | 0 | 0 | 0 | 0 | 0 | 0 | 0 | 0 | 0 | 0 | 0 | 0 | 0 | 0 | 0 | 0 | 0 | 0 | 0 | 0 | 0 | 0 | 0 | 0 | 0 | 0
F5_Commercial_Lodging_Existing_Food Preparation_Natural Gas_Fryer_E8 | F5 | Commercial | Lodging | Existing | Food Preparation | Natural Gas | Fryer | E8 | RIM BC Ratio | 0 | 0 | 0 | 0 | 0 | 0 | 0 | 0 | 0 | 0 | 0 | 0 | 0 | 0 | 0 | 0 | 0 | 0 | 0 | 0 | 0 | 0 | 0 | 0 | 0 | 0 | 0 | 0 | 0 | 0 | 0 | 0 | 0
F5_Commercial_Lodging_Existing_Food Preparation_Natural Gas_Fryer_E9 | F5 | Commercial | Lodging | Existing | Food Preparation | Natural Gas | Fryer | E9 | RIM BC Ratio | 0 | 0 | 0 | 0 | 0 | 0 | 0 | 0 | 0 | 0 | 0 | 0 | 0 | 0 | 0 | 0 | 0 | 0 | 0 | 0 | 0 | 0 | 0 | 0 | 0 | 0 | 0 | 0 | 0 | 0 | 0 | 0 | 0
F5_Commercial_Lodging_Existing_Food Preparation_Natural Gas_Fryer_E10 | F5 | Commercial | Lodging | Existing | Food Preparation | Natural Gas | Fryer | E10 | RIM BC Ratio | 0 | 0 | 0 | 0 | 0 | 0 | 0 | 0 | 0 | 0 | 0 | 0 | 0 | 0 | 0 | 0 | 0 | 0 | 0 | 0 | 0 | 0 | 0 | 0 | 0 | 0 | 0 | 0 | 0 | 0 | 0 | 0 | 0
F0_Commercial_Lodging_Existing_Food Preparation_Natural Gas_Broiler_E0 | F0 | Commercial | Lodging | Existing | Food Preparation | Natural Gas | Broiler | E0 | Economic Unit | Infrared Burners | Infrared Burners | Infrared Burners | Infrared Burners | Infrared Burners | Infrared Burners | Infrared Burners | Infrared Burners | Infrared Burners | Infrared Burners | Infrared Burners | Infrared Burners | Infrared Burners | Infrared Burners | Infrared Burners | Infrared Burners | Infrared Burners | Infrared Burners | Infrared Burners | Infrared Burners | Infrared Burners | Infrared Burners | Infrared Burners | Infrared Burners | Infrared Burners | Infrared Burners | Infrared Burners | Infrared Burners | Infrared Burners | Infrared Burners | Infrared Burners | Infrared Burners | Infrared Burners
F1_Commercial_Lodging_Existing_Food Preparation_Natural Gas_Broiler_E1 | F1 | Commercial | Lodging | Existing | Food Preparation | Natural Gas | Broiler | E1 | CCE | 0 | 0 | 0 | 0 | 0 | 0 | 0 | 0 | 0 | 0 | 0 | 0 | 0 | 0 | 0 | 0 | 0 | 0 | 0 | 0 | 0 | 0 | 0 | 0 | 0 | 0 | 0 | 0 | 0 | 0 | 0 | 0 | 0
F1_Commercial_Lodging_Existing_Food Preparation_Natural Gas_Broiler_E2 | F1 | Commercial | Lodging | Existing | Food Preparation | Natural Gas | Broiler | E2 | CCE | 0.62853 | 0.62853 | 0.62853 | 0.62853 | 0.62853 | 0.62853 | 0.62853 | 0.62853 | 0.62853 | 0.62853 | 0.62853 | 0.62853 | 0.62853 | 0.62853 | 0.62853 | 0.62853 | 0.62853 | 0.62853 | 0.62853 | 0.62853 | 0.62853 | 0.62853 | 0.62853 | 0.62853 | 0.62853 | 0.62853 | 0.62853 | 0.62853 | 0.62853 | 0.62853 | 0.62853 | 0.62853 | 0.62853
F1_Commercial_Lodging_Existing_Food Preparation_Natural Gas_Broiler_E3 | F1 | Commercial | Lodging | Existing | Food Preparation | Natural Gas | Broiler | E3 | CCE | 0 | 0 | 0 | 0 | 0 | 0 | 0 | 0 | 0 | 0 | 0 | 0 | 0 | 0 | 0 | 0 | 0 | 0 | 0 | 0 | 0 | 0 | 0 | 0 | 0 | 0 | 0 | 0 | 0 | 0 | 0 | 0 | 0
F1_Commercial_Lodging_Existing_Food Preparation_Natural Gas_Broiler_E4 | F1 | Commercial | Lodging | Existing | Food Preparation | Natural Gas | Broiler | E4 | CCE | 0 | 0 | 0 | 0 | 0 | 0 | 0 | 0 | 0 | 0 | 0 | 0 | 0 | 0 | 0 | 0 | 0 | 0 | 0 | 0 | 0 | 0 | 0 | 0 | 0 | 0 | 0 | 0 | 0 | 0 | 0 | 0 | 0
F1_Commercial_Lodging_Existing_Food Preparation_Natural Gas_Broiler_E5 | F1 | Commercial | Lodging | Existing | Food Preparation | Natural Gas | Broiler | E5 | CCE | 0 | 0 | 0 | 0 | 0 | 0 | 0 | 0 | 0 | 0 | 0 | 0 | 0 | 0 | 0 | 0 | 0 | 0 | 0 | 0 | 0 | 0 | 0 | 0 | 0 | 0 | 0 | 0 | 0 | 0 | 0 | 0 | 0
F1_Commercial_Lodging_Existing_Food Preparation_Natural Gas_Broiler_E6 | F1 | Commercial | Lodging | Existing | Food Preparation | Natural Gas | Broiler | E6 | CCE | 0 | 0 | 0 | 0 | 0 | 0 | 0 | 0 | 0 | 0 | 0 | 0 | 0 | 0 | 0 | 0 | 0 | 0 | 0 | 0 | 0 | 0 | 0 | 0 | 0 | 0 | 0 | 0 | 0 | 0 | 0 | 0 | 0
F1_Commercial_Lodging_Existing_Food Preparation_Natural Gas_Broiler_E7 | F1 | Commercial | Lodging | Existing | Food Preparation | Natural Gas | Broiler | E7 | CCE | 0 | 0 | 0 | 0 | 0 | 0 | 0 | 0 | 0 | 0 | 0 | 0 | 0 | 0 | 0 | 0 | 0 | 0 | 0 | 0 | 0 | 0 | 0 | 0 | 0 | 0 | 0 | 0 | 0 | 0 | 0 | 0 | 0
F1_Commercial_Lodging_Existing_Food Preparation_Natural Gas_Broiler_E8 | F1 | Commercial | Lodging | Existing | Food Preparation | Natural Gas | Broiler | E8 | CCE | 0 | 0 | 0 | 0 | 0 | 0 | 0 | 0 | 0 | 0 | 0 | 0 | 0 | 0 | 0 | 0 | 0 | 0 | 0 | 0 | 0 | 0 | 0 | 0 | 0 | 0 | 0 | 0 | 0 | 0 | 0 | 0 | 0
F1_Commercial_Lodging_Existing_Food Preparation_Natural Gas_Broiler_E9 | F1 | Commercial | Lodging | Existing | Food Preparation | Natural Gas | Broiler | E9 | CCE | 0 | 0 | 0 | 0 | 0 | 0 | 0 | 0 | 0 | 0 | 0 | 0 | 0 | 0 | 0 | 0 | 0 | 0 | 0 | 0 | 0 | 0 | 0 | 0 | 0 | 0 | 0 | 0 | 0 | 0 | 0 | 0 | 0
F1_Commercial_Lodging_Existing_Food Preparation_Natural Gas_Broiler_E10 | F1 | Commercial | Lodging | Existing | Food Preparation | Natural Gas | Broiler | E10 | CCE | 0 | 0 | 0 | 0 | 0 | 0 | 0 | 0 | 0 | 0 | 0 | 0 | 0 | 0 | 0 | 0 | 0 | 0 | 0 | 0 | 0 | 0 | 0 | 0 | 0 | 0 | 0 | 0 | 0 | 0 | 0 | 0 | 0
F2_Commercial_Lodging_Existing_Food Preparation_Natural Gas_Broiler_E1 | F2 | Commercial | Lodging | Existing | Food Preparation | Natural Gas | Broiler | E1 | TRC BC Ratio | bar: 2019 to 2051
F2_Commercial_Lodging_Existing_Food Preparation_Natural Gas_Broiler_E2 | F2 | Commercial | Lodging | Existing | Food Preparation | Natural Gas | Broiler | E2 | TRC BC Ratio | 2.2386 | 2.2557 | 2.2748 | 2.2957 | 2.3196 | 2.3473 | 2.3697 | 2.3913 | 2.4131 | 2.4359 | 2.4576 | 2.4775 | 2.4979 | 2.5193 | 2.543 | 2.5661 | 2.5906 | 2.6165 | 2.6435 | 2.671 | 2.6988 | 2.7247 | 2.7482 | 2.7689 | 2.7868 | 2.8022 | 2.8129 | 2.8208 | 2.8277 | 2.8336 | 2.8394 | 2.842 | 2.842
F2_Commercial_Lodging_Existing_Food Preparation_Natural Gas_Broiler_E3 | F2 | Commercial | Lodging | Existing | Food Preparation | Natural Gas | Broiler | E3 | TRC BC Ratio | 0 | 0 | 0 | 0 | 0 | 0 | 0 | 0 | 0 | 0 | 0 | 0 | 0 | 0 | 0 | 0 | 0 | 0 | 0 | 0 | 0 | 0 | 0 | 0 | 0 | 0 | 0 | 0 | 0 | 0 | 0 | 0 | 0
F2_Commercial_Lodging_Existing_Food Preparation_Natural Gas_Broiler_E4 | F2 | Commercial | Lodging | Existing | Food Preparation | Natural Gas | Broiler | E4 | TRC BC Ratio | 0 | 0 | 0 | 0 | 0 | 0 | 0 | 0 | 0 | 0 | 0 | 0 | 0 | 0 | 0 | 0 | 0 | 0 | 0 | 0 | 0 | 0 | 0 | 0 | 0 | 0 | 0 | 0 | 0 | 0 | 0 | 0 | 0
F2_Commercial_Lodging_Existing_Food Preparation_Natural Gas_Broiler_E5 | F2 | Commercial | Lodging | Existing | Food Preparation | Natural Gas | Broiler | E5 | TRC BC Ratio | 0 | 0 | 0 | 0 | 0 | 0 | 0 | 0 | 0 | 0 | 0 | 0 | 0 | 0 | 0 | 0 | 0 | 0 | 0 | 0 | 0 | 0 | 0 | 0 | 0 | 0 | 0 | 0 | 0 | 0 | 0 | 0 | 0
F2_Commercial_Lodging_Existing_Food Preparation_Natural Gas_Broiler_E6 | F2 | Commercial | Lodging | Existing | Food Preparation | Natural Gas | Broiler | E6 | TRC BC Ratio | 0 | 0 | 0 | 0 | 0 | 0 | 0 | 0 | 0 | 0 | 0 | 0 | 0 | 0 | 0 | 0 | 0 | 0 | 0 | 0 | 0 | 0 | 0 | 0 | 0 | 0 | 0 | 0 | 0 | 0 | 0 | 0 | 0
F2_Commercial_Lodging_Existing_Food Preparation_Natural Gas_Broiler_E7 | F2 | Commercial | Lodging | Existing | Food Preparation | Natural Gas | Broiler | E7 | TRC BC Ratio | 0 | 0 | 0 | 0 | 0 | 0 | 0 | 0 | 0 | 0 | 0 | 0 | 0 | 0 | 0 | 0 | 0 | 0 | 0 | 0 | 0 | 0 | 0 | 0 | 0 | 0 | 0 | 0 | 0 | 0 | 0 | 0 | 0
F2_Commercial_Lodging_Existing_Food Preparation_Natural Gas_Broiler_E8 | F2 | Commercial | Lodging | Existing | Food Preparation | Natural Gas | Broiler | E8 | TRC BC Ratio | 0 | 0 | 0 | 0 | 0 | 0 | 0 | 0 | 0 | 0 | 0 | 0 | 0 | 0 | 0 | 0 | 0 | 0 | 0 | 0 | 0 | 0 | 0 | 0 | 0 | 0 | 0 | 0 | 0 | 0 | 0 | 0 | 0
F2_Commercial_Lodging_Existing_Food Preparation_Natural Gas_Broiler_E9 | F2 | Commercial | Lodging | Existing | Food Preparation | Natural Gas | Broiler | E9 | TRC BC Ratio | 0 | 0 | 0 | 0 | 0 | 0 | 0 | 0 | 0 | 0 | 0 | 0 | 0 | 0 | 0 | 0 | 0 | 0 | 0 | 0 | 0 | 0 | 0 | 0 | 0 | 0 | 0 | 0 | 0 | 0 | 0 | 0 | 0
F2_Commercial_Lodging_Existing_Food Preparation_Natural Gas_Broiler_E10 | F2 | Commercial | Lodging | Existing | Food Preparation | Natural Gas | Broiler | E10 | TRC BC Ratio | 0 | 0 | 0 | 0 | 0 | 0 | 0 | 0 | 0 | 0 | 0 | 0 | 0 | 0 | 0 | 0 | 0 | 0 | 0 | 0 | 0 | 0 | 0 | 0 | 0 | 0 | 0 | 0 | 0 | 0 | 0 | 0 | 0
F3_Commercial_Lodging_Existing_Food Preparation_Natural Gas_Broiler_E1 | F3 | Commercial | Lodging | Existing | Food Preparation | Natural Gas | Broiler | E1 | PACT BC Ratio | bar: 2019 to 2051
F3_Commercial_Lodging_Existing_Food Preparation_Natural Gas_Broiler_E2 | F3 | Commercial | Lodging | Existing | Food Preparation | Natural Gas | Broiler | E2 | PACT BC Ratio | 2.9849 | 3.0076 | 3.033 | 3.061 | 3.0929 | 3.1297 | 3.1596 | 3.1884 | 3.2175 | 3.2479 | 3.2768 | 3.3034 | 3.3306 | 3.3591 | 3.3906 | 3.4215 | 3.4542 | 3.4887 | 3.5247 | 3.5614 | 3.5983 | 3.633 | 3.6642 | 3.6918 | 3.7157 | 3.7363 | 3.7505 | 3.7611 | 3.7703 | 3.7781 | 3.7859 | 3.7893 | 3.7893
F3_Commercial_Lodging_Existing_Food Preparation_Natural Gas_Broiler_E3 | F3 | Commercial | Lodging | Existing | Food Preparation | Natural Gas | Broiler | E3 | PACT BC Ratio | 0 | 0 | 0 | 0 | 0 | 0 | 0 | 0 | 0 | 0 | 0 | 0 | 0 | 0 | 0 | 0 | 0 | 0 | 0 | 0 | 0 | 0 | 0 | 0 | 0 | 0 | 0 | 0 | 0 | 0 | 0 | 0 | 0
F3_Commercial_Lodging_Existing_Food Preparation_Natural Gas_Broiler_E4 | F3 | Commercial | Lodging | Existing | Food Preparation | Natural Gas | Broiler | E4 | PACT BC Ratio | 0 | 0 | 0 | 0 | 0 | 0 | 0 | 0 | 0 | 0 | 0 | 0 | 0 | 0 | 0 | 0 | 0 | 0 | 0 | 0 | 0 | 0 | 0 | 0 | 0 | 0 | 0 | 0 | 0 | 0 | 0 | 0 | 0
F3_Commercial_Lodging_Existing_Food Preparation_Natural Gas_Broiler_E5 | F3 | Commercial | Lodging | Existing | Food Preparation | Natural Gas | Broiler | E5 | PACT BC Ratio | 0 | 0 | 0 | 0 | 0 | 0 | 0 | 0 | 0 | 0 | 0 | 0 | 0 | 0 | 0 | 0 | 0 | 0 | 0 | 0 | 0 | 0 | 0 | 0 | 0 | 0 | 0 | 0 | 0 | 0 | 0 | 0 | 0
F3_Commercial_Lodging_Existing_Food Preparation_Natural Gas_Broiler_E6 | F3 | Commercial | Lodging | Existing | Food Preparation | Natural Gas | Broiler | E6 | PACT BC Ratio | 0 | 0 | 0 | 0 | 0 | 0 | 0 | 0 | 0 | 0 | 0 | 0 | 0 | 0 | 0 | 0 | 0 | 0 | 0 | 0 | 0 | 0 | 0 | 0 | 0 | 0 | 0 | 0 | 0 | 0 | 0 | 0 | 0
F3_Commercial_Lodging_Existing_Food Preparation_Natural Gas_Broiler_E7 | F3 | Commercial | Lodging | Existing | Food Preparation | Natural Gas | Broiler | E7 | PACT BC Ratio | 0 | 0 | 0 | 0 | 0 | 0 | 0 | 0 | 0 | 0 | 0 | 0 | 0 | 0 | 0 | 0 | 0 | 0 | 0 | 0 | 0 | 0 | 0 | 0 | 0 | 0 | 0 | 0 | 0 | 0 | 0 | 0 | 0
F3_Commercial_Lodging_Existing_Food Preparation_Natural Gas_Broiler_E8 | F3 | Commercial | Lodging | Existing | Food Preparation | Natural Gas | Broiler | E8 | PACT BC Ratio | 0 | 0 | 0 | 0 | 0 | 0 | 0 | 0 | 0 | 0 | 0 | 0 | 0 | 0 | 0 | 0 | 0 | 0 | 0 | 0 | 0 | 0 | 0 | 0 | 0 | 0 | 0 | 0 | 0 | 0 | 0 | 0 | 0
F3_Commercial_Lodging_Existing_Food Preparation_Natural Gas_Broiler_E9 | F3 | Commercial | Lodging | Existing | Food Preparation | Natural Gas | Broiler | E9 | PACT BC Ratio | 0 | 0 | 0 | 0 | 0 | 0 | 0 | 0 | 0 | 0 | 0 | 0 | 0 | 0 | 0 | 0 | 0 | 0 | 0 | 0 | 0 | 0 | 0 | 0 | 0 | 0 | 0 | 0 | 0 | 0 | 0 | 0 | 0
F3_Commercial_Lodging_Existing_Food Preparation_Natural Gas_Broiler_E10 | F3 | Commercial | Lodging | Existing | Food Preparation | Natural Gas | Broiler | E10 | PACT BC Ratio | 0 | 0 | 0 | 0 | 0 | 0 | 0 | 0 | 0 | 0 | 0 | 0 | 0 | 0 | 0 | 0 | 0 | 0 | 0 | 0 | 0 | 0 | 0 | 0 | 0 | 0 | 0 | 0 | 0 | 0 | 0 | 0 | 0
F4_Commercial_Lodging_Existing_Food Preparation_Natural Gas_Broiler_E1 | F4 | Commercial | Lodging | Existing | Food Preparation | Natural Gas | Broiler | E1 | RVT BC Ratio | bar: 2019 to 2051
F4_Commercial_Lodging_Existing_Food Preparation_Natural Gas_Broiler_E2 | F4 | Commercial | Lodging | Existing | Food Preparation | Natural Gas | Broiler | E2 | RVT BC Ratio | 3.9184 | 3.943 | 3.9704 | 4.0005 | 4.0349 | 4.0747 | 4.1069 | 4.1379 | 4.1693 | 4.202 | 4.2332 | 4.2619 | 4.2912 | 4.322 | 4.356 | 4.3892 | 4.4245 | 4.4617 | 4.5005 | 4.5401 | 4.5799 | 4.6173 | 4.651 | 4.6808 | 4.7065 | 4.7286 | 4.744 | 4.7554 | 4.7653 | 4.7738 | 4.7822 | 4.7859 | 4.7859
F4_Commercial_Lodging_Existing_Food Preparation_Natural Gas_Broiler_E3 | F4 | Commercial | Lodging | Existing | Food Preparation | Natural Gas | Broiler | E3 | RVT BC Ratio | 0 | 0 | 0 | 0 | 0 | 0 | 0 | 0 | 0 | 0 | 0 | 0 | 0 | 0 | 0 | 0 | 0 | 0 | 0 | 0 | 0 | 0 | 0 | 0 | 0 | 0 | 0 | 0 | 0 | 0 | 0 | 0 | 0
F4_Commercial_Lodging_Existing_Food Preparation_Natural Gas_Broiler_E4 | F4 | Commercial | Lodging | Existing | Food Preparation | Natural Gas | Broiler | E4 | RVT BC Ratio | 0 | 0 | 0 | 0 | 0 | 0 | 0 | 0 | 0 | 0 | 0 | 0 | 0 | 0 | 0 | 0 | 0 | 0 | 0 | 0 | 0 | 0 | 0 | 0 | 0 | 0 | 0 | 0 | 0 | 0 | 0 | 0 | 0
F4_Commercial_Lodging_Existing_Food Preparation_Natural Gas_Broiler_E5 | F4 | Commercial | Lodging | Existing | Food Preparation | Natural Gas | Broiler | E5 | RVT BC Ratio | 0 | 0 | 0 | 0 | 0 | 0 | 0 | 0 | 0 | 0 | 0 | 0 | 0 | 0 | 0 | 0 | 0 | 0 | 0 | 0 | 0 | 0 | 0 | 0 | 0 | 0 | 0 | 0 | 0 | 0 | 0 | 0 | 0
F4_Commercial_Lodging_Existing_Food Preparation_Natural Gas_Broiler_E6 | F4 | Commercial | Lodging | Existing | Food Preparation | Natural Gas | Broiler | E6 | RVT BC Ratio | 0 | 0 | 0 | 0 | 0 | 0 | 0 | 0 | 0 | 0 | 0 | 0 | 0 | 0 | 0 | 0 | 0 | 0 | 0 | 0 | 0 | 0 | 0 | 0 | 0 | 0 | 0 | 0 | 0 | 0 | 0 | 0 | 0
F4_Commercial_Lodging_Existing_Food Preparation_Natural Gas_Broiler_E7 | F4 | Commercial | Lodging | Existing | Food Preparation | Natural Gas | Broiler | E7 | RVT BC Ratio | 0 | 0 | 0 | 0 | 0 | 0 | 0 | 0 | 0 | 0 | 0 | 0 | 0 | 0 | 0 | 0 | 0 | 0 | 0 | 0 | 0 | 0 | 0 | 0 | 0 | 0 | 0 | 0 | 0 | 0 | 0 | 0 | 0
F4_Commercial_Lodging_Existing_Food Preparation_Natural Gas_Broiler_E8 | F4 | Commercial | Lodging | Existing | Food Preparation | Natural Gas | Broiler | E8 | RVT BC Ratio | 0 | 0 | 0 | 0 | 0 | 0 | 0 | 0 | 0 | 0 | 0 | 0 | 0 | 0 | 0 | 0 | 0 | 0 | 0 | 0 | 0 | 0 | 0 | 0 | 0 | 0 | 0 | 0 | 0 | 0 | 0 | 0 | 0
F4_Commercial_Lodging_Existing_Food Preparation_Natural Gas_Broiler_E9 | F4 | Commercial | Lodging | Existing | Food Preparation | Natural Gas | Broiler | E9 | RVT BC Ratio | 0 | 0 | 0 | 0 | 0 | 0 | 0 | 0 | 0 | 0 | 0 | 0 | 0 | 0 | 0 | 0 | 0 | 0 | 0 | 0 | 0 | 0 | 0 | 0 | 0 | 0 | 0 | 0 | 0 | 0 | 0 | 0 | 0
F4_Commercial_Lodging_Existing_Food Preparation_Natural Gas_Broiler_E10 | F4 | Commercial | Lodging | Existing | Food Preparation | Natural Gas | Broiler | E10 | RVT BC Ratio | 0 | 0 | 0 | 0 | 0 | 0 | 0 | 0 | 0 | 0 | 0 | 0 | 0 | 0 | 0 | 0 | 0 | 0 | 0 | 0 | 0 | 0 | 0 | 0 | 0 | 0 | 0 | 0 | 0 | 0 | 0 | 0 | 0
F5_Commercial_Lodging_Existing_Food Preparation_Natural Gas_Broiler_E1 | F5 | Commercial | Lodging | Existing | Food Preparation | Natural Gas | Broiler | E1 | RIM BC Ratio | bar: 2019 to 2051
F5_Commercial_Lodging_Existing_Food Preparation_Natural Gas_Broiler_E2 | F5 | Commercial | Lodging | Existing | Food Preparation | Natural Gas | Broiler | E2 | RIM BC Ratio | 0.65228 | 0.65336 | 0.65455 | 0.65584 | 0.65729 | 0.65894 | 0.66026 | 0.6615 | 0.66275 | 0.66403 | 0.66523 | 0.66632 | 0.66742 | 0.66856 | 0.6698 | 0.67099 | 0.67224 | 0.67353 | 0.67486 | 0.6762 | 0.67752 | 0.67874 | 0.67982 | 0.68077 | 0.68157 | 0.68226 | 0.68274 | 0.68309 | 0.68339 | 0.68365 | 0.6839 | 0.68401 | 0.68401
F5_Commercial_Lodging_Existing_Food Preparation_Natural Gas_Broiler_E3 | F5 | Commercial | Lodging | Existing | Food Preparation | Natural Gas | Broiler | E3 | RIM BC Ratio | 0 | 0 | 0 | 0 | 0 | 0 | 0 | 0 | 0 | 0 | 0 | 0 | 0 | 0 | 0 | 0 | 0 | 0 | 0 | 0 | 0 | 0 | 0 | 0 | 0 | 0 | 0 | 0 | 0 | 0 | 0 | 0 | 0
F5_Commercial_Lodging_Existing_Food Preparation_Natural Gas_Broiler_E4 | F5 | Commercial | Lodging | Existing | Food Preparation | Natural Gas | Broiler | E4 | RIM BC Ratio | 0 | 0 | 0 | 0 | 0 | 0 | 0 | 0 | 0 | 0 | 0 | 0 | 0 | 0 | 0 | 0 | 0 | 0 | 0 | 0 | 0 | 0 | 0 | 0 | 0 | 0 | 0 | 0 | 0 | 0 | 0 | 0 | 0
F5_Commercial_Lodging_Existing_Food Preparation_Natural Gas_Broiler_E5 | F5 | Commercial | Lodging | Existing | Food Preparation | Natural Gas | Broiler | E5 | RIM BC Ratio | 0 | 0 | 0 | 0 | 0 | 0 | 0 | 0 | 0 | 0 | 0 | 0 | 0 | 0 | 0 | 0 | 0 | 0 | 0 | 0 | 0 | 0 | 0 | 0 | 0 | 0 | 0 | 0 | 0 | 0 | 0 | 0 | 0
F5_Commercial_Lodging_Existing_Food Preparation_Natural Gas_Broiler_E6 | F5 | Commercial | Lodging | Existing | Food Preparation | Natural Gas | Broiler | E6 | RIM BC Ratio | 0 | 0 | 0 | 0 | 0 | 0 | 0 | 0 | 0 | 0 | 0 | 0 | 0 | 0 | 0 | 0 | 0 | 0 | 0 | 0 | 0 | 0 | 0 | 0 | 0 | 0 | 0 | 0 | 0 | 0 | 0 | 0 | 0
F5_Commercial_Lodging_Existing_Food Preparation_Natural Gas_Broiler_E7 | F5 | Commercial | Lodging | Existing | Food Preparation | Natural Gas | Broiler | E7 | RIM BC Ratio | 0 | 0 | 0 | 0 | 0 | 0 | 0 | 0 | 0 | 0 | 0 | 0 | 0 | 0 | 0 | 0 | 0 | 0 | 0 | 0 | 0 | 0 | 0 | 0 | 0 | 0 | 0 | 0 | 0 | 0 | 0 | 0 | 0
F5_Commercial_Lodging_Existing_Food Preparation_Natural Gas_Broiler_E8 | F5 | Commercial | Lodging | Existing | Food Preparation | Natural Gas | Broiler | E8 | RIM BC Ratio | 0 | 0 | 0 | 0 | 0 | 0 | 0 | 0 | 0 | 0 | 0 | 0 | 0 | 0 | 0 | 0 | 0 | 0 | 0 | 0 | 0 | 0 | 0 | 0 | 0 | 0 | 0 | 0 | 0 | 0 | 0 | 0 | 0
F5_Commercial_Lodging_Existing_Food Preparation_Natural Gas_Broiler_E9 | F5 | Commercial | Lodging | Existing | Food Preparation | Natural Gas | Broiler | E9 | RIM BC Ratio | 0 | 0 | 0 | 0 | 0 | 0 | 0 | 0 | 0 | 0 | 0 | 0 | 0 | 0 | 0 | 0 | 0 | 0 | 0 | 0 | 0 | 0 | 0 | 0 | 0 | 0 | 0 | 0 | 0 | 0 | 0 | 0 | 0
F5_Commercial_Lodging_Existing_Food Preparation_Natural Gas_Broiler_E10 | F5 | Commercial | Lodging | Existing | Food Preparation | Natural Gas | Broiler | E10 | RIM BC Ratio | 0 | 0 | 0 | 0 | 0 | 0 | 0 | 0 | 0 | 0 | 0 | 0 | 0 | 0 | 0 | 0 | 0 | 0 | 0 | 0 | 0 | 0 | 0 | 0 | 0 | 0 | 0 | 0 | 0 | 0 | 0 | 0 | 0
F0_Commercial_Lodging_Existing_Food Preparation_Natural Gas_Griddle_E0 | F0 | Commercial | Lodging | Existing | Food Preparation | Natural Gas | Griddle | E0 | Economic Unit | Standard | Standard | Standard | Standard | Standard | Standard | Standard | Standard | Standard | Standard | Standard | Standard | Standard | Standard | Standard | Standard | Standard | Standard | Standard | Standard | Standard | Standard | Standard | Standard | Standard | Standard | ENERGY STAR | ENERGY STAR | ENERGY STAR | ENERGY STAR | ENERGY STAR | ENERGY STAR | ENERGY STAR
F1_Commercial_Lodging_Existing_Food Preparation_Natural Gas_Griddle_E1 | F1 | Commercial | Lodging | Existing | Food Preparation | Natural Gas | Griddle | E1 | CCE | 0 | 0 | 0 | 0 | 0 | 0 | 0 | 0 | 0 | 0 | 0 | 0 | 0 | 0 | 0 | 0 | 0 | 0 | 0 | 0 | 0 | 0 | 0 | 0 | 0 | 0 | 0 | 0 | 0 | 0 | 0 | 0 | 0
F1_Commercial_Lodging_Existing_Food Preparation_Natural Gas_Griddle_E2 | F1 | Commercial | Lodging | Existing | Food Preparation | Natural Gas | Griddle | E2 | CCE | 1.768 | 1.768 | 1.768 | 1.768 | 1.768 | 1.768 | 1.768 | 1.768 | 1.768 | 1.768 | 1.768 | 1.768 | 1.768 | 1.768 | 1.768 | 1.768 | 1.768 | 1.768 | 1.768 | 1.768 | 1.768 | 1.768 | 1.768 | 1.768 | 1.768 | 1.768 | 1.768 | 1.768 | 1.768 | 1.768 | 1.768 | 1.768 | 1.768
F1_Commercial_Lodging_Existing_Food Preparation_Natural Gas_Griddle_E3 | F1 | Commercial | Lodging | Existing | Food Preparation | Natural Gas | Griddle | E3 | CCE | 0 | 0 | 0 | 0 | 0 | 0 | 0 | 0 | 0 | 0 | 0 | 0 | 0 | 0 | 0 | 0 | 0 | 0 | 0 | 0 | 0 | 0 | 0 | 0 | 0 | 0 | 0 | 0 | 0 | 0 | 0 | 0 | 0
F1_Commercial_Lodging_Existing_Food Preparation_Natural Gas_Griddle_E4 | F1 | Commercial | Lodging | Existing | Food Preparation | Natural Gas | Griddle | E4 | CCE | 0 | 0 | 0 | 0 | 0 | 0 | 0 | 0 | 0 | 0 | 0 | 0 | 0 | 0 | 0 | 0 | 0 | 0 | 0 | 0 | 0 | 0 | 0 | 0 | 0 | 0 | 0 | 0 | 0 | 0 | 0 | 0 | 0
F1_Commercial_Lodging_Existing_Food Preparation_Natural Gas_Griddle_E5 | F1 | Commercial | Lodging | Existing | Food Preparation | Natural Gas | Griddle | E5 | CCE | 0 | 0 | 0 | 0 | 0 | 0 | 0 | 0 | 0 | 0 | 0 | 0 | 0 | 0 | 0 | 0 | 0 | 0 | 0 | 0 | 0 | 0 | 0 | 0 | 0 | 0 | 0 | 0 | 0 | 0 | 0 | 0 | 0
F1_Commercial_Lodging_Existing_Food Preparation_Natural Gas_Griddle_E6 | F1 | Commercial | Lodging | Existing | Food Preparation | Natural Gas | Griddle | E6 | CCE | 0 | 0 | 0 | 0 | 0 | 0 | 0 | 0 | 0 | 0 | 0 | 0 | 0 | 0 | 0 | 0 | 0 | 0 | 0 | 0 | 0 | 0 | 0 | 0 | 0 | 0 | 0 | 0 | 0 | 0 | 0 | 0 | 0
F1_Commercial_Lodging_Existing_Food Preparation_Natural Gas_Griddle_E7 | F1 | Commercial | Lodging | Existing | Food Preparation | Natural Gas | Griddle | E7 | CCE | 0 | 0 | 0 | 0 | 0 | 0 | 0 | 0 | 0 | 0 | 0 | 0 | 0 | 0 | 0 | 0 | 0 | 0 | 0 | 0 | 0 | 0 | 0 | 0 | 0 | 0 | 0 | 0 | 0 | 0 | 0 | 0 | 0
F1_Commercial_Lodging_Existing_Food Preparation_Natural Gas_Griddle_E8 | F1 | Commercial | Lodging | Existing | Food Preparation | Natural Gas | Griddle | E8 | CCE | 0 | 0 | 0 | 0 | 0 | 0 | 0 | 0 | 0 | 0 | 0 | 0 | 0 | 0 | 0 | 0 | 0 | 0 | 0 | 0 | 0 | 0 | 0 | 0 | 0 | 0 | 0 | 0 | 0 | 0 | 0 | 0 | 0
F1_Commercial_Lodging_Existing_Food Preparation_Natural Gas_Griddle_E9 | F1 | Commercial | Lodging | Existing | Food Preparation | Natural Gas | Griddle | E9 | CCE | 0 | 0 | 0 | 0 | 0 | 0 | 0 | 0 | 0 | 0 | 0 | 0 | 0 | 0 | 0 | 0 | 0 | 0 | 0 | 0 | 0 | 0 | 0 | 0 | 0 | 0 | 0 | 0 | 0 | 0 | 0 | 0 | 0
F1_Commercial_Lodging_Existing_Food Preparation_Natural Gas_Griddle_E10 | F1 | Commercial | Lodging | Existing | Food Preparation | Natural Gas | Griddle | E10 | CCE | 0 | 0 | 0 | 0 | 0 | 0 | 0 | 0 | 0 | 0 | 0 | 0 | 0 | 0 | 0 | 0 | 0 | 0 | 0 | 0 | 0 | 0 | 0 | 0 | 0 | 0 | 0 | 0 | 0 | 0 | 0 | 0 | 0
F2_Commercial_Lodging_Existing_Food Preparation_Natural Gas_Griddle_E1 | F2 | Commercial | Lodging | Existing | Food Preparation | Natural Gas | Griddle | E1 | TRC BC Ratio | bar: 2019 to 2051
F2_Commercial_Lodging_Existing_Food Preparation_Natural Gas_Griddle_E2 | F2 | Commercial | Lodging | Existing | Food Preparation | Natural Gas | Griddle | E2 | TRC BC Ratio | 0.79587 | 0.80193 | 0.80871 | 0.81616 | 0.82466 | 0.8345 | 0.84247 | 0.85013 | 0.8579 | 0.86599 | 0.87371 | 0.8808 | 0.88805 | 0.89566 | 0.90406 | 0.91228 | 0.921 | 0.9302 | 0.9398 | 0.94959 | 0.95944 | 0.96867 | 0.97701 | 0.98437 | 0.99074 | 0.99622 | 1 | 1.0028 | 1.0053 | 1.0074 | 1.0094 | 1.0104 | 1.0104
F2_Commercial_Lodging_Existing_Food Preparation_Natural Gas_Griddle_E3 | F2 | Commercial | Lodging | Existing | Food Preparation | Natural Gas | Griddle | E3 | TRC BC Ratio | 0 | 0 | 0 | 0 | 0 | 0 | 0 | 0 | 0 | 0 | 0 | 0 | 0 | 0 | 0 | 0 | 0 | 0 | 0 | 0 | 0 | 0 | 0 | 0 | 0 | 0 | 0 | 0 | 0 | 0 | 0 | 0 | 0
F2_Commercial_Lodging_Existing_Food Preparation_Natural Gas_Griddle_E4 | F2 | Commercial | Lodging | Existing | Food Preparation | Natural Gas | Griddle | E4 | TRC BC Ratio | 0 | 0 | 0 | 0 | 0 | 0 | 0 | 0 | 0 | 0 | 0 | 0 | 0 | 0 | 0 | 0 | 0 | 0 | 0 | 0 | 0 | 0 | 0 | 0 | 0 | 0 | 0 | 0 | 0 | 0 | 0 | 0 | 0
F2_Commercial_Lodging_Existing_Food Preparation_Natural Gas_Griddle_E5 | F2 | Commercial | Lodging | Existing | Food Preparation | Natural Gas | Griddle | E5 | TRC BC Ratio | 0 | 0 | 0 | 0 | 0 | 0 | 0 | 0 | 0 | 0 | 0 | 0 | 0 | 0 | 0 | 0 | 0 | 0 | 0 | 0 | 0 | 0 | 0 | 0 | 0 | 0 | 0 | 0 | 0 | 0 | 0 | 0 | 0
F2_Commercial_Lodging_Existing_Food Preparation_Natural Gas_Griddle_E6 | F2 | Commercial | Lodging | Existing | Food Preparation | Natural Gas | Griddle | E6 | TRC BC Ratio | 0 | 0 | 0 | 0 | 0 | 0 | 0 | 0 | 0 | 0 | 0 | 0 | 0 | 0 | 0 | 0 | 0 | 0 | 0 | 0 | 0 | 0 | 0 | 0 | 0 | 0 | 0 | 0 | 0 | 0 | 0 | 0 | 0
F2_Commercial_Lodging_Existing_Food Preparation_Natural Gas_Griddle_E7 | F2 | Commercial | Lodging | Existing | Food Preparation | Natural Gas | Griddle | E7 | TRC BC Ratio | 0 | 0 | 0 | 0 | 0 | 0 | 0 | 0 | 0 | 0 | 0 | 0 | 0 | 0 | 0 | 0 | 0 | 0 | 0 | 0 | 0 | 0 | 0 | 0 | 0 | 0 | 0 | 0 | 0 | 0 | 0 | 0 | 0
F2_Commercial_Lodging_Existing_Food Preparation_Natural Gas_Griddle_E8 | F2 | Commercial | Lodging | Existing | Food Preparation | Natural Gas | Griddle | E8 | TRC BC Ratio | 0 | 0 | 0 | 0 | 0 | 0 | 0 | 0 | 0 | 0 | 0 | 0 | 0 | 0 | 0 | 0 | 0 | 0 | 0 | 0 | 0 | 0 | 0 | 0 | 0 | 0 | 0 | 0 | 0 | 0 | 0 | 0 | 0
F2_Commercial_Lodging_Existing_Food Preparation_Natural Gas_Griddle_E9 | F2 | Commercial | Lodging | Existing | Food Preparation | Natural Gas | Griddle | E9 | TRC BC Ratio | 0 | 0 | 0 | 0 | 0 | 0 | 0 | 0 | 0 | 0 | 0 | 0 | 0 | 0 | 0 | 0 | 0 | 0 | 0 | 0 | 0 | 0 | 0 | 0 | 0 | 0 | 0 | 0 | 0 | 0 | 0 | 0 | 0
F2_Commercial_Lodging_Existing_Food Preparation_Natural Gas_Griddle_E10 | F2 | Commercial | Lodging | Existing | Food Preparation | Natural Gas | Griddle | E10 | TRC BC Ratio | 0 | 0 | 0 | 0 | 0 | 0 | 0 | 0 | 0 | 0 | 0 | 0 | 0 | 0 | 0 | 0 | 0 | 0 | 0 | 0 | 0 | 0 | 0 | 0 | 0 | 0 | 0 | 0 | 0 | 0 | 0 | 0 | 0
F3_Commercial_Lodging_Existing_Food Preparation_Natural Gas_Griddle_E1 | F3 | Commercial | Lodging | Existing | Food Preparation | Natural Gas | Griddle | E1 | PACT BC Ratio | bar: 2019 to 2051
F3_Commercial_Lodging_Existing_Food Preparation_Natural Gas_Griddle_E2 | F3 | Commercial | Lodging | Existing | Food Preparation | Natural Gas | Griddle | E2 | PACT BC Ratio | 1.0612 | 1.0692 | 1.0783 | 1.0882 | 1.0996 | 1.1127 | 1.1233 | 1.1335 | 1.1439 | 1.1547 | 1.1649 | 1.1744 | 1.1841 | 1.1942 | 1.2054 | 1.2164 | 1.228 | 1.2403 | 1.2531 | 1.2661 | 1.2793 | 1.2916 | 1.3027 | 1.3125 | 1.321 | 1.3283 | 1.3333 | 1.3371 | 1.3404 | 1.3432 | 1.3459 | 1.3472 | 1.3472
F3_Commercial_Lodging_Existing_Food Preparation_Natural Gas_Griddle_E3 | F3 | Commercial | Lodging | Existing | Food Preparation | Natural Gas | Griddle | E3 | PACT BC Ratio | 0 | 0 | 0 | 0 | 0 | 0 | 0 | 0 | 0 | 0 | 0 | 0 | 0 | 0 | 0 | 0 | 0 | 0 | 0 | 0 | 0 | 0 | 0 | 0 | 0 | 0 | 0 | 0 | 0 | 0 | 0 | 0 | 0
F3_Commercial_Lodging_Existing_Food Preparation_Natural Gas_Griddle_E4 | F3 | Commercial | Lodging | Existing | Food Preparation | Natural Gas | Griddle | E4 | PACT BC Ratio | 0 | 0 | 0 | 0 | 0 | 0 | 0 | 0 | 0 | 0 | 0 | 0 | 0 | 0 | 0 | 0 | 0 | 0 | 0 | 0 | 0 | 0 | 0 | 0 | 0 | 0 | 0 | 0 | 0 | 0 | 0 | 0 | 0
F3_Commercial_Lodging_Existing_Food Preparation_Natural Gas_Griddle_E5 | F3 | Commercial | Lodging | Existing | Food Preparation | Natural Gas | Griddle | E5 | PACT BC Ratio | 0 | 0 | 0 | 0 | 0 | 0 | 0 | 0 | 0 | 0 | 0 | 0 | 0 | 0 | 0 | 0 | 0 | 0 | 0 | 0 | 0 | 0 | 0 | 0 | 0 | 0 | 0 | 0 | 0 | 0 | 0 | 0 | 0
F3_Commercial_Lodging_Existing_Food Preparation_Natural Gas_Griddle_E6 | F3 | Commercial | Lodging | Existing | Food Preparation | Natural Gas | Griddle | E6 | PACT BC Ratio | 0 | 0 | 0 | 0 | 0 | 0 | 0 | 0 | 0 | 0 | 0 | 0 | 0 | 0 | 0 | 0 | 0 | 0 | 0 | 0 | 0 | 0 | 0 | 0 | 0 | 0 | 0 | 0 | 0 | 0 | 0 | 0 | 0
F3_Commercial_Lodging_Existing_Food Preparation_Natural Gas_Griddle_E7 | F3 | Commercial | Lodging | Existing | Food Preparation | Natural Gas | Griddle | E7 | PACT BC Ratio | 0 | 0 | 0 | 0 | 0 | 0 | 0 | 0 | 0 | 0 | 0 | 0 | 0 | 0 | 0 | 0 | 0 | 0 | 0 | 0 | 0 | 0 | 0 | 0 | 0 | 0 | 0 | 0 | 0 | 0 | 0 | 0 | 0
F3_Commercial_Lodging_Existing_Food Preparation_Natural Gas_Griddle_E8 | F3 | Commercial | Lodging | Existing | Food Preparation | Natural Gas | Griddle | E8 | PACT BC Ratio | 0 | 0 | 0 | 0 | 0 | 0 | 0 | 0 | 0 | 0 | 0 | 0 | 0 | 0 | 0 | 0 | 0 | 0 | 0 | 0 | 0 | 0 | 0 | 0 | 0 | 0 | 0 | 0 | 0 | 0 | 0 | 0 | 0
F3_Commercial_Lodging_Existing_Food Preparation_Natural Gas_Griddle_E9 | F3 | Commercial | Lodging | Existing | Food Preparation | Natural Gas | Griddle | E9 | PACT BC Ratio | 0 | 0 | 0 | 0 | 0 | 0 | 0 | 0 | 0 | 0 | 0 | 0 | 0 | 0 | 0 | 0 | 0 | 0 | 0 | 0 | 0 | 0 | 0 | 0 | 0 | 0 | 0 | 0 | 0 | 0 | 0 | 0 | 0
F3_Commercial_Lodging_Existing_Food Preparation_Natural Gas_Griddle_E10 | F3 | Commercial | Lodging | Existing | Food Preparation | Natural Gas | Griddle | E10 | PACT BC Ratio | 0 | 0 | 0 | 0 | 0 | 0 | 0 | 0 | 0 | 0 | 0 | 0 | 0 | 0 | 0 | 0 | 0 | 0 | 0 | 0 | 0 | 0 | 0 | 0 | 0 | 0 | 0 | 0 | 0 | 0 | 0 | 0 | 0
F4_Commercial_Lodging_Existing_Food Preparation_Natural Gas_Griddle_E1 | F4 | Commercial | Lodging | Existing | Food Preparation | Natural Gas | Griddle | E1 | RVT BC Ratio | bar: 2019 to 2051
F4_Commercial_Lodging_Existing_Food Preparation_Natural Gas_Griddle_E2 | F4 | Commercial | Lodging | Existing | Food Preparation | Natural Gas | Griddle | E2 | RVT BC Ratio | 1.8442 | 1.8529 | 1.8627 | 1.8734 | 1.8856 | 1.8997 | 1.9112 | 1.9222 | 1.9334 | 1.945 | 1.9561 | 1.9663 | 1.9767 | 1.9877 | 1.9998 | 2.0116 | 2.0241 | 2.0373 | 2.0511 | 2.0652 | 2.0794 | 2.0926 | 2.1046 | 2.1152 | 2.1244 | 2.1322 | 2.1377 | 2.1418 | 2.1453 | 2.1483 | 2.1513 | 2.1526 | 2.1526
F4_Commercial_Lodging_Existing_Food Preparation_Natural Gas_Griddle_E3 | F4 | Commercial | Lodging | Existing | Food Preparation | Natural Gas | Griddle | E3 | RVT BC Ratio | 0 | 0 | 0 | 0 | 0 | 0 | 0 | 0 | 0 | 0 | 0 | 0 | 0 | 0 | 0 | 0 | 0 | 0 | 0 | 0 | 0 | 0 | 0 | 0 | 0 | 0 | 0 | 0 | 0 | 0 | 0 | 0 | 0
F4_Commercial_Lodging_Existing_Food Preparation_Natural Gas_Griddle_E4 | F4 | Commercial | Lodging | Existing | Food Preparation | Natural Gas | Griddle | E4 | RVT BC Ratio | 0 | 0 | 0 | 0 | 0 | 0 | 0 | 0 | 0 | 0 | 0 | 0 | 0 | 0 | 0 | 0 | 0 | 0 | 0 | 0 | 0 | 0 | 0 | 0 | 0 | 0 | 0 | 0 | 0 | 0 | 0 | 0 | 0
F4_Commercial_Lodging_Existing_Food Preparation_Natural Gas_Griddle_E5 | F4 | Commercial | Lodging | Existing | Food Preparation | Natural Gas | Griddle | E5 | RVT BC Ratio | 0 | 0 | 0 | 0 | 0 | 0 | 0 | 0 | 0 | 0 | 0 | 0 | 0 | 0 | 0 | 0 | 0 | 0 | 0 | 0 | 0 | 0 | 0 | 0 | 0 | 0 | 0 | 0 | 0 | 0 | 0 | 0 | 0
F4_Commercial_Lodging_Existing_Food Preparation_Natural Gas_Griddle_E6 | F4 | Commercial | Lodging | Existing | Food Preparation | Natural Gas | Griddle | E6 | RVT BC Ratio | 0 | 0 | 0 | 0 | 0 | 0 | 0 | 0 | 0 | 0 | 0 | 0 | 0 | 0 | 0 | 0 | 0 | 0 | 0 | 0 | 0 | 0 | 0 | 0 | 0 | 0 | 0 | 0 | 0 | 0 | 0 | 0 | 0
F4_Commercial_Lodging_Existing_Food Preparation_Natural Gas_Griddle_E7 | F4 | Commercial | Lodging | Existing | Food Preparation | Natural Gas | Griddle | E7 | RVT BC Ratio | 0 | 0 | 0 | 0 | 0 | 0 | 0 | 0 | 0 | 0 | 0 | 0 | 0 | 0 | 0 | 0 | 0 | 0 | 0 | 0 | 0 | 0 | 0 | 0 | 0 | 0 | 0 | 0 | 0 | 0 | 0 | 0 | 0
F4_Commercial_Lodging_Existing_Food Preparation_Natural Gas_Griddle_E8 | F4 | Commercial | Lodging | Existing | Food Preparation | Natural Gas | Griddle | E8 | RVT BC Ratio | 0 | 0 | 0 | 0 | 0 | 0 | 0 | 0 | 0 | 0 | 0 | 0 | 0 | 0 | 0 | 0 | 0 | 0 | 0 | 0 | 0 | 0 | 0 | 0 | 0 | 0 | 0 | 0 | 0 | 0 | 0 | 0 | 0
F4_Commercial_Lodging_Existing_Food Preparation_Natural Gas_Griddle_E9 | F4 | Commercial | Lodging | Existing | Food Preparation | Natural Gas | Griddle | E9 | RVT BC Ratio | 0 | 0 | 0 | 0 | 0 | 0 | 0 | 0 | 0 | 0 | 0 | 0 | 0 | 0 | 0 | 0 | 0 | 0 | 0 | 0 | 0 | 0 | 0 | 0 | 0 | 0 | 0 | 0 | 0 | 0 | 0 | 0 | 0
F4_Commercial_Lodging_Existing_Food Preparation_Natural Gas_Griddle_E10 | F4 | Commercial | Lodging | Existing | Food Preparation | Natural Gas | Griddle | E10 | RVT BC Ratio | 0 | 0 | 0 | 0 | 0 | 0 | 0 | 0 | 0 | 0 | 0 | 0 | 0 | 0 | 0 | 0 | 0 | 0 | 0 | 0 | 0 | 0 | 0 | 0 | 0 | 0 | 0 | 0 | 0 | 0 | 0 | 0 | 0
F5_Commercial_Lodging_Existing_Food Preparation_Natural Gas_Griddle_E1 | F5 | Commercial | Lodging | Existing | Food Preparation | Natural Gas | Griddle | E1 | RIM BC Ratio | bar: 2019 to 2051
F5_Commercial_Lodging_Existing_Food Preparation_Natural Gas_Griddle_E2 | F5 | Commercial | Lodging | Existing | Food Preparation | Natural Gas | Griddle | E2 | RIM BC Ratio | 0.46719 | 0.46876 | 0.47048 | 0.47237 | 0.47449 | 0.47691 | 0.47886 | 0.4807 | 0.48256 | 0.48447 | 0.48627 | 0.48791 | 0.48957 | 0.4913 | 0.49318 | 0.49501 | 0.49692 | 0.49892 | 0.50097 | 0.50305 | 0.50511 | 0.50702 | 0.50872 | 0.51021 | 0.51149 | 0.51258 | 0.51333 | 0.51389 | 0.51437 | 0.51478 | 0.51519 | 0.51537 | 0.51537
F5_Commercial_Lodging_Existing_Food Preparation_Natural Gas_Griddle_E3 | F5 | Commercial | Lodging | Existing | Food Preparation | Natural Gas | Griddle | E3 | RIM BC Ratio | 0 | 0 | 0 | 0 | 0 | 0 | 0 | 0 | 0 | 0 | 0 | 0 | 0 | 0 | 0 | 0 | 0 | 0 | 0 | 0 | 0 | 0 | 0 | 0 | 0 | 0 | 0 | 0 | 0 | 0 | 0 | 0 | 0
F5_Commercial_Lodging_Existing_Food Preparation_Natural Gas_Griddle_E4 | F5 | Commercial | Lodging | Existing | Food Preparation | Natural Gas | Griddle | E4 | RIM BC Ratio | 0 | 0 | 0 | 0 | 0 | 0 | 0 | 0 | 0 | 0 | 0 | 0 | 0 | 0 | 0 | 0 | 0 | 0 | 0 | 0 | 0 | 0 | 0 | 0 | 0 | 0 | 0 | 0 | 0 | 0 | 0 | 0 | 0
F5_Commercial_Lodging_Existing_Food Preparation_Natural Gas_Griddle_E5 | F5 | Commercial | Lodging | Existing | Food Preparation | Natural Gas | Griddle | E5 | RIM BC Ratio | 0 | 0 | 0 | 0 | 0 | 0 | 0 | 0 | 0 | 0 | 0 | 0 | 0 | 0 | 0 | 0 | 0 | 0 | 0 | 0 | 0 | 0 | 0 | 0 | 0 | 0 | 0 | 0 | 0 | 0 | 0 | 0 | 0
F5_Commercial_Lodging_Existing_Food Preparation_Natural Gas_Griddle_E6 | F5 | Commercial | Lodging | Existing | Food Preparation | Natural Gas | Griddle | E6 | RIM BC Ratio | 0 | 0 | 0 | 0 | 0 | 0 | 0 | 0 | 0 | 0 | 0 | 0 | 0 | 0 | 0 | 0 | 0 | 0 | 0 | 0 | 0 | 0 | 0 | 0 | 0 | 0 | 0 | 0 | 0 | 0 | 0 | 0 | 0
F5_Commercial_Lodging_Existing_Food Preparation_Natural Gas_Griddle_E7 | F5 | Commercial | Lodging | Existing | Food Preparation | Natural Gas | Griddle | E7 | RIM BC Ratio | 0 | 0 | 0 | 0 | 0 | 0 | 0 | 0 | 0 | 0 | 0 | 0 | 0 | 0 | 0 | 0 | 0 | 0 | 0 | 0 | 0 | 0 | 0 | 0 | 0 | 0 | 0 | 0 | 0 | 0 | 0 | 0 | 0
F5_Commercial_Lodging_Existing_Food Preparation_Natural Gas_Griddle_E8 | F5 | Commercial | Lodging | Existing | Food Preparation | Natural Gas | Griddle | E8 | RIM BC Ratio | 0 | 0 | 0 | 0 | 0 | 0 | 0 | 0 | 0 | 0 | 0 | 0 | 0 | 0 | 0 | 0 | 0 | 0 | 0 | 0 | 0 | 0 | 0 | 0 | 0 | 0 | 0 | 0 | 0 | 0 | 0 | 0 | 0
F5_Commercial_Lodging_Existing_Food Preparation_Natural Gas_Griddle_E9 | F5 | Commercial | Lodging | Existing | Food Preparation | Natural Gas | Griddle | E9 | RIM BC Ratio | 0 | 0 | 0 | 0 | 0 | 0 | 0 | 0 | 0 | 0 | 0 | 0 | 0 | 0 | 0 | 0 | 0 | 0 | 0 | 0 | 0 | 0 | 0 | 0 | 0 | 0 | 0 | 0 | 0 | 0 | 0 | 0 | 0
F5_Commercial_Lodging_Existing_Food Preparation_Natural Gas_Griddle_E10 | F5 | Commercial | Lodging | Existing | Food Preparation | Natural Gas | Griddle | E10 | RIM BC Ratio | 0 | 0 | 0 | 0 | 0 | 0 | 0 | 0 | 0 | 0 | 0 | 0 | 0 | 0 | 0 | 0 | 0 | 0 | 0 | 0 | 0 | 0 | 0 | 0 | 0 | 0 | 0 | 0 | 0 | 0 | 0 | 0 | 0
F0_Commercial_Lodging_Existing_Food Preparation_Natural Gas_Range_E0 | F0 | Commercial | Lodging | Existing | Food Preparation | Natural Gas | Range | E0 | Economic Unit | High Efficiency | High Efficiency | High Efficiency | High Efficiency | High Efficiency | High Efficiency | High Efficiency | High Efficiency | High Efficiency | High Efficiency | High Efficiency | High Efficiency | High Efficiency | High Efficiency | High Efficiency | High Efficiency | High Efficiency | High Efficiency | High Efficiency | High Efficiency | High Efficiency | High Efficiency | High Efficiency | High Efficiency | High Efficiency | High Efficiency | High Efficiency | High Efficiency | High Efficiency | High Efficiency | High Efficiency | High Efficiency | High Efficiency
F1_Commercial_Lodging_Existing_Food Preparation_Natural Gas_Range_E1 | F1 | Commercial | Lodging | Existing | Food Preparation | Natural Gas | Range | E1 | CCE | 0 | 0 | 0 | 0 | 0 | 0 | 0 | 0 | 0 | 0 | 0 | 0 | 0 | 0 | 0 | 0 | 0 | 0 | 0 | 0 | 0 | 0 | 0 | 0 | 0 | 0 | 0 | 0 | 0 | 0 | 0 | 0 | 0
F1_Commercial_Lodging_Existing_Food Preparation_Natural Gas_Range_E2 | F1 | Commercial | Lodging | Existing | Food Preparation | Natural Gas | Range | E2 | CCE | 0.00052644 | 0.00052644 | 0.00052644 | 0.00052644 | 0.00052644 | 0.00052644 | 0.00052644 | 0.00052644 | 0.00052644 | 0.00052644 | 0.00052644 | 0.00052644 | 0.00052644 | 0.00052644 | 0.00052644 | 0.00052644 | 0.00052644 | 0.00052644 | 0.00052644 | 0.00052644 | 0.00052644 | 0.00052644 | 0.00052644 | 0.00052644 | 0.00052644 | 0.00052644 | 0.00052644 | 0.00052644 | 0.00052644 | 0.00052644 | 0.00052644 | 0.00052644 | 0.00052644
F1_Commercial_Lodging_Existing_Food Preparation_Natural Gas_Range_E3 | F1 | Commercial | Lodging | Existing | Food Preparation | Natural Gas | Range | E3 | CCE | 0 | 0 | 0 | 0 | 0 | 0 | 0 | 0 | 0 | 0 | 0 | 0 | 0 | 0 | 0 | 0 | 0 | 0 | 0 | 0 | 0 | 0 | 0 | 0 | 0 | 0 | 0 | 0 | 0 | 0 | 0 | 0 | 0
F1_Commercial_Lodging_Existing_Food Preparation_Natural Gas_Range_E4 | F1 | Commercial | Lodging | Existing | Food Preparation | Natural Gas | Range | E4 | CCE | 0 | 0 | 0 | 0 | 0 | 0 | 0 | 0 | 0 | 0 | 0 | 0 | 0 | 0 | 0 | 0 | 0 | 0 | 0 | 0 | 0 | 0 | 0 | 0 | 0 | 0 | 0 | 0 | 0 | 0 | 0 | 0 | 0
F1_Commercial_Lodging_Existing_Food Preparation_Natural Gas_Range_E5 | F1 | Commercial | Lodging | Existing | Food Preparation | Natural Gas | Range | E5 | CCE | 0 | 0 | 0 | 0 | 0 | 0 | 0 | 0 | 0 | 0 | 0 | 0 | 0 | 0 | 0 | 0 | 0 | 0 | 0 | 0 | 0 | 0 | 0 | 0 | 0 | 0 | 0 | 0 | 0 | 0 | 0 | 0 | 0
F1_Commercial_Lodging_Existing_Food Preparation_Natural Gas_Range_E6 | F1 | Commercial | Lodging | Existing | Food Preparation | Natural Gas | Range | E6 | CCE | 0 | 0 | 0 | 0 | 0 | 0 | 0 | 0 | 0 | 0 | 0 | 0 | 0 | 0 | 0 | 0 | 0 | 0 | 0 | 0 | 0 | 0 | 0 | 0 | 0 | 0 | 0 | 0 | 0 | 0 | 0 | 0 | 0
F1_Commercial_Lodging_Existing_Food Preparation_Natural Gas_Range_E7 | F1 | Commercial | Lodging | Existing | Food Preparation | Natural Gas | Range | E7 | CCE | 0 | 0 | 0 | 0 | 0 | 0 | 0 | 0 | 0 | 0 | 0 | 0 | 0 | 0 | 0 | 0 | 0 | 0 | 0 | 0 | 0 | 0 | 0 | 0 | 0 | 0 | 0 | 0 | 0 | 0 | 0 | 0 | 0
F1_Commercial_Lodging_Existing_Food Preparation_Natural Gas_Range_E8 | F1 | Commercial | Lodging | Existing | Food Preparation | Natural Gas | Range | E8 | CCE | 0 | 0 | 0 | 0 | 0 | 0 | 0 | 0 | 0 | 0 | 0 | 0 | 0 | 0 | 0 | 0 | 0 | 0 | 0 | 0 | 0 | 0 | 0 | 0 | 0 | 0 | 0 | 0 | 0 | 0 | 0 | 0 | 0
F1_Commercial_Lodging_Existing_Food Preparation_Natural Gas_Range_E9 | F1 | Commercial | Lodging | Existing | Food Preparation | Natural Gas | Range | E9 | CCE | 0 | 0 | 0 | 0 | 0 | 0 | 0 | 0 | 0 | 0 | 0 | 0 | 0 | 0 | 0 | 0 | 0 | 0 | 0 | 0 | 0 | 0 | 0 | 0 | 0 | 0 | 0 | 0 | 0 | 0 | 0 | 0 | 0
F1_Commercial_Lodging_Existing_Food Preparation_Natural Gas_Range_E10 | F1 | Commercial | Lodging | Existing | Food Preparation | Natural Gas | Range | E10 | CCE | 0 | 0 | 0 | 0 | 0 | 0 | 0 | 0 | 0 | 0 | 0 | 0 | 0 | 0 | 0 | 0 | 0 | 0 | 0 | 0 | 0 | 0 | 0 | 0 | 0 | 0 | 0 | 0 | 0 | 0 | 0 | 0 | 0
F2_Commercial_Lodging_Existing_Food Preparation_Natural Gas_Range_E1 | F2 | Commercial | Lodging | Existing | Food Preparation | Natural Gas | Range | E1 | TRC BC Ratio | bar: 2019 to 2051
F2_Commercial_Lodging_Existing_Food Preparation_Natural Gas_Range_E2 | F2 | Commercial | Lodging | Existing | Food Preparation | Natural Gas | Range | E2 | TRC BC Ratio | 2647.7231 | 2666.33 | 2688.4832 | 2714.1962 | 2744.4245 | 2779.83 | 2808.1783 | 2835.1894 | 2861.7342 | 2888.6003 | 2913.2148 | 2934.7489 | 2956.3968 | 2979.3351 | 3005.7993 | 3032.2609 | 3061.4725 | 3093.4023 | 3127.3907 | 3162.4699 | 3198.1505 | 3231.6304 | 3262.246 | 3290.1881 | 3314.7734 | 3335.911 | 3350.568 | 3361.4829 | 3370.9376 | 3379.0123 | 3387.0032 | 3390.5371 | 3390.5371
F2_Commercial_Lodging_Existing_Food Preparation_Natural Gas_Range_E3 | F2 | Commercial | Lodging | Existing | Food Preparation | Natural Gas | Range | E3 | TRC BC Ratio | 0 | 0 | 0 | 0 | 0 | 0 | 0 | 0 | 0 | 0 | 0 | 0 | 0 | 0 | 0 | 0 | 0 | 0 | 0 | 0 | 0 | 0 | 0 | 0 | 0 | 0 | 0 | 0 | 0 | 0 | 0 | 0 | 0
F2_Commercial_Lodging_Existing_Food Preparation_Natural Gas_Range_E4 | F2 | Commercial | Lodging | Existing | Food Preparation | Natural Gas | Range | E4 | TRC BC Ratio | 0 | 0 | 0 | 0 | 0 | 0 | 0 | 0 | 0 | 0 | 0 | 0 | 0 | 0 | 0 | 0 | 0 | 0 | 0 | 0 | 0 | 0 | 0 | 0 | 0 | 0 | 0 | 0 | 0 | 0 | 0 | 0 | 0
F2_Commercial_Lodging_Existing_Food Preparation_Natural Gas_Range_E5 | F2 | Commercial | Lodging | Existing | Food Preparation | Natural Gas | Range | E5 | TRC BC Ratio | 0 | 0 | 0 | 0 | 0 | 0 | 0 | 0 | 0 | 0 | 0 | 0 | 0 | 0 | 0 | 0 | 0 | 0 | 0 | 0 | 0 | 0 | 0 | 0 | 0 | 0 | 0 | 0 | 0 | 0 | 0 | 0 | 0
F2_Commercial_Lodging_Existing_Food Preparation_Natural Gas_Range_E6 | F2 | Commercial | Lodging | Existing | Food Preparation | Natural Gas | Range | E6 | TRC BC Ratio | 0 | 0 | 0 | 0 | 0 | 0 | 0 | 0 | 0 | 0 | 0 | 0 | 0 | 0 | 0 | 0 | 0 | 0 | 0 | 0 | 0 | 0 | 0 | 0 | 0 | 0 | 0 | 0 | 0 | 0 | 0 | 0 | 0
F2_Commercial_Lodging_Existing_Food Preparation_Natural Gas_Range_E7 | F2 | Commercial | Lodging | Existing | Food Preparation | Natural Gas | Range | E7 | TRC BC Ratio | 0 | 0 | 0 | 0 | 0 | 0 | 0 | 0 | 0 | 0 | 0 | 0 | 0 | 0 | 0 | 0 | 0 | 0 | 0 | 0 | 0 | 0 | 0 | 0 | 0 | 0 | 0 | 0 | 0 | 0 | 0 | 0 | 0
F2_Commercial_Lodging_Existing_Food Preparation_Natural Gas_Range_E8 | F2 | Commercial | Lodging | Existing | Food Preparation | Natural Gas | Range | E8 | TRC BC Ratio | 0 | 0 | 0 | 0 | 0 | 0 | 0 | 0 | 0 | 0 | 0 | 0 | 0 | 0 | 0 | 0 | 0 | 0 | 0 | 0 | 0 | 0 | 0 | 0 | 0 | 0 | 0 | 0 | 0 | 0 | 0 | 0 | 0
F2_Commercial_Lodging_Existing_Food Preparation_Natural Gas_Range_E9 | F2 | Commercial | Lodging | Existing | Food Preparation | Natural Gas | Range | E9 | TRC BC Ratio | 0 | 0 | 0 | 0 | 0 | 0 | 0 | 0 | 0 | 0 | 0 | 0 | 0 | 0 | 0 | 0 | 0 | 0 | 0 | 0 | 0 | 0 | 0 | 0 | 0 | 0 | 0 | 0 | 0 | 0 | 0 | 0 | 0
F2_Commercial_Lodging_Existing_Food Preparation_Natural Gas_Range_E10 | F2 | Commercial | Lodging | Existing | Food Preparation | Natural Gas | Range | E10 | TRC BC Ratio | 0 | 0 | 0 | 0 | 0 | 0 | 0 | 0 | 0 | 0 | 0 | 0 | 0 | 0 | 0 | 0 | 0 | 0 | 0 | 0 | 0 | 0 | 0 | 0 | 0 | 0 | 0 | 0 | 0 | 0 | 0 | 0 | 0
F3_Commercial_Lodging_Existing_Food Preparation_Natural Gas_Range_E1 | F3 | Commercial | Lodging | Existing | Food Preparation | Natural Gas | Range | E1 | PACT BC Ratio | bar: 2019 to 2051
F3_Commercial_Lodging_Existing_Food Preparation_Natural Gas_Range_E2 | F3 | Commercial | Lodging | Existing | Food Preparation | Natural Gas | Range | E2 | PACT BC Ratio | 3530.2974 | 3555.1067 | 3584.6443 | 3618.9282 | 3659.2327 | 3706.44 | 3744.2377 | 3780.2525 | 3815.6456 | 3851.4671 | 3884.2865 | 3912.9985 | 3941.8625 | 3972.4468 | 4007.7324 | 4043.0145 | 4081.9633 | 4124.5364 | 4169.8543 | 4216.6265 | 4264.2006 | 4308.8405 | 4349.6613 | 4386.9175 | 4419.6979 | 4447.8813 | 4467.424 | 4481.9772 | 4494.5834 | 4505.3498 | 4516.0042 | 4520.7161 | 4520.7161
F3_Commercial_Lodging_Existing_Food Preparation_Natural Gas_Range_E3 | F3 | Commercial | Lodging | Existing | Food Preparation | Natural Gas | Range | E3 | PACT BC Ratio | 0 | 0 | 0 | 0 | 0 | 0 | 0 | 0 | 0 | 0 | 0 | 0 | 0 | 0 | 0 | 0 | 0 | 0 | 0 | 0 | 0 | 0 | 0 | 0 | 0 | 0 | 0 | 0 | 0 | 0 | 0 | 0 | 0
F3_Commercial_Lodging_Existing_Food Preparation_Natural Gas_Range_E4 | F3 | Commercial | Lodging | Existing | Food Preparation | Natural Gas | Range | E4 | PACT BC Ratio | 0 | 0 | 0 | 0 | 0 | 0 | 0 | 0 | 0 | 0 | 0 | 0 | 0 | 0 | 0 | 0 | 0 | 0 | 0 | 0 | 0 | 0 | 0 | 0 | 0 | 0 | 0 | 0 | 0 | 0 | 0 | 0 | 0
F3_Commercial_Lodging_Existing_Food Preparation_Natural Gas_Range_E5 | F3 | Commercial | Lodging | Existing | Food Preparation | Natural Gas | Range | E5 | PACT BC Ratio | 0 | 0 | 0 | 0 | 0 | 0 | 0 | 0 | 0 | 0 | 0 | 0 | 0 | 0 | 0 | 0 | 0 | 0 | 0 | 0 | 0 | 0 | 0 | 0 | 0 | 0 | 0 | 0 | 0 | 0 | 0 | 0 | 0
F3_Commercial_Lodging_Existing_Food Preparation_Natural Gas_Range_E6 | F3 | Commercial | Lodging | Existing | Food Preparation | Natural Gas | Range | E6 | PACT BC Ratio | 0 | 0 | 0 | 0 | 0 | 0 | 0 | 0 | 0 | 0 | 0 | 0 | 0 | 0 | 0 | 0 | 0 | 0 | 0 | 0 | 0 | 0 | 0 | 0 | 0 | 0 | 0 | 0 | 0 | 0 | 0 | 0 | 0
F3_Commercial_Lodging_Existing_Food Preparation_Natural Gas_Range_E7 | F3 | Commercial | Lodging | Existing | Food Preparation | Natural Gas | Range | E7 | PACT BC Ratio | 0 | 0 | 0 | 0 | 0 | 0 | 0 | 0 | 0 | 0 | 0 | 0 | 0 | 0 | 0 | 0 | 0 | 0 | 0 | 0 | 0 | 0 | 0 | 0 | 0 | 0 | 0 | 0 | 0 | 0 | 0 | 0 | 0
F3_Commercial_Lodging_Existing_Food Preparation_Natural Gas_Range_E8 | F3 | Commercial | Lodging | Existing | Food Preparation | Natural Gas | Range | E8 | PACT BC Ratio | 0 | 0 | 0 | 0 | 0 | 0 | 0 | 0 | 0 | 0 | 0 | 0 | 0 | 0 | 0 | 0 | 0 | 0 | 0 | 0 | 0 | 0 | 0 | 0 | 0 | 0 | 0 | 0 | 0 | 0 | 0 | 0 | 0
F3_Commercial_Lodging_Existing_Food Preparation_Natural Gas_Range_E9 | F3 | Commercial | Lodging | Existing | Food Preparation | Natural Gas | Range | E9 | PACT BC Ratio | 0 | 0 | 0 | 0 | 0 | 0 | 0 | 0 | 0 | 0 | 0 | 0 | 0 | 0 | 0 | 0 | 0 | 0 | 0 | 0 | 0 | 0 | 0 | 0 | 0 | 0 | 0 | 0 | 0 | 0 | 0 | 0 | 0
F3_Commercial_Lodging_Existing_Food Preparation_Natural Gas_Range_E10 | F3 | Commercial | Lodging | Existing | Food Preparation | Natural Gas | Range | E10 | PACT BC Ratio | 0 | 0 | 0 | 0 | 0 | 0 | 0 | 0 | 0 | 0 | 0 | 0 | 0 | 0 | 0 | 0 | 0 | 0 | 0 | 0 | 0 | 0 | 0 | 0 | 0 | 0 | 0 | 0 | 0 | 0 | 0 | 0 | 0
F4_Commercial_Lodging_Existing_Food Preparation_Natural Gas_Range_E1 | F4 | Commercial | Lodging | Existing | Food Preparation | Natural Gas | Range | E1 | RVT BC Ratio | bar: 2019 to 2051
F4_Commercial_Lodging_Existing_Food Preparation_Natural Gas_Range_E2 | F4 | Commercial | Lodging | Existing | Food Preparation | Natural Gas | Range | E2 | RVT BC Ratio | 3807.2736 | 3834.0244 | 3865.8736 | 3902.8406 | 3946.2991 | 3997.2009 | 4037.9565 | 4076.7898 | 4114.9527 | 4153.5775 | 4188.9653 | 4219.9244 | 4251.0471 | 4284.025 | 4322.072 | 4360.1152 | 4402.1121 | 4448.0169 | 4496.8813 | 4547.3138 | 4598.611 | 4646.7444 | 4690.7598 | 4730.9316 | 4766.2773 | 4796.6664 | 4817.7384 | 4833.4305 | 4847.0233 | 4858.6322 | 4870.1205 | 4875.2011 | 4875.2011
F4_Commercial_Lodging_Existing_Food Preparation_Natural Gas_Range_E3 | F4 | Commercial | Lodging | Existing | Food Preparation | Natural Gas | Range | E3 | RVT BC Ratio | 0 | 0 | 0 | 0 | 0 | 0 | 0 | 0 | 0 | 0 | 0 | 0 | 0 | 0 | 0 | 0 | 0 | 0 | 0 | 0 | 0 | 0 | 0 | 0 | 0 | 0 | 0 | 0 | 0 | 0 | 0 | 0 | 0
F4_Commercial_Lodging_Existing_Food Preparation_Natural Gas_Range_E4 | F4 | Commercial | Lodging | Existing | Food Preparation | Natural Gas | Range | E4 | RVT BC Ratio | 0 | 0 | 0 | 0 | 0 | 0 | 0 | 0 | 0 | 0 | 0 | 0 | 0 | 0 | 0 | 0 | 0 | 0 | 0 | 0 | 0 | 0 | 0 | 0 | 0 | 0 | 0 | 0 | 0 | 0 | 0 | 0 | 0
F4_Commercial_Lodging_Existing_Food Preparation_Natural Gas_Range_E5 | F4 | Commercial | Lodging | Existing | Food Preparation | Natural Gas | Range | E5 | RVT BC Ratio | 0 | 0 | 0 | 0 | 0 | 0 | 0 | 0 | 0 | 0 | 0 | 0 | 0 | 0 | 0 | 0 | 0 | 0 | 0 | 0 | 0 | 0 | 0 | 0 | 0 | 0 | 0 | 0 | 0 | 0 | 0 | 0 | 0
F4_Commercial_Lodging_Existing_Food Preparation_Natural Gas_Range_E6 | F4 | Commercial | Lodging | Existing | Food Preparation | Natural Gas | Range | E6 | RVT BC Ratio | 0 | 0 | 0 | 0 | 0 | 0 | 0 | 0 | 0 | 0 | 0 | 0 | 0 | 0 | 0 | 0 | 0 | 0 | 0 | 0 | 0 | 0 | 0 | 0 | 0 | 0 | 0 | 0 | 0 | 0 | 0 | 0 | 0
F4_Commercial_Lodging_Existing_Food Preparation_Natural Gas_Range_E7 | F4 | Commercial | Lodging | Existing | Food Preparation | Natural Gas | Range | E7 | RVT BC Ratio | 0 | 0 | 0 | 0 | 0 | 0 | 0 | 0 | 0 | 0 | 0 | 0 | 0 | 0 | 0 | 0 | 0 | 0 | 0 | 0 | 0 | 0 | 0 | 0 | 0 | 0 | 0 | 0 | 0 | 0 | 0 | 0 | 0
F4_Commercial_Lodging_Existing_Food Preparation_Natural Gas_Range_E8 | F4 | Commercial | Lodging | Existing | Food Preparation | Natural Gas | Range | E8 | RVT BC Ratio | 0 | 0 | 0 | 0 | 0 | 0 | 0 | 0 | 0 | 0 | 0 | 0 | 0 | 0 | 0 | 0 | 0 | 0 | 0 | 0 | 0 | 0 | 0 | 0 | 0 | 0 | 0 | 0 | 0 | 0 | 0 | 0 | 0
F4_Commercial_Lodging_Existing_Food Preparation_Natural Gas_Range_E9 | F4 | Commercial | Lodging | Existing | Food Preparation | Natural Gas | Range | E9 | RVT BC Ratio | 0 | 0 | 0 | 0 | 0 | 0 | 0 | 0 | 0 | 0 | 0 | 0 | 0 | 0 | 0 | 0 | 0 | 0 | 0 | 0 | 0 | 0 | 0 | 0 | 0 | 0 | 0 | 0 | 0 | 0 | 0 | 0 | 0
F4_Commercial_Lodging_Existing_Food Preparation_Natural Gas_Range_E10 | F4 | Commercial | Lodging | Existing | Food Preparation | Natural Gas | Range | E10 | RVT BC Ratio | 0 | 0 | 0 | 0 | 0 | 0 | 0 | 0 | 0 | 0 | 0 | 0 | 0 | 0 | 0 | 0 | 0 | 0 | 0 | 0 | 0 | 0 | 0 | 0 | 0 | 0 | 0 | 0 | 0 | 0 | 0 | 0 | 0
F5_Commercial_Lodging_Existing_Food Preparation_Natural Gas_Range_E1 | F5 | Commercial | Lodging | Existing | Food Preparation | Natural Gas | Range | E1 | RIM BC Ratio | bar: 2019 to 2051
F5_Commercial_Lodging_Existing_Food Preparation_Natural Gas_Range_E2 | F5 | Commercial | Lodging | Existing | Food Preparation | Natural Gas | Range | E2 | RIM BC Ratio | 0.83448 | 0.83448 | 0.83448 | 0.83449 | 0.83449 | 0.83449 | 0.83449 | 0.83449 | 0.8345 | 0.8345 | 0.8345 | 0.8345 | 0.8345 | 0.8345 | 0.83451 | 0.83451 | 0.83451 | 0.83451 | 0.83451 | 0.83451 | 0.83452 | 0.83452 | 0.83452 | 0.83452 | 0.83452 | 0.83452 | 0.83452 | 0.83452 | 0.83452 | 0.83452 | 0.83452 | 0.83453 | 0.83453
F5_Commercial_Lodging_Existing_Food Preparation_Natural Gas_Range_E3 | F5 | Commercial | Lodging | Existing | Food Preparation | Natural Gas | Range | E3 | RIM BC Ratio | 0 | 0 | 0 | 0 | 0 | 0 | 0 | 0 | 0 | 0 | 0 | 0 | 0 | 0 | 0 | 0 | 0 | 0 | 0 | 0 | 0 | 0 | 0 | 0 | 0 | 0 | 0 | 0 | 0 | 0 | 0 | 0 | 0
F5_Commercial_Lodging_Existing_Food Preparation_Natural Gas_Range_E4 | F5 | Commercial | Lodging | Existing | Food Preparation | Natural Gas | Range | E4 | RIM BC Ratio | 0 | 0 | 0 | 0 | 0 | 0 | 0 | 0 | 0 | 0 | 0 | 0 | 0 | 0 | 0 | 0 | 0 | 0 | 0 | 0 | 0 | 0 | 0 | 0 | 0 | 0 | 0 | 0 | 0 | 0 | 0 | 0 | 0
F5_Commercial_Lodging_Existing_Food Preparation_Natural Gas_Range_E5 | F5 | Commercial | Lodging | Existing | Food Preparation | Natural Gas | Range | E5 | RIM BC Ratio | 0 | 0 | 0 | 0 | 0 | 0 | 0 | 0 | 0 | 0 | 0 | 0 | 0 | 0 | 0 | 0 | 0 | 0 | 0 | 0 | 0 | 0 | 0 | 0 | 0 | 0 | 0 | 0 | 0 | 0 | 0 | 0 | 0
F5_Commercial_Lodging_Existing_Food Preparation_Natural Gas_Range_E6 | F5 | Commercial | Lodging | Existing | Food Preparation | Natural Gas | Range | E6 | RIM BC Ratio | 0 | 0 | 0 | 0 | 0 | 0 | 0 | 0 | 0 | 0 | 0 | 0 | 0 | 0 | 0 | 0 | 0 | 0 | 0 | 0 | 0 | 0 | 0 | 0 | 0 | 0 | 0 | 0 | 0 | 0 | 0 | 0 | 0
F5_Commercial_Lodging_Existing_Food Preparation_Natural Gas_Range_E7 | F5 | Commercial | Lodging | Existing | Food Preparation | Natural Gas | Range | E7 | RIM BC Ratio | 0 | 0 | 0 | 0 | 0 | 0 | 0 | 0 | 0 | 0 | 0 | 0 | 0 | 0 | 0 | 0 | 0 | 0 | 0 | 0 | 0 | 0 | 0 | 0 | 0 | 0 | 0 | 0 | 0 | 0 | 0 | 0 | 0
F5_Commercial_Lodging_Existing_Food Preparation_Natural Gas_Range_E8 | F5 | Commercial | Lodging | Existing | Food Preparation | Natural Gas | Range | E8 | RIM BC Ratio | 0 | 0 | 0 | 0 | 0 | 0 | 0 | 0 | 0 | 0 | 0 | 0 | 0 | 0 | 0 | 0 | 0 | 0 | 0 | 0 | 0 | 0 | 0 | 0 | 0 | 0 | 0 | 0 | 0 | 0 | 0 | 0 | 0
F5_Commercial_Lodging_Existing_Food Preparation_Natural Gas_Range_E9 | F5 | Commercial | Lodging | Existing | Food Preparation | Natural Gas | Range | E9 | RIM BC Ratio | 0 | 0 | 0 | 0 | 0 | 0 | 0 | 0 | 0 | 0 | 0 | 0 | 0 | 0 | 0 | 0 | 0 | 0 | 0 | 0 | 0 | 0 | 0 | 0 | 0 | 0 | 0 | 0 | 0 | 0 | 0 | 0 | 0
F5_Commercial_Lodging_Existing_Food Preparation_Natural Gas_Range_E10 | F5 | Commercial | Lodging | Existing | Food Preparation | Natural Gas | Range | E10 | RIM BC Ratio | 0 | 0 | 0 | 0 | 0 | 0 | 0 | 0 | 0 | 0 | 0 | 0 | 0 | 0 | 0 | 0 | 0 | 0 | 0 | 0 | 0 | 0 | 0 | 0 | 0 | 0 | 0 | 0 | 0 | 0 | 0 | 0 | 0
F0_Commercial_Lodging_Existing_Food Preparation_Natural Gas_Steamer_E0 | F0 | Commercial | Lodging | Existing | Food Preparation | Natural Gas | Steamer | E0 | Economic Unit | ENERGY STAR | ENERGY STAR | ENERGY STAR | ENERGY STAR | ENERGY STAR | ENERGY STAR | ENERGY STAR | ENERGY STAR | ENERGY STAR | ENERGY STAR | ENERGY STAR | ENERGY STAR | ENERGY STAR | ENERGY STAR | ENERGY STAR | ENERGY STAR | ENERGY STAR | ENERGY STAR | ENERGY STAR | ENERGY STAR | ENERGY STAR | ENERGY STAR | ENERGY STAR | ENERGY STAR | ENERGY STAR | ENERGY STAR | ENERGY STAR | ENERGY STAR | ENERGY STAR | ENERGY STAR | ENERGY STAR | ENERGY STAR | ENERGY STAR
F1_Commercial_Lodging_Existing_Food Preparation_Natural Gas_Steamer_E1 | F1 | Commercial | Lodging | Existing | Food Preparation | Natural Gas | Steamer | E1 | CCE | 0 | 0 | 0 | 0 | 0 | 0 | 0 | 0 | 0 | 0 | 0 | 0 | 0 | 0 | 0 | 0 | 0 | 0 | 0 | 0 | 0 | 0 | 0 | 0 | 0 | 0 | 0 | 0 | 0 | 0 | 0 | 0 | 0
F1_Commercial_Lodging_Existing_Food Preparation_Natural Gas_Steamer_E2 | F1 | Commercial | Lodging | Existing | Food Preparation | Natural Gas | Steamer | E2 | CCE | 0.38542 | 0.38542 | 0.38542 | 0 | 0 | 0 | 0 | 0 | 0 | 0 | 0 | 0 | 0 | 0 | 0 | 0 | 0 | 0 | 0 | 0 | 0 | 0 | 0 | 0 | 0 | 0 | 0 | 0 | 0 | 0 | 0 | 0 | 0
F1_Commercial_Lodging_Existing_Food Preparation_Natural Gas_Steamer_E3 | F1 | Commercial | Lodging | Existing | Food Preparation | Natural Gas | Steamer | E3 | CCE | 0 | 0 | 0 | 0 | 0 | 0 | 0 | 0 | 0 | 0 | 0 | 0 | 0 | 0 | 0 | 0 | 0 | 0 | 0 | 0 | 0 | 0 | 0 | 0 | 0 | 0 | 0 | 0 | 0 | 0 | 0 | 0 | 0
F1_Commercial_Lodging_Existing_Food Preparation_Natural Gas_Steamer_E4 | F1 | Commercial | Lodging | Existing | Food Preparation | Natural Gas | Steamer | E4 | CCE | 0 | 0 | 0 | 0 | 0 | 0 | 0 | 0 | 0 | 0 | 0 | 0 | 0 | 0 | 0 | 0 | 0 | 0 | 0 | 0 | 0 | 0 | 0 | 0 | 0 | 0 | 0 | 0 | 0 | 0 | 0 | 0 | 0
F1_Commercial_Lodging_Existing_Food Preparation_Natural Gas_Steamer_E5 | F1 | Commercial | Lodging | Existing | Food Preparation | Natural Gas | Steamer | E5 | CCE | 0 | 0 | 0 | 0 | 0 | 0 | 0 | 0 | 0 | 0 | 0 | 0 | 0 | 0 | 0 | 0 | 0 | 0 | 0 | 0 | 0 | 0 | 0 | 0 | 0 | 0 | 0 | 0 | 0 | 0 | 0 | 0 | 0
F1_Commercial_Lodging_Existing_Food Preparation_Natural Gas_Steamer_E6 | F1 | Commercial | Lodging | Existing | Food Preparation | Natural Gas | Steamer | E6 | CCE | 0 | 0 | 0 | 0 | 0 | 0 | 0 | 0 | 0 | 0 | 0 | 0 | 0 | 0 | 0 | 0 | 0 | 0 | 0 | 0 | 0 | 0 | 0 | 0 | 0 | 0 | 0 | 0 | 0 | 0 | 0 | 0 | 0
F1_Commercial_Lodging_Existing_Food Preparation_Natural Gas_Steamer_E7 | F1 | Commercial | Lodging | Existing | Food Preparation | Natural Gas | Steamer | E7 | CCE | 0 | 0 | 0 | 0 | 0 | 0 | 0 | 0 | 0 | 0 | 0 | 0 | 0 | 0 | 0 | 0 | 0 | 0 | 0 | 0 | 0 | 0 | 0 | 0 | 0 | 0 | 0 | 0 | 0 | 0 | 0 | 0 | 0
F1_Commercial_Lodging_Existing_Food Preparation_Natural Gas_Steamer_E8 | F1 | Commercial | Lodging | Existing | Food Preparation | Natural Gas | Steamer | E8 | CCE | 0 | 0 | 0 | 0 | 0 | 0 | 0 | 0 | 0 | 0 | 0 | 0 | 0 | 0 | 0 | 0 | 0 | 0 | 0 | 0 | 0 | 0 | 0 | 0 | 0 | 0 | 0 | 0 | 0 | 0 | 0 | 0 | 0
F1_Commercial_Lodging_Existing_Food Preparation_Natural Gas_Steamer_E9 | F1 | Commercial | Lodging | Existing | Food Preparation | Natural Gas | Steamer | E9 | CCE | 0 | 0 | 0 | 0 | 0 | 0 | 0 | 0 | 0 | 0 | 0 | 0 | 0 | 0 | 0 | 0 | 0 | 0 | 0 | 0 | 0 | 0 | 0 | 0 | 0 | 0 | 0 | 0 | 0 | 0 | 0 | 0 | 0
F1_Commercial_Lodging_Existing_Food Preparation_Natural Gas_Steamer_E10 | F1 | Commercial | Lodging | Existing | Food Preparation | Natural Gas | Steamer | E10 | CCE | 0 | 0 | 0 | 0 | 0 | 0 | 0 | 0 | 0 | 0 | 0 | 0 | 0 | 0 | 0 | 0 | 0 | 0 | 0 | 0 | 0 | 0 | 0 | 0 | 0 | 0 | 0 | 0 | 0 | 0 | 0 | 0 | 0
F2_Commercial_Lodging_Existing_Food Preparation_Natural Gas_Steamer_E1 | F2 | Commercial | Lodging | Existing | Food Preparation | Natural Gas | Steamer | E1 | TRC BC Ratio | 1 | 1 | 1 | 0 | 0 | 0 | 0 | 0 | 0 | 0 | 0 | 0 | 0 | 0 | 0 | 0 | 0 | 0 | 0 | 0 | 0 | 0 | 0 | 0 | 0 | 0 | 0 | 0 | 0 | 0 | 0 | 0 | 0
F2_Commercial_Lodging_Existing_Food Preparation_Natural Gas_Steamer_E2 | F2 | Commercial | Lodging | Existing | Food Preparation | Natural Gas | Steamer | E2 | TRC BC Ratio | 3.6298 | 3.6563 | 3.6864 | 1 | 1 | 1 | 1 | 1 | 1 | 1 | 1 | 1 | 1 | 1 | 1 | 1 | 1 | 1 | 1 | 1 | 1 | 1 | 1 | 1 | 1 | 1 | 1 | 1 | 1 | 1 | 1 | 1 | 1
F2_Commercial_Lodging_Existing_Food Preparation_Natural Gas_Steamer_E3 | F2 | Commercial | Lodging | Existing | Food Preparation | Natural Gas | Steamer | E3 | TRC BC Ratio | 0 | 0 | 0 | 0 | 0 | 0 | 0 | 0 | 0 | 0 | 0 | 0 | 0 | 0 | 0 | 0 | 0 | 0 | 0 | 0 | 0 | 0 | 0 | 0 | 0 | 0 | 0 | 0 | 0 | 0 | 0 | 0 | 0
F2_Commercial_Lodging_Existing_Food Preparation_Natural Gas_Steamer_E4 | F2 | Commercial | Lodging | Existing | Food Preparation | Natural Gas | Steamer | E4 | TRC BC Ratio | 0 | 0 | 0 | 0 | 0 | 0 | 0 | 0 | 0 | 0 | 0 | 0 | 0 | 0 | 0 | 0 | 0 | 0 | 0 | 0 | 0 | 0 | 0 | 0 | 0 | 0 | 0 | 0 | 0 | 0 | 0 | 0 | 0
F2_Commercial_Lodging_Existing_Food Preparation_Natural Gas_Steamer_E5 | F2 | Commercial | Lodging | Existing | Food Preparation | Natural Gas | Steamer | E5 | TRC BC Ratio | 0 | 0 | 0 | 0 | 0 | 0 | 0 | 0 | 0 | 0 | 0 | 0 | 0 | 0 | 0 | 0 | 0 | 0 | 0 | 0 | 0 | 0 | 0 | 0 | 0 | 0 | 0 | 0 | 0 | 0 | 0 | 0 | 0
F2_Commercial_Lodging_Existing_Food Preparation_Natural Gas_Steamer_E6 | F2 | Commercial | Lodging | Existing | Food Preparation | Natural Gas | Steamer | E6 | TRC BC Ratio | 0 | 0 | 0 | 0 | 0 | 0 | 0 | 0 | 0 | 0 | 0 | 0 | 0 | 0 | 0 | 0 | 0 | 0 | 0 | 0 | 0 | 0 | 0 | 0 | 0 | 0 | 0 | 0 | 0 | 0 | 0 | 0 | 0
F2_Commercial_Lodging_Existing_Food Preparation_Natural Gas_Steamer_E7 | F2 | Commercial | Lodging | Existing | Food Preparation | Natural Gas | Steamer | E7 | TRC BC Ratio | 0 | 0 | 0 | 0 | 0 | 0 | 0 | 0 | 0 | 0 | 0 | 0 | 0 | 0 | 0 | 0 | 0 | 0 | 0 | 0 | 0 | 0 | 0 | 0 | 0 | 0 | 0 | 0 | 0 | 0 | 0 | 0 | 0
F2_Commercial_Lodging_Existing_Food Preparation_Natural Gas_Steamer_E8 | F2 | Commercial | Lodging | Existing | Food Preparation | Natural Gas | Steamer | E8 | TRC BC Ratio | 0 | 0 | 0 | 0 | 0 | 0 | 0 | 0 | 0 | 0 | 0 | 0 | 0 | 0 | 0 | 0 | 0 | 0 | 0 | 0 | 0 | 0 | 0 | 0 | 0 | 0 | 0 | 0 | 0 | 0 | 0 | 0 | 0
F2_Commercial_Lodging_Existing_Food Preparation_Natural Gas_Steamer_E9 | F2 | Commercial | Lodging | Existing | Food Preparation | Natural Gas | Steamer | E9 | TRC BC Ratio | 0 | 0 | 0 | 0 | 0 | 0 | 0 | 0 | 0 | 0 | 0 | 0 | 0 | 0 | 0 | 0 | 0 | 0 | 0 | 0 | 0 | 0 | 0 | 0 | 0 | 0 | 0 | 0 | 0 | 0 | 0 | 0 | 0
F2_Commercial_Lodging_Existing_Food Preparation_Natural Gas_Steamer_E10 | F2 | Commercial | Lodging | Existing | Food Preparation | Natural Gas | Steamer | E10 | TRC BC Ratio | 0 | 0 | 0 | 0 | 0 | 0 | 0 | 0 | 0 | 0 | 0 | 0 | 0 | 0 | 0 | 0 | 0 | 0 | 0 | 0 | 0 | 0 | 0 | 0 | 0 | 0 | 0 | 0 | 0 | 0 | 0 | 0 | 0
F3_Commercial_Lodging_Existing_Food Preparation_Natural Gas_Steamer_E1 | F3 | Commercial | Lodging | Existing | Food Preparation | Natural Gas | Steamer | E1 | PACT BC Ratio | 1 | 1 | 1 | 0 | 0 | 0 | 0 | 0 | 0 | 0 | 0 | 0 | 0 | 0 | 0 | 0 | 0 | 0 | 0 | 0 | 0 | 0 | 0 | 0 | 0 | 0 | 0 | 0 | 0 | 0 | 0 | 0 | 0
F3_Commercial_Lodging_Existing_Food Preparation_Natural Gas_Steamer_E2 | F3 | Commercial | Lodging | Existing | Food Preparation | Natural Gas | Steamer | E2 | PACT BC Ratio | 4.8398 | 4.875 | 4.9151 | 1 | 1 | 1 | 1 | 1 | 1 | 1 | 1 | 1 | 1 | 1 | 1 | 1 | 1 | 1 | 1 | 1 | 1 | 1 | 1 | 1 | 1 | 1 | 1 | 1 | 1 | 1 | 1 | 1 | 1
F3_Commercial_Lodging_Existing_Food Preparation_Natural Gas_Steamer_E3 | F3 | Commercial | Lodging | Existing | Food Preparation | Natural Gas | Steamer | E3 | PACT BC Ratio | 0 | 0 | 0 | 0 | 0 | 0 | 0 | 0 | 0 | 0 | 0 | 0 | 0 | 0 | 0 | 0 | 0 | 0 | 0 | 0 | 0 | 0 | 0 | 0 | 0 | 0 | 0 | 0 | 0 | 0 | 0 | 0 | 0
F3_Commercial_Lodging_Existing_Food Preparation_Natural Gas_Steamer_E4 | F3 | Commercial | Lodging | Existing | Food Preparation | Natural Gas | Steamer | E4 | PACT BC Ratio | 0 | 0 | 0 | 0 | 0 | 0 | 0 | 0 | 0 | 0 | 0 | 0 | 0 | 0 | 0 | 0 | 0 | 0 | 0 | 0 | 0 | 0 | 0 | 0 | 0 | 0 | 0 | 0 | 0 | 0 | 0 | 0 | 0
F3_Commercial_Lodging_Existing_Food Preparation_Natural Gas_Steamer_E5 | F3 | Commercial | Lodging | Existing | Food Preparation | Natural Gas | Steamer | E5 | PACT BC Ratio | 0 | 0 | 0 | 0 | 0 | 0 | 0 | 0 | 0 | 0 | 0 | 0 | 0 | 0 | 0 | 0 | 0 | 0 | 0 | 0 | 0 | 0 | 0 | 0 | 0 | 0 | 0 | 0 | 0 | 0 | 0 | 0 | 0
F3_Commercial_Lodging_Existing_Food Preparation_Natural Gas_Steamer_E6 | F3 | Commercial | Lodging | Existing | Food Preparation | Natural Gas | Steamer | E6 | PACT BC Ratio | 0 | 0 | 0 | 0 | 0 | 0 | 0 | 0 | 0 | 0 | 0 | 0 | 0 | 0 | 0 | 0 | 0 | 0 | 0 | 0 | 0 | 0 | 0 | 0 | 0 | 0 | 0 | 0 | 0 | 0 | 0 | 0 | 0
F3_Commercial_Lodging_Existing_Food Preparation_Natural Gas_Steamer_E7 | F3 | Commercial | Lodging | Existing | Food Preparation | Natural Gas | Steamer | E7 | PACT BC Ratio | 0 | 0 | 0 | 0 | 0 | 0 | 0 | 0 | 0 | 0 | 0 | 0 | 0 | 0 | 0 | 0 | 0 | 0 | 0 | 0 | 0 | 0 | 0 | 0 | 0 | 0 | 0 | 0 | 0 | 0 | 0 | 0 | 0
F3_Commercial_Lodging_Existing_Food Preparation_Natural Gas_Steamer_E8 | F3 | Commercial | Lodging | Existing | Food Preparation | Natural Gas | Steamer | E8 | PACT BC Ratio | 0 | 0 | 0 | 0 | 0 | 0 | 0 | 0 | 0 | 0 | 0 | 0 | 0 | 0 | 0 | 0 | 0 | 0 | 0 | 0 | 0 | 0 | 0 | 0 | 0 | 0 | 0 | 0 | 0 | 0 | 0 | 0 | 0
F3_Commercial_Lodging_Existing_Food Preparation_Natural Gas_Steamer_E9 | F3 | Commercial | Lodging | Existing | Food Preparation | Natural Gas | Steamer | E9 | PACT BC Ratio | 0 | 0 | 0 | 0 | 0 | 0 | 0 | 0 | 0 | 0 | 0 | 0 | 0 | 0 | 0 | 0 | 0 | 0 | 0 | 0 | 0 | 0 | 0 | 0 | 0 | 0 | 0 | 0 | 0 | 0 | 0 | 0 | 0
F3_Commercial_Lodging_Existing_Food Preparation_Natural Gas_Steamer_E10 | F3 | Commercial | Lodging | Existing | Food Preparation | Natural Gas | Steamer | E10 | PACT BC Ratio | 0 | 0 | 0 | 0 | 0 | 0 | 0 | 0 | 0 | 0 | 0 | 0 | 0 | 0 | 0 | 0 | 0 | 0 | 0 | 0 | 0 | 0 | 0 | 0 | 0 | 0 | 0 | 0 | 0 | 0 | 0 | 0 | 0
F4_Commercial_Lodging_Existing_Food Preparation_Natural Gas_Steamer_E1 | F4 | Commercial | Lodging | Existing | Food Preparation | Natural Gas | Steamer | E1 | RVT BC Ratio | 1 | 1 | 1 | 0 | 0 | 0 | 0 | 0 | 0 | 0 | 0 | 0 | 0 | 0 | 0 | 0 | 0 | 0 | 0 | 0 | 0 | 0 | 0 | 0 | 0 | 0 | 0 | 0 | 0 | 0 | 0 | 0 | 0
F4_Commercial_Lodging_Existing_Food Preparation_Natural Gas_Steamer_E2 | F4 | Commercial | Lodging | Existing | Food Preparation | Natural Gas | Steamer | E2 | RVT BC Ratio | 5.9186 | 5.9566 | 5.9998 | 1 | 1 | 1 | 1 | 1 | 1 | 1 | 1 | 1 | 1 | 1 | 1 | 1 | 1 | 1 | 1 | 1 | 1 | 1 | 1 | 1 | 1 | 1 | 1 | 1 | 1 | 1 | 1 | 1 | 1
F4_Commercial_Lodging_Existing_Food Preparation_Natural Gas_Steamer_E3 | F4 | Commercial | Lodging | Existing | Food Preparation | Natural Gas | Steamer | E3 | RVT BC Ratio | 0 | 0 | 0 | 0 | 0 | 0 | 0 | 0 | 0 | 0 | 0 | 0 | 0 | 0 | 0 | 0 | 0 | 0 | 0 | 0 | 0 | 0 | 0 | 0 | 0 | 0 | 0 | 0 | 0 | 0 | 0 | 0 | 0
F4_Commercial_Lodging_Existing_Food Preparation_Natural Gas_Steamer_E4 | F4 | Commercial | Lodging | Existing | Food Preparation | Natural Gas | Steamer | E4 | RVT BC Ratio | 0 | 0 | 0 | 0 | 0 | 0 | 0 | 0 | 0 | 0 | 0 | 0 | 0 | 0 | 0 | 0 | 0 | 0 | 0 | 0 | 0 | 0 | 0 | 0 | 0 | 0 | 0 | 0 | 0 | 0 | 0 | 0 | 0
F4_Commercial_Lodging_Existing_Food Preparation_Natural Gas_Steamer_E5 | F4 | Commercial | Lodging | Existing | Food Preparation | Natural Gas | Steamer | E5 | RVT BC Ratio | 0 | 0 | 0 | 0 | 0 | 0 | 0 | 0 | 0 | 0 | 0 | 0 | 0 | 0 | 0 | 0 | 0 | 0 | 0 | 0 | 0 | 0 | 0 | 0 | 0 | 0 | 0 | 0 | 0 | 0 | 0 | 0 | 0
F4_Commercial_Lodging_Existing_Food Preparation_Natural Gas_Steamer_E6 | F4 | Commercial | Lodging | Existing | Food Preparation | Natural Gas | Steamer | E6 | RVT BC Ratio | 0 | 0 | 0 | 0 | 0 | 0 | 0 | 0 | 0 | 0 | 0 | 0 | 0 | 0 | 0 | 0 | 0 | 0 | 0 | 0 | 0 | 0 | 0 | 0 | 0 | 0 | 0 | 0 | 0 | 0 | 0 | 0 | 0
F4_Commercial_Lodging_Existing_Food Preparation_Natural Gas_Steamer_E7 | F4 | Commercial | Lodging | Existing | Food Preparation | Natural Gas | Steamer | E7 | RVT BC Ratio | 0 | 0 | 0 | 0 | 0 | 0 | 0 | 0 | 0 | 0 | 0 | 0 | 0 | 0 | 0 | 0 | 0 | 0 | 0 | 0 | 0 | 0 | 0 | 0 | 0 | 0 | 0 | 0 | 0 | 0 | 0 | 0 | 0
F4_Commercial_Lodging_Existing_Food Preparation_Natural Gas_Steamer_E8 | F4 | Commercial | Lodging | Existing | Food Preparation | Natural Gas | Steamer | E8 | RVT BC Ratio | 0 | 0 | 0 | 0 | 0 | 0 | 0 | 0 | 0 | 0 | 0 | 0 | 0 | 0 | 0 | 0 | 0 | 0 | 0 | 0 | 0 | 0 | 0 | 0 | 0 | 0 | 0 | 0 | 0 | 0 | 0 | 0 | 0
F4_Commercial_Lodging_Existing_Food Preparation_Natural Gas_Steamer_E9 | F4 | Commercial | Lodging | Existing | Food Preparation | Natural Gas | Steamer | E9 | RVT BC Ratio | 0 | 0 | 0 | 0 | 0 | 0 | 0 | 0 | 0 | 0 | 0 | 0 | 0 | 0 | 0 | 0 | 0 | 0 | 0 | 0 | 0 | 0 | 0 | 0 | 0 | 0 | 0 | 0 | 0 | 0 | 0 | 0 | 0
F4_Commercial_Lodging_Existing_Food Preparation_Natural Gas_Steamer_E10 | F4 | Commercial | Lodging | Existing | Food Preparation | Natural Gas | Steamer | E10 | RVT BC Ratio | 0 | 0 | 0 | 0 | 0 | 0 | 0 | 0 | 0 | 0 | 0 | 0 | 0 | 0 | 0 | 0 | 0 | 0 | 0 | 0 | 0 | 0 | 0 | 0 | 0 | 0 | 0 | 0 | 0 | 0 | 0 | 0 | 0
F5_Commercial_Lodging_Existing_Food Preparation_Natural Gas_Steamer_E1 | F5 | Commercial | Lodging | Existing | Food Preparation | Natural Gas | Steamer | E1 | RIM BC Ratio | 1 | 1 | 1 | 0 | 0 | 0 | 0 | 0 | 0 | 0 | 0 | 0 | 0 | 0 | 0 | 0 | 0 | 0 | 0 | 0 | 0 | 0 | 0 | 0 | 0 | 0 | 0 | 0 | 0 | 0 | 0 | 0 | 0
F5_Commercial_Lodging_Existing_Food Preparation_Natural Gas_Steamer_E2 | F5 | Commercial | Lodging | Existing | Food Preparation | Natural Gas | Steamer | E2 | RIM BC Ratio | 0.7119 | 0.71266 | 0.71351 | 1 | 1 | 1 | 1 | 1 | 1 | 1 | 1 | 1 | 1 | 1 | 1 | 1 | 1 | 1 | 1 | 1 | 1 | 1 | 1 | 1 | 1 | 1 | 1 | 1 | 1 | 1 | 1 | 1 | 1
F5_Commercial_Lodging_Existing_Food Preparation_Natural Gas_Steamer_E3 | F5 | Commercial | Lodging | Existing | Food Preparation | Natural Gas | Steamer | E3 | RIM BC Ratio | 0 | 0 | 0 | 0 | 0 | 0 | 0 | 0 | 0 | 0 | 0 | 0 | 0 | 0 | 0 | 0 | 0 | 0 | 0 | 0 | 0 | 0 | 0 | 0 | 0 | 0 | 0 | 0 | 0 | 0 | 0 | 0 | 0
F5_Commercial_Lodging_Existing_Food Preparation_Natural Gas_Steamer_E4 | F5 | Commercial | Lodging | Existing | Food Preparation | Natural Gas | Steamer | E4 | RIM BC Ratio | 0 | 0 | 0 | 0 | 0 | 0 | 0 | 0 | 0 | 0 | 0 | 0 | 0 | 0 | 0 | 0 | 0 | 0 | 0 | 0 | 0 | 0 | 0 | 0 | 0 | 0 | 0 | 0 | 0 | 0 | 0 | 0 | 0
F5_Commercial_Lodging_Existing_Food Preparation_Natural Gas_Steamer_E5 | F5 | Commercial | Lodging | Existing | Food Preparation | Natural Gas | Steamer | E5 | RIM BC Ratio | 0 | 0 | 0 | 0 | 0 | 0 | 0 | 0 | 0 | 0 | 0 | 0 | 0 | 0 | 0 | 0 | 0 | 0 | 0 | 0 | 0 | 0 | 0 | 0 | 0 | 0 | 0 | 0 | 0 | 0 | 0 | 0 | 0
F5_Commercial_Lodging_Existing_Food Preparation_Natural Gas_Steamer_E6 | F5 | Commercial | Lodging | Existing | Food Preparation | Natural Gas | Steamer | E6 | RIM BC Ratio | 0 | 0 | 0 | 0 | 0 | 0 | 0 | 0 | 0 | 0 | 0 | 0 | 0 | 0 | 0 | 0 | 0 | 0 | 0 | 0 | 0 | 0 | 0 | 0 | 0 | 0 | 0 | 0 | 0 | 0 | 0 | 0 | 0
F5_Commercial_Lodging_Existing_Food Preparation_Natural Gas_Steamer_E7 | F5 | Commercial | Lodging | Existing | Food Preparation | Natural Gas | Steamer | E7 | RIM BC Ratio | 0 | 0 | 0 | 0 | 0 | 0 | 0 | 0 | 0 | 0 | 0 | 0 | 0 | 0 | 0 | 0 | 0 | 0 | 0 | 0 | 0 | 0 | 0 | 0 | 0 | 0 | 0 | 0 | 0 | 0 | 0 | 0 | 0
F5_Commercial_Lodging_Existing_Food Preparation_Natural Gas_Steamer_E8 | F5 | Commercial | Lodging | Existing | Food Preparation | Natural Gas | Steamer | E8 | RIM BC Ratio | 0 | 0 | 0 | 0 | 0 | 0 | 0 | 0 | 0 | 0 | 0 | 0 | 0 | 0 | 0 | 0 | 0 | 0 | 0 | 0 | 0 | 0 | 0 | 0 | 0 | 0 | 0 | 0 | 0 | 0 | 0 | 0 | 0
F5_Commercial_Lodging_Existing_Food Preparation_Natural Gas_Steamer_E9 | F5 | Commercial | Lodging | Existing | Food Preparation | Natural Gas | Steamer | E9 | RIM BC Ratio | 0 | 0 | 0 | 0 | 0 | 0 | 0 | 0 | 0 | 0 | 0 | 0 | 0 | 0 | 0 | 0 | 0 | 0 | 0 | 0 | 0 | 0 | 0 | 0 | 0 | 0 | 0 | 0 | 0 | 0 | 0 | 0 | 0
F5_Commercial_Lodging_Existing_Food Preparation_Natural Gas_Steamer_E10 | F5 | Commercial | Lodging | Existing | Food Preparation | Natural Gas | Steamer | E10 | RIM BC Ratio | 0 | 0 | 0 | 0 | 0 | 0 | 0 | 0 | 0 | 0 | 0 | 0 | 0 | 0 | 0 | 0 | 0 | 0 | 0 | 0 | 0 | 0 | 0 | 0 | 0 | 0 | 0 | 0 | 0 | 0 | 0 | 0 | 0
F0_Commercial_Lodging_Existing_Food Preparation_Natural Gas_Food Prep Other_E0 | F0 | Commercial | Lodging | Existing | Food Preparation | Natural Gas | Food Prep Other | E0 | Economic Unit | Standard | Standard | Standard | Standard | Standard | Standard | Standard | Standard | Standard | Standard | Standard | Standard | Standard | Standard | Standard | Standard | Standard | Standard | Standard | Standard | Standard | Standard | Standard | Standard | Standard | Standard | Standard | Standard | Standard | Standard | Standard | Standard | Standard
F1_Commercial_Lodging_Existing_Food Preparation_Natural Gas_Food Prep Other_E1 | F1 | Commercial | Lodging | Existing | Food Preparation | Natural Gas | Food Prep Other | E1 | CCE | 0 | 0 | 0 | 0 | 0 | 0 | 0 | 0 | 0 | 0 | 0 | 0 | 0 | 0 | 0 | 0 | 0 | 0 | 0 | 0 | 0 | 0 | 0 | 0 | 0 | 0 | 0 | 0 | 0 | 0 | 0 | 0 | 0
F1_Commercial_Lodging_Existing_Food Preparation_Natural Gas_Food Prep Other_E2 | F1 | Commercial | Lodging | Existing | Food Preparation | Natural Gas | Food Prep Other | E2 | CCE | #DIV/0! | #DIV/0! | #DIV/0! | #DIV/0! | #DIV/0! | #DIV/0! | #DIV/0! | #DIV/0! | #DIV/0! | #DIV/0! | #DIV/0! | #DIV/0! | #DIV/0! | #DIV/0! | #DIV/0! | #DIV/0! | #DIV/0! | #DIV/0! | #DIV/0! | #DIV/0! | #DIV/0! | #DIV/0! | #DIV/0! | #DIV/0! | #DIV/0! | #DIV/0! | #DIV/0! | #DIV/0! | #DIV/0! | #DIV/0! | #DIV/0! | #DIV/0! | #DIV/0!
F1_Commercial_Lodging_Existing_Food Preparation_Natural Gas_Food Prep Other_E3 | F1 | Commercial | Lodging | Existing | Food Preparation | Natural Gas | Food Prep Other | E3 | CCE | 0 | 0 | 0 | 0 | 0 | 0 | 0 | 0 | 0 | 0 | 0 | 0 | 0 | 0 | 0 | 0 | 0 | 0 | 0 | 0 | 0 | 0 | 0 | 0 | 0 | 0 | 0 | 0 | 0 | 0 | 0 | 0 | 0
F1_Commercial_Lodging_Existing_Food Preparation_Natural Gas_Food Prep Other_E4 | F1 | Commercial | Lodging | Existing | Food Preparation | Natural Gas | Food Prep Other | E4 | CCE | 0 | 0 | 0 | 0 | 0 | 0 | 0 | 0 | 0 | 0 | 0 | 0 | 0 | 0 | 0 | 0 | 0 | 0 | 0 | 0 | 0 | 0 | 0 | 0 | 0 | 0 | 0 | 0 | 0 | 0 | 0 | 0 | 0
F1_Commercial_Lodging_Existing_Food Preparation_Natural Gas_Food Prep Other_E5 | F1 | Commercial | Lodging | Existing | Food Preparation | Natural Gas | Food Prep Other | E5 | CCE | 0 | 0 | 0 | 0 | 0 | 0 | 0 | 0 | 0 | 0 | 0 | 0 | 0 | 0 | 0 | 0 | 0 | 0 | 0 | 0 | 0 | 0 | 0 | 0 | 0 | 0 | 0 | 0 | 0 | 0 | 0 | 0 | 0
F1_Commercial_Lodging_Existing_Food Preparation_Natural Gas_Food Prep Other_E6 | F1 | Commercial | Lodging | Existing | Food Preparation | Natural Gas | Food Prep Other | E6 | CCE | 0 | 0 | 0 | 0 | 0 | 0 | 0 | 0 | 0 | 0 | 0 | 0 | 0 | 0 | 0 | 0 | 0 | 0 | 0 | 0 | 0 | 0 | 0 | 0 | 0 | 0 | 0 | 0 | 0 | 0 | 0 | 0 | 0
F1_Commercial_Lodging_Existing_Food Preparation_Natural Gas_Food Prep Other_E7 | F1 | Commercial | Lodging | Existing | Food Preparation | Natural Gas | Food Prep Other | E7 | CCE | 0 | 0 | 0 | 0 | 0 | 0 | 0 | 0 | 0 | 0 | 0 | 0 | 0 | 0 | 0 | 0 | 0 | 0 | 0 | 0 | 0 | 0 | 0 | 0 | 0 | 0 | 0 | 0 | 0 | 0 | 0 | 0 | 0
F1_Commercial_Lodging_Existing_Food Preparation_Natural Gas_Food Prep Other_E8 | F1 | Commercial | Lodging | Existing | Food Preparation | Natural Gas | Food Prep Other | E8 | CCE | 0 | 0 | 0 | 0 | 0 | 0 | 0 | 0 | 0 | 0 | 0 | 0 | 0 | 0 | 0 | 0 | 0 | 0 | 0 | 0 | 0 | 0 | 0 | 0 | 0 | 0 | 0 | 0 | 0 | 0 | 0 | 0 | 0
F1_Commercial_Lodging_Existing_Food Preparation_Natural Gas_Food Prep Other_E9 | F1 | Commercial | Lodging | Existing | Food Preparation | Natural Gas | Food Prep Other | E9 | CCE | 0 | 0 | 0 | 0 | 0 | 0 | 0 | 0 | 0 | 0 | 0 | 0 | 0 | 0 | 0 | 0 | 0 | 0 | 0 | 0 | 0 | 0 | 0 | 0 | 0 | 0 | 0 | 0 | 0 | 0 | 0 | 0 | 0
F1_Commercial_Lodging_Existing_Food Preparation_Natural Gas_Food Prep Other_E10 | F1 | Commercial | Lodging | Existing | Food Preparation | Natural Gas | Food Prep Other | E10 | CCE | 0 | 0 | 0 | 0 | 0 | 0 | 0 | 0 | 0 | 0 | 0 | 0 | 0 | 0 | 0 | 0 | 0 | 0 | 0 | 0 | 0 | 0 | 0 | 0 | 0 | 0 | 0 | 0 | 0 | 0 | 0 | 0 | 0
F2_Commercial_Lodging_Existing_Food Preparation_Natural Gas_Food Prep Other_E1 | F2 | Commercial | Lodging | Existing | Food Preparation | Natural Gas | Food Prep Other | E1 | TRC BC Ratio | bar: 2019 to 2051
F2_Commercial_Lodging_Existing_Food Preparation_Natural Gas_Food Prep Other_E2 | F2 | Commercial | Lodging | Existing | Food Preparation | Natural Gas | Food Prep Other | E2 | TRC BC Ratio | 0 | 0 | 0 | 0 | 0 | 0 | 0 | 0 | 0 | 0 | 0 | 0 | 0 | 0 | 0 | 0 | 0 | 0 | 0 | 0 | 0 | 0 | 0 | 0 | 0 | 0 | 0 | 0 | 0 | 0 | 0 | 0 | 0
F2_Commercial_Lodging_Existing_Food Preparation_Natural Gas_Food Prep Other_E3 | F2 | Commercial | Lodging | Existing | Food Preparation | Natural Gas | Food Prep Other | E3 | TRC BC Ratio | 0 | 0 | 0 | 0 | 0 | 0 | 0 | 0 | 0 | 0 | 0 | 0 | 0 | 0 | 0 | 0 | 0 | 0 | 0 | 0 | 0 | 0 | 0 | 0 | 0 | 0 | 0 | 0 | 0 | 0 | 0 | 0 | 0
F2_Commercial_Lodging_Existing_Food Preparation_Natural Gas_Food Prep Other_E4 | F2 | Commercial | Lodging | Existing | Food Preparation | Natural Gas | Food Prep Other | E4 | TRC BC Ratio | 0 | 0 | 0 | 0 | 0 | 0 | 0 | 0 | 0 | 0 | 0 | 0 | 0 | 0 | 0 | 0 | 0 | 0 | 0 | 0 | 0 | 0 | 0 | 0 | 0 | 0 | 0 | 0 | 0 | 0 | 0 | 0 | 0
F2_Commercial_Lodging_Existing_Food Preparation_Natural Gas_Food Prep Other_E5 | F2 | Commercial | Lodging | Existing | Food Preparation | Natural Gas | Food Prep Other | E5 | TRC BC Ratio | 0 | 0 | 0 | 0 | 0 | 0 | 0 | 0 | 0 | 0 | 0 | 0 | 0 | 0 | 0 | 0 | 0 | 0 | 0 | 0 | 0 | 0 | 0 | 0 | 0 | 0 | 0 | 0 | 0 | 0 | 0 | 0 | 0
F2_Commercial_Lodging_Existing_Food Preparation_Natural Gas_Food Prep Other_E6 | F2 | Commercial | Lodging | Existing | Food Preparation | Natural Gas | Food Prep Other | E6 | TRC BC Ratio | 0 | 0 | 0 | 0 | 0 | 0 | 0 | 0 | 0 | 0 | 0 | 0 | 0 | 0 | 0 | 0 | 0 | 0 | 0 | 0 | 0 | 0 | 0 | 0 | 0 | 0 | 0 | 0 | 0 | 0 | 0 | 0 | 0
F2_Commercial_Lodging_Existing_Food Preparation_Natural Gas_Food Prep Other_E7 | F2 | Commercial | Lodging | Existing | Food Preparation | Natural Gas | Food Prep Other | E7 | TRC BC Ratio | 0 | 0 | 0 | 0 | 0 | 0 | 0 | 0 | 0 | 0 | 0 | 0 | 0 | 0 | 0 | 0 | 0 | 0 | 0 | 0 | 0 | 0 | 0 | 0 | 0 | 0 | 0 | 0 | 0 | 0 | 0 | 0 | 0
F2_Commercial_Lodging_Existing_Food Preparation_Natural Gas_Food Prep Other_E8 | F2 | Commercial | Lodging | Existing | Food Preparation | Natural Gas | Food Prep Other | E8 | TRC BC Ratio | 0 | 0 | 0 | 0 | 0 | 0 | 0 | 0 | 0 | 0 | 0 | 0 | 0 | 0 | 0 | 0 | 0 | 0 | 0 | 0 | 0 | 0 | 0 | 0 | 0 | 0 | 0 | 0 | 0 | 0 | 0 | 0 | 0
F2_Commercial_Lodging_Existing_Food Preparation_Natural Gas_Food Prep Other_E9 | F2 | Commercial | Lodging | Existing | Food Preparation | Natural Gas | Food Prep Other | E9 | TRC BC Ratio | 0 | 0 | 0 | 0 | 0 | 0 | 0 | 0 | 0 | 0 | 0 | 0 | 0 | 0 | 0 | 0 | 0 | 0 | 0 | 0 | 0 | 0 | 0 | 0 | 0 | 0 | 0 | 0 | 0 | 0 | 0 | 0 | 0
F2_Commercial_Lodging_Existing_Food Preparation_Natural Gas_Food Prep Other_E10 | F2 | Commercial | Lodging | Existing | Food Preparation | Natural Gas | Food Prep Other | E10 | TRC BC Ratio | 0 | 0 | 0 | 0 | 0 | 0 | 0 | 0 | 0 | 0 | 0 | 0 | 0 | 0 | 0 | 0 | 0 | 0 | 0 | 0 | 0 | 0 | 0 | 0 | 0 | 0 | 0 | 0 | 0 | 0 | 0 | 0 | 0
F3_Commercial_Lodging_Existing_Food Preparation_Natural Gas_Food Prep Other_E1 | F3 | Commercial | Lodging | Existing | Food Preparation | Natural Gas | Food Prep Other | E1 | PACT BC Ratio | bar: 2019 to 2051
F3_Commercial_Lodging_Existing_Food Preparation_Natural Gas_Food Prep Other_E2 | F3 | Commercial | Lodging | Existing | Food Preparation | Natural Gas | Food Prep Other | E2 | PACT BC Ratio | 0 | 0 | 0 | 0 | 0 | 0 | 0 | 0 | 0 | 0 | 0 | 0 | 0 | 0 | 0 | 0 | 0 | 0 | 0 | 0 | 0 | 0 | 0 | 0 | 0 | 0 | 0 | 0 | 0 | 0 | 0 | 0 | 0
F3_Commercial_Lodging_Existing_Food Preparation_Natural Gas_Food Prep Other_E3 | F3 | Commercial | Lodging | Existing | Food Preparation | Natural Gas | Food Prep Other | E3 | PACT BC Ratio | 0 | 0 | 0 | 0 | 0 | 0 | 0 | 0 | 0 | 0 | 0 | 0 | 0 | 0 | 0 | 0 | 0 | 0 | 0 | 0 | 0 | 0 | 0 | 0 | 0 | 0 | 0 | 0 | 0 | 0 | 0 | 0 | 0
F3_Commercial_Lodging_Existing_Food Preparation_Natural Gas_Food Prep Other_E4 | F3 | Commercial | Lodging | Existing | Food Preparation | Natural Gas | Food Prep Other | E4 | PACT BC Ratio | 0 | 0 | 0 | 0 | 0 | 0 | 0 | 0 | 0 | 0 | 0 | 0 | 0 | 0 | 0 | 0 | 0 | 0 | 0 | 0 | 0 | 0 | 0 | 0 | 0 | 0 | 0 | 0 | 0 | 0 | 0 | 0 | 0
F3_Commercial_Lodging_Existing_Food Preparation_Natural Gas_Food Prep Other_E5 | F3 | Commercial | Lodging | Existing | Food Preparation | Natural Gas | Food Prep Other | E5 | PACT BC Ratio | 0 | 0 | 0 | 0 | 0 | 0 | 0 | 0 | 0 | 0 | 0 | 0 | 0 | 0 | 0 | 0 | 0 | 0 | 0 | 0 | 0 | 0 | 0 | 0 | 0 | 0 | 0 | 0 | 0 | 0 | 0 | 0 | 0
F3_Commercial_Lodging_Existing_Food Preparation_Natural Gas_Food Prep Other_E6 | F3 | Commercial | Lodging | Existing | Food Preparation | Natural Gas | Food Prep Other | E6 | PACT BC Ratio | 0 | 0 | 0 | 0 | 0 | 0 | 0 | 0 | 0 | 0 | 0 | 0 | 0 | 0 | 0 | 0 | 0 | 0 | 0 | 0 | 0 | 0 | 0 | 0 | 0 | 0 | 0 | 0 | 0 | 0 | 0 | 0 | 0
F3_Commercial_Lodging_Existing_Food Preparation_Natural Gas_Food Prep Other_E7 | F3 | Commercial | Lodging | Existing | Food Preparation | Natural Gas | Food Prep Other | E7 | PACT BC Ratio | 0 | 0 | 0 | 0 | 0 | 0 | 0 | 0 | 0 | 0 | 0 | 0 | 0 | 0 | 0 | 0 | 0 | 0 | 0 | 0 | 0 | 0 | 0 | 0 | 0 | 0 | 0 | 0 | 0 | 0 | 0 | 0 | 0
F3_Commercial_Lodging_Existing_Food Preparation_Natural Gas_Food Prep Other_E8 | F3 | Commercial | Lodging | Existing | Food Preparation | Natural Gas | Food Prep Other | E8 | PACT BC Ratio | 0 | 0 | 0 | 0 | 0 | 0 | 0 | 0 | 0 | 0 | 0 | 0 | 0 | 0 | 0 | 0 | 0 | 0 | 0 | 0 | 0 | 0 | 0 | 0 | 0 | 0 | 0 | 0 | 0 | 0 | 0 | 0 | 0
F3_Commercial_Lodging_Existing_Food Preparation_Natural Gas_Food Prep Other_E9 | F3 | Commercial | Lodging | Existing | Food Preparation | Natural Gas | Food Prep Other | E9 | PACT BC Ratio | 0 | 0 | 0 | 0 | 0 | 0 | 0 | 0 | 0 | 0 | 0 | 0 | 0 | 0 | 0 | 0 | 0 | 0 | 0 | 0 | 0 | 0 | 0 | 0 | 0 | 0 | 0 | 0 | 0 | 0 | 0 | 0 | 0
F3_Commercial_Lodging_Existing_Food Preparation_Natural Gas_Food Prep Other_E10 | F3 | Commercial | Lodging | Existing | Food Preparation | Natural Gas | Food Prep Other | E10 | PACT BC Ratio | 0 | 0 | 0 | 0 | 0 | 0 | 0 | 0 | 0 | 0 | 0 | 0 | 0 | 0 | 0 | 0 | 0 | 0 | 0 | 0 | 0 | 0 | 0 | 0 | 0 | 0 | 0 | 0 | 0 | 0 | 0 | 0 | 0
F4_Commercial_Lodging_Existing_Food Preparation_Natural Gas_Food Prep Other_E1 | F4 | Commercial | Lodging | Existing | Food Preparation | Natural Gas | Food Prep Other | E1 | RVT BC Ratio | bar: 2019 to 2051
F4_Commercial_Lodging_Existing_Food Preparation_Natural Gas_Food Prep Other_E2 | F4 | Commercial | Lodging | Existing | Food Preparation | Natural Gas | Food Prep Other | E2 | RVT BC Ratio | 0.7 | 0.7 | 0.7 | 0.7 | 0.7 | 0.7 | 0.7 | 0.7 | 0.7 | 0.7 | 0.7 | 0.7 | 0.7 | 0.7 | 0.7 | 0.7 | 0.7 | 0.7 | 0.7 | 0.7 | 0.7 | 0.7 | 0.7 | 0.7 | 0.7 | 0.7 | 0.7 | 0.7 | 0.7 | 0.7 | 0.7 | 0.7 | 0.7
F4_Commercial_Lodging_Existing_Food Preparation_Natural Gas_Food Prep Other_E3 | F4 | Commercial | Lodging | Existing | Food Preparation | Natural Gas | Food Prep Other | E3 | RVT BC Ratio | 0 | 0 | 0 | 0 | 0 | 0 | 0 | 0 | 0 | 0 | 0 | 0 | 0 | 0 | 0 | 0 | 0 | 0 | 0 | 0 | 0 | 0 | 0 | 0 | 0 | 0 | 0 | 0 | 0 | 0 | 0 | 0 | 0
F4_Commercial_Lodging_Existing_Food Preparation_Natural Gas_Food Prep Other_E4 | F4 | Commercial | Lodging | Existing | Food Preparation | Natural Gas | Food Prep Other | E4 | RVT BC Ratio | 0 | 0 | 0 | 0 | 0 | 0 | 0 | 0 | 0 | 0 | 0 | 0 | 0 | 0 | 0 | 0 | 0 | 0 | 0 | 0 | 0 | 0 | 0 | 0 | 0 | 0 | 0 | 0 | 0 | 0 | 0 | 0 | 0
F4_Commercial_Lodging_Existing_Food Preparation_Natural Gas_Food Prep Other_E5 | F4 | Commercial | Lodging | Existing | Food Preparation | Natural Gas | Food Prep Other | E5 | RVT BC Ratio | 0 | 0 | 0 | 0 | 0 | 0 | 0 | 0 | 0 | 0 | 0 | 0 | 0 | 0 | 0 | 0 | 0 | 0 | 0 | 0 | 0 | 0 | 0 | 0 | 0 | 0 | 0 | 0 | 0 | 0 | 0 | 0 | 0
F4_Commercial_Lodging_Existing_Food Preparation_Natural Gas_Food Prep Other_E6 | F4 | Commercial | Lodging | Existing | Food Preparation | Natural Gas | Food Prep Other | E6 | RVT BC Ratio | 0 | 0 | 0 | 0 | 0 | 0 | 0 | 0 | 0 | 0 | 0 | 0 | 0 | 0 | 0 | 0 | 0 | 0 | 0 | 0 | 0 | 0 | 0 | 0 | 0 | 0 | 0 | 0 | 0 | 0 | 0 | 0 | 0
F4_Commercial_Lodging_Existing_Food Preparation_Natural Gas_Food Prep Other_E7 | F4 | Commercial | Lodging | Existing | Food Preparation | Natural Gas | Food Prep Other | E7 | RVT BC Ratio | 0 | 0 | 0 | 0 | 0 | 0 | 0 | 0 | 0 | 0 | 0 | 0 | 0 | 0 | 0 | 0 | 0 | 0 | 0 | 0 | 0 | 0 | 0 | 0 | 0 | 0 | 0 | 0 | 0 | 0 | 0 | 0 | 0
F4_Commercial_Lodging_Existing_Food Preparation_Natural Gas_Food Prep Other_E8 | F4 | Commercial | Lodging | Existing | Food Preparation | Natural Gas | Food Prep Other | E8 | RVT BC Ratio | 0 | 0 | 0 | 0 | 0 | 0 | 0 | 0 | 0 | 0 | 0 | 0 | 0 | 0 | 0 | 0 | 0 | 0 | 0 | 0 | 0 | 0 | 0 | 0 | 0 | 0 | 0 | 0 | 0 | 0 | 0 | 0 | 0
F4_Commercial_Lodging_Existing_Food Preparation_Natural Gas_Food Prep Other_E9 | F4 | Commercial | Lodging | Existing | Food Preparation | Natural Gas | Food Prep Other | E9 | RVT BC Ratio | 0 | 0 | 0 | 0 | 0 | 0 | 0 | 0 | 0 | 0 | 0 | 0 | 0 | 0 | 0 | 0 | 0 | 0 | 0 | 0 | 0 | 0 | 0 | 0 | 0 | 0 | 0 | 0 | 0 | 0 | 0 | 0 | 0
F4_Commercial_Lodging_Existing_Food Preparation_Natural Gas_Food Prep Other_E10 | F4 | Commercial | Lodging | Existing | Food Preparation | Natural Gas | Food Prep Other | E10 | RVT BC Ratio | 0 | 0 | 0 | 0 | 0 | 0 | 0 | 0 | 0 | 0 | 0 | 0 | 0 | 0 | 0 | 0 | 0 | 0 | 0 | 0 | 0 | 0 | 0 | 0 | 0 | 0 | 0 | 0 | 0 | 0 | 0 | 0 | 0
F5_Commercial_Lodging_Existing_Food Preparation_Natural Gas_Food Prep Other_E1 | F5 | Commercial | Lodging | Existing | Food Preparation | Natural Gas | Food Prep Other | E1 | RIM BC Ratio | bar: 2019 to 2051
F5_Commercial_Lodging_Existing_Food Preparation_Natural Gas_Food Prep Other_E2 | F5 | Commercial | Lodging | Existing | Food Preparation | Natural Gas | Food Prep Other | E2 | RIM BC Ratio | 0 | 0 | 0 | 0 | 0 | 0 | 0 | 0 | 0 | 0 | 0 | 0 | 0 | 0 | 0 | 0 | 0 | 0 | 0 | 0 | 0 | 0 | 0 | 0 | 0 | 0 | 0 | 0 | 0 | 0 | 0 | 0 | 0
F5_Commercial_Lodging_Existing_Food Preparation_Natural Gas_Food Prep Other_E3 | F5 | Commercial | Lodging | Existing | Food Preparation | Natural Gas | Food Prep Other | E3 | RIM BC Ratio | 0 | 0 | 0 | 0 | 0 | 0 | 0 | 0 | 0 | 0 | 0 | 0 | 0 | 0 | 0 | 0 | 0 | 0 | 0 | 0 | 0 | 0 | 0 | 0 | 0 | 0 | 0 | 0 | 0 | 0 | 0 | 0 | 0
F5_Commercial_Lodging_Existing_Food Preparation_Natural Gas_Food Prep Other_E4 | F5 | Commercial | Lodging | Existing | Food Preparation | Natural Gas | Food Prep Other | E4 | RIM BC Ratio | 0 | 0 | 0 | 0 | 0 | 0 | 0 | 0 | 0 | 0 | 0 | 0 | 0 | 0 | 0 | 0 | 0 | 0 | 0 | 0 | 0 | 0 | 0 | 0 | 0 | 0 | 0 | 0 | 0 | 0 | 0 | 0 | 0
F5_Commercial_Lodging_Existing_Food Preparation_Natural Gas_Food Prep Other_E5 | F5 | Commercial | Lodging | Existing | Food Preparation | Natural Gas | Food Prep Other | E5 | RIM BC Ratio | 0 | 0 | 0 | 0 | 0 | 0 | 0 | 0 | 0 | 0 | 0 | 0 | 0 | 0 | 0 | 0 | 0 | 0 | 0 | 0 | 0 | 0 | 0 | 0 | 0 | 0 | 0 | 0 | 0 | 0 | 0 | 0 | 0
F5_Commercial_Lodging_Existing_Food Preparation_Natural Gas_Food Prep Other_E6 | F5 | Commercial | Lodging | Existing | Food Preparation | Natural Gas | Food Prep Other | E6 | RIM BC Ratio | 0 | 0 | 0 | 0 | 0 | 0 | 0 | 0 | 0 | 0 | 0 | 0 | 0 | 0 | 0 | 0 | 0 | 0 | 0 | 0 | 0 | 0 | 0 | 0 | 0 | 0 | 0 | 0 | 0 | 0 | 0 | 0 | 0
F5_Commercial_Lodging_Existing_Food Preparation_Natural Gas_Food Prep Other_E7 | F5 | Commercial | Lodging | Existing | Food Preparation | Natural Gas | Food Prep Other | E7 | RIM BC Ratio | 0 | 0 | 0 | 0 | 0 | 0 | 0 | 0 | 0 | 0 | 0 | 0 | 0 | 0 | 0 | 0 | 0 | 0 | 0 | 0 | 0 | 0 | 0 | 0 | 0 | 0 | 0 | 0 | 0 | 0 | 0 | 0 | 0
F5_Commercial_Lodging_Existing_Food Preparation_Natural Gas_Food Prep Other_E8 | F5 | Commercial | Lodging | Existing | Food Preparation | Natural Gas | Food Prep Other | E8 | RIM BC Ratio | 0 | 0 | 0 | 0 | 0 | 0 | 0 | 0 | 0 | 0 | 0 | 0 | 0 | 0 | 0 | 0 | 0 | 0 | 0 | 0 | 0 | 0 | 0 | 0 | 0 | 0 | 0 | 0 | 0 | 0 | 0 | 0 | 0
F5_Commercial_Lodging_Existing_Food Preparation_Natural Gas_Food Prep Other_E9 | F5 | Commercial | Lodging | Existing | Food Preparation | Natural Gas | Food Prep Other | E9 | RIM BC Ratio | 0 | 0 | 0 | 0 | 0 | 0 | 0 | 0 | 0 | 0 | 0 | 0 | 0 | 0 | 0 | 0 | 0 | 0 | 0 | 0 | 0 | 0 | 0 | 0 | 0 | 0 | 0 | 0 | 0 | 0 | 0 | 0 | 0
F5_Commercial_Lodging_Existing_Food Preparation_Natural Gas_Food Prep Other_E10 | F5 | Commercial | Lodging | Existing | Food Preparation | Natural Gas | Food Prep Other | E10 | RIM BC Ratio | 0 | 0 | 0 | 0 | 0 | 0 | 0 | 0 | 0 | 0 | 0 | 0 | 0 | 0 | 0 | 0 | 0 | 0 | 0 | 0 | 0 | 0 | 0 | 0 | 0 | 0 | 0 | 0 | 0 | 0 | 0 | 0 | 0
F0_Commercial_Lodging_Existing_Miscellaneous_Natural Gas_Pool Heater_E0 | F0 | Commercial | Lodging | Existing | Miscellaneous | Natural Gas | Pool Heater | E0 | Economic Unit | Standard (EF .78) | Standard (EF .78) | Standard (EF .78) | Standard (EF .78) | Standard (EF .78) | Standard (EF .78) | Standard (EF .78) | Standard (EF .78) | Standard (EF .78) | Standard (EF .78) | Standard (EF .78) | Standard (EF .78) | Standard (EF .78) | Standard (EF .78) | Standard (EF .78) | Standard (EF .78) | Standard (EF .78) | Standard (EF .78) | Standard (EF .78) | Standard (EF .78) | Standard (EF .78) | Standard (EF .78) | Standard (EF .78) | Standard (EF .78) | Standard (EF .78) | Standard (EF .78) | Standard (EF .78) | Standard (EF .78) | Standard (EF .78) | Standard (EF .78) | Standard (EF .78) | Standard (EF .78) | Standard (EF .78)
F1_Commercial_Lodging_Existing_Miscellaneous_Natural Gas_Pool Heater_E1 | F1 | Commercial | Lodging | Existing | Miscellaneous | Natural Gas | Pool Heater | E1 | CCE | 0 | 0 | 0 | 0 | 0 | 0 | 0 | 0 | 0 | 0 | 0 | 0 | 0 | 0 | 0 | 0 | 0 | 0 | 0 | 0 | 0 | 0 | 0 | 0 | 0 | 0 | 0 | 0 | 0 | 0 | 0 | 0 | 0
F1_Commercial_Lodging_Existing_Miscellaneous_Natural Gas_Pool Heater_E2 | F1 | Commercial | Lodging | Existing | Miscellaneous | Natural Gas | Pool Heater | E2 | CCE | 1.2838 | 1.2838 | 1.2838 | 1.2838 | 1.2838 | 1.2838 | 1.2838 | 1.2838 | 1.2838 | 1.2838 | 1.2838 | 1.2838 | 1.2838 | 1.2838 | 1.2838 | 1.2838 | 1.2838 | 1.2838 | 1.2838 | 1.2838 | 1.2838 | 1.2838 | 1.2838 | 1.2838 | 1.2838 | 1.2838 | 1.2838 | 1.2838 | 1.2838 | 1.2838 | 1.2838 | 1.2838 | 1.2838
F1_Commercial_Lodging_Existing_Miscellaneous_Natural Gas_Pool Heater_E3 | F1 | Commercial | Lodging | Existing | Miscellaneous | Natural Gas | Pool Heater | E3 | CCE | 0 | 0 | 0 | 0 | 0 | 0 | 0 | 0 | 0 | 0 | 0 | 0 | 0 | 0 | 0 | 0 | 0 | 0 | 0 | 0 | 0 | 0 | 0 | 0 | 0 | 0 | 0 | 0 | 0 | 0 | 0 | 0 | 0
F1_Commercial_Lodging_Existing_Miscellaneous_Natural Gas_Pool Heater_E4 | F1 | Commercial | Lodging | Existing | Miscellaneous | Natural Gas | Pool Heater | E4 | CCE | 0 | 0 | 0 | 0 | 0 | 0 | 0 | 0 | 0 | 0 | 0 | 0 | 0 | 0 | 0 | 0 | 0 | 0 | 0 | 0 | 0 | 0 | 0 | 0 | 0 | 0 | 0 | 0 | 0 | 0 | 0 | 0 | 0
F1_Commercial_Lodging_Existing_Miscellaneous_Natural Gas_Pool Heater_E5 | F1 | Commercial | Lodging | Existing | Miscellaneous | Natural Gas | Pool Heater | E5 | CCE | 0 | 0 | 0 | 0 | 0 | 0 | 0 | 0 | 0 | 0 | 0 | 0 | 0 | 0 | 0 | 0 | 0 | 0 | 0 | 0 | 0 | 0 | 0 | 0 | 0 | 0 | 0 | 0 | 0 | 0 | 0 | 0 | 0
F1_Commercial_Lodging_Existing_Miscellaneous_Natural Gas_Pool Heater_E6 | F1 | Commercial | Lodging | Existing | Miscellaneous | Natural Gas | Pool Heater | E6 | CCE | 0 | 0 | 0 | 0 | 0 | 0 | 0 | 0 | 0 | 0 | 0 | 0 | 0 | 0 | 0 | 0 | 0 | 0 | 0 | 0 | 0 | 0 | 0 | 0 | 0 | 0 | 0 | 0 | 0 | 0 | 0 | 0 | 0
F1_Commercial_Lodging_Existing_Miscellaneous_Natural Gas_Pool Heater_E7 | F1 | Commercial | Lodging | Existing | Miscellaneous | Natural Gas | Pool Heater | E7 | CCE | 0 | 0 | 0 | 0 | 0 | 0 | 0 | 0 | 0 | 0 | 0 | 0 | 0 | 0 | 0 | 0 | 0 | 0 | 0 | 0 | 0 | 0 | 0 | 0 | 0 | 0 | 0 | 0 | 0 | 0 | 0 | 0 | 0
F1_Commercial_Lodging_Existing_Miscellaneous_Natural Gas_Pool Heater_E8 | F1 | Commercial | Lodging | Existing | Miscellaneous | Natural Gas | Pool Heater | E8 | CCE | 0 | 0 | 0 | 0 | 0 | 0 | 0 | 0 | 0 | 0 | 0 | 0 | 0 | 0 | 0 | 0 | 0 | 0 | 0 | 0 | 0 | 0 | 0 | 0 | 0 | 0 | 0 | 0 | 0 | 0 | 0 | 0 | 0
F1_Commercial_Lodging_Existing_Miscellaneous_Natural Gas_Pool Heater_E9 | F1 | Commercial | Lodging | Existing | Miscellaneous | Natural Gas | Pool Heater | E9 | CCE | 0 | 0 | 0 | 0 | 0 | 0 | 0 | 0 | 0 | 0 | 0 | 0 | 0 | 0 | 0 | 0 | 0 | 0 | 0 | 0 | 0 | 0 | 0 | 0 | 0 | 0 | 0 | 0 | 0 | 0 | 0 | 0 | 0
F1_Commercial_Lodging_Existing_Miscellaneous_Natural Gas_Pool Heater_E10 | F1 | Commercial | Lodging | Existing | Miscellaneous | Natural Gas | Pool Heater | E10 | CCE | 0 | 0 | 0 | 0 | 0 | 0 | 0 | 0 | 0 | 0 | 0 | 0 | 0 | 0 | 0 | 0 | 0 | 0 | 0 | 0 | 0 | 0 | 0 | 0 | 0 | 0 | 0 | 0 | 0 | 0 | 0 | 0 | 0
F2_Commercial_Lodging_Existing_Miscellaneous_Natural Gas_Pool Heater_E1 | F2 | Commercial | Lodging | Existing | Miscellaneous | Natural Gas | Pool Heater | E1 | TRC BC Ratio | bar: 2019 to 2051
F2_Commercial_Lodging_Existing_Miscellaneous_Natural Gas_Pool Heater_E2 | F2 | Commercial | Lodging | Existing | Miscellaneous | Natural Gas | Pool Heater | E2 | TRC BC Ratio | 0 | 0 | 0 | 0 | 0 | 0 | 0 | 0 | 0 | 0 | 0 | 0 | 0 | 0 | 0 | 0 | 0 | 0 | 0 | 0 | 0 | 0 | 0 | 0 | 0 | 0 | 0 | 0 | 0 | 0 | 0 | 0 | 0
F2_Commercial_Lodging_Existing_Miscellaneous_Natural Gas_Pool Heater_E3 | F2 | Commercial | Lodging | Existing | Miscellaneous | Natural Gas | Pool Heater | E3 | TRC BC Ratio | 0 | 0 | 0 | 0 | 0 | 0 | 0 | 0 | 0 | 0 | 0 | 0 | 0 | 0 | 0 | 0 | 0 | 0 | 0 | 0 | 0 | 0 | 0 | 0 | 0 | 0 | 0 | 0 | 0 | 0 | 0 | 0 | 0
F2_Commercial_Lodging_Existing_Miscellaneous_Natural Gas_Pool Heater_E4 | F2 | Commercial | Lodging | Existing | Miscellaneous | Natural Gas | Pool Heater | E4 | TRC BC Ratio | 0 | 0 | 0 | 0 | 0 | 0 | 0 | 0 | 0 | 0 | 0 | 0 | 0 | 0 | 0 | 0 | 0 | 0 | 0 | 0 | 0 | 0 | 0 | 0 | 0 | 0 | 0 | 0 | 0 | 0 | 0 | 0 | 0
F2_Commercial_Lodging_Existing_Miscellaneous_Natural Gas_Pool Heater_E5 | F2 | Commercial | Lodging | Existing | Miscellaneous | Natural Gas | Pool Heater | E5 | TRC BC Ratio | 0 | 0 | 0 | 0 | 0 | 0 | 0 | 0 | 0 | 0 | 0 | 0 | 0 | 0 | 0 | 0 | 0 | 0 | 0 | 0 | 0 | 0 | 0 | 0 | 0 | 0 | 0 | 0 | 0 | 0 | 0 | 0 | 0
F2_Commercial_Lodging_Existing_Miscellaneous_Natural Gas_Pool Heater_E6 | F2 | Commercial | Lodging | Existing | Miscellaneous | Natural Gas | Pool Heater | E6 | TRC BC Ratio | 0 | 0 | 0 | 0 | 0 | 0 | 0 | 0 | 0 | 0 | 0 | 0 | 0 | 0 | 0 | 0 | 0 | 0 | 0 | 0 | 0 | 0 | 0 | 0 | 0 | 0 | 0 | 0 | 0 | 0 | 0 | 0 | 0
F2_Commercial_Lodging_Existing_Miscellaneous_Natural Gas_Pool Heater_E7 | F2 | Commercial | Lodging | Existing | Miscellaneous | Natural Gas | Pool Heater | E7 | TRC BC Ratio | 0 | 0 | 0 | 0 | 0 | 0 | 0 | 0 | 0 | 0 | 0 | 0 | 0 | 0 | 0 | 0 | 0 | 0 | 0 | 0 | 0 | 0 | 0 | 0 | 0 | 0 | 0 | 0 | 0 | 0 | 0 | 0 | 0
F2_Commercial_Lodging_Existing_Miscellaneous_Natural Gas_Pool Heater_E8 | F2 | Commercial | Lodging | Existing | Miscellaneous | Natural Gas | Pool Heater | E8 | TRC BC Ratio | 0 | 0 | 0 | 0 | 0 | 0 | 0 | 0 | 0 | 0 | 0 | 0 | 0 | 0 | 0 | 0 | 0 | 0 | 0 | 0 | 0 | 0 | 0 | 0 | 0 | 0 | 0 | 0 | 0 | 0 | 0 | 0 | 0
F2_Commercial_Lodging_Existing_Miscellaneous_Natural Gas_Pool Heater_E9 | F2 | Commercial | Lodging | Existing | Miscellaneous | Natural Gas | Pool Heater | E9 | TRC BC Ratio | 0 | 0 | 0 | 0 | 0 | 0 | 0 | 0 | 0 | 0 | 0 | 0 | 0 | 0 | 0 | 0 | 0 | 0 | 0 | 0 | 0 | 0 | 0 | 0 | 0 | 0 | 0 | 0 | 0 | 0 | 0 | 0 | 0
F2_Commercial_Lodging_Existing_Miscellaneous_Natural Gas_Pool Heater_E10 | F2 | Commercial | Lodging | Existing | Miscellaneous | Natural Gas | Pool Heater | E10 | TRC BC Ratio | 0 | 0 | 0 | 0 | 0 | 0 | 0 | 0 | 0 | 0 | 0 | 0 | 0 | 0 | 0 | 0 | 0 | 0 | 0 | 0 | 0 | 0 | 0 | 0 | 0 | 0 | 0 | 0 | 0 | 0 | 0 | 0 | 0
F3_Commercial_Lodging_Existing_Miscellaneous_Natural Gas_Pool Heater_E1 | F3 | Commercial | Lodging | Existing | Miscellaneous | Natural Gas | Pool Heater | E1 | PACT BC Ratio | bar: 2019 to 2051
F3_Commercial_Lodging_Existing_Miscellaneous_Natural Gas_Pool Heater_E2 | F3 | Commercial | Lodging | Existing | Miscellaneous | Natural Gas | Pool Heater | E2 | PACT BC Ratio | 0 | 0 | 0 | 0 | 0 | 0 | 0 | 0 | 0 | 0 | 0 | 0 | 0 | 0 | 0 | 0 | 0 | 0 | 0 | 0 | 0 | 0 | 0 | 0 | 0 | 0 | 0 | 0 | 0 | 0 | 0 | 0 | 0
F3_Commercial_Lodging_Existing_Miscellaneous_Natural Gas_Pool Heater_E3 | F3 | Commercial | Lodging | Existing | Miscellaneous | Natural Gas | Pool Heater | E3 | PACT BC Ratio | 0 | 0 | 0 | 0 | 0 | 0 | 0 | 0 | 0 | 0 | 0 | 0 | 0 | 0 | 0 | 0 | 0 | 0 | 0 | 0 | 0 | 0 | 0 | 0 | 0 | 0 | 0 | 0 | 0 | 0 | 0 | 0 | 0
F3_Commercial_Lodging_Existing_Miscellaneous_Natural Gas_Pool Heater_E4 | F3 | Commercial | Lodging | Existing | Miscellaneous | Natural Gas | Pool Heater | E4 | PACT BC Ratio | 0 | 0 | 0 | 0 | 0 | 0 | 0 | 0 | 0 | 0 | 0 | 0 | 0 | 0 | 0 | 0 | 0 | 0 | 0 | 0 | 0 | 0 | 0 | 0 | 0 | 0 | 0 | 0 | 0 | 0 | 0 | 0 | 0
F3_Commercial_Lodging_Existing_Miscellaneous_Natural Gas_Pool Heater_E5 | F3 | Commercial | Lodging | Existing | Miscellaneous | Natural Gas | Pool Heater | E5 | PACT BC Ratio | 0 | 0 | 0 | 0 | 0 | 0 | 0 | 0 | 0 | 0 | 0 | 0 | 0 | 0 | 0 | 0 | 0 | 0 | 0 | 0 | 0 | 0 | 0 | 0 | 0 | 0 | 0 | 0 | 0 | 0 | 0 | 0 | 0
F3_Commercial_Lodging_Existing_Miscellaneous_Natural Gas_Pool Heater_E6 | F3 | Commercial | Lodging | Existing | Miscellaneous | Natural Gas | Pool Heater | E6 | PACT BC Ratio | 0 | 0 | 0 | 0 | 0 | 0 | 0 | 0 | 0 | 0 | 0 | 0 | 0 | 0 | 0 | 0 | 0 | 0 | 0 | 0 | 0 | 0 | 0 | 0 | 0 | 0 | 0 | 0 | 0 | 0 | 0 | 0 | 0
F3_Commercial_Lodging_Existing_Miscellaneous_Natural Gas_Pool Heater_E7 | F3 | Commercial | Lodging | Existing | Miscellaneous | Natural Gas | Pool Heater | E7 | PACT BC Ratio | 0 | 0 | 0 | 0 | 0 | 0 | 0 | 0 | 0 | 0 | 0 | 0 | 0 | 0 | 0 | 0 | 0 | 0 | 0 | 0 | 0 | 0 | 0 | 0 | 0 | 0 | 0 | 0 | 0 | 0 | 0 | 0 | 0
F3_Commercial_Lodging_Existing_Miscellaneous_Natural Gas_Pool Heater_E8 | F3 | Commercial | Lodging | Existing | Miscellaneous | Natural Gas | Pool Heater | E8 | PACT BC Ratio | 0 | 0 | 0 | 0 | 0 | 0 | 0 | 0 | 0 | 0 | 0 | 0 | 0 | 0 | 0 | 0 | 0 | 0 | 0 | 0 | 0 | 0 | 0 | 0 | 0 | 0 | 0 | 0 | 0 | 0 | 0 | 0 | 0
F3_Commercial_Lodging_Existing_Miscellaneous_Natural Gas_Pool Heater_E9 | F3 | Commercial | Lodging | Existing | Miscellaneous | Natural Gas | Pool Heater | E9 | PACT BC Ratio | 0 | 0 | 0 | 0 | 0 | 0 | 0 | 0 | 0 | 0 | 0 | 0 | 0 | 0 | 0 | 0 | 0 | 0 | 0 | 0 | 0 | 0 | 0 | 0 | 0 | 0 | 0 | 0 | 0 | 0 | 0 | 0 | 0
F3_Commercial_Lodging_Existing_Miscellaneous_Natural Gas_Pool Heater_E10 | F3 | Commercial | Lodging | Existing | Miscellaneous | Natural Gas | Pool Heater | E10 | PACT BC Ratio | 0 | 0 | 0 | 0 | 0 | 0 | 0 | 0 | 0 | 0 | 0 | 0 | 0 | 0 | 0 | 0 | 0 | 0 | 0 | 0 | 0 | 0 | 0 | 0 | 0 | 0 | 0 | 0 | 0 | 0 | 0 | 0 | 0
F4_Commercial_Lodging_Existing_Miscellaneous_Natural Gas_Pool Heater_E1 | F4 | Commercial | Lodging | Existing | Miscellaneous | Natural Gas | Pool Heater | E1 | RVT BC Ratio | bar: 2019 to 2051
F4_Commercial_Lodging_Existing_Miscellaneous_Natural Gas_Pool Heater_E2 | F4 | Commercial | Lodging | Existing | Miscellaneous | Natural Gas | Pool Heater | E2 | RVT BC Ratio | 0.7 | 0.7 | 0.7 | 0.7 | 0.7 | 0.7 | 0.7 | 0.7 | 0.7 | 0.7 | 0.7 | 0.7 | 0.7 | 0.7 | 0.7 | 0.7 | 0.7 | 0.7 | 0.7 | 0.7 | 0.7 | 0.7 | 0.7 | 0.7 | 0.7 | 0.7 | 0.7 | 0.7 | 0.7 | 0.7 | 0.7 | 0.7 | 0.7
F4_Commercial_Lodging_Existing_Miscellaneous_Natural Gas_Pool Heater_E3 | F4 | Commercial | Lodging | Existing | Miscellaneous | Natural Gas | Pool Heater | E3 | RVT BC Ratio | 0 | 0 | 0 | 0 | 0 | 0 | 0 | 0 | 0 | 0 | 0 | 0 | 0 | 0 | 0 | 0 | 0 | 0 | 0 | 0 | 0 | 0 | 0 | 0 | 0 | 0 | 0 | 0 | 0 | 0 | 0 | 0 | 0
F4_Commercial_Lodging_Existing_Miscellaneous_Natural Gas_Pool Heater_E4 | F4 | Commercial | Lodging | Existing | Miscellaneous | Natural Gas | Pool Heater | E4 | RVT BC Ratio | 0 | 0 | 0 | 0 | 0 | 0 | 0 | 0 | 0 | 0 | 0 | 0 | 0 | 0 | 0 | 0 | 0 | 0 | 0 | 0 | 0 | 0 | 0 | 0 | 0 | 0 | 0 | 0 | 0 | 0 | 0 | 0 | 0
F4_Commercial_Lodging_Existing_Miscellaneous_Natural Gas_Pool Heater_E5 | F4 | Commercial | Lodging | Existing | Miscellaneous | Natural Gas | Pool Heater | E5 | RVT BC Ratio | 0 | 0 | 0 | 0 | 0 | 0 | 0 | 0 | 0 | 0 | 0 | 0 | 0 | 0 | 0 | 0 | 0 | 0 | 0 | 0 | 0 | 0 | 0 | 0 | 0 | 0 | 0 | 0 | 0 | 0 | 0 | 0 | 0
F4_Commercial_Lodging_Existing_Miscellaneous_Natural Gas_Pool Heater_E6 | F4 | Commercial | Lodging | Existing | Miscellaneous | Natural Gas | Pool Heater | E6 | RVT BC Ratio | 0 | 0 | 0 | 0 | 0 | 0 | 0 | 0 | 0 | 0 | 0 | 0 | 0 | 0 | 0 | 0 | 0 | 0 | 0 | 0 | 0 | 0 | 0 | 0 | 0 | 0 | 0 | 0 | 0 | 0 | 0 | 0 | 0
F4_Commercial_Lodging_Existing_Miscellaneous_Natural Gas_Pool Heater_E7 | F4 | Commercial | Lodging | Existing | Miscellaneous | Natural Gas | Pool Heater | E7 | RVT BC Ratio | 0 | 0 | 0 | 0 | 0 | 0 | 0 | 0 | 0 | 0 | 0 | 0 | 0 | 0 | 0 | 0 | 0 | 0 | 0 | 0 | 0 | 0 | 0 | 0 | 0 | 0 | 0 | 0 | 0 | 0 | 0 | 0 | 0
F4_Commercial_Lodging_Existing_Miscellaneous_Natural Gas_Pool Heater_E8 | F4 | Commercial | Lodging | Existing | Miscellaneous | Natural Gas | Pool Heater | E8 | RVT BC Ratio | 0 | 0 | 0 | 0 | 0 | 0 | 0 | 0 | 0 | 0 | 0 | 0 | 0 | 0 | 0 | 0 | 0 | 0 | 0 | 0 | 0 | 0 | 0 | 0 | 0 | 0 | 0 | 0 | 0 | 0 | 0 | 0 | 0
F4_Commercial_Lodging_Existing_Miscellaneous_Natural Gas_Pool Heater_E9 | F4 | Commercial | Lodging | Existing | Miscellaneous | Natural Gas | Pool Heater | E9 | RVT BC Ratio | 0 | 0 | 0 | 0 | 0 | 0 | 0 | 0 | 0 | 0 | 0 | 0 | 0 | 0 | 0 | 0 | 0 | 0 | 0 | 0 | 0 | 0 | 0 | 0 | 0 | 0 | 0 | 0 | 0 | 0 | 0 | 0 | 0
F4_Commercial_Lodging_Existing_Miscellaneous_Natural Gas_Pool Heater_E10 | F4 | Commercial | Lodging | Existing | Miscellaneous | Natural Gas | Pool Heater | E10 | RVT BC Ratio | 0 | 0 | 0 | 0 | 0 | 0 | 0 | 0 | 0 | 0 | 0 | 0 | 0 | 0 | 0 | 0 | 0 | 0 | 0 | 0 | 0 | 0 | 0 | 0 | 0 | 0 | 0 | 0 | 0 | 0 | 0 | 0 | 0
F5_Commercial_Lodging_Existing_Miscellaneous_Natural Gas_Pool Heater_E1 | F5 | Commercial | Lodging | Existing | Miscellaneous | Natural Gas | Pool Heater | E1 | RIM BC Ratio | bar: 2019 to 2051
F5_Commercial_Lodging_Existing_Miscellaneous_Natural Gas_Pool Heater_E2 | F5 | Commercial | Lodging | Existing | Miscellaneous | Natural Gas | Pool Heater | E2 | RIM BC Ratio | 0 | 0 | 0 | 0 | 0 | 0 | 0 | 0 | 0 | 0 | 0 | 0 | 0 | 0 | 0 | 0 | 0 | 0 | 0 | 0 | 0 | 0 | 0 | 0 | 0 | 0 | 0 | 0 | 0 | 0 | 0 | 0 | 0
F5_Commercial_Lodging_Existing_Miscellaneous_Natural Gas_Pool Heater_E3 | F5 | Commercial | Lodging | Existing | Miscellaneous | Natural Gas | Pool Heater | E3 | RIM BC Ratio | 0 | 0 | 0 | 0 | 0 | 0 | 0 | 0 | 0 | 0 | 0 | 0 | 0 | 0 | 0 | 0 | 0 | 0 | 0 | 0 | 0 | 0 | 0 | 0 | 0 | 0 | 0 | 0 | 0 | 0 | 0 | 0 | 0
F5_Commercial_Lodging_Existing_Miscellaneous_Natural Gas_Pool Heater_E4 | F5 | Commercial | Lodging | Existing | Miscellaneous | Natural Gas | Pool Heater | E4 | RIM BC Ratio | 0 | 0 | 0 | 0 | 0 | 0 | 0 | 0 | 0 | 0 | 0 | 0 | 0 | 0 | 0 | 0 | 0 | 0 | 0 | 0 | 0 | 0 | 0 | 0 | 0 | 0 | 0 | 0 | 0 | 0 | 0 | 0 | 0
F5_Commercial_Lodging_Existing_Miscellaneous_Natural Gas_Pool Heater_E5 | F5 | Commercial | Lodging | Existing | Miscellaneous | Natural Gas | Pool Heater | E5 | RIM BC Ratio | 0 | 0 | 0 | 0 | 0 | 0 | 0 | 0 | 0 | 0 | 0 | 0 | 0 | 0 | 0 | 0 | 0 | 0 | 0 | 0 | 0 | 0 | 0 | 0 | 0 | 0 | 0 | 0 | 0 | 0 | 0 | 0 | 0
F5_Commercial_Lodging_Existing_Miscellaneous_Natural Gas_Pool Heater_E6 | F5 | Commercial | Lodging | Existing | Miscellaneous | Natural Gas | Pool Heater | E6 | RIM BC Ratio | 0 | 0 | 0 | 0 | 0 | 0 | 0 | 0 | 0 | 0 | 0 | 0 | 0 | 0 | 0 | 0 | 0 | 0 | 0 | 0 | 0 | 0 | 0 | 0 | 0 | 0 | 0 | 0 | 0 | 0 | 0 | 0 | 0
F5_Commercial_Lodging_Existing_Miscellaneous_Natural Gas_Pool Heater_E7 | F5 | Commercial | Lodging | Existing | Miscellaneous | Natural Gas | Pool Heater | E7 | RIM BC Ratio | 0 | 0 | 0 | 0 | 0 | 0 | 0 | 0 | 0 | 0 | 0 | 0 | 0 | 0 | 0 | 0 | 0 | 0 | 0 | 0 | 0 | 0 | 0 | 0 | 0 | 0 | 0 | 0 | 0 | 0 | 0 | 0 | 0
F5_Commercial_Lodging_Existing_Miscellaneous_Natural Gas_Pool Heater_E8 | F5 | Commercial | Lodging | Existing | Miscellaneous | Natural Gas | Pool Heater | E8 | RIM BC Ratio | 0 | 0 | 0 | 0 | 0 | 0 | 0 | 0 | 0 | 0 | 0 | 0 | 0 | 0 | 0 | 0 | 0 | 0 | 0 | 0 | 0 | 0 | 0 | 0 | 0 | 0 | 0 | 0 | 0 | 0 | 0 | 0 | 0
F5_Commercial_Lodging_Existing_Miscellaneous_Natural Gas_Pool Heater_E9 | F5 | Commercial | Lodging | Existing | Miscellaneous | Natural Gas | Pool Heater | E9 | RIM BC Ratio | 0 | 0 | 0 | 0 | 0 | 0 | 0 | 0 | 0 | 0 | 0 | 0 | 0 | 0 | 0 | 0 | 0 | 0 | 0 | 0 | 0 | 0 | 0 | 0 | 0 | 0 | 0 | 0 | 0 | 0 | 0 | 0 | 0
F5_Commercial_Lodging_Existing_Miscellaneous_Natural Gas_Pool Heater_E10 | F5 | Commercial | Lodging | Existing | Miscellaneous | Natural Gas | Pool Heater | E10 | RIM BC Ratio | 0 | 0 | 0 | 0 | 0 | 0 | 0 | 0 | 0 | 0 | 0 | 0 | 0 | 0 | 0 | 0 | 0 | 0 | 0 | 0 | 0 | 0 | 0 | 0 | 0 | 0 | 0 | 0 | 0 | 0 | 0 | 0 | 0
F0_Commercial_Lodging_Existing_Miscellaneous_Natural Gas_Miscellaneous_E0 | F0 | Commercial | Lodging | Existing | Miscellaneous | Natural Gas | Miscellaneous | E0 | Economic Unit | Miscellaneous | Miscellaneous | Miscellaneous | Miscellaneous | Miscellaneous | Miscellaneous | Miscellaneous | Miscellaneous | Miscellaneous | Miscellaneous | Miscellaneous | Miscellaneous | Miscellaneous | Miscellaneous | Miscellaneous | Miscellaneous | Miscellaneous | Miscellaneous | Miscellaneous | Miscellaneous | Miscellaneous | Miscellaneous | Miscellaneous | Miscellaneous | Miscellaneous | Miscellaneous | Miscellaneous | Miscellaneous | Miscellaneous | Miscellaneous | Miscellaneous | Miscellaneous | Miscellaneous
F1_Commercial_Lodging_Existing_Miscellaneous_Natural Gas_Miscellaneous_E1 | F1 | Commercial | Lodging | Existing | Miscellaneous | Natural Gas | Miscellaneous | E1 | CCE | 0 | 0 | 0 | 0 | 0 | 0 | 0 | 0 | 0 | 0 | 0 | 0 | 0 | 0 | 0 | 0 | 0 | 0 | 0 | 0 | 0 | 0 | 0 | 0 | 0 | 0 | 0 | 0 | 0 | 0 | 0 | 0 | 0
F1_Commercial_Lodging_Existing_Miscellaneous_Natural Gas_Miscellaneous_E2 | F1 | Commercial | Lodging | Existing | Miscellaneous | Natural Gas | Miscellaneous | E2 | CCE | 0 | 0 | 0 | 0 | 0 | 0 | 0 | 0 | 0 | 0 | 0 | 0 | 0 | 0 | 0 | 0 | 0 | 0 | 0 | 0 | 0 | 0 | 0 | 0 | 0 | 0 | 0 | 0 | 0 | 0 | 0 | 0 | 0
F1_Commercial_Lodging_Existing_Miscellaneous_Natural Gas_Miscellaneous_E3 | F1 | Commercial | Lodging | Existing | Miscellaneous | Natural Gas | Miscellaneous | E3 | CCE | 0 | 0 | 0 | 0 | 0 | 0 | 0 | 0 | 0 | 0 | 0 | 0 | 0 | 0 | 0 | 0 | 0 | 0 | 0 | 0 | 0 | 0 | 0 | 0 | 0 | 0 | 0 | 0 | 0 | 0 | 0 | 0 | 0
F1_Commercial_Lodging_Existing_Miscellaneous_Natural Gas_Miscellaneous_E4 | F1 | Commercial | Lodging | Existing | Miscellaneous | Natural Gas | Miscellaneous | E4 | CCE | 0 | 0 | 0 | 0 | 0 | 0 | 0 | 0 | 0 | 0 | 0 | 0 | 0 | 0 | 0 | 0 | 0 | 0 | 0 | 0 | 0 | 0 | 0 | 0 | 0 | 0 | 0 | 0 | 0 | 0 | 0 | 0 | 0
F1_Commercial_Lodging_Existing_Miscellaneous_Natural Gas_Miscellaneous_E5 | F1 | Commercial | Lodging | Existing | Miscellaneous | Natural Gas | Miscellaneous | E5 | CCE | 0 | 0 | 0 | 0 | 0 | 0 | 0 | 0 | 0 | 0 | 0 | 0 | 0 | 0 | 0 | 0 | 0 | 0 | 0 | 0 | 0 | 0 | 0 | 0 | 0 | 0 | 0 | 0 | 0 | 0 | 0 | 0 | 0
F1_Commercial_Lodging_Existing_Miscellaneous_Natural Gas_Miscellaneous_E6 | F1 | Commercial | Lodging | Existing | Miscellaneous | Natural Gas | Miscellaneous | E6 | CCE | 0 | 0 | 0 | 0 | 0 | 0 | 0 | 0 | 0 | 0 | 0 | 0 | 0 | 0 | 0 | 0 | 0 | 0 | 0 | 0 | 0 | 0 | 0 | 0 | 0 | 0 | 0 | 0 | 0 | 0 | 0 | 0 | 0
F1_Commercial_Lodging_Existing_Miscellaneous_Natural Gas_Miscellaneous_E7 | F1 | Commercial | Lodging | Existing | Miscellaneous | Natural Gas | Miscellaneous | E7 | CCE | 0 | 0 | 0 | 0 | 0 | 0 | 0 | 0 | 0 | 0 | 0 | 0 | 0 | 0 | 0 | 0 | 0 | 0 | 0 | 0 | 0 | 0 | 0 | 0 | 0 | 0 | 0 | 0 | 0 | 0 | 0 | 0 | 0
F1_Commercial_Lodging_Existing_Miscellaneous_Natural Gas_Miscellaneous_E8 | F1 | Commercial | Lodging | Existing | Miscellaneous | Natural Gas | Miscellaneous | E8 | CCE | 0 | 0 | 0 | 0 | 0 | 0 | 0 | 0 | 0 | 0 | 0 | 0 | 0 | 0 | 0 | 0 | 0 | 0 | 0 | 0 | 0 | 0 | 0 | 0 | 0 | 0 | 0 | 0 | 0 | 0 | 0 | 0 | 0
F1_Commercial_Lodging_Existing_Miscellaneous_Natural Gas_Miscellaneous_E9 | F1 | Commercial | Lodging | Existing | Miscellaneous | Natural Gas | Miscellaneous | E9 | CCE | 0 | 0 | 0 | 0 | 0 | 0 | 0 | 0 | 0 | 0 | 0 | 0 | 0 | 0 | 0 | 0 | 0 | 0 | 0 | 0 | 0 | 0 | 0 | 0 | 0 | 0 | 0 | 0 | 0 | 0 | 0 | 0 | 0
F1_Commercial_Lodging_Existing_Miscellaneous_Natural Gas_Miscellaneous_E10 | F1 | Commercial | Lodging | Existing | Miscellaneous | Natural Gas | Miscellaneous | E10 | CCE | 0 | 0 | 0 | 0 | 0 | 0 | 0 | 0 | 0 | 0 | 0 | 0 | 0 | 0 | 0 | 0 | 0 | 0 | 0 | 0 | 0 | 0 | 0 | 0 | 0 | 0 | 0 | 0 | 0 | 0 | 0 | 0 | 0
F2_Commercial_Lodging_Existing_Miscellaneous_Natural Gas_Miscellaneous_E1 | F2 | Commercial | Lodging | Existing | Miscellaneous | Natural Gas | Miscellaneous | E1 | TRC BC Ratio | bar: 2019 to 2051
F2_Commercial_Lodging_Existing_Miscellaneous_Natural Gas_Miscellaneous_E2 | F2 | Commercial | Lodging | Existing | Miscellaneous | Natural Gas | Miscellaneous | E2 | TRC BC Ratio | 0 | 0 | 0 | 0 | 0 | 0 | 0 | 0 | 0 | 0 | 0 | 0 | 0 | 0 | 0 | 0 | 0 | 0 | 0 | 0 | 0 | 0 | 0 | 0 | 0 | 0 | 0 | 0 | 0 | 0 | 0 | 0 | 0
F2_Commercial_Lodging_Existing_Miscellaneous_Natural Gas_Miscellaneous_E3 | F2 | Commercial | Lodging | Existing | Miscellaneous | Natural Gas | Miscellaneous | E3 | TRC BC Ratio | 0 | 0 | 0 | 0 | 0 | 0 | 0 | 0 | 0 | 0 | 0 | 0 | 0 | 0 | 0 | 0 | 0 | 0 | 0 | 0 | 0 | 0 | 0 | 0 | 0 | 0 | 0 | 0 | 0 | 0 | 0 | 0 | 0
F2_Commercial_Lodging_Existing_Miscellaneous_Natural Gas_Miscellaneous_E4 | F2 | Commercial | Lodging | Existing | Miscellaneous | Natural Gas | Miscellaneous | E4 | TRC BC Ratio | 0 | 0 | 0 | 0 | 0 | 0 | 0 | 0 | 0 | 0 | 0 | 0 | 0 | 0 | 0 | 0 | 0 | 0 | 0 | 0 | 0 | 0 | 0 | 0 | 0 | 0 | 0 | 0 | 0 | 0 | 0 | 0 | 0
F2_Commercial_Lodging_Existing_Miscellaneous_Natural Gas_Miscellaneous_E5 | F2 | Commercial | Lodging | Existing | Miscellaneous | Natural Gas | Miscellaneous | E5 | TRC BC Ratio | 0 | 0 | 0 | 0 | 0 | 0 | 0 | 0 | 0 | 0 | 0 | 0 | 0 | 0 | 0 | 0 | 0 | 0 | 0 | 0 | 0 | 0 | 0 | 0 | 0 | 0 | 0 | 0 | 0 | 0 | 0 | 0 | 0
F2_Commercial_Lodging_Existing_Miscellaneous_Natural Gas_Miscellaneous_E6 | F2 | Commercial | Lodging | Existing | Miscellaneous | Natural Gas | Miscellaneous | E6 | TRC BC Ratio | 0 | 0 | 0 | 0 | 0 | 0 | 0 | 0 | 0 | 0 | 0 | 0 | 0 | 0 | 0 | 0 | 0 | 0 | 0 | 0 | 0 | 0 | 0 | 0 | 0 | 0 | 0 | 0 | 0 | 0 | 0 | 0 | 0
F2_Commercial_Lodging_Existing_Miscellaneous_Natural Gas_Miscellaneous_E7 | F2 | Commercial | Lodging | Existing | Miscellaneous | Natural Gas | Miscellaneous | E7 | TRC BC Ratio | 0 | 0 | 0 | 0 | 0 | 0 | 0 | 0 | 0 | 0 | 0 | 0 | 0 | 0 | 0 | 0 | 0 | 0 | 0 | 0 | 0 | 0 | 0 | 0 | 0 | 0 | 0 | 0 | 0 | 0 | 0 | 0 | 0
F2_Commercial_Lodging_Existing_Miscellaneous_Natural Gas_Miscellaneous_E8 | F2 | Commercial | Lodging | Existing | Miscellaneous | Natural Gas | Miscellaneous | E8 | TRC BC Ratio | 0 | 0 | 0 | 0 | 0 | 0 | 0 | 0 | 0 | 0 | 0 | 0 | 0 | 0 | 0 | 0 | 0 | 0 | 0 | 0 | 0 | 0 | 0 | 0 | 0 | 0 | 0 | 0 | 0 | 0 | 0 | 0 | 0
F2_Commercial_Lodging_Existing_Miscellaneous_Natural Gas_Miscellaneous_E9 | F2 | Commercial | Lodging | Existing | Miscellaneous | Natural Gas | Miscellaneous | E9 | TRC BC Ratio | 0 | 0 | 0 | 0 | 0 | 0 | 0 | 0 | 0 | 0 | 0 | 0 | 0 | 0 | 0 | 0 | 0 | 0 | 0 | 0 | 0 | 0 | 0 | 0 | 0 | 0 | 0 | 0 | 0 | 0 | 0 | 0 | 0
F2_Commercial_Lodging_Existing_Miscellaneous_Natural Gas_Miscellaneous_E10 | F2 | Commercial | Lodging | Existing | Miscellaneous | Natural Gas | Miscellaneous | E10 | TRC BC Ratio | 0 | 0 | 0 | 0 | 0 | 0 | 0 | 0 | 0 | 0 | 0 | 0 | 0 | 0 | 0 | 0 | 0 | 0 | 0 | 0 | 0 | 0 | 0 | 0 | 0 | 0 | 0 | 0 | 0 | 0 | 0 | 0 | 0
F3_Commercial_Lodging_Existing_Miscellaneous_Natural Gas_Miscellaneous_E1 | F3 | Commercial | Lodging | Existing | Miscellaneous | Natural Gas | Miscellaneous | E1 | PACT BC Ratio | bar: 2019 to 2051
F3_Commercial_Lodging_Existing_Miscellaneous_Natural Gas_Miscellaneous_E2 | F3 | Commercial | Lodging | Existing | Miscellaneous | Natural Gas | Miscellaneous | E2 | PACT BC Ratio | 0 | 0 | 0 | 0 | 0 | 0 | 0 | 0 | 0 | 0 | 0 | 0 | 0 | 0 | 0 | 0 | 0 | 0 | 0 | 0 | 0 | 0 | 0 | 0 | 0 | 0 | 0 | 0 | 0 | 0 | 0 | 0 | 0
F3_Commercial_Lodging_Existing_Miscellaneous_Natural Gas_Miscellaneous_E3 | F3 | Commercial | Lodging | Existing | Miscellaneous | Natural Gas | Miscellaneous | E3 | PACT BC Ratio | 0 | 0 | 0 | 0 | 0 | 0 | 0 | 0 | 0 | 0 | 0 | 0 | 0 | 0 | 0 | 0 | 0 | 0 | 0 | 0 | 0 | 0 | 0 | 0 | 0 | 0 | 0 | 0 | 0 | 0 | 0 | 0 | 0
F3_Commercial_Lodging_Existing_Miscellaneous_Natural Gas_Miscellaneous_E4 | F3 | Commercial | Lodging | Existing | Miscellaneous | Natural Gas | Miscellaneous | E4 | PACT BC Ratio | 0 | 0 | 0 | 0 | 0 | 0 | 0 | 0 | 0 | 0 | 0 | 0 | 0 | 0 | 0 | 0 | 0 | 0 | 0 | 0 | 0 | 0 | 0 | 0 | 0 | 0 | 0 | 0 | 0 | 0 | 0 | 0 | 0
F3_Commercial_Lodging_Existing_Miscellaneous_Natural Gas_Miscellaneous_E5 | F3 | Commercial | Lodging | Existing | Miscellaneous | Natural Gas | Miscellaneous | E5 | PACT BC Ratio | 0 | 0 | 0 | 0 | 0 | 0 | 0 | 0 | 0 | 0 | 0 | 0 | 0 | 0 | 0 | 0 | 0 | 0 | 0 | 0 | 0 | 0 | 0 | 0 | 0 | 0 | 0 | 0 | 0 | 0 | 0 | 0 | 0
F3_Commercial_Lodging_Existing_Miscellaneous_Natural Gas_Miscellaneous_E6 | F3 | Commercial | Lodging | Existing | Miscellaneous | Natural Gas | Miscellaneous | E6 | PACT BC Ratio | 0 | 0 | 0 | 0 | 0 | 0 | 0 | 0 | 0 | 0 | 0 | 0 | 0 | 0 | 0 | 0 | 0 | 0 | 0 | 0 | 0 | 0 | 0 | 0 | 0 | 0 | 0 | 0 | 0 | 0 | 0 | 0 | 0
F3_Commercial_Lodging_Existing_Miscellaneous_Natural Gas_Miscellaneous_E7 | F3 | Commercial | Lodging | Existing | Miscellaneous | Natural Gas | Miscellaneous | E7 | PACT BC Ratio | 0 | 0 | 0 | 0 | 0 | 0 | 0 | 0 | 0 | 0 | 0 | 0 | 0 | 0 | 0 | 0 | 0 | 0 | 0 | 0 | 0 | 0 | 0 | 0 | 0 | 0 | 0 | 0 | 0 | 0 | 0 | 0 | 0
F3_Commercial_Lodging_Existing_Miscellaneous_Natural Gas_Miscellaneous_E8 | F3 | Commercial | Lodging | Existing | Miscellaneous | Natural Gas | Miscellaneous | E8 | PACT BC Ratio | 0 | 0 | 0 | 0 | 0 | 0 | 0 | 0 | 0 | 0 | 0 | 0 | 0 | 0 | 0 | 0 | 0 | 0 | 0 | 0 | 0 | 0 | 0 | 0 | 0 | 0 | 0 | 0 | 0 | 0 | 0 | 0 | 0
F3_Commercial_Lodging_Existing_Miscellaneous_Natural Gas_Miscellaneous_E9 | F3 | Commercial | Lodging | Existing | Miscellaneous | Natural Gas | Miscellaneous | E9 | PACT BC Ratio | 0 | 0 | 0 | 0 | 0 | 0 | 0 | 0 | 0 | 0 | 0 | 0 | 0 | 0 | 0 | 0 | 0 | 0 | 0 | 0 | 0 | 0 | 0 | 0 | 0 | 0 | 0 | 0 | 0 | 0 | 0 | 0 | 0
F3_Commercial_Lodging_Existing_Miscellaneous_Natural Gas_Miscellaneous_E10 | F3 | Commercial | Lodging | Existing | Miscellaneous | Natural Gas | Miscellaneous | E10 | PACT BC Ratio | 0 | 0 | 0 | 0 | 0 | 0 | 0 | 0 | 0 | 0 | 0 | 0 | 0 | 0 | 0 | 0 | 0 | 0 | 0 | 0 | 0 | 0 | 0 | 0 | 0 | 0 | 0 | 0 | 0 | 0 | 0 | 0 | 0
F4_Commercial_Lodging_Existing_Miscellaneous_Natural Gas_Miscellaneous_E1 | F4 | Commercial | Lodging | Existing | Miscellaneous | Natural Gas | Miscellaneous | E1 | RVT BC Ratio | bar: 2019 to 2051
F4_Commercial_Lodging_Existing_Miscellaneous_Natural Gas_Miscellaneous_E2 | F4 | Commercial | Lodging | Existing | Miscellaneous | Natural Gas | Miscellaneous | E2 | RVT BC Ratio | 0 | 0 | 0 | 0 | 0 | 0 | 0 | 0 | 0 | 0 | 0 | 0 | 0 | 0 | 0 | 0 | 0 | 0 | 0 | 0 | 0 | 0 | 0 | 0 | 0 | 0 | 0 | 0 | 0 | 0 | 0 | 0 | 0
F4_Commercial_Lodging_Existing_Miscellaneous_Natural Gas_Miscellaneous_E3 | F4 | Commercial | Lodging | Existing | Miscellaneous | Natural Gas | Miscellaneous | E3 | RVT BC Ratio | 0 | 0 | 0 | 0 | 0 | 0 | 0 | 0 | 0 | 0 | 0 | 0 | 0 | 0 | 0 | 0 | 0 | 0 | 0 | 0 | 0 | 0 | 0 | 0 | 0 | 0 | 0 | 0 | 0 | 0 | 0 | 0 | 0
F4_Commercial_Lodging_Existing_Miscellaneous_Natural Gas_Miscellaneous_E4 | F4 | Commercial | Lodging | Existing | Miscellaneous | Natural Gas | Miscellaneous | E4 | RVT BC Ratio | 0 | 0 | 0 | 0 | 0 | 0 | 0 | 0 | 0 | 0 | 0 | 0 | 0 | 0 | 0 | 0 | 0 | 0 | 0 | 0 | 0 | 0 | 0 | 0 | 0 | 0 | 0 | 0 | 0 | 0 | 0 | 0 | 0
F4_Commercial_Lodging_Existing_Miscellaneous_Natural Gas_Miscellaneous_E5 | F4 | Commercial | Lodging | Existing | Miscellaneous | Natural Gas | Miscellaneous | E5 | RVT BC Ratio | 0 | 0 | 0 | 0 | 0 | 0 | 0 | 0 | 0 | 0 | 0 | 0 | 0 | 0 | 0 | 0 | 0 | 0 | 0 | 0 | 0 | 0 | 0 | 0 | 0 | 0 | 0 | 0 | 0 | 0 | 0 | 0 | 0
F4_Commercial_Lodging_Existing_Miscellaneous_Natural Gas_Miscellaneous_E6 | F4 | Commercial | Lodging | Existing | Miscellaneous | Natural Gas | Miscellaneous | E6 | RVT BC Ratio | 0 | 0 | 0 | 0 | 0 | 0 | 0 | 0 | 0 | 0 | 0 | 0 | 0 | 0 | 0 | 0 | 0 | 0 | 0 | 0 | 0 | 0 | 0 | 0 | 0 | 0 | 0 | 0 | 0 | 0 | 0 | 0 | 0
F4_Commercial_Lodging_Existing_Miscellaneous_Natural Gas_Miscellaneous_E7 | F4 | Commercial | Lodging | Existing | Miscellaneous | Natural Gas | Miscellaneous | E7 | RVT BC Ratio | 0 | 0 | 0 | 0 | 0 | 0 | 0 | 0 | 0 | 0 | 0 | 0 | 0 | 0 | 0 | 0 | 0 | 0 | 0 | 0 | 0 | 0 | 0 | 0 | 0 | 0 | 0 | 0 | 0 | 0 | 0 | 0 | 0
F4_Commercial_Lodging_Existing_Miscellaneous_Natural Gas_Miscellaneous_E8 | F4 | Commercial | Lodging | Existing | Miscellaneous | Natural Gas | Miscellaneous | E8 | RVT BC Ratio | 0 | 0 | 0 | 0 | 0 | 0 | 0 | 0 | 0 | 0 | 0 | 0 | 0 | 0 | 0 | 0 | 0 | 0 | 0 | 0 | 0 | 0 | 0 | 0 | 0 | 0 | 0 | 0 | 0 | 0 | 0 | 0 | 0
F4_Commercial_Lodging_Existing_Miscellaneous_Natural Gas_Miscellaneous_E9 | F4 | Commercial | Lodging | Existing | Miscellaneous | Natural Gas | Miscellaneous | E9 | RVT BC Ratio | 0 | 0 | 0 | 0 | 0 | 0 | 0 | 0 | 0 | 0 | 0 | 0 | 0 | 0 | 0 | 0 | 0 | 0 | 0 | 0 | 0 | 0 | 0 | 0 | 0 | 0 | 0 | 0 | 0 | 0 | 0 | 0 | 0
F4_Commercial_Lodging_Existing_Miscellaneous_Natural Gas_Miscellaneous_E10 | F4 | Commercial | Lodging | Existing | Miscellaneous | Natural Gas | Miscellaneous | E10 | RVT BC Ratio | 0 | 0 | 0 | 0 | 0 | 0 | 0 | 0 | 0 | 0 | 0 | 0 | 0 | 0 | 0 | 0 | 0 | 0 | 0 | 0 | 0 | 0 | 0 | 0 | 0 | 0 | 0 | 0 | 0 | 0 | 0 | 0 | 0
F5_Commercial_Lodging_Existing_Miscellaneous_Natural Gas_Miscellaneous_E1 | F5 | Commercial | Lodging | Existing | Miscellaneous | Natural Gas | Miscellaneous | E1 | RIM BC Ratio | bar: 2019 to 2051
F5_Commercial_Lodging_Existing_Miscellaneous_Natural Gas_Miscellaneous_E2 | F5 | Commercial | Lodging | Existing | Miscellaneous | Natural Gas | Miscellaneous | E2 | RIM BC Ratio | 0 | 0 | 0 | 0 | 0 | 0 | 0 | 0 | 0 | 0 | 0 | 0 | 0 | 0 | 0 | 0 | 0 | 0 | 0 | 0 | 0 | 0 | 0 | 0 | 0 | 0 | 0 | 0 | 0 | 0 | 0 | 0 | 0
F5_Commercial_Lodging_Existing_Miscellaneous_Natural Gas_Miscellaneous_E3 | F5 | Commercial | Lodging | Existing | Miscellaneous | Natural Gas | Miscellaneous | E3 | RIM BC Ratio | 0 | 0 | 0 | 0 | 0 | 0 | 0 | 0 | 0 | 0 | 0 | 0 | 0 | 0 | 0 | 0 | 0 | 0 | 0 | 0 | 0 | 0 | 0 | 0 | 0 | 0 | 0 | 0 | 0 | 0 | 0 | 0 | 0
F5_Commercial_Lodging_Existing_Miscellaneous_Natural Gas_Miscellaneous_E4 | F5 | Commercial | Lodging | Existing | Miscellaneous | Natural Gas | Miscellaneous | E4 | RIM BC Ratio | 0 | 0 | 0 | 0 | 0 | 0 | 0 | 0 | 0 | 0 | 0 | 0 | 0 | 0 | 0 | 0 | 0 | 0 | 0 | 0 | 0 | 0 | 0 | 0 | 0 | 0 | 0 | 0 | 0 | 0 | 0 | 0 | 0
F5_Commercial_Lodging_Existing_Miscellaneous_Natural Gas_Miscellaneous_E5 | F5 | Commercial | Lodging | Existing | Miscellaneous | Natural Gas | Miscellaneous | E5 | RIM BC Ratio | 0 | 0 | 0 | 0 | 0 | 0 | 0 | 0 | 0 | 0 | 0 | 0 | 0 | 0 | 0 | 0 | 0 | 0 | 0 | 0 | 0 | 0 | 0 | 0 | 0 | 0 | 0 | 0 | 0 | 0 | 0 | 0 | 0
F5_Commercial_Lodging_Existing_Miscellaneous_Natural Gas_Miscellaneous_E6 | F5 | Commercial | Lodging | Existing | Miscellaneous | Natural Gas | Miscellaneous | E6 | RIM BC Ratio | 0 | 0 | 0 | 0 | 0 | 0 | 0 | 0 | 0 | 0 | 0 | 0 | 0 | 0 | 0 | 0 | 0 | 0 | 0 | 0 | 0 | 0 | 0 | 0 | 0 | 0 | 0 | 0 | 0 | 0 | 0 | 0 | 0
F5_Commercial_Lodging_Existing_Miscellaneous_Natural Gas_Miscellaneous_E7 | F5 | Commercial | Lodging | Existing | Miscellaneous | Natural Gas | Miscellaneous | E7 | RIM BC Ratio | 0 | 0 | 0 | 0 | 0 | 0 | 0 | 0 | 0 | 0 | 0 | 0 | 0 | 0 | 0 | 0 | 0 | 0 | 0 | 0 | 0 | 0 | 0 | 0 | 0 | 0 | 0 | 0 | 0 | 0 | 0 | 0 | 0
F5_Commercial_Lodging_Existing_Miscellaneous_Natural Gas_Miscellaneous_E8 | F5 | Commercial | Lodging | Existing | Miscellaneous | Natural Gas | Miscellaneous | E8 | RIM BC Ratio | 0 | 0 | 0 | 0 | 0 | 0 | 0 | 0 | 0 | 0 | 0 | 0 | 0 | 0 | 0 | 0 | 0 | 0 | 0 | 0 | 0 | 0 | 0 | 0 | 0 | 0 | 0 | 0 | 0 | 0 | 0 | 0 | 0
F5_Commercial_Lodging_Existing_Miscellaneous_Natural Gas_Miscellaneous_E9 | F5 | Commercial | Lodging | Existing | Miscellaneous | Natural Gas | Miscellaneous | E9 | RIM BC Ratio | 0 | 0 | 0 | 0 | 0 | 0 | 0 | 0 | 0 | 0 | 0 | 0 | 0 | 0 | 0 | 0 | 0 | 0 | 0 | 0 | 0 | 0 | 0 | 0 | 0 | 0 | 0 | 0 | 0 | 0 | 0 | 0 | 0
F5_Commercial_Lodging_Existing_Miscellaneous_Natural Gas_Miscellaneous_E10 | F5 | Commercial | Lodging | Existing | Miscellaneous | Natural Gas | Miscellaneous | E10 | RIM BC Ratio | 0 | 0 | 0 | 0 | 0 | 0 | 0 | 0 | 0 | 0 | 0 | 0 | 0 | 0 | 0 | 0 | 0 | 0 | 0 | 0 | 0 | 0 | 0 | 0 | 0 | 0 | 0 | 0 | 0 | 0 | 0 | 0 | 0
F0_Commercial_Lodging_New_Space Heating_Natural Gas_Furnace_E0 | F0 | Commercial | Lodging | New | Space Heating | Natural Gas | Furnace | E0 | Economic Unit | AFUE 96% | AFUE 96% | AFUE 96% | AFUE 96% | AFUE 96% | AFUE 96% | AFUE 96% | AFUE 96% | AFUE 96% | AFUE 96% | AFUE 96% | AFUE 96% | AFUE 96% | AFUE 96% | AFUE 96% | AFUE 96% | AFUE 96% | AFUE 96% | AFUE 96% | AFUE 96% | AFUE 96% | AFUE 96% | AFUE 96% | AFUE 96% | AFUE 96% | AFUE 96% | AFUE 96% | AFUE 96% | AFUE 96% | AFUE 96% | AFUE 96% | AFUE 96% | AFUE 96%
F1_Commercial_Lodging_New_Space Heating_Natural Gas_Furnace_E1 | F1 | Commercial | Lodging | New | Space Heating | Natural Gas | Furnace | E1 | CCE | 0 | 0 | 0 | 0 | 0 | 0 | 0 | 0 | 0 | 0 | 0 | 0 | 0 | 0 | 0 | 0 | 0 | 0 | 0 | 0 | 0 | 0 | 0 | 0 | 0 | 0 | 0 | 0 | 0 | 0 | 0 | 0 | 0
F1_Commercial_Lodging_New_Space Heating_Natural Gas_Furnace_E2 | F1 | Commercial | Lodging | New | Space Heating | Natural Gas | Furnace | E2 | CCE | 0.13682 | 0.13682 | 0.13755 | 0.13828 | 0.13902 | 0.13978 | 0.14054 | 0.1413 | 0.14208 | 0.14287 | 0.14366 | 0.14446 | 0.14528 | 0.1461 | 0.14693 | 0.14777 | 0.14862 | 0.14947 | 0.15034 | 0.15122 | 0.15211 | 0.15301 | 0.15392 | 0.15484 | 0.15578 | 0.15672 | 0.15767 | 0.15864 | 0.15962 | 0.16061 | 0.16161 | 0.16263 | 0.16263
F1_Commercial_Lodging_New_Space Heating_Natural Gas_Furnace_E3 | F1 | Commercial | Lodging | New | Space Heating | Natural Gas | Furnace | E3 | CCE | 0.18247 | 0.18247 | 0.18344 | 0.18443 | 0.18542 | 0.18642 | 0.18743 | 0.18846 | 0.18949 | 0.19054 | 0.1916 | 0.19267 | 0.19375 | 0.19485 | 0.19596 | 0.19708 | 0.19821 | 0.19935 | 0.20051 | 0.20169 | 0.20287 | 0.20407 | 0.20529 | 0.20652 | 0.20776 | 0.20901 | 0.21029 | 0.21158 | 0.21289 | 0.21421 | 0.21555 | 0.2169 | 0.2169
F1_Commercial_Lodging_New_Space Heating_Natural Gas_Furnace_E4 | F1 | Commercial | Lodging | New | Space Heating | Natural Gas | Furnace | E4 | CCE | 11.5085 | 11.5085 | 11.5698 | 11.6317 | 11.6943 | 11.7574 | 11.8214 | 11.886 | 11.9514 | 12.0174 | 12.0842 | 12.1517 | 12.22 | 12.289 | 12.3589 | 12.4295 | 12.501 | 12.5732 | 12.6464 | 12.7203 | 12.7952 | 12.8707 | 12.9474 | 13.0249 | 13.1033 | 13.1825 | 13.263 | 13.3443 | 13.4266 | 13.5099 | 13.5944 | 13.6799 | 13.6799
F1_Commercial_Lodging_New_Space Heating_Natural Gas_Furnace_E5 | F1 | Commercial | Lodging | New | Space Heating | Natural Gas | Furnace | E5 | CCE | 0 | 0 | 0 | 0 | 0 | 0 | 0 | 0 | 0 | 0 | 0 | 0 | 0 | 0 | 0 | 0 | 0 | 0 | 0 | 0 | 0 | 0 | 0 | 0 | 0 | 0 | 0 | 0 | 0 | 0 | 0 | 0 | 0
F1_Commercial_Lodging_New_Space Heating_Natural Gas_Furnace_E6 | F1 | Commercial | Lodging | New | Space Heating | Natural Gas | Furnace | E6 | CCE | 0 | 0 | 0 | 0 | 0 | 0 | 0 | 0 | 0 | 0 | 0 | 0 | 0 | 0 | 0 | 0 | 0 | 0 | 0 | 0 | 0 | 0 | 0 | 0 | 0 | 0 | 0 | 0 | 0 | 0 | 0 | 0 | 0
F1_Commercial_Lodging_New_Space Heating_Natural Gas_Furnace_E7 | F1 | Commercial | Lodging | New | Space Heating | Natural Gas | Furnace | E7 | CCE | 0 | 0 | 0 | 0 | 0 | 0 | 0 | 0 | 0 | 0 | 0 | 0 | 0 | 0 | 0 | 0 | 0 | 0 | 0 | 0 | 0 | 0 | 0 | 0 | 0 | 0 | 0 | 0 | 0 | 0 | 0 | 0 | 0
F1_Commercial_Lodging_New_Space Heating_Natural Gas_Furnace_E8 | F1 | Commercial | Lodging | New | Space Heating | Natural Gas | Furnace | E8 | CCE | 0 | 0 | 0 | 0 | 0 | 0 | 0 | 0 | 0 | 0 | 0 | 0 | 0 | 0 | 0 | 0 | 0 | 0 | 0 | 0 | 0 | 0 | 0 | 0 | 0 | 0 | 0 | 0 | 0 | 0 | 0 | 0 | 0
F1_Commercial_Lodging_New_Space Heating_Natural Gas_Furnace_E9 | F1 | Commercial | Lodging | New | Space Heating | Natural Gas | Furnace | E9 | CCE | 0 | 0 | 0 | 0 | 0 | 0 | 0 | 0 | 0 | 0 | 0 | 0 | 0 | 0 | 0 | 0 | 0 | 0 | 0 | 0 | 0 | 0 | 0 | 0 | 0 | 0 | 0 | 0 | 0 | 0 | 0 | 0 | 0
F1_Commercial_Lodging_New_Space Heating_Natural Gas_Furnace_E10 | F1 | Commercial | Lodging | New | Space Heating | Natural Gas | Furnace | E10 | CCE | 0 | 0 | 0 | 0 | 0 | 0 | 0 | 0 | 0 | 0 | 0 | 0 | 0 | 0 | 0 | 0 | 0 | 0 | 0 | 0 | 0 | 0 | 0 | 0 | 0 | 0 | 0 | 0 | 0 | 0 | 0 | 0 | 0
F2_Commercial_Lodging_New_Space Heating_Natural Gas_Furnace_E1 | F2 | Commercial | Lodging | New | Space Heating | Natural Gas | Furnace | E1 | TRC BC Ratio | bar: 2019 to 2051
F2_Commercial_Lodging_New_Space Heating_Natural Gas_Furnace_E2 | F2 | Commercial | Lodging | New | Space Heating | Natural Gas | Furnace | E2 | TRC BC Ratio | 13.0911 | 13.1028 | 13.1155 | 13.1345 | 13.1616 | 13.2028 | 13.2316 | 13.2539 | 13.2787 | 13.3016 | 13.3174 | 13.3272 | 13.3358 | 13.3437 | 13.3539 | 13.3581 | 13.3654 | 13.3792 | 13.3937 | 13.4107 | 13.4308 | 13.4475 | 13.4607 | 13.4706 | 13.4772 | 13.4791 | 13.4756 | 13.4684 | 13.4627 | 13.4599 | 13.4619 | 13.4627 | 13.4627
F2_Commercial_Lodging_New_Space Heating_Natural Gas_Furnace_E3 | F2 | Commercial | Lodging | New | Space Heating | Natural Gas | Furnace | E3 | TRC BC Ratio | 9.8156 | 9.8244 | 9.8339 | 9.8482 | 9.8685 | 9.8993 | 9.921 | 9.9377 | 9.9563 | 9.9735 | 9.9853 | 9.9926 | 9.9991 | 10.005 | 10.0127 | 10.0158 | 10.0213 | 10.0316 | 10.0425 | 10.0552 | 10.0703 | 10.0829 | 10.0927 | 10.1002 | 10.1051 | 10.1065 | 10.1039 | 10.0985 | 10.0942 | 10.0921 | 10.0936 | 10.0942 | 10.0942
F2_Commercial_Lodging_New_Space Heating_Natural Gas_Furnace_E4 | F2 | Commercial | Lodging | New | Space Heating | Natural Gas | Furnace | E4 | TRC BC Ratio | 0.16125 | 0.1614 | 0.1616 | 0.1618 | 0.162 | 0.16214 | 0.16238 | 0.16266 | 0.16288 | 0.16307 | 0.16323 | 0.16333 | 0.16335 | 0.16331 | 0.16322 | 0.16314 | 0.16302 | 0.16288 | 0.16276 | 0.16265 | 0.16254 | 0.16243 | 0.16235 | 0.16229 | 0.16225 | 0.16224 | 0.16226 | 0.1623 | 0.16234 | 0.16236 | 0.16234 | 0.16234 | 0.16234
F2_Commercial_Lodging_New_Space Heating_Natural Gas_Furnace_E5 | F2 | Commercial | Lodging | New | Space Heating | Natural Gas | Furnace | E5 | TRC BC Ratio | 0 | 0 | 0 | 0 | 0 | 0 | 0 | 0 | 0 | 0 | 0 | 0 | 0 | 0 | 0 | 0 | 0 | 0 | 0 | 0 | 0 | 0 | 0 | 0 | 0 | 0 | 0 | 0 | 0 | 0 | 0 | 0 | 0
F2_Commercial_Lodging_New_Space Heating_Natural Gas_Furnace_E6 | F2 | Commercial | Lodging | New | Space Heating | Natural Gas | Furnace | E6 | TRC BC Ratio | 0 | 0 | 0 | 0 | 0 | 0 | 0 | 0 | 0 | 0 | 0 | 0 | 0 | 0 | 0 | 0 | 0 | 0 | 0 | 0 | 0 | 0 | 0 | 0 | 0 | 0 | 0 | 0 | 0 | 0 | 0 | 0 | 0
F2_Commercial_Lodging_New_Space Heating_Natural Gas_Furnace_E7 | F2 | Commercial | Lodging | New | Space Heating | Natural Gas | Furnace | E7 | TRC BC Ratio | 0 | 0 | 0 | 0 | 0 | 0 | 0 | 0 | 0 | 0 | 0 | 0 | 0 | 0 | 0 | 0 | 0 | 0 | 0 | 0 | 0 | 0 | 0 | 0 | 0 | 0 | 0 | 0 | 0 | 0 | 0 | 0 | 0
F2_Commercial_Lodging_New_Space Heating_Natural Gas_Furnace_E8 | F2 | Commercial | Lodging | New | Space Heating | Natural Gas | Furnace | E8 | TRC BC Ratio | 0 | 0 | 0 | 0 | 0 | 0 | 0 | 0 | 0 | 0 | 0 | 0 | 0 | 0 | 0 | 0 | 0 | 0 | 0 | 0 | 0 | 0 | 0 | 0 | 0 | 0 | 0 | 0 | 0 | 0 | 0 | 0 | 0
F2_Commercial_Lodging_New_Space Heating_Natural Gas_Furnace_E9 | F2 | Commercial | Lodging | New | Space Heating | Natural Gas | Furnace | E9 | TRC BC Ratio | 0 | 0 | 0 | 0 | 0 | 0 | 0 | 0 | 0 | 0 | 0 | 0 | 0 | 0 | 0 | 0 | 0 | 0 | 0 | 0 | 0 | 0 | 0 | 0 | 0 | 0 | 0 | 0 | 0 | 0 | 0 | 0 | 0
F2_Commercial_Lodging_New_Space Heating_Natural Gas_Furnace_E10 | F2 | Commercial | Lodging | New | Space Heating | Natural Gas | Furnace | E10 | TRC BC Ratio | 0 | 0 | 0 | 0 | 0 | 0 | 0 | 0 | 0 | 0 | 0 | 0 | 0 | 0 | 0 | 0 | 0 | 0 | 0 | 0 | 0 | 0 | 0 | 0 | 0 | 0 | 0 | 0 | 0 | 0 | 0 | 0 | 0
F3_Commercial_Lodging_New_Space Heating_Natural Gas_Furnace_E1 | F3 | Commercial | Lodging | New | Space Heating | Natural Gas | Furnace | E1 | PACT BC Ratio | bar: 2019 to 2051
F3_Commercial_Lodging_New_Space Heating_Natural Gas_Furnace_E2 | F3 | Commercial | Lodging | New | Space Heating | Natural Gas | Furnace | E2 | PACT BC Ratio | 17.4549 | 17.4704 | 17.4874 | 17.5127 | 17.5488 | 17.6037 | 17.6422 | 17.6719 | 17.705 | 17.7355 | 17.7566 | 17.7695 | 17.7811 | 17.7916 | 17.8053 | 17.8108 | 17.8205 | 17.8389 | 17.8583 | 17.8809 | 17.9077 | 17.9301 | 17.9476 | 17.9608 | 17.9696 | 17.9722 | 17.9675 | 17.9578 | 17.9502 | 17.9465 | 17.9492 | 17.9503 | 17.9503
F3_Commercial_Lodging_New_Space Heating_Natural Gas_Furnace_E3 | F3 | Commercial | Lodging | New | Space Heating | Natural Gas | Furnace | E3 | PACT BC Ratio | 13.0875 | 13.0992 | 13.1119 | 13.1309 | 13.1579 | 13.1991 | 13.2279 | 13.2503 | 13.275 | 13.2979 | 13.3137 | 13.3235 | 13.3321 | 13.34 | 13.3502 | 13.3544 | 13.3617 | 13.3755 | 13.39 | 13.407 | 13.427 | 13.4438 | 13.4569 | 13.4669 | 13.4735 | 13.4754 | 13.4719 | 13.4646 | 13.4589 | 13.4562 | 13.4582 | 13.459 | 13.459
F3_Commercial_Lodging_New_Space Heating_Natural Gas_Furnace_E4 | F3 | Commercial | Lodging | New | Space Heating | Natural Gas | Furnace | E4 | PACT BC Ratio | 0.21499 | 0.2152 | 0.21546 | 0.21573 | 0.216 | 0.21619 | 0.21651 | 0.21688 | 0.21718 | 0.21742 | 0.21764 | 0.21777 | 0.2178 | 0.21775 | 0.21763 | 0.21752 | 0.21736 | 0.21717 | 0.21701 | 0.21687 | 0.21672 | 0.21658 | 0.21647 | 0.21639 | 0.21633 | 0.21631 | 0.21634 | 0.2164 | 0.21645 | 0.21648 | 0.21646 | 0.21645 | 0.21645
F3_Commercial_Lodging_New_Space Heating_Natural Gas_Furnace_E5 | F3 | Commercial | Lodging | New | Space Heating | Natural Gas | Furnace | E5 | PACT BC Ratio | 0 | 0 | 0 | 0 | 0 | 0 | 0 | 0 | 0 | 0 | 0 | 0 | 0 | 0 | 0 | 0 | 0 | 0 | 0 | 0 | 0 | 0 | 0 | 0 | 0 | 0 | 0 | 0 | 0 | 0 | 0 | 0 | 0
F3_Commercial_Lodging_New_Space Heating_Natural Gas_Furnace_E6 | F3 | Commercial | Lodging | New | Space Heating | Natural Gas | Furnace | E6 | PACT BC Ratio | 0 | 0 | 0 | 0 | 0 | 0 | 0 | 0 | 0 | 0 | 0 | 0 | 0 | 0 | 0 | 0 | 0 | 0 | 0 | 0 | 0 | 0 | 0 | 0 | 0 | 0 | 0 | 0 | 0 | 0 | 0 | 0 | 0
F3_Commercial_Lodging_New_Space Heating_Natural Gas_Furnace_E7 | F3 | Commercial | Lodging | New | Space Heating | Natural Gas | Furnace | E7 | PACT BC Ratio | 0 | 0 | 0 | 0 | 0 | 0 | 0 | 0 | 0 | 0 | 0 | 0 | 0 | 0 | 0 | 0 | 0 | 0 | 0 | 0 | 0 | 0 | 0 | 0 | 0 | 0 | 0 | 0 | 0 | 0 | 0 | 0 | 0
F3_Commercial_Lodging_New_Space Heating_Natural Gas_Furnace_E8 | F3 | Commercial | Lodging | New | Space Heating | Natural Gas | Furnace | E8 | PACT BC Ratio | 0 | 0 | 0 | 0 | 0 | 0 | 0 | 0 | 0 | 0 | 0 | 0 | 0 | 0 | 0 | 0 | 0 | 0 | 0 | 0 | 0 | 0 | 0 | 0 | 0 | 0 | 0 | 0 | 0 | 0 | 0 | 0 | 0
F3_Commercial_Lodging_New_Space Heating_Natural Gas_Furnace_E9 | F3 | Commercial | Lodging | New | Space Heating | Natural Gas | Furnace | E9 | PACT BC Ratio | 0 | 0 | 0 | 0 | 0 | 0 | 0 | 0 | 0 | 0 | 0 | 0 | 0 | 0 | 0 | 0 | 0 | 0 | 0 | 0 | 0 | 0 | 0 | 0 | 0 | 0 | 0 | 0 | 0 | 0 | 0 | 0 | 0
F3_Commercial_Lodging_New_Space Heating_Natural Gas_Furnace_E10 | F3 | Commercial | Lodging | New | Space Heating | Natural Gas | Furnace | E10 | PACT BC Ratio | 0 | 0 | 0 | 0 | 0 | 0 | 0 | 0 | 0 | 0 | 0 | 0 | 0 | 0 | 0 | 0 | 0 | 0 | 0 | 0 | 0 | 0 | 0 | 0 | 0 | 0 | 0 | 0 | 0 | 0 | 0 | 0 | 0
F4_Commercial_Lodging_New_Space Heating_Natural Gas_Furnace_E1 | F4 | Commercial | Lodging | New | Space Heating | Natural Gas | Furnace | E1 | RVT BC Ratio | bar: 2019 to 2051
F4_Commercial_Lodging_New_Space Heating_Natural Gas_Furnace_E2 | F4 | Commercial | Lodging | New | Space Heating | Natural Gas | Furnace | E2 | RVT BC Ratio | 19.5209 | 19.5376 | 19.5559 | 19.5832 | 19.6221 | 19.6813 | 19.7228 | 19.7549 | 19.7905 | 19.8235 | 19.8462 | 19.8602 | 19.8726 | 19.8839 | 19.8987 | 19.9047 | 19.9151 | 19.935 | 19.9559 | 19.9803 | 20.0091 | 20.0332 | 20.0521 | 20.0664 | 20.0759 | 20.0787 | 20.0736 | 20.0632 | 20.055 | 20.051 | 20.0539 | 20.055 | 20.055
F4_Commercial_Lodging_New_Space Heating_Natural Gas_Furnace_E3 | F4 | Commercial | Lodging | New | Space Heating | Natural Gas | Furnace | E3 | RVT BC Ratio | 14.8117 | 14.8243 | 14.838 | 14.8585 | 14.8877 | 14.9321 | 14.9631 | 14.9872 | 15.0139 | 15.0386 | 15.0557 | 15.0661 | 15.0755 | 15.084 | 15.095 | 15.0995 | 15.1074 | 15.1222 | 15.1379 | 15.1562 | 15.1778 | 15.1959 | 15.2101 | 15.2208 | 15.2279 | 15.23 | 15.2262 | 15.2184 | 15.2122 | 15.2092 | 15.2114 | 15.2122 | 15.2122
F4_Commercial_Lodging_New_Space Heating_Natural Gas_Furnace_E4 | F4 | Commercial | Lodging | New | Space Heating | Natural Gas | Furnace | E4 | RVT BC Ratio | 0.93182 | 0.93205 | 0.93232 | 0.93261 | 0.93291 | 0.9331 | 0.93345 | 0.93386 | 0.93418 | 0.93444 | 0.93467 | 0.93482 | 0.93485 | 0.93479 | 0.93466 | 0.93454 | 0.93437 | 0.93417 | 0.934 | 0.93384 | 0.93368 | 0.93353 | 0.93341 | 0.93332 | 0.93326 | 0.93324 | 0.93327 | 0.93334 | 0.93339 | 0.93342 | 0.9334 | 0.93339 | 0.93339
F4_Commercial_Lodging_New_Space Heating_Natural Gas_Furnace_E5 | F4 | Commercial | Lodging | New | Space Heating | Natural Gas | Furnace | E5 | RVT BC Ratio | 0 | 0 | 0 | 0 | 0 | 0 | 0 | 0 | 0 | 0 | 0 | 0 | 0 | 0 | 0 | 0 | 0 | 0 | 0 | 0 | 0 | 0 | 0 | 0 | 0 | 0 | 0 | 0 | 0 | 0 | 0 | 0 | 0
F4_Commercial_Lodging_New_Space Heating_Natural Gas_Furnace_E6 | F4 | Commercial | Lodging | New | Space Heating | Natural Gas | Furnace | E6 | RVT BC Ratio | 0 | 0 | 0 | 0 | 0 | 0 | 0 | 0 | 0 | 0 | 0 | 0 | 0 | 0 | 0 | 0 | 0 | 0 | 0 | 0 | 0 | 0 | 0 | 0 | 0 | 0 | 0 | 0 | 0 | 0 | 0 | 0 | 0
F4_Commercial_Lodging_New_Space Heating_Natural Gas_Furnace_E7 | F4 | Commercial | Lodging | New | Space Heating | Natural Gas | Furnace | E7 | RVT BC Ratio | 0 | 0 | 0 | 0 | 0 | 0 | 0 | 0 | 0 | 0 | 0 | 0 | 0 | 0 | 0 | 0 | 0 | 0 | 0 | 0 | 0 | 0 | 0 | 0 | 0 | 0 | 0 | 0 | 0 | 0 | 0 | 0 | 0
F4_Commercial_Lodging_New_Space Heating_Natural Gas_Furnace_E8 | F4 | Commercial | Lodging | New | Space Heating | Natural Gas | Furnace | E8 | RVT BC Ratio | 0 | 0 | 0 | 0 | 0 | 0 | 0 | 0 | 0 | 0 | 0 | 0 | 0 | 0 | 0 | 0 | 0 | 0 | 0 | 0 | 0 | 0 | 0 | 0 | 0 | 0 | 0 | 0 | 0 | 0 | 0 | 0 | 0
F4_Commercial_Lodging_New_Space Heating_Natural Gas_Furnace_E9 | F4 | Commercial | Lodging | New | Space Heating | Natural Gas | Furnace | E9 | RVT BC Ratio | 0 | 0 | 0 | 0 | 0 | 0 | 0 | 0 | 0 | 0 | 0 | 0 | 0 | 0 | 0 | 0 | 0 | 0 | 0 | 0 | 0 | 0 | 0 | 0 | 0 | 0 | 0 | 0 | 0 | 0 | 0 | 0 | 0
F4_Commercial_Lodging_New_Space Heating_Natural Gas_Furnace_E10 | F4 | Commercial | Lodging | New | Space Heating | Natural Gas | Furnace | E10 | RVT BC Ratio | 0 | 0 | 0 | 0 | 0 | 0 | 0 | 0 | 0 | 0 | 0 | 0 | 0 | 0 | 0 | 0 | 0 | 0 | 0 | 0 | 0 | 0 | 0 | 0 | 0 | 0 | 0 | 0 | 0 | 0 | 0 | 0 | 0
F5_Commercial_Lodging_New_Space Heating_Natural Gas_Furnace_E1 | F5 | Commercial | Lodging | New | Space Heating | Natural Gas | Furnace | E1 | RIM BC Ratio | bar: 2019 to 2051
F5_Commercial_Lodging_New_Space Heating_Natural Gas_Furnace_E2 | F5 | Commercial | Lodging | New | Space Heating | Natural Gas | Furnace | E2 | RIM BC Ratio | 0.79659 | 0.79662 | 0.79665 | 0.79671 | 0.79678 | 0.79689 | 0.79697 | 0.79703 | 0.7971 | 0.79716 | 0.79721 | 0.79723 | 0.79725 | 0.79728 | 0.7973 | 0.79731 | 0.79733 | 0.79737 | 0.79741 | 0.79745 | 0.79751 | 0.79755 | 0.79759 | 0.79761 | 0.79763 | 0.79763 | 0.79763 | 0.79761 | 0.79759 | 0.79758 | 0.79759 | 0.79759 | 0.79759
F5_Commercial_Lodging_New_Space Heating_Natural Gas_Furnace_E3 | F5 | Commercial | Lodging | New | Space Heating | Natural Gas | Furnace | E3 | RIM BC Ratio | 0.78464 | 0.78468 | 0.78472 | 0.78479 | 0.78489 | 0.78504 | 0.78514 | 0.78522 | 0.7853 | 0.78538 | 0.78544 | 0.78547 | 0.7855 | 0.78553 | 0.78556 | 0.78558 | 0.7856 | 0.78565 | 0.7857 | 0.78576 | 0.78583 | 0.78589 | 0.78593 | 0.78596 | 0.78599 | 0.78599 | 0.78598 | 0.78596 | 0.78594 | 0.78593 | 0.78594 | 0.78594 | 0.78594
F5_Commercial_Lodging_New_Space Heating_Natural Gas_Furnace_E4 | F5 | Commercial | Lodging | New | Space Heating | Natural Gas | Furnace | E4 | RIM BC Ratio | 0.17096 | 0.17109 | 0.17125 | 0.17142 | 0.1716 | 0.17171 | 0.17192 | 0.17215 | 0.17234 | 0.17249 | 0.17263 | 0.17271 | 0.17273 | 0.1727 | 0.17262 | 0.17255 | 0.17245 | 0.17233 | 0.17223 | 0.17214 | 0.17205 | 0.17196 | 0.17189 | 0.17184 | 0.1718 | 0.17179 | 0.17181 | 0.17185 | 0.17188 | 0.17189 | 0.17188 | 0.17188 | 0.17188
F5_Commercial_Lodging_New_Space Heating_Natural Gas_Furnace_E5 | F5 | Commercial | Lodging | New | Space Heating | Natural Gas | Furnace | E5 | RIM BC Ratio | 0 | 0 | 0 | 0 | 0 | 0 | 0 | 0 | 0 | 0 | 0 | 0 | 0 | 0 | 0 | 0 | 0 | 0 | 0 | 0 | 0 | 0 | 0 | 0 | 0 | 0 | 0 | 0 | 0 | 0 | 0 | 0 | 0
F5_Commercial_Lodging_New_Space Heating_Natural Gas_Furnace_E6 | F5 | Commercial | Lodging | New | Space Heating | Natural Gas | Furnace | E6 | RIM BC Ratio | 0 | 0 | 0 | 0 | 0 | 0 | 0 | 0 | 0 | 0 | 0 | 0 | 0 | 0 | 0 | 0 | 0 | 0 | 0 | 0 | 0 | 0 | 0 | 0 | 0 | 0 | 0 | 0 | 0 | 0 | 0 | 0 | 0
F5_Commercial_Lodging_New_Space Heating_Natural Gas_Furnace_E7 | F5 | Commercial | Lodging | New | Space Heating | Natural Gas | Furnace | E7 | RIM BC Ratio | 0 | 0 | 0 | 0 | 0 | 0 | 0 | 0 | 0 | 0 | 0 | 0 | 0 | 0 | 0 | 0 | 0 | 0 | 0 | 0 | 0 | 0 | 0 | 0 | 0 | 0 | 0 | 0 | 0 | 0 | 0 | 0 | 0
F5_Commercial_Lodging_New_Space Heating_Natural Gas_Furnace_E8 | F5 | Commercial | Lodging | New | Space Heating | Natural Gas | Furnace | E8 | RIM BC Ratio | 0 | 0 | 0 | 0 | 0 | 0 | 0 | 0 | 0 | 0 | 0 | 0 | 0 | 0 | 0 | 0 | 0 | 0 | 0 | 0 | 0 | 0 | 0 | 0 | 0 | 0 | 0 | 0 | 0 | 0 | 0 | 0 | 0
F5_Commercial_Lodging_New_Space Heating_Natural Gas_Furnace_E9 | F5 | Commercial | Lodging | New | Space Heating | Natural Gas | Furnace | E9 | RIM BC Ratio | 0 | 0 | 0 | 0 | 0 | 0 | 0 | 0 | 0 | 0 | 0 | 0 | 0 | 0 | 0 | 0 | 0 | 0 | 0 | 0 | 0 | 0 | 0 | 0 | 0 | 0 | 0 | 0 | 0 | 0 | 0 | 0 | 0
F5_Commercial_Lodging_New_Space Heating_Natural Gas_Furnace_E10 | F5 | Commercial | Lodging | New | Space Heating | Natural Gas | Furnace | E10 | RIM BC Ratio | 0 | 0 | 0 | 0 | 0 | 0 | 0 | 0 | 0 | 0 | 0 | 0 | 0 | 0 | 0 | 0 | 0 | 0 | 0 | 0 | 0 | 0 | 0 | 0 | 0 | 0 | 0 | 0 | 0 | 0 | 0 | 0 | 0
F0_Commercial_Lodging_New_Space Heating_Natural Gas_Boiler_E0 | F0 | Commercial | Lodging | New | Space Heating | Natural Gas | Boiler | E0 | Economic Unit | Convert to NG Air Source Heat Pump | Convert to NG Air Source Heat Pump | Convert to NG Air Source Heat Pump | Convert to NG Air Source Heat Pump | Convert to NG Air Source Heat Pump | Convert to NG Air Source Heat Pump | Convert to NG Air Source Heat Pump | Convert to NG Air Source Heat Pump | Convert to NG Air Source Heat Pump | Convert to NG Air Source Heat Pump | Convert to NG Air Source Heat Pump | Convert to NG Air Source Heat Pump | Convert to NG Air Source Heat Pump | Convert to NG Air Source Heat Pump | Convert to NG Air Source Heat Pump | Convert to NG Air Source Heat Pump | Convert to NG Air Source Heat Pump | Convert to NG Air Source Heat Pump | Convert to NG Air Source Heat Pump | Convert to NG Air Source Heat Pump | Convert to NG Air Source Heat Pump | Convert to NG Air Source Heat Pump | Convert to NG Air Source Heat Pump | Convert to NG Air Source Heat Pump | Convert to NG Air Source Heat Pump | Convert to NG Air Source Heat Pump | Convert to NG Air Source Heat Pump | Convert to NG Air Source Heat Pump | Convert to NG Air Source Heat Pump | Convert to NG Air Source Heat Pump | Convert to NG Air Source Heat Pump | Convert to NG Air Source Heat Pump | Convert to NG Air Source Heat Pump
F1_Commercial_Lodging_New_Space Heating_Natural Gas_Boiler_E1 | F1 | Commercial | Lodging | New | Space Heating | Natural Gas | Boiler | E1 | CCE | 0 | 0 | 0 | 0 | 0 | 0 | 0 | 0 | 0 | 0 | 0 | 0 | 0 | 0 | 0 | 0 | 0 | 0 | 0 | 0 | 0 | 0 | 0 | 0 | 0 | 0 | 0 | 0 | 0 | 0 | 0 | 0 | 0
F1_Commercial_Lodging_New_Space Heating_Natural Gas_Boiler_E2 | F1 | Commercial | Lodging | New | Space Heating | Natural Gas | Boiler | E2 | CCE | 0.33783 | 0.33783 | 0.33963 | 0.34145 | 0.34329 | 0.34514 | 0.34702 | 0.34891 | 0.35083 | 0.35277 | 0.35473 | 0.35671 | 0.35872 | 0.36074 | 0.3628 | 0.36487 | 0.36697 | 0.36909 | 0.37123 | 0.37341 | 0.3756 | 0.37782 | 0.38007 | 0.38235 | 0.38465 | 0.38697 | 0.38934 | 0.39172 | 0.39414 | 0.39658 | 0.39906 | 0.40157 | 0.40157
F1_Commercial_Lodging_New_Space Heating_Natural Gas_Boiler_E3 | F1 | Commercial | Lodging | New | Space Heating | Natural Gas | Boiler | E3 | CCE | 0.34112 | 0.34112 | 0.34293 | 0.34477 | 0.34662 | 0.3485 | 0.35039 | 0.35231 | 0.35424 | 0.3562 | 0.35818 | 0.36018 | 0.36221 | 0.36425 | 0.36632 | 0.36842 | 0.37054 | 0.37267 | 0.37484 | 0.37704 | 0.37925 | 0.38149 | 0.38377 | 0.38606 | 0.38839 | 0.39074 | 0.39312 | 0.39553 | 0.39797 | 0.40044 | 0.40295 | 0.40548 | 0.40548
F1_Commercial_Lodging_New_Space Heating_Natural Gas_Boiler_E4 | F1 | Commercial | Lodging | New | Space Heating | Natural Gas | Boiler | E4 | CCE | 1.7322 | 1.7322 | 1.7415 | 1.7508 | 1.7602 | 1.7697 | 1.7793 | 1.7891 | 1.7989 | 1.8088 | 1.8189 | 1.8291 | 1.8393 | 1.8497 | 1.8602 | 1.8709 | 1.8816 | 1.8925 | 1.9035 | 1.9146 | 1.9259 | 1.9373 | 1.9488 | 1.9605 | 1.9723 | 1.9842 | 1.9963 | 2.0086 | 2.021 | 2.0335 | 2.0462 | 2.0591 | 2.0591
F1_Commercial_Lodging_New_Space Heating_Natural Gas_Boiler_E5 | F1 | Commercial | Lodging | New | Space Heating | Natural Gas | Boiler | E5 | CCE | 0 | 0 | 0 | 0 | 0 | 0 | 0 | 0 | 0 | 0 | 0 | 0 | 0 | 0 | 0 | 0 | 0 | 0 | 0 | 0 | 0 | 0 | 0 | 0 | 0 | 0 | 0 | 0 | 0 | 0 | 0 | 0 | 0
F1_Commercial_Lodging_New_Space Heating_Natural Gas_Boiler_E6 | F1 | Commercial | Lodging | New | Space Heating | Natural Gas | Boiler | E6 | CCE | 0 | 0 | 0 | 0 | 0 | 0 | 0 | 0 | 0 | 0 | 0 | 0 | 0 | 0 | 0 | 0 | 0 | 0 | 0 | 0 | 0 | 0 | 0 | 0 | 0 | 0 | 0 | 0 | 0 | 0 | 0 | 0 | 0
F1_Commercial_Lodging_New_Space Heating_Natural Gas_Boiler_E7 | F1 | Commercial | Lodging | New | Space Heating | Natural Gas | Boiler | E7 | CCE | 0 | 0 | 0 | 0 | 0 | 0 | 0 | 0 | 0 | 0 | 0 | 0 | 0 | 0 | 0 | 0 | 0 | 0 | 0 | 0 | 0 | 0 | 0 | 0 | 0 | 0 | 0 | 0 | 0 | 0 | 0 | 0 | 0
F1_Commercial_Lodging_New_Space Heating_Natural Gas_Boiler_E8 | F1 | Commercial | Lodging | New | Space Heating | Natural Gas | Boiler | E8 | CCE | 0 | 0 | 0 | 0 | 0 | 0 | 0 | 0 | 0 | 0 | 0 | 0 | 0 | 0 | 0 | 0 | 0 | 0 | 0 | 0 | 0 | 0 | 0 | 0 | 0 | 0 | 0 | 0 | 0 | 0 | 0 | 0 | 0
F1_Commercial_Lodging_New_Space Heating_Natural Gas_Boiler_E9 | F1 | Commercial | Lodging | New | Space Heating | Natural Gas | Boiler | E9 | CCE | 0 | 0 | 0 | 0 | 0 | 0 | 0 | 0 | 0 | 0 | 0 | 0 | 0 | 0 | 0 | 0 | 0 | 0 | 0 | 0 | 0 | 0 | 0 | 0 | 0 | 0 | 0 | 0 | 0 | 0 | 0 | 0 | 0
F1_Commercial_Lodging_New_Space Heating_Natural Gas_Boiler_E10 | F1 | Commercial | Lodging | New | Space Heating | Natural Gas | Boiler | E10 | CCE | 0 | 0 | 0 | 0 | 0 | 0 | 0 | 0 | 0 | 0 | 0 | 0 | 0 | 0 | 0 | 0 | 0 | 0 | 0 | 0 | 0 | 0 | 0 | 0 | 0 | 0 | 0 | 0 | 0 | 0 | 0 | 0 | 0
F2_Commercial_Lodging_New_Space Heating_Natural Gas_Boiler_E1 | F2 | Commercial | Lodging | New | Space Heating | Natural Gas | Boiler | E1 | TRC BC Ratio | bar: 2019 to 2051
F2_Commercial_Lodging_New_Space Heating_Natural Gas_Boiler_E2 | F2 | Commercial | Lodging | New | Space Heating | Natural Gas | Boiler | E2 | TRC BC Ratio | 5.3223 | 5.3274 | 5.333 | 5.341 | 5.352 | 5.3683 | 5.3798 | 5.3885 | 5.398 | 5.4067 | 5.4126 | 5.4163 | 5.4196 | 5.4227 | 5.4267 | 5.4283 | 5.4311 | 5.4364 | 5.4421 | 5.4487 | 5.4564 | 5.4629 | 5.468 | 5.4718 | 5.4744 | 5.4751 | 5.4738 | 5.471 | 5.4688 | 5.4677 | 5.4685 | 5.4688 | 5.4688
F2_Commercial_Lodging_New_Space Heating_Natural Gas_Boiler_E3 | F2 | Commercial | Lodging | New | Space Heating | Natural Gas | Boiler | E3 | TRC BC Ratio | 5.2711 | 5.2761 | 5.2816 | 5.2895 | 5.3004 | 5.3166 | 5.328 | 5.3366 | 5.346 | 5.3546 | 5.3605 | 5.3641 | 5.3674 | 5.3705 | 5.3744 | 5.376 | 5.3788 | 5.3841 | 5.3897 | 5.3962 | 5.4039 | 5.4103 | 5.4153 | 5.4191 | 5.4217 | 5.4224 | 5.4211 | 5.4183 | 5.4161 | 5.415 | 5.4158 | 5.4161 | 5.4161
F2_Commercial_Lodging_New_Space Heating_Natural Gas_Boiler_E4 | F2 | Commercial | Lodging | New | Space Heating | Natural Gas | Boiler | E4 | TRC BC Ratio | 1.0564 | 1.0575 | 1.0588 | 1.0604 | 1.0623 | 1.0647 | 1.0666 | 1.0683 | 1.0698 | 1.0711 | 1.072 | 1.0726 | 1.0731 | 1.0734 | 1.0736 | 1.0736 | 1.0737 | 1.074 | 1.0744 | 1.075 | 1.0756 | 1.0761 | 1.0765 | 1.0769 | 1.0771 | 1.0771 | 1.077 | 1.0768 | 1.0766 | 1.0765 | 1.0766 | 1.0766 | 1.0766
F2_Commercial_Lodging_New_Space Heating_Natural Gas_Boiler_E5 | F2 | Commercial | Lodging | New | Space Heating | Natural Gas | Boiler | E5 | TRC BC Ratio | 0 | 0 | 0 | 0 | 0 | 0 | 0 | 0 | 0 | 0 | 0 | 0 | 0 | 0 | 0 | 0 | 0 | 0 | 0 | 0 | 0 | 0 | 0 | 0 | 0 | 0 | 0 | 0 | 0 | 0 | 0 | 0 | 0
F2_Commercial_Lodging_New_Space Heating_Natural Gas_Boiler_E6 | F2 | Commercial | Lodging | New | Space Heating | Natural Gas | Boiler | E6 | TRC BC Ratio | 0 | 0 | 0 | 0 | 0 | 0 | 0 | 0 | 0 | 0 | 0 | 0 | 0 | 0 | 0 | 0 | 0 | 0 | 0 | 0 | 0 | 0 | 0 | 0 | 0 | 0 | 0 | 0 | 0 | 0 | 0 | 0 | 0
F2_Commercial_Lodging_New_Space Heating_Natural Gas_Boiler_E7 | F2 | Commercial | Lodging | New | Space Heating | Natural Gas | Boiler | E7 | TRC BC Ratio | 0 | 0 | 0 | 0 | 0 | 0 | 0 | 0 | 0 | 0 | 0 | 0 | 0 | 0 | 0 | 0 | 0 | 0 | 0 | 0 | 0 | 0 | 0 | 0 | 0 | 0 | 0 | 0 | 0 | 0 | 0 | 0 | 0
F2_Commercial_Lodging_New_Space Heating_Natural Gas_Boiler_E8 | F2 | Commercial | Lodging | New | Space Heating | Natural Gas | Boiler | E8 | TRC BC Ratio | 0 | 0 | 0 | 0 | 0 | 0 | 0 | 0 | 0 | 0 | 0 | 0 | 0 | 0 | 0 | 0 | 0 | 0 | 0 | 0 | 0 | 0 | 0 | 0 | 0 | 0 | 0 | 0 | 0 | 0 | 0 | 0 | 0
F2_Commercial_Lodging_New_Space Heating_Natural Gas_Boiler_E9 | F2 | Commercial | Lodging | New | Space Heating | Natural Gas | Boiler | E9 | TRC BC Ratio | 0 | 0 | 0 | 0 | 0 | 0 | 0 | 0 | 0 | 0 | 0 | 0 | 0 | 0 | 0 | 0 | 0 | 0 | 0 | 0 | 0 | 0 | 0 | 0 | 0 | 0 | 0 | 0 | 0 | 0 | 0 | 0 | 0
F2_Commercial_Lodging_New_Space Heating_Natural Gas_Boiler_E10 | F2 | Commercial | Lodging | New | Space Heating | Natural Gas | Boiler | E10 | TRC BC Ratio | 0 | 0 | 0 | 0 | 0 | 0 | 0 | 0 | 0 | 0 | 0 | 0 | 0 | 0 | 0 | 0 | 0 | 0 | 0 | 0 | 0 | 0 | 0 | 0 | 0 | 0 | 0 | 0 | 0 | 0 | 0 | 0 | 0
F3_Commercial_Lodging_New_Space Heating_Natural Gas_Boiler_E1 | F3 | Commercial | Lodging | New | Space Heating | Natural Gas | Boiler | E1 | PACT BC Ratio | bar: 2019 to 2051
F3_Commercial_Lodging_New_Space Heating_Natural Gas_Boiler_E2 | F3 | Commercial | Lodging | New | Space Heating | Natural Gas | Boiler | E2 | PACT BC Ratio | 7.0964 | 7.1032 | 7.1106 | 7.1213 | 7.136 | 7.1578 | 7.173 | 7.1847 | 7.1974 | 7.2089 | 7.2168 | 7.2217 | 7.2262 | 7.2303 | 7.2356 | 7.2377 | 7.2415 | 7.2486 | 7.2561 | 7.2649 | 7.2752 | 7.2839 | 7.2907 | 7.2958 | 7.2992 | 7.3002 | 7.2984 | 7.2946 | 7.2917 | 7.2903 | 7.2913 | 7.2917 | 7.2917
F3_Commercial_Lodging_New_Space Heating_Natural Gas_Boiler_E3 | F3 | Commercial | Lodging | New | Space Heating | Natural Gas | Boiler | E3 | PACT BC Ratio | 7.0281 | 7.0348 | 7.0422 | 7.0527 | 7.0673 | 7.0889 | 7.104 | 7.1155 | 7.128 | 7.1395 | 7.1473 | 7.1521 | 7.1566 | 7.1606 | 7.1659 | 7.168 | 7.1717 | 7.1788 | 7.1862 | 7.1949 | 7.2052 | 7.2137 | 7.2204 | 7.2255 | 7.2289 | 7.2299 | 7.2281 | 7.2244 | 7.2215 | 7.22 | 7.2211 | 7.2215 | 7.2215
F3_Commercial_Lodging_New_Space Heating_Natural Gas_Boiler_E4 | F3 | Commercial | Lodging | New | Space Heating | Natural Gas | Boiler | E4 | PACT BC Ratio | 1.4085 | 1.41 | 1.4118 | 1.4139 | 1.4164 | 1.4196 | 1.4222 | 1.4243 | 1.4264 | 1.4281 | 1.4294 | 1.4302 | 1.4308 | 1.4311 | 1.4315 | 1.4315 | 1.4316 | 1.432 | 1.4326 | 1.4333 | 1.4341 | 1.4348 | 1.4354 | 1.4358 | 1.4361 | 1.4362 | 1.436 | 1.4357 | 1.4355 | 1.4354 | 1.4354 | 1.4355 | 1.4355
F3_Commercial_Lodging_New_Space Heating_Natural Gas_Boiler_E5 | F3 | Commercial | Lodging | New | Space Heating | Natural Gas | Boiler | E5 | PACT BC Ratio | 0 | 0 | 0 | 0 | 0 | 0 | 0 | 0 | 0 | 0 | 0 | 0 | 0 | 0 | 0 | 0 | 0 | 0 | 0 | 0 | 0 | 0 | 0 | 0 | 0 | 0 | 0 | 0 | 0 | 0 | 0 | 0 | 0
F3_Commercial_Lodging_New_Space Heating_Natural Gas_Boiler_E6 | F3 | Commercial | Lodging | New | Space Heating | Natural Gas | Boiler | E6 | PACT BC Ratio | 0 | 0 | 0 | 0 | 0 | 0 | 0 | 0 | 0 | 0 | 0 | 0 | 0 | 0 | 0 | 0 | 0 | 0 | 0 | 0 | 0 | 0 | 0 | 0 | 0 | 0 | 0 | 0 | 0 | 0 | 0 | 0 | 0
F3_Commercial_Lodging_New_Space Heating_Natural Gas_Boiler_E7 | F3 | Commercial | Lodging | New | Space Heating | Natural Gas | Boiler | E7 | PACT BC Ratio | 0 | 0 | 0 | 0 | 0 | 0 | 0 | 0 | 0 | 0 | 0 | 0 | 0 | 0 | 0 | 0 | 0 | 0 | 0 | 0 | 0 | 0 | 0 | 0 | 0 | 0 | 0 | 0 | 0 | 0 | 0 | 0 | 0
F3_Commercial_Lodging_New_Space Heating_Natural Gas_Boiler_E8 | F3 | Commercial | Lodging | New | Space Heating | Natural Gas | Boiler | E8 | PACT BC Ratio | 0 | 0 | 0 | 0 | 0 | 0 | 0 | 0 | 0 | 0 | 0 | 0 | 0 | 0 | 0 | 0 | 0 | 0 | 0 | 0 | 0 | 0 | 0 | 0 | 0 | 0 | 0 | 0 | 0 | 0 | 0 | 0 | 0
F3_Commercial_Lodging_New_Space Heating_Natural Gas_Boiler_E9 | F3 | Commercial | Lodging | New | Space Heating | Natural Gas | Boiler | E9 | PACT BC Ratio | 0 | 0 | 0 | 0 | 0 | 0 | 0 | 0 | 0 | 0 | 0 | 0 | 0 | 0 | 0 | 0 | 0 | 0 | 0 | 0 | 0 | 0 | 0 | 0 | 0 | 0 | 0 | 0 | 0 | 0 | 0 | 0 | 0
F3_Commercial_Lodging_New_Space Heating_Natural Gas_Boiler_E10 | F3 | Commercial | Lodging | New | Space Heating | Natural Gas | Boiler | E10 | PACT BC Ratio | 0 | 0 | 0 | 0 | 0 | 0 | 0 | 0 | 0 | 0 | 0 | 0 | 0 | 0 | 0 | 0 | 0 | 0 | 0 | 0 | 0 | 0 | 0 | 0 | 0 | 0 | 0 | 0 | 0 | 0 | 0 | 0 | 0
F4_Commercial_Lodging_New_Space Heating_Natural Gas_Boiler_E1 | F4 | Commercial | Lodging | New | Space Heating | Natural Gas | Boiler | E1 | RVT BC Ratio | bar: 2019 to 2051
F4_Commercial_Lodging_New_Space Heating_Natural Gas_Boiler_E2 | F4 | Commercial | Lodging | New | Space Heating | Natural Gas | Boiler | E2 | RVT BC Ratio | 8.3518 | 8.3591 | 8.3671 | 8.3786 | 8.3944 | 8.4179 | 8.4344 | 8.447 | 8.4606 | 8.4731 | 8.4816 | 8.4868 | 8.4917 | 8.4961 | 8.5018 | 8.5041 | 8.5082 | 8.5159 | 8.524 | 8.5334 | 8.5446 | 8.5539 | 8.5612 | 8.5667 | 8.5704 | 8.5715 | 8.5695 | 8.5655 | 8.5623 | 8.5608 | 8.5619 | 8.5623 | 8.5623
F4_Commercial_Lodging_New_Space Heating_Natural Gas_Boiler_E3 | F4 | Commercial | Lodging | New | Space Heating | Natural Gas | Boiler | E3 | RVT BC Ratio | 8.2781 | 8.2853 | 8.2933 | 8.3047 | 8.3203 | 8.3436 | 8.3599 | 8.3724 | 8.3859 | 8.3982 | 8.4066 | 8.4118 | 8.4166 | 8.421 | 8.4267 | 8.429 | 8.433 | 8.4406 | 8.4486 | 8.458 | 8.469 | 8.4783 | 8.4855 | 8.491 | 8.4946 | 8.4957 | 8.4937 | 8.4897 | 8.4866 | 8.4851 | 8.4862 | 8.4866 | 8.4866
F4_Commercial_Lodging_New_Space Heating_Natural Gas_Boiler_E4 | F4 | Commercial | Lodging | New | Space Heating | Natural Gas | Boiler | E4 | RVT BC Ratio | 2.2187 | 2.2204 | 2.2222 | 2.2245 | 2.2273 | 2.2307 | 2.2335 | 2.2358 | 2.238 | 2.2399 | 2.2412 | 2.2421 | 2.2427 | 2.2431 | 2.2435 | 2.2435 | 2.2437 | 2.2441 | 2.2447 | 2.2454 | 2.2464 | 2.2471 | 2.2477 | 2.2482 | 2.2485 | 2.2486 | 2.2484 | 2.2481 | 2.2478 | 2.2477 | 2.2478 | 2.2478 | 2.2478
F4_Commercial_Lodging_New_Space Heating_Natural Gas_Boiler_E5 | F4 | Commercial | Lodging | New | Space Heating | Natural Gas | Boiler | E5 | RVT BC Ratio | 0 | 0 | 0 | 0 | 0 | 0 | 0 | 0 | 0 | 0 | 0 | 0 | 0 | 0 | 0 | 0 | 0 | 0 | 0 | 0 | 0 | 0 | 0 | 0 | 0 | 0 | 0 | 0 | 0 | 0 | 0 | 0 | 0
F4_Commercial_Lodging_New_Space Heating_Natural Gas_Boiler_E6 | F4 | Commercial | Lodging | New | Space Heating | Natural Gas | Boiler | E6 | RVT BC Ratio | 0 | 0 | 0 | 0 | 0 | 0 | 0 | 0 | 0 | 0 | 0 | 0 | 0 | 0 | 0 | 0 | 0 | 0 | 0 | 0 | 0 | 0 | 0 | 0 | 0 | 0 | 0 | 0 | 0 | 0 | 0 | 0 | 0
F4_Commercial_Lodging_New_Space Heating_Natural Gas_Boiler_E7 | F4 | Commercial | Lodging | New | Space Heating | Natural Gas | Boiler | E7 | RVT BC Ratio | 0 | 0 | 0 | 0 | 0 | 0 | 0 | 0 | 0 | 0 | 0 | 0 | 0 | 0 | 0 | 0 | 0 | 0 | 0 | 0 | 0 | 0 | 0 | 0 | 0 | 0 | 0 | 0 | 0 | 0 | 0 | 0 | 0
F4_Commercial_Lodging_New_Space Heating_Natural Gas_Boiler_E8 | F4 | Commercial | Lodging | New | Space Heating | Natural Gas | Boiler | E8 | RVT BC Ratio | 0 | 0 | 0 | 0 | 0 | 0 | 0 | 0 | 0 | 0 | 0 | 0 | 0 | 0 | 0 | 0 | 0 | 0 | 0 | 0 | 0 | 0 | 0 | 0 | 0 | 0 | 0 | 0 | 0 | 0 | 0 | 0 | 0
F4_Commercial_Lodging_New_Space Heating_Natural Gas_Boiler_E9 | F4 | Commercial | Lodging | New | Space Heating | Natural Gas | Boiler | E9 | RVT BC Ratio | 0 | 0 | 0 | 0 | 0 | 0 | 0 | 0 | 0 | 0 | 0 | 0 | 0 | 0 | 0 | 0 | 0 | 0 | 0 | 0 | 0 | 0 | 0 | 0 | 0 | 0 | 0 | 0 | 0 | 0 | 0 | 0 | 0
F4_Commercial_Lodging_New_Space Heating_Natural Gas_Boiler_E10 | F4 | Commercial | Lodging | New | Space Heating | Natural Gas | Boiler | E10 | RVT BC Ratio | 0 | 0 | 0 | 0 | 0 | 0 | 0 | 0 | 0 | 0 | 0 | 0 | 0 | 0 | 0 | 0 | 0 | 0 | 0 | 0 | 0 | 0 | 0 | 0 | 0 | 0 | 0 | 0 | 0 | 0 | 0 | 0 | 0
F5_Commercial_Lodging_New_Space Heating_Natural Gas_Boiler_E1 | F5 | Commercial | Lodging | New | Space Heating | Natural Gas | Boiler | E1 | RIM BC Ratio | bar: 2019 to 2051
F5_Commercial_Lodging_New_Space Heating_Natural Gas_Boiler_E2 | F5 | Commercial | Lodging | New | Space Heating | Natural Gas | Boiler | E2 | RIM BC Ratio | 0.74684 | 0.74691 | 0.74699 | 0.74711 | 0.74727 | 0.74751 | 0.74768 | 0.7478 | 0.74794 | 0.74806 | 0.74815 | 0.7482 | 0.74825 | 0.74829 | 0.74835 | 0.74837 | 0.74841 | 0.74849 | 0.74857 | 0.74866 | 0.74877 | 0.74886 | 0.74894 | 0.74899 | 0.74903 | 0.74904 | 0.74902 | 0.74898 | 0.74895 | 0.74893 | 0.74894 | 0.74895 | 0.74895
F5_Commercial_Lodging_New_Space Heating_Natural Gas_Boiler_E3 | F5 | Commercial | Lodging | New | Space Heating | Natural Gas | Boiler | E3 | RIM BC Ratio | 0.74607 | 0.74615 | 0.74623 | 0.74635 | 0.74651 | 0.74675 | 0.74692 | 0.74705 | 0.74719 | 0.74731 | 0.7474 | 0.74745 | 0.7475 | 0.74754 | 0.7476 | 0.74762 | 0.74766 | 0.74774 | 0.74782 | 0.74791 | 0.74802 | 0.74812 | 0.74819 | 0.74824 | 0.74828 | 0.74829 | 0.74827 | 0.74823 | 0.7482 | 0.74818 | 0.7482 | 0.7482 | 0.7482
F5_Commercial_Lodging_New_Space Heating_Natural Gas_Boiler_E4 | F5 | Commercial | Lodging | New | Space Heating | Natural Gas | Boiler | E4 | RIM BC Ratio | 0.5241 | 0.52431 | 0.52455 | 0.52484 | 0.52519 | 0.52562 | 0.52598 | 0.52628 | 0.52655 | 0.52679 | 0.52696 | 0.52707 | 0.52715 | 0.5272 | 0.52725 | 0.52725 | 0.52727 | 0.52732 | 0.52739 | 0.52749 | 0.52761 | 0.5277 | 0.52778 | 0.52783 | 0.52787 | 0.52788 | 0.52786 | 0.52782 | 0.52779 | 0.52777 | 0.52778 | 0.52779 | 0.52779
F5_Commercial_Lodging_New_Space Heating_Natural Gas_Boiler_E5 | F5 | Commercial | Lodging | New | Space Heating | Natural Gas | Boiler | E5 | RIM BC Ratio | 0 | 0 | 0 | 0 | 0 | 0 | 0 | 0 | 0 | 0 | 0 | 0 | 0 | 0 | 0 | 0 | 0 | 0 | 0 | 0 | 0 | 0 | 0 | 0 | 0 | 0 | 0 | 0 | 0 | 0 | 0 | 0 | 0
F5_Commercial_Lodging_New_Space Heating_Natural Gas_Boiler_E6 | F5 | Commercial | Lodging | New | Space Heating | Natural Gas | Boiler | E6 | RIM BC Ratio | 0 | 0 | 0 | 0 | 0 | 0 | 0 | 0 | 0 | 0 | 0 | 0 | 0 | 0 | 0 | 0 | 0 | 0 | 0 | 0 | 0 | 0 | 0 | 0 | 0 | 0 | 0 | 0 | 0 | 0 | 0 | 0 | 0
F5_Commercial_Lodging_New_Space Heating_Natural Gas_Boiler_E7 | F5 | Commercial | Lodging | New | Space Heating | Natural Gas | Boiler | E7 | RIM BC Ratio | 0 | 0 | 0 | 0 | 0 | 0 | 0 | 0 | 0 | 0 | 0 | 0 | 0 | 0 | 0 | 0 | 0 | 0 | 0 | 0 | 0 | 0 | 0 | 0 | 0 | 0 | 0 | 0 | 0 | 0 | 0 | 0 | 0
F5_Commercial_Lodging_New_Space Heating_Natural Gas_Boiler_E8 | F5 | Commercial | Lodging | New | Space Heating | Natural Gas | Boiler | E8 | RIM BC Ratio | 0 | 0 | 0 | 0 | 0 | 0 | 0 | 0 | 0 | 0 | 0 | 0 | 0 | 0 | 0 | 0 | 0 | 0 | 0 | 0 | 0 | 0 | 0 | 0 | 0 | 0 | 0 | 0 | 0 | 0 | 0 | 0 | 0
F5_Commercial_Lodging_New_Space Heating_Natural Gas_Boiler_E9 | F5 | Commercial | Lodging | New | Space Heating | Natural Gas | Boiler | E9 | RIM BC Ratio | 0 | 0 | 0 | 0 | 0 | 0 | 0 | 0 | 0 | 0 | 0 | 0 | 0 | 0 | 0 | 0 | 0 | 0 | 0 | 0 | 0 | 0 | 0 | 0 | 0 | 0 | 0 | 0 | 0 | 0 | 0 | 0 | 0
F5_Commercial_Lodging_New_Space Heating_Natural Gas_Boiler_E10 | F5 | Commercial | Lodging | New | Space Heating | Natural Gas | Boiler | E10 | RIM BC Ratio | 0 | 0 | 0 | 0 | 0 | 0 | 0 | 0 | 0 | 0 | 0 | 0 | 0 | 0 | 0 | 0 | 0 | 0 | 0 | 0 | 0 | 0 | 0 | 0 | 0 | 0 | 0 | 0 | 0 | 0 | 0 | 0 | 0
F0_Commercial_Lodging_New_Space Heating_Natural Gas_Unit Heater_E0 | F0 | Commercial | Lodging | New | Space Heating | Natural Gas | Unit Heater | E0 | Economic Unit | Infrared Radiant | Infrared Radiant | Infrared Radiant | Infrared Radiant | Infrared Radiant | Infrared Radiant | Infrared Radiant | Infrared Radiant | Infrared Radiant | Infrared Radiant | Infrared Radiant | Infrared Radiant | Infrared Radiant | Infrared Radiant | Infrared Radiant | Infrared Radiant | Infrared Radiant | Infrared Radiant | Infrared Radiant | Infrared Radiant | Infrared Radiant | Infrared Radiant | Infrared Radiant | Infrared Radiant | Infrared Radiant | Infrared Radiant | Infrared Radiant | Infrared Radiant | Infrared Radiant | Infrared Radiant | Infrared Radiant | Infrared Radiant | Infrared Radiant
F1_Commercial_Lodging_New_Space Heating_Natural Gas_Unit Heater_E1 | F1 | Commercial | Lodging | New | Space Heating | Natural Gas | Unit Heater | E1 | CCE | 0 | 0 | 0 | 0 | 0 | 0 | 0 | 0 | 0 | 0 | 0 | 0 | 0 | 0 | 0 | 0 | 0 | 0 | 0 | 0 | 0 | 0 | 0 | 0 | 0 | 0 | 0 | 0 | 0 | 0 | 0 | 0 | 0
F1_Commercial_Lodging_New_Space Heating_Natural Gas_Unit Heater_E2 | F1 | Commercial | Lodging | New | Space Heating | Natural Gas | Unit Heater | E2 | CCE | 1.2484 | 1.2484 | 1.255 | 1.2617 | 1.2685 | 1.2754 | 1.2823 | 1.2893 | 1.2964 | 1.3036 | 1.3108 | 1.3181 | 1.3256 | 1.333 | 1.3406 | 1.3483 | 1.356 | 1.3639 | 1.3718 | 1.3798 | 1.3879 | 1.3961 | 1.4045 | 1.4129 | 1.4214 | 1.43 | 1.4387 | 1.4475 | 1.4564 | 1.4655 | 1.4746 | 1.4839 | 1.4839
F1_Commercial_Lodging_New_Space Heating_Natural Gas_Unit Heater_E3 | F1 | Commercial | Lodging | New | Space Heating | Natural Gas | Unit Heater | E3 | CCE | 0.12436 | 0.12436 | 0.12503 | 0.12569 | 0.12637 | 0.12705 | 0.12775 | 0.12844 | 0.12915 | 0.12986 | 0.13058 | 0.13131 | 0.13205 | 0.1328 | 0.13355 | 0.13432 | 0.13509 | 0.13587 | 0.13666 | 0.13746 | 0.13827 | 0.13908 | 0.13991 | 0.14075 | 0.1416 | 0.14245 | 0.14332 | 0.1442 | 0.14509 | 0.14599 | 0.1469 | 0.14783 | 0.14783
F1_Commercial_Lodging_New_Space Heating_Natural Gas_Unit Heater_E4 | F1 | Commercial | Lodging | New | Space Heating | Natural Gas | Unit Heater | E4 | CCE | 0 | 0 | 0 | 0 | 0 | 0 | 0 | 0 | 0 | 0 | 0 | 0 | 0 | 0 | 0 | 0 | 0 | 0 | 0 | 0 | 0 | 0 | 0 | 0 | 0 | 0 | 0 | 0 | 0 | 0 | 0 | 0 | 0
F1_Commercial_Lodging_New_Space Heating_Natural Gas_Unit Heater_E5 | F1 | Commercial | Lodging | New | Space Heating | Natural Gas | Unit Heater | E5 | CCE | 0 | 0 | 0 | 0 | 0 | 0 | 0 | 0 | 0 | 0 | 0 | 0 | 0 | 0 | 0 | 0 | 0 | 0 | 0 | 0 | 0 | 0 | 0 | 0 | 0 | 0 | 0 | 0 | 0 | 0 | 0 | 0 | 0
F1_Commercial_Lodging_New_Space Heating_Natural Gas_Unit Heater_E6 | F1 | Commercial | Lodging | New | Space Heating | Natural Gas | Unit Heater | E6 | CCE | 0 | 0 | 0 | 0 | 0 | 0 | 0 | 0 | 0 | 0 | 0 | 0 | 0 | 0 | 0 | 0 | 0 | 0 | 0 | 0 | 0 | 0 | 0 | 0 | 0 | 0 | 0 | 0 | 0 | 0 | 0 | 0 | 0
F1_Commercial_Lodging_New_Space Heating_Natural Gas_Unit Heater_E7 | F1 | Commercial | Lodging | New | Space Heating | Natural Gas | Unit Heater | E7 | CCE | 0 | 0 | 0 | 0 | 0 | 0 | 0 | 0 | 0 | 0 | 0 | 0 | 0 | 0 | 0 | 0 | 0 | 0 | 0 | 0 | 0 | 0 | 0 | 0 | 0 | 0 | 0 | 0 | 0 | 0 | 0 | 0 | 0
F1_Commercial_Lodging_New_Space Heating_Natural Gas_Unit Heater_E8 | F1 | Commercial | Lodging | New | Space Heating | Natural Gas | Unit Heater | E8 | CCE | 0 | 0 | 0 | 0 | 0 | 0 | 0 | 0 | 0 | 0 | 0 | 0 | 0 | 0 | 0 | 0 | 0 | 0 | 0 | 0 | 0 | 0 | 0 | 0 | 0 | 0 | 0 | 0 | 0 | 0 | 0 | 0 | 0
F1_Commercial_Lodging_New_Space Heating_Natural Gas_Unit Heater_E9 | F1 | Commercial | Lodging | New | Space Heating | Natural Gas | Unit Heater | E9 | CCE | 0 | 0 | 0 | 0 | 0 | 0 | 0 | 0 | 0 | 0 | 0 | 0 | 0 | 0 | 0 | 0 | 0 | 0 | 0 | 0 | 0 | 0 | 0 | 0 | 0 | 0 | 0 | 0 | 0 | 0 | 0 | 0 | 0
F1_Commercial_Lodging_New_Space Heating_Natural Gas_Unit Heater_E10 | F1 | Commercial | Lodging | New | Space Heating | Natural Gas | Unit Heater | E10 | CCE | 0 | 0 | 0 | 0 | 0 | 0 | 0 | 0 | 0 | 0 | 0 | 0 | 0 | 0 | 0 | 0 | 0 | 0 | 0 | 0 | 0 | 0 | 0 | 0 | 0 | 0 | 0 | 0 | 0 | 0 | 0 | 0 | 0
F2_Commercial_Lodging_New_Space Heating_Natural Gas_Unit Heater_E1 | F2 | Commercial | Lodging | New | Space Heating | Natural Gas | Unit Heater | E1 | TRC BC Ratio | bar: 2019 to 2051
F2_Commercial_Lodging_New_Space Heating_Natural Gas_Unit Heater_E2 | F2 | Commercial | Lodging | New | Space Heating | Natural Gas | Unit Heater | E2 | TRC BC Ratio | 1.4316 | 1.4333 | 1.4351 | 1.4377 | 1.4415 | 1.4475 | 1.451 | 1.4531 | 1.4557 | 1.4579 | 1.4592 | 1.4598 | 1.4607 | 1.4619 | 1.4637 | 1.4647 | 1.4663 | 1.4689 | 1.4715 | 1.4743 | 1.4776 | 1.4804 | 1.4826 | 1.4843 | 1.4854 | 1.4857 | 1.4852 | 1.4839 | 1.483 | 1.4825 | 1.4828 | 1.483 | 1.483
F2_Commercial_Lodging_New_Space Heating_Natural Gas_Unit Heater_E3 | F2 | Commercial | Lodging | New | Space Heating | Natural Gas | Unit Heater | E3 | TRC BC Ratio | 14.4795 | 14.5162 | 14.5616 | 14.6219 | 14.6976 | 14.8103 | 14.8618 | 14.8723 | 14.8808 | 14.8782 | 14.8554 | 14.8297 | 14.8204 | 14.8293 | 14.8623 | 14.8883 | 14.9269 | 14.9846 | 15.0378 | 15.0922 | 15.1509 | 15.2019 | 15.2426 | 15.2734 | 15.2939 | 15.2998 | 15.2889 | 15.2664 | 15.2487 | 15.2402 | 15.2464 | 15.2488 | 15.2488
F2_Commercial_Lodging_New_Space Heating_Natural Gas_Unit Heater_E4 | F2 | Commercial | Lodging | New | Space Heating | Natural Gas | Unit Heater | E4 | TRC BC Ratio | 0 | 0 | 0 | 0 | 0 | 0 | 0 | 0 | 0 | 0 | 0 | 0 | 0 | 0 | 0 | 0 | 0 | 0 | 0 | 0 | 0 | 0 | 0 | 0 | 0 | 0 | 0 | 0 | 0 | 0 | 0 | 0 | 0
F2_Commercial_Lodging_New_Space Heating_Natural Gas_Unit Heater_E5 | F2 | Commercial | Lodging | New | Space Heating | Natural Gas | Unit Heater | E5 | TRC BC Ratio | 0 | 0 | 0 | 0 | 0 | 0 | 0 | 0 | 0 | 0 | 0 | 0 | 0 | 0 | 0 | 0 | 0 | 0 | 0 | 0 | 0 | 0 | 0 | 0 | 0 | 0 | 0 | 0 | 0 | 0 | 0 | 0 | 0
F2_Commercial_Lodging_New_Space Heating_Natural Gas_Unit Heater_E6 | F2 | Commercial | Lodging | New | Space Heating | Natural Gas | Unit Heater | E6 | TRC BC Ratio | 0 | 0 | 0 | 0 | 0 | 0 | 0 | 0 | 0 | 0 | 0 | 0 | 0 | 0 | 0 | 0 | 0 | 0 | 0 | 0 | 0 | 0 | 0 | 0 | 0 | 0 | 0 | 0 | 0 | 0 | 0 | 0 | 0
F2_Commercial_Lodging_New_Space Heating_Natural Gas_Unit Heater_E7 | F2 | Commercial | Lodging | New | Space Heating | Natural Gas | Unit Heater | E7 | TRC BC Ratio | 0 | 0 | 0 | 0 | 0 | 0 | 0 | 0 | 0 | 0 | 0 | 0 | 0 | 0 | 0 | 0 | 0 | 0 | 0 | 0 | 0 | 0 | 0 | 0 | 0 | 0 | 0 | 0 | 0 | 0 | 0 | 0 | 0
F2_Commercial_Lodging_New_Space Heating_Natural Gas_Unit Heater_E8 | F2 | Commercial | Lodging | New | Space Heating | Natural Gas | Unit Heater | E8 | TRC BC Ratio | 0 | 0 | 0 | 0 | 0 | 0 | 0 | 0 | 0 | 0 | 0 | 0 | 0 | 0 | 0 | 0 | 0 | 0 | 0 | 0 | 0 | 0 | 0 | 0 | 0 | 0 | 0 | 0 | 0 | 0 | 0 | 0 | 0
F2_Commercial_Lodging_New_Space Heating_Natural Gas_Unit Heater_E9 | F2 | Commercial | Lodging | New | Space Heating | Natural Gas | Unit Heater | E9 | TRC BC Ratio | 0 | 0 | 0 | 0 | 0 | 0 | 0 | 0 | 0 | 0 | 0 | 0 | 0 | 0 | 0 | 0 | 0 | 0 | 0 | 0 | 0 | 0 | 0 | 0 | 0 | 0 | 0 | 0 | 0 | 0 | 0 | 0 | 0
F2_Commercial_Lodging_New_Space Heating_Natural Gas_Unit Heater_E10 | F2 | Commercial | Lodging | New | Space Heating | Natural Gas | Unit Heater | E10 | TRC BC Ratio | 0 | 0 | 0 | 0 | 0 | 0 | 0 | 0 | 0 | 0 | 0 | 0 | 0 | 0 | 0 | 0 | 0 | 0 | 0 | 0 | 0 | 0 | 0 | 0 | 0 | 0 | 0 | 0 | 0 | 0 | 0 | 0 | 0
F3_Commercial_Lodging_New_Space Heating_Natural Gas_Unit Heater_E1 | F3 | Commercial | Lodging | New | Space Heating | Natural Gas | Unit Heater | E1 | PACT BC Ratio | bar: 2019 to 2051
F3_Commercial_Lodging_New_Space Heating_Natural Gas_Unit Heater_E2 | F3 | Commercial | Lodging | New | Space Heating | Natural Gas | Unit Heater | E2 | PACT BC Ratio | 1.9089 | 1.911 | 1.9134 | 1.917 | 1.922 | 1.93 | 1.9346 | 1.9375 | 1.9409 | 1.9439 | 1.9456 | 1.9464 | 1.9476 | 1.9492 | 1.9516 | 1.953 | 1.9551 | 1.9585 | 1.9619 | 1.9658 | 1.9702 | 1.9739 | 1.9769 | 1.9791 | 1.9806 | 1.981 | 1.9802 | 1.9786 | 1.9773 | 1.9767 | 1.9771 | 1.9773 | 1.9773
F3_Commercial_Lodging_New_Space Heating_Natural Gas_Unit Heater_E3 | F3 | Commercial | Lodging | New | Space Heating | Natural Gas | Unit Heater | E3 | PACT BC Ratio | 19.306 | 19.355 | 19.4154 | 19.4958 | 19.5967 | 19.747 | 19.8157 | 19.8297 | 19.8411 | 19.8377 | 19.8073 | 19.773 | 19.7606 | 19.7724 | 19.8164 | 19.851 | 19.9026 | 19.9794 | 20.0504 | 20.1229 | 20.2012 | 20.2691 | 20.3234 | 20.3645 | 20.3919 | 20.3998 | 20.3852 | 20.3553 | 20.3317 | 20.3202 | 20.3286 | 20.3318 | 20.3318
F3_Commercial_Lodging_New_Space Heating_Natural Gas_Unit Heater_E4 | F3 | Commercial | Lodging | New | Space Heating | Natural Gas | Unit Heater | E4 | PACT BC Ratio | 0 | 0 | 0 | 0 | 0 | 0 | 0 | 0 | 0 | 0 | 0 | 0 | 0 | 0 | 0 | 0 | 0 | 0 | 0 | 0 | 0 | 0 | 0 | 0 | 0 | 0 | 0 | 0 | 0 | 0 | 0 | 0 | 0
F3_Commercial_Lodging_New_Space Heating_Natural Gas_Unit Heater_E5 | F3 | Commercial | Lodging | New | Space Heating | Natural Gas | Unit Heater | E5 | PACT BC Ratio | 0 | 0 | 0 | 0 | 0 | 0 | 0 | 0 | 0 | 0 | 0 | 0 | 0 | 0 | 0 | 0 | 0 | 0 | 0 | 0 | 0 | 0 | 0 | 0 | 0 | 0 | 0 | 0 | 0 | 0 | 0 | 0 | 0
F3_Commercial_Lodging_New_Space Heating_Natural Gas_Unit Heater_E6 | F3 | Commercial | Lodging | New | Space Heating | Natural Gas | Unit Heater | E6 | PACT BC Ratio | 0 | 0 | 0 | 0 | 0 | 0 | 0 | 0 | 0 | 0 | 0 | 0 | 0 | 0 | 0 | 0 | 0 | 0 | 0 | 0 | 0 | 0 | 0 | 0 | 0 | 0 | 0 | 0 | 0 | 0 | 0 | 0 | 0
F3_Commercial_Lodging_New_Space Heating_Natural Gas_Unit Heater_E7 | F3 | Commercial | Lodging | New | Space Heating | Natural Gas | Unit Heater | E7 | PACT BC Ratio | 0 | 0 | 0 | 0 | 0 | 0 | 0 | 0 | 0 | 0 | 0 | 0 | 0 | 0 | 0 | 0 | 0 | 0 | 0 | 0 | 0 | 0 | 0 | 0 | 0 | 0 | 0 | 0 | 0 | 0 | 0 | 0 | 0
F3_Commercial_Lodging_New_Space Heating_Natural Gas_Unit Heater_E8 | F3 | Commercial | Lodging | New | Space Heating | Natural Gas | Unit Heater | E8 | PACT BC Ratio | 0 | 0 | 0 | 0 | 0 | 0 | 0 | 0 | 0 | 0 | 0 | 0 | 0 | 0 | 0 | 0 | 0 | 0 | 0 | 0 | 0 | 0 | 0 | 0 | 0 | 0 | 0 | 0 | 0 | 0 | 0 | 0 | 0
F3_Commercial_Lodging_New_Space Heating_Natural Gas_Unit Heater_E9 | F3 | Commercial | Lodging | New | Space Heating | Natural Gas | Unit Heater | E9 | PACT BC Ratio | 0 | 0 | 0 | 0 | 0 | 0 | 0 | 0 | 0 | 0 | 0 | 0 | 0 | 0 | 0 | 0 | 0 | 0 | 0 | 0 | 0 | 0 | 0 | 0 | 0 | 0 | 0 | 0 | 0 | 0 | 0 | 0 | 0
F3_Commercial_Lodging_New_Space Heating_Natural Gas_Unit Heater_E10 | F3 | Commercial | Lodging | New | Space Heating | Natural Gas | Unit Heater | E10 | PACT BC Ratio | 0 | 0 | 0 | 0 | 0 | 0 | 0 | 0 | 0 | 0 | 0 | 0 | 0 | 0 | 0 | 0 | 0 | 0 | 0 | 0 | 0 | 0 | 0 | 0 | 0 | 0 | 0 | 0 | 0 | 0 | 0 | 0 | 0
F4_Commercial_Lodging_New_Space Heating_Natural Gas_Unit Heater_E1 | F4 | Commercial | Lodging | New | Space Heating | Natural Gas | Unit Heater | E1 | RVT BC Ratio | bar: 2019 to 2051
F4_Commercial_Lodging_New_Space Heating_Natural Gas_Unit Heater_E2 | F4 | Commercial | Lodging | New | Space Heating | Natural Gas | Unit Heater | E2 | RVT BC Ratio | 2.7582 | 2.7606 | 2.7631 | 2.767 | 2.7724 | 2.781 | 2.786 | 2.7891 | 2.7928 | 2.796 | 2.7979 | 2.7988 | 2.8 | 2.8017 | 2.8044 | 2.8058 | 2.8081 | 2.8118 | 2.8155 | 2.8196 | 2.8244 | 2.8284 | 2.8316 | 2.834 | 2.8356 | 2.836 | 2.8352 | 2.8334 | 2.832 | 2.8314 | 2.8319 | 2.832 | 2.832
F4_Commercial_Lodging_New_Space Heating_Natural Gas_Unit Heater_E3 | F4 | Commercial | Lodging | New | Space Heating | Natural Gas | Unit Heater | E3 | RVT BC Ratio | 21.5169 | 21.5696 | 21.6348 | 21.7215 | 21.8304 | 21.9924 | 22.0664 | 22.0815 | 22.0938 | 22.0901 | 22.0573 | 22.0204 | 22.007 | 22.0198 | 22.0672 | 22.1045 | 22.1601 | 22.243 | 22.3196 | 22.3977 | 22.4821 | 22.5554 | 22.6139 | 22.6582 | 22.6877 | 22.6962 | 22.6806 | 22.6482 | 22.6228 | 22.6104 | 22.6194 | 22.6229 | 22.6229
F4_Commercial_Lodging_New_Space Heating_Natural Gas_Unit Heater_E4 | F4 | Commercial | Lodging | New | Space Heating | Natural Gas | Unit Heater | E4 | RVT BC Ratio | 0 | 0 | 0 | 0 | 0 | 0 | 0 | 0 | 0 | 0 | 0 | 0 | 0 | 0 | 0 | 0 | 0 | 0 | 0 | 0 | 0 | 0 | 0 | 0 | 0 | 0 | 0 | 0 | 0 | 0 | 0 | 0 | 0
F4_Commercial_Lodging_New_Space Heating_Natural Gas_Unit Heater_E5 | F4 | Commercial | Lodging | New | Space Heating | Natural Gas | Unit Heater | E5 | RVT BC Ratio | 0 | 0 | 0 | 0 | 0 | 0 | 0 | 0 | 0 | 0 | 0 | 0 | 0 | 0 | 0 | 0 | 0 | 0 | 0 | 0 | 0 | 0 | 0 | 0 | 0 | 0 | 0 | 0 | 0 | 0 | 0 | 0 | 0
F4_Commercial_Lodging_New_Space Heating_Natural Gas_Unit Heater_E6 | F4 | Commercial | Lodging | New | Space Heating | Natural Gas | Unit Heater | E6 | RVT BC Ratio | 0 | 0 | 0 | 0 | 0 | 0 | 0 | 0 | 0 | 0 | 0 | 0 | 0 | 0 | 0 | 0 | 0 | 0 | 0 | 0 | 0 | 0 | 0 | 0 | 0 | 0 | 0 | 0 | 0 | 0 | 0 | 0 | 0
F4_Commercial_Lodging_New_Space Heating_Natural Gas_Unit Heater_E7 | F4 | Commercial | Lodging | New | Space Heating | Natural Gas | Unit Heater | E7 | RVT BC Ratio | 0 | 0 | 0 | 0 | 0 | 0 | 0 | 0 | 0 | 0 | 0 | 0 | 0 | 0 | 0 | 0 | 0 | 0 | 0 | 0 | 0 | 0 | 0 | 0 | 0 | 0 | 0 | 0 | 0 | 0 | 0 | 0 | 0
F4_Commercial_Lodging_New_Space Heating_Natural Gas_Unit Heater_E8 | F4 | Commercial | Lodging | New | Space Heating | Natural Gas | Unit Heater | E8 | RVT BC Ratio | 0 | 0 | 0 | 0 | 0 | 0 | 0 | 0 | 0 | 0 | 0 | 0 | 0 | 0 | 0 | 0 | 0 | 0 | 0 | 0 | 0 | 0 | 0 | 0 | 0 | 0 | 0 | 0 | 0 | 0 | 0 | 0 | 0
F4_Commercial_Lodging_New_Space Heating_Natural Gas_Unit Heater_E9 | F4 | Commercial | Lodging | New | Space Heating | Natural Gas | Unit Heater | E9 | RVT BC Ratio | 0 | 0 | 0 | 0 | 0 | 0 | 0 | 0 | 0 | 0 | 0 | 0 | 0 | 0 | 0 | 0 | 0 | 0 | 0 | 0 | 0 | 0 | 0 | 0 | 0 | 0 | 0 | 0 | 0 | 0 | 0 | 0 | 0
F4_Commercial_Lodging_New_Space Heating_Natural Gas_Unit Heater_E10 | F4 | Commercial | Lodging | New | Space Heating | Natural Gas | Unit Heater | E10 | RVT BC Ratio | 0 | 0 | 0 | 0 | 0 | 0 | 0 | 0 | 0 | 0 | 0 | 0 | 0 | 0 | 0 | 0 | 0 | 0 | 0 | 0 | 0 | 0 | 0 | 0 | 0 | 0 | 0 | 0 | 0 | 0 | 0 | 0 | 0
F5_Commercial_Lodging_New_Space Heating_Natural Gas_Unit Heater_E1 | F5 | Commercial | Lodging | New | Space Heating | Natural Gas | Unit Heater | E1 | RIM BC Ratio | bar: 2019 to 2051
F5_Commercial_Lodging_New_Space Heating_Natural Gas_Unit Heater_E2 | F5 | Commercial | Lodging | New | Space Heating | Natural Gas | Unit Heater | E2 | RIM BC Ratio | 0.58074 | 0.58094 | 0.58116 | 0.58149 | 0.58195 | 0.58268 | 0.58311 | 0.58337 | 0.58367 | 0.58394 | 0.5841 | 0.58417 | 0.58428 | 0.58442 | 0.58464 | 0.58476 | 0.58495 | 0.58526 | 0.58556 | 0.5859 | 0.58629 | 0.58662 | 0.58688 | 0.58708 | 0.58721 | 0.58725 | 0.58718 | 0.58703 | 0.58692 | 0.58687 | 0.58691 | 0.58692 | 0.58692
F5_Commercial_Lodging_New_Space Heating_Natural Gas_Unit Heater_E3 | F5 | Commercial | Lodging | New | Space Heating | Natural Gas | Unit Heater | E3 | RIM BC Ratio | 0.80009 | 0.80017 | 0.80027 | 0.80041 | 0.80058 | 0.80083 | 0.80094 | 0.80096 | 0.80098 | 0.80098 | 0.80093 | 0.80087 | 0.80085 | 0.80087 | 0.80094 | 0.801 | 0.80108 | 0.80121 | 0.80132 | 0.80144 | 0.80156 | 0.80167 | 0.80175 | 0.80182 | 0.80186 | 0.80187 | 0.80185 | 0.8018 | 0.80176 | 0.80175 | 0.80176 | 0.80176 | 0.80176
F5_Commercial_Lodging_New_Space Heating_Natural Gas_Unit Heater_E4 | F5 | Commercial | Lodging | New | Space Heating | Natural Gas | Unit Heater | E4 | RIM BC Ratio | 0 | 0 | 0 | 0 | 0 | 0 | 0 | 0 | 0 | 0 | 0 | 0 | 0 | 0 | 0 | 0 | 0 | 0 | 0 | 0 | 0 | 0 | 0 | 0 | 0 | 0 | 0 | 0 | 0 | 0 | 0 | 0 | 0
F5_Commercial_Lodging_New_Space Heating_Natural Gas_Unit Heater_E5 | F5 | Commercial | Lodging | New | Space Heating | Natural Gas | Unit Heater | E5 | RIM BC Ratio | 0 | 0 | 0 | 0 | 0 | 0 | 0 | 0 | 0 | 0 | 0 | 0 | 0 | 0 | 0 | 0 | 0 | 0 | 0 | 0 | 0 | 0 | 0 | 0 | 0 | 0 | 0 | 0 | 0 | 0 | 0 | 0 | 0
F5_Commercial_Lodging_New_Space Heating_Natural Gas_Unit Heater_E6 | F5 | Commercial | Lodging | New | Space Heating | Natural Gas | Unit Heater | E6 | RIM BC Ratio | 0 | 0 | 0 | 0 | 0 | 0 | 0 | 0 | 0 | 0 | 0 | 0 | 0 | 0 | 0 | 0 | 0 | 0 | 0 | 0 | 0 | 0 | 0 | 0 | 0 | 0 | 0 | 0 | 0 | 0 | 0 | 0 | 0
F5_Commercial_Lodging_New_Space Heating_Natural Gas_Unit Heater_E7 | F5 | Commercial | Lodging | New | Space Heating | Natural Gas | Unit Heater | E7 | RIM BC Ratio | 0 | 0 | 0 | 0 | 0 | 0 | 0 | 0 | 0 | 0 | 0 | 0 | 0 | 0 | 0 | 0 | 0 | 0 | 0 | 0 | 0 | 0 | 0 | 0 | 0 | 0 | 0 | 0 | 0 | 0 | 0 | 0 | 0
F5_Commercial_Lodging_New_Space Heating_Natural Gas_Unit Heater_E8 | F5 | Commercial | Lodging | New | Space Heating | Natural Gas | Unit Heater | E8 | RIM BC Ratio | 0 | 0 | 0 | 0 | 0 | 0 | 0 | 0 | 0 | 0 | 0 | 0 | 0 | 0 | 0 | 0 | 0 | 0 | 0 | 0 | 0 | 0 | 0 | 0 | 0 | 0 | 0 | 0 | 0 | 0 | 0 | 0 | 0
F5_Commercial_Lodging_New_Space Heating_Natural Gas_Unit Heater_E9 | F5 | Commercial | Lodging | New | Space Heating | Natural Gas | Unit Heater | E9 | RIM BC Ratio | 0 | 0 | 0 | 0 | 0 | 0 | 0 | 0 | 0 | 0 | 0 | 0 | 0 | 0 | 0 | 0 | 0 | 0 | 0 | 0 | 0 | 0 | 0 | 0 | 0 | 0 | 0 | 0 | 0 | 0 | 0 | 0 | 0
F5_Commercial_Lodging_New_Space Heating_Natural Gas_Unit Heater_E10 | F5 | Commercial | Lodging | New | Space Heating | Natural Gas | Unit Heater | E10 | RIM BC Ratio | 0 | 0 | 0 | 0 | 0 | 0 | 0 | 0 | 0 | 0 | 0 | 0 | 0 | 0 | 0 | 0 | 0 | 0 | 0 | 0 | 0 | 0 | 0 | 0 | 0 | 0 | 0 | 0 | 0 | 0 | 0 | 0 | 0
F0_Commercial_Lodging_New_Water Heating_Natural Gas_Water Heater_E0 | F0 | Commercial | Lodging | New | Water Heating | Natural Gas | Water Heater | E0 | Economic Unit | Gas-Fired Absorption HPWH | Gas-Fired Absorption HPWH | Gas-Fired Absorption HPWH | Gas-Fired Absorption HPWH | Gas-Fired Absorption HPWH | Gas-Fired Absorption HPWH | Gas-Fired Absorption HPWH | Gas-Fired Absorption HPWH | Gas-Fired Absorption HPWH | Gas-Fired Absorption HPWH | Gas-Fired Absorption HPWH | Gas-Fired Absorption HPWH | Gas-Fired Absorption HPWH | Gas-Fired Absorption HPWH | Gas-Fired Absorption HPWH | Gas-Fired Absorption HPWH | Gas-Fired Absorption HPWH | Gas-Fired Absorption HPWH | Gas-Fired Absorption HPWH | Gas-Fired Absorption HPWH | Gas-Fired Absorption HPWH | Gas-Fired Absorption HPWH | Gas-Fired Absorption HPWH | Gas-Fired Absorption HPWH | Gas-Fired Absorption HPWH | Gas-Fired Absorption HPWH | Gas-Fired Absorption HPWH | Gas-Fired Absorption HPWH | Gas-Fired Absorption HPWH | Gas-Fired Absorption HPWH | Gas-Fired Absorption HPWH | Gas-Fired Absorption HPWH | Gas-Fired Absorption HPWH
F1_Commercial_Lodging_New_Water Heating_Natural Gas_Water Heater_E1 | F1 | Commercial | Lodging | New | Water Heating | Natural Gas | Water Heater | E1 | CCE | 0 | 0 | 0 | 0 | 0 | 0 | 0 | 0 | 0 | 0 | 0 | 0 | 0 | 0 | 0 | 0 | 0 | 0 | 0 | 0 | 0 | 0 | 0 | 0 | 0 | 0 | 0 | 0 | 0 | 0 | 0 | 0 | 0
F1_Commercial_Lodging_New_Water Heating_Natural Gas_Water Heater_E2 | F1 | Commercial | Lodging | New | Water Heating | Natural Gas | Water Heater | E2 | CCE | -0.0048538 | -0.0048538 | -0.0048538 | -0.0048538 | -0.0048538 | -0.0048538 | -0.0048538 | -0.0048538 | -0.0048538 | -0.0048538 | -0.0048538 | -0.0048538 | -0.0048538 | -0.0048538 | -0.0048538 | -0.0048538 | -0.0048538 | -0.0048538 | -0.0048538 | -0.0048538 | -0.0048538 | -0.0048538 | -0.0048538 | -0.0048538 | -0.0048538 | -0.0048538 | -0.0048538 | -0.0048538 | -0.0048538 | -0.0048538 | -0.0048538 | -0.0048538 | -0.0048538
F1_Commercial_Lodging_New_Water Heating_Natural Gas_Water Heater_E3 | F1 | Commercial | Lodging | New | Water Heating | Natural Gas | Water Heater | E3 | CCE | 0.042302 | 0.042302 | 0.042302 | 0.042302 | 0.042302 | 0.042302 | 0.042302 | 0.042302 | 0.042302 | 0.042302 | 0.042302 | 0.042302 | 0.042302 | 0.042302 | 0.042302 | 0.042302 | 0.042302 | 0.042302 | 0.042302 | 0.042302 | 0.042302 | 0.042302 | 0.042302 | 0.042302 | 0.042302 | 0.042302 | 0.042302 | 0.042302 | 0.042302 | 0.042302 | 0.042302 | 0.042302 | 0.042302
F1_Commercial_Lodging_New_Water Heating_Natural Gas_Water Heater_E4 | F1 | Commercial | Lodging | New | Water Heating | Natural Gas | Water Heater | E4 | CCE | 0.052043 | 0.052043 | 0.052043 | 0.052043 | 0.052043 | 0.052043 | 0.052043 | 0.052043 | 0.052043 | 0.052043 | 0.052043 | 0.052043 | 0.052043 | 0.052043 | 0.052043 | 0.052043 | 0.052043 | 0.052043 | 0.052043 | 0.052043 | 0.052043 | 0.052043 | 0.052043 | 0.052043 | 0.052043 | 0.052043 | 0.052043 | 0.052043 | 0.052043 | 0.052043 | 0.052043 | 0.052043 | 0.052043
F1_Commercial_Lodging_New_Water Heating_Natural Gas_Water Heater_E5 | F1 | Commercial | Lodging | New | Water Heating | Natural Gas | Water Heater | E5 | CCE | 0.077536 | 0.077536 | 0.077536 | 0.077536 | 0.077536 | 0.077536 | 0.077536 | 0.077536 | 0.077536 | 0.077536 | 0.077536 | 0.077536 | 0.077536 | 0.077536 | 0.077536 | 0.077536 | 0.077536 | 0.077536 | 0.077536 | 0.077536 | 0.077536 | 0.077536 | 0.077536 | 0.077536 | 0.077536 | 0.077536 | 0.077536 | 0.077536 | 0.077536 | 0.077536 | 0.077536 | 0.077536 | 0.077536
F1_Commercial_Lodging_New_Water Heating_Natural Gas_Water Heater_E6 | F1 | Commercial | Lodging | New | Water Heating | Natural Gas | Water Heater | E6 | CCE | -0.1394 | -0.1394 | -0.1394 | -0.1394 | -0.1394 | -0.1394 | -0.1394 | -0.1394 | -0.1394 | -0.1394 | -0.1394 | -0.1394 | -0.1394 | -0.1394 | -0.1394 | -0.1394 | -0.1394 | -0.1394 | -0.1394 | -0.1394 | -0.1394 | -0.1394 | -0.1394 | -0.1394 | -0.1394 | -0.1394 | -0.1394 | -0.1394 | -0.1394 | -0.1394 | -0.1394 | -0.1394 | -0.1394
F1_Commercial_Lodging_New_Water Heating_Natural Gas_Water Heater_E7 | F1 | Commercial | Lodging | New | Water Heating | Natural Gas | Water Heater | E7 | CCE | 0.12019 | 0.12019 | 0.12019 | 0.12019 | 0.12019 | 0.12019 | 0.12019 | 0.12019 | 0.12019 | 0.12019 | 0.12019 | 0.12019 | 0.12019 | 0.12019 | 0.12019 | 0.12019 | 0.12019 | 0.12019 | 0.12019 | 0.12019 | 0.12019 | 0.12019 | 0.12019 | 0.12019 | 0.12019 | 0.12019 | 0.12019 | 0.12019 | 0.12019 | 0.12019 | 0.12019 | 0.12019 | 0.12019
F1_Commercial_Lodging_New_Water Heating_Natural Gas_Water Heater_E8 | F1 | Commercial | Lodging | New | Water Heating | Natural Gas | Water Heater | E8 | CCE | 0 | 0 | 0 | 0 | 0 | 0 | 0 | 0 | 0 | 0 | 0 | 0 | 0 | 0 | 0 | 0 | 0 | 0 | 0 | 0 | 0 | 0 | 0 | 0 | 0 | 0 | 0 | 0 | 0 | 0 | 0 | 0 | 0
F1_Commercial_Lodging_New_Water Heating_Natural Gas_Water Heater_E9 | F1 | Commercial | Lodging | New | Water Heating | Natural Gas | Water Heater | E9 | CCE | 0 | 0 | 0 | 0 | 0 | 0 | 0 | 0 | 0 | 0 | 0 | 0 | 0 | 0 | 0 | 0 | 0 | 0 | 0 | 0 | 0 | 0 | 0 | 0 | 0 | 0 | 0 | 0 | 0 | 0 | 0 | 0 | 0
F1_Commercial_Lodging_New_Water Heating_Natural Gas_Water Heater_E10 | F1 | Commercial | Lodging | New | Water Heating | Natural Gas | Water Heater | E10 | CCE | 0 | 0 | 0 | 0 | 0 | 0 | 0 | 0 | 0 | 0 | 0 | 0 | 0 | 0 | 0 | 0 | 0 | 0 | 0 | 0 | 0 | 0 | 0 | 0 | 0 | 0 | 0 | 0 | 0 | 0 | 0 | 0 | 0
F2_Commercial_Lodging_New_Water Heating_Natural Gas_Water Heater_E1 | F2 | Commercial | Lodging | New | Water Heating | Natural Gas | Water Heater | E1 | TRC BC Ratio | bar: 2019 to 2051
F2_Commercial_Lodging_New_Water Heating_Natural Gas_Water Heater_E2 | F2 | Commercial | Lodging | New | Water Heating | Natural Gas | Water Heater | E2 | TRC BC Ratio | bar: 2019 to 2051
F2_Commercial_Lodging_New_Water Heating_Natural Gas_Water Heater_E3 | F2 | Commercial | Lodging | New | Water Heating | Natural Gas | Water Heater | E3 | TRC BC Ratio | 25.3965 | 25.6286 | 25.9048 | 26.2253 | 26.5991 | 27.0417 | 27.3995 | 27.7362 | 28.0687 | 28.4029 | 28.7081 | 28.9762 | 29.2457 | 29.5303 | 29.8587 | 30.1846 | 30.5439 | 30.9403 | 31.3602 | 31.7933 | 32.236 | 32.6514 | 33.0321 | 33.3791 | 33.6855 | 33.9463 | 34.1297 | 34.2646 | 34.3809 | 34.4798 | 34.5781 | 34.6224 | 34.6224
F2_Commercial_Lodging_New_Water Heating_Natural Gas_Water Heater_E4 | F2 | Commercial | Lodging | New | Water Heating | Natural Gas | Water Heater | E4 | TRC BC Ratio | 20.6427 | 20.8314 | 21.0558 | 21.3163 | 21.6202 | 21.98 | 22.2707 | 22.5444 | 22.8147 | 23.0864 | 23.3344 | 23.5523 | 23.7713 | 24.0027 | 24.2696 | 24.5345 | 24.8266 | 25.1488 | 25.4901 | 25.8421 | 26.2019 | 26.5396 | 26.849 | 27.131 | 27.3801 | 27.5921 | 27.7412 | 27.8508 | 27.9453 | 28.0258 | 28.1056 | 28.1416 | 28.1416
F2_Commercial_Lodging_New_Water Heating_Natural Gas_Water Heater_E5 | F2 | Commercial | Lodging | New | Water Heating | Natural Gas | Water Heater | E5 | TRC BC Ratio | 13.8556 | 13.9822 | 14.1329 | 14.3077 | 14.5117 | 14.7531 | 14.9483 | 15.132 | 15.3134 | 15.4958 | 15.6623 | 15.8085 | 15.9555 | 16.1108 | 16.29 | 16.4678 | 16.6638 | 16.8801 | 17.1092 | 17.3455 | 17.587 | 17.8136 | 18.0213 | 18.2106 | 18.3778 | 18.5201 | 18.6201 | 18.6937 | 18.7572 | 18.8112 | 18.8648 | 18.8889 | 18.8889
F2_Commercial_Lodging_New_Water Heating_Natural Gas_Water Heater_E6 | F2 | Commercial | Lodging | New | Water Heating | Natural Gas | Water Heater | E6 | TRC BC Ratio | bar: 2019 to 2051
F2_Commercial_Lodging_New_Water Heating_Natural Gas_Water Heater_E7 | F2 | Commercial | Lodging | New | Water Heating | Natural Gas | Water Heater | E7 | TRC BC Ratio | 8.5064 | 8.5659 | 8.6601 | 8.7896 | 8.9534 | 9.1528 | 9.3019 | 9.4342 | 9.551 | 9.6569 | 9.7361 | 9.7865 | 9.8353 | 9.8964 | 9.9921 | 10.0972 | 10.2287 | 10.3912 | 10.5762 | 10.7756 | 10.9875 | 11.1897 | 11.3807 | 11.565 | 11.7325 | 11.8751 | 11.9754 | 12.0492 | 12.1127 | 12.1668 | 12.2206 | 12.2448 | 12.2448
F2_Commercial_Lodging_New_Water Heating_Natural Gas_Water Heater_E8 | F2 | Commercial | Lodging | New | Water Heating | Natural Gas | Water Heater | E8 | TRC BC Ratio | 0 | 0 | 0 | 0 | 0 | 0 | 0 | 0 | 0 | 0 | 0 | 0 | 0 | 0 | 0 | 0 | 0 | 0 | 0 | 0 | 0 | 0 | 0 | 0 | 0 | 0 | 0 | 0 | 0 | 0 | 0 | 0 | 0
F2_Commercial_Lodging_New_Water Heating_Natural Gas_Water Heater_E9 | F2 | Commercial | Lodging | New | Water Heating | Natural Gas | Water Heater | E9 | TRC BC Ratio | 0 | 0 | 0 | 0 | 0 | 0 | 0 | 0 | 0 | 0 | 0 | 0 | 0 | 0 | 0 | 0 | 0 | 0 | 0 | 0 | 0 | 0 | 0 | 0 | 0 | 0 | 0 | 0 | 0 | 0 | 0 | 0 | 0
F2_Commercial_Lodging_New_Water Heating_Natural Gas_Water Heater_E10 | F2 | Commercial | Lodging | New | Water Heating | Natural Gas | Water Heater | E10 | TRC BC Ratio | 0 | 0 | 0 | 0 | 0 | 0 | 0 | 0 | 0 | 0 | 0 | 0 | 0 | 0 | 0 | 0 | 0 | 0 | 0 | 0 | 0 | 0 | 0 | 0 | 0 | 0 | 0 | 0 | 0 | 0 | 0 | 0 | 0
F3_Commercial_Lodging_New_Water Heating_Natural Gas_Water Heater_E1 | F3 | Commercial | Lodging | New | Water Heating | Natural Gas | Water Heater | E1 | PACT BC Ratio | bar: 2019 to 2051
F3_Commercial_Lodging_New_Water Heating_Natural Gas_Water Heater_E2 | F3 | Commercial | Lodging | New | Water Heating | Natural Gas | Water Heater | E2 | PACT BC Ratio | bar: 2019 to 2051
F3_Commercial_Lodging_New_Water Heating_Natural Gas_Water Heater_E3 | F3 | Commercial | Lodging | New | Water Heating | Natural Gas | Water Heater | E3 | PACT BC Ratio | 33.8621 | 34.1715 | 34.5397 | 34.967 | 35.4655 | 36.0556 | 36.5326 | 36.9816 | 37.425 | 37.8706 | 38.2775 | 38.6349 | 38.9942 | 39.3737 | 39.8116 | 40.2462 | 40.7253 | 41.2537 | 41.8136 | 42.3911 | 42.9813 | 43.5352 | 44.0428 | 44.5054 | 44.914 | 45.2618 | 45.5062 | 45.6861 | 45.8411 | 45.9731 | 46.1041 | 46.1632 | 46.1632
F3_Commercial_Lodging_New_Water Heating_Natural Gas_Water Heater_E4 | F3 | Commercial | Lodging | New | Water Heating | Natural Gas | Water Heater | E4 | PACT BC Ratio | 27.5236 | 27.7752 | 28.0744 | 28.4217 | 28.8269 | 29.3066 | 29.6943 | 30.0592 | 30.4196 | 30.7818 | 31.1126 | 31.403 | 31.6951 | 32.0036 | 32.3595 | 32.7127 | 33.1021 | 33.5317 | 33.9868 | 34.4561 | 34.9359 | 35.3861 | 35.7987 | 36.1747 | 36.5068 | 36.7895 | 36.9882 | 37.1344 | 37.2604 | 37.3677 | 37.4742 | 37.5222 | 37.5222
F3_Commercial_Lodging_New_Water Heating_Natural Gas_Water Heater_E5 | F3 | Commercial | Lodging | New | Water Heating | Natural Gas | Water Heater | E5 | PACT BC Ratio | 18.4741 | 18.6429 | 18.8438 | 19.0769 | 19.3489 | 19.6709 | 19.9311 | 20.176 | 20.4179 | 20.661 | 20.883 | 21.078 | 21.2741 | 21.4811 | 21.72 | 21.9571 | 22.2185 | 22.5068 | 22.8122 | 23.1273 | 23.4493 | 23.7515 | 24.0284 | 24.2808 | 24.5037 | 24.6935 | 24.8268 | 24.925 | 25.0095 | 25.0815 | 25.153 | 25.1852 | 25.1852
F3_Commercial_Lodging_New_Water Heating_Natural Gas_Water Heater_E6 | F3 | Commercial | Lodging | New | Water Heating | Natural Gas | Water Heater | E6 | PACT BC Ratio | bar: 2019 to 2051
F3_Commercial_Lodging_New_Water Heating_Natural Gas_Water Heater_E7 | F3 | Commercial | Lodging | New | Water Heating | Natural Gas | Water Heater | E7 | PACT BC Ratio | 11.3419 | 11.4212 | 11.5467 | 11.7195 | 11.9379 | 12.2038 | 12.4026 | 12.5789 | 12.7347 | 12.8758 | 12.9815 | 13.0486 | 13.1137 | 13.1952 | 13.3228 | 13.4629 | 13.6382 | 13.8549 | 14.1016 | 14.3675 | 14.65 | 14.9196 | 15.1743 | 15.42 | 15.6434 | 15.8335 | 15.9672 | 16.0656 | 16.1503 | 16.2225 | 16.2941 | 16.3264 | 16.3264
F3_Commercial_Lodging_New_Water Heating_Natural Gas_Water Heater_E8 | F3 | Commercial | Lodging | New | Water Heating | Natural Gas | Water Heater | E8 | PACT BC Ratio | 0 | 0 | 0 | 0 | 0 | 0 | 0 | 0 | 0 | 0 | 0 | 0 | 0 | 0 | 0 | 0 | 0 | 0 | 0 | 0 | 0 | 0 | 0 | 0 | 0 | 0 | 0 | 0 | 0 | 0 | 0 | 0 | 0
F3_Commercial_Lodging_New_Water Heating_Natural Gas_Water Heater_E9 | F3 | Commercial | Lodging | New | Water Heating | Natural Gas | Water Heater | E9 | PACT BC Ratio | 0 | 0 | 0 | 0 | 0 | 0 | 0 | 0 | 0 | 0 | 0 | 0 | 0 | 0 | 0 | 0 | 0 | 0 | 0 | 0 | 0 | 0 | 0 | 0 | 0 | 0 | 0 | 0 | 0 | 0 | 0 | 0 | 0
F3_Commercial_Lodging_New_Water Heating_Natural Gas_Water Heater_E10 | F3 | Commercial | Lodging | New | Water Heating | Natural Gas | Water Heater | E10 | PACT BC Ratio | 0 | 0 | 0 | 0 | 0 | 0 | 0 | 0 | 0 | 0 | 0 | 0 | 0 | 0 | 0 | 0 | 0 | 0 | 0 | 0 | 0 | 0 | 0 | 0 | 0 | 0 | 0 | 0 | 0 | 0 | 0 | 0 | 0
F4_Commercial_Lodging_New_Water Heating_Natural Gas_Water Heater_E1 | F4 | Commercial | Lodging | New | Water Heating | Natural Gas | Water Heater | E1 | RVT BC Ratio | bar: 2019 to 2051
F4_Commercial_Lodging_New_Water Heating_Natural Gas_Water Heater_E2 | F4 | Commercial | Lodging | New | Water Heating | Natural Gas | Water Heater | E2 | RVT BC Ratio | bar: 2019 to 2051
F4_Commercial_Lodging_New_Water Heating_Natural Gas_Water Heater_E3 | F4 | Commercial | Lodging | New | Water Heating | Natural Gas | Water Heater | E3 | RVT BC Ratio | 37.2121 | 37.5457 | 37.9427 | 38.4035 | 38.941 | 39.5773 | 40.0916 | 40.5757 | 41.0538 | 41.5343 | 41.973 | 42.3584 | 42.7458 | 43.155 | 43.6271 | 44.0958 | 44.6124 | 45.1822 | 45.7859 | 46.4085 | 47.045 | 47.6422 | 48.1896 | 48.6883 | 49.1289 | 49.5039 | 49.7675 | 49.9615 | 50.1286 | 50.2709 | 50.4121 | 50.4759 | 50.4759
F4_Commercial_Lodging_New_Water Heating_Natural Gas_Water Heater_E4 | F4 | Commercial | Lodging | New | Water Heating | Natural Gas | Water Heater | E4 | RVT BC Ratio | 30.3776 | 30.6488 | 30.9715 | 31.346 | 31.7829 | 32.3001 | 32.7181 | 33.1116 | 33.5002 | 33.8907 | 34.2474 | 34.5606 | 34.8755 | 35.2081 | 35.5919 | 35.9728 | 36.3927 | 36.8558 | 37.3465 | 37.8526 | 38.37 | 38.8554 | 39.3003 | 39.7057 | 40.0638 | 40.3686 | 40.5829 | 40.7405 | 40.8764 | 40.992 | 41.1068 | 41.1586 | 41.1586
F4_Commercial_Lodging_New_Water Heating_Natural Gas_Water Heater_E5 | F4 | Commercial | Lodging | New | Water Heating | Natural Gas | Water Heater | E5 | RVT BC Ratio | 20.6199 | 20.8019 | 21.0185 | 21.2699 | 21.5631 | 21.9103 | 22.1909 | 22.455 | 22.7158 | 22.9779 | 23.2173 | 23.4276 | 23.6389 | 23.8622 | 24.1198 | 24.3754 | 24.6573 | 24.9681 | 25.2975 | 25.6372 | 25.9844 | 26.3102 | 26.6089 | 26.881 | 27.1213 | 27.3259 | 27.4697 | 27.5756 | 27.6668 | 27.7444 | 27.8214 | 27.8562 | 27.8562
F4_Commercial_Lodging_New_Water Heating_Natural Gas_Water Heater_E6 | F4 | Commercial | Lodging | New | Water Heating | Natural Gas | Water Heater | E6 | RVT BC Ratio | bar: 2019 to 2051
F4_Commercial_Lodging_New_Water Heating_Natural Gas_Water Heater_E7 | F4 | Commercial | Lodging | New | Water Heating | Natural Gas | Water Heater | E7 | RVT BC Ratio | 12.9295 | 13.015 | 13.1504 | 13.3367 | 13.5722 | 13.8588 | 14.0732 | 14.2633 | 14.4313 | 14.5835 | 14.6974 | 14.7698 | 14.8399 | 14.9278 | 15.0655 | 15.2165 | 15.4055 | 15.6392 | 15.9052 | 16.1919 | 16.4965 | 16.7872 | 17.0618 | 17.3267 | 17.5676 | 17.7726 | 17.9168 | 18.0228 | 18.1142 | 18.192 | 18.2692 | 18.3041 | 18.3041
F4_Commercial_Lodging_New_Water Heating_Natural Gas_Water Heater_E8 | F4 | Commercial | Lodging | New | Water Heating | Natural Gas | Water Heater | E8 | RVT BC Ratio | 0 | 0 | 0 | 0 | 0 | 0 | 0 | 0 | 0 | 0 | 0 | 0 | 0 | 0 | 0 | 0 | 0 | 0 | 0 | 0 | 0 | 0 | 0 | 0 | 0 | 0 | 0 | 0 | 0 | 0 | 0 | 0 | 0
F4_Commercial_Lodging_New_Water Heating_Natural Gas_Water Heater_E9 | F4 | Commercial | Lodging | New | Water Heating | Natural Gas | Water Heater | E9 | RVT BC Ratio | 0 | 0 | 0 | 0 | 0 | 0 | 0 | 0 | 0 | 0 | 0 | 0 | 0 | 0 | 0 | 0 | 0 | 0 | 0 | 0 | 0 | 0 | 0 | 0 | 0 | 0 | 0 | 0 | 0 | 0 | 0 | 0 | 0
F4_Commercial_Lodging_New_Water Heating_Natural Gas_Water Heater_E10 | F4 | Commercial | Lodging | New | Water Heating | Natural Gas | Water Heater | E10 | RVT BC Ratio | 0 | 0 | 0 | 0 | 0 | 0 | 0 | 0 | 0 | 0 | 0 | 0 | 0 | 0 | 0 | 0 | 0 | 0 | 0 | 0 | 0 | 0 | 0 | 0 | 0 | 0 | 0 | 0 | 0 | 0 | 0 | 0 | 0
F5_Commercial_Lodging_New_Water Heating_Natural Gas_Water Heater_E1 | F5 | Commercial | Lodging | New | Water Heating | Natural Gas | Water Heater | E1 | RIM BC Ratio | bar: 2019 to 2051
F5_Commercial_Lodging_New_Water Heating_Natural Gas_Water Heater_E2 | F5 | Commercial | Lodging | New | Water Heating | Natural Gas | Water Heater | E2 | RIM BC Ratio | bar: 2019 to 2051
F5_Commercial_Lodging_New_Water Heating_Natural Gas_Water Heater_E3 | F5 | Commercial | Lodging | New | Water Heating | Natural Gas | Water Heater | E3 | RIM BC Ratio | 0.8146 | 0.81478 | 0.81498 | 0.81522 | 0.81549 | 0.81579 | 0.81603 | 0.81626 | 0.81647 | 0.81668 | 0.81687 | 0.81703 | 0.81719 | 0.81735 | 0.81754 | 0.81772 | 0.81792 | 0.81813 | 0.81834 | 0.81856 | 0.81878 | 0.81898 | 0.81915 | 0.81931 | 0.81945 | 0.81957 | 0.81965 | 0.8197 | 0.81975 | 0.8198 | 0.81984 | 0.81986 | 0.81986
F5_Commercial_Lodging_New_Water Heating_Natural Gas_Water Heater_E4 | F5 | Commercial | Lodging | New | Water Heating | Natural Gas | Water Heater | E4 | RIM BC Ratio | 0.81011 | 0.81033 | 0.81058 | 0.81087 | 0.81119 | 0.81157 | 0.81186 | 0.81213 | 0.81239 | 0.81264 | 0.81287 | 0.81307 | 0.81326 | 0.81346 | 0.81369 | 0.81391 | 0.81415 | 0.81441 | 0.81467 | 0.81494 | 0.8152 | 0.81544 | 0.81566 | 0.81585 | 0.81602 | 0.81616 | 0.81626 | 0.81633 | 0.81639 | 0.81644 | 0.81649 | 0.81652 | 0.81652
F5_Commercial_Lodging_New_Water Heating_Natural Gas_Water Heater_E5 | F5 | Commercial | Lodging | New | Water Heating | Natural Gas | Water Heater | E5 | RIM BC Ratio | 0.7986 | 0.79891 | 0.79928 | 0.79969 | 0.80016 | 0.8007 | 0.80113 | 0.80152 | 0.8019 | 0.80227 | 0.8026 | 0.80289 | 0.80317 | 0.80346 | 0.80379 | 0.80411 | 0.80446 | 0.80483 | 0.80522 | 0.8056 | 0.80599 | 0.80634 | 0.80666 | 0.80694 | 0.80718 | 0.80739 | 0.80753 | 0.80763 | 0.80772 | 0.8078 | 0.80787 | 0.8079 | 0.8079
F5_Commercial_Lodging_New_Water Heating_Natural Gas_Water Heater_E6 | F5 | Commercial | Lodging | New | Water Heating | Natural Gas | Water Heater | E6 | RIM BC Ratio | bar: 2019 to 2051
F5_Commercial_Lodging_New_Water Heating_Natural Gas_Water Heater_E7 | F5 | Commercial | Lodging | New | Water Heating | Natural Gas | Water Heater | E7 | RIM BC Ratio | 0.77746 | 0.77783 | 0.77841 | 0.77918 | 0.78013 | 0.78125 | 0.78205 | 0.78274 | 0.78334 | 0.78386 | 0.78425 | 0.7845 | 0.78473 | 0.78502 | 0.78547 | 0.78595 | 0.78654 | 0.78725 | 0.78804 | 0.78885 | 0.78969 | 0.79046 | 0.79116 | 0.79182 | 0.7924 | 0.79288 | 0.79321 | 0.79346 | 0.79366 | 0.79383 | 0.79401 | 0.79408 | 0.79408
F5_Commercial_Lodging_New_Water Heating_Natural Gas_Water Heater_E8 | F5 | Commercial | Lodging | New | Water Heating | Natural Gas | Water Heater | E8 | RIM BC Ratio | 0 | 0 | 0 | 0 | 0 | 0 | 0 | 0 | 0 | 0 | 0 | 0 | 0 | 0 | 0 | 0 | 0 | 0 | 0 | 0 | 0 | 0 | 0 | 0 | 0 | 0 | 0 | 0 | 0 | 0 | 0 | 0 | 0
F5_Commercial_Lodging_New_Water Heating_Natural Gas_Water Heater_E9 | F5 | Commercial | Lodging | New | Water Heating | Natural Gas | Water Heater | E9 | RIM BC Ratio | 0 | 0 | 0 | 0 | 0 | 0 | 0 | 0 | 0 | 0 | 0 | 0 | 0 | 0 | 0 | 0 | 0 | 0 | 0 | 0 | 0 | 0 | 0 | 0 | 0 | 0 | 0 | 0 | 0 | 0 | 0 | 0 | 0
F5_Commercial_Lodging_New_Water Heating_Natural Gas_Water Heater_E10 | F5 | Commercial | Lodging | New | Water Heating | Natural Gas | Water Heater | E10 | RIM BC Ratio | 0 | 0 | 0 | 0 | 0 | 0 | 0 | 0 | 0 | 0 | 0 | 0 | 0 | 0 | 0 | 0 | 0 | 0 | 0 | 0 | 0 | 0 | 0 | 0 | 0 | 0 | 0 | 0 | 0 | 0 | 0 | 0 | 0
F0_Commercial_Lodging_New_Food Preparation_Natural Gas_Oven_E0 | F0 | Commercial | Lodging | New | Food Preparation | Natural Gas | Oven | E0 | Economic Unit | ENERGY STAR (>44% Baking Efficiency) | ENERGY STAR (>44% Baking Efficiency) | ENERGY STAR (>44% Baking Efficiency) | ENERGY STAR (>44% Baking Efficiency) | ENERGY STAR (>44% Baking Efficiency) | ENERGY STAR (>44% Baking Efficiency) | ENERGY STAR (>44% Baking Efficiency) | ENERGY STAR (>44% Baking Efficiency) | ENERGY STAR (>44% Baking Efficiency) | ENERGY STAR (>44% Baking Efficiency) | ENERGY STAR (>44% Baking Efficiency) | ENERGY STAR (>44% Baking Efficiency) | ENERGY STAR (>44% Baking Efficiency) | ENERGY STAR (>44% Baking Efficiency) | ENERGY STAR (>44% Baking Efficiency) | ENERGY STAR (>44% Baking Efficiency) | ENERGY STAR (>44% Baking Efficiency) | ENERGY STAR (>44% Baking Efficiency) | ENERGY STAR (>44% Baking Efficiency) | ENERGY STAR (>44% Baking Efficiency) | ENERGY STAR (>44% Baking Efficiency) | ENERGY STAR (>44% Baking Efficiency) | ENERGY STAR (>44% Baking Efficiency) | ENERGY STAR (>44% Baking Efficiency) | ENERGY STAR (>44% Baking Efficiency) | ENERGY STAR (>44% Baking Efficiency) | ENERGY STAR (>44% Baking Efficiency) | ENERGY STAR (>44% Baking Efficiency) | ENERGY STAR (>44% Baking Efficiency) | ENERGY STAR (>44% Baking Efficiency) | ENERGY STAR (>44% Baking Efficiency) | ENERGY STAR (>44% Baking Efficiency) | ENERGY STAR (>44% Baking Efficiency)
F1_Commercial_Lodging_New_Food Preparation_Natural Gas_Oven_E1 | F1 | Commercial | Lodging | New | Food Preparation | Natural Gas | Oven | E1 | CCE | 0 | 0 | 0 | 0 | 0 | 0 | 0 | 0 | 0 | 0 | 0 | 0 | 0 | 0 | 0 | 0 | 0 | 0 | 0 | 0 | 0 | 0 | 0 | 0 | 0 | 0 | 0 | 0 | 0 | 0 | 0 | 0 | 0
F1_Commercial_Lodging_New_Food Preparation_Natural Gas_Oven_E2 | F1 | Commercial | Lodging | New | Food Preparation | Natural Gas | Oven | E2 | CCE | 0.52905 | 0.52905 | 0.52905 | 0.52905 | 0.52905 | 0.52905 | 0.52905 | 0.52905 | 0.52905 | 0.52905 | 0.52905 | 0.52905 | 0.52905 | 0.52905 | 0.52905 | 0.52905 | 0.52905 | 0.52905 | 0.52905 | 0.52905 | 0.52905 | 0.52905 | 0.52905 | 0.52905 | 0.52905 | 0.52905 | 0.52905 | 0.52905 | 0.52905 | 0.52905 | 0.52905 | 0.52905 | 0.52905
F1_Commercial_Lodging_New_Food Preparation_Natural Gas_Oven_E3 | F1 | Commercial | Lodging | New | Food Preparation | Natural Gas | Oven | E3 | CCE | 0 | 0 | 0 | 0 | 0 | 0 | 0 | 0 | 0 | 0 | 0 | 0 | 0 | 0 | 0 | 0 | 0 | 0 | 0 | 0 | 0 | 0 | 0 | 0 | 0 | 0 | 0 | 0 | 0 | 0 | 0 | 0 | 0
F1_Commercial_Lodging_New_Food Preparation_Natural Gas_Oven_E4 | F1 | Commercial | Lodging | New | Food Preparation | Natural Gas | Oven | E4 | CCE | 0 | 0 | 0 | 0 | 0 | 0 | 0 | 0 | 0 | 0 | 0 | 0 | 0 | 0 | 0 | 0 | 0 | 0 | 0 | 0 | 0 | 0 | 0 | 0 | 0 | 0 | 0 | 0 | 0 | 0 | 0 | 0 | 0
F1_Commercial_Lodging_New_Food Preparation_Natural Gas_Oven_E5 | F1 | Commercial | Lodging | New | Food Preparation | Natural Gas | Oven | E5 | CCE | 0 | 0 | 0 | 0 | 0 | 0 | 0 | 0 | 0 | 0 | 0 | 0 | 0 | 0 | 0 | 0 | 0 | 0 | 0 | 0 | 0 | 0 | 0 | 0 | 0 | 0 | 0 | 0 | 0 | 0 | 0 | 0 | 0
F1_Commercial_Lodging_New_Food Preparation_Natural Gas_Oven_E6 | F1 | Commercial | Lodging | New | Food Preparation | Natural Gas | Oven | E6 | CCE | 0 | 0 | 0 | 0 | 0 | 0 | 0 | 0 | 0 | 0 | 0 | 0 | 0 | 0 | 0 | 0 | 0 | 0 | 0 | 0 | 0 | 0 | 0 | 0 | 0 | 0 | 0 | 0 | 0 | 0 | 0 | 0 | 0
F1_Commercial_Lodging_New_Food Preparation_Natural Gas_Oven_E7 | F1 | Commercial | Lodging | New | Food Preparation | Natural Gas | Oven | E7 | CCE | 0 | 0 | 0 | 0 | 0 | 0 | 0 | 0 | 0 | 0 | 0 | 0 | 0 | 0 | 0 | 0 | 0 | 0 | 0 | 0 | 0 | 0 | 0 | 0 | 0 | 0 | 0 | 0 | 0 | 0 | 0 | 0 | 0
F1_Commercial_Lodging_New_Food Preparation_Natural Gas_Oven_E8 | F1 | Commercial | Lodging | New | Food Preparation | Natural Gas | Oven | E8 | CCE | 0 | 0 | 0 | 0 | 0 | 0 | 0 | 0 | 0 | 0 | 0 | 0 | 0 | 0 | 0 | 0 | 0 | 0 | 0 | 0 | 0 | 0 | 0 | 0 | 0 | 0 | 0 | 0 | 0 | 0 | 0 | 0 | 0
F1_Commercial_Lodging_New_Food Preparation_Natural Gas_Oven_E9 | F1 | Commercial | Lodging | New | Food Preparation | Natural Gas | Oven | E9 | CCE | 0 | 0 | 0 | 0 | 0 | 0 | 0 | 0 | 0 | 0 | 0 | 0 | 0 | 0 | 0 | 0 | 0 | 0 | 0 | 0 | 0 | 0 | 0 | 0 | 0 | 0 | 0 | 0 | 0 | 0 | 0 | 0 | 0
F1_Commercial_Lodging_New_Food Preparation_Natural Gas_Oven_E10 | F1 | Commercial | Lodging | New | Food Preparation | Natural Gas | Oven | E10 | CCE | 0 | 0 | 0 | 0 | 0 | 0 | 0 | 0 | 0 | 0 | 0 | 0 | 0 | 0 | 0 | 0 | 0 | 0 | 0 | 0 | 0 | 0 | 0 | 0 | 0 | 0 | 0 | 0 | 0 | 0 | 0 | 0 | 0
F2_Commercial_Lodging_New_Food Preparation_Natural Gas_Oven_E1 | F2 | Commercial | Lodging | New | Food Preparation | Natural Gas | Oven | E1 | TRC BC Ratio | bar: 2019 to 2051
F2_Commercial_Lodging_New_Food Preparation_Natural Gas_Oven_E2 | F2 | Commercial | Lodging | New | Food Preparation | Natural Gas | Oven | E2 | TRC BC Ratio | 2.6596 | 2.6798 | 2.7025 | 2.7274 | 2.7558 | 2.7887 | 2.8153 | 2.8409 | 2.8669 | 2.8939 | 2.9197 | 2.9434 | 2.9676 | 2.9931 | 3.0212 | 3.0486 | 3.0777 | 3.1085 | 3.1406 | 3.1733 | 3.2062 | 3.2371 | 3.2649 | 3.2895 | 3.3108 | 3.3291 | 3.3418 | 3.3512 | 3.3594 | 3.3664 | 3.3733 | 3.3764 | 3.3764
F2_Commercial_Lodging_New_Food Preparation_Natural Gas_Oven_E3 | F2 | Commercial | Lodging | New | Food Preparation | Natural Gas | Oven | E3 | TRC BC Ratio | 0 | 0 | 0 | 0 | 0 | 0 | 0 | 0 | 0 | 0 | 0 | 0 | 0 | 0 | 0 | 0 | 0 | 0 | 0 | 0 | 0 | 0 | 0 | 0 | 0 | 0 | 0 | 0 | 0 | 0 | 0 | 0 | 0
F2_Commercial_Lodging_New_Food Preparation_Natural Gas_Oven_E4 | F2 | Commercial | Lodging | New | Food Preparation | Natural Gas | Oven | E4 | TRC BC Ratio | 0 | 0 | 0 | 0 | 0 | 0 | 0 | 0 | 0 | 0 | 0 | 0 | 0 | 0 | 0 | 0 | 0 | 0 | 0 | 0 | 0 | 0 | 0 | 0 | 0 | 0 | 0 | 0 | 0 | 0 | 0 | 0 | 0
F2_Commercial_Lodging_New_Food Preparation_Natural Gas_Oven_E5 | F2 | Commercial | Lodging | New | Food Preparation | Natural Gas | Oven | E5 | TRC BC Ratio | 0 | 0 | 0 | 0 | 0 | 0 | 0 | 0 | 0 | 0 | 0 | 0 | 0 | 0 | 0 | 0 | 0 | 0 | 0 | 0 | 0 | 0 | 0 | 0 | 0 | 0 | 0 | 0 | 0 | 0 | 0 | 0 | 0
F2_Commercial_Lodging_New_Food Preparation_Natural Gas_Oven_E6 | F2 | Commercial | Lodging | New | Food Preparation | Natural Gas | Oven | E6 | TRC BC Ratio | 0 | 0 | 0 | 0 | 0 | 0 | 0 | 0 | 0 | 0 | 0 | 0 | 0 | 0 | 0 | 0 | 0 | 0 | 0 | 0 | 0 | 0 | 0 | 0 | 0 | 0 | 0 | 0 | 0 | 0 | 0 | 0 | 0
F2_Commercial_Lodging_New_Food Preparation_Natural Gas_Oven_E7 | F2 | Commercial | Lodging | New | Food Preparation | Natural Gas | Oven | E7 | TRC BC Ratio | 0 | 0 | 0 | 0 | 0 | 0 | 0 | 0 | 0 | 0 | 0 | 0 | 0 | 0 | 0 | 0 | 0 | 0 | 0 | 0 | 0 | 0 | 0 | 0 | 0 | 0 | 0 | 0 | 0 | 0 | 0 | 0 | 0
F2_Commercial_Lodging_New_Food Preparation_Natural Gas_Oven_E8 | F2 | Commercial | Lodging | New | Food Preparation | Natural Gas | Oven | E8 | TRC BC Ratio | 0 | 0 | 0 | 0 | 0 | 0 | 0 | 0 | 0 | 0 | 0 | 0 | 0 | 0 | 0 | 0 | 0 | 0 | 0 | 0 | 0 | 0 | 0 | 0 | 0 | 0 | 0 | 0 | 0 | 0 | 0 | 0 | 0
F2_Commercial_Lodging_New_Food Preparation_Natural Gas_Oven_E9 | F2 | Commercial | Lodging | New | Food Preparation | Natural Gas | Oven | E9 | TRC BC Ratio | 0 | 0 | 0 | 0 | 0 | 0 | 0 | 0 | 0 | 0 | 0 | 0 | 0 | 0 | 0 | 0 | 0 | 0 | 0 | 0 | 0 | 0 | 0 | 0 | 0 | 0 | 0 | 0 | 0 | 0 | 0 | 0 | 0
F2_Commercial_Lodging_New_Food Preparation_Natural Gas_Oven_E10 | F2 | Commercial | Lodging | New | Food Preparation | Natural Gas | Oven | E10 | TRC BC Ratio | 0 | 0 | 0 | 0 | 0 | 0 | 0 | 0 | 0 | 0 | 0 | 0 | 0 | 0 | 0 | 0 | 0 | 0 | 0 | 0 | 0 | 0 | 0 | 0 | 0 | 0 | 0 | 0 | 0 | 0 | 0 | 0 | 0
F3_Commercial_Lodging_New_Food Preparation_Natural Gas_Oven_E1 | F3 | Commercial | Lodging | New | Food Preparation | Natural Gas | Oven | E1 | PACT BC Ratio | bar: 2019 to 2051
F3_Commercial_Lodging_New_Food Preparation_Natural Gas_Oven_E2 | F3 | Commercial | Lodging | New | Food Preparation | Natural Gas | Oven | E2 | PACT BC Ratio | 3.5461 | 3.5731 | 3.6033 | 3.6366 | 3.6744 | 3.7182 | 3.7538 | 3.7879 | 3.8225 | 3.8586 | 3.893 | 3.9245 | 3.9568 | 3.9908 | 4.0282 | 4.0648 | 4.1037 | 4.1447 | 4.1874 | 4.2311 | 4.275 | 4.3161 | 4.3532 | 4.386 | 4.4144 | 4.4388 | 4.4557 | 4.4683 | 4.4792 | 4.4885 | 4.4978 | 4.5018 | 4.5018
F3_Commercial_Lodging_New_Food Preparation_Natural Gas_Oven_E3 | F3 | Commercial | Lodging | New | Food Preparation | Natural Gas | Oven | E3 | PACT BC Ratio | 0 | 0 | 0 | 0 | 0 | 0 | 0 | 0 | 0 | 0 | 0 | 0 | 0 | 0 | 0 | 0 | 0 | 0 | 0 | 0 | 0 | 0 | 0 | 0 | 0 | 0 | 0 | 0 | 0 | 0 | 0 | 0 | 0
F3_Commercial_Lodging_New_Food Preparation_Natural Gas_Oven_E4 | F3 | Commercial | Lodging | New | Food Preparation | Natural Gas | Oven | E4 | PACT BC Ratio | 0 | 0 | 0 | 0 | 0 | 0 | 0 | 0 | 0 | 0 | 0 | 0 | 0 | 0 | 0 | 0 | 0 | 0 | 0 | 0 | 0 | 0 | 0 | 0 | 0 | 0 | 0 | 0 | 0 | 0 | 0 | 0 | 0
F3_Commercial_Lodging_New_Food Preparation_Natural Gas_Oven_E5 | F3 | Commercial | Lodging | New | Food Preparation | Natural Gas | Oven | E5 | PACT BC Ratio | 0 | 0 | 0 | 0 | 0 | 0 | 0 | 0 | 0 | 0 | 0 | 0 | 0 | 0 | 0 | 0 | 0 | 0 | 0 | 0 | 0 | 0 | 0 | 0 | 0 | 0 | 0 | 0 | 0 | 0 | 0 | 0 | 0
F3_Commercial_Lodging_New_Food Preparation_Natural Gas_Oven_E6 | F3 | Commercial | Lodging | New | Food Preparation | Natural Gas | Oven | E6 | PACT BC Ratio | 0 | 0 | 0 | 0 | 0 | 0 | 0 | 0 | 0 | 0 | 0 | 0 | 0 | 0 | 0 | 0 | 0 | 0 | 0 | 0 | 0 | 0 | 0 | 0 | 0 | 0 | 0 | 0 | 0 | 0 | 0 | 0 | 0
F3_Commercial_Lodging_New_Food Preparation_Natural Gas_Oven_E7 | F3 | Commercial | Lodging | New | Food Preparation | Natural Gas | Oven | E7 | PACT BC Ratio | 0 | 0 | 0 | 0 | 0 | 0 | 0 | 0 | 0 | 0 | 0 | 0 | 0 | 0 | 0 | 0 | 0 | 0 | 0 | 0 | 0 | 0 | 0 | 0 | 0 | 0 | 0 | 0 | 0 | 0 | 0 | 0 | 0
F3_Commercial_Lodging_New_Food Preparation_Natural Gas_Oven_E8 | F3 | Commercial | Lodging | New | Food Preparation | Natural Gas | Oven | E8 | PACT BC Ratio | 0 | 0 | 0 | 0 | 0 | 0 | 0 | 0 | 0 | 0 | 0 | 0 | 0 | 0 | 0 | 0 | 0 | 0 | 0 | 0 | 0 | 0 | 0 | 0 | 0 | 0 | 0 | 0 | 0 | 0 | 0 | 0 | 0
F3_Commercial_Lodging_New_Food Preparation_Natural Gas_Oven_E9 | F3 | Commercial | Lodging | New | Food Preparation | Natural Gas | Oven | E9 | PACT BC Ratio | 0 | 0 | 0 | 0 | 0 | 0 | 0 | 0 | 0 | 0 | 0 | 0 | 0 | 0 | 0 | 0 | 0 | 0 | 0 | 0 | 0 | 0 | 0 | 0 | 0 | 0 | 0 | 0 | 0 | 0 | 0 | 0 | 0
F3_Commercial_Lodging_New_Food Preparation_Natural Gas_Oven_E10 | F3 | Commercial | Lodging | New | Food Preparation | Natural Gas | Oven | E10 | PACT BC Ratio | 0 | 0 | 0 | 0 | 0 | 0 | 0 | 0 | 0 | 0 | 0 | 0 | 0 | 0 | 0 | 0 | 0 | 0 | 0 | 0 | 0 | 0 | 0 | 0 | 0 | 0 | 0 | 0 | 0 | 0 | 0 | 0 | 0
F4_Commercial_Lodging_New_Food Preparation_Natural Gas_Oven_E1 | F4 | Commercial | Lodging | New | Food Preparation | Natural Gas | Oven | E1 | RVT BC Ratio | bar: 2019 to 2051
F4_Commercial_Lodging_New_Food Preparation_Natural Gas_Oven_E2 | F4 | Commercial | Lodging | New | Food Preparation | Natural Gas | Oven | E2 | RVT BC Ratio | 4.5236 | 4.5528 | 4.5853 | 4.6211 | 4.662 | 4.7092 | 4.7475 | 4.7843 | 4.8216 | 4.8605 | 4.8976 | 4.9317 | 4.9665 | 5.0031 | 5.0435 | 5.0829 | 5.1248 | 5.169 | 5.2151 | 5.2622 | 5.3095 | 5.3539 | 5.3939 | 5.4293 | 5.4599 | 5.4862 | 5.5044 | 5.518 | 5.5298 | 5.5398 | 5.5498 | 5.5542 | 5.5542
F4_Commercial_Lodging_New_Food Preparation_Natural Gas_Oven_E3 | F4 | Commercial | Lodging | New | Food Preparation | Natural Gas | Oven | E3 | RVT BC Ratio | 0 | 0 | 0 | 0 | 0 | 0 | 0 | 0 | 0 | 0 | 0 | 0 | 0 | 0 | 0 | 0 | 0 | 0 | 0 | 0 | 0 | 0 | 0 | 0 | 0 | 0 | 0 | 0 | 0 | 0 | 0 | 0 | 0
F4_Commercial_Lodging_New_Food Preparation_Natural Gas_Oven_E4 | F4 | Commercial | Lodging | New | Food Preparation | Natural Gas | Oven | E4 | RVT BC Ratio | 0 | 0 | 0 | 0 | 0 | 0 | 0 | 0 | 0 | 0 | 0 | 0 | 0 | 0 | 0 | 0 | 0 | 0 | 0 | 0 | 0 | 0 | 0 | 0 | 0 | 0 | 0 | 0 | 0 | 0 | 0 | 0 | 0
F4_Commercial_Lodging_New_Food Preparation_Natural Gas_Oven_E5 | F4 | Commercial | Lodging | New | Food Preparation | Natural Gas | Oven | E5 | RVT BC Ratio | 0 | 0 | 0 | 0 | 0 | 0 | 0 | 0 | 0 | 0 | 0 | 0 | 0 | 0 | 0 | 0 | 0 | 0 | 0 | 0 | 0 | 0 | 0 | 0 | 0 | 0 | 0 | 0 | 0 | 0 | 0 | 0 | 0
F4_Commercial_Lodging_New_Food Preparation_Natural Gas_Oven_E6 | F4 | Commercial | Lodging | New | Food Preparation | Natural Gas | Oven | E6 | RVT BC Ratio | 0 | 0 | 0 | 0 | 0 | 0 | 0 | 0 | 0 | 0 | 0 | 0 | 0 | 0 | 0 | 0 | 0 | 0 | 0 | 0 | 0 | 0 | 0 | 0 | 0 | 0 | 0 | 0 | 0 | 0 | 0 | 0 | 0
F4_Commercial_Lodging_New_Food Preparation_Natural Gas_Oven_E7 | F4 | Commercial | Lodging | New | Food Preparation | Natural Gas | Oven | E7 | RVT BC Ratio | 0 | 0 | 0 | 0 | 0 | 0 | 0 | 0 | 0 | 0 | 0 | 0 | 0 | 0 | 0 | 0 | 0 | 0 | 0 | 0 | 0 | 0 | 0 | 0 | 0 | 0 | 0 | 0 | 0 | 0 | 0 | 0 | 0
F4_Commercial_Lodging_New_Food Preparation_Natural Gas_Oven_E8 | F4 | Commercial | Lodging | New | Food Preparation | Natural Gas | Oven | E8 | RVT BC Ratio | 0 | 0 | 0 | 0 | 0 | 0 | 0 | 0 | 0 | 0 | 0 | 0 | 0 | 0 | 0 | 0 | 0 | 0 | 0 | 0 | 0 | 0 | 0 | 0 | 0 | 0 | 0 | 0 | 0 | 0 | 0 | 0 | 0
F4_Commercial_Lodging_New_Food Preparation_Natural Gas_Oven_E9 | F4 | Commercial | Lodging | New | Food Preparation | Natural Gas | Oven | E9 | RVT BC Ratio | 0 | 0 | 0 | 0 | 0 | 0 | 0 | 0 | 0 | 0 | 0 | 0 | 0 | 0 | 0 | 0 | 0 | 0 | 0 | 0 | 0 | 0 | 0 | 0 | 0 | 0 | 0 | 0 | 0 | 0 | 0 | 0 | 0
F4_Commercial_Lodging_New_Food Preparation_Natural Gas_Oven_E10 | F4 | Commercial | Lodging | New | Food Preparation | Natural Gas | Oven | E10 | RVT BC Ratio | 0 | 0 | 0 | 0 | 0 | 0 | 0 | 0 | 0 | 0 | 0 | 0 | 0 | 0 | 0 | 0 | 0 | 0 | 0 | 0 | 0 | 0 | 0 | 0 | 0 | 0 | 0 | 0 | 0 | 0 | 0 | 0 | 0
F5_Commercial_Lodging_New_Food Preparation_Natural Gas_Oven_E1 | F5 | Commercial | Lodging | New | Food Preparation | Natural Gas | Oven | E1 | RIM BC Ratio | bar: 2019 to 2051
F5_Commercial_Lodging_New_Food Preparation_Natural Gas_Oven_E2 | F5 | Commercial | Lodging | New | Food Preparation | Natural Gas | Oven | E2 | RIM BC Ratio | 0.67565 | 0.67662 | 0.6777 | 0.67886 | 0.68017 | 0.68166 | 0.68284 | 0.68396 | 0.68508 | 0.68623 | 0.68731 | 0.68829 | 0.68928 | 0.6903 | 0.69141 | 0.69248 | 0.6936 | 0.69476 | 0.69595 | 0.69715 | 0.69833 | 0.69942 | 0.70039 | 0.70123 | 0.70195 | 0.70257 | 0.70299 | 0.7033 | 0.70357 | 0.7038 | 0.70403 | 0.70413 | 0.70413
F5_Commercial_Lodging_New_Food Preparation_Natural Gas_Oven_E3 | F5 | Commercial | Lodging | New | Food Preparation | Natural Gas | Oven | E3 | RIM BC Ratio | 0 | 0 | 0 | 0 | 0 | 0 | 0 | 0 | 0 | 0 | 0 | 0 | 0 | 0 | 0 | 0 | 0 | 0 | 0 | 0 | 0 | 0 | 0 | 0 | 0 | 0 | 0 | 0 | 0 | 0 | 0 | 0 | 0
F5_Commercial_Lodging_New_Food Preparation_Natural Gas_Oven_E4 | F5 | Commercial | Lodging | New | Food Preparation | Natural Gas | Oven | E4 | RIM BC Ratio | 0 | 0 | 0 | 0 | 0 | 0 | 0 | 0 | 0 | 0 | 0 | 0 | 0 | 0 | 0 | 0 | 0 | 0 | 0 | 0 | 0 | 0 | 0 | 0 | 0 | 0 | 0 | 0 | 0 | 0 | 0 | 0 | 0
F5_Commercial_Lodging_New_Food Preparation_Natural Gas_Oven_E5 | F5 | Commercial | Lodging | New | Food Preparation | Natural Gas | Oven | E5 | RIM BC Ratio | 0 | 0 | 0 | 0 | 0 | 0 | 0 | 0 | 0 | 0 | 0 | 0 | 0 | 0 | 0 | 0 | 0 | 0 | 0 | 0 | 0 | 0 | 0 | 0 | 0 | 0 | 0 | 0 | 0 | 0 | 0 | 0 | 0
F5_Commercial_Lodging_New_Food Preparation_Natural Gas_Oven_E6 | F5 | Commercial | Lodging | New | Food Preparation | Natural Gas | Oven | E6 | RIM BC Ratio | 0 | 0 | 0 | 0 | 0 | 0 | 0 | 0 | 0 | 0 | 0 | 0 | 0 | 0 | 0 | 0 | 0 | 0 | 0 | 0 | 0 | 0 | 0 | 0 | 0 | 0 | 0 | 0 | 0 | 0 | 0 | 0 | 0
F5_Commercial_Lodging_New_Food Preparation_Natural Gas_Oven_E7 | F5 | Commercial | Lodging | New | Food Preparation | Natural Gas | Oven | E7 | RIM BC Ratio | 0 | 0 | 0 | 0 | 0 | 0 | 0 | 0 | 0 | 0 | 0 | 0 | 0 | 0 | 0 | 0 | 0 | 0 | 0 | 0 | 0 | 0 | 0 | 0 | 0 | 0 | 0 | 0 | 0 | 0 | 0 | 0 | 0
F5_Commercial_Lodging_New_Food Preparation_Natural Gas_Oven_E8 | F5 | Commercial | Lodging | New | Food Preparation | Natural Gas | Oven | E8 | RIM BC Ratio | 0 | 0 | 0 | 0 | 0 | 0 | 0 | 0 | 0 | 0 | 0 | 0 | 0 | 0 | 0 | 0 | 0 | 0 | 0 | 0 | 0 | 0 | 0 | 0 | 0 | 0 | 0 | 0 | 0 | 0 | 0 | 0 | 0
F5_Commercial_Lodging_New_Food Preparation_Natural Gas_Oven_E9 | F5 | Commercial | Lodging | New | Food Preparation | Natural Gas | Oven | E9 | RIM BC Ratio | 0 | 0 | 0 | 0 | 0 | 0 | 0 | 0 | 0 | 0 | 0 | 0 | 0 | 0 | 0 | 0 | 0 | 0 | 0 | 0 | 0 | 0 | 0 | 0 | 0 | 0 | 0 | 0 | 0 | 0 | 0 | 0 | 0
F5_Commercial_Lodging_New_Food Preparation_Natural Gas_Oven_E10 | F5 | Commercial | Lodging | New | Food Preparation | Natural Gas | Oven | E10 | RIM BC Ratio | 0 | 0 | 0 | 0 | 0 | 0 | 0 | 0 | 0 | 0 | 0 | 0 | 0 | 0 | 0 | 0 | 0 | 0 | 0 | 0 | 0 | 0 | 0 | 0 | 0 | 0 | 0 | 0 | 0 | 0 | 0 | 0 | 0
F0_Commercial_Lodging_New_Food Preparation_Natural Gas_Conveyor Oven_E0 | F0 | Commercial | Lodging | New | Food Preparation | Natural Gas | Conveyor Oven | E0 | Economic Unit | Efficient (>44% Baking Efficiency) | Efficient (>44% Baking Efficiency) | Efficient (>44% Baking Efficiency) | Efficient (>44% Baking Efficiency) | Efficient (>44% Baking Efficiency) | Efficient (>44% Baking Efficiency) | Efficient (>44% Baking Efficiency) | Efficient (>44% Baking Efficiency) | Efficient (>44% Baking Efficiency) | Efficient (>44% Baking Efficiency) | Efficient (>44% Baking Efficiency) | Efficient (>44% Baking Efficiency) | Efficient (>44% Baking Efficiency) | Efficient (>44% Baking Efficiency) | Efficient (>44% Baking Efficiency) | Efficient (>44% Baking Efficiency) | Efficient (>44% Baking Efficiency) | Efficient (>44% Baking Efficiency) | Efficient (>44% Baking Efficiency) | Efficient (>44% Baking Efficiency) | Efficient (>44% Baking Efficiency) | Efficient (>44% Baking Efficiency) | Efficient (>44% Baking Efficiency) | Efficient (>44% Baking Efficiency) | Efficient (>44% Baking Efficiency) | Efficient (>44% Baking Efficiency) | Efficient (>44% Baking Efficiency) | Efficient (>44% Baking Efficiency) | Efficient (>44% Baking Efficiency) | Efficient (>44% Baking Efficiency) | Efficient (>44% Baking Efficiency) | Efficient (>44% Baking Efficiency) | Efficient (>44% Baking Efficiency)
F1_Commercial_Lodging_New_Food Preparation_Natural Gas_Conveyor Oven_E1 | F1 | Commercial | Lodging | New | Food Preparation | Natural Gas | Conveyor Oven | E1 | CCE | 0 | 0 | 0 | 0 | 0 | 0 | 0 | 0 | 0 | 0 | 0 | 0 | 0 | 0 | 0 | 0 | 0 | 0 | 0 | 0 | 0 | 0 | 0 | 0 | 0 | 0 | 0 | 0 | 0 | 0 | 0 | 0 | 0
F1_Commercial_Lodging_New_Food Preparation_Natural Gas_Conveyor Oven_E2 | F1 | Commercial | Lodging | New | Food Preparation | Natural Gas | Conveyor Oven | E2 | CCE | 0.35475 | 0.35475 | 0.35475 | 0.35475 | 0.35475 | 0.35475 | 0.35475 | 0.35475 | 0.35475 | 0.35475 | 0.35475 | 0.35475 | 0.35475 | 0.35475 | 0.35475 | 0.35475 | 0.35475 | 0.35475 | 0.35475 | 0.35475 | 0.35475 | 0.35475 | 0.35475 | 0.35475 | 0.35475 | 0.35475 | 0.35475 | 0.35475 | 0.35475 | 0.35475 | 0.35475 | 0.35475 | 0.35475
F1_Commercial_Lodging_New_Food Preparation_Natural Gas_Conveyor Oven_E3 | F1 | Commercial | Lodging | New | Food Preparation | Natural Gas | Conveyor Oven | E3 | CCE | 0 | 0 | 0 | 0 | 0 | 0 | 0 | 0 | 0 | 0 | 0 | 0 | 0 | 0 | 0 | 0 | 0 | 0 | 0 | 0 | 0 | 0 | 0 | 0 | 0 | 0 | 0 | 0 | 0 | 0 | 0 | 0 | 0
F1_Commercial_Lodging_New_Food Preparation_Natural Gas_Conveyor Oven_E4 | F1 | Commercial | Lodging | New | Food Preparation | Natural Gas | Conveyor Oven | E4 | CCE | 0 | 0 | 0 | 0 | 0 | 0 | 0 | 0 | 0 | 0 | 0 | 0 | 0 | 0 | 0 | 0 | 0 | 0 | 0 | 0 | 0 | 0 | 0 | 0 | 0 | 0 | 0 | 0 | 0 | 0 | 0 | 0 | 0
F1_Commercial_Lodging_New_Food Preparation_Natural Gas_Conveyor Oven_E5 | F1 | Commercial | Lodging | New | Food Preparation | Natural Gas | Conveyor Oven | E5 | CCE | 0 | 0 | 0 | 0 | 0 | 0 | 0 | 0 | 0 | 0 | 0 | 0 | 0 | 0 | 0 | 0 | 0 | 0 | 0 | 0 | 0 | 0 | 0 | 0 | 0 | 0 | 0 | 0 | 0 | 0 | 0 | 0 | 0
F1_Commercial_Lodging_New_Food Preparation_Natural Gas_Conveyor Oven_E6 | F1 | Commercial | Lodging | New | Food Preparation | Natural Gas | Conveyor Oven | E6 | CCE | 0 | 0 | 0 | 0 | 0 | 0 | 0 | 0 | 0 | 0 | 0 | 0 | 0 | 0 | 0 | 0 | 0 | 0 | 0 | 0 | 0 | 0 | 0 | 0 | 0 | 0 | 0 | 0 | 0 | 0 | 0 | 0 | 0
F1_Commercial_Lodging_New_Food Preparation_Natural Gas_Conveyor Oven_E7 | F1 | Commercial | Lodging | New | Food Preparation | Natural Gas | Conveyor Oven | E7 | CCE | 0 | 0 | 0 | 0 | 0 | 0 | 0 | 0 | 0 | 0 | 0 | 0 | 0 | 0 | 0 | 0 | 0 | 0 | 0 | 0 | 0 | 0 | 0 | 0 | 0 | 0 | 0 | 0 | 0 | 0 | 0 | 0 | 0
F1_Commercial_Lodging_New_Food Preparation_Natural Gas_Conveyor Oven_E8 | F1 | Commercial | Lodging | New | Food Preparation | Natural Gas | Conveyor Oven | E8 | CCE | 0 | 0 | 0 | 0 | 0 | 0 | 0 | 0 | 0 | 0 | 0 | 0 | 0 | 0 | 0 | 0 | 0 | 0 | 0 | 0 | 0 | 0 | 0 | 0 | 0 | 0 | 0 | 0 | 0 | 0 | 0 | 0 | 0
F1_Commercial_Lodging_New_Food Preparation_Natural Gas_Conveyor Oven_E9 | F1 | Commercial | Lodging | New | Food Preparation | Natural Gas | Conveyor Oven | E9 | CCE | 0 | 0 | 0 | 0 | 0 | 0 | 0 | 0 | 0 | 0 | 0 | 0 | 0 | 0 | 0 | 0 | 0 | 0 | 0 | 0 | 0 | 0 | 0 | 0 | 0 | 0 | 0 | 0 | 0 | 0 | 0 | 0 | 0
F1_Commercial_Lodging_New_Food Preparation_Natural Gas_Conveyor Oven_E10 | F1 | Commercial | Lodging | New | Food Preparation | Natural Gas | Conveyor Oven | E10 | CCE | 0 | 0 | 0 | 0 | 0 | 0 | 0 | 0 | 0 | 0 | 0 | 0 | 0 | 0 | 0 | 0 | 0 | 0 | 0 | 0 | 0 | 0 | 0 | 0 | 0 | 0 | 0 | 0 | 0 | 0 | 0 | 0 | 0
F2_Commercial_Lodging_New_Food Preparation_Natural Gas_Conveyor Oven_E1 | F2 | Commercial | Lodging | New | Food Preparation | Natural Gas | Conveyor Oven | E1 | TRC BC Ratio | bar: 2019 to 2051
F2_Commercial_Lodging_New_Food Preparation_Natural Gas_Conveyor Oven_E2 | F2 | Commercial | Lodging | New | Food Preparation | Natural Gas | Conveyor Oven | E2 | TRC BC Ratio | 4.0477 | 4.0772 | 4.1092 | 4.1444 | 4.1846 | 4.2312 | 4.2722 | 4.3136 | 4.3565 | 4.4011 | 4.4439 | 4.4835 | 4.5223 | 4.561 | 4.6015 | 4.64 | 4.6797 | 4.7203 | 4.7612 | 4.8019 | 4.8418 | 4.8782 | 4.9108 | 4.9395 | 4.9644 | 4.9858 | 5.0006 | 5.0116 | 5.0212 | 5.0293 | 5.0374 | 5.041 | 5.041
F2_Commercial_Lodging_New_Food Preparation_Natural Gas_Conveyor Oven_E3 | F2 | Commercial | Lodging | New | Food Preparation | Natural Gas | Conveyor Oven | E3 | TRC BC Ratio | 0 | 0 | 0 | 0 | 0 | 0 | 0 | 0 | 0 | 0 | 0 | 0 | 0 | 0 | 0 | 0 | 0 | 0 | 0 | 0 | 0 | 0 | 0 | 0 | 0 | 0 | 0 | 0 | 0 | 0 | 0 | 0 | 0
F2_Commercial_Lodging_New_Food Preparation_Natural Gas_Conveyor Oven_E4 | F2 | Commercial | Lodging | New | Food Preparation | Natural Gas | Conveyor Oven | E4 | TRC BC Ratio | 0 | 0 | 0 | 0 | 0 | 0 | 0 | 0 | 0 | 0 | 0 | 0 | 0 | 0 | 0 | 0 | 0 | 0 | 0 | 0 | 0 | 0 | 0 | 0 | 0 | 0 | 0 | 0 | 0 | 0 | 0 | 0 | 0
F2_Commercial_Lodging_New_Food Preparation_Natural Gas_Conveyor Oven_E5 | F2 | Commercial | Lodging | New | Food Preparation | Natural Gas | Conveyor Oven | E5 | TRC BC Ratio | 0 | 0 | 0 | 0 | 0 | 0 | 0 | 0 | 0 | 0 | 0 | 0 | 0 | 0 | 0 | 0 | 0 | 0 | 0 | 0 | 0 | 0 | 0 | 0 | 0 | 0 | 0 | 0 | 0 | 0 | 0 | 0 | 0
F2_Commercial_Lodging_New_Food Preparation_Natural Gas_Conveyor Oven_E6 | F2 | Commercial | Lodging | New | Food Preparation | Natural Gas | Conveyor Oven | E6 | TRC BC Ratio | 0 | 0 | 0 | 0 | 0 | 0 | 0 | 0 | 0 | 0 | 0 | 0 | 0 | 0 | 0 | 0 | 0 | 0 | 0 | 0 | 0 | 0 | 0 | 0 | 0 | 0 | 0 | 0 | 0 | 0 | 0 | 0 | 0
F2_Commercial_Lodging_New_Food Preparation_Natural Gas_Conveyor Oven_E7 | F2 | Commercial | Lodging | New | Food Preparation | Natural Gas | Conveyor Oven | E7 | TRC BC Ratio | 0 | 0 | 0 | 0 | 0 | 0 | 0 | 0 | 0 | 0 | 0 | 0 | 0 | 0 | 0 | 0 | 0 | 0 | 0 | 0 | 0 | 0 | 0 | 0 | 0 | 0 | 0 | 0 | 0 | 0 | 0 | 0 | 0
F2_Commercial_Lodging_New_Food Preparation_Natural Gas_Conveyor Oven_E8 | F2 | Commercial | Lodging | New | Food Preparation | Natural Gas | Conveyor Oven | E8 | TRC BC Ratio | 0 | 0 | 0 | 0 | 0 | 0 | 0 | 0 | 0 | 0 | 0 | 0 | 0 | 0 | 0 | 0 | 0 | 0 | 0 | 0 | 0 | 0 | 0 | 0 | 0 | 0 | 0 | 0 | 0 | 0 | 0 | 0 | 0
F2_Commercial_Lodging_New_Food Preparation_Natural Gas_Conveyor Oven_E9 | F2 | Commercial | Lodging | New | Food Preparation | Natural Gas | Conveyor Oven | E9 | TRC BC Ratio | 0 | 0 | 0 | 0 | 0 | 0 | 0 | 0 | 0 | 0 | 0 | 0 | 0 | 0 | 0 | 0 | 0 | 0 | 0 | 0 | 0 | 0 | 0 | 0 | 0 | 0 | 0 | 0 | 0 | 0 | 0 | 0 | 0
F2_Commercial_Lodging_New_Food Preparation_Natural Gas_Conveyor Oven_E10 | F2 | Commercial | Lodging | New | Food Preparation | Natural Gas | Conveyor Oven | E10 | TRC BC Ratio | 0 | 0 | 0 | 0 | 0 | 0 | 0 | 0 | 0 | 0 | 0 | 0 | 0 | 0 | 0 | 0 | 0 | 0 | 0 | 0 | 0 | 0 | 0 | 0 | 0 | 0 | 0 | 0 | 0 | 0 | 0 | 0 | 0
F3_Commercial_Lodging_New_Food Preparation_Natural Gas_Conveyor Oven_E1 | F3 | Commercial | Lodging | New | Food Preparation | Natural Gas | Conveyor Oven | E1 | PACT BC Ratio | bar: 2019 to 2051
F3_Commercial_Lodging_New_Food Preparation_Natural Gas_Conveyor Oven_E2 | F3 | Commercial | Lodging | New | Food Preparation | Natural Gas | Conveyor Oven | E2 | PACT BC Ratio | 5.397 | 5.4363 | 5.479 | 5.5258 | 5.5794 | 5.6416 | 5.6963 | 5.7515 | 5.8086 | 5.8681 | 5.9253 | 5.978 | 6.0297 | 6.0814 | 6.1353 | 6.1867 | 6.2396 | 6.2937 | 6.3483 | 6.4025 | 6.4557 | 6.5043 | 6.5477 | 6.586 | 6.6192 | 6.6477 | 6.6674 | 6.6822 | 6.6949 | 6.7058 | 6.7166 | 6.7213 | 6.7213
F3_Commercial_Lodging_New_Food Preparation_Natural Gas_Conveyor Oven_E3 | F3 | Commercial | Lodging | New | Food Preparation | Natural Gas | Conveyor Oven | E3 | PACT BC Ratio | 0 | 0 | 0 | 0 | 0 | 0 | 0 | 0 | 0 | 0 | 0 | 0 | 0 | 0 | 0 | 0 | 0 | 0 | 0 | 0 | 0 | 0 | 0 | 0 | 0 | 0 | 0 | 0 | 0 | 0 | 0 | 0 | 0
F3_Commercial_Lodging_New_Food Preparation_Natural Gas_Conveyor Oven_E4 | F3 | Commercial | Lodging | New | Food Preparation | Natural Gas | Conveyor Oven | E4 | PACT BC Ratio | 0 | 0 | 0 | 0 | 0 | 0 | 0 | 0 | 0 | 0 | 0 | 0 | 0 | 0 | 0 | 0 | 0 | 0 | 0 | 0 | 0 | 0 | 0 | 0 | 0 | 0 | 0 | 0 | 0 | 0 | 0 | 0 | 0
F3_Commercial_Lodging_New_Food Preparation_Natural Gas_Conveyor Oven_E5 | F3 | Commercial | Lodging | New | Food Preparation | Natural Gas | Conveyor Oven | E5 | PACT BC Ratio | 0 | 0 | 0 | 0 | 0 | 0 | 0 | 0 | 0 | 0 | 0 | 0 | 0 | 0 | 0 | 0 | 0 | 0 | 0 | 0 | 0 | 0 | 0 | 0 | 0 | 0 | 0 | 0 | 0 | 0 | 0 | 0 | 0
F3_Commercial_Lodging_New_Food Preparation_Natural Gas_Conveyor Oven_E6 | F3 | Commercial | Lodging | New | Food Preparation | Natural Gas | Conveyor Oven | E6 | PACT BC Ratio | 0 | 0 | 0 | 0 | 0 | 0 | 0 | 0 | 0 | 0 | 0 | 0 | 0 | 0 | 0 | 0 | 0 | 0 | 0 | 0 | 0 | 0 | 0 | 0 | 0 | 0 | 0 | 0 | 0 | 0 | 0 | 0 | 0
F3_Commercial_Lodging_New_Food Preparation_Natural Gas_Conveyor Oven_E7 | F3 | Commercial | Lodging | New | Food Preparation | Natural Gas | Conveyor Oven | E7 | PACT BC Ratio | 0 | 0 | 0 | 0 | 0 | 0 | 0 | 0 | 0 | 0 | 0 | 0 | 0 | 0 | 0 | 0 | 0 | 0 | 0 | 0 | 0 | 0 | 0 | 0 | 0 | 0 | 0 | 0 | 0 | 0 | 0 | 0 | 0
F3_Commercial_Lodging_New_Food Preparation_Natural Gas_Conveyor Oven_E8 | F3 | Commercial | Lodging | New | Food Preparation | Natural Gas | Conveyor Oven | E8 | PACT BC Ratio | 0 | 0 | 0 | 0 | 0 | 0 | 0 | 0 | 0 | 0 | 0 | 0 | 0 | 0 | 0 | 0 | 0 | 0 | 0 | 0 | 0 | 0 | 0 | 0 | 0 | 0 | 0 | 0 | 0 | 0 | 0 | 0 | 0
F3_Commercial_Lodging_New_Food Preparation_Natural Gas_Conveyor Oven_E9 | F3 | Commercial | Lodging | New | Food Preparation | Natural Gas | Conveyor Oven | E9 | PACT BC Ratio | 0 | 0 | 0 | 0 | 0 | 0 | 0 | 0 | 0 | 0 | 0 | 0 | 0 | 0 | 0 | 0 | 0 | 0 | 0 | 0 | 0 | 0 | 0 | 0 | 0 | 0 | 0 | 0 | 0 | 0 | 0 | 0 | 0
F3_Commercial_Lodging_New_Food Preparation_Natural Gas_Conveyor Oven_E10 | F3 | Commercial | Lodging | New | Food Preparation | Natural Gas | Conveyor Oven | E10 | PACT BC Ratio | 0 | 0 | 0 | 0 | 0 | 0 | 0 | 0 | 0 | 0 | 0 | 0 | 0 | 0 | 0 | 0 | 0 | 0 | 0 | 0 | 0 | 0 | 0 | 0 | 0 | 0 | 0 | 0 | 0 | 0 | 0 | 0 | 0
F4_Commercial_Lodging_New_Food Preparation_Natural Gas_Conveyor Oven_E1 | F4 | Commercial | Lodging | New | Food Preparation | Natural Gas | Conveyor Oven | E1 | RVT BC Ratio | bar: 2019 to 2051
F4_Commercial_Lodging_New_Food Preparation_Natural Gas_Conveyor Oven_E2 | F4 | Commercial | Lodging | New | Food Preparation | Natural Gas | Conveyor Oven | E2 | RVT BC Ratio | 6.5193 | 6.5617 | 6.6078 | 6.6583 | 6.7161 | 6.7831 | 6.8421 | 6.9016 | 6.9632 | 7.0273 | 7.089 | 7.1459 | 7.2016 | 7.2573 | 7.3154 | 7.3708 | 7.4279 | 7.4863 | 7.5451 | 7.6035 | 7.6609 | 7.7133 | 7.7601 | 7.8014 | 7.8372 | 7.8679 | 7.8892 | 7.9051 | 7.9188 | 7.9306 | 7.9422 | 7.9473 | 7.9473
F4_Commercial_Lodging_New_Food Preparation_Natural Gas_Conveyor Oven_E3 | F4 | Commercial | Lodging | New | Food Preparation | Natural Gas | Conveyor Oven | E3 | RVT BC Ratio | 0 | 0 | 0 | 0 | 0 | 0 | 0 | 0 | 0 | 0 | 0 | 0 | 0 | 0 | 0 | 0 | 0 | 0 | 0 | 0 | 0 | 0 | 0 | 0 | 0 | 0 | 0 | 0 | 0 | 0 | 0 | 0 | 0
F4_Commercial_Lodging_New_Food Preparation_Natural Gas_Conveyor Oven_E4 | F4 | Commercial | Lodging | New | Food Preparation | Natural Gas | Conveyor Oven | E4 | RVT BC Ratio | 0 | 0 | 0 | 0 | 0 | 0 | 0 | 0 | 0 | 0 | 0 | 0 | 0 | 0 | 0 | 0 | 0 | 0 | 0 | 0 | 0 | 0 | 0 | 0 | 0 | 0 | 0 | 0 | 0 | 0 | 0 | 0 | 0
F4_Commercial_Lodging_New_Food Preparation_Natural Gas_Conveyor Oven_E5 | F4 | Commercial | Lodging | New | Food Preparation | Natural Gas | Conveyor Oven | E5 | RVT BC Ratio | 0 | 0 | 0 | 0 | 0 | 0 | 0 | 0 | 0 | 0 | 0 | 0 | 0 | 0 | 0 | 0 | 0 | 0 | 0 | 0 | 0 | 0 | 0 | 0 | 0 | 0 | 0 | 0 | 0 | 0 | 0 | 0 | 0
F4_Commercial_Lodging_New_Food Preparation_Natural Gas_Conveyor Oven_E6 | F4 | Commercial | Lodging | New | Food Preparation | Natural Gas | Conveyor Oven | E6 | RVT BC Ratio | 0 | 0 | 0 | 0 | 0 | 0 | 0 | 0 | 0 | 0 | 0 | 0 | 0 | 0 | 0 | 0 | 0 | 0 | 0 | 0 | 0 | 0 | 0 | 0 | 0 | 0 | 0 | 0 | 0 | 0 | 0 | 0 | 0
F4_Commercial_Lodging_New_Food Preparation_Natural Gas_Conveyor Oven_E7 | F4 | Commercial | Lodging | New | Food Preparation | Natural Gas | Conveyor Oven | E7 | RVT BC Ratio | 0 | 0 | 0 | 0 | 0 | 0 | 0 | 0 | 0 | 0 | 0 | 0 | 0 | 0 | 0 | 0 | 0 | 0 | 0 | 0 | 0 | 0 | 0 | 0 | 0 | 0 | 0 | 0 | 0 | 0 | 0 | 0 | 0
F4_Commercial_Lodging_New_Food Preparation_Natural Gas_Conveyor Oven_E8 | F4 | Commercial | Lodging | New | Food Preparation | Natural Gas | Conveyor Oven | E8 | RVT BC Ratio | 0 | 0 | 0 | 0 | 0 | 0 | 0 | 0 | 0 | 0 | 0 | 0 | 0 | 0 | 0 | 0 | 0 | 0 | 0 | 0 | 0 | 0 | 0 | 0 | 0 | 0 | 0 | 0 | 0 | 0 | 0 | 0 | 0
F4_Commercial_Lodging_New_Food Preparation_Natural Gas_Conveyor Oven_E9 | F4 | Commercial | Lodging | New | Food Preparation | Natural Gas | Conveyor Oven | E9 | RVT BC Ratio | 0 | 0 | 0 | 0 | 0 | 0 | 0 | 0 | 0 | 0 | 0 | 0 | 0 | 0 | 0 | 0 | 0 | 0 | 0 | 0 | 0 | 0 | 0 | 0 | 0 | 0 | 0 | 0 | 0 | 0 | 0 | 0 | 0
F4_Commercial_Lodging_New_Food Preparation_Natural Gas_Conveyor Oven_E10 | F4 | Commercial | Lodging | New | Food Preparation | Natural Gas | Conveyor Oven | E10 | RVT BC Ratio | 0 | 0 | 0 | 0 | 0 | 0 | 0 | 0 | 0 | 0 | 0 | 0 | 0 | 0 | 0 | 0 | 0 | 0 | 0 | 0 | 0 | 0 | 0 | 0 | 0 | 0 | 0 | 0 | 0 | 0 | 0 | 0 | 0
F5_Commercial_Lodging_New_Food Preparation_Natural Gas_Conveyor Oven_E1 | F5 | Commercial | Lodging | New | Food Preparation | Natural Gas | Conveyor Oven | E1 | RIM BC Ratio | bar: 2019 to 2051
F5_Commercial_Lodging_New_Food Preparation_Natural Gas_Conveyor Oven_E2 | F5 | Commercial | Lodging | New | Food Preparation | Natural Gas | Conveyor Oven | E2 | RIM BC Ratio | 0.72288 | 0.72358 | 0.72433 | 0.72515 | 0.72606 | 0.7271 | 0.728 | 0.7289 | 0.72981 | 0.73074 | 0.73162 | 0.73242 | 0.73319 | 0.73394 | 0.73472 | 0.73545 | 0.7362 | 0.73694 | 0.73769 | 0.73841 | 0.73912 | 0.73975 | 0.74031 | 0.74079 | 0.74121 | 0.74157 | 0.74181 | 0.742 | 0.74215 | 0.74229 | 0.74242 | 0.74248 | 0.74248
F5_Commercial_Lodging_New_Food Preparation_Natural Gas_Conveyor Oven_E3 | F5 | Commercial | Lodging | New | Food Preparation | Natural Gas | Conveyor Oven | E3 | RIM BC Ratio | 0 | 0 | 0 | 0 | 0 | 0 | 0 | 0 | 0 | 0 | 0 | 0 | 0 | 0 | 0 | 0 | 0 | 0 | 0 | 0 | 0 | 0 | 0 | 0 | 0 | 0 | 0 | 0 | 0 | 0 | 0 | 0 | 0
F5_Commercial_Lodging_New_Food Preparation_Natural Gas_Conveyor Oven_E4 | F5 | Commercial | Lodging | New | Food Preparation | Natural Gas | Conveyor Oven | E4 | RIM BC Ratio | 0 | 0 | 0 | 0 | 0 | 0 | 0 | 0 | 0 | 0 | 0 | 0 | 0 | 0 | 0 | 0 | 0 | 0 | 0 | 0 | 0 | 0 | 0 | 0 | 0 | 0 | 0 | 0 | 0 | 0 | 0 | 0 | 0
F5_Commercial_Lodging_New_Food Preparation_Natural Gas_Conveyor Oven_E5 | F5 | Commercial | Lodging | New | Food Preparation | Natural Gas | Conveyor Oven | E5 | RIM BC Ratio | 0 | 0 | 0 | 0 | 0 | 0 | 0 | 0 | 0 | 0 | 0 | 0 | 0 | 0 | 0 | 0 | 0 | 0 | 0 | 0 | 0 | 0 | 0 | 0 | 0 | 0 | 0 | 0 | 0 | 0 | 0 | 0 | 0
F5_Commercial_Lodging_New_Food Preparation_Natural Gas_Conveyor Oven_E6 | F5 | Commercial | Lodging | New | Food Preparation | Natural Gas | Conveyor Oven | E6 | RIM BC Ratio | 0 | 0 | 0 | 0 | 0 | 0 | 0 | 0 | 0 | 0 | 0 | 0 | 0 | 0 | 0 | 0 | 0 | 0 | 0 | 0 | 0 | 0 | 0 | 0 | 0 | 0 | 0 | 0 | 0 | 0 | 0 | 0 | 0
F5_Commercial_Lodging_New_Food Preparation_Natural Gas_Conveyor Oven_E7 | F5 | Commercial | Lodging | New | Food Preparation | Natural Gas | Conveyor Oven | E7 | RIM BC Ratio | 0 | 0 | 0 | 0 | 0 | 0 | 0 | 0 | 0 | 0 | 0 | 0 | 0 | 0 | 0 | 0 | 0 | 0 | 0 | 0 | 0 | 0 | 0 | 0 | 0 | 0 | 0 | 0 | 0 | 0 | 0 | 0 | 0
F5_Commercial_Lodging_New_Food Preparation_Natural Gas_Conveyor Oven_E8 | F5 | Commercial | Lodging | New | Food Preparation | Natural Gas | Conveyor Oven | E8 | RIM BC Ratio | 0 | 0 | 0 | 0 | 0 | 0 | 0 | 0 | 0 | 0 | 0 | 0 | 0 | 0 | 0 | 0 | 0 | 0 | 0 | 0 | 0 | 0 | 0 | 0 | 0 | 0 | 0 | 0 | 0 | 0 | 0 | 0 | 0
F5_Commercial_Lodging_New_Food Preparation_Natural Gas_Conveyor Oven_E9 | F5 | Commercial | Lodging | New | Food Preparation | Natural Gas | Conveyor Oven | E9 | RIM BC Ratio | 0 | 0 | 0 | 0 | 0 | 0 | 0 | 0 | 0 | 0 | 0 | 0 | 0 | 0 | 0 | 0 | 0 | 0 | 0 | 0 | 0 | 0 | 0 | 0 | 0 | 0 | 0 | 0 | 0 | 0 | 0 | 0 | 0
F5_Commercial_Lodging_New_Food Preparation_Natural Gas_Conveyor Oven_E10 | F5 | Commercial | Lodging | New | Food Preparation | Natural Gas | Conveyor Oven | E10 | RIM BC Ratio | 0 | 0 | 0 | 0 | 0 | 0 | 0 | 0 | 0 | 0 | 0 | 0 | 0 | 0 | 0 | 0 | 0 | 0 | 0 | 0 | 0 | 0 | 0 | 0 | 0 | 0 | 0 | 0 | 0 | 0 | 0 | 0 | 0
F0_Commercial_Lodging_New_Food Preparation_Natural Gas_Double Rack Oven_E0 | F0 | Commercial | Lodging | New | Food Preparation | Natural Gas | Double Rack Oven | E0 | Economic Unit | FTSC Qualified (>50% Cooking Efficiency) | FTSC Qualified (>50% Cooking Efficiency) | FTSC Qualified (>50% Cooking Efficiency) | FTSC Qualified (>50% Cooking Efficiency) | FTSC Qualified (>50% Cooking Efficiency) | FTSC Qualified (>50% Cooking Efficiency) | FTSC Qualified (>50% Cooking Efficiency) | FTSC Qualified (>50% Cooking Efficiency) | FTSC Qualified (>50% Cooking Efficiency) | FTSC Qualified (>50% Cooking Efficiency) | FTSC Qualified (>50% Cooking Efficiency) | FTSC Qualified (>50% Cooking Efficiency) | FTSC Qualified (>50% Cooking Efficiency) | FTSC Qualified (>50% Cooking Efficiency) | FTSC Qualified (>50% Cooking Efficiency) | FTSC Qualified (>50% Cooking Efficiency) | FTSC Qualified (>50% Cooking Efficiency) | FTSC Qualified (>50% Cooking Efficiency) | FTSC Qualified (>50% Cooking Efficiency) | FTSC Qualified (>50% Cooking Efficiency) | FTSC Qualified (>50% Cooking Efficiency) | FTSC Qualified (>50% Cooking Efficiency) | FTSC Qualified (>50% Cooking Efficiency) | FTSC Qualified (>50% Cooking Efficiency) | FTSC Qualified (>50% Cooking Efficiency) | FTSC Qualified (>50% Cooking Efficiency) | FTSC Qualified (>50% Cooking Efficiency) | FTSC Qualified (>50% Cooking Efficiency) | FTSC Qualified (>50% Cooking Efficiency) | FTSC Qualified (>50% Cooking Efficiency) | FTSC Qualified (>50% Cooking Efficiency) | FTSC Qualified (>50% Cooking Efficiency) | FTSC Qualified (>50% Cooking Efficiency)
F1_Commercial_Lodging_New_Food Preparation_Natural Gas_Double Rack Oven_E1 | F1 | Commercial | Lodging | New | Food Preparation | Natural Gas | Double Rack Oven | E1 | CCE | 0 | 0 | 0 | 0 | 0 | 0 | 0 | 0 | 0 | 0 | 0 | 0 | 0 | 0 | 0 | 0 | 0 | 0 | 0 | 0 | 0 | 0 | 0 | 0 | 0 | 0 | 0 | 0 | 0 | 0 | 0 | 0 | 0
F1_Commercial_Lodging_New_Food Preparation_Natural Gas_Double Rack Oven_E2 | F1 | Commercial | Lodging | New | Food Preparation | Natural Gas | Double Rack Oven | E2 | CCE | 0.29688 | 0.29688 | 0.29688 | 0.29688 | 0.29688 | 0.29688 | 0.29688 | 0.29688 | 0.29688 | 0.29688 | 0.29688 | 0.29688 | 0.29688 | 0.29688 | 0.29688 | 0.29688 | 0.29688 | 0.29688 | 0.29688 | 0.29688 | 0.29688 | 0.29688 | 0.29688 | 0.29688 | 0.29688 | 0.29688 | 0.29688 | 0.29688 | 0.29688 | 0.29688 | 0.29688 | 0.29688 | 0.29688
F1_Commercial_Lodging_New_Food Preparation_Natural Gas_Double Rack Oven_E3 | F1 | Commercial | Lodging | New | Food Preparation | Natural Gas | Double Rack Oven | E3 | CCE | 0 | 0 | 0 | 0 | 0 | 0 | 0 | 0 | 0 | 0 | 0 | 0 | 0 | 0 | 0 | 0 | 0 | 0 | 0 | 0 | 0 | 0 | 0 | 0 | 0 | 0 | 0 | 0 | 0 | 0 | 0 | 0 | 0
F1_Commercial_Lodging_New_Food Preparation_Natural Gas_Double Rack Oven_E4 | F1 | Commercial | Lodging | New | Food Preparation | Natural Gas | Double Rack Oven | E4 | CCE | 0 | 0 | 0 | 0 | 0 | 0 | 0 | 0 | 0 | 0 | 0 | 0 | 0 | 0 | 0 | 0 | 0 | 0 | 0 | 0 | 0 | 0 | 0 | 0 | 0 | 0 | 0 | 0 | 0 | 0 | 0 | 0 | 0
F1_Commercial_Lodging_New_Food Preparation_Natural Gas_Double Rack Oven_E5 | F1 | Commercial | Lodging | New | Food Preparation | Natural Gas | Double Rack Oven | E5 | CCE | 0 | 0 | 0 | 0 | 0 | 0 | 0 | 0 | 0 | 0 | 0 | 0 | 0 | 0 | 0 | 0 | 0 | 0 | 0 | 0 | 0 | 0 | 0 | 0 | 0 | 0 | 0 | 0 | 0 | 0 | 0 | 0 | 0
F1_Commercial_Lodging_New_Food Preparation_Natural Gas_Double Rack Oven_E6 | F1 | Commercial | Lodging | New | Food Preparation | Natural Gas | Double Rack Oven | E6 | CCE | 0 | 0 | 0 | 0 | 0 | 0 | 0 | 0 | 0 | 0 | 0 | 0 | 0 | 0 | 0 | 0 | 0 | 0 | 0 | 0 | 0 | 0 | 0 | 0 | 0 | 0 | 0 | 0 | 0 | 0 | 0 | 0 | 0
F1_Commercial_Lodging_New_Food Preparation_Natural Gas_Double Rack Oven_E7 | F1 | Commercial | Lodging | New | Food Preparation | Natural Gas | Double Rack Oven | E7 | CCE | 0 | 0 | 0 | 0 | 0 | 0 | 0 | 0 | 0 | 0 | 0 | 0 | 0 | 0 | 0 | 0 | 0 | 0 | 0 | 0 | 0 | 0 | 0 | 0 | 0 | 0 | 0 | 0 | 0 | 0 | 0 | 0 | 0
F1_Commercial_Lodging_New_Food Preparation_Natural Gas_Double Rack Oven_E8 | F1 | Commercial | Lodging | New | Food Preparation | Natural Gas | Double Rack Oven | E8 | CCE | 0 | 0 | 0 | 0 | 0 | 0 | 0 | 0 | 0 | 0 | 0 | 0 | 0 | 0 | 0 | 0 | 0 | 0 | 0 | 0 | 0 | 0 | 0 | 0 | 0 | 0 | 0 | 0 | 0 | 0 | 0 | 0 | 0
F1_Commercial_Lodging_New_Food Preparation_Natural Gas_Double Rack Oven_E9 | F1 | Commercial | Lodging | New | Food Preparation | Natural Gas | Double Rack Oven | E9 | CCE | 0 | 0 | 0 | 0 | 0 | 0 | 0 | 0 | 0 | 0 | 0 | 0 | 0 | 0 | 0 | 0 | 0 | 0 | 0 | 0 | 0 | 0 | 0 | 0 | 0 | 0 | 0 | 0 | 0 | 0 | 0 | 0 | 0
F1_Commercial_Lodging_New_Food Preparation_Natural Gas_Double Rack Oven_E10 | F1 | Commercial | Lodging | New | Food Preparation | Natural Gas | Double Rack Oven | E10 | CCE | 0 | 0 | 0 | 0 | 0 | 0 | 0 | 0 | 0 | 0 | 0 | 0 | 0 | 0 | 0 | 0 | 0 | 0 | 0 | 0 | 0 | 0 | 0 | 0 | 0 | 0 | 0 | 0 | 0 | 0 | 0 | 0 | 0
F2_Commercial_Lodging_New_Food Preparation_Natural Gas_Double Rack Oven_E1 | F2 | Commercial | Lodging | New | Food Preparation | Natural Gas | Double Rack Oven | E1 | TRC BC Ratio | bar: 2019 to 2051
F2_Commercial_Lodging_New_Food Preparation_Natural Gas_Double Rack Oven_E2 | F2 | Commercial | Lodging | New | Food Preparation | Natural Gas | Double Rack Oven | E2 | TRC BC Ratio | 4.7395 | 4.7756 | 4.816 | 4.8604 | 4.911 | 4.9696 | 5.017 | 5.0626 | 5.1089 | 5.1571 | 5.2031 | 5.2453 | 5.2885 | 5.3338 | 5.3838 | 5.4328 | 5.4847 | 5.5395 | 5.5966 | 5.655 | 5.7136 | 5.7686 | 5.8182 | 5.8621 | 5.9 | 5.9326 | 5.9552 | 5.9721 | 5.9866 | 5.9991 | 6.0114 | 6.0169 | 6.0169
F2_Commercial_Lodging_New_Food Preparation_Natural Gas_Double Rack Oven_E3 | F2 | Commercial | Lodging | New | Food Preparation | Natural Gas | Double Rack Oven | E3 | TRC BC Ratio | 0 | 0 | 0 | 0 | 0 | 0 | 0 | 0 | 0 | 0 | 0 | 0 | 0 | 0 | 0 | 0 | 0 | 0 | 0 | 0 | 0 | 0 | 0 | 0 | 0 | 0 | 0 | 0 | 0 | 0 | 0 | 0 | 0
F2_Commercial_Lodging_New_Food Preparation_Natural Gas_Double Rack Oven_E4 | F2 | Commercial | Lodging | New | Food Preparation | Natural Gas | Double Rack Oven | E4 | TRC BC Ratio | 0 | 0 | 0 | 0 | 0 | 0 | 0 | 0 | 0 | 0 | 0 | 0 | 0 | 0 | 0 | 0 | 0 | 0 | 0 | 0 | 0 | 0 | 0 | 0 | 0 | 0 | 0 | 0 | 0 | 0 | 0 | 0 | 0
F2_Commercial_Lodging_New_Food Preparation_Natural Gas_Double Rack Oven_E5 | F2 | Commercial | Lodging | New | Food Preparation | Natural Gas | Double Rack Oven | E5 | TRC BC Ratio | 0 | 0 | 0 | 0 | 0 | 0 | 0 | 0 | 0 | 0 | 0 | 0 | 0 | 0 | 0 | 0 | 0 | 0 | 0 | 0 | 0 | 0 | 0 | 0 | 0 | 0 | 0 | 0 | 0 | 0 | 0 | 0 | 0
F2_Commercial_Lodging_New_Food Preparation_Natural Gas_Double Rack Oven_E6 | F2 | Commercial | Lodging | New | Food Preparation | Natural Gas | Double Rack Oven | E6 | TRC BC Ratio | 0 | 0 | 0 | 0 | 0 | 0 | 0 | 0 | 0 | 0 | 0 | 0 | 0 | 0 | 0 | 0 | 0 | 0 | 0 | 0 | 0 | 0 | 0 | 0 | 0 | 0 | 0 | 0 | 0 | 0 | 0 | 0 | 0
F2_Commercial_Lodging_New_Food Preparation_Natural Gas_Double Rack Oven_E7 | F2 | Commercial | Lodging | New | Food Preparation | Natural Gas | Double Rack Oven | E7 | TRC BC Ratio | 0 | 0 | 0 | 0 | 0 | 0 | 0 | 0 | 0 | 0 | 0 | 0 | 0 | 0 | 0 | 0 | 0 | 0 | 0 | 0 | 0 | 0 | 0 | 0 | 0 | 0 | 0 | 0 | 0 | 0 | 0 | 0 | 0
F2_Commercial_Lodging_New_Food Preparation_Natural Gas_Double Rack Oven_E8 | F2 | Commercial | Lodging | New | Food Preparation | Natural Gas | Double Rack Oven | E8 | TRC BC Ratio | 0 | 0 | 0 | 0 | 0 | 0 | 0 | 0 | 0 | 0 | 0 | 0 | 0 | 0 | 0 | 0 | 0 | 0 | 0 | 0 | 0 | 0 | 0 | 0 | 0 | 0 | 0 | 0 | 0 | 0 | 0 | 0 | 0
F2_Commercial_Lodging_New_Food Preparation_Natural Gas_Double Rack Oven_E9 | F2 | Commercial | Lodging | New | Food Preparation | Natural Gas | Double Rack Oven | E9 | TRC BC Ratio | 0 | 0 | 0 | 0 | 0 | 0 | 0 | 0 | 0 | 0 | 0 | 0 | 0 | 0 | 0 | 0 | 0 | 0 | 0 | 0 | 0 | 0 | 0 | 0 | 0 | 0 | 0 | 0 | 0 | 0 | 0 | 0 | 0
F2_Commercial_Lodging_New_Food Preparation_Natural Gas_Double Rack Oven_E10 | F2 | Commercial | Lodging | New | Food Preparation | Natural Gas | Double Rack Oven | E10 | TRC BC Ratio | 0 | 0 | 0 | 0 | 0 | 0 | 0 | 0 | 0 | 0 | 0 | 0 | 0 | 0 | 0 | 0 | 0 | 0 | 0 | 0 | 0 | 0 | 0 | 0 | 0 | 0 | 0 | 0 | 0 | 0 | 0 | 0 | 0
F3_Commercial_Lodging_New_Food Preparation_Natural Gas_Double Rack Oven_E1 | F3 | Commercial | Lodging | New | Food Preparation | Natural Gas | Double Rack Oven | E1 | PACT BC Ratio | bar: 2019 to 2051
F3_Commercial_Lodging_New_Food Preparation_Natural Gas_Double Rack Oven_E2 | F3 | Commercial | Lodging | New | Food Preparation | Natural Gas | Double Rack Oven | E2 | PACT BC Ratio | 6.3193 | 6.3675 | 6.4213 | 6.4805 | 6.548 | 6.6261 | 6.6894 | 6.7502 | 6.8119 | 6.8761 | 6.9374 | 6.9937 | 7.0513 | 7.1117 | 7.1784 | 7.2437 | 7.3129 | 7.386 | 7.4622 | 7.5399 | 7.6182 | 7.6915 | 7.7576 | 7.8161 | 7.8667 | 7.9101 | 7.9403 | 7.9627 | 7.9822 | 7.9988 | 8.0152 | 8.0225 | 8.0225
F3_Commercial_Lodging_New_Food Preparation_Natural Gas_Double Rack Oven_E3 | F3 | Commercial | Lodging | New | Food Preparation | Natural Gas | Double Rack Oven | E3 | PACT BC Ratio | 0 | 0 | 0 | 0 | 0 | 0 | 0 | 0 | 0 | 0 | 0 | 0 | 0 | 0 | 0 | 0 | 0 | 0 | 0 | 0 | 0 | 0 | 0 | 0 | 0 | 0 | 0 | 0 | 0 | 0 | 0 | 0 | 0
F3_Commercial_Lodging_New_Food Preparation_Natural Gas_Double Rack Oven_E4 | F3 | Commercial | Lodging | New | Food Preparation | Natural Gas | Double Rack Oven | E4 | PACT BC Ratio | 0 | 0 | 0 | 0 | 0 | 0 | 0 | 0 | 0 | 0 | 0 | 0 | 0 | 0 | 0 | 0 | 0 | 0 | 0 | 0 | 0 | 0 | 0 | 0 | 0 | 0 | 0 | 0 | 0 | 0 | 0 | 0 | 0
F3_Commercial_Lodging_New_Food Preparation_Natural Gas_Double Rack Oven_E5 | F3 | Commercial | Lodging | New | Food Preparation | Natural Gas | Double Rack Oven | E5 | PACT BC Ratio | 0 | 0 | 0 | 0 | 0 | 0 | 0 | 0 | 0 | 0 | 0 | 0 | 0 | 0 | 0 | 0 | 0 | 0 | 0 | 0 | 0 | 0 | 0 | 0 | 0 | 0 | 0 | 0 | 0 | 0 | 0 | 0 | 0
F3_Commercial_Lodging_New_Food Preparation_Natural Gas_Double Rack Oven_E6 | F3 | Commercial | Lodging | New | Food Preparation | Natural Gas | Double Rack Oven | E6 | PACT BC Ratio | 0 | 0 | 0 | 0 | 0 | 0 | 0 | 0 | 0 | 0 | 0 | 0 | 0 | 0 | 0 | 0 | 0 | 0 | 0 | 0 | 0 | 0 | 0 | 0 | 0 | 0 | 0 | 0 | 0 | 0 | 0 | 0 | 0
F3_Commercial_Lodging_New_Food Preparation_Natural Gas_Double Rack Oven_E7 | F3 | Commercial | Lodging | New | Food Preparation | Natural Gas | Double Rack Oven | E7 | PACT BC Ratio | 0 | 0 | 0 | 0 | 0 | 0 | 0 | 0 | 0 | 0 | 0 | 0 | 0 | 0 | 0 | 0 | 0 | 0 | 0 | 0 | 0 | 0 | 0 | 0 | 0 | 0 | 0 | 0 | 0 | 0 | 0 | 0 | 0
F3_Commercial_Lodging_New_Food Preparation_Natural Gas_Double Rack Oven_E8 | F3 | Commercial | Lodging | New | Food Preparation | Natural Gas | Double Rack Oven | E8 | PACT BC Ratio | 0 | 0 | 0 | 0 | 0 | 0 | 0 | 0 | 0 | 0 | 0 | 0 | 0 | 0 | 0 | 0 | 0 | 0 | 0 | 0 | 0 | 0 | 0 | 0 | 0 | 0 | 0 | 0 | 0 | 0 | 0 | 0 | 0
F3_Commercial_Lodging_New_Food Preparation_Natural Gas_Double Rack Oven_E9 | F3 | Commercial | Lodging | New | Food Preparation | Natural Gas | Double Rack Oven | E9 | PACT BC Ratio | 0 | 0 | 0 | 0 | 0 | 0 | 0 | 0 | 0 | 0 | 0 | 0 | 0 | 0 | 0 | 0 | 0 | 0 | 0 | 0 | 0 | 0 | 0 | 0 | 0 | 0 | 0 | 0 | 0 | 0 | 0 | 0 | 0
F3_Commercial_Lodging_New_Food Preparation_Natural Gas_Double Rack Oven_E10 | F3 | Commercial | Lodging | New | Food Preparation | Natural Gas | Double Rack Oven | E10 | PACT BC Ratio | 0 | 0 | 0 | 0 | 0 | 0 | 0 | 0 | 0 | 0 | 0 | 0 | 0 | 0 | 0 | 0 | 0 | 0 | 0 | 0 | 0 | 0 | 0 | 0 | 0 | 0 | 0 | 0 | 0 | 0 | 0 | 0 | 0
F4_Commercial_Lodging_New_Food Preparation_Natural Gas_Double Rack Oven_E1 | F4 | Commercial | Lodging | New | Food Preparation | Natural Gas | Double Rack Oven | E1 | RVT BC Ratio | bar: 2019 to 2051
F4_Commercial_Lodging_New_Food Preparation_Natural Gas_Double Rack Oven_E2 | F4 | Commercial | Lodging | New | Food Preparation | Natural Gas | Double Rack Oven | E2 | RVT BC Ratio | 7.5139 | 7.5658 | 7.6238 | 7.6877 | 7.7604 | 7.8446 | 7.9129 | 7.9784 | 8.045 | 8.1143 | 8.1804 | 8.241 | 8.3031 | 8.3683 | 8.4402 | 8.5106 | 8.5852 | 8.664 | 8.7461 | 8.83 | 8.9144 | 8.9934 | 9.0647 | 9.1278 | 9.1823 | 9.2292 | 9.2617 | 9.2859 | 9.3069 | 9.3248 | 9.3425 | 9.3503 | 9.3503
F4_Commercial_Lodging_New_Food Preparation_Natural Gas_Double Rack Oven_E3 | F4 | Commercial | Lodging | New | Food Preparation | Natural Gas | Double Rack Oven | E3 | RVT BC Ratio | 0 | 0 | 0 | 0 | 0 | 0 | 0 | 0 | 0 | 0 | 0 | 0 | 0 | 0 | 0 | 0 | 0 | 0 | 0 | 0 | 0 | 0 | 0 | 0 | 0 | 0 | 0 | 0 | 0 | 0 | 0 | 0 | 0
F4_Commercial_Lodging_New_Food Preparation_Natural Gas_Double Rack Oven_E4 | F4 | Commercial | Lodging | New | Food Preparation | Natural Gas | Double Rack Oven | E4 | RVT BC Ratio | 0 | 0 | 0 | 0 | 0 | 0 | 0 | 0 | 0 | 0 | 0 | 0 | 0 | 0 | 0 | 0 | 0 | 0 | 0 | 0 | 0 | 0 | 0 | 0 | 0 | 0 | 0 | 0 | 0 | 0 | 0 | 0 | 0
F4_Commercial_Lodging_New_Food Preparation_Natural Gas_Double Rack Oven_E5 | F4 | Commercial | Lodging | New | Food Preparation | Natural Gas | Double Rack Oven | E5 | RVT BC Ratio | 0 | 0 | 0 | 0 | 0 | 0 | 0 | 0 | 0 | 0 | 0 | 0 | 0 | 0 | 0 | 0 | 0 | 0 | 0 | 0 | 0 | 0 | 0 | 0 | 0 | 0 | 0 | 0 | 0 | 0 | 0 | 0 | 0
F4_Commercial_Lodging_New_Food Preparation_Natural Gas_Double Rack Oven_E6 | F4 | Commercial | Lodging | New | Food Preparation | Natural Gas | Double Rack Oven | E6 | RVT BC Ratio | 0 | 0 | 0 | 0 | 0 | 0 | 0 | 0 | 0 | 0 | 0 | 0 | 0 | 0 | 0 | 0 | 0 | 0 | 0 | 0 | 0 | 0 | 0 | 0 | 0 | 0 | 0 | 0 | 0 | 0 | 0 | 0 | 0
F4_Commercial_Lodging_New_Food Preparation_Natural Gas_Double Rack Oven_E7 | F4 | Commercial | Lodging | New | Food Preparation | Natural Gas | Double Rack Oven | E7 | RVT BC Ratio | 0 | 0 | 0 | 0 | 0 | 0 | 0 | 0 | 0 | 0 | 0 | 0 | 0 | 0 | 0 | 0 | 0 | 0 | 0 | 0 | 0 | 0 | 0 | 0 | 0 | 0 | 0 | 0 | 0 | 0 | 0 | 0 | 0
F4_Commercial_Lodging_New_Food Preparation_Natural Gas_Double Rack Oven_E8 | F4 | Commercial | Lodging | New | Food Preparation | Natural Gas | Double Rack Oven | E8 | RVT BC Ratio | 0 | 0 | 0 | 0 | 0 | 0 | 0 | 0 | 0 | 0 | 0 | 0 | 0 | 0 | 0 | 0 | 0 | 0 | 0 | 0 | 0 | 0 | 0 | 0 | 0 | 0 | 0 | 0 | 0 | 0 | 0 | 0 | 0
F4_Commercial_Lodging_New_Food Preparation_Natural Gas_Double Rack Oven_E9 | F4 | Commercial | Lodging | New | Food Preparation | Natural Gas | Double Rack Oven | E9 | RVT BC Ratio | 0 | 0 | 0 | 0 | 0 | 0 | 0 | 0 | 0 | 0 | 0 | 0 | 0 | 0 | 0 | 0 | 0 | 0 | 0 | 0 | 0 | 0 | 0 | 0 | 0 | 0 | 0 | 0 | 0 | 0 | 0 | 0 | 0
F4_Commercial_Lodging_New_Food Preparation_Natural Gas_Double Rack Oven_E10 | F4 | Commercial | Lodging | New | Food Preparation | Natural Gas | Double Rack Oven | E10 | RVT BC Ratio | 0 | 0 | 0 | 0 | 0 | 0 | 0 | 0 | 0 | 0 | 0 | 0 | 0 | 0 | 0 | 0 | 0 | 0 | 0 | 0 | 0 | 0 | 0 | 0 | 0 | 0 | 0 | 0 | 0 | 0 | 0 | 0 | 0
F5_Commercial_Lodging_New_Food Preparation_Natural Gas_Double Rack Oven_E1 | F5 | Commercial | Lodging | New | Food Preparation | Natural Gas | Double Rack Oven | E1 | RIM BC Ratio | bar: 2019 to 2051
F5_Commercial_Lodging_New_Food Preparation_Natural Gas_Double Rack Oven_E2 | F5 | Commercial | Lodging | New | Food Preparation | Natural Gas | Double Rack Oven | E2 | RIM BC Ratio | 0.73729 | 0.73795 | 0.73866 | 0.73944 | 0.74031 | 0.7413 | 0.74208 | 0.74283 | 0.74357 | 0.74433 | 0.74504 | 0.74568 | 0.74633 | 0.74701 | 0.74774 | 0.74844 | 0.74917 | 0.74993 | 0.75071 | 0.75149 | 0.75226 | 0.75297 | 0.7536 | 0.75414 | 0.75461 | 0.75501 | 0.75528 | 0.75549 | 0.75566 | 0.75581 | 0.75596 | 0.75602 | 0.75602
F5_Commercial_Lodging_New_Food Preparation_Natural Gas_Double Rack Oven_E3 | F5 | Commercial | Lodging | New | Food Preparation | Natural Gas | Double Rack Oven | E3 | RIM BC Ratio | 0 | 0 | 0 | 0 | 0 | 0 | 0 | 0 | 0 | 0 | 0 | 0 | 0 | 0 | 0 | 0 | 0 | 0 | 0 | 0 | 0 | 0 | 0 | 0 | 0 | 0 | 0 | 0 | 0 | 0 | 0 | 0 | 0
F5_Commercial_Lodging_New_Food Preparation_Natural Gas_Double Rack Oven_E4 | F5 | Commercial | Lodging | New | Food Preparation | Natural Gas | Double Rack Oven | E4 | RIM BC Ratio | 0 | 0 | 0 | 0 | 0 | 0 | 0 | 0 | 0 | 0 | 0 | 0 | 0 | 0 | 0 | 0 | 0 | 0 | 0 | 0 | 0 | 0 | 0 | 0 | 0 | 0 | 0 | 0 | 0 | 0 | 0 | 0 | 0
F5_Commercial_Lodging_New_Food Preparation_Natural Gas_Double Rack Oven_E5 | F5 | Commercial | Lodging | New | Food Preparation | Natural Gas | Double Rack Oven | E5 | RIM BC Ratio | 0 | 0 | 0 | 0 | 0 | 0 | 0 | 0 | 0 | 0 | 0 | 0 | 0 | 0 | 0 | 0 | 0 | 0 | 0 | 0 | 0 | 0 | 0 | 0 | 0 | 0 | 0 | 0 | 0 | 0 | 0 | 0 | 0
F5_Commercial_Lodging_New_Food Preparation_Natural Gas_Double Rack Oven_E6 | F5 | Commercial | Lodging | New | Food Preparation | Natural Gas | Double Rack Oven | E6 | RIM BC Ratio | 0 | 0 | 0 | 0 | 0 | 0 | 0 | 0 | 0 | 0 | 0 | 0 | 0 | 0 | 0 | 0 | 0 | 0 | 0 | 0 | 0 | 0 | 0 | 0 | 0 | 0 | 0 | 0 | 0 | 0 | 0 | 0 | 0
F5_Commercial_Lodging_New_Food Preparation_Natural Gas_Double Rack Oven_E7 | F5 | Commercial | Lodging | New | Food Preparation | Natural Gas | Double Rack Oven | E7 | RIM BC Ratio | 0 | 0 | 0 | 0 | 0 | 0 | 0 | 0 | 0 | 0 | 0 | 0 | 0 | 0 | 0 | 0 | 0 | 0 | 0 | 0 | 0 | 0 | 0 | 0 | 0 | 0 | 0 | 0 | 0 | 0 | 0 | 0 | 0
F5_Commercial_Lodging_New_Food Preparation_Natural Gas_Double Rack Oven_E8 | F5 | Commercial | Lodging | New | Food Preparation | Natural Gas | Double Rack Oven | E8 | RIM BC Ratio | 0 | 0 | 0 | 0 | 0 | 0 | 0 | 0 | 0 | 0 | 0 | 0 | 0 | 0 | 0 | 0 | 0 | 0 | 0 | 0 | 0 | 0 | 0 | 0 | 0 | 0 | 0 | 0 | 0 | 0 | 0 | 0 | 0
F5_Commercial_Lodging_New_Food Preparation_Natural Gas_Double Rack Oven_E9 | F5 | Commercial | Lodging | New | Food Preparation | Natural Gas | Double Rack Oven | E9 | RIM BC Ratio | 0 | 0 | 0 | 0 | 0 | 0 | 0 | 0 | 0 | 0 | 0 | 0 | 0 | 0 | 0 | 0 | 0 | 0 | 0 | 0 | 0 | 0 | 0 | 0 | 0 | 0 | 0 | 0 | 0 | 0 | 0 | 0 | 0
F5_Commercial_Lodging_New_Food Preparation_Natural Gas_Double Rack Oven_E10 | F5 | Commercial | Lodging | New | Food Preparation | Natural Gas | Double Rack Oven | E10 | RIM BC Ratio | 0 | 0 | 0 | 0 | 0 | 0 | 0 | 0 | 0 | 0 | 0 | 0 | 0 | 0 | 0 | 0 | 0 | 0 | 0 | 0 | 0 | 0 | 0 | 0 | 0 | 0 | 0 | 0 | 0 | 0 | 0 | 0 | 0
F0_Commercial_Lodging_New_Food Preparation_Natural Gas_Fryer_E0 | F0 | Commercial | Lodging | New | Food Preparation | Natural Gas | Fryer | E0 | Economic Unit | ENERGY STAR | ENERGY STAR | ENERGY STAR | ENERGY STAR | ENERGY STAR | ENERGY STAR | ENERGY STAR | ENERGY STAR | ENERGY STAR | ENERGY STAR | ENERGY STAR | ENERGY STAR | ENERGY STAR | ENERGY STAR | ENERGY STAR | ENERGY STAR | ENERGY STAR | ENERGY STAR | ENERGY STAR | ENERGY STAR | ENERGY STAR | ENERGY STAR | ENERGY STAR | ENERGY STAR | ENERGY STAR | ENERGY STAR | ENERGY STAR | ENERGY STAR | ENERGY STAR | ENERGY STAR | ENERGY STAR | ENERGY STAR | ENERGY STAR
F1_Commercial_Lodging_New_Food Preparation_Natural Gas_Fryer_E1 | F1 | Commercial | Lodging | New | Food Preparation | Natural Gas | Fryer | E1 | CCE | 0 | 0 | 0 | 0 | 0 | 0 | 0 | 0 | 0 | 0 | 0 | 0 | 0 | 0 | 0 | 0 | 0 | 0 | 0 | 0 | 0 | 0 | 0 | 0 | 0 | 0 | 0 | 0 | 0 | 0 | 0 | 0 | 0
F1_Commercial_Lodging_New_Food Preparation_Natural Gas_Fryer_E2 | F1 | Commercial | Lodging | New | Food Preparation | Natural Gas | Fryer | E2 | CCE | 0.52081 | 0.52081 | 0.52081 | 0 | 0 | 0 | 0 | 0 | 0 | 0 | 0 | 0 | 0 | 0 | 0 | 0 | 0 | 0 | 0 | 0 | 0 | 0 | 0 | 0 | 0 | 0 | 0 | 0 | 0 | 0 | 0 | 0 | 0
F1_Commercial_Lodging_New_Food Preparation_Natural Gas_Fryer_E3 | F1 | Commercial | Lodging | New | Food Preparation | Natural Gas | Fryer | E3 | CCE | 0 | 0 | 0 | 0 | 0 | 0 | 0 | 0 | 0 | 0 | 0 | 0 | 0 | 0 | 0 | 0 | 0 | 0 | 0 | 0 | 0 | 0 | 0 | 0 | 0 | 0 | 0 | 0 | 0 | 0 | 0 | 0 | 0
F1_Commercial_Lodging_New_Food Preparation_Natural Gas_Fryer_E4 | F1 | Commercial | Lodging | New | Food Preparation | Natural Gas | Fryer | E4 | CCE | 0 | 0 | 0 | 0 | 0 | 0 | 0 | 0 | 0 | 0 | 0 | 0 | 0 | 0 | 0 | 0 | 0 | 0 | 0 | 0 | 0 | 0 | 0 | 0 | 0 | 0 | 0 | 0 | 0 | 0 | 0 | 0 | 0
F1_Commercial_Lodging_New_Food Preparation_Natural Gas_Fryer_E5 | F1 | Commercial | Lodging | New | Food Preparation | Natural Gas | Fryer | E5 | CCE | 0 | 0 | 0 | 0 | 0 | 0 | 0 | 0 | 0 | 0 | 0 | 0 | 0 | 0 | 0 | 0 | 0 | 0 | 0 | 0 | 0 | 0 | 0 | 0 | 0 | 0 | 0 | 0 | 0 | 0 | 0 | 0 | 0
F1_Commercial_Lodging_New_Food Preparation_Natural Gas_Fryer_E6 | F1 | Commercial | Lodging | New | Food Preparation | Natural Gas | Fryer | E6 | CCE | 0 | 0 | 0 | 0 | 0 | 0 | 0 | 0 | 0 | 0 | 0 | 0 | 0 | 0 | 0 | 0 | 0 | 0 | 0 | 0 | 0 | 0 | 0 | 0 | 0 | 0 | 0 | 0 | 0 | 0 | 0 | 0 | 0
F1_Commercial_Lodging_New_Food Preparation_Natural Gas_Fryer_E7 | F1 | Commercial | Lodging | New | Food Preparation | Natural Gas | Fryer | E7 | CCE | 0 | 0 | 0 | 0 | 0 | 0 | 0 | 0 | 0 | 0 | 0 | 0 | 0 | 0 | 0 | 0 | 0 | 0 | 0 | 0 | 0 | 0 | 0 | 0 | 0 | 0 | 0 | 0 | 0 | 0 | 0 | 0 | 0
F1_Commercial_Lodging_New_Food Preparation_Natural Gas_Fryer_E8 | F1 | Commercial | Lodging | New | Food Preparation | Natural Gas | Fryer | E8 | CCE | 0 | 0 | 0 | 0 | 0 | 0 | 0 | 0 | 0 | 0 | 0 | 0 | 0 | 0 | 0 | 0 | 0 | 0 | 0 | 0 | 0 | 0 | 0 | 0 | 0 | 0 | 0 | 0 | 0 | 0 | 0 | 0 | 0
F1_Commercial_Lodging_New_Food Preparation_Natural Gas_Fryer_E9 | F1 | Commercial | Lodging | New | Food Preparation | Natural Gas | Fryer | E9 | CCE | 0 | 0 | 0 | 0 | 0 | 0 | 0 | 0 | 0 | 0 | 0 | 0 | 0 | 0 | 0 | 0 | 0 | 0 | 0 | 0 | 0 | 0 | 0 | 0 | 0 | 0 | 0 | 0 | 0 | 0 | 0 | 0 | 0
F1_Commercial_Lodging_New_Food Preparation_Natural Gas_Fryer_E10 | F1 | Commercial | Lodging | New | Food Preparation | Natural Gas | Fryer | E10 | CCE | 0 | 0 | 0 | 0 | 0 | 0 | 0 | 0 | 0 | 0 | 0 | 0 | 0 | 0 | 0 | 0 | 0 | 0 | 0 | 0 | 0 | 0 | 0 | 0 | 0 | 0 | 0 | 0 | 0 | 0 | 0 | 0 | 0
F2_Commercial_Lodging_New_Food Preparation_Natural Gas_Fryer_E1 | F2 | Commercial | Lodging | New | Food Preparation | Natural Gas | Fryer | E1 | TRC BC Ratio | 1 | 1 | 1 | 0 | 0 | 0 | 0 | 0 | 0 | 0 | 0 | 0 | 0 | 0 | 0 | 0 | 0 | 0 | 0 | 0 | 0 | 0 | 0 | 0 | 0 | 0 | 0 | 0 | 0 | 0 | 0 | 0 | 0
F2_Commercial_Lodging_New_Food Preparation_Natural Gas_Fryer_E2 | F2 | Commercial | Lodging | New | Food Preparation | Natural Gas | Fryer | E2 | TRC BC Ratio | 2.6303 | 2.6385 | 2.6536 | 1 | 1 | 1 | 1 | 1 | 1 | 1 | 1 | 1 | 1 | 1 | 1 | 1 | 1 | 1 | 1 | 1 | 1 | 1 | 1 | 1 | 1 | 1 | 1 | 1 | 1 | 1 | 1 | 1 | 1
F2_Commercial_Lodging_New_Food Preparation_Natural Gas_Fryer_E3 | F2 | Commercial | Lodging | New | Food Preparation | Natural Gas | Fryer | E3 | TRC BC Ratio | 0 | 0 | 0 | 0 | 0 | 0 | 0 | 0 | 0 | 0 | 0 | 0 | 0 | 0 | 0 | 0 | 0 | 0 | 0 | 0 | 0 | 0 | 0 | 0 | 0 | 0 | 0 | 0 | 0 | 0 | 0 | 0 | 0
F2_Commercial_Lodging_New_Food Preparation_Natural Gas_Fryer_E4 | F2 | Commercial | Lodging | New | Food Preparation | Natural Gas | Fryer | E4 | TRC BC Ratio | 0 | 0 | 0 | 0 | 0 | 0 | 0 | 0 | 0 | 0 | 0 | 0 | 0 | 0 | 0 | 0 | 0 | 0 | 0 | 0 | 0 | 0 | 0 | 0 | 0 | 0 | 0 | 0 | 0 | 0 | 0 | 0 | 0
F2_Commercial_Lodging_New_Food Preparation_Natural Gas_Fryer_E5 | F2 | Commercial | Lodging | New | Food Preparation | Natural Gas | Fryer | E5 | TRC BC Ratio | 0 | 0 | 0 | 0 | 0 | 0 | 0 | 0 | 0 | 0 | 0 | 0 | 0 | 0 | 0 | 0 | 0 | 0 | 0 | 0 | 0 | 0 | 0 | 0 | 0 | 0 | 0 | 0 | 0 | 0 | 0 | 0 | 0
F2_Commercial_Lodging_New_Food Preparation_Natural Gas_Fryer_E6 | F2 | Commercial | Lodging | New | Food Preparation | Natural Gas | Fryer | E6 | TRC BC Ratio | 0 | 0 | 0 | 0 | 0 | 0 | 0 | 0 | 0 | 0 | 0 | 0 | 0 | 0 | 0 | 0 | 0 | 0 | 0 | 0 | 0 | 0 | 0 | 0 | 0 | 0 | 0 | 0 | 0 | 0 | 0 | 0 | 0
F2_Commercial_Lodging_New_Food Preparation_Natural Gas_Fryer_E7 | F2 | Commercial | Lodging | New | Food Preparation | Natural Gas | Fryer | E7 | TRC BC Ratio | 0 | 0 | 0 | 0 | 0 | 0 | 0 | 0 | 0 | 0 | 0 | 0 | 0 | 0 | 0 | 0 | 0 | 0 | 0 | 0 | 0 | 0 | 0 | 0 | 0 | 0 | 0 | 0 | 0 | 0 | 0 | 0 | 0
F2_Commercial_Lodging_New_Food Preparation_Natural Gas_Fryer_E8 | F2 | Commercial | Lodging | New | Food Preparation | Natural Gas | Fryer | E8 | TRC BC Ratio | 0 | 0 | 0 | 0 | 0 | 0 | 0 | 0 | 0 | 0 | 0 | 0 | 0 | 0 | 0 | 0 | 0 | 0 | 0 | 0 | 0 | 0 | 0 | 0 | 0 | 0 | 0 | 0 | 0 | 0 | 0 | 0 | 0
F2_Commercial_Lodging_New_Food Preparation_Natural Gas_Fryer_E9 | F2 | Commercial | Lodging | New | Food Preparation | Natural Gas | Fryer | E9 | TRC BC Ratio | 0 | 0 | 0 | 0 | 0 | 0 | 0 | 0 | 0 | 0 | 0 | 0 | 0 | 0 | 0 | 0 | 0 | 0 | 0 | 0 | 0 | 0 | 0 | 0 | 0 | 0 | 0 | 0 | 0 | 0 | 0 | 0 | 0
F2_Commercial_Lodging_New_Food Preparation_Natural Gas_Fryer_E10 | F2 | Commercial | Lodging | New | Food Preparation | Natural Gas | Fryer | E10 | TRC BC Ratio | 0 | 0 | 0 | 0 | 0 | 0 | 0 | 0 | 0 | 0 | 0 | 0 | 0 | 0 | 0 | 0 | 0 | 0 | 0 | 0 | 0 | 0 | 0 | 0 | 0 | 0 | 0 | 0 | 0 | 0 | 0 | 0 | 0
F3_Commercial_Lodging_New_Food Preparation_Natural Gas_Fryer_E1 | F3 | Commercial | Lodging | New | Food Preparation | Natural Gas | Fryer | E1 | PACT BC Ratio | 1 | 1 | 1 | 0 | 0 | 0 | 0 | 0 | 0 | 0 | 0 | 0 | 0 | 0 | 0 | 0 | 0 | 0 | 0 | 0 | 0 | 0 | 0 | 0 | 0 | 0 | 0 | 0 | 0 | 0 | 0 | 0 | 0
F3_Commercial_Lodging_New_Food Preparation_Natural Gas_Fryer_E2 | F3 | Commercial | Lodging | New | Food Preparation | Natural Gas | Fryer | E2 | PACT BC Ratio | 3.5071 | 3.518 | 3.5381 | 1 | 1 | 1 | 1 | 1 | 1 | 1 | 1 | 1 | 1 | 1 | 1 | 1 | 1 | 1 | 1 | 1 | 1 | 1 | 1 | 1 | 1 | 1 | 1 | 1 | 1 | 1 | 1 | 1 | 1
F3_Commercial_Lodging_New_Food Preparation_Natural Gas_Fryer_E3 | F3 | Commercial | Lodging | New | Food Preparation | Natural Gas | Fryer | E3 | PACT BC Ratio | 0 | 0 | 0 | 0 | 0 | 0 | 0 | 0 | 0 | 0 | 0 | 0 | 0 | 0 | 0 | 0 | 0 | 0 | 0 | 0 | 0 | 0 | 0 | 0 | 0 | 0 | 0 | 0 | 0 | 0 | 0 | 0 | 0
F3_Commercial_Lodging_New_Food Preparation_Natural Gas_Fryer_E4 | F3 | Commercial | Lodging | New | Food Preparation | Natural Gas | Fryer | E4 | PACT BC Ratio | 0 | 0 | 0 | 0 | 0 | 0 | 0 | 0 | 0 | 0 | 0 | 0 | 0 | 0 | 0 | 0 | 0 | 0 | 0 | 0 | 0 | 0 | 0 | 0 | 0 | 0 | 0 | 0 | 0 | 0 | 0 | 0 | 0
F3_Commercial_Lodging_New_Food Preparation_Natural Gas_Fryer_E5 | F3 | Commercial | Lodging | New | Food Preparation | Natural Gas | Fryer | E5 | PACT BC Ratio | 0 | 0 | 0 | 0 | 0 | 0 | 0 | 0 | 0 | 0 | 0 | 0 | 0 | 0 | 0 | 0 | 0 | 0 | 0 | 0 | 0 | 0 | 0 | 0 | 0 | 0 | 0 | 0 | 0 | 0 | 0 | 0 | 0
F3_Commercial_Lodging_New_Food Preparation_Natural Gas_Fryer_E6 | F3 | Commercial | Lodging | New | Food Preparation | Natural Gas | Fryer | E6 | PACT BC Ratio | 0 | 0 | 0 | 0 | 0 | 0 | 0 | 0 | 0 | 0 | 0 | 0 | 0 | 0 | 0 | 0 | 0 | 0 | 0 | 0 | 0 | 0 | 0 | 0 | 0 | 0 | 0 | 0 | 0 | 0 | 0 | 0 | 0
F3_Commercial_Lodging_New_Food Preparation_Natural Gas_Fryer_E7 | F3 | Commercial | Lodging | New | Food Preparation | Natural Gas | Fryer | E7 | PACT BC Ratio | 0 | 0 | 0 | 0 | 0 | 0 | 0 | 0 | 0 | 0 | 0 | 0 | 0 | 0 | 0 | 0 | 0 | 0 | 0 | 0 | 0 | 0 | 0 | 0 | 0 | 0 | 0 | 0 | 0 | 0 | 0 | 0 | 0
F3_Commercial_Lodging_New_Food Preparation_Natural Gas_Fryer_E8 | F3 | Commercial | Lodging | New | Food Preparation | Natural Gas | Fryer | E8 | PACT BC Ratio | 0 | 0 | 0 | 0 | 0 | 0 | 0 | 0 | 0 | 0 | 0 | 0 | 0 | 0 | 0 | 0 | 0 | 0 | 0 | 0 | 0 | 0 | 0 | 0 | 0 | 0 | 0 | 0 | 0 | 0 | 0 | 0 | 0
F3_Commercial_Lodging_New_Food Preparation_Natural Gas_Fryer_E9 | F3 | Commercial | Lodging | New | Food Preparation | Natural Gas | Fryer | E9 | PACT BC Ratio | 0 | 0 | 0 | 0 | 0 | 0 | 0 | 0 | 0 | 0 | 0 | 0 | 0 | 0 | 0 | 0 | 0 | 0 | 0 | 0 | 0 | 0 | 0 | 0 | 0 | 0 | 0 | 0 | 0 | 0 | 0 | 0 | 0
F3_Commercial_Lodging_New_Food Preparation_Natural Gas_Fryer_E10 | F3 | Commercial | Lodging | New | Food Preparation | Natural Gas | Fryer | E10 | PACT BC Ratio | 0 | 0 | 0 | 0 | 0 | 0 | 0 | 0 | 0 | 0 | 0 | 0 | 0 | 0 | 0 | 0 | 0 | 0 | 0 | 0 | 0 | 0 | 0 | 0 | 0 | 0 | 0 | 0 | 0 | 0 | 0 | 0 | 0
F4_Commercial_Lodging_New_Food Preparation_Natural Gas_Fryer_E1 | F4 | Commercial | Lodging | New | Food Preparation | Natural Gas | Fryer | E1 | RVT BC Ratio | 1 | 1 | 1 | 0 | 0 | 0 | 0 | 0 | 0 | 0 | 0 | 0 | 0 | 0 | 0 | 0 | 0 | 0 | 0 | 0 | 0 | 0 | 0 | 0 | 0 | 0 | 0 | 0 | 0 | 0 | 0 | 0 | 0
F4_Commercial_Lodging_New_Food Preparation_Natural Gas_Fryer_E2 | F4 | Commercial | Lodging | New | Food Preparation | Natural Gas | Fryer | E2 | RVT BC Ratio | 4.4816 | 4.4933 | 4.515 | 1 | 1 | 1 | 1 | 1 | 1 | 1 | 1 | 1 | 1 | 1 | 1 | 1 | 1 | 1 | 1 | 1 | 1 | 1 | 1 | 1 | 1 | 1 | 1 | 1 | 1 | 1 | 1 | 1 | 1
F4_Commercial_Lodging_New_Food Preparation_Natural Gas_Fryer_E3 | F4 | Commercial | Lodging | New | Food Preparation | Natural Gas | Fryer | E3 | RVT BC Ratio | 0 | 0 | 0 | 0 | 0 | 0 | 0 | 0 | 0 | 0 | 0 | 0 | 0 | 0 | 0 | 0 | 0 | 0 | 0 | 0 | 0 | 0 | 0 | 0 | 0 | 0 | 0 | 0 | 0 | 0 | 0 | 0 | 0
F4_Commercial_Lodging_New_Food Preparation_Natural Gas_Fryer_E4 | F4 | Commercial | Lodging | New | Food Preparation | Natural Gas | Fryer | E4 | RVT BC Ratio | 0 | 0 | 0 | 0 | 0 | 0 | 0 | 0 | 0 | 0 | 0 | 0 | 0 | 0 | 0 | 0 | 0 | 0 | 0 | 0 | 0 | 0 | 0 | 0 | 0 | 0 | 0 | 0 | 0 | 0 | 0 | 0 | 0
F4_Commercial_Lodging_New_Food Preparation_Natural Gas_Fryer_E5 | F4 | Commercial | Lodging | New | Food Preparation | Natural Gas | Fryer | E5 | RVT BC Ratio | 0 | 0 | 0 | 0 | 0 | 0 | 0 | 0 | 0 | 0 | 0 | 0 | 0 | 0 | 0 | 0 | 0 | 0 | 0 | 0 | 0 | 0 | 0 | 0 | 0 | 0 | 0 | 0 | 0 | 0 | 0 | 0 | 0
F4_Commercial_Lodging_New_Food Preparation_Natural Gas_Fryer_E6 | F4 | Commercial | Lodging | New | Food Preparation | Natural Gas | Fryer | E6 | RVT BC Ratio | 0 | 0 | 0 | 0 | 0 | 0 | 0 | 0 | 0 | 0 | 0 | 0 | 0 | 0 | 0 | 0 | 0 | 0 | 0 | 0 | 0 | 0 | 0 | 0 | 0 | 0 | 0 | 0 | 0 | 0 | 0 | 0 | 0
F4_Commercial_Lodging_New_Food Preparation_Natural Gas_Fryer_E7 | F4 | Commercial | Lodging | New | Food Preparation | Natural Gas | Fryer | E7 | RVT BC Ratio | 0 | 0 | 0 | 0 | 0 | 0 | 0 | 0 | 0 | 0 | 0 | 0 | 0 | 0 | 0 | 0 | 0 | 0 | 0 | 0 | 0 | 0 | 0 | 0 | 0 | 0 | 0 | 0 | 0 | 0 | 0 | 0 | 0
F4_Commercial_Lodging_New_Food Preparation_Natural Gas_Fryer_E8 | F4 | Commercial | Lodging | New | Food Preparation | Natural Gas | Fryer | E8 | RVT BC Ratio | 0 | 0 | 0 | 0 | 0 | 0 | 0 | 0 | 0 | 0 | 0 | 0 | 0 | 0 | 0 | 0 | 0 | 0 | 0 | 0 | 0 | 0 | 0 | 0 | 0 | 0 | 0 | 0 | 0 | 0 | 0 | 0 | 0
F4_Commercial_Lodging_New_Food Preparation_Natural Gas_Fryer_E9 | F4 | Commercial | Lodging | New | Food Preparation | Natural Gas | Fryer | E9 | RVT BC Ratio | 0 | 0 | 0 | 0 | 0 | 0 | 0 | 0 | 0 | 0 | 0 | 0 | 0 | 0 | 0 | 0 | 0 | 0 | 0 | 0 | 0 | 0 | 0 | 0 | 0 | 0 | 0 | 0 | 0 | 0 | 0 | 0 | 0
F4_Commercial_Lodging_New_Food Preparation_Natural Gas_Fryer_E10 | F4 | Commercial | Lodging | New | Food Preparation | Natural Gas | Fryer | E10 | RVT BC Ratio | 0 | 0 | 0 | 0 | 0 | 0 | 0 | 0 | 0 | 0 | 0 | 0 | 0 | 0 | 0 | 0 | 0 | 0 | 0 | 0 | 0 | 0 | 0 | 0 | 0 | 0 | 0 | 0 | 0 | 0 | 0 | 0 | 0
F5_Commercial_Lodging_New_Food Preparation_Natural Gas_Fryer_E1 | F5 | Commercial | Lodging | New | Food Preparation | Natural Gas | Fryer | E1 | RIM BC Ratio | 1 | 1 | 1 | 0 | 0 | 0 | 0 | 0 | 0 | 0 | 0 | 0 | 0 | 0 | 0 | 0 | 0 | 0 | 0 | 0 | 0 | 0 | 0 | 0 | 0 | 0 | 0 | 0 | 0 | 0 | 0 | 0 | 0
F5_Commercial_Lodging_New_Food Preparation_Natural Gas_Fryer_E2 | F5 | Commercial | Lodging | New | Food Preparation | Natural Gas | Fryer | E2 | RIM BC Ratio | 0.67422 | 0.67462 | 0.67536 | 1 | 1 | 1 | 1 | 1 | 1 | 1 | 1 | 1 | 1 | 1 | 1 | 1 | 1 | 1 | 1 | 1 | 1 | 1 | 1 | 1 | 1 | 1 | 1 | 1 | 1 | 1 | 1 | 1 | 1
F5_Commercial_Lodging_New_Food Preparation_Natural Gas_Fryer_E3 | F5 | Commercial | Lodging | New | Food Preparation | Natural Gas | Fryer | E3 | RIM BC Ratio | 0 | 0 | 0 | 0 | 0 | 0 | 0 | 0 | 0 | 0 | 0 | 0 | 0 | 0 | 0 | 0 | 0 | 0 | 0 | 0 | 0 | 0 | 0 | 0 | 0 | 0 | 0 | 0 | 0 | 0 | 0 | 0 | 0
F5_Commercial_Lodging_New_Food Preparation_Natural Gas_Fryer_E4 | F5 | Commercial | Lodging | New | Food Preparation | Natural Gas | Fryer | E4 | RIM BC Ratio | 0 | 0 | 0 | 0 | 0 | 0 | 0 | 0 | 0 | 0 | 0 | 0 | 0 | 0 | 0 | 0 | 0 | 0 | 0 | 0 | 0 | 0 | 0 | 0 | 0 | 0 | 0 | 0 | 0 | 0 | 0 | 0 | 0
F5_Commercial_Lodging_New_Food Preparation_Natural Gas_Fryer_E5 | F5 | Commercial | Lodging | New | Food Preparation | Natural Gas | Fryer | E5 | RIM BC Ratio | 0 | 0 | 0 | 0 | 0 | 0 | 0 | 0 | 0 | 0 | 0 | 0 | 0 | 0 | 0 | 0 | 0 | 0 | 0 | 0 | 0 | 0 | 0 | 0 | 0 | 0 | 0 | 0 | 0 | 0 | 0 | 0 | 0
F5_Commercial_Lodging_New_Food Preparation_Natural Gas_Fryer_E6 | F5 | Commercial | Lodging | New | Food Preparation | Natural Gas | Fryer | E6 | RIM BC Ratio | 0 | 0 | 0 | 0 | 0 | 0 | 0 | 0 | 0 | 0 | 0 | 0 | 0 | 0 | 0 | 0 | 0 | 0 | 0 | 0 | 0 | 0 | 0 | 0 | 0 | 0 | 0 | 0 | 0 | 0 | 0 | 0 | 0
F5_Commercial_Lodging_New_Food Preparation_Natural Gas_Fryer_E7 | F5 | Commercial | Lodging | New | Food Preparation | Natural Gas | Fryer | E7 | RIM BC Ratio | 0 | 0 | 0 | 0 | 0 | 0 | 0 | 0 | 0 | 0 | 0 | 0 | 0 | 0 | 0 | 0 | 0 | 0 | 0 | 0 | 0 | 0 | 0 | 0 | 0 | 0 | 0 | 0 | 0 | 0 | 0 | 0 | 0
F5_Commercial_Lodging_New_Food Preparation_Natural Gas_Fryer_E8 | F5 | Commercial | Lodging | New | Food Preparation | Natural Gas | Fryer | E8 | RIM BC Ratio | 0 | 0 | 0 | 0 | 0 | 0 | 0 | 0 | 0 | 0 | 0 | 0 | 0 | 0 | 0 | 0 | 0 | 0 | 0 | 0 | 0 | 0 | 0 | 0 | 0 | 0 | 0 | 0 | 0 | 0 | 0 | 0 | 0
F5_Commercial_Lodging_New_Food Preparation_Natural Gas_Fryer_E9 | F5 | Commercial | Lodging | New | Food Preparation | Natural Gas | Fryer | E9 | RIM BC Ratio | 0 | 0 | 0 | 0 | 0 | 0 | 0 | 0 | 0 | 0 | 0 | 0 | 0 | 0 | 0 | 0 | 0 | 0 | 0 | 0 | 0 | 0 | 0 | 0 | 0 | 0 | 0 | 0 | 0 | 0 | 0 | 0 | 0
F5_Commercial_Lodging_New_Food Preparation_Natural Gas_Fryer_E10 | F5 | Commercial | Lodging | New | Food Preparation | Natural Gas | Fryer | E10 | RIM BC Ratio | 0 | 0 | 0 | 0 | 0 | 0 | 0 | 0 | 0 | 0 | 0 | 0 | 0 | 0 | 0 | 0 | 0 | 0 | 0 | 0 | 0 | 0 | 0 | 0 | 0 | 0 | 0 | 0 | 0 | 0 | 0 | 0 | 0
F0_Commercial_Lodging_New_Food Preparation_Natural Gas_Broiler_E0 | F0 | Commercial | Lodging | New | Food Preparation | Natural Gas | Broiler | E0 | Economic Unit | Infrared Burners | Infrared Burners | Infrared Burners | Infrared Burners | Infrared Burners | Infrared Burners | Infrared Burners | Infrared Burners | Infrared Burners | Infrared Burners | Infrared Burners | Infrared Burners | Infrared Burners | Infrared Burners | Infrared Burners | Infrared Burners | Infrared Burners | Infrared Burners | Infrared Burners | Infrared Burners | Infrared Burners | Infrared Burners | Infrared Burners | Infrared Burners | Infrared Burners | Infrared Burners | Infrared Burners | Infrared Burners | Infrared Burners | Infrared Burners | Infrared Burners | Infrared Burners | Infrared Burners
F1_Commercial_Lodging_New_Food Preparation_Natural Gas_Broiler_E1 | F1 | Commercial | Lodging | New | Food Preparation | Natural Gas | Broiler | E1 | CCE | 0 | 0 | 0 | 0 | 0 | 0 | 0 | 0 | 0 | 0 | 0 | 0 | 0 | 0 | 0 | 0 | 0 | 0 | 0 | 0 | 0 | 0 | 0 | 0 | 0 | 0 | 0 | 0 | 0 | 0 | 0 | 0 | 0
F1_Commercial_Lodging_New_Food Preparation_Natural Gas_Broiler_E2 | F1 | Commercial | Lodging | New | Food Preparation | Natural Gas | Broiler | E2 | CCE | 0.62853 | 0.62853 | 0.62853 | 0.62853 | 0.62853 | 0.62853 | 0.62853 | 0.62853 | 0.62853 | 0.62853 | 0.62853 | 0.62853 | 0.62853 | 0.62853 | 0.62853 | 0.62853 | 0.62853 | 0.62853 | 0.62853 | 0.62853 | 0.62853 | 0.62853 | 0.62853 | 0.62853 | 0.62853 | 0.62853 | 0.62853 | 0.62853 | 0.62853 | 0.62853 | 0.62853 | 0.62853 | 0.62853
F1_Commercial_Lodging_New_Food Preparation_Natural Gas_Broiler_E3 | F1 | Commercial | Lodging | New | Food Preparation | Natural Gas | Broiler | E3 | CCE | 0 | 0 | 0 | 0 | 0 | 0 | 0 | 0 | 0 | 0 | 0 | 0 | 0 | 0 | 0 | 0 | 0 | 0 | 0 | 0 | 0 | 0 | 0 | 0 | 0 | 0 | 0 | 0 | 0 | 0 | 0 | 0 | 0
F1_Commercial_Lodging_New_Food Preparation_Natural Gas_Broiler_E4 | F1 | Commercial | Lodging | New | Food Preparation | Natural Gas | Broiler | E4 | CCE | 0 | 0 | 0 | 0 | 0 | 0 | 0 | 0 | 0 | 0 | 0 | 0 | 0 | 0 | 0 | 0 | 0 | 0 | 0 | 0 | 0 | 0 | 0 | 0 | 0 | 0 | 0 | 0 | 0 | 0 | 0 | 0 | 0
F1_Commercial_Lodging_New_Food Preparation_Natural Gas_Broiler_E5 | F1 | Commercial | Lodging | New | Food Preparation | Natural Gas | Broiler | E5 | CCE | 0 | 0 | 0 | 0 | 0 | 0 | 0 | 0 | 0 | 0 | 0 | 0 | 0 | 0 | 0 | 0 | 0 | 0 | 0 | 0 | 0 | 0 | 0 | 0 | 0 | 0 | 0 | 0 | 0 | 0 | 0 | 0 | 0
F1_Commercial_Lodging_New_Food Preparation_Natural Gas_Broiler_E6 | F1 | Commercial | Lodging | New | Food Preparation | Natural Gas | Broiler | E6 | CCE | 0 | 0 | 0 | 0 | 0 | 0 | 0 | 0 | 0 | 0 | 0 | 0 | 0 | 0 | 0 | 0 | 0 | 0 | 0 | 0 | 0 | 0 | 0 | 0 | 0 | 0 | 0 | 0 | 0 | 0 | 0 | 0 | 0
F1_Commercial_Lodging_New_Food Preparation_Natural Gas_Broiler_E7 | F1 | Commercial | Lodging | New | Food Preparation | Natural Gas | Broiler | E7 | CCE | 0 | 0 | 0 | 0 | 0 | 0 | 0 | 0 | 0 | 0 | 0 | 0 | 0 | 0 | 0 | 0 | 0 | 0 | 0 | 0 | 0 | 0 | 0 | 0 | 0 | 0 | 0 | 0 | 0 | 0 | 0 | 0 | 0
F1_Commercial_Lodging_New_Food Preparation_Natural Gas_Broiler_E8 | F1 | Commercial | Lodging | New | Food Preparation | Natural Gas | Broiler | E8 | CCE | 0 | 0 | 0 | 0 | 0 | 0 | 0 | 0 | 0 | 0 | 0 | 0 | 0 | 0 | 0 | 0 | 0 | 0 | 0 | 0 | 0 | 0 | 0 | 0 | 0 | 0 | 0 | 0 | 0 | 0 | 0 | 0 | 0
F1_Commercial_Lodging_New_Food Preparation_Natural Gas_Broiler_E9 | F1 | Commercial | Lodging | New | Food Preparation | Natural Gas | Broiler | E9 | CCE | 0 | 0 | 0 | 0 | 0 | 0 | 0 | 0 | 0 | 0 | 0 | 0 | 0 | 0 | 0 | 0 | 0 | 0 | 0 | 0 | 0 | 0 | 0 | 0 | 0 | 0 | 0 | 0 | 0 | 0 | 0 | 0 | 0
F1_Commercial_Lodging_New_Food Preparation_Natural Gas_Broiler_E10 | F1 | Commercial | Lodging | New | Food Preparation | Natural Gas | Broiler | E10 | CCE | 0 | 0 | 0 | 0 | 0 | 0 | 0 | 0 | 0 | 0 | 0 | 0 | 0 | 0 | 0 | 0 | 0 | 0 | 0 | 0 | 0 | 0 | 0 | 0 | 0 | 0 | 0 | 0 | 0 | 0 | 0 | 0 | 0
F2_Commercial_Lodging_New_Food Preparation_Natural Gas_Broiler_E1 | F2 | Commercial | Lodging | New | Food Preparation | Natural Gas | Broiler | E1 | TRC BC Ratio | bar: 2019 to 2051
F2_Commercial_Lodging_New_Food Preparation_Natural Gas_Broiler_E2 | F2 | Commercial | Lodging | New | Food Preparation | Natural Gas | Broiler | E2 | TRC BC Ratio | 2.2386 | 2.2557 | 2.2748 | 2.2957 | 2.3196 | 2.3473 | 2.3697 | 2.3913 | 2.4131 | 2.4359 | 2.4576 | 2.4775 | 2.4979 | 2.5193 | 2.543 | 2.5661 | 2.5906 | 2.6165 | 2.6435 | 2.671 | 2.6988 | 2.7247 | 2.7482 | 2.7689 | 2.7868 | 2.8022 | 2.8129 | 2.8208 | 2.8277 | 2.8336 | 2.8394 | 2.842 | 2.842
F2_Commercial_Lodging_New_Food Preparation_Natural Gas_Broiler_E3 | F2 | Commercial | Lodging | New | Food Preparation | Natural Gas | Broiler | E3 | TRC BC Ratio | 0 | 0 | 0 | 0 | 0 | 0 | 0 | 0 | 0 | 0 | 0 | 0 | 0 | 0 | 0 | 0 | 0 | 0 | 0 | 0 | 0 | 0 | 0 | 0 | 0 | 0 | 0 | 0 | 0 | 0 | 0 | 0 | 0
F2_Commercial_Lodging_New_Food Preparation_Natural Gas_Broiler_E4 | F2 | Commercial | Lodging | New | Food Preparation | Natural Gas | Broiler | E4 | TRC BC Ratio | 0 | 0 | 0 | 0 | 0 | 0 | 0 | 0 | 0 | 0 | 0 | 0 | 0 | 0 | 0 | 0 | 0 | 0 | 0 | 0 | 0 | 0 | 0 | 0 | 0 | 0 | 0 | 0 | 0 | 0 | 0 | 0 | 0
F2_Commercial_Lodging_New_Food Preparation_Natural Gas_Broiler_E5 | F2 | Commercial | Lodging | New | Food Preparation | Natural Gas | Broiler | E5 | TRC BC Ratio | 0 | 0 | 0 | 0 | 0 | 0 | 0 | 0 | 0 | 0 | 0 | 0 | 0 | 0 | 0 | 0 | 0 | 0 | 0 | 0 | 0 | 0 | 0 | 0 | 0 | 0 | 0 | 0 | 0 | 0 | 0 | 0 | 0
F2_Commercial_Lodging_New_Food Preparation_Natural Gas_Broiler_E6 | F2 | Commercial | Lodging | New | Food Preparation | Natural Gas | Broiler | E6 | TRC BC Ratio | 0 | 0 | 0 | 0 | 0 | 0 | 0 | 0 | 0 | 0 | 0 | 0 | 0 | 0 | 0 | 0 | 0 | 0 | 0 | 0 | 0 | 0 | 0 | 0 | 0 | 0 | 0 | 0 | 0 | 0 | 0 | 0 | 0
F2_Commercial_Lodging_New_Food Preparation_Natural Gas_Broiler_E7 | F2 | Commercial | Lodging | New | Food Preparation | Natural Gas | Broiler | E7 | TRC BC Ratio | 0 | 0 | 0 | 0 | 0 | 0 | 0 | 0 | 0 | 0 | 0 | 0 | 0 | 0 | 0 | 0 | 0 | 0 | 0 | 0 | 0 | 0 | 0 | 0 | 0 | 0 | 0 | 0 | 0 | 0 | 0 | 0 | 0
F2_Commercial_Lodging_New_Food Preparation_Natural Gas_Broiler_E8 | F2 | Commercial | Lodging | New | Food Preparation | Natural Gas | Broiler | E8 | TRC BC Ratio | 0 | 0 | 0 | 0 | 0 | 0 | 0 | 0 | 0 | 0 | 0 | 0 | 0 | 0 | 0 | 0 | 0 | 0 | 0 | 0 | 0 | 0 | 0 | 0 | 0 | 0 | 0 | 0 | 0 | 0 | 0 | 0 | 0
F2_Commercial_Lodging_New_Food Preparation_Natural Gas_Broiler_E9 | F2 | Commercial | Lodging | New | Food Preparation | Natural Gas | Broiler | E9 | TRC BC Ratio | 0 | 0 | 0 | 0 | 0 | 0 | 0 | 0 | 0 | 0 | 0 | 0 | 0 | 0 | 0 | 0 | 0 | 0 | 0 | 0 | 0 | 0 | 0 | 0 | 0 | 0 | 0 | 0 | 0 | 0 | 0 | 0 | 0
F2_Commercial_Lodging_New_Food Preparation_Natural Gas_Broiler_E10 | F2 | Commercial | Lodging | New | Food Preparation | Natural Gas | Broiler | E10 | TRC BC Ratio | 0 | 0 | 0 | 0 | 0 | 0 | 0 | 0 | 0 | 0 | 0 | 0 | 0 | 0 | 0 | 0 | 0 | 0 | 0 | 0 | 0 | 0 | 0 | 0 | 0 | 0 | 0 | 0 | 0 | 0 | 0 | 0 | 0
F3_Commercial_Lodging_New_Food Preparation_Natural Gas_Broiler_E1 | F3 | Commercial | Lodging | New | Food Preparation | Natural Gas | Broiler | E1 | PACT BC Ratio | bar: 2019 to 2051
F3_Commercial_Lodging_New_Food Preparation_Natural Gas_Broiler_E2 | F3 | Commercial | Lodging | New | Food Preparation | Natural Gas | Broiler | E2 | PACT BC Ratio | 2.9849 | 3.0076 | 3.033 | 3.061 | 3.0929 | 3.1297 | 3.1596 | 3.1884 | 3.2175 | 3.2479 | 3.2768 | 3.3034 | 3.3306 | 3.3591 | 3.3906 | 3.4215 | 3.4542 | 3.4887 | 3.5247 | 3.5614 | 3.5983 | 3.633 | 3.6642 | 3.6918 | 3.7157 | 3.7363 | 3.7505 | 3.7611 | 3.7703 | 3.7781 | 3.7859 | 3.7893 | 3.7893
F3_Commercial_Lodging_New_Food Preparation_Natural Gas_Broiler_E3 | F3 | Commercial | Lodging | New | Food Preparation | Natural Gas | Broiler | E3 | PACT BC Ratio | 0 | 0 | 0 | 0 | 0 | 0 | 0 | 0 | 0 | 0 | 0 | 0 | 0 | 0 | 0 | 0 | 0 | 0 | 0 | 0 | 0 | 0 | 0 | 0 | 0 | 0 | 0 | 0 | 0 | 0 | 0 | 0 | 0
F3_Commercial_Lodging_New_Food Preparation_Natural Gas_Broiler_E4 | F3 | Commercial | Lodging | New | Food Preparation | Natural Gas | Broiler | E4 | PACT BC Ratio | 0 | 0 | 0 | 0 | 0 | 0 | 0 | 0 | 0 | 0 | 0 | 0 | 0 | 0 | 0 | 0 | 0 | 0 | 0 | 0 | 0 | 0 | 0 | 0 | 0 | 0 | 0 | 0 | 0 | 0 | 0 | 0 | 0
F3_Commercial_Lodging_New_Food Preparation_Natural Gas_Broiler_E5 | F3 | Commercial | Lodging | New | Food Preparation | Natural Gas | Broiler | E5 | PACT BC Ratio | 0 | 0 | 0 | 0 | 0 | 0 | 0 | 0 | 0 | 0 | 0 | 0 | 0 | 0 | 0 | 0 | 0 | 0 | 0 | 0 | 0 | 0 | 0 | 0 | 0 | 0 | 0 | 0 | 0 | 0 | 0 | 0 | 0
F3_Commercial_Lodging_New_Food Preparation_Natural Gas_Broiler_E6 | F3 | Commercial | Lodging | New | Food Preparation | Natural Gas | Broiler | E6 | PACT BC Ratio | 0 | 0 | 0 | 0 | 0 | 0 | 0 | 0 | 0 | 0 | 0 | 0 | 0 | 0 | 0 | 0 | 0 | 0 | 0 | 0 | 0 | 0 | 0 | 0 | 0 | 0 | 0 | 0 | 0 | 0 | 0 | 0 | 0
F3_Commercial_Lodging_New_Food Preparation_Natural Gas_Broiler_E7 | F3 | Commercial | Lodging | New | Food Preparation | Natural Gas | Broiler | E7 | PACT BC Ratio | 0 | 0 | 0 | 0 | 0 | 0 | 0 | 0 | 0 | 0 | 0 | 0 | 0 | 0 | 0 | 0 | 0 | 0 | 0 | 0 | 0 | 0 | 0 | 0 | 0 | 0 | 0 | 0 | 0 | 0 | 0 | 0 | 0
F3_Commercial_Lodging_New_Food Preparation_Natural Gas_Broiler_E8 | F3 | Commercial | Lodging | New | Food Preparation | Natural Gas | Broiler | E8 | PACT BC Ratio | 0 | 0 | 0 | 0 | 0 | 0 | 0 | 0 | 0 | 0 | 0 | 0 | 0 | 0 | 0 | 0 | 0 | 0 | 0 | 0 | 0 | 0 | 0 | 0 | 0 | 0 | 0 | 0 | 0 | 0 | 0 | 0 | 0
F3_Commercial_Lodging_New_Food Preparation_Natural Gas_Broiler_E9 | F3 | Commercial | Lodging | New | Food Preparation | Natural Gas | Broiler | E9 | PACT BC Ratio | 0 | 0 | 0 | 0 | 0 | 0 | 0 | 0 | 0 | 0 | 0 | 0 | 0 | 0 | 0 | 0 | 0 | 0 | 0 | 0 | 0 | 0 | 0 | 0 | 0 | 0 | 0 | 0 | 0 | 0 | 0 | 0 | 0
F3_Commercial_Lodging_New_Food Preparation_Natural Gas_Broiler_E10 | F3 | Commercial | Lodging | New | Food Preparation | Natural Gas | Broiler | E10 | PACT BC Ratio | 0 | 0 | 0 | 0 | 0 | 0 | 0 | 0 | 0 | 0 | 0 | 0 | 0 | 0 | 0 | 0 | 0 | 0 | 0 | 0 | 0 | 0 | 0 | 0 | 0 | 0 | 0 | 0 | 0 | 0 | 0 | 0 | 0
F4_Commercial_Lodging_New_Food Preparation_Natural Gas_Broiler_E1 | F4 | Commercial | Lodging | New | Food Preparation | Natural Gas | Broiler | E1 | RVT BC Ratio | bar: 2019 to 2051
F4_Commercial_Lodging_New_Food Preparation_Natural Gas_Broiler_E2 | F4 | Commercial | Lodging | New | Food Preparation | Natural Gas | Broiler | E2 | RVT BC Ratio | 3.9184 | 3.943 | 3.9704 | 4.0005 | 4.0349 | 4.0747 | 4.1069 | 4.1379 | 4.1693 | 4.202 | 4.2332 | 4.2619 | 4.2912 | 4.322 | 4.356 | 4.3892 | 4.4245 | 4.4617 | 4.5005 | 4.5401 | 4.5799 | 4.6173 | 4.651 | 4.6808 | 4.7065 | 4.7286 | 4.744 | 4.7554 | 4.7653 | 4.7738 | 4.7822 | 4.7859 | 4.7859
F4_Commercial_Lodging_New_Food Preparation_Natural Gas_Broiler_E3 | F4 | Commercial | Lodging | New | Food Preparation | Natural Gas | Broiler | E3 | RVT BC Ratio | 0 | 0 | 0 | 0 | 0 | 0 | 0 | 0 | 0 | 0 | 0 | 0 | 0 | 0 | 0 | 0 | 0 | 0 | 0 | 0 | 0 | 0 | 0 | 0 | 0 | 0 | 0 | 0 | 0 | 0 | 0 | 0 | 0
F4_Commercial_Lodging_New_Food Preparation_Natural Gas_Broiler_E4 | F4 | Commercial | Lodging | New | Food Preparation | Natural Gas | Broiler | E4 | RVT BC Ratio | 0 | 0 | 0 | 0 | 0 | 0 | 0 | 0 | 0 | 0 | 0 | 0 | 0 | 0 | 0 | 0 | 0 | 0 | 0 | 0 | 0 | 0 | 0 | 0 | 0 | 0 | 0 | 0 | 0 | 0 | 0 | 0 | 0
F4_Commercial_Lodging_New_Food Preparation_Natural Gas_Broiler_E5 | F4 | Commercial | Lodging | New | Food Preparation | Natural Gas | Broiler | E5 | RVT BC Ratio | 0 | 0 | 0 | 0 | 0 | 0 | 0 | 0 | 0 | 0 | 0 | 0 | 0 | 0 | 0 | 0 | 0 | 0 | 0 | 0 | 0 | 0 | 0 | 0 | 0 | 0 | 0 | 0 | 0 | 0 | 0 | 0 | 0
F4_Commercial_Lodging_New_Food Preparation_Natural Gas_Broiler_E6 | F4 | Commercial | Lodging | New | Food Preparation | Natural Gas | Broiler | E6 | RVT BC Ratio | 0 | 0 | 0 | 0 | 0 | 0 | 0 | 0 | 0 | 0 | 0 | 0 | 0 | 0 | 0 | 0 | 0 | 0 | 0 | 0 | 0 | 0 | 0 | 0 | 0 | 0 | 0 | 0 | 0 | 0 | 0 | 0 | 0
F4_Commercial_Lodging_New_Food Preparation_Natural Gas_Broiler_E7 | F4 | Commercial | Lodging | New | Food Preparation | Natural Gas | Broiler | E7 | RVT BC Ratio | 0 | 0 | 0 | 0 | 0 | 0 | 0 | 0 | 0 | 0 | 0 | 0 | 0 | 0 | 0 | 0 | 0 | 0 | 0 | 0 | 0 | 0 | 0 | 0 | 0 | 0 | 0 | 0 | 0 | 0 | 0 | 0 | 0
F4_Commercial_Lodging_New_Food Preparation_Natural Gas_Broiler_E8 | F4 | Commercial | Lodging | New | Food Preparation | Natural Gas | Broiler | E8 | RVT BC Ratio | 0 | 0 | 0 | 0 | 0 | 0 | 0 | 0 | 0 | 0 | 0 | 0 | 0 | 0 | 0 | 0 | 0 | 0 | 0 | 0 | 0 | 0 | 0 | 0 | 0 | 0 | 0 | 0 | 0 | 0 | 0 | 0 | 0
F4_Commercial_Lodging_New_Food Preparation_Natural Gas_Broiler_E9 | F4 | Commercial | Lodging | New | Food Preparation | Natural Gas | Broiler | E9 | RVT BC Ratio | 0 | 0 | 0 | 0 | 0 | 0 | 0 | 0 | 0 | 0 | 0 | 0 | 0 | 0 | 0 | 0 | 0 | 0 | 0 | 0 | 0 | 0 | 0 | 0 | 0 | 0 | 0 | 0 | 0 | 0 | 0 | 0 | 0
F4_Commercial_Lodging_New_Food Preparation_Natural Gas_Broiler_E10 | F4 | Commercial | Lodging | New | Food Preparation | Natural Gas | Broiler | E10 | RVT BC Ratio | 0 | 0 | 0 | 0 | 0 | 0 | 0 | 0 | 0 | 0 | 0 | 0 | 0 | 0 | 0 | 0 | 0 | 0 | 0 | 0 | 0 | 0 | 0 | 0 | 0 | 0 | 0 | 0 | 0 | 0 | 0 | 0 | 0
F5_Commercial_Lodging_New_Food Preparation_Natural Gas_Broiler_E1 | F5 | Commercial | Lodging | New | Food Preparation | Natural Gas | Broiler | E1 | RIM BC Ratio | bar: 2019 to 2051
F5_Commercial_Lodging_New_Food Preparation_Natural Gas_Broiler_E2 | F5 | Commercial | Lodging | New | Food Preparation | Natural Gas | Broiler | E2 | RIM BC Ratio | 0.65228 | 0.65336 | 0.65455 | 0.65584 | 0.65729 | 0.65894 | 0.66026 | 0.6615 | 0.66275 | 0.66403 | 0.66523 | 0.66632 | 0.66742 | 0.66856 | 0.6698 | 0.67099 | 0.67224 | 0.67353 | 0.67486 | 0.6762 | 0.67752 | 0.67874 | 0.67982 | 0.68077 | 0.68157 | 0.68226 | 0.68274 | 0.68309 | 0.68339 | 0.68365 | 0.6839 | 0.68401 | 0.68401
F5_Commercial_Lodging_New_Food Preparation_Natural Gas_Broiler_E3 | F5 | Commercial | Lodging | New | Food Preparation | Natural Gas | Broiler | E3 | RIM BC Ratio | 0 | 0 | 0 | 0 | 0 | 0 | 0 | 0 | 0 | 0 | 0 | 0 | 0 | 0 | 0 | 0 | 0 | 0 | 0 | 0 | 0 | 0 | 0 | 0 | 0 | 0 | 0 | 0 | 0 | 0 | 0 | 0 | 0
F5_Commercial_Lodging_New_Food Preparation_Natural Gas_Broiler_E4 | F5 | Commercial | Lodging | New | Food Preparation | Natural Gas | Broiler | E4 | RIM BC Ratio | 0 | 0 | 0 | 0 | 0 | 0 | 0 | 0 | 0 | 0 | 0 | 0 | 0 | 0 | 0 | 0 | 0 | 0 | 0 | 0 | 0 | 0 | 0 | 0 | 0 | 0 | 0 | 0 | 0 | 0 | 0 | 0 | 0
F5_Commercial_Lodging_New_Food Preparation_Natural Gas_Broiler_E5 | F5 | Commercial | Lodging | New | Food Preparation | Natural Gas | Broiler | E5 | RIM BC Ratio | 0 | 0 | 0 | 0 | 0 | 0 | 0 | 0 | 0 | 0 | 0 | 0 | 0 | 0 | 0 | 0 | 0 | 0 | 0 | 0 | 0 | 0 | 0 | 0 | 0 | 0 | 0 | 0 | 0 | 0 | 0 | 0 | 0
F5_Commercial_Lodging_New_Food Preparation_Natural Gas_Broiler_E6 | F5 | Commercial | Lodging | New | Food Preparation | Natural Gas | Broiler | E6 | RIM BC Ratio | 0 | 0 | 0 | 0 | 0 | 0 | 0 | 0 | 0 | 0 | 0 | 0 | 0 | 0 | 0 | 0 | 0 | 0 | 0 | 0 | 0 | 0 | 0 | 0 | 0 | 0 | 0 | 0 | 0 | 0 | 0 | 0 | 0
F5_Commercial_Lodging_New_Food Preparation_Natural Gas_Broiler_E7 | F5 | Commercial | Lodging | New | Food Preparation | Natural Gas | Broiler | E7 | RIM BC Ratio | 0 | 0 | 0 | 0 | 0 | 0 | 0 | 0 | 0 | 0 | 0 | 0 | 0 | 0 | 0 | 0 | 0 | 0 | 0 | 0 | 0 | 0 | 0 | 0 | 0 | 0 | 0 | 0 | 0 | 0 | 0 | 0 | 0
F5_Commercial_Lodging_New_Food Preparation_Natural Gas_Broiler_E8 | F5 | Commercial | Lodging | New | Food Preparation | Natural Gas | Broiler | E8 | RIM BC Ratio | 0 | 0 | 0 | 0 | 0 | 0 | 0 | 0 | 0 | 0 | 0 | 0 | 0 | 0 | 0 | 0 | 0 | 0 | 0 | 0 | 0 | 0 | 0 | 0 | 0 | 0 | 0 | 0 | 0 | 0 | 0 | 0 | 0
F5_Commercial_Lodging_New_Food Preparation_Natural Gas_Broiler_E9 | F5 | Commercial | Lodging | New | Food Preparation | Natural Gas | Broiler | E9 | RIM BC Ratio | 0 | 0 | 0 | 0 | 0 | 0 | 0 | 0 | 0 | 0 | 0 | 0 | 0 | 0 | 0 | 0 | 0 | 0 | 0 | 0 | 0 | 0 | 0 | 0 | 0 | 0 | 0 | 0 | 0 | 0 | 0 | 0 | 0
F5_Commercial_Lodging_New_Food Preparation_Natural Gas_Broiler_E10 | F5 | Commercial | Lodging | New | Food Preparation | Natural Gas | Broiler | E10 | RIM BC Ratio | 0 | 0 | 0 | 0 | 0 | 0 | 0 | 0 | 0 | 0 | 0 | 0 | 0 | 0 | 0 | 0 | 0 | 0 | 0 | 0 | 0 | 0 | 0 | 0 | 0 | 0 | 0 | 0 | 0 | 0 | 0 | 0 | 0
F0_Commercial_Lodging_New_Food Preparation_Natural Gas_Griddle_E0 | F0 | Commercial | Lodging | New | Food Preparation | Natural Gas | Griddle | E0 | Economic Unit | Standard | Standard | Standard | Standard | Standard | Standard | Standard | Standard | Standard | Standard | Standard | Standard | Standard | Standard | Standard | Standard | Standard | Standard | Standard | Standard | Standard | Standard | Standard | Standard | Standard | Standard | ENERGY STAR | ENERGY STAR | ENERGY STAR | ENERGY STAR | ENERGY STAR | ENERGY STAR | ENERGY STAR
F1_Commercial_Lodging_New_Food Preparation_Natural Gas_Griddle_E1 | F1 | Commercial | Lodging | New | Food Preparation | Natural Gas | Griddle | E1 | CCE | 0 | 0 | 0 | 0 | 0 | 0 | 0 | 0 | 0 | 0 | 0 | 0 | 0 | 0 | 0 | 0 | 0 | 0 | 0 | 0 | 0 | 0 | 0 | 0 | 0 | 0 | 0 | 0 | 0 | 0 | 0 | 0 | 0
F1_Commercial_Lodging_New_Food Preparation_Natural Gas_Griddle_E2 | F1 | Commercial | Lodging | New | Food Preparation | Natural Gas | Griddle | E2 | CCE | 1.768 | 1.768 | 1.768 | 1.768 | 1.768 | 1.768 | 1.768 | 1.768 | 1.768 | 1.768 | 1.768 | 1.768 | 1.768 | 1.768 | 1.768 | 1.768 | 1.768 | 1.768 | 1.768 | 1.768 | 1.768 | 1.768 | 1.768 | 1.768 | 1.768 | 1.768 | 1.768 | 1.768 | 1.768 | 1.768 | 1.768 | 1.768 | 1.768
F1_Commercial_Lodging_New_Food Preparation_Natural Gas_Griddle_E3 | F1 | Commercial | Lodging | New | Food Preparation | Natural Gas | Griddle | E3 | CCE | 0 | 0 | 0 | 0 | 0 | 0 | 0 | 0 | 0 | 0 | 0 | 0 | 0 | 0 | 0 | 0 | 0 | 0 | 0 | 0 | 0 | 0 | 0 | 0 | 0 | 0 | 0 | 0 | 0 | 0 | 0 | 0 | 0
F1_Commercial_Lodging_New_Food Preparation_Natural Gas_Griddle_E4 | F1 | Commercial | Lodging | New | Food Preparation | Natural Gas | Griddle | E4 | CCE | 0 | 0 | 0 | 0 | 0 | 0 | 0 | 0 | 0 | 0 | 0 | 0 | 0 | 0 | 0 | 0 | 0 | 0 | 0 | 0 | 0 | 0 | 0 | 0 | 0 | 0 | 0 | 0 | 0 | 0 | 0 | 0 | 0
F1_Commercial_Lodging_New_Food Preparation_Natural Gas_Griddle_E5 | F1 | Commercial | Lodging | New | Food Preparation | Natural Gas | Griddle | E5 | CCE | 0 | 0 | 0 | 0 | 0 | 0 | 0 | 0 | 0 | 0 | 0 | 0 | 0 | 0 | 0 | 0 | 0 | 0 | 0 | 0 | 0 | 0 | 0 | 0 | 0 | 0 | 0 | 0 | 0 | 0 | 0 | 0 | 0
F1_Commercial_Lodging_New_Food Preparation_Natural Gas_Griddle_E6 | F1 | Commercial | Lodging | New | Food Preparation | Natural Gas | Griddle | E6 | CCE | 0 | 0 | 0 | 0 | 0 | 0 | 0 | 0 | 0 | 0 | 0 | 0 | 0 | 0 | 0 | 0 | 0 | 0 | 0 | 0 | 0 | 0 | 0 | 0 | 0 | 0 | 0 | 0 | 0 | 0 | 0 | 0 | 0
F1_Commercial_Lodging_New_Food Preparation_Natural Gas_Griddle_E7 | F1 | Commercial | Lodging | New | Food Preparation | Natural Gas | Griddle | E7 | CCE | 0 | 0 | 0 | 0 | 0 | 0 | 0 | 0 | 0 | 0 | 0 | 0 | 0 | 0 | 0 | 0 | 0 | 0 | 0 | 0 | 0 | 0 | 0 | 0 | 0 | 0 | 0 | 0 | 0 | 0 | 0 | 0 | 0
F1_Commercial_Lodging_New_Food Preparation_Natural Gas_Griddle_E8 | F1 | Commercial | Lodging | New | Food Preparation | Natural Gas | Griddle | E8 | CCE | 0 | 0 | 0 | 0 | 0 | 0 | 0 | 0 | 0 | 0 | 0 | 0 | 0 | 0 | 0 | 0 | 0 | 0 | 0 | 0 | 0 | 0 | 0 | 0 | 0 | 0 | 0 | 0 | 0 | 0 | 0 | 0 | 0
F1_Commercial_Lodging_New_Food Preparation_Natural Gas_Griddle_E9 | F1 | Commercial | Lodging | New | Food Preparation | Natural Gas | Griddle | E9 | CCE | 0 | 0 | 0 | 0 | 0 | 0 | 0 | 0 | 0 | 0 | 0 | 0 | 0 | 0 | 0 | 0 | 0 | 0 | 0 | 0 | 0 | 0 | 0 | 0 | 0 | 0 | 0 | 0 | 0 | 0 | 0 | 0 | 0
F1_Commercial_Lodging_New_Food Preparation_Natural Gas_Griddle_E10 | F1 | Commercial | Lodging | New | Food Preparation | Natural Gas | Griddle | E10 | CCE | 0 | 0 | 0 | 0 | 0 | 0 | 0 | 0 | 0 | 0 | 0 | 0 | 0 | 0 | 0 | 0 | 0 | 0 | 0 | 0 | 0 | 0 | 0 | 0 | 0 | 0 | 0 | 0 | 0 | 0 | 0 | 0 | 0
F2_Commercial_Lodging_New_Food Preparation_Natural Gas_Griddle_E1 | F2 | Commercial | Lodging | New | Food Preparation | Natural Gas | Griddle | E1 | TRC BC Ratio | bar: 2019 to 2051
F2_Commercial_Lodging_New_Food Preparation_Natural Gas_Griddle_E2 | F2 | Commercial | Lodging | New | Food Preparation | Natural Gas | Griddle | E2 | TRC BC Ratio | 0.79587 | 0.80193 | 0.80871 | 0.81616 | 0.82466 | 0.8345 | 0.84247 | 0.85013 | 0.8579 | 0.86599 | 0.87371 | 0.8808 | 0.88805 | 0.89566 | 0.90406 | 0.91228 | 0.921 | 0.9302 | 0.9398 | 0.94959 | 0.95944 | 0.96867 | 0.97701 | 0.98437 | 0.99074 | 0.99622 | 1 | 1.0028 | 1.0053 | 1.0074 | 1.0094 | 1.0104 | 1.0104
F2_Commercial_Lodging_New_Food Preparation_Natural Gas_Griddle_E3 | F2 | Commercial | Lodging | New | Food Preparation | Natural Gas | Griddle | E3 | TRC BC Ratio | 0 | 0 | 0 | 0 | 0 | 0 | 0 | 0 | 0 | 0 | 0 | 0 | 0 | 0 | 0 | 0 | 0 | 0 | 0 | 0 | 0 | 0 | 0 | 0 | 0 | 0 | 0 | 0 | 0 | 0 | 0 | 0 | 0
F2_Commercial_Lodging_New_Food Preparation_Natural Gas_Griddle_E4 | F2 | Commercial | Lodging | New | Food Preparation | Natural Gas | Griddle | E4 | TRC BC Ratio | 0 | 0 | 0 | 0 | 0 | 0 | 0 | 0 | 0 | 0 | 0 | 0 | 0 | 0 | 0 | 0 | 0 | 0 | 0 | 0 | 0 | 0 | 0 | 0 | 0 | 0 | 0 | 0 | 0 | 0 | 0 | 0 | 0
F2_Commercial_Lodging_New_Food Preparation_Natural Gas_Griddle_E5 | F2 | Commercial | Lodging | New | Food Preparation | Natural Gas | Griddle | E5 | TRC BC Ratio | 0 | 0 | 0 | 0 | 0 | 0 | 0 | 0 | 0 | 0 | 0 | 0 | 0 | 0 | 0 | 0 | 0 | 0 | 0 | 0 | 0 | 0 | 0 | 0 | 0 | 0 | 0 | 0 | 0 | 0 | 0 | 0 | 0
F2_Commercial_Lodging_New_Food Preparation_Natural Gas_Griddle_E6 | F2 | Commercial | Lodging | New | Food Preparation | Natural Gas | Griddle | E6 | TRC BC Ratio | 0 | 0 | 0 | 0 | 0 | 0 | 0 | 0 | 0 | 0 | 0 | 0 | 0 | 0 | 0 | 0 | 0 | 0 | 0 | 0 | 0 | 0 | 0 | 0 | 0 | 0 | 0 | 0 | 0 | 0 | 0 | 0 | 0
F2_Commercial_Lodging_New_Food Preparation_Natural Gas_Griddle_E7 | F2 | Commercial | Lodging | New | Food Preparation | Natural Gas | Griddle | E7 | TRC BC Ratio | 0 | 0 | 0 | 0 | 0 | 0 | 0 | 0 | 0 | 0 | 0 | 0 | 0 | 0 | 0 | 0 | 0 | 0 | 0 | 0 | 0 | 0 | 0 | 0 | 0 | 0 | 0 | 0 | 0 | 0 | 0 | 0 | 0
F2_Commercial_Lodging_New_Food Preparation_Natural Gas_Griddle_E8 | F2 | Commercial | Lodging | New | Food Preparation | Natural Gas | Griddle | E8 | TRC BC Ratio | 0 | 0 | 0 | 0 | 0 | 0 | 0 | 0 | 0 | 0 | 0 | 0 | 0 | 0 | 0 | 0 | 0 | 0 | 0 | 0 | 0 | 0 | 0 | 0 | 0 | 0 | 0 | 0 | 0 | 0 | 0 | 0 | 0
F2_Commercial_Lodging_New_Food Preparation_Natural Gas_Griddle_E9 | F2 | Commercial | Lodging | New | Food Preparation | Natural Gas | Griddle | E9 | TRC BC Ratio | 0 | 0 | 0 | 0 | 0 | 0 | 0 | 0 | 0 | 0 | 0 | 0 | 0 | 0 | 0 | 0 | 0 | 0 | 0 | 0 | 0 | 0 | 0 | 0 | 0 | 0 | 0 | 0 | 0 | 0 | 0 | 0 | 0
F2_Commercial_Lodging_New_Food Preparation_Natural Gas_Griddle_E10 | F2 | Commercial | Lodging | New | Food Preparation | Natural Gas | Griddle | E10 | TRC BC Ratio | 0 | 0 | 0 | 0 | 0 | 0 | 0 | 0 | 0 | 0 | 0 | 0 | 0 | 0 | 0 | 0 | 0 | 0 | 0 | 0 | 0 | 0 | 0 | 0 | 0 | 0 | 0 | 0 | 0 | 0 | 0 | 0 | 0
F3_Commercial_Lodging_New_Food Preparation_Natural Gas_Griddle_E1 | F3 | Commercial | Lodging | New | Food Preparation | Natural Gas | Griddle | E1 | PACT BC Ratio | bar: 2019 to 2051
F3_Commercial_Lodging_New_Food Preparation_Natural Gas_Griddle_E2 | F3 | Commercial | Lodging | New | Food Preparation | Natural Gas | Griddle | E2 | PACT BC Ratio | 1.0612 | 1.0692 | 1.0783 | 1.0882 | 1.0996 | 1.1127 | 1.1233 | 1.1335 | 1.1439 | 1.1547 | 1.1649 | 1.1744 | 1.1841 | 1.1942 | 1.2054 | 1.2164 | 1.228 | 1.2403 | 1.2531 | 1.2661 | 1.2793 | 1.2916 | 1.3027 | 1.3125 | 1.321 | 1.3283 | 1.3333 | 1.3371 | 1.3404 | 1.3432 | 1.3459 | 1.3472 | 1.3472
F3_Commercial_Lodging_New_Food Preparation_Natural Gas_Griddle_E3 | F3 | Commercial | Lodging | New | Food Preparation | Natural Gas | Griddle | E3 | PACT BC Ratio | 0 | 0 | 0 | 0 | 0 | 0 | 0 | 0 | 0 | 0 | 0 | 0 | 0 | 0 | 0 | 0 | 0 | 0 | 0 | 0 | 0 | 0 | 0 | 0 | 0 | 0 | 0 | 0 | 0 | 0 | 0 | 0 | 0
F3_Commercial_Lodging_New_Food Preparation_Natural Gas_Griddle_E4 | F3 | Commercial | Lodging | New | Food Preparation | Natural Gas | Griddle | E4 | PACT BC Ratio | 0 | 0 | 0 | 0 | 0 | 0 | 0 | 0 | 0 | 0 | 0 | 0 | 0 | 0 | 0 | 0 | 0 | 0 | 0 | 0 | 0 | 0 | 0 | 0 | 0 | 0 | 0 | 0 | 0 | 0 | 0 | 0 | 0
F3_Commercial_Lodging_New_Food Preparation_Natural Gas_Griddle_E5 | F3 | Commercial | Lodging | New | Food Preparation | Natural Gas | Griddle | E5 | PACT BC Ratio | 0 | 0 | 0 | 0 | 0 | 0 | 0 | 0 | 0 | 0 | 0 | 0 | 0 | 0 | 0 | 0 | 0 | 0 | 0 | 0 | 0 | 0 | 0 | 0 | 0 | 0 | 0 | 0 | 0 | 0 | 0 | 0 | 0
F3_Commercial_Lodging_New_Food Preparation_Natural Gas_Griddle_E6 | F3 | Commercial | Lodging | New | Food Preparation | Natural Gas | Griddle | E6 | PACT BC Ratio | 0 | 0 | 0 | 0 | 0 | 0 | 0 | 0 | 0 | 0 | 0 | 0 | 0 | 0 | 0 | 0 | 0 | 0 | 0 | 0 | 0 | 0 | 0 | 0 | 0 | 0 | 0 | 0 | 0 | 0 | 0 | 0 | 0
F3_Commercial_Lodging_New_Food Preparation_Natural Gas_Griddle_E7 | F3 | Commercial | Lodging | New | Food Preparation | Natural Gas | Griddle | E7 | PACT BC Ratio | 0 | 0 | 0 | 0 | 0 | 0 | 0 | 0 | 0 | 0 | 0 | 0 | 0 | 0 | 0 | 0 | 0 | 0 | 0 | 0 | 0 | 0 | 0 | 0 | 0 | 0 | 0 | 0 | 0 | 0 | 0 | 0 | 0
F3_Commercial_Lodging_New_Food Preparation_Natural Gas_Griddle_E8 | F3 | Commercial | Lodging | New | Food Preparation | Natural Gas | Griddle | E8 | PACT BC Ratio | 0 | 0 | 0 | 0 | 0 | 0 | 0 | 0 | 0 | 0 | 0 | 0 | 0 | 0 | 0 | 0 | 0 | 0 | 0 | 0 | 0 | 0 | 0 | 0 | 0 | 0 | 0 | 0 | 0 | 0 | 0 | 0 | 0
F3_Commercial_Lodging_New_Food Preparation_Natural Gas_Griddle_E9 | F3 | Commercial | Lodging | New | Food Preparation | Natural Gas | Griddle | E9 | PACT BC Ratio | 0 | 0 | 0 | 0 | 0 | 0 | 0 | 0 | 0 | 0 | 0 | 0 | 0 | 0 | 0 | 0 | 0 | 0 | 0 | 0 | 0 | 0 | 0 | 0 | 0 | 0 | 0 | 0 | 0 | 0 | 0 | 0 | 0
F3_Commercial_Lodging_New_Food Preparation_Natural Gas_Griddle_E10 | F3 | Commercial | Lodging | New | Food Preparation | Natural Gas | Griddle | E10 | PACT BC Ratio | 0 | 0 | 0 | 0 | 0 | 0 | 0 | 0 | 0 | 0 | 0 | 0 | 0 | 0 | 0 | 0 | 0 | 0 | 0 | 0 | 0 | 0 | 0 | 0 | 0 | 0 | 0 | 0 | 0 | 0 | 0 | 0 | 0
F4_Commercial_Lodging_New_Food Preparation_Natural Gas_Griddle_E1 | F4 | Commercial | Lodging | New | Food Preparation | Natural Gas | Griddle | E1 | RVT BC Ratio | bar: 2019 to 2051
F4_Commercial_Lodging_New_Food Preparation_Natural Gas_Griddle_E2 | F4 | Commercial | Lodging | New | Food Preparation | Natural Gas | Griddle | E2 | RVT BC Ratio | 1.8442 | 1.8529 | 1.8627 | 1.8734 | 1.8856 | 1.8997 | 1.9112 | 1.9222 | 1.9334 | 1.945 | 1.9561 | 1.9663 | 1.9767 | 1.9877 | 1.9998 | 2.0116 | 2.0241 | 2.0373 | 2.0511 | 2.0652 | 2.0794 | 2.0926 | 2.1046 | 2.1152 | 2.1244 | 2.1322 | 2.1377 | 2.1418 | 2.1453 | 2.1483 | 2.1513 | 2.1526 | 2.1526
F4_Commercial_Lodging_New_Food Preparation_Natural Gas_Griddle_E3 | F4 | Commercial | Lodging | New | Food Preparation | Natural Gas | Griddle | E3 | RVT BC Ratio | 0 | 0 | 0 | 0 | 0 | 0 | 0 | 0 | 0 | 0 | 0 | 0 | 0 | 0 | 0 | 0 | 0 | 0 | 0 | 0 | 0 | 0 | 0 | 0 | 0 | 0 | 0 | 0 | 0 | 0 | 0 | 0 | 0
F4_Commercial_Lodging_New_Food Preparation_Natural Gas_Griddle_E4 | F4 | Commercial | Lodging | New | Food Preparation | Natural Gas | Griddle | E4 | RVT BC Ratio | 0 | 0 | 0 | 0 | 0 | 0 | 0 | 0 | 0 | 0 | 0 | 0 | 0 | 0 | 0 | 0 | 0 | 0 | 0 | 0 | 0 | 0 | 0 | 0 | 0 | 0 | 0 | 0 | 0 | 0 | 0 | 0 | 0
F4_Commercial_Lodging_New_Food Preparation_Natural Gas_Griddle_E5 | F4 | Commercial | Lodging | New | Food Preparation | Natural Gas | Griddle | E5 | RVT BC Ratio | 0 | 0 | 0 | 0 | 0 | 0 | 0 | 0 | 0 | 0 | 0 | 0 | 0 | 0 | 0 | 0 | 0 | 0 | 0 | 0 | 0 | 0 | 0 | 0 | 0 | 0 | 0 | 0 | 0 | 0 | 0 | 0 | 0
F4_Commercial_Lodging_New_Food Preparation_Natural Gas_Griddle_E6 | F4 | Commercial | Lodging | New | Food Preparation | Natural Gas | Griddle | E6 | RVT BC Ratio | 0 | 0 | 0 | 0 | 0 | 0 | 0 | 0 | 0 | 0 | 0 | 0 | 0 | 0 | 0 | 0 | 0 | 0 | 0 | 0 | 0 | 0 | 0 | 0 | 0 | 0 | 0 | 0 | 0 | 0 | 0 | 0 | 0
F4_Commercial_Lodging_New_Food Preparation_Natural Gas_Griddle_E7 | F4 | Commercial | Lodging | New | Food Preparation | Natural Gas | Griddle | E7 | RVT BC Ratio | 0 | 0 | 0 | 0 | 0 | 0 | 0 | 0 | 0 | 0 | 0 | 0 | 0 | 0 | 0 | 0 | 0 | 0 | 0 | 0 | 0 | 0 | 0 | 0 | 0 | 0 | 0 | 0 | 0 | 0 | 0 | 0 | 0
F4_Commercial_Lodging_New_Food Preparation_Natural Gas_Griddle_E8 | F4 | Commercial | Lodging | New | Food Preparation | Natural Gas | Griddle | E8 | RVT BC Ratio | 0 | 0 | 0 | 0 | 0 | 0 | 0 | 0 | 0 | 0 | 0 | 0 | 0 | 0 | 0 | 0 | 0 | 0 | 0 | 0 | 0 | 0 | 0 | 0 | 0 | 0 | 0 | 0 | 0 | 0 | 0 | 0 | 0
F4_Commercial_Lodging_New_Food Preparation_Natural Gas_Griddle_E9 | F4 | Commercial | Lodging | New | Food Preparation | Natural Gas | Griddle | E9 | RVT BC Ratio | 0 | 0 | 0 | 0 | 0 | 0 | 0 | 0 | 0 | 0 | 0 | 0 | 0 | 0 | 0 | 0 | 0 | 0 | 0 | 0 | 0 | 0 | 0 | 0 | 0 | 0 | 0 | 0 | 0 | 0 | 0 | 0 | 0
F4_Commercial_Lodging_New_Food Preparation_Natural Gas_Griddle_E10 | F4 | Commercial | Lodging | New | Food Preparation | Natural Gas | Griddle | E10 | RVT BC Ratio | 0 | 0 | 0 | 0 | 0 | 0 | 0 | 0 | 0 | 0 | 0 | 0 | 0 | 0 | 0 | 0 | 0 | 0 | 0 | 0 | 0 | 0 | 0 | 0 | 0 | 0 | 0 | 0 | 0 | 0 | 0 | 0 | 0
F5_Commercial_Lodging_New_Food Preparation_Natural Gas_Griddle_E1 | F5 | Commercial | Lodging | New | Food Preparation | Natural Gas | Griddle | E1 | RIM BC Ratio | bar: 2019 to 2051
F5_Commercial_Lodging_New_Food Preparation_Natural Gas_Griddle_E2 | F5 | Commercial | Lodging | New | Food Preparation | Natural Gas | Griddle | E2 | RIM BC Ratio | 0.46719 | 0.46876 | 0.47048 | 0.47237 | 0.47449 | 0.47691 | 0.47886 | 0.4807 | 0.48256 | 0.48447 | 0.48627 | 0.48791 | 0.48957 | 0.4913 | 0.49318 | 0.49501 | 0.49692 | 0.49892 | 0.50097 | 0.50305 | 0.50511 | 0.50702 | 0.50872 | 0.51021 | 0.51149 | 0.51258 | 0.51333 | 0.51389 | 0.51437 | 0.51478 | 0.51519 | 0.51537 | 0.51537
F5_Commercial_Lodging_New_Food Preparation_Natural Gas_Griddle_E3 | F5 | Commercial | Lodging | New | Food Preparation | Natural Gas | Griddle | E3 | RIM BC Ratio | 0 | 0 | 0 | 0 | 0 | 0 | 0 | 0 | 0 | 0 | 0 | 0 | 0 | 0 | 0 | 0 | 0 | 0 | 0 | 0 | 0 | 0 | 0 | 0 | 0 | 0 | 0 | 0 | 0 | 0 | 0 | 0 | 0
F5_Commercial_Lodging_New_Food Preparation_Natural Gas_Griddle_E4 | F5 | Commercial | Lodging | New | Food Preparation | Natural Gas | Griddle | E4 | RIM BC Ratio | 0 | 0 | 0 | 0 | 0 | 0 | 0 | 0 | 0 | 0 | 0 | 0 | 0 | 0 | 0 | 0 | 0 | 0 | 0 | 0 | 0 | 0 | 0 | 0 | 0 | 0 | 0 | 0 | 0 | 0 | 0 | 0 | 0
F5_Commercial_Lodging_New_Food Preparation_Natural Gas_Griddle_E5 | F5 | Commercial | Lodging | New | Food Preparation | Natural Gas | Griddle | E5 | RIM BC Ratio | 0 | 0 | 0 | 0 | 0 | 0 | 0 | 0 | 0 | 0 | 0 | 0 | 0 | 0 | 0 | 0 | 0 | 0 | 0 | 0 | 0 | 0 | 0 | 0 | 0 | 0 | 0 | 0 | 0 | 0 | 0 | 0 | 0
F5_Commercial_Lodging_New_Food Preparation_Natural Gas_Griddle_E6 | F5 | Commercial | Lodging | New | Food Preparation | Natural Gas | Griddle | E6 | RIM BC Ratio | 0 | 0 | 0 | 0 | 0 | 0 | 0 | 0 | 0 | 0 | 0 | 0 | 0 | 0 | 0 | 0 | 0 | 0 | 0 | 0 | 0 | 0 | 0 | 0 | 0 | 0 | 0 | 0 | 0 | 0 | 0 | 0 | 0
F5_Commercial_Lodging_New_Food Preparation_Natural Gas_Griddle_E7 | F5 | Commercial | Lodging | New | Food Preparation | Natural Gas | Griddle | E7 | RIM BC Ratio | 0 | 0 | 0 | 0 | 0 | 0 | 0 | 0 | 0 | 0 | 0 | 0 | 0 | 0 | 0 | 0 | 0 | 0 | 0 | 0 | 0 | 0 | 0 | 0 | 0 | 0 | 0 | 0 | 0 | 0 | 0 | 0 | 0
F5_Commercial_Lodging_New_Food Preparation_Natural Gas_Griddle_E8 | F5 | Commercial | Lodging | New | Food Preparation | Natural Gas | Griddle | E8 | RIM BC Ratio | 0 | 0 | 0 | 0 | 0 | 0 | 0 | 0 | 0 | 0 | 0 | 0 | 0 | 0 | 0 | 0 | 0 | 0 | 0 | 0 | 0 | 0 | 0 | 0 | 0 | 0 | 0 | 0 | 0 | 0 | 0 | 0 | 0
F5_Commercial_Lodging_New_Food Preparation_Natural Gas_Griddle_E9 | F5 | Commercial | Lodging | New | Food Preparation | Natural Gas | Griddle | E9 | RIM BC Ratio | 0 | 0 | 0 | 0 | 0 | 0 | 0 | 0 | 0 | 0 | 0 | 0 | 0 | 0 | 0 | 0 | 0 | 0 | 0 | 0 | 0 | 0 | 0 | 0 | 0 | 0 | 0 | 0 | 0 | 0 | 0 | 0 | 0
F5_Commercial_Lodging_New_Food Preparation_Natural Gas_Griddle_E10 | F5 | Commercial | Lodging | New | Food Preparation | Natural Gas | Griddle | E10 | RIM BC Ratio | 0 | 0 | 0 | 0 | 0 | 0 | 0 | 0 | 0 | 0 | 0 | 0 | 0 | 0 | 0 | 0 | 0 | 0 | 0 | 0 | 0 | 0 | 0 | 0 | 0 | 0 | 0 | 0 | 0 | 0 | 0 | 0 | 0
F0_Commercial_Lodging_New_Food Preparation_Natural Gas_Range_E0 | F0 | Commercial | Lodging | New | Food Preparation | Natural Gas | Range | E0 | Economic Unit | High Efficiency | High Efficiency | High Efficiency | High Efficiency | High Efficiency | High Efficiency | High Efficiency | High Efficiency | High Efficiency | High Efficiency | High Efficiency | High Efficiency | High Efficiency | High Efficiency | High Efficiency | High Efficiency | High Efficiency | High Efficiency | High Efficiency | High Efficiency | High Efficiency | High Efficiency | High Efficiency | High Efficiency | High Efficiency | High Efficiency | High Efficiency | High Efficiency | High Efficiency | High Efficiency | High Efficiency | High Efficiency | High Efficiency
F1_Commercial_Lodging_New_Food Preparation_Natural Gas_Range_E1 | F1 | Commercial | Lodging | New | Food Preparation | Natural Gas | Range | E1 | CCE | 0 | 0 | 0 | 0 | 0 | 0 | 0 | 0 | 0 | 0 | 0 | 0 | 0 | 0 | 0 | 0 | 0 | 0 | 0 | 0 | 0 | 0 | 0 | 0 | 0 | 0 | 0 | 0 | 0 | 0 | 0 | 0 | 0
F1_Commercial_Lodging_New_Food Preparation_Natural Gas_Range_E2 | F1 | Commercial | Lodging | New | Food Preparation | Natural Gas | Range | E2 | CCE | 0.00052644 | 0.00052644 | 0.00052644 | 0.00052644 | 0.00052644 | 0.00052644 | 0.00052644 | 0.00052644 | 0.00052644 | 0.00052644 | 0.00052644 | 0.00052644 | 0.00052644 | 0.00052644 | 0.00052644 | 0.00052644 | 0.00052644 | 0.00052644 | 0.00052644 | 0.00052644 | 0.00052644 | 0.00052644 | 0.00052644 | 0.00052644 | 0.00052644 | 0.00052644 | 0.00052644 | 0.00052644 | 0.00052644 | 0.00052644 | 0.00052644 | 0.00052644 | 0.00052644
F1_Commercial_Lodging_New_Food Preparation_Natural Gas_Range_E3 | F1 | Commercial | Lodging | New | Food Preparation | Natural Gas | Range | E3 | CCE | 0 | 0 | 0 | 0 | 0 | 0 | 0 | 0 | 0 | 0 | 0 | 0 | 0 | 0 | 0 | 0 | 0 | 0 | 0 | 0 | 0 | 0 | 0 | 0 | 0 | 0 | 0 | 0 | 0 | 0 | 0 | 0 | 0
F1_Commercial_Lodging_New_Food Preparation_Natural Gas_Range_E4 | F1 | Commercial | Lodging | New | Food Preparation | Natural Gas | Range | E4 | CCE | 0 | 0 | 0 | 0 | 0 | 0 | 0 | 0 | 0 | 0 | 0 | 0 | 0 | 0 | 0 | 0 | 0 | 0 | 0 | 0 | 0 | 0 | 0 | 0 | 0 | 0 | 0 | 0 | 0 | 0 | 0 | 0 | 0
F1_Commercial_Lodging_New_Food Preparation_Natural Gas_Range_E5 | F1 | Commercial | Lodging | New | Food Preparation | Natural Gas | Range | E5 | CCE | 0 | 0 | 0 | 0 | 0 | 0 | 0 | 0 | 0 | 0 | 0 | 0 | 0 | 0 | 0 | 0 | 0 | 0 | 0 | 0 | 0 | 0 | 0 | 0 | 0 | 0 | 0 | 0 | 0 | 0 | 0 | 0 | 0
F1_Commercial_Lodging_New_Food Preparation_Natural Gas_Range_E6 | F1 | Commercial | Lodging | New | Food Preparation | Natural Gas | Range | E6 | CCE | 0 | 0 | 0 | 0 | 0 | 0 | 0 | 0 | 0 | 0 | 0 | 0 | 0 | 0 | 0 | 0 | 0 | 0 | 0 | 0 | 0 | 0 | 0 | 0 | 0 | 0 | 0 | 0 | 0 | 0 | 0 | 0 | 0
F1_Commercial_Lodging_New_Food Preparation_Natural Gas_Range_E7 | F1 | Commercial | Lodging | New | Food Preparation | Natural Gas | Range | E7 | CCE | 0 | 0 | 0 | 0 | 0 | 0 | 0 | 0 | 0 | 0 | 0 | 0 | 0 | 0 | 0 | 0 | 0 | 0 | 0 | 0 | 0 | 0 | 0 | 0 | 0 | 0 | 0 | 0 | 0 | 0 | 0 | 0 | 0
F1_Commercial_Lodging_New_Food Preparation_Natural Gas_Range_E8 | F1 | Commercial | Lodging | New | Food Preparation | Natural Gas | Range | E8 | CCE | 0 | 0 | 0 | 0 | 0 | 0 | 0 | 0 | 0 | 0 | 0 | 0 | 0 | 0 | 0 | 0 | 0 | 0 | 0 | 0 | 0 | 0 | 0 | 0 | 0 | 0 | 0 | 0 | 0 | 0 | 0 | 0 | 0
F1_Commercial_Lodging_New_Food Preparation_Natural Gas_Range_E9 | F1 | Commercial | Lodging | New | Food Preparation | Natural Gas | Range | E9 | CCE | 0 | 0 | 0 | 0 | 0 | 0 | 0 | 0 | 0 | 0 | 0 | 0 | 0 | 0 | 0 | 0 | 0 | 0 | 0 | 0 | 0 | 0 | 0 | 0 | 0 | 0 | 0 | 0 | 0 | 0 | 0 | 0 | 0
F1_Commercial_Lodging_New_Food Preparation_Natural Gas_Range_E10 | F1 | Commercial | Lodging | New | Food Preparation | Natural Gas | Range | E10 | CCE | 0 | 0 | 0 | 0 | 0 | 0 | 0 | 0 | 0 | 0 | 0 | 0 | 0 | 0 | 0 | 0 | 0 | 0 | 0 | 0 | 0 | 0 | 0 | 0 | 0 | 0 | 0 | 0 | 0 | 0 | 0 | 0 | 0
F2_Commercial_Lodging_New_Food Preparation_Natural Gas_Range_E1 | F2 | Commercial | Lodging | New | Food Preparation | Natural Gas | Range | E1 | TRC BC Ratio | bar: 2019 to 2051
F2_Commercial_Lodging_New_Food Preparation_Natural Gas_Range_E2 | F2 | Commercial | Lodging | New | Food Preparation | Natural Gas | Range | E2 | TRC BC Ratio | 2647.7231 | 2666.33 | 2688.4832 | 2714.1962 | 2744.4245 | 2779.83 | 2808.1783 | 2835.1894 | 2861.7342 | 2888.6003 | 2913.2148 | 2934.7489 | 2956.3968 | 2979.3351 | 3005.7993 | 3032.2609 | 3061.4725 | 3093.4023 | 3127.3907 | 3162.4699 | 3198.1505 | 3231.6304 | 3262.246 | 3290.1881 | 3314.7734 | 3335.911 | 3350.568 | 3361.4829 | 3370.9376 | 3379.0123 | 3387.0032 | 3390.5371 | 3390.5371
F2_Commercial_Lodging_New_Food Preparation_Natural Gas_Range_E3 | F2 | Commercial | Lodging | New | Food Preparation | Natural Gas | Range | E3 | TRC BC Ratio | 0 | 0 | 0 | 0 | 0 | 0 | 0 | 0 | 0 | 0 | 0 | 0 | 0 | 0 | 0 | 0 | 0 | 0 | 0 | 0 | 0 | 0 | 0 | 0 | 0 | 0 | 0 | 0 | 0 | 0 | 0 | 0 | 0
F2_Commercial_Lodging_New_Food Preparation_Natural Gas_Range_E4 | F2 | Commercial | Lodging | New | Food Preparation | Natural Gas | Range | E4 | TRC BC Ratio | 0 | 0 | 0 | 0 | 0 | 0 | 0 | 0 | 0 | 0 | 0 | 0 | 0 | 0 | 0 | 0 | 0 | 0 | 0 | 0 | 0 | 0 | 0 | 0 | 0 | 0 | 0 | 0 | 0 | 0 | 0 | 0 | 0
F2_Commercial_Lodging_New_Food Preparation_Natural Gas_Range_E5 | F2 | Commercial | Lodging | New | Food Preparation | Natural Gas | Range | E5 | TRC BC Ratio | 0 | 0 | 0 | 0 | 0 | 0 | 0 | 0 | 0 | 0 | 0 | 0 | 0 | 0 | 0 | 0 | 0 | 0 | 0 | 0 | 0 | 0 | 0 | 0 | 0 | 0 | 0 | 0 | 0 | 0 | 0 | 0 | 0
F2_Commercial_Lodging_New_Food Preparation_Natural Gas_Range_E6 | F2 | Commercial | Lodging | New | Food Preparation | Natural Gas | Range | E6 | TRC BC Ratio | 0 | 0 | 0 | 0 | 0 | 0 | 0 | 0 | 0 | 0 | 0 | 0 | 0 | 0 | 0 | 0 | 0 | 0 | 0 | 0 | 0 | 0 | 0 | 0 | 0 | 0 | 0 | 0 | 0 | 0 | 0 | 0 | 0
F2_Commercial_Lodging_New_Food Preparation_Natural Gas_Range_E7 | F2 | Commercial | Lodging | New | Food Preparation | Natural Gas | Range | E7 | TRC BC Ratio | 0 | 0 | 0 | 0 | 0 | 0 | 0 | 0 | 0 | 0 | 0 | 0 | 0 | 0 | 0 | 0 | 0 | 0 | 0 | 0 | 0 | 0 | 0 | 0 | 0 | 0 | 0 | 0 | 0 | 0 | 0 | 0 | 0
F2_Commercial_Lodging_New_Food Preparation_Natural Gas_Range_E8 | F2 | Commercial | Lodging | New | Food Preparation | Natural Gas | Range | E8 | TRC BC Ratio | 0 | 0 | 0 | 0 | 0 | 0 | 0 | 0 | 0 | 0 | 0 | 0 | 0 | 0 | 0 | 0 | 0 | 0 | 0 | 0 | 0 | 0 | 0 | 0 | 0 | 0 | 0 | 0 | 0 | 0 | 0 | 0 | 0
F2_Commercial_Lodging_New_Food Preparation_Natural Gas_Range_E9 | F2 | Commercial | Lodging | New | Food Preparation | Natural Gas | Range | E9 | TRC BC Ratio | 0 | 0 | 0 | 0 | 0 | 0 | 0 | 0 | 0 | 0 | 0 | 0 | 0 | 0 | 0 | 0 | 0 | 0 | 0 | 0 | 0 | 0 | 0 | 0 | 0 | 0 | 0 | 0 | 0 | 0 | 0 | 0 | 0
F2_Commercial_Lodging_New_Food Preparation_Natural Gas_Range_E10 | F2 | Commercial | Lodging | New | Food Preparation | Natural Gas | Range | E10 | TRC BC Ratio | 0 | 0 | 0 | 0 | 0 | 0 | 0 | 0 | 0 | 0 | 0 | 0 | 0 | 0 | 0 | 0 | 0 | 0 | 0 | 0 | 0 | 0 | 0 | 0 | 0 | 0 | 0 | 0 | 0 | 0 | 0 | 0 | 0
F3_Commercial_Lodging_New_Food Preparation_Natural Gas_Range_E1 | F3 | Commercial | Lodging | New | Food Preparation | Natural Gas | Range | E1 | PACT BC Ratio | bar: 2019 to 2051
F3_Commercial_Lodging_New_Food Preparation_Natural Gas_Range_E2 | F3 | Commercial | Lodging | New | Food Preparation | Natural Gas | Range | E2 | PACT BC Ratio | 3530.2974 | 3555.1067 | 3584.6443 | 3618.9282 | 3659.2327 | 3706.44 | 3744.2377 | 3780.2525 | 3815.6456 | 3851.4671 | 3884.2865 | 3912.9985 | 3941.8625 | 3972.4468 | 4007.7324 | 4043.0145 | 4081.9633 | 4124.5364 | 4169.8543 | 4216.6265 | 4264.2006 | 4308.8405 | 4349.6613 | 4386.9175 | 4419.6979 | 4447.8813 | 4467.424 | 4481.9772 | 4494.5834 | 4505.3498 | 4516.0042 | 4520.7161 | 4520.7161
F3_Commercial_Lodging_New_Food Preparation_Natural Gas_Range_E3 | F3 | Commercial | Lodging | New | Food Preparation | Natural Gas | Range | E3 | PACT BC Ratio | 0 | 0 | 0 | 0 | 0 | 0 | 0 | 0 | 0 | 0 | 0 | 0 | 0 | 0 | 0 | 0 | 0 | 0 | 0 | 0 | 0 | 0 | 0 | 0 | 0 | 0 | 0 | 0 | 0 | 0 | 0 | 0 | 0
F3_Commercial_Lodging_New_Food Preparation_Natural Gas_Range_E4 | F3 | Commercial | Lodging | New | Food Preparation | Natural Gas | Range | E4 | PACT BC Ratio | 0 | 0 | 0 | 0 | 0 | 0 | 0 | 0 | 0 | 0 | 0 | 0 | 0 | 0 | 0 | 0 | 0 | 0 | 0 | 0 | 0 | 0 | 0 | 0 | 0 | 0 | 0 | 0 | 0 | 0 | 0 | 0 | 0
F3_Commercial_Lodging_New_Food Preparation_Natural Gas_Range_E5 | F3 | Commercial | Lodging | New | Food Preparation | Natural Gas | Range | E5 | PACT BC Ratio | 0 | 0 | 0 | 0 | 0 | 0 | 0 | 0 | 0 | 0 | 0 | 0 | 0 | 0 | 0 | 0 | 0 | 0 | 0 | 0 | 0 | 0 | 0 | 0 | 0 | 0 | 0 | 0 | 0 | 0 | 0 | 0 | 0
F3_Commercial_Lodging_New_Food Preparation_Natural Gas_Range_E6 | F3 | Commercial | Lodging | New | Food Preparation | Natural Gas | Range | E6 | PACT BC Ratio | 0 | 0 | 0 | 0 | 0 | 0 | 0 | 0 | 0 | 0 | 0 | 0 | 0 | 0 | 0 | 0 | 0 | 0 | 0 | 0 | 0 | 0 | 0 | 0 | 0 | 0 | 0 | 0 | 0 | 0 | 0 | 0 | 0
F3_Commercial_Lodging_New_Food Preparation_Natural Gas_Range_E7 | F3 | Commercial | Lodging | New | Food Preparation | Natural Gas | Range | E7 | PACT BC Ratio | 0 | 0 | 0 | 0 | 0 | 0 | 0 | 0 | 0 | 0 | 0 | 0 | 0 | 0 | 0 | 0 | 0 | 0 | 0 | 0 | 0 | 0 | 0 | 0 | 0 | 0 | 0 | 0 | 0 | 0 | 0 | 0 | 0
F3_Commercial_Lodging_New_Food Preparation_Natural Gas_Range_E8 | F3 | Commercial | Lodging | New | Food Preparation | Natural Gas | Range | E8 | PACT BC Ratio | 0 | 0 | 0 | 0 | 0 | 0 | 0 | 0 | 0 | 0 | 0 | 0 | 0 | 0 | 0 | 0 | 0 | 0 | 0 | 0 | 0 | 0 | 0 | 0 | 0 | 0 | 0 | 0 | 0 | 0 | 0 | 0 | 0
F3_Commercial_Lodging_New_Food Preparation_Natural Gas_Range_E9 | F3 | Commercial | Lodging | New | Food Preparation | Natural Gas | Range | E9 | PACT BC Ratio | 0 | 0 | 0 | 0 | 0 | 0 | 0 | 0 | 0 | 0 | 0 | 0 | 0 | 0 | 0 | 0 | 0 | 0 | 0 | 0 | 0 | 0 | 0 | 0 | 0 | 0 | 0 | 0 | 0 | 0 | 0 | 0 | 0
F3_Commercial_Lodging_New_Food Preparation_Natural Gas_Range_E10 | F3 | Commercial | Lodging | New | Food Preparation | Natural Gas | Range | E10 | PACT BC Ratio | 0 | 0 | 0 | 0 | 0 | 0 | 0 | 0 | 0 | 0 | 0 | 0 | 0 | 0 | 0 | 0 | 0 | 0 | 0 | 0 | 0 | 0 | 0 | 0 | 0 | 0 | 0 | 0 | 0 | 0 | 0 | 0 | 0
F4_Commercial_Lodging_New_Food Preparation_Natural Gas_Range_E1 | F4 | Commercial | Lodging | New | Food Preparation | Natural Gas | Range | E1 | RVT BC Ratio | bar: 2019 to 2051
F4_Commercial_Lodging_New_Food Preparation_Natural Gas_Range_E2 | F4 | Commercial | Lodging | New | Food Preparation | Natural Gas | Range | E2 | RVT BC Ratio | 3807.2736 | 3834.0244 | 3865.8736 | 3902.8406 | 3946.2991 | 3997.2009 | 4037.9565 | 4076.7898 | 4114.9527 | 4153.5775 | 4188.9653 | 4219.9244 | 4251.0471 | 4284.025 | 4322.072 | 4360.1152 | 4402.1121 | 4448.0169 | 4496.8813 | 4547.3138 | 4598.611 | 4646.7444 | 4690.7598 | 4730.9316 | 4766.2773 | 4796.6664 | 4817.7384 | 4833.4305 | 4847.0233 | 4858.6322 | 4870.1205 | 4875.2011 | 4875.2011
F4_Commercial_Lodging_New_Food Preparation_Natural Gas_Range_E3 | F4 | Commercial | Lodging | New | Food Preparation | Natural Gas | Range | E3 | RVT BC Ratio | 0 | 0 | 0 | 0 | 0 | 0 | 0 | 0 | 0 | 0 | 0 | 0 | 0 | 0 | 0 | 0 | 0 | 0 | 0 | 0 | 0 | 0 | 0 | 0 | 0 | 0 | 0 | 0 | 0 | 0 | 0 | 0 | 0
F4_Commercial_Lodging_New_Food Preparation_Natural Gas_Range_E4 | F4 | Commercial | Lodging | New | Food Preparation | Natural Gas | Range | E4 | RVT BC Ratio | 0 | 0 | 0 | 0 | 0 | 0 | 0 | 0 | 0 | 0 | 0 | 0 | 0 | 0 | 0 | 0 | 0 | 0 | 0 | 0 | 0 | 0 | 0 | 0 | 0 | 0 | 0 | 0 | 0 | 0 | 0 | 0 | 0
F4_Commercial_Lodging_New_Food Preparation_Natural Gas_Range_E5 | F4 | Commercial | Lodging | New | Food Preparation | Natural Gas | Range | E5 | RVT BC Ratio | 0 | 0 | 0 | 0 | 0 | 0 | 0 | 0 | 0 | 0 | 0 | 0 | 0 | 0 | 0 | 0 | 0 | 0 | 0 | 0 | 0 | 0 | 0 | 0 | 0 | 0 | 0 | 0 | 0 | 0 | 0 | 0 | 0
F4_Commercial_Lodging_New_Food Preparation_Natural Gas_Range_E6 | F4 | Commercial | Lodging | New | Food Preparation | Natural Gas | Range | E6 | RVT BC Ratio | 0 | 0 | 0 | 0 | 0 | 0 | 0 | 0 | 0 | 0 | 0 | 0 | 0 | 0 | 0 | 0 | 0 | 0 | 0 | 0 | 0 | 0 | 0 | 0 | 0 | 0 | 0 | 0 | 0 | 0 | 0 | 0 | 0
F4_Commercial_Lodging_New_Food Preparation_Natural Gas_Range_E7 | F4 | Commercial | Lodging | New | Food Preparation | Natural Gas | Range | E7 | RVT BC Ratio | 0 | 0 | 0 | 0 | 0 | 0 | 0 | 0 | 0 | 0 | 0 | 0 | 0 | 0 | 0 | 0 | 0 | 0 | 0 | 0 | 0 | 0 | 0 | 0 | 0 | 0 | 0 | 0 | 0 | 0 | 0 | 0 | 0
F4_Commercial_Lodging_New_Food Preparation_Natural Gas_Range_E8 | F4 | Commercial | Lodging | New | Food Preparation | Natural Gas | Range | E8 | RVT BC Ratio | 0 | 0 | 0 | 0 | 0 | 0 | 0 | 0 | 0 | 0 | 0 | 0 | 0 | 0 | 0 | 0 | 0 | 0 | 0 | 0 | 0 | 0 | 0 | 0 | 0 | 0 | 0 | 0 | 0 | 0 | 0 | 0 | 0
F4_Commercial_Lodging_New_Food Preparation_Natural Gas_Range_E9 | F4 | Commercial | Lodging | New | Food Preparation | Natural Gas | Range | E9 | RVT BC Ratio | 0 | 0 | 0 | 0 | 0 | 0 | 0 | 0 | 0 | 0 | 0 | 0 | 0 | 0 | 0 | 0 | 0 | 0 | 0 | 0 | 0 | 0 | 0 | 0 | 0 | 0 | 0 | 0 | 0 | 0 | 0 | 0 | 0
F4_Commercial_Lodging_New_Food Preparation_Natural Gas_Range_E10 | F4 | Commercial | Lodging | New | Food Preparation | Natural Gas | Range | E10 | RVT BC Ratio | 0 | 0 | 0 | 0 | 0 | 0 | 0 | 0 | 0 | 0 | 0 | 0 | 0 | 0 | 0 | 0 | 0 | 0 | 0 | 0 | 0 | 0 | 0 | 0 | 0 | 0 | 0 | 0 | 0 | 0 | 0 | 0 | 0
F5_Commercial_Lodging_New_Food Preparation_Natural Gas_Range_E1 | F5 | Commercial | Lodging | New | Food Preparation | Natural Gas | Range | E1 | RIM BC Ratio | bar: 2019 to 2051
F5_Commercial_Lodging_New_Food Preparation_Natural Gas_Range_E2 | F5 | Commercial | Lodging | New | Food Preparation | Natural Gas | Range | E2 | RIM BC Ratio | 0.83448 | 0.83448 | 0.83448 | 0.83449 | 0.83449 | 0.83449 | 0.83449 | 0.83449 | 0.8345 | 0.8345 | 0.8345 | 0.8345 | 0.8345 | 0.8345 | 0.83451 | 0.83451 | 0.83451 | 0.83451 | 0.83451 | 0.83451 | 0.83452 | 0.83452 | 0.83452 | 0.83452 | 0.83452 | 0.83452 | 0.83452 | 0.83452 | 0.83452 | 0.83452 | 0.83452 | 0.83453 | 0.83453
F5_Commercial_Lodging_New_Food Preparation_Natural Gas_Range_E3 | F5 | Commercial | Lodging | New | Food Preparation | Natural Gas | Range | E3 | RIM BC Ratio | 0 | 0 | 0 | 0 | 0 | 0 | 0 | 0 | 0 | 0 | 0 | 0 | 0 | 0 | 0 | 0 | 0 | 0 | 0 | 0 | 0 | 0 | 0 | 0 | 0 | 0 | 0 | 0 | 0 | 0 | 0 | 0 | 0
F5_Commercial_Lodging_New_Food Preparation_Natural Gas_Range_E4 | F5 | Commercial | Lodging | New | Food Preparation | Natural Gas | Range | E4 | RIM BC Ratio | 0 | 0 | 0 | 0 | 0 | 0 | 0 | 0 | 0 | 0 | 0 | 0 | 0 | 0 | 0 | 0 | 0 | 0 | 0 | 0 | 0 | 0 | 0 | 0 | 0 | 0 | 0 | 0 | 0 | 0 | 0 | 0 | 0
F5_Commercial_Lodging_New_Food Preparation_Natural Gas_Range_E5 | F5 | Commercial | Lodging | New | Food Preparation | Natural Gas | Range | E5 | RIM BC Ratio | 0 | 0 | 0 | 0 | 0 | 0 | 0 | 0 | 0 | 0 | 0 | 0 | 0 | 0 | 0 | 0 | 0 | 0 | 0 | 0 | 0 | 0 | 0 | 0 | 0 | 0 | 0 | 0 | 0 | 0 | 0 | 0 | 0
F5_Commercial_Lodging_New_Food Preparation_Natural Gas_Range_E6 | F5 | Commercial | Lodging | New | Food Preparation | Natural Gas | Range | E6 | RIM BC Ratio | 0 | 0 | 0 | 0 | 0 | 0 | 0 | 0 | 0 | 0 | 0 | 0 | 0 | 0 | 0 | 0 | 0 | 0 | 0 | 0 | 0 | 0 | 0 | 0 | 0 | 0 | 0 | 0 | 0 | 0 | 0 | 0 | 0
F5_Commercial_Lodging_New_Food Preparation_Natural Gas_Range_E7 | F5 | Commercial | Lodging | New | Food Preparation | Natural Gas | Range | E7 | RIM BC Ratio | 0 | 0 | 0 | 0 | 0 | 0 | 0 | 0 | 0 | 0 | 0 | 0 | 0 | 0 | 0 | 0 | 0 | 0 | 0 | 0 | 0 | 0 | 0 | 0 | 0 | 0 | 0 | 0 | 0 | 0 | 0 | 0 | 0
F5_Commercial_Lodging_New_Food Preparation_Natural Gas_Range_E8 | F5 | Commercial | Lodging | New | Food Preparation | Natural Gas | Range | E8 | RIM BC Ratio | 0 | 0 | 0 | 0 | 0 | 0 | 0 | 0 | 0 | 0 | 0 | 0 | 0 | 0 | 0 | 0 | 0 | 0 | 0 | 0 | 0 | 0 | 0 | 0 | 0 | 0 | 0 | 0 | 0 | 0 | 0 | 0 | 0
F5_Commercial_Lodging_New_Food Preparation_Natural Gas_Range_E9 | F5 | Commercial | Lodging | New | Food Preparation | Natural Gas | Range | E9 | RIM BC Ratio | 0 | 0 | 0 | 0 | 0 | 0 | 0 | 0 | 0 | 0 | 0 | 0 | 0 | 0 | 0 | 0 | 0 | 0 | 0 | 0 | 0 | 0 | 0 | 0 | 0 | 0 | 0 | 0 | 0 | 0 | 0 | 0 | 0
F5_Commercial_Lodging_New_Food Preparation_Natural Gas_Range_E10 | F5 | Commercial | Lodging | New | Food Preparation | Natural Gas | Range | E10 | RIM BC Ratio | 0 | 0 | 0 | 0 | 0 | 0 | 0 | 0 | 0 | 0 | 0 | 0 | 0 | 0 | 0 | 0 | 0 | 0 | 0 | 0 | 0 | 0 | 0 | 0 | 0 | 0 | 0 | 0 | 0 | 0 | 0 | 0 | 0
F0_Commercial_Lodging_New_Food Preparation_Natural Gas_Steamer_E0 | F0 | Commercial | Lodging | New | Food Preparation | Natural Gas | Steamer | E0 | Economic Unit | ENERGY STAR | ENERGY STAR | ENERGY STAR | ENERGY STAR | ENERGY STAR | ENERGY STAR | ENERGY STAR | ENERGY STAR | ENERGY STAR | ENERGY STAR | ENERGY STAR | ENERGY STAR | ENERGY STAR | ENERGY STAR | ENERGY STAR | ENERGY STAR | ENERGY STAR | ENERGY STAR | ENERGY STAR | ENERGY STAR | ENERGY STAR | ENERGY STAR | ENERGY STAR | ENERGY STAR | ENERGY STAR | ENERGY STAR | ENERGY STAR | ENERGY STAR | ENERGY STAR | ENERGY STAR | ENERGY STAR | ENERGY STAR | ENERGY STAR
F1_Commercial_Lodging_New_Food Preparation_Natural Gas_Steamer_E1 | F1 | Commercial | Lodging | New | Food Preparation | Natural Gas | Steamer | E1 | CCE | 0 | 0 | 0 | 0 | 0 | 0 | 0 | 0 | 0 | 0 | 0 | 0 | 0 | 0 | 0 | 0 | 0 | 0 | 0 | 0 | 0 | 0 | 0 | 0 | 0 | 0 | 0 | 0 | 0 | 0 | 0 | 0 | 0
F1_Commercial_Lodging_New_Food Preparation_Natural Gas_Steamer_E2 | F1 | Commercial | Lodging | New | Food Preparation | Natural Gas | Steamer | E2 | CCE | 0.38542 | 0.38542 | 0.38542 | 0 | 0 | 0 | 0 | 0 | 0 | 0 | 0 | 0 | 0 | 0 | 0 | 0 | 0 | 0 | 0 | 0 | 0 | 0 | 0 | 0 | 0 | 0 | 0 | 0 | 0 | 0 | 0 | 0 | 0
F1_Commercial_Lodging_New_Food Preparation_Natural Gas_Steamer_E3 | F1 | Commercial | Lodging | New | Food Preparation | Natural Gas | Steamer | E3 | CCE | 0 | 0 | 0 | 0 | 0 | 0 | 0 | 0 | 0 | 0 | 0 | 0 | 0 | 0 | 0 | 0 | 0 | 0 | 0 | 0 | 0 | 0 | 0 | 0 | 0 | 0 | 0 | 0 | 0 | 0 | 0 | 0 | 0
F1_Commercial_Lodging_New_Food Preparation_Natural Gas_Steamer_E4 | F1 | Commercial | Lodging | New | Food Preparation | Natural Gas | Steamer | E4 | CCE | 0 | 0 | 0 | 0 | 0 | 0 | 0 | 0 | 0 | 0 | 0 | 0 | 0 | 0 | 0 | 0 | 0 | 0 | 0 | 0 | 0 | 0 | 0 | 0 | 0 | 0 | 0 | 0 | 0 | 0 | 0 | 0 | 0
F1_Commercial_Lodging_New_Food Preparation_Natural Gas_Steamer_E5 | F1 | Commercial | Lodging | New | Food Preparation | Natural Gas | Steamer | E5 | CCE | 0 | 0 | 0 | 0 | 0 | 0 | 0 | 0 | 0 | 0 | 0 | 0 | 0 | 0 | 0 | 0 | 0 | 0 | 0 | 0 | 0 | 0 | 0 | 0 | 0 | 0 | 0 | 0 | 0 | 0 | 0 | 0 | 0
F1_Commercial_Lodging_New_Food Preparation_Natural Gas_Steamer_E6 | F1 | Commercial | Lodging | New | Food Preparation | Natural Gas | Steamer | E6 | CCE | 0 | 0 | 0 | 0 | 0 | 0 | 0 | 0 | 0 | 0 | 0 | 0 | 0 | 0 | 0 | 0 | 0 | 0 | 0 | 0 | 0 | 0 | 0 | 0 | 0 | 0 | 0 | 0 | 0 | 0 | 0 | 0 | 0
F1_Commercial_Lodging_New_Food Preparation_Natural Gas_Steamer_E7 | F1 | Commercial | Lodging | New | Food Preparation | Natural Gas | Steamer | E7 | CCE | 0 | 0 | 0 | 0 | 0 | 0 | 0 | 0 | 0 | 0 | 0 | 0 | 0 | 0 | 0 | 0 | 0 | 0 | 0 | 0 | 0 | 0 | 0 | 0 | 0 | 0 | 0 | 0 | 0 | 0 | 0 | 0 | 0