Commercial_Grocery_Existing_Food Preparation_Natural Gas_Food Prep Other_E2_Baseline Forecast | Commercial | Grocery | Existing | Food Preparation | Natural Gas | Food Prep Other | E2 |  | Baseline Forecast | 0 | 0 | 0 | 0 | 0 | 0 | 0 | 0 | 0 | 0 | 0 | 0 | 0 | 0 | 0 | 0 | 0 | 0 | 0 | 0 | 0 | 0 | 0 | 0 | 0 | 0 | 0 | 0 | 0 | 0 | 0 | 0 | 0
Commercial_Grocery_Existing_Food Preparation_Natural Gas_Food Prep Other_E3_Baseline Forecast | Commercial | Grocery | Existing | Food Preparation | Natural Gas | Food Prep Other | E3 |  | Baseline Forecast | 0 | 0 | 0 | 0 | 0 | 0 | 0 | 0 | 0 | 0 | 0 | 0 | 0 | 0 | 0 | 0 | 0 | 0 | 0 | 0 | 0 | 0 | 0 | 0 | 0 | 0 | 0 | 0 | 0 | 0 | 0 | 0 | 0
Commercial_Grocery_Existing_Food Preparation_Natural Gas_Food Prep Other_E4_Baseline Forecast | Commercial | Grocery | Existing | Food Preparation | Natural Gas | Food Prep Other | E4 |  | Baseline Forecast | 0 | 0 | 0 | 0 | 0 | 0 | 0 | 0 | 0 | 0 | 0 | 0 | 0 | 0 | 0 | 0 | 0 | 0 | 0 | 0 | 0 | 0 | 0 | 0 | 0 | 0 | 0 | 0 | 0 | 0 | 0 | 0 | 0
Commercial_Grocery_Existing_Food Preparation_Natural Gas_Food Prep Other_E5_Baseline Forecast | Commercial | Grocery | Existing | Food Preparation | Natural Gas | Food Prep Other | E5 |  | Baseline Forecast | 0 | 0 | 0 | 0 | 0 | 0 | 0 | 0 | 0 | 0 | 0 | 0 | 0 | 0 | 0 | 0 | 0 | 0 | 0 | 0 | 0 | 0 | 0 | 0 | 0 | 0 | 0 | 0 | 0 | 0 | 0 | 0 | 0
Commercial_Grocery_Existing_Food Preparation_Natural Gas_Food Prep Other_E6_Baseline Forecast | Commercial | Grocery | Existing | Food Preparation | Natural Gas | Food Prep Other | E6 |  | Baseline Forecast | 0 | 0 | 0 | 0 | 0 | 0 | 0 | 0 | 0 | 0 | 0 | 0 | 0 | 0 | 0 | 0 | 0 | 0 | 0 | 0 | 0 | 0 | 0 | 0 | 0 | 0 | 0 | 0 | 0 | 0 | 0 | 0 | 0
Commercial_Grocery_Existing_Food Preparation_Natural Gas_Food Prep Other_E7_Baseline Forecast | Commercial | Grocery | Existing | Food Preparation | Natural Gas | Food Prep Other | E7 |  | Baseline Forecast | 0 | 0 | 0 | 0 | 0 | 0 | 0 | 0 | 0 | 0 | 0 | 0 | 0 | 0 | 0 | 0 | 0 | 0 | 0 | 0 | 0 | 0 | 0 | 0 | 0 | 0 | 0 | 0 | 0 | 0 | 0 | 0 | 0
Commercial_Grocery_Existing_Food Preparation_Natural Gas_Food Prep Other_E8_Baseline Forecast | Commercial | Grocery | Existing | Food Preparation | Natural Gas | Food Prep Other | E8 |  | Baseline Forecast | 0 | 0 | 0 | 0 | 0 | 0 | 0 | 0 | 0 | 0 | 0 | 0 | 0 | 0 | 0 | 0 | 0 | 0 | 0 | 0 | 0 | 0 | 0 | 0 | 0 | 0 | 0 | 0 | 0 | 0 | 0 | 0 | 0
Commercial_Grocery_Existing_Food Preparation_Natural Gas_Food Prep Other_E9_Baseline Forecast | Commercial | Grocery | Existing | Food Preparation | Natural Gas | Food Prep Other | E9 |  | Baseline Forecast | 0 | 0 | 0 | 0 | 0 | 0 | 0 | 0 | 0 | 0 | 0 | 0 | 0 | 0 | 0 | 0 | 0 | 0 | 0 | 0 | 0 | 0 | 0 | 0 | 0 | 0 | 0 | 0 | 0 | 0 | 0 | 0 | 0
Commercial_Grocery_Existing_Food Preparation_Natural Gas_Food Prep Other_E10_Baseline Forecast | Commercial | Grocery | Existing | Food Preparation | Natural Gas | Food Prep Other | E10 |  | Baseline Forecast | 0 | 0 | 0 | 0 | 0 | 0 | 0 | 0 | 0 | 0 | 0 | 0 | 0 | 0 | 0 | 0 | 0 | 0 | 0 | 0 | 0 | 0 | 0 | 0 | 0 | 0 | 0 | 0 | 0 | 0 | 0 | 0 | 0
Commercial_Grocery_Existing_Miscellaneous_Natural Gas_Pool Heater_E1_Baseline Forecast | Commercial | Grocery | Existing | Miscellaneous | Natural Gas | Pool Heater | E1 |  | Baseline Forecast | 0 | 0 | 0 | 0 | 0 | 0 | 0 | 0 | 0 | 0 | 0 | 0 | 0 | 0 | 0 | 0 | 0 | 0 | 0 | 0 | 0 | 0 | 0 | 0 | 0 | 0 | 0 | 0 | 0 | 0 | 0 | 0 | 0
Commercial_Grocery_Existing_Miscellaneous_Natural Gas_Pool Heater_E2_Baseline Forecast | Commercial | Grocery | Existing | Miscellaneous | Natural Gas | Pool Heater | E2 |  | Baseline Forecast | 0 | 0 | 0 | 0 | 0 | 0 | 0 | 0 | 0 | 0 | 0 | 0 | 0 | 0 | 0 | 0 | 0 | 0 | 0 | 0 | 0 | 0 | 0 | 0 | 0 | 0 | 0 | 0 | 0 | 0 | 0 | 0 | 0
Commercial_Grocery_Existing_Miscellaneous_Natural Gas_Pool Heater_E3_Baseline Forecast | Commercial | Grocery | Existing | Miscellaneous | Natural Gas | Pool Heater | E3 |  | Baseline Forecast | 0 | 0 | 0 | 0 | 0 | 0 | 0 | 0 | 0 | 0 | 0 | 0 | 0 | 0 | 0 | 0 | 0 | 0 | 0 | 0 | 0 | 0 | 0 | 0 | 0 | 0 | 0 | 0 | 0 | 0 | 0 | 0 | 0
Commercial_Grocery_Existing_Miscellaneous_Natural Gas_Pool Heater_E4_Baseline Forecast | Commercial | Grocery | Existing | Miscellaneous | Natural Gas | Pool Heater | E4 |  | Baseline Forecast | 0 | 0 | 0 | 0 | 0 | 0 | 0 | 0 | 0 | 0 | 0 | 0 | 0 | 0 | 0 | 0 | 0 | 0 | 0 | 0 | 0 | 0 | 0 | 0 | 0 | 0 | 0 | 0 | 0 | 0 | 0 | 0 | 0
Commercial_Grocery_Existing_Miscellaneous_Natural Gas_Pool Heater_E5_Baseline Forecast | Commercial | Grocery | Existing | Miscellaneous | Natural Gas | Pool Heater | E5 |  | Baseline Forecast | 0 | 0 | 0 | 0 | 0 | 0 | 0 | 0 | 0 | 0 | 0 | 0 | 0 | 0 | 0 | 0 | 0 | 0 | 0 | 0 | 0 | 0 | 0 | 0 | 0 | 0 | 0 | 0 | 0 | 0 | 0 | 0 | 0
Commercial_Grocery_Existing_Miscellaneous_Natural Gas_Pool Heater_E6_Baseline Forecast | Commercial | Grocery | Existing | Miscellaneous | Natural Gas | Pool Heater | E6 |  | Baseline Forecast | 0 | 0 | 0 | 0 | 0 | 0 | 0 | 0 | 0 | 0 | 0 | 0 | 0 | 0 | 0 | 0 | 0 | 0 | 0 | 0 | 0 | 0 | 0 | 0 | 0 | 0 | 0 | 0 | 0 | 0 | 0 | 0 | 0
Commercial_Grocery_Existing_Miscellaneous_Natural Gas_Pool Heater_E7_Baseline Forecast | Commercial | Grocery | Existing | Miscellaneous | Natural Gas | Pool Heater | E7 |  | Baseline Forecast | 0 | 0 | 0 | 0 | 0 | 0 | 0 | 0 | 0 | 0 | 0 | 0 | 0 | 0 | 0 | 0 | 0 | 0 | 0 | 0 | 0 | 0 | 0 | 0 | 0 | 0 | 0 | 0 | 0 | 0 | 0 | 0 | 0
Commercial_Grocery_Existing_Miscellaneous_Natural Gas_Pool Heater_E8_Baseline Forecast | Commercial | Grocery | Existing | Miscellaneous | Natural Gas | Pool Heater | E8 |  | Baseline Forecast | 0 | 0 | 0 | 0 | 0 | 0 | 0 | 0 | 0 | 0 | 0 | 0 | 0 | 0 | 0 | 0 | 0 | 0 | 0 | 0 | 0 | 0 | 0 | 0 | 0 | 0 | 0 | 0 | 0 | 0 | 0 | 0 | 0
Commercial_Grocery_Existing_Miscellaneous_Natural Gas_Pool Heater_E9_Baseline Forecast | Commercial | Grocery | Existing | Miscellaneous | Natural Gas | Pool Heater | E9 |  | Baseline Forecast | 0 | 0 | 0 | 0 | 0 | 0 | 0 | 0 | 0 | 0 | 0 | 0 | 0 | 0 | 0 | 0 | 0 | 0 | 0 | 0 | 0 | 0 | 0 | 0 | 0 | 0 | 0 | 0 | 0 | 0 | 0 | 0 | 0
Commercial_Grocery_Existing_Miscellaneous_Natural Gas_Pool Heater_E10_Baseline Forecast | Commercial | Grocery | Existing | Miscellaneous | Natural Gas | Pool Heater | E10 |  | Baseline Forecast | 0 | 0 | 0 | 0 | 0 | 0 | 0 | 0 | 0 | 0 | 0 | 0 | 0 | 0 | 0 | 0 | 0 | 0 | 0 | 0 | 0 | 0 | 0 | 0 | 0 | 0 | 0 | 0 | 0 | 0 | 0 | 0 | 0
Commercial_Grocery_Existing_Miscellaneous_Natural Gas_Miscellaneous_E1_Baseline Forecast | Commercial | Grocery | Existing | Miscellaneous | Natural Gas | Miscellaneous | E1 |  | Baseline Forecast | 0 | 189642.3558 | 224610.1955 | 253828.4417 | 242787.2295 | 238091.3592 | 238256.5492 | 237015.3148 | 235473.2031 | 234262.4871 | 233089.8859 | 284004.0521 | 285004.9881 | 284227.3439 | 279692.1335 | 277722.3572 | 277226.6242 | 275721.9152 | 274031.628 | 272592.2779 | 271149.8134 | 284056.5746 | 281134.2491 | 277945.3047 | 275998.7367 | 274622.6128 | 273396.6589 | 271789.5288 | 270163.2987 | 268661.9256 | 267144.3938 | 269563.5946 | 267073.2466
Commercial_Grocery_Existing_Miscellaneous_Natural Gas_Miscellaneous_E2_Baseline Forecast | Commercial | Grocery | Existing | Miscellaneous | Natural Gas | Miscellaneous | E2 |  | Baseline Forecast | 0 | 0 | 0 | 0 | 0 | 0 | 0 | 0 | 0 | 0 | 0 | 0 | 0 | 0 | 0 | 0 | 0 | 0 | 0 | 0 | 0 | 0 | 0 | 0 | 0 | 0 | 0 | 0 | 0 | 0 | 0 | 0 | 0
Commercial_Grocery_Existing_Miscellaneous_Natural Gas_Miscellaneous_E3_Baseline Forecast | Commercial | Grocery | Existing | Miscellaneous | Natural Gas | Miscellaneous | E3 |  | Baseline Forecast | 0 | 0 | 0 | 0 | 0 | 0 | 0 | 0 | 0 | 0 | 0 | 0 | 0 | 0 | 0 | 0 | 0 | 0 | 0 | 0 | 0 | 0 | 0 | 0 | 0 | 0 | 0 | 0 | 0 | 0 | 0 | 0 | 0
Commercial_Grocery_Existing_Miscellaneous_Natural Gas_Miscellaneous_E4_Baseline Forecast | Commercial | Grocery | Existing | Miscellaneous | Natural Gas | Miscellaneous | E4 |  | Baseline Forecast | 0 | 0 | 0 | 0 | 0 | 0 | 0 | 0 | 0 | 0 | 0 | 0 | 0 | 0 | 0 | 0 | 0 | 0 | 0 | 0 | 0 | 0 | 0 | 0 | 0 | 0 | 0 | 0 | 0 | 0 | 0 | 0 | 0
Commercial_Grocery_Existing_Miscellaneous_Natural Gas_Miscellaneous_E5_Baseline Forecast | Commercial | Grocery | Existing | Miscellaneous | Natural Gas | Miscellaneous | E5 |  | Baseline Forecast | 0 | 0 | 0 | 0 | 0 | 0 | 0 | 0 | 0 | 0 | 0 | 0 | 0 | 0 | 0 | 0 | 0 | 0 | 0 | 0 | 0 | 0 | 0 | 0 | 0 | 0 | 0 | 0 | 0 | 0 | 0 | 0 | 0
Commercial_Grocery_Existing_Miscellaneous_Natural Gas_Miscellaneous_E6_Baseline Forecast | Commercial | Grocery | Existing | Miscellaneous | Natural Gas | Miscellaneous | E6 |  | Baseline Forecast | 0 | 0 | 0 | 0 | 0 | 0 | 0 | 0 | 0 | 0 | 0 | 0 | 0 | 0 | 0 | 0 | 0 | 0 | 0 | 0 | 0 | 0 | 0 | 0 | 0 | 0 | 0 | 0 | 0 | 0 | 0 | 0 | 0
Commercial_Grocery_Existing_Miscellaneous_Natural Gas_Miscellaneous_E7_Baseline Forecast | Commercial | Grocery | Existing | Miscellaneous | Natural Gas | Miscellaneous | E7 |  | Baseline Forecast | 0 | 0 | 0 | 0 | 0 | 0 | 0 | 0 | 0 | 0 | 0 | 0 | 0 | 0 | 0 | 0 | 0 | 0 | 0 | 0 | 0 | 0 | 0 | 0 | 0 | 0 | 0 | 0 | 0 | 0 | 0 | 0 | 0
Commercial_Grocery_Existing_Miscellaneous_Natural Gas_Miscellaneous_E8_Baseline Forecast | Commercial | Grocery | Existing | Miscellaneous | Natural Gas | Miscellaneous | E8 |  | Baseline Forecast | 0 | 0 | 0 | 0 | 0 | 0 | 0 | 0 | 0 | 0 | 0 | 0 | 0 | 0 | 0 | 0 | 0 | 0 | 0 | 0 | 0 | 0 | 0 | 0 | 0 | 0 | 0 | 0 | 0 | 0 | 0 | 0 | 0
Commercial_Grocery_Existing_Miscellaneous_Natural Gas_Miscellaneous_E9_Baseline Forecast | Commercial | Grocery | Existing | Miscellaneous | Natural Gas | Miscellaneous | E9 |  | Baseline Forecast | 0 | 0 | 0 | 0 | 0 | 0 | 0 | 0 | 0 | 0 | 0 | 0 | 0 | 0 | 0 | 0 | 0 | 0 | 0 | 0 | 0 | 0 | 0 | 0 | 0 | 0 | 0 | 0 | 0 | 0 | 0 | 0 | 0
Commercial_Grocery_Existing_Miscellaneous_Natural Gas_Miscellaneous_E10_Baseline Forecast | Commercial | Grocery | Existing | Miscellaneous | Natural Gas | Miscellaneous | E10 |  | Baseline Forecast | 0 | 0 | 0 | 0 | 0 | 0 | 0 | 0 | 0 | 0 | 0 | 0 | 0 | 0 | 0 | 0 | 0 | 0 | 0 | 0 | 0 | 0 | 0 | 0 | 0 | 0 | 0 | 0 | 0 | 0 | 0 | 0 | 0
Commercial_Grocery_New_Space Heating_Natural Gas_Furnace_E1_Baseline Forecast | Commercial | Grocery | New | Space Heating | Natural Gas | Furnace | E1 |  | Baseline Forecast | 0 | 14493.3066 | 69906.6002 | 44675.2137 | 57617.6798 | 78193.5091 | 73085.5204 | 64776.5102 | 46825.229 | 45211.6746 | 44621.9162 | 44178.6067 | 44118.0768 | 44244.3131 | 44516.4602 | 44598.4727 | 44610.6613 | 44552.8697 | 44494.1614 | 45330.6012 | 49593.2768 | 51968.8726 | 54900.0571 | 58873.1017 | 62219.8521 | 64853.1774 | 66881.5705 | 68630.4332 | 70200.0252 | 71615.4053 | 72917.8844 | 74130.5173 | 54690.6021
Commercial_Grocery_New_Space Heating_Natural Gas_Furnace_E2_Baseline Forecast | Commercial | Grocery | New | Space Heating | Natural Gas | Furnace | E2 |  | Baseline Forecast | 0 | 0 | 0 | 0 | 0 | 0 | 0 | 0 | 11433.3207 | 11039.3389 | 10895.3376 | 10787.0946 | 10772.3151 | 10803.1382 | 10869.5884 | 10889.6134 | 10892.5895 | 10878.4785 | 10864.1437 | 11068.3772 | 12109.1951 | 12689.2446 | 13404.9522 | 14375.0509 | 15192.2273 | 15835.2066 | 16330.4795 | 16757.4995 | 17140.7469 | 17486.3404 | 17804.3668 | 18100.4555 | 13353.8096
Commercial_Grocery_New_Space Heating_Natural Gas_Furnace_E3_Baseline Forecast | Commercial | Grocery | New | Space Heating | Natural Gas | Furnace | E3 |  | Baseline Forecast | 0 | 0 | 0 | 0 | 0 | 0 | 0 | 0 | 0 | 0 | 0 | 0 | 0 | 0 | 0 | 0 | 0 | 0 | 0 | 0 | 0 | 0 | 0 | 0 | 0 | 0 | 0 | 0 | 0 | 0 | 0 | 0 | 0
Commercial_Grocery_New_Space Heating_Natural Gas_Furnace_E4_Baseline Forecast | Commercial | Grocery | New | Space Heating | Natural Gas | Furnace | E4 |  | Baseline Forecast | 0 | 0 | 0 | 0 | 0 | 0 | 0 | 0 | 0 | 0 | 0 | 0 | 0 | 0 | 0 | 0 | 0 | 0 | 0 | 0 | 0 | 0 | 0 | 0 | 0 | 0 | 0 | 0 | 0 | 0 | 0 | 0 | 0
Commercial_Grocery_New_Space Heating_Natural Gas_Furnace_E5_Baseline Forecast | Commercial | Grocery | New | Space Heating | Natural Gas | Furnace | E5 |  | Baseline Forecast | 0 | 0 | 0 | 0 | 0 | 0 | 0 | 0 | 0 | 0 | 0 | 0 | 0 | 0 | 0 | 0 | 0 | 0 | 0 | 0 | 0 | 0 | 0 | 0 | 0 | 0 | 0 | 0 | 0 | 0 | 0 | 0 | 0
Commercial_Grocery_New_Space Heating_Natural Gas_Furnace_E6_Baseline Forecast | Commercial | Grocery | New | Space Heating | Natural Gas | Furnace | E6 |  | Baseline Forecast | 0 | 0 | 0 | 0 | 0 | 0 | 0 | 0 | 0 | 0 | 0 | 0 | 0 | 0 | 0 | 0 | 0 | 0 | 0 | 0 | 0 | 0 | 0 | 0 | 0 | 0 | 0 | 0 | 0 | 0 | 0 | 0 | 0
Commercial_Grocery_New_Space Heating_Natural Gas_Furnace_E7_Baseline Forecast | Commercial | Grocery | New | Space Heating | Natural Gas | Furnace | E7 |  | Baseline Forecast | 0 | 0 | 0 | 0 | 0 | 0 | 0 | 0 | 0 | 0 | 0 | 0 | 0 | 0 | 0 | 0 | 0 | 0 | 0 | 0 | 0 | 0 | 0 | 0 | 0 | 0 | 0 | 0 | 0 | 0 | 0 | 0 | 0
Commercial_Grocery_New_Space Heating_Natural Gas_Furnace_E8_Baseline Forecast | Commercial | Grocery | New | Space Heating | Natural Gas | Furnace | E8 |  | Baseline Forecast | 0 | 0 | 0 | 0 | 0 | 0 | 0 | 0 | 0 | 0 | 0 | 0 | 0 | 0 | 0 | 0 | 0 | 0 | 0 | 0 | 0 | 0 | 0 | 0 | 0 | 0 | 0 | 0 | 0 | 0 | 0 | 0 | 0
Commercial_Grocery_New_Space Heating_Natural Gas_Furnace_E9_Baseline Forecast | Commercial | Grocery | New | Space Heating | Natural Gas | Furnace | E9 |  | Baseline Forecast | 0 | 0 | 0 | 0 | 0 | 0 | 0 | 0 | 0 | 0 | 0 | 0 | 0 | 0 | 0 | 0 | 0 | 0 | 0 | 0 | 0 | 0 | 0 | 0 | 0 | 0 | 0 | 0 | 0 | 0 | 0 | 0 | 0
Commercial_Grocery_New_Space Heating_Natural Gas_Furnace_E10_Baseline Forecast | Commercial | Grocery | New | Space Heating | Natural Gas | Furnace | E10 |  | Baseline Forecast | 0 | 0 | 0 | 0 | 0 | 0 | 0 | 0 | 0 | 0 | 0 | 0 | 0 | 0 | 0 | 0 | 0 | 0 | 0 | 0 | 0 | 0 | 0 | 0 | 0 | 0 | 0 | 0 | 0 | 0 | 0 | 0 | 0
Commercial_Grocery_New_Space Heating_Natural Gas_Boiler_E1_Baseline Forecast | Commercial | Grocery | New | Space Heating | Natural Gas | Boiler | E1 |  | Baseline Forecast | 0 | 42.5682 | 205.3224 | 131.2154 | 169.2287 | 229.6619 | 214.6592 | 190.2548 | 171.111 | 165.2146 | 163.0595 | 161.4395 | 161.2184 | 161.6797 | 162.6741 | 162.9738 | 370.4963 | 370.0164 | 369.5288 | 369.0335 | 369.1124 | 369.1919 | 377.5465 | 418.7225 | 440.7971 | 469.1922 | 507.4981 | 539.2279 | 563.037 | 580.7324 | 595.607 | 608.6902 | 417.782
Commercial_Grocery_New_Space Heating_Natural Gas_Boiler_E2_Baseline Forecast | Commercial | Grocery | New | Space Heating | Natural Gas | Boiler | E2 |  | Baseline Forecast | 0 | 0 | 0 | 0 | 0 | 0 | 0 | 0 | 0 | 0 | 0 | 0 | 0 | 0 | 0 | 0 | 0 | 0 | 0 | 0 | 0 | 0 | 0 | 0 | 0 | 0 | 0 | 0 | 0 | 0 | 0 | 0 | 0
Commercial_Grocery_New_Space Heating_Natural Gas_Boiler_E3_Baseline Forecast | Commercial | Grocery | New | Space Heating | Natural Gas | Boiler | E3 |  | Baseline Forecast | 0 | 54.1778 | 261.3194 | 167.0014 | 215.3819 | 292.2969 | 273.2026 | 242.1425 | 217.7776 | 210.2732 | 207.5303 | 205.4685 | 205.187 | 205.7741 | 207.0398 | 207.4213 | 0 | 0 | 0 | 0 | 0 | 0 | 0 | 0 | 0 | 0 | 0 | 0 | 0 | 0 | 0 | 0 | 0
Commercial_Grocery_New_Space Heating_Natural Gas_Boiler_E4_Baseline Forecast | Commercial | Grocery | New | Space Heating | Natural Gas | Boiler | E4 |  | Baseline Forecast | 0 | 0 | 0 | 0 | 0 | 0 | 0 | 0 | 0 | 0 | 0 | 0 | 0 | 0 | 0 | 0 | 0 | 0 | 0 | 0 | 0 | 0 | 0 | 0 | 0 | 0 | 0 | 0 | 0 | 0 | 0 | 0 | 0
Commercial_Grocery_New_Space Heating_Natural Gas_Boiler_E5_Baseline Forecast | Commercial | Grocery | New | Space Heating | Natural Gas | Boiler | E5 |  | Baseline Forecast | 0 | 0 | 0 | 0 | 0 | 0 | 0 | 0 | 0 | 0 | 0 | 0 | 0 | 0 | 0 | 0 | 0 | 0 | 0 | 0 | 0 | 0 | 0 | 0 | 0 | 0 | 0 | 0 | 0 | 0 | 0 | 0 | 0
Commercial_Grocery_New_Space Heating_Natural Gas_Boiler_E6_Baseline Forecast | Commercial | Grocery | New | Space Heating | Natural Gas | Boiler | E6 |  | Baseline Forecast | 0 | 0 | 0 | 0 | 0 | 0 | 0 | 0 | 0 | 0 | 0 | 0 | 0 | 0 | 0 | 0 | 0 | 0 | 0 | 0 | 0 | 0 | 0 | 0 | 0 | 0 | 0 | 0 | 0 | 0 | 0 | 0 | 0
Commercial_Grocery_New_Space Heating_Natural Gas_Boiler_E7_Baseline Forecast | Commercial | Grocery | New | Space Heating | Natural Gas | Boiler | E7 |  | Baseline Forecast | 0 | 0 | 0 | 0 | 0 | 0 | 0 | 0 | 0 | 0 | 0 | 0 | 0 | 0 | 0 | 0 | 0 | 0 | 0 | 0 | 0 | 0 | 0 | 0 | 0 | 0 | 0 | 0 | 0 | 0 | 0 | 0 | 0
Commercial_Grocery_New_Space Heating_Natural Gas_Boiler_E8_Baseline Forecast | Commercial | Grocery | New | Space Heating | Natural Gas | Boiler | E8 |  | Baseline Forecast | 0 | 0 | 0 | 0 | 0 | 0 | 0 | 0 | 0 | 0 | 0 | 0 | 0 | 0 | 0 | 0 | 0 | 0 | 0 | 0 | 0 | 0 | 0 | 0 | 0 | 0 | 0 | 0 | 0 | 0 | 0 | 0 | 0
Commercial_Grocery_New_Space Heating_Natural Gas_Boiler_E9_Baseline Forecast | Commercial | Grocery | New | Space Heating | Natural Gas | Boiler | E9 |  | Baseline Forecast | 0 | 0 | 0 | 0 | 0 | 0 | 0 | 0 | 0 | 0 | 0 | 0 | 0 | 0 | 0 | 0 | 0 | 0 | 0 | 0 | 0 | 0 | 0 | 0 | 0 | 0 | 0 | 0 | 0 | 0 | 0 | 0 | 0
Commercial_Grocery_New_Space Heating_Natural Gas_Boiler_E10_Baseline Forecast | Commercial | Grocery | New | Space Heating | Natural Gas | Boiler | E10 |  | Baseline Forecast | 0 | 0 | 0 | 0 | 0 | 0 | 0 | 0 | 0 | 0 | 0 | 0 | 0 | 0 | 0 | 0 | 0 | 0 | 0 | 0 | 0 | 0 | 0 | 0 | 0 | 0 | 0 | 0 | 0 | 0 | 0 | 0 | 0
Commercial_Grocery_New_Space Heating_Natural Gas_Unit Heater_E1_Baseline Forecast | Commercial | Grocery | New | Space Heating | Natural Gas | Unit Heater | E1 |  | Baseline Forecast | 0 | 0 | 0 | 0 | 0 | 0 | 0 | 0 | 0 | 0 | 0 | 0 | 0 | 0 | 0 | 0 | 0 | 0 | 0 | 0 | 0 | 0 | 0 | 0 | 0 | 0 | 0 | 0 | 0 | 0 | 0 | 0 | 0
Commercial_Grocery_New_Space Heating_Natural Gas_Unit Heater_E2_Baseline Forecast | Commercial | Grocery | New | Space Heating | Natural Gas | Unit Heater | E2 |  | Baseline Forecast | 0 | 0 | 0 | 0 | 0 | 0 | 0 | 0 | 0 | 0 | 0 | 0 | 0 | 0 | 0 | 0 | 0 | 0 | 0 | 0 | 0 | 0 | 0 | 0 | 0 | 0 | 0 | 0 | 0 | 0 | 0 | 0 | 0
Commercial_Grocery_New_Space Heating_Natural Gas_Unit Heater_E3_Baseline Forecast | Commercial | Grocery | New | Space Heating | Natural Gas | Unit Heater | E3 |  | Baseline Forecast | 0 | 0 | 0 | 0 | 0 | 0 | 0 | 0 | 0 | 0 | 0 | 0 | 0 | 0 | 0 | 0 | 0 | 0 | 0 | 0 | 0 | 0 | 0 | 0 | 0 | 0 | 0 | 0 | 0 | 0 | 0 | 0 | 0
Commercial_Grocery_New_Space Heating_Natural Gas_Unit Heater_E4_Baseline Forecast | Commercial | Grocery | New | Space Heating | Natural Gas | Unit Heater | E4 |  | Baseline Forecast | 0 | 0 | 0 | 0 | 0 | 0 | 0 | 0 | 0 | 0 | 0 | 0 | 0 | 0 | 0 | 0 | 0 | 0 | 0 | 0 | 0 | 0 | 0 | 0 | 0 | 0 | 0 | 0 | 0 | 0 | 0 | 0 | 0
Commercial_Grocery_New_Space Heating_Natural Gas_Unit Heater_E5_Baseline Forecast | Commercial | Grocery | New | Space Heating | Natural Gas | Unit Heater | E5 |  | Baseline Forecast | 0 | 0 | 0 | 0 | 0 | 0 | 0 | 0 | 0 | 0 | 0 | 0 | 0 | 0 | 0 | 0 | 0 | 0 | 0 | 0 | 0 | 0 | 0 | 0 | 0 | 0 | 0 | 0 | 0 | 0 | 0 | 0 | 0
Commercial_Grocery_New_Space Heating_Natural Gas_Unit Heater_E6_Baseline Forecast | Commercial | Grocery | New | Space Heating | Natural Gas | Unit Heater | E6 |  | Baseline Forecast | 0 | 0 | 0 | 0 | 0 | 0 | 0 | 0 | 0 | 0 | 0 | 0 | 0 | 0 | 0 | 0 | 0 | 0 | 0 | 0 | 0 | 0 | 0 | 0 | 0 | 0 | 0 | 0 | 0 | 0 | 0 | 0 | 0
Commercial_Grocery_New_Space Heating_Natural Gas_Unit Heater_E7_Baseline Forecast | Commercial | Grocery | New | Space Heating | Natural Gas | Unit Heater | E7 |  | Baseline Forecast | 0 | 0 | 0 | 0 | 0 | 0 | 0 | 0 | 0 | 0 | 0 | 0 | 0 | 0 | 0 | 0 | 0 | 0 | 0 | 0 | 0 | 0 | 0 | 0 | 0 | 0 | 0 | 0 | 0 | 0 | 0 | 0 | 0
Commercial_Grocery_New_Space Heating_Natural Gas_Unit Heater_E8_Baseline Forecast | Commercial | Grocery | New | Space Heating | Natural Gas | Unit Heater | E8 |  | Baseline Forecast | 0 | 0 | 0 | 0 | 0 | 0 | 0 | 0 | 0 | 0 | 0 | 0 | 0 | 0 | 0 | 0 | 0 | 0 | 0 | 0 | 0 | 0 | 0 | 0 | 0 | 0 | 0 | 0 | 0 | 0 | 0 | 0 | 0
Commercial_Grocery_New_Space Heating_Natural Gas_Unit Heater_E9_Baseline Forecast | Commercial | Grocery | New | Space Heating | Natural Gas | Unit Heater | E9 |  | Baseline Forecast | 0 | 0 | 0 | 0 | 0 | 0 | 0 | 0 | 0 | 0 | 0 | 0 | 0 | 0 | 0 | 0 | 0 | 0 | 0 | 0 | 0 | 0 | 0 | 0 | 0 | 0 | 0 | 0 | 0 | 0 | 0 | 0 | 0
Commercial_Grocery_New_Space Heating_Natural Gas_Unit Heater_E10_Baseline Forecast | Commercial | Grocery | New | Space Heating | Natural Gas | Unit Heater | E10 |  | Baseline Forecast | 0 | 0 | 0 | 0 | 0 | 0 | 0 | 0 | 0 | 0 | 0 | 0 | 0 | 0 | 0 | 0 | 0 | 0 | 0 | 0 | 0 | 0 | 0 | 0 | 0 | 0 | 0 | 0 | 0 | 0 | 0 | 0 | 0
Commercial_Grocery_New_Water Heating_Natural Gas_Water Heater_E1_Baseline Forecast | Commercial | Grocery | New | Water Heating | Natural Gas | Water Heater | E1 |  | Baseline Forecast | 0 | 0 | 0 | 0 | 0 | 0 | 0 | 0 | 0 | 0 | 0 | 0 | 0 | 0 | 0 | 0 | 0 | 0 | 0 | 0 | 0 | 0 | 0 | 0 | 0 | 0 | 0 | 0 | 0 | 0 | 0 | 0 | 0
Commercial_Grocery_New_Water Heating_Natural Gas_Water Heater_E2_Baseline Forecast | Commercial | Grocery | New | Water Heating | Natural Gas | Water Heater | E2 |  | Baseline Forecast | 0 | 11000.0289 | 53057.2245 | 33907.2825 | 43730.2652 | 59346.7648 | 55469.9392 | 49163.6245 | 44216.6683 | 42693.0024 | 44336.1043 | 54088.9347 | 58338.9434 | 63868.4771 | 71577.027 | 79723.9482 | 93071.2268 | 86650.7947 | 88793.0142 | 92342.183 | 92076.0488 | 92078.1219 | 93484.7282 | 97038.4199 | 102330.0653 | 111406.9419 | 115943.2716 | 120337.6539 | 125135.6729 | 129037.2497 | 133523.6487 | 132213.5917 | 111101.1739
Commercial_Grocery_New_Water Heating_Natural Gas_Water Heater_E3_Baseline Forecast | Commercial | Grocery | New | Water Heating | Natural Gas | Water Heater | E3 |  | Baseline Forecast | 0 | 0 | 0 | 0 | 0 | 0 | 0 | 0 | 0 | 0 | 0 | 0 | 0 | 0 | 0 | 0 | 0 | 0 | 0 | 0 | 0 | 0 | 0 | 0 | 0 | 0 | 0 | 0 | 0 | 0 | 0 | 0 | 0
Commercial_Grocery_New_Water Heating_Natural Gas_Water Heater_E4_Baseline Forecast | Commercial | Grocery | New | Water Heating | Natural Gas | Water Heater | E4 |  | Baseline Forecast | 0 | 0 | 0 | 0 | 0 | 0 | 0 | 0 | 0 | 0 | 0 | 0 | 0 | 0 | 0 | 0 | 0 | 0 | 0 | 0 | 0 | 0 | 0 | 0 | 0 | 0 | 0 | 0 | 0 | 0 | 0 | 0 | 0
Commercial_Grocery_New_Water Heating_Natural Gas_Water Heater_E5_Baseline Forecast | Commercial | Grocery | New | Water Heating | Natural Gas | Water Heater | E5 |  | Baseline Forecast | 0 | 0 | 0 | 0 | 0 | 0 | 0 | 0 | 0 | 0 | 0 | 0 | 0 | 0 | 0 | 0 | 0 | 0 | 0 | 0 | 0 | 0 | 0 | 0 | 0 | 0 | 0 | 0 | 0 | 0 | 0 | 0 | 0
Commercial_Grocery_New_Water Heating_Natural Gas_Water Heater_E6_Baseline Forecast | Commercial | Grocery | New | Water Heating | Natural Gas | Water Heater | E6 |  | Baseline Forecast | 0 | 0 | 0 | 0 | 0 | 0 | 0 | 0 | 0 | 0 | 0 | 0 | 0 | 0 | 0 | 0 | 0 | 0 | 0 | 0 | 0 | 0 | 0 | 0 | 0 | 0 | 0 | 0 | 0 | 0 | 0 | 0 | 0
Commercial_Grocery_New_Water Heating_Natural Gas_Water Heater_E7_Baseline Forecast | Commercial | Grocery | New | Water Heating | Natural Gas | Water Heater | E7 |  | Baseline Forecast | 0 | 0 | 0 | 0 | 0 | 0 | 0 | 0 | 0 | 0 | 0 | 0 | 0 | 0 | 0 | 0 | 0 | 0 | 0 | 0 | 0 | 0 | 0 | 0 | 0 | 0 | 0 | 0 | 0 | 0 | 0 | 0 | 0
Commercial_Grocery_New_Water Heating_Natural Gas_Water Heater_E8_Baseline Forecast | Commercial | Grocery | New | Water Heating | Natural Gas | Water Heater | E8 |  | Baseline Forecast | 0 | 0 | 0 | 0 | 0 | 0 | 0 | 0 | 0 | 0 | 0 | 0 | 0 | 0 | 0 | 0 | 0 | 0 | 0 | 0 | 0 | 0 | 0 | 0 | 0 | 0 | 0 | 0 | 0 | 0 | 0 | 0 | 0
Commercial_Grocery_New_Water Heating_Natural Gas_Water Heater_E9_Baseline Forecast | Commercial | Grocery | New | Water Heating | Natural Gas | Water Heater | E9 |  | Baseline Forecast | 0 | 0 | 0 | 0 | 0 | 0 | 0 | 0 | 0 | 0 | 0 | 0 | 0 | 0 | 0 | 0 | 0 | 0 | 0 | 0 | 0 | 0 | 0 | 0 | 0 | 0 | 0 | 0 | 0 | 0 | 0 | 0 | 0
Commercial_Grocery_New_Water Heating_Natural Gas_Water Heater_E10_Baseline Forecast | Commercial | Grocery | New | Water Heating | Natural Gas | Water Heater | E10 |  | Baseline Forecast | 0 | 0 | 0 | 0 | 0 | 0 | 0 | 0 | 0 | 0 | 0 | 0 | 0 | 0 | 0 | 0 | 0 | 0 | 0 | 0 | 0 | 0 | 0 | 0 | 0 | 0 | 0 | 0 | 0 | 0 | 0 | 0 | 0
Commercial_Grocery_New_Food Preparation_Natural Gas_Oven_E1_Baseline Forecast | Commercial | Grocery | New | Food Preparation | Natural Gas | Oven | E1 |  | Baseline Forecast | 0 | 1033.9572 | 4987.1594 | 3187.1441 | 4110.4638 | 5578.3501 | 5213.9446 | 4621.1771 | 4156.1837 | 4012.9654 | 3960.6187 | 3921.2708 | 4122.6897 | 5089.9679 | 5518.9794 | 6034.8074 | 6736.3053 | 7489.6733 | 8737.9694 | 8134.3117 | 8341.7258 | 8640.1169 | 8385.2493 | 8160.7697 | 8207.1178 | 8418.8795 | 8715.4118 | 9096.4816 | 9615.2641 | 10480.8531 | 10911.6286 | 11320.6302 | 9592.42
Commercial_Grocery_New_Food Preparation_Natural Gas_Oven_E2_Baseline Forecast | Commercial | Grocery | New | Food Preparation | Natural Gas | Oven | E2 |  | Baseline Forecast | 0 | 1487.8896 | 7176.644 | 4586.3781 | 5915.0577 | 8027.3819 | 7502.9934 | 6649.9865 | 5980.8497 | 5774.7551 | 5699.427 | 5642.8044 | 5932.651 | 7324.588 | 7941.9459 | 8684.235 | 9693.7077 | 10777.8225 | 12574.1511 | 11705.473 | 12003.9468 | 12433.3389 | 12066.5783 | 11743.5466 | 11810.2427 | 12114.9729 | 12541.6902 | 13090.0589 | 13836.5996 | 15082.2033 | 15702.0997 | 16290.663 | 13803.7264
Commercial_Grocery_New_Food Preparation_Natural Gas_Oven_E3_Baseline Forecast | Commercial | Grocery | New | Food Preparation | Natural Gas | Oven | E3 |  | Baseline Forecast | 0 | 0 | 0 | 0 | 0 | 0 | 0 | 0 | 0 | 0 | 0 | 0 | 0 | 0 | 0 | 0 | 0 | 0 | 0 | 0 | 0 | 0 | 0 | 0 | 0 | 0 | 0 | 0 | 0 | 0 | 0 | 0 | 0
Commercial_Grocery_New_Food Preparation_Natural Gas_Oven_E4_Baseline Forecast | Commercial | Grocery | New | Food Preparation | Natural Gas | Oven | E4 |  | Baseline Forecast | 0 | 0 | 0 | 0 | 0 | 0 | 0 | 0 | 0 | 0 | 0 | 0 | 0 | 0 | 0 | 0 | 0 | 0 | 0 | 0 | 0 | 0 | 0 | 0 | 0 | 0 | 0 | 0 | 0 | 0 | 0 | 0 | 0
Commercial_Grocery_New_Food Preparation_Natural Gas_Oven_E5_Baseline Forecast | Commercial | Grocery | New | Food Preparation | Natural Gas | Oven | E5 |  | Baseline Forecast | 0 | 0 | 0 | 0 | 0 | 0 | 0 | 0 | 0 | 0 | 0 | 0 | 0 | 0 | 0 | 0 | 0 | 0 | 0 | 0 | 0 | 0 | 0 | 0 | 0 | 0 | 0 | 0 | 0 | 0 | 0 | 0 | 0
Commercial_Grocery_New_Food Preparation_Natural Gas_Oven_E6_Baseline Forecast | Commercial | Grocery | New | Food Preparation | Natural Gas | Oven | E6 |  | Baseline Forecast | 0 | 0 | 0 | 0 | 0 | 0 | 0 | 0 | 0 | 0 | 0 | 0 | 0 | 0 | 0 | 0 | 0 | 0 | 0 | 0 | 0 | 0 | 0 | 0 | 0 | 0 | 0 | 0 | 0 | 0 | 0 | 0 | 0
Commercial_Grocery_New_Food Preparation_Natural Gas_Oven_E7_Baseline Forecast | Commercial | Grocery | New | Food Preparation | Natural Gas | Oven | E7 |  | Baseline Forecast | 0 | 0 | 0 | 0 | 0 | 0 | 0 | 0 | 0 | 0 | 0 | 0 | 0 | 0 | 0 | 0 | 0 | 0 | 0 | 0 | 0 | 0 | 0 | 0 | 0 | 0 | 0 | 0 | 0 | 0 | 0 | 0 | 0
Commercial_Grocery_New_Food Preparation_Natural Gas_Oven_E8_Baseline Forecast | Commercial | Grocery | New | Food Preparation | Natural Gas | Oven | E8 |  | Baseline Forecast | 0 | 0 | 0 | 0 | 0 | 0 | 0 | 0 | 0 | 0 | 0 | 0 | 0 | 0 | 0 | 0 | 0 | 0 | 0 | 0 | 0 | 0 | 0 | 0 | 0 | 0 | 0 | 0 | 0 | 0 | 0 | 0 | 0
Commercial_Grocery_New_Food Preparation_Natural Gas_Oven_E9_Baseline Forecast | Commercial | Grocery | New | Food Preparation | Natural Gas | Oven | E9 |  | Baseline Forecast | 0 | 0 | 0 | 0 | 0 | 0 | 0 | 0 | 0 | 0 | 0 | 0 | 0 | 0 | 0 | 0 | 0 | 0 | 0 | 0 | 0 | 0 | 0 | 0 | 0 | 0 | 0 | 0 | 0 | 0 | 0 | 0 | 0
Commercial_Grocery_New_Food Preparation_Natural Gas_Oven_E10_Baseline Forecast | Commercial | Grocery | New | Food Preparation | Natural Gas | Oven | E10 |  | Baseline Forecast | 0 | 0 | 0 | 0 | 0 | 0 | 0 | 0 | 0 | 0 | 0 | 0 | 0 | 0 | 0 | 0 | 0 | 0 | 0 | 0 | 0 | 0 | 0 | 0 | 0 | 0 | 0 | 0 | 0 | 0 | 0 | 0 | 0
Commercial_Grocery_New_Food Preparation_Natural Gas_Conveyor Oven_E1_Baseline Forecast | Commercial | Grocery | New | Food Preparation | Natural Gas | Conveyor Oven | E1 |  | Baseline Forecast | 0 | 516.9786 | 2493.5797 | 1593.5721 | 2055.2319 | 2789.1751 | 2606.9723 | 2310.5885 | 2078.0918 | 2006.4827 | 1980.3094 | 1960.6354 | 1957.9491 | 1963.5514 | 1975.6293 | 1979.269 | 1979.8099 | 2080.6408 | 2556.0722 | 2755.8535 | 3010.5495 | 3361.182 | 3738.0771 | 4362.4449 | 4060.8445 | 4164.4601 | 4313.5633 | 4188.8173 | 4058.6202 | 3972.3997 | 3948.0842 | 3941.3404 | 2855.8764
Commercial_Grocery_New_Food Preparation_Natural Gas_Conveyor Oven_E2_Baseline Forecast | Commercial | Grocery | New | Food Preparation | Natural Gas | Conveyor Oven | E2 |  | Baseline Forecast | 0 | 743.9448 | 3588.322 | 2293.1891 | 2957.5288 | 4013.6909 | 3751.4967 | 3324.9933 | 2990.4248 | 2887.3776 | 2849.7135 | 2821.4022 | 2817.5365 | 2825.5984 | 2842.9787 | 2848.2163 | 2848.9947 | 2994.0929 | 3678.2502 | 3965.7404 | 4332.2541 | 4836.8229 | 5379.1841 | 6277.6646 | 5843.6543 | 5992.7597 | 6207.3228 | 6027.8103 | 5840.4534 | 5716.3801 | 5681.3895 | 5671.685 | 4109.6758
Commercial_Grocery_New_Food Preparation_Natural Gas_Conveyor Oven_E3_Baseline Forecast | Commercial | Grocery | New | Food Preparation | Natural Gas | Conveyor Oven | E3 |  | Baseline Forecast | 0 | 0 | 0 | 0 | 0 | 0 | 0 | 0 | 0 | 0 | 0 | 0 | 0 | 0 | 0 | 0 | 0 | 0 | 0 | 0 | 0 | 0 | 0 | 0 | 0 | 0 | 0 | 0 | 0 | 0 | 0 | 0 | 0
Commercial_Grocery_New_Food Preparation_Natural Gas_Conveyor Oven_E4_Baseline Forecast | Commercial | Grocery | New | Food Preparation | Natural Gas | Conveyor Oven | E4 |  | Baseline Forecast | 0 | 0 | 0 | 0 | 0 | 0 | 0 | 0 | 0 | 0 | 0 | 0 | 0 | 0 | 0 | 0 | 0 | 0 | 0 | 0 | 0 | 0 | 0 | 0 | 0 | 0 | 0 | 0 | 0 | 0 | 0 | 0 | 0
Commercial_Grocery_New_Food Preparation_Natural Gas_Conveyor Oven_E5_Baseline Forecast | Commercial | Grocery | New | Food Preparation | Natural Gas | Conveyor Oven | E5 |  | Baseline Forecast | 0 | 0 | 0 | 0 | 0 | 0 | 0 | 0 | 0 | 0 | 0 | 0 | 0 | 0 | 0 | 0 | 0 | 0 | 0 | 0 | 0 | 0 | 0 | 0 | 0 | 0 | 0 | 0 | 0 | 0 | 0 | 0 | 0
Commercial_Grocery_New_Food Preparation_Natural Gas_Conveyor Oven_E6_Baseline Forecast | Commercial | Grocery | New | Food Preparation | Natural Gas | Conveyor Oven | E6 |  | Baseline Forecast | 0 | 0 | 0 | 0 | 0 | 0 | 0 | 0 | 0 | 0 | 0 | 0 | 0 | 0 | 0 | 0 | 0 | 0 | 0 | 0 | 0 | 0 | 0 | 0 | 0 | 0 | 0 | 0 | 0 | 0 | 0 | 0 | 0
Commercial_Grocery_New_Food Preparation_Natural Gas_Conveyor Oven_E7_Baseline Forecast | Commercial | Grocery | New | Food Preparation | Natural Gas | Conveyor Oven | E7 |  | Baseline Forecast | 0 | 0 | 0 | 0 | 0 | 0 | 0 | 0 | 0 | 0 | 0 | 0 | 0 | 0 | 0 | 0 | 0 | 0 | 0 | 0 | 0 | 0 | 0 | 0 | 0 | 0 | 0 | 0 | 0 | 0 | 0 | 0 | 0
Commercial_Grocery_New_Food Preparation_Natural Gas_Conveyor Oven_E8_Baseline Forecast | Commercial | Grocery | New | Food Preparation | Natural Gas | Conveyor Oven | E8 |  | Baseline Forecast | 0 | 0 | 0 | 0 | 0 | 0 | 0 | 0 | 0 | 0 | 0 | 0 | 0 | 0 | 0 | 0 | 0 | 0 | 0 | 0 | 0 | 0 | 0 | 0 | 0 | 0 | 0 | 0 | 0 | 0 | 0 | 0 | 0
Commercial_Grocery_New_Food Preparation_Natural Gas_Conveyor Oven_E9_Baseline Forecast | Commercial | Grocery | New | Food Preparation | Natural Gas | Conveyor Oven | E9 |  | Baseline Forecast | 0 | 0 | 0 | 0 | 0 | 0 | 0 | 0 | 0 | 0 | 0 | 0 | 0 | 0 | 0 | 0 | 0 | 0 | 0 | 0 | 0 | 0 | 0 | 0 | 0 | 0 | 0 | 0 | 0 | 0 | 0 | 0 | 0
Commercial_Grocery_New_Food Preparation_Natural Gas_Conveyor Oven_E10_Baseline Forecast | Commercial | Grocery | New | Food Preparation | Natural Gas | Conveyor Oven | E10 |  | Baseline Forecast | 0 | 0 | 0 | 0 | 0 | 0 | 0 | 0 | 0 | 0 | 0 | 0 | 0 | 0 | 0 | 0 | 0 | 0 | 0 | 0 | 0 | 0 | 0 | 0 | 0 | 0 | 0 | 0 | 0 | 0 | 0 | 0 | 0
Commercial_Grocery_New_Food Preparation_Natural Gas_Double Rack Oven_E1_Baseline Forecast | Commercial | Grocery | New | Food Preparation | Natural Gas | Double Rack Oven | E1 |  | Baseline Forecast | 0 | 516.9786 | 2493.5797 | 1593.5721 | 2055.2319 | 2789.1751 | 2606.9723 | 2310.5885 | 2078.0918 | 2006.4827 | 1980.3094 | 1960.6354 | 2061.3448 | 2544.984 | 2759.4897 | 3017.4037 | 3368.1527 | 3744.8366 | 4368.9847 | 4067.1559 | 4170.8629 | 4320.0584 | 4192.6246 | 4080.3848 | 4103.5589 | 4209.4397 | 4357.7059 | 4548.2408 | 4807.6321 | 5240.4266 | 5455.8143 | 5660.3151 | 4796.21
Commercial_Grocery_New_Food Preparation_Natural Gas_Double Rack Oven_E2_Baseline Forecast | Commercial | Grocery | New | Food Preparation | Natural Gas | Double Rack Oven | E2 |  | Baseline Forecast | 0 | 743.9448 | 3588.322 | 2293.1891 | 2957.5288 | 4013.6909 | 3751.4967 | 3324.9933 | 2990.4248 | 2887.3776 | 2849.7135 | 2821.4022 | 2966.3255 | 3662.294 | 3970.973 | 4342.1175 | 4846.8538 | 5388.9112 | 6287.0755 | 5852.7365 | 6001.9734 | 6216.6695 | 6033.2891 | 5871.7733 | 5905.1213 | 6057.4865 | 6270.8451 | 6545.0294 | 6918.2998 | 7541.1017 | 7851.0498 | 8145.3315 | 6901.8632
Commercial_Grocery_New_Food Preparation_Natural Gas_Double Rack Oven_E3_Baseline Forecast | Commercial | Grocery | New | Food Preparation | Natural Gas | Double Rack Oven | E3 |  | Baseline Forecast | 0 | 0 | 0 | 0 | 0 | 0 | 0 | 0 | 0 | 0 | 0 | 0 | 0 | 0 | 0 | 0 | 0 | 0 | 0 | 0 | 0 | 0 | 0 | 0 | 0 | 0 | 0 | 0 | 0 | 0 | 0 | 0 | 0
Commercial_Grocery_New_Food Preparation_Natural Gas_Double Rack Oven_E4_Baseline Forecast | Commercial | Grocery | New | Food Preparation | Natural Gas | Double Rack Oven | E4 |  | Baseline Forecast | 0 | 0 | 0 | 0 | 0 | 0 | 0 | 0 | 0 | 0 | 0 | 0 | 0 | 0 | 0 | 0 | 0 | 0 | 0 | 0 | 0 | 0 | 0 | 0 | 0 | 0 | 0 | 0 | 0 | 0 | 0 | 0 | 0
Commercial_Grocery_New_Food Preparation_Natural Gas_Double Rack Oven_E5_Baseline Forecast | Commercial | Grocery | New | Food Preparation | Natural Gas | Double Rack Oven | E5 |  | Baseline Forecast | 0 | 0 | 0 | 0 | 0 | 0 | 0 | 0 | 0 | 0 | 0 | 0 | 0 | 0 | 0 | 0 | 0 | 0 | 0 | 0 | 0 | 0 | 0 | 0 | 0 | 0 | 0 | 0 | 0 | 0 | 0 | 0 | 0
Commercial_Grocery_New_Food Preparation_Natural Gas_Double Rack Oven_E6_Baseline Forecast | Commercial | Grocery | New | Food Preparation | Natural Gas | Double Rack Oven | E6 |  | Baseline Forecast | 0 | 0 | 0 | 0 | 0 | 0 | 0 | 0 | 0 | 0 | 0 | 0 | 0 | 0 | 0 | 0 | 0 | 0 | 0 | 0 | 0 | 0 | 0 | 0 | 0 | 0 | 0 | 0 | 0 | 0 | 0 | 0 | 0
Commercial_Grocery_New_Food Preparation_Natural Gas_Double Rack Oven_E7_Baseline Forecast | Commercial | Grocery | New | Food Preparation | Natural Gas | Double Rack Oven | E7 |  | Baseline Forecast | 0 | 0 | 0 | 0 | 0 | 0 | 0 | 0 | 0 | 0 | 0 | 0 | 0 | 0 | 0 | 0 | 0 | 0 | 0 | 0 | 0 | 0 | 0 | 0 | 0 | 0 | 0 | 0 | 0 | 0 | 0 | 0 | 0
Commercial_Grocery_New_Food Preparation_Natural Gas_Double Rack Oven_E8_Baseline Forecast | Commercial | Grocery | New | Food Preparation | Natural Gas | Double Rack Oven | E8 |  | Baseline Forecast | 0 | 0 | 0 | 0 | 0 | 0 | 0 | 0 | 0 | 0 | 0 | 0 | 0 | 0 | 0 | 0 | 0 | 0 | 0 | 0 | 0 | 0 | 0 | 0 | 0 | 0 | 0 | 0 | 0 | 0 | 0 | 0 | 0
Commercial_Grocery_New_Food Preparation_Natural Gas_Double Rack Oven_E9_Baseline Forecast | Commercial | Grocery | New | Food Preparation | Natural Gas | Double Rack Oven | E9 |  | Baseline Forecast | 0 | 0 | 0 | 0 | 0 | 0 | 0 | 0 | 0 | 0 | 0 | 0 | 0 | 0 | 0 | 0 | 0 | 0 | 0 | 0 | 0 | 0 | 0 | 0 | 0 | 0 | 0 | 0 | 0 | 0 | 0 | 0 | 0
Commercial_Grocery_New_Food Preparation_Natural Gas_Double Rack Oven_E10_Baseline Forecast | Commercial | Grocery | New | Food Preparation | Natural Gas | Double Rack Oven | E10 |  | Baseline Forecast | 0 | 0 | 0 | 0 | 0 | 0 | 0 | 0 | 0 | 0 | 0 | 0 | 0 | 0 | 0 | 0 | 0 | 0 | 0 | 0 | 0 | 0 | 0 | 0 | 0 | 0 | 0 | 0 | 0 | 0 | 0 | 0 | 0
Commercial_Grocery_New_Food Preparation_Natural Gas_Fryer_E1_Baseline Forecast | Commercial | Grocery | New | Food Preparation | Natural Gas | Fryer | E1 |  | Baseline Forecast | 0 | 3732.3332 | 18002.4289 | 0 | 0 | 0 | 0 | 0 | 0 | 0 | 0 | 0 | 0 | 0 | 0 | 0 | 0 | 0 | 0 | 0 | 0 | 0 | 0 | 0 | 0 | 0 | 0 | 0 | 0 | 0 | 0 | 0 | 0
Commercial_Grocery_New_Food Preparation_Natural Gas_Fryer_E2_Baseline Forecast | Commercial | Grocery | New | Food Preparation | Natural Gas | Fryer | E2 |  | Baseline Forecast | 0 | 1311.3603 | 6325.1777 | 15547.0445 | 20051.043 | 27211.4639 | 26694.7992 | 29569.9214 | 29431.5235 | 31456.2944 | 36230.4895 | 43060.8117 | 42360.2504 | 45027.0312 | 48240.5307 | 49969.5306 | 53757.3935 | 55679.0476 | 58293.6611 | 61703.6912 | 65204.8717 | 66991.665 | 69585.1906 | 72307.6736 | 74843.6299 | 78130.3855 | 80600.1148 | 83266.0647 | 86135.738 | 88944.4514 | 91466.6869 | 94168.0859 | 86336.4554
Commercial_Grocery_New_Food Preparation_Natural Gas_Fryer_E3_Baseline Forecast | Commercial | Grocery | New | Food Preparation | Natural Gas | Fryer | E3 |  | Baseline Forecast | 0 | 0 | 0 | 0 | 0 | 0 | 0 | 0 | 0 | 0 | 0 | 0 | 0 | 0 | 0 | 0 | 0 | 0 | 0 | 0 | 0 | 0 | 0 | 0 | 0 | 0 | 0 | 0 | 0 | 0 | 0 | 0 | 0
Commercial_Grocery_New_Food Preparation_Natural Gas_Fryer_E4_Baseline Forecast | Commercial | Grocery | New | Food Preparation | Natural Gas | Fryer | E4 |  | Baseline Forecast | 0 | 0 | 0 | 0 | 0 | 0 | 0 | 0 | 0 | 0 | 0 | 0 | 0 | 0 | 0 | 0 | 0 | 0 | 0 | 0 | 0 | 0 | 0 | 0 | 0 | 0 | 0 | 0 | 0 | 0 | 0 | 0 | 0
Commercial_Grocery_New_Food Preparation_Natural Gas_Fryer_E5_Baseline Forecast | Commercial | Grocery | New | Food Preparation | Natural Gas | Fryer | E5 |  | Baseline Forecast | 0 | 0 | 0 | 0 | 0 | 0 | 0 | 0 | 0 | 0 | 0 | 0 | 0 | 0 | 0 | 0 | 0 | 0 | 0 | 0 | 0 | 0 | 0 | 0 | 0 | 0 | 0 | 0 | 0 | 0 | 0 | 0 | 0
Commercial_Grocery_New_Food Preparation_Natural Gas_Fryer_E6_Baseline Forecast | Commercial | Grocery | New | Food Preparation | Natural Gas | Fryer | E6 |  | Baseline Forecast | 0 | 0 | 0 | 0 | 0 | 0 | 0 | 0 | 0 | 0 | 0 | 0 | 0 | 0 | 0 | 0 | 0 | 0 | 0 | 0 | 0 | 0 | 0 | 0 | 0 | 0 | 0 | 0 | 0 | 0 | 0 | 0 | 0
Commercial_Grocery_New_Food Preparation_Natural Gas_Fryer_E7_Baseline Forecast | Commercial | Grocery | New | Food Preparation | Natural Gas | Fryer | E7 |  | Baseline Forecast | 0 | 0 | 0 | 0 | 0 | 0 | 0 | 0 | 0 | 0 | 0 | 0 | 0 | 0 | 0 | 0 | 0 | 0 | 0 | 0 | 0 | 0 | 0 | 0 | 0 | 0 | 0 | 0 | 0 | 0 | 0 | 0 | 0
Commercial_Grocery_New_Food Preparation_Natural Gas_Fryer_E8_Baseline Forecast | Commercial | Grocery | New | Food Preparation | Natural Gas | Fryer | E8 |  | Baseline Forecast | 0 | 0 | 0 | 0 | 0 | 0 | 0 | 0 | 0 | 0 | 0 | 0 | 0 | 0 | 0 | 0 | 0 | 0 | 0 | 0 | 0 | 0 | 0 | 0 | 0 | 0 | 0 | 0 | 0 | 0 | 0 | 0 | 0
Commercial_Grocery_New_Food Preparation_Natural Gas_Fryer_E9_Baseline Forecast | Commercial | Grocery | New | Food Preparation | Natural Gas | Fryer | E9 |  | Baseline Forecast | 0 | 0 | 0 | 0 | 0 | 0 | 0 | 0 | 0 | 0 | 0 | 0 | 0 | 0 | 0 | 0 | 0 | 0 | 0 | 0 | 0 | 0 | 0 | 0 | 0 | 0 | 0 | 0 | 0 | 0 | 0 | 0 | 0
Commercial_Grocery_New_Food Preparation_Natural Gas_Fryer_E10_Baseline Forecast | Commercial | Grocery | New | Food Preparation | Natural Gas | Fryer | E10 |  | Baseline Forecast | 0 | 0 | 0 | 0 | 0 | 0 | 0 | 0 | 0 | 0 | 0 | 0 | 0 | 0 | 0 | 0 | 0 | 0 | 0 | 0 | 0 | 0 | 0 | 0 | 0 | 0 | 0 | 0 | 0 | 0 | 0 | 0 | 0
Commercial_Grocery_New_Food Preparation_Natural Gas_Broiler_E1_Baseline Forecast | Commercial | Grocery | New | Food Preparation | Natural Gas | Broiler | E1 |  | Baseline Forecast | 0 | 0 | 0 | 0 | 0 | 0 | 0 | 0 | 0 | 0 | 0 | 0 | 0 | 0 | 0 | 0 | 0 | 0 | 0 | 0 | 0 | 0 | 0 | 0 | 0 | 0 | 0 | 0 | 0 | 0 | 0 | 0 | 0
Commercial_Grocery_New_Food Preparation_Natural Gas_Broiler_E2_Baseline Forecast | Commercial | Grocery | New | Food Preparation | Natural Gas | Broiler | E2 |  | Baseline Forecast | 0 | 0 | 0 | 0 | 0 | 0 | 0 | 0 | 0 | 0 | 0 | 0 | 0 | 0 | 0 | 0 | 0 | 0 | 0 | 0 | 0 | 0 | 0 | 0 | 0 | 0 | 0 | 0 | 0 | 0 | 0 | 0 | 0
Commercial_Grocery_New_Food Preparation_Natural Gas_Broiler_E3_Baseline Forecast | Commercial | Grocery | New | Food Preparation | Natural Gas | Broiler | E3 |  | Baseline Forecast | 0 | 0 | 0 | 0 | 0 | 0 | 0 | 0 | 0 | 0 | 0 | 0 | 0 | 0 | 0 | 0 | 0 | 0 | 0 | 0 | 0 | 0 | 0 | 0 | 0 | 0 | 0 | 0 | 0 | 0 | 0 | 0 | 0
Commercial_Grocery_New_Food Preparation_Natural Gas_Broiler_E4_Baseline Forecast | Commercial | Grocery | New | Food Preparation | Natural Gas | Broiler | E4 |  | Baseline Forecast | 0 | 0 | 0 | 0 | 0 | 0 | 0 | 0 | 0 | 0 | 0 | 0 | 0 | 0 | 0 | 0 | 0 | 0 | 0 | 0 | 0 | 0 | 0 | 0 | 0 | 0 | 0 | 0 | 0 | 0 | 0 | 0 | 0
Commercial_Grocery_New_Food Preparation_Natural Gas_Broiler_E5_Baseline Forecast | Commercial | Grocery | New | Food Preparation | Natural Gas | Broiler | E5 |  | Baseline Forecast | 0 | 0 | 0 | 0 | 0 | 0 | 0 | 0 | 0 | 0 | 0 | 0 | 0 | 0 | 0 | 0 | 0 | 0 | 0 | 0 | 0 | 0 | 0 | 0 | 0 | 0 | 0 | 0 | 0 | 0 | 0 | 0 | 0
Commercial_Grocery_New_Food Preparation_Natural Gas_Broiler_E6_Baseline Forecast | Commercial | Grocery | New | Food Preparation | Natural Gas | Broiler | E6 |  | Baseline Forecast | 0 | 0 | 0 | 0 | 0 | 0 | 0 | 0 | 0 | 0 | 0 | 0 | 0 | 0 | 0 | 0 | 0 | 0 | 0 | 0 | 0 | 0 | 0 | 0 | 0 | 0 | 0 | 0 | 0 | 0 | 0 | 0 | 0
Commercial_Grocery_New_Food Preparation_Natural Gas_Broiler_E7_Baseline Forecast | Commercial | Grocery | New | Food Preparation | Natural Gas | Broiler | E7 |  | Baseline Forecast | 0 | 0 | 0 | 0 | 0 | 0 | 0 | 0 | 0 | 0 | 0 | 0 | 0 | 0 | 0 | 0 | 0 | 0 | 0 | 0 | 0 | 0 | 0 | 0 | 0 | 0 | 0 | 0 | 0 | 0 | 0 | 0 | 0
Commercial_Grocery_New_Food Preparation_Natural Gas_Broiler_E8_Baseline Forecast | Commercial | Grocery | New | Food Preparation | Natural Gas | Broiler | E8 |  | Baseline Forecast | 0 | 0 | 0 | 0 | 0 | 0 | 0 | 0 | 0 | 0 | 0 | 0 | 0 | 0 | 0 | 0 | 0 | 0 | 0 | 0 | 0 | 0 | 0 | 0 | 0 | 0 | 0 | 0 | 0 | 0 | 0 | 0 | 0
Commercial_Grocery_New_Food Preparation_Natural Gas_Broiler_E9_Baseline Forecast | Commercial | Grocery | New | Food Preparation | Natural Gas | Broiler | E9 |  | Baseline Forecast | 0 | 0 | 0 | 0 | 0 | 0 | 0 | 0 | 0 | 0 | 0 | 0 | 0 | 0 | 0 | 0 | 0 | 0 | 0 | 0 | 0 | 0 | 0 | 0 | 0 | 0 | 0 | 0 | 0 | 0 | 0 | 0 | 0
Commercial_Grocery_New_Food Preparation_Natural Gas_Broiler_E10_Baseline Forecast | Commercial | Grocery | New | Food Preparation | Natural Gas | Broiler | E10 |  | Baseline Forecast | 0 | 0 | 0 | 0 | 0 | 0 | 0 | 0 | 0 | 0 | 0 | 0 | 0 | 0 | 0 | 0 | 0 | 0 | 0 | 0 | 0 | 0 | 0 | 0 | 0 | 0 | 0 | 0 | 0 | 0 | 0 | 0 | 0
Commercial_Grocery_New_Food Preparation_Natural Gas_Griddle_E1_Baseline Forecast | Commercial | Grocery | New | Food Preparation | Natural Gas | Griddle | E1 |  | Baseline Forecast | 0 | 3581.0224 | 17272.6007 | 11038.4016 | 14236.2405 | 19320.1394 | 18058.0519 | 16005.0523 | 14394.5874 | 13898.5631 | 13717.2649 | 13580.9868 | 14278.5837 | 17628.6693 | 19114.5139 | 20901.0401 | 23330.6185 | 25939.8439 | 30263.211 | 28172.4942 | 28890.8551 | 29924.3073 | 29041.5951 | 28264.1292 | 28424.6519 | 29158.0704 | 30185.0849 | 31504.8875 | 33301.6464 | 36299.5402 | 37791.4942 | 39208.0363 | 33222.5279
Commercial_Grocery_New_Food Preparation_Natural Gas_Griddle_E2_Baseline Forecast | Commercial | Grocery | New | Food Preparation | Natural Gas | Griddle | E2 |  | Baseline Forecast | 0 | 1462.6711 | 7055.0059 | 4508.6429 | 5814.8025 | 7891.3245 | 7375.824 | 6537.2749 | 5879.4794 | 5676.8779 | 5602.8265 | 5547.1636 | 5832.0976 | 7200.4424 | 7807.3367 | 8537.0445 | 9529.4076 | 10595.1475 | 12361.0299 | 11507.0751 | 11800.4901 | 12222.6044 | 11862.06 | 11544.5035 | 11610.0691 | 11909.6344 | 12329.1192 | 12868.1935 | 13602.0809 | 14826.5727 | 15435.9624 | 16014.55 | 13569.7649
Commercial_Grocery_New_Food Preparation_Natural Gas_Griddle_E3_Baseline Forecast | Commercial | Grocery | New | Food Preparation | Natural Gas | Griddle | E3 |  | Baseline Forecast | 0 | 0 | 0 | 0 | 0 | 0 | 0 | 0 | 0 | 0 | 0 | 0 | 0 | 0 | 0 | 0 | 0 | 0 | 0 | 0 | 0 | 0 | 0 | 0 | 0 | 0 | 0 | 0 | 0 | 0 | 0 | 0 | 0
Commercial_Grocery_New_Food Preparation_Natural Gas_Griddle_E4_Baseline Forecast | Commercial | Grocery | New | Food Preparation | Natural Gas | Griddle | E4 |  | Baseline Forecast | 0 | 0 | 0 | 0 | 0 | 0 | 0 | 0 | 0 | 0 | 0 | 0 | 0 | 0 | 0 | 0 | 0 | 0 | 0 | 0 | 0 | 0 | 0 | 0 | 0 | 0 | 0 | 0 | 0 | 0 | 0 | 0 | 0
Commercial_Grocery_New_Food Preparation_Natural Gas_Griddle_E5_Baseline Forecast | Commercial | Grocery | New | Food Preparation | Natural Gas | Griddle | E5 |  | Baseline Forecast | 0 | 0 | 0 | 0 | 0 | 0 | 0 | 0 | 0 | 0 | 0 | 0 | 0 | 0 | 0 | 0 | 0 | 0 | 0 | 0 | 0 | 0 | 0 | 0 | 0 | 0 | 0 | 0 | 0 | 0 | 0 | 0 | 0
Commercial_Grocery_New_Food Preparation_Natural Gas_Griddle_E6_Baseline Forecast | Commercial | Grocery | New | Food Preparation | Natural Gas | Griddle | E6 |  | Baseline Forecast | 0 | 0 | 0 | 0 | 0 | 0 | 0 | 0 | 0 | 0 | 0 | 0 | 0 | 0 | 0 | 0 | 0 | 0 | 0 | 0 | 0 | 0 | 0 | 0 | 0 | 0 | 0 | 0 | 0 | 0 | 0 | 0 | 0
Commercial_Grocery_New_Food Preparation_Natural Gas_Griddle_E7_Baseline Forecast | Commercial | Grocery | New | Food Preparation | Natural Gas | Griddle | E7 |  | Baseline Forecast | 0 | 0 | 0 | 0 | 0 | 0 | 0 | 0 | 0 | 0 | 0 | 0 | 0 | 0 | 0 | 0 | 0 | 0 | 0 | 0 | 0 | 0 | 0 | 0 | 0 | 0 | 0 | 0 | 0 | 0 | 0 | 0 | 0
Commercial_Grocery_New_Food Preparation_Natural Gas_Griddle_E8_Baseline Forecast | Commercial | Grocery | New | Food Preparation | Natural Gas | Griddle | E8 |  | Baseline Forecast | 0 | 0 | 0 | 0 | 0 | 0 | 0 | 0 | 0 | 0 | 0 | 0 | 0 | 0 | 0 | 0 | 0 | 0 | 0 | 0 | 0 | 0 | 0 | 0 | 0 | 0 | 0 | 0 | 0 | 0 | 0 | 0 | 0
Commercial_Grocery_New_Food Preparation_Natural Gas_Griddle_E9_Baseline Forecast | Commercial | Grocery | New | Food Preparation | Natural Gas | Griddle | E9 |  | Baseline Forecast | 0 | 0 | 0 | 0 | 0 | 0 | 0 | 0 | 0 | 0 | 0 | 0 | 0 | 0 | 0 | 0 | 0 | 0 | 0 | 0 | 0 | 0 | 0 | 0 | 0 | 0 | 0 | 0 | 0 | 0 | 0 | 0 | 0
Commercial_Grocery_New_Food Preparation_Natural Gas_Griddle_E10_Baseline Forecast | Commercial | Grocery | New | Food Preparation | Natural Gas | Griddle | E10 |  | Baseline Forecast | 0 | 0 | 0 | 0 | 0 | 0 | 0 | 0 | 0 | 0 | 0 | 0 | 0 | 0 | 0 | 0 | 0 | 0 | 0 | 0 | 0 | 0 | 0 | 0 | 0 | 0 | 0 | 0 | 0 | 0 | 0 | 0 | 0
Commercial_Grocery_New_Food Preparation_Natural Gas_Range_E1_Baseline Forecast | Commercial | Grocery | New | Food Preparation | Natural Gas | Range | E1 |  | Baseline Forecast | 0 | 2067.9143 | 9974.3187 | 6374.2882 | 8220.9276 | 11156.7002 | 10427.8891 | 9242.3542 | 8312.3674 | 8025.9308 | 8334.8204 | 10168.2717 | 10967.2381 | 12006.7447 | 13455.8882 | 14987.4419 | 17496.6197 | 16289.6317 | 16692.3512 | 17359.5655 | 17309.5345 | 17309.9242 | 17574.3546 | 18242.4192 | 19237.2047 | 20943.5823 | 21796.3747 | 22622.4822 | 23524.47 | 24257.9341 | 25101.34 | 24855.0601 | 20886.1004
Commercial_Grocery_New_Food Preparation_Natural Gas_Range_E2_Baseline Forecast | Commercial | Grocery | New | Food Preparation | Natural Gas | Range | E2 |  | Baseline Forecast | 0 | 2975.7791 | 14353.2879 | 9172.7563 | 11830.1154 | 16054.7637 | 15005.9868 | 13299.9731 | 11961.6994 | 11549.5102 | 11994.0098 | 14632.391 | 15782.1232 | 17277.9984 | 19363.3513 | 21567.2944 | 25178.0625 | 23441.1773 | 24020.7005 | 24980.8382 | 24908.8423 | 24909.4032 | 25289.9248 | 26251.2861 | 27682.8067 | 30138.3257 | 31365.5148 | 32554.3036 | 33852.2861 | 34907.7588 | 36121.4404 | 35767.0377 | 30055.6079
Commercial_Grocery_New_Food Preparation_Natural Gas_Range_E3_Baseline Forecast | Commercial | Grocery | New | Food Preparation | Natural Gas | Range | E3 |  | Baseline Forecast | 0 | 0 | 0 | 0 | 0 | 0 | 0 | 0 | 0 | 0 | 0 | 0 | 0 | 0 | 0 | 0 | 0 | 0 | 0 | 0 | 0 | 0 | 0 | 0 | 0 | 0 | 0 | 0 | 0 | 0 | 0 | 0 | 0
Commercial_Grocery_New_Food Preparation_Natural Gas_Range_E4_Baseline Forecast | Commercial | Grocery | New | Food Preparation | Natural Gas | Range | E4 |  | Baseline Forecast | 0 | 0 | 0 | 0 | 0 | 0 | 0 | 0 | 0 | 0 | 0 | 0 | 0 | 0 | 0 | 0 | 0 | 0 | 0 | 0 | 0 | 0 | 0 | 0 | 0 | 0 | 0 | 0 | 0 | 0 | 0 | 0 | 0
Commercial_Grocery_New_Food Preparation_Natural Gas_Range_E5_Baseline Forecast | Commercial | Grocery | New | Food Preparation | Natural Gas | Range | E5 |  | Baseline Forecast | 0 | 0 | 0 | 0 | 0 | 0 | 0 | 0 | 0 | 0 | 0 | 0 | 0 | 0 | 0 | 0 | 0 | 0 | 0 | 0 | 0 | 0 | 0 | 0 | 0 | 0 | 0 | 0 | 0 | 0 | 0 | 0 | 0
Commercial_Grocery_New_Food Preparation_Natural Gas_Range_E6_Baseline Forecast | Commercial | Grocery | New | Food Preparation | Natural Gas | Range | E6 |  | Baseline Forecast | 0 | 0 | 0 | 0 | 0 | 0 | 0 | 0 | 0 | 0 | 0 | 0 | 0 | 0 | 0 | 0 | 0 | 0 | 0 | 0 | 0 | 0 | 0 | 0 | 0 | 0 | 0 | 0 | 0 | 0 | 0 | 0 | 0
Commercial_Grocery_New_Food Preparation_Natural Gas_Range_E7_Baseline Forecast | Commercial | Grocery | New | Food Preparation | Natural Gas | Range | E7 |  | Baseline Forecast | 0 | 0 | 0 | 0 | 0 | 0 | 0 | 0 | 0 | 0 | 0 | 0 | 0 | 0 | 0 | 0 | 0 | 0 | 0 | 0 | 0 | 0 | 0 | 0 | 0 | 0 | 0 | 0 | 0 | 0 | 0 | 0 | 0
Commercial_Grocery_New_Food Preparation_Natural Gas_Range_E8_Baseline Forecast | Commercial | Grocery | New | Food Preparation | Natural Gas | Range | E8 |  | Baseline Forecast | 0 | 0 | 0 | 0 | 0 | 0 | 0 | 0 | 0 | 0 | 0 | 0 | 0 | 0 | 0 | 0 | 0 | 0 | 0 | 0 | 0 | 0 | 0 | 0 | 0 | 0 | 0 | 0 | 0 | 0 | 0 | 0 | 0
Commercial_Grocery_New_Food Preparation_Natural Gas_Range_E9_Baseline Forecast | Commercial | Grocery | New | Food Preparation | Natural Gas | Range | E9 |  | Baseline Forecast | 0 | 0 | 0 | 0 | 0 | 0 | 0 | 0 | 0 | 0 | 0 | 0 | 0 | 0 | 0 | 0 | 0 | 0 | 0 | 0 | 0 | 0 | 0 | 0 | 0 | 0 | 0 | 0 | 0 | 0 | 0 | 0 | 0
Commercial_Grocery_New_Food Preparation_Natural Gas_Range_E10_Baseline Forecast | Commercial | Grocery | New | Food Preparation | Natural Gas | Range | E10 |  | Baseline Forecast | 0 | 0 | 0 | 0 | 0 | 0 | 0 | 0 | 0 | 0 | 0 | 0 | 0 | 0 | 0 | 0 | 0 | 0 | 0 | 0 | 0 | 0 | 0 | 0 | 0 | 0 | 0 | 0 | 0 | 0 | 0 | 0 | 0
Commercial_Grocery_New_Food Preparation_Natural Gas_Steamer_E1_Baseline Forecast | Commercial | Grocery | New | Food Preparation | Natural Gas | Steamer | E1 |  | Baseline Forecast | 0 | 123.9217 | 597.7204 | 0 | 0 | 0 | 0 | 0 | 0 | 0 | 0 | 0 | 0 | 0 | 0 | 0 | 0 | 0 | 0 | 0 | 0 | 0 | 0 | 0 | 0 | 0 | 0 | 0 | 0 | 0 | 0 | 0 | 0
Commercial_Grocery_New_Food Preparation_Natural Gas_Steamer_E2_Baseline Forecast | Commercial | Grocery | New | Food Preparation | Natural Gas | Steamer | E2 |  | Baseline Forecast | 0 | 123.9217 | 597.7204 | 763.9704 | 985.2936 | 1337.1514 | 1249.8021 | 1107.7135 | 996.2528 | 961.9229 | 976.9133 | 1097.2484 | 1163.3679 | 1250.5627 | 1370.5673 | 1464.1307 | 1530.2188 | 1575.1192 | 1611.0601 | 1720.8371 | 2048.6038 | 1922.6437 | 2020.0835 | 2160.0874 | 2159.5365 | 2150.7219 | 2157.326 | 2190.9604 | 2248.2619 | 2368.0744 | 2443.9022 | 2528.6406 | 2110.9468
Commercial_Grocery_New_Food Preparation_Natural Gas_Steamer_E3_Baseline Forecast | Commercial | Grocery | New | Food Preparation | Natural Gas | Steamer | E3 |  | Baseline Forecast | 0 | 0 | 0 | 0 | 0 | 0 | 0 | 0 | 0 | 0 | 0 | 0 | 0 | 0 | 0 | 0 | 0 | 0 | 0 | 0 | 0 | 0 | 0 | 0 | 0 | 0 | 0 | 0 | 0 | 0 | 0 | 0 | 0
Commercial_Grocery_New_Food Preparation_Natural Gas_Steamer_E4_Baseline Forecast | Commercial | Grocery | New | Food Preparation | Natural Gas | Steamer | E4 |  | Baseline Forecast | 0 | 0 | 0 | 0 | 0 | 0 | 0 | 0 | 0 | 0 | 0 | 0 | 0 | 0 | 0 | 0 | 0 | 0 | 0 | 0 | 0 | 0 | 0 | 0 | 0 | 0 | 0 | 0 | 0 | 0 | 0 | 0 | 0
Commercial_Grocery_New_Food Preparation_Natural Gas_Steamer_E5_Baseline Forecast | Commercial | Grocery | New | Food Preparation | Natural Gas | Steamer | E5 |  | Baseline Forecast | 0 | 0 | 0 | 0 | 0 | 0 | 0 | 0 | 0 | 0 | 0 | 0 | 0 | 0 | 0 | 0 | 0 | 0 | 0 | 0 | 0 | 0 | 0 | 0 | 0 | 0 | 0 | 0 | 0 | 0 | 0 | 0 | 0
Commercial_Grocery_New_Food Preparation_Natural Gas_Steamer_E6_Baseline Forecast | Commercial | Grocery | New | Food Preparation | Natural Gas | Steamer | E6 |  | Baseline Forecast | 0 | 0 | 0 | 0 | 0 | 0 | 0 | 0 | 0 | 0 | 0 | 0 | 0 | 0 | 0 | 0 | 0 | 0 | 0 | 0 | 0 | 0 | 0 | 0 | 0 | 0 | 0 | 0 | 0 | 0 | 0 | 0 | 0
Commercial_Grocery_New_Food Preparation_Natural Gas_Steamer_E7_Baseline Forecast | Commercial | Grocery | New | Food Preparation | Natural Gas | Steamer | E7 |  | Baseline Forecast | 0 | 0 | 0 | 0 | 0 | 0 | 0 | 0 | 0 | 0 | 0 | 0 | 0 | 0 | 0 | 0 | 0 | 0 | 0 | 0 | 0 | 0 | 0 | 0 | 0 | 0 | 0 | 0 | 0 | 0 | 0 | 0 | 0
Commercial_Grocery_New_Food Preparation_Natural Gas_Steamer_E8_Baseline Forecast | Commercial | Grocery | New | Food Preparation | Natural Gas | Steamer | E8 |  | Baseline Forecast | 0 | 0 | 0 | 0 | 0 | 0 | 0 | 0 | 0 | 0 | 0 | 0 | 0 | 0 | 0 | 0 | 0 | 0 | 0 | 0 | 0 | 0 | 0 | 0 | 0 | 0 | 0 | 0 | 0 | 0 | 0 | 0 | 0
Commercial_Grocery_New_Food Preparation_Natural Gas_Steamer_E9_Baseline Forecast | Commercial | Grocery | New | Food Preparation | Natural Gas | Steamer | E9 |  | Baseline Forecast | 0 | 0 | 0 | 0 | 0 | 0 | 0 | 0 | 0 | 0 | 0 | 0 | 0 | 0 | 0 | 0 | 0 | 0 | 0 | 0 | 0 | 0 | 0 | 0 | 0 | 0 | 0 | 0 | 0 | 0 | 0 | 0 | 0
Commercial_Grocery_New_Food Preparation_Natural Gas_Steamer_E10_Baseline Forecast | Commercial | Grocery | New | Food Preparation | Natural Gas | Steamer | E10 |  | Baseline Forecast | 0 | 0 | 0 | 0 | 0 | 0 | 0 | 0 | 0 | 0 | 0 | 0 | 0 | 0 | 0 | 0 | 0 | 0 | 0 | 0 | 0 | 0 | 0 | 0 | 0 | 0 | 0 | 0 | 0 | 0 | 0 | 0 | 0
Commercial_Grocery_New_Food Preparation_Natural Gas_Food Prep Other_E1_Baseline Forecast | Commercial | Grocery | New | Food Preparation | Natural Gas | Food Prep Other | E1 |  | Baseline Forecast | 0 | 0 | 0 | 0 | 0 | 0 | 0 | 0 | 0 | 0 | 0 | 0 | 0 | 0 | 0 | 0 | 0 | 0 | 0 | 0 | 0 | 0 | 0 | 0 | 0 | 0 | 0 | 0 | 0 | 0 | 0 | 0 | 0
Commercial_Grocery_New_Food Preparation_Natural Gas_Food Prep Other_E2_Baseline Forecast | Commercial | Grocery | New | Food Preparation | Natural Gas | Food Prep Other | E2 |  | Baseline Forecast | 0 | 0 | 0 | 0 | 0 | 0 | 0 | 0 | 0 | 0 | 0 | 0 | 0 | 0 | 0 | 0 | 0 | 0 | 0 | 0 | 0 | 0 | 0 | 0 | 0 | 0 | 0 | 0 | 0 | 0 | 0 | 0 | 0
Commercial_Grocery_New_Food Preparation_Natural Gas_Food Prep Other_E3_Baseline Forecast | Commercial | Grocery | New | Food Preparation | Natural Gas | Food Prep Other | E3 |  | Baseline Forecast | 0 | 0 | 0 | 0 | 0 | 0 | 0 | 0 | 0 | 0 | 0 | 0 | 0 | 0 | 0 | 0 | 0 | 0 | 0 | 0 | 0 | 0 | 0 | 0 | 0 | 0 | 0 | 0 | 0 | 0 | 0 | 0 | 0
Commercial_Grocery_New_Food Preparation_Natural Gas_Food Prep Other_E4_Baseline Forecast | Commercial | Grocery | New | Food Preparation | Natural Gas | Food Prep Other | E4 |  | Baseline Forecast | 0 | 0 | 0 | 0 | 0 | 0 | 0 | 0 | 0 | 0 | 0 | 0 | 0 | 0 | 0 | 0 | 0 | 0 | 0 | 0 | 0 | 0 | 0 | 0 | 0 | 0 | 0 | 0 | 0 | 0 | 0 | 0 | 0
Commercial_Grocery_New_Food Preparation_Natural Gas_Food Prep Other_E5_Baseline Forecast | Commercial | Grocery | New | Food Preparation | Natural Gas | Food Prep Other | E5 |  | Baseline Forecast | 0 | 0 | 0 | 0 | 0 | 0 | 0 | 0 | 0 | 0 | 0 | 0 | 0 | 0 | 0 | 0 | 0 | 0 | 0 | 0 | 0 | 0 | 0 | 0 | 0 | 0 | 0 | 0 | 0 | 0 | 0 | 0 | 0
Commercial_Grocery_New_Food Preparation_Natural Gas_Food Prep Other_E6_Baseline Forecast | Commercial | Grocery | New | Food Preparation | Natural Gas | Food Prep Other | E6 |  | Baseline Forecast | 0 | 0 | 0 | 0 | 0 | 0 | 0 | 0 | 0 | 0 | 0 | 0 | 0 | 0 | 0 | 0 | 0 | 0 | 0 | 0 | 0 | 0 | 0 | 0 | 0 | 0 | 0 | 0 | 0 | 0 | 0 | 0 | 0
Commercial_Grocery_New_Food Preparation_Natural Gas_Food Prep Other_E7_Baseline Forecast | Commercial | Grocery | New | Food Preparation | Natural Gas | Food Prep Other | E7 |  | Baseline Forecast | 0 | 0 | 0 | 0 | 0 | 0 | 0 | 0 | 0 | 0 | 0 | 0 | 0 | 0 | 0 | 0 | 0 | 0 | 0 | 0 | 0 | 0 | 0 | 0 | 0 | 0 | 0 | 0 | 0 | 0 | 0 | 0 | 0
Commercial_Grocery_New_Food Preparation_Natural Gas_Food Prep Other_E8_Baseline Forecast | Commercial | Grocery | New | Food Preparation | Natural Gas | Food Prep Other | E8 |  | Baseline Forecast | 0 | 0 | 0 | 0 | 0 | 0 | 0 | 0 | 0 | 0 | 0 | 0 | 0 | 0 | 0 | 0 | 0 | 0 | 0 | 0 | 0 | 0 | 0 | 0 | 0 | 0 | 0 | 0 | 0 | 0 | 0 | 0 | 0
Commercial_Grocery_New_Food Preparation_Natural Gas_Food Prep Other_E9_Baseline Forecast | Commercial | Grocery | New | Food Preparation | Natural Gas | Food Prep Other | E9 |  | Baseline Forecast | 0 | 0 | 0 | 0 | 0 | 0 | 0 | 0 | 0 | 0 | 0 | 0 | 0 | 0 | 0 | 0 | 0 | 0 | 0 | 0 | 0 | 0 | 0 | 0 | 0 | 0 | 0 | 0 | 0 | 0 | 0 | 0 | 0
Commercial_Grocery_New_Food Preparation_Natural Gas_Food Prep Other_E10_Baseline Forecast | Commercial | Grocery | New | Food Preparation | Natural Gas | Food Prep Other | E10 |  | Baseline Forecast | 0 | 0 | 0 | 0 | 0 | 0 | 0 | 0 | 0 | 0 | 0 | 0 | 0 | 0 | 0 | 0 | 0 | 0 | 0 | 0 | 0 | 0 | 0 | 0 | 0 | 0 | 0 | 0 | 0 | 0 | 0 | 0 | 0
Commercial_Grocery_New_Miscellaneous_Natural Gas_Pool Heater_E1_Baseline Forecast | Commercial | Grocery | New | Miscellaneous | Natural Gas | Pool Heater | E1 |  | Baseline Forecast | 0 | 0 | 0 | 0 | 0 | 0 | 0 | 0 | 0 | 0 | 0 | 0 | 0 | 0 | 0 | 0 | 0 | 0 | 0 | 0 | 0 | 0 | 0 | 0 | 0 | 0 | 0 | 0 | 0 | 0 | 0 | 0 | 0
Commercial_Grocery_New_Miscellaneous_Natural Gas_Pool Heater_E2_Baseline Forecast | Commercial | Grocery | New | Miscellaneous | Natural Gas | Pool Heater | E2 |  | Baseline Forecast | 0 | 0 | 0 | 0 | 0 | 0 | 0 | 0 | 0 | 0 | 0 | 0 | 0 | 0 | 0 | 0 | 0 | 0 | 0 | 0 | 0 | 0 | 0 | 0 | 0 | 0 | 0 | 0 | 0 | 0 | 0 | 0 | 0
Commercial_Grocery_New_Miscellaneous_Natural Gas_Pool Heater_E3_Baseline Forecast | Commercial | Grocery | New | Miscellaneous | Natural Gas | Pool Heater | E3 |  | Baseline Forecast | 0 | 0 | 0 | 0 | 0 | 0 | 0 | 0 | 0 | 0 | 0 | 0 | 0 | 0 | 0 | 0 | 0 | 0 | 0 | 0 | 0 | 0 | 0 | 0 | 0 | 0 | 0 | 0 | 0 | 0 | 0 | 0 | 0
Commercial_Grocery_New_Miscellaneous_Natural Gas_Pool Heater_E4_Baseline Forecast | Commercial | Grocery | New | Miscellaneous | Natural Gas | Pool Heater | E4 |  | Baseline Forecast | 0 | 0 | 0 | 0 | 0 | 0 | 0 | 0 | 0 | 0 | 0 | 0 | 0 | 0 | 0 | 0 | 0 | 0 | 0 | 0 | 0 | 0 | 0 | 0 | 0 | 0 | 0 | 0 | 0 | 0 | 0 | 0 | 0
Commercial_Grocery_New_Miscellaneous_Natural Gas_Pool Heater_E5_Baseline Forecast | Commercial | Grocery | New | Miscellaneous | Natural Gas | Pool Heater | E5 |  | Baseline Forecast | 0 | 0 | 0 | 0 | 0 | 0 | 0 | 0 | 0 | 0 | 0 | 0 | 0 | 0 | 0 | 0 | 0 | 0 | 0 | 0 | 0 | 0 | 0 | 0 | 0 | 0 | 0 | 0 | 0 | 0 | 0 | 0 | 0
Commercial_Grocery_New_Miscellaneous_Natural Gas_Pool Heater_E6_Baseline Forecast | Commercial | Grocery | New | Miscellaneous | Natural Gas | Pool Heater | E6 |  | Baseline Forecast | 0 | 0 | 0 | 0 | 0 | 0 | 0 | 0 | 0 | 0 | 0 | 0 | 0 | 0 | 0 | 0 | 0 | 0 | 0 | 0 | 0 | 0 | 0 | 0 | 0 | 0 | 0 | 0 | 0 | 0 | 0 | 0 | 0
Commercial_Grocery_New_Miscellaneous_Natural Gas_Pool Heater_E7_Baseline Forecast | Commercial | Grocery | New | Miscellaneous | Natural Gas | Pool Heater | E7 |  | Baseline Forecast | 0 | 0 | 0 | 0 | 0 | 0 | 0 | 0 | 0 | 0 | 0 | 0 | 0 | 0 | 0 | 0 | 0 | 0 | 0 | 0 | 0 | 0 | 0 | 0 | 0 | 0 | 0 | 0 | 0 | 0 | 0 | 0 | 0
Commercial_Grocery_New_Miscellaneous_Natural Gas_Pool Heater_E8_Baseline Forecast | Commercial | Grocery | New | Miscellaneous | Natural Gas | Pool Heater | E8 |  | Baseline Forecast | 0 | 0 | 0 | 0 | 0 | 0 | 0 | 0 | 0 | 0 | 0 | 0 | 0 | 0 | 0 | 0 | 0 | 0 | 0 | 0 | 0 | 0 | 0 | 0 | 0 | 0 | 0 | 0 | 0 | 0 | 0 | 0 | 0
Commercial_Grocery_New_Miscellaneous_Natural Gas_Pool Heater_E9_Baseline Forecast | Commercial | Grocery | New | Miscellaneous | Natural Gas | Pool Heater | E9 |  | Baseline Forecast | 0 | 0 | 0 | 0 | 0 | 0 | 0 | 0 | 0 | 0 | 0 | 0 | 0 | 0 | 0 | 0 | 0 | 0 | 0 | 0 | 0 | 0 | 0 | 0 | 0 | 0 | 0 | 0 | 0 | 0 | 0 | 0 | 0
Commercial_Grocery_New_Miscellaneous_Natural Gas_Pool Heater_E10_Baseline Forecast | Commercial | Grocery | New | Miscellaneous | Natural Gas | Pool Heater | E10 |  | Baseline Forecast | 0 | 0 | 0 | 0 | 0 | 0 | 0 | 0 | 0 | 0 | 0 | 0 | 0 | 0 | 0 | 0 | 0 | 0 | 0 | 0 | 0 | 0 | 0 | 0 | 0 | 0 | 0 | 0 | 0 | 0 | 0 | 0 | 0
Commercial_Grocery_New_Miscellaneous_Natural Gas_Miscellaneous_E1_Baseline Forecast | Commercial | Grocery | New | Miscellaneous | Natural Gas | Miscellaneous | E1 |  | Baseline Forecast | 0 | 17608.6842 | 84933.2232 | 54278.2782 | 72518.2905 | 109290.9097 | 108797.6293 | 106204.8769 | 109969.6392 | 117474.7747 | 124736.4956 | 136723.0857 | 163037.4205 | 158352.1761 | 170542.3378 | 189921.2056 | 194916.8206 | 200225.3811 | 209382.4274 | 219020.6891 | 228061.1318 | 238497.005 | 252900.8626 | 257494.0243 | 267825.9179 | 280915.8467 | 288602.9607 | 296760.7618 | 306746.1286 | 316545.0814 | 325937.1172 | 335822.2053 | 310000.7337
Commercial_Grocery_New_Miscellaneous_Natural Gas_Miscellaneous_E2_Baseline Forecast | Commercial | Grocery | New | Miscellaneous | Natural Gas | Miscellaneous | E2 |  | Baseline Forecast | 0 | 0 | 0 | 0 | 0 | 0 | 0 | 0 | 0 | 0 | 0 | 0 | 0 | 0 | 0 | 0 | 0 | 0 | 0 | 0 | 0 | 0 | 0 | 0 | 0 | 0 | 0 | 0 | 0 | 0 | 0 | 0 | 0
Commercial_Grocery_New_Miscellaneous_Natural Gas_Miscellaneous_E3_Baseline Forecast | Commercial | Grocery | New | Miscellaneous | Natural Gas | Miscellaneous | E3 |  | Baseline Forecast | 0 | 0 | 0 | 0 | 0 | 0 | 0 | 0 | 0 | 0 | 0 | 0 | 0 | 0 | 0 | 0 | 0 | 0 | 0 | 0 | 0 | 0 | 0 | 0 | 0 | 0 | 0 | 0 | 0 | 0 | 0 | 0 | 0
Commercial_Grocery_New_Miscellaneous_Natural Gas_Miscellaneous_E4_Baseline Forecast | Commercial | Grocery | New | Miscellaneous | Natural Gas | Miscellaneous | E4 |  | Baseline Forecast | 0 | 0 | 0 | 0 | 0 | 0 | 0 | 0 | 0 | 0 | 0 | 0 | 0 | 0 | 0 | 0 | 0 | 0 | 0 | 0 | 0 | 0 | 0 | 0 | 0 | 0 | 0 | 0 | 0 | 0 | 0 | 0 | 0
Commercial_Grocery_New_Miscellaneous_Natural Gas_Miscellaneous_E5_Baseline Forecast | Commercial | Grocery | New | Miscellaneous | Natural Gas | Miscellaneous | E5 |  | Baseline Forecast | 0 | 0 | 0 | 0 | 0 | 0 | 0 | 0 | 0 | 0 | 0 | 0 | 0 | 0 | 0 | 0 | 0 | 0 | 0 | 0 | 0 | 0 | 0 | 0 | 0 | 0 | 0 | 0 | 0 | 0 | 0 | 0 | 0
Commercial_Grocery_New_Miscellaneous_Natural Gas_Miscellaneous_E6_Baseline Forecast | Commercial | Grocery | New | Miscellaneous | Natural Gas | Miscellaneous | E6 |  | Baseline Forecast | 0 | 0 | 0 | 0 | 0 | 0 | 0 | 0 | 0 | 0 | 0 | 0 | 0 | 0 | 0 | 0 | 0 | 0 | 0 | 0 | 0 | 0 | 0 | 0 | 0 | 0 | 0 | 0 | 0 | 0 | 0 | 0 | 0
Commercial_Grocery_New_Miscellaneous_Natural Gas_Miscellaneous_E7_Baseline Forecast | Commercial | Grocery | New | Miscellaneous | Natural Gas | Miscellaneous | E7 |  | Baseline Forecast | 0 | 0 | 0 | 0 | 0 | 0 | 0 | 0 | 0 | 0 | 0 | 0 | 0 | 0 | 0 | 0 | 0 | 0 | 0 | 0 | 0 | 0 | 0 | 0 | 0 | 0 | 0 | 0 | 0 | 0 | 0 | 0 | 0
Commercial_Grocery_New_Miscellaneous_Natural Gas_Miscellaneous_E8_Baseline Forecast | Commercial | Grocery | New | Miscellaneous | Natural Gas | Miscellaneous | E8 |  | Baseline Forecast | 0 | 0 | 0 | 0 | 0 | 0 | 0 | 0 | 0 | 0 | 0 | 0 | 0 | 0 | 0 | 0 | 0 | 0 | 0 | 0 | 0 | 0 | 0 | 0 | 0 | 0 | 0 | 0 | 0 | 0 | 0 | 0 | 0
Commercial_Grocery_New_Miscellaneous_Natural Gas_Miscellaneous_E9_Baseline Forecast | Commercial | Grocery | New | Miscellaneous | Natural Gas | Miscellaneous | E9 |  | Baseline Forecast | 0 | 0 | 0 | 0 | 0 | 0 | 0 | 0 | 0 | 0 | 0 | 0 | 0 | 0 | 0 | 0 | 0 | 0 | 0 | 0 | 0 | 0 | 0 | 0 | 0 | 0 | 0 | 0 | 0 | 0 | 0 | 0 | 0
Commercial_Grocery_New_Miscellaneous_Natural Gas_Miscellaneous_E10_Baseline Forecast | Commercial | Grocery | New | Miscellaneous | Natural Gas | Miscellaneous | E10 |  | Baseline Forecast | 0 | 0 | 0 | 0 | 0 | 0 | 0 | 0 | 0 | 0 | 0 | 0 | 0 | 0 | 0 | 0 | 0 | 0 | 0 | 0 | 0 | 0 | 0 | 0 | 0 | 0 | 0 | 0 | 0 | 0 | 0 | 0 | 0
Commercial_School_Existing_Space Heating_Natural Gas_Furnace_E1_Baseline Forecast | Commercial | School | Existing | Space Heating | Natural Gas | Furnace | E1 |  | Baseline Forecast | 0 | 20228.8032 | 21931.4791 | 23452.1838 | 24821.4822 | 26038.7399 | 27142.585 | 28153.4672 | 29078.4574 | 29915.1694 | 30668.0694 | 31343.7669 | 31947.3312 | 32483.926 | 32958.3411 | 33376.2438 | 33742.467 | 34061.4942 | 34337.1945 | 32931.877 | 31758.6706 | 30787.6454 | 29992.4342 | 29349.4111 | 28837.6325 | 28438.3309 | 28135.117 | 27913.5218 | 27760.793 | 27665.7121 | 27618.4294 | 27610.3163 | 33179.3083
Commercial_School_Existing_Space Heating_Natural Gas_Furnace_E2_Baseline Forecast | Commercial | School | Existing | Space Heating | Natural Gas | Furnace | E2 |  | Baseline Forecast | 0 | 0 | 0 | 0 | 0 | 0 | 0 | 0 | 0 | 0 | 0 | 0 | 0 | 0 | 0 | 0 | 0 | 0 | 0 | 0 | 0 | 0 | 0 | 0 | 0 | 0 | 0 | 0 | 0 | 0 | 0 | 0 | 0
Commercial_School_Existing_Space Heating_Natural Gas_Furnace_E3_Baseline Forecast | Commercial | School | Existing | Space Heating | Natural Gas | Furnace | E3 |  | Baseline Forecast | 0 | 0 | 0 | 0 | 0 | 0 | 0 | 0 | 0 | 0 | 0 | 0 | 0 | 0 | 0 | 0 | 0 | 0 | 0 | 0 | 0 | 0 | 0 | 0 | 0 | 0 | 0 | 0 | 0 | 0 | 0 | 0 | 0
Commercial_School_Existing_Space Heating_Natural Gas_Furnace_E4_Baseline Forecast | Commercial | School | Existing | Space Heating | Natural Gas | Furnace | E4 |  | Baseline Forecast | 0 | 0 | 0 | 0 | 0 | 0 | 0 | 0 | 0 | 0 | 0 | 0 | 0 | 0 | 0 | 0 | 0 | 0 | 0 | 0 | 0 | 0 | 0 | 0 | 0 | 0 | 0 | 0 | 0 | 0 | 0 | 0 | 0
Commercial_School_Existing_Space Heating_Natural Gas_Furnace_E5_Baseline Forecast | Commercial | School | Existing | Space Heating | Natural Gas | Furnace | E5 |  | Baseline Forecast | 0 | 0 | 0 | 0 | 0 | 0 | 0 | 0 | 0 | 0 | 0 | 0 | 0 | 0 | 0 | 0 | 0 | 0 | 0 | 0 | 0 | 0 | 0 | 0 | 0 | 0 | 0 | 0 | 0 | 0 | 0 | 0 | 0
Commercial_School_Existing_Space Heating_Natural Gas_Furnace_E6_Baseline Forecast | Commercial | School | Existing | Space Heating | Natural Gas | Furnace | E6 |  | Baseline Forecast | 0 | 0 | 0 | 0 | 0 | 0 | 0 | 0 | 0 | 0 | 0 | 0 | 0 | 0 | 0 | 0 | 0 | 0 | 0 | 0 | 0 | 0 | 0 | 0 | 0 | 0 | 0 | 0 | 0 | 0 | 0 | 0 | 0
Commercial_School_Existing_Space Heating_Natural Gas_Furnace_E7_Baseline Forecast | Commercial | School | Existing | Space Heating | Natural Gas | Furnace | E7 |  | Baseline Forecast | 0 | 0 | 0 | 0 | 0 | 0 | 0 | 0 | 0 | 0 | 0 | 0 | 0 | 0 | 0 | 0 | 0 | 0 | 0 | 0 | 0 | 0 | 0 | 0 | 0 | 0 | 0 | 0 | 0 | 0 | 0 | 0 | 0
Commercial_School_Existing_Space Heating_Natural Gas_Furnace_E8_Baseline Forecast | Commercial | School | Existing | Space Heating | Natural Gas | Furnace | E8 |  | Baseline Forecast | 0 | 0 | 0 | 0 | 0 | 0 | 0 | 0 | 0 | 0 | 0 | 0 | 0 | 0 | 0 | 0 | 0 | 0 | 0 | 0 | 0 | 0 | 0 | 0 | 0 | 0 | 0 | 0 | 0 | 0 | 0 | 0 | 0
Commercial_School_Existing_Space Heating_Natural Gas_Furnace_E9_Baseline Forecast | Commercial | School | Existing | Space Heating | Natural Gas | Furnace | E9 |  | Baseline Forecast | 0 | 0 | 0 | 0 | 0 | 0 | 0 | 0 | 0 | 0 | 0 | 0 | 0 | 0 | 0 | 0 | 0 | 0 | 0 | 0 | 0 | 0 | 0 | 0 | 0 | 0 | 0 | 0 | 0 | 0 | 0 | 0 | 0
Commercial_School_Existing_Space Heating_Natural Gas_Furnace_E10_Baseline Forecast | Commercial | School | Existing | Space Heating | Natural Gas | Furnace | E10 |  | Baseline Forecast | 0 | 0 | 0 | 0 | 0 | 0 | 0 | 0 | 0 | 0 | 0 | 0 | 0 | 0 | 0 | 0 | 0 | 0 | 0 | 0 | 0 | 0 | 0 | 0 | 0 | 0 | 0 | 0 | 0 | 0 | 0 | 0 | 0
Commercial_School_Existing_Space Heating_Natural Gas_Boiler_E1_Baseline Forecast | Commercial | School | Existing | Space Heating | Natural Gas | Boiler | E1 |  | Baseline Forecast | 0 | 28973.1774 | 31969.5617 | 35356.3077 | 37145.3931 | 39210.9095 | 40340.5845 | 42975.0847 | 44473.4014 | 44934.4038 | 47347.3416 | 48392.8852 | 48271.5152 | 49052.5367 | 48569.7301 | 51899.4838 | 51177.1674 | 51598.6505 | 51950.1941 | 52238.5173 | 52469.2448 | 52647.8593 | 49954.3031 | 47760.4599 | 45992.6049 | 44586.1779 | 43485.3664 | 42641.7098 | 42013.2066 | 41563.5247 | 41261.3034 | 41079.5366 | 40996.4407
Commercial_School_Existing_Space Heating_Natural Gas_Boiler_E2_Baseline Forecast | Commercial | School | Existing | Space Heating | Natural Gas | Boiler | E2 |  | Baseline Forecast | 0 | 0 | 0 | 0 | 0 | 0 | 0 | 0 | 0 | 0 | 0 | 0 | 0 | 0 | 0 | 0 | 0 | 0 | 0 | 0 | 0 | 0 | 0 | 0 | 0 | 0 | 0 | 0 | 0 | 0 | 0 | 0 | 0
Commercial_School_Existing_Space Heating_Natural Gas_Boiler_E3_Baseline Forecast | Commercial | School | Existing | Space Heating | Natural Gas | Boiler | E3 |  | Baseline Forecast | 0 | 16032.5883 | 17690.6665 | 18408.6561 | 20261.1235 | 21387.7688 | 23104.1529 | 23029.7105 | 23832.6362 | 25417.4405 | 24813.0454 | 25360.9773 | 26878.4573 | 27313.3443 | 28847.4761 | 26421.5554 | 27914.8186 | 28144.7184 | 28336.4695 | 28493.7367 | 28619.5881 | 28717.0142 | 27247.8017 | 26051.1599 | 25086.8754 | 24319.7334 | 23719.2908 | 23259.1144 | 22916.2945 | 22671.0135 | 22506.1655 | 22407.02 | 22361.6949
Commercial_School_Existing_Space Heating_Natural Gas_Boiler_E4_Baseline Forecast | Commercial | School | Existing | Space Heating | Natural Gas | Boiler | E4 |  | Baseline Forecast | 0 | 0 | 0 | 0 | 0 | 0 | 0 | 0 | 0 | 0 | 0 | 0 | 0 | 0 | 0 | 0 | 0 | 0 | 0 | 0 | 0 | 0 | 0 | 0 | 0 | 0 | 0 | 0 | 0 | 0 | 0 | 0 | 0
Commercial_School_Existing_Space Heating_Natural Gas_Boiler_E5_Baseline Forecast | Commercial | School | Existing | Space Heating | Natural Gas | Boiler | E5 |  | Baseline Forecast | 0 | 0 | 0 | 0 | 0 | 0 | 0 | 0 | 0 | 0 | 0 | 0 | 0 | 0 | 0 | 0 | 0 | 0 | 0 | 0 | 0 | 0 | 0 | 0 | 0 | 0 | 0 | 0 | 0 | 0 | 0 | 0 | 0
Commercial_School_Existing_Space Heating_Natural Gas_Boiler_E6_Baseline Forecast | Commercial | School | Existing | Space Heating | Natural Gas | Boiler | E6 |  | Baseline Forecast | 0 | 0 | 0 | 0 | 0 | 0 | 0 | 0 | 0 | 0 | 0 | 0 | 0 | 0 | 0 | 0 | 0 | 0 | 0 | 0 | 0 | 0 | 0 | 0 | 0 | 0 | 0 | 0 | 0 | 0 | 0 | 0 | 0
Commercial_School_Existing_Space Heating_Natural Gas_Boiler_E7_Baseline Forecast | Commercial | School | Existing | Space Heating | Natural Gas | Boiler | E7 |  | Baseline Forecast | 0 | 0 | 0 | 0 | 0 | 0 | 0 | 0 | 0 | 0 | 0 | 0 | 0 | 0 | 0 | 0 | 0 | 0 | 0 | 0 | 0 | 0 | 0 | 0 | 0 | 0 | 0 | 0 | 0 | 0 | 0 | 0 | 0
Commercial_School_Existing_Space Heating_Natural Gas_Boiler_E8_Baseline Forecast | Commercial | School | Existing | Space Heating | Natural Gas | Boiler | E8 |  | Baseline Forecast | 0 | 0 | 0 | 0 | 0 | 0 | 0 | 0 | 0 | 0 | 0 | 0 | 0 | 0 | 0 | 0 | 0 | 0 | 0 | 0 | 0 | 0 | 0 | 0 | 0 | 0 | 0 | 0 | 0 | 0 | 0 | 0 | 0
Commercial_School_Existing_Space Heating_Natural Gas_Boiler_E9_Baseline Forecast | Commercial | School | Existing | Space Heating | Natural Gas | Boiler | E9 |  | Baseline Forecast | 0 | 0 | 0 | 0 | 0 | 0 | 0 | 0 | 0 | 0 | 0 | 0 | 0 | 0 | 0 | 0 | 0 | 0 | 0 | 0 | 0 | 0 | 0 | 0 | 0 | 0 | 0 | 0 | 0 | 0 | 0 | 0 | 0
Commercial_School_Existing_Space Heating_Natural Gas_Boiler_E10_Baseline Forecast | Commercial | School | Existing | Space Heating | Natural Gas | Boiler | E10 |  | Baseline Forecast | 0 | 0 | 0 | 0 | 0 | 0 | 0 | 0 | 0 | 0 | 0 | 0 | 0 | 0 | 0 | 0 | 0 | 0 | 0 | 0 | 0 | 0 | 0 | 0 | 0 | 0 | 0 | 0 | 0 | 0 | 0 | 0 | 0
Commercial_School_Existing_Space Heating_Natural Gas_Unit Heater_E1_Baseline Forecast | Commercial | School | Existing | Space Heating | Natural Gas | Unit Heater | E1 |  | Baseline Forecast | 0 | 5902.4123 | 7633.8972 | 8987.0978 | 10042.7934 | 10856.1102 | 11486.6405 | 11977.3886 | 12357.8809 | 12647.5016 | 12863.8992 | 13022.0144 | 11471.6689 | 10562.2473 | 10093.5475 | 9920.6763 | 9939.4176 | 11489.8037 | 11825.0551 | 12077.1587 | 12263.0049 | 12396.1152 | 12487.3503 | 12232.0444 | 11829.1095 | 11397.4703 | 11003.2629 | 10678.5015 | 10300.8733 | 10214.8889 | 10297.8109 | 10468.2069 | 10673.8863
Commercial_School_Existing_Space Heating_Natural Gas_Unit Heater_E2_Baseline Forecast | Commercial | School | Existing | Space Heating | Natural Gas | Unit Heater | E2 |  | Baseline Forecast | 0 | 0 | 0 | 0 | 0 | 0 | 0 | 0 | 0 | 0 | 0 | 0 | 0 | 0 | 0 | 0 | 0 | 0 | 0 | 0 | 0 | 0 | 0 | 0 | 0 | 0 | 0 | 0 | 0 | 0 | 0 | 0 | 0
Commercial_School_Existing_Space Heating_Natural Gas_Unit Heater_E3_Baseline Forecast | Commercial | School | Existing | Space Heating | Natural Gas | Unit Heater | E3 |  | Baseline Forecast | 0 | 0 | 0 | 0 | 0 | 0 | 0 | 0 | 0 | 0 | 0 | 0 | 0 | 0 | 0 | 0 | 0 | 0 | 0 | 0 | 0 | 0 | 0 | 0 | 0 | 0 | 0 | 0 | 0 | 0 | 0 | 0 | 0
Commercial_School_Existing_Space Heating_Natural Gas_Unit Heater_E4_Baseline Forecast | Commercial | School | Existing | Space Heating | Natural Gas | Unit Heater | E4 |  | Baseline Forecast | 0 | 0 | 0 | 0 | 0 | 0 | 0 | 0 | 0 | 0 | 0 | 0 | 0 | 0 | 0 | 0 | 0 | 0 | 0 | 0 | 0 | 0 | 0 | 0 | 0 | 0 | 0 | 0 | 0 | 0 | 0 | 0 | 0
Commercial_School_Existing_Space Heating_Natural Gas_Unit Heater_E5_Baseline Forecast | Commercial | School | Existing | Space Heating | Natural Gas | Unit Heater | E5 |  | Baseline Forecast | 0 | 0 | 0 | 0 | 0 | 0 | 0 | 0 | 0 | 0 | 0 | 0 | 0 | 0 | 0 | 0 | 0 | 0 | 0 | 0 | 0 | 0 | 0 | 0 | 0 | 0 | 0 | 0 | 0 | 0 | 0 | 0 | 0
Commercial_School_Existing_Space Heating_Natural Gas_Unit Heater_E6_Baseline Forecast | Commercial | School | Existing | Space Heating | Natural Gas | Unit Heater | E6 |  | Baseline Forecast | 0 | 0 | 0 | 0 | 0 | 0 | 0 | 0 | 0 | 0 | 0 | 0 | 0 | 0 | 0 | 0 | 0 | 0 | 0 | 0 | 0 | 0 | 0 | 0 | 0 | 0 | 0 | 0 | 0 | 0 | 0 | 0 | 0
Commercial_School_Existing_Space Heating_Natural Gas_Unit Heater_E7_Baseline Forecast | Commercial | School | Existing | Space Heating | Natural Gas | Unit Heater | E7 |  | Baseline Forecast | 0 | 0 | 0 | 0 | 0 | 0 | 0 | 0 | 0 | 0 | 0 | 0 | 0 | 0 | 0 | 0 | 0 | 0 | 0 | 0 | 0 | 0 | 0 | 0 | 0 | 0 | 0 | 0 | 0 | 0 | 0 | 0 | 0
Commercial_School_Existing_Space Heating_Natural Gas_Unit Heater_E8_Baseline Forecast | Commercial | School | Existing | Space Heating | Natural Gas | Unit Heater | E8 |  | Baseline Forecast | 0 | 0 | 0 | 0 | 0 | 0 | 0 | 0 | 0 | 0 | 0 | 0 | 0 | 0 | 0 | 0 | 0 | 0 | 0 | 0 | 0 | 0 | 0 | 0 | 0 | 0 | 0 | 0 | 0 | 0 | 0 | 0 | 0
Commercial_School_Existing_Space Heating_Natural Gas_Unit Heater_E9_Baseline Forecast | Commercial | School | Existing | Space Heating | Natural Gas | Unit Heater | E9 |  | Baseline Forecast | 0 | 0 | 0 | 0 | 0 | 0 | 0 | 0 | 0 | 0 | 0 | 0 | 0 | 0 | 0 | 0 | 0 | 0 | 0 | 0 | 0 | 0 | 0 | 0 | 0 | 0 | 0 | 0 | 0 | 0 | 0 | 0 | 0
Commercial_School_Existing_Space Heating_Natural Gas_Unit Heater_E10_Baseline Forecast | Commercial | School | Existing | Space Heating | Natural Gas | Unit Heater | E10 |  | Baseline Forecast | 0 | 0 | 0 | 0 | 0 | 0 | 0 | 0 | 0 | 0 | 0 | 0 | 0 | 0 | 0 | 0 | 0 | 0 | 0 | 0 | 0 | 0 | 0 | 0 | 0 | 0 | 0 | 0 | 0 | 0 | 0 | 0 | 0
Commercial_School_Existing_Water Heating_Natural Gas_Water Heater_E1_Baseline Forecast | Commercial | School | Existing | Water Heating | Natural Gas | Water Heater | E1 |  | Baseline Forecast | 0 | 0 | 0 | 0 | 0 | 0 | 0 | 0 | 0 | 0 | 0 | 0 | 0 | 0 | 0 | 0 | 0 | 0 | 0 | 0 | 0 | 0 | 0 | 0 | 0 | 0 | 0 | 0 | 0 | 0 | 0 | 0 | 0
Commercial_School_Existing_Water Heating_Natural Gas_Water Heater_E2_Baseline Forecast | Commercial | School | Existing | Water Heating | Natural Gas | Water Heater | E2 |  | Baseline Forecast | 0 | 144780.082 | 187251.6188 | 220444.2319 | 246339.3554 | 266289.1763 | 281755.4352 | 293792.9796 | 303126.0627 | 310230.1586 | 274357.2643 | 253865.4943 | 243890.6196 | 240916.2192 | 242421.6357 | 281687.7908 | 290661.0305 | 297440.9281 | 302475.713 | 298268.7112 | 289915.4103 | 280489.4072 | 271722.9361 | 264476.1865 | 255726.6987 | 254151.5066 | 256702.4147 | 261360.3766 | 265331.0772 | 276047.1872 | 275456.1488 | 272777.316 | 268842.6298
Commercial_School_Existing_Water Heating_Natural Gas_Water Heater_E3_Baseline Forecast | Commercial | School | Existing | Water Heating | Natural Gas | Water Heater | E3 |  | Baseline Forecast | 0 | 0 | 0 | 0 | 0 | 0 | 0 | 0 | 0 | 0 | 0 | 0 | 0 | 0 | 0 | 0 | 0 | 0 | 0 | 0 | 0 | 0 | 0 | 0 | 0 | 0 | 0 | 0 | 0 | 0 | 0 | 0 | 0
Commercial_School_Existing_Water Heating_Natural Gas_Water Heater_E4_Baseline Forecast | Commercial | School | Existing | Water Heating | Natural Gas | Water Heater | E4 |  | Baseline Forecast | 0 | 0 | 0 | 0 | 0 | 0 | 0 | 0 | 0 | 0 | 0 | 0 | 0 | 0 | 0 | 0 | 0 | 0 | 0 | 0 | 0 | 0 | 0 | 0 | 0 | 0 | 0 | 0 | 0 | 0 | 0 | 0 | 0
Commercial_School_Existing_Water Heating_Natural Gas_Water Heater_E5_Baseline Forecast | Commercial | School | Existing | Water Heating | Natural Gas | Water Heater | E5 |  | Baseline Forecast | 0 | 0 | 0 | 0 | 0 | 0 | 0 | 0 | 0 | 0 | 0 | 0 | 0 | 0 | 0 | 0 | 0 | 0 | 0 | 0 | 0 | 0 | 0 | 0 | 0 | 0 | 0 | 0 | 0 | 0 | 0 | 0 | 0
Commercial_School_Existing_Water Heating_Natural Gas_Water Heater_E6_Baseline Forecast | Commercial | School | Existing | Water Heating | Natural Gas | Water Heater | E6 |  | Baseline Forecast | 0 | 0 | 0 | 0 | 0 | 0 | 0 | 0 | 0 | 0 | 0 | 0 | 0 | 0 | 0 | 0 | 0 | 0 | 0 | 0 | 0 | 0 | 0 | 0 | 0 | 0 | 0 | 0 | 0 | 0 | 0 | 0 | 0
Commercial_School_Existing_Water Heating_Natural Gas_Water Heater_E7_Baseline Forecast | Commercial | School | Existing | Water Heating | Natural Gas | Water Heater | E7 |  | Baseline Forecast | 0 | 0 | 0 | 0 | 0 | 0 | 0 | 0 | 0 | 0 | 0 | 0 | 0 | 0 | 0 | 0 | 0 | 0 | 0 | 0 | 0 | 0 | 0 | 0 | 0 | 0 | 0 | 0 | 0 | 0 | 0 | 0 | 0
Commercial_School_Existing_Water Heating_Natural Gas_Water Heater_E8_Baseline Forecast | Commercial | School | Existing | Water Heating | Natural Gas | Water Heater | E8 |  | Baseline Forecast | 0 | 0 | 0 | 0 | 0 | 0 | 0 | 0 | 0 | 0 | 0 | 0 | 0 | 0 | 0 | 0 | 0 | 0 | 0 | 0 | 0 | 0 | 0 | 0 | 0 | 0 | 0 | 0 | 0 | 0 | 0 | 0 | 0
Commercial_School_Existing_Water Heating_Natural Gas_Water Heater_E9_Baseline Forecast | Commercial | School | Existing | Water Heating | Natural Gas | Water Heater | E9 |  | Baseline Forecast | 0 | 0 | 0 | 0 | 0 | 0 | 0 | 0 | 0 | 0 | 0 | 0 | 0 | 0 | 0 | 0 | 0 | 0 | 0 | 0 | 0 | 0 | 0 | 0 | 0 | 0 | 0 | 0 | 0 | 0 | 0 | 0 | 0
Commercial_School_Existing_Water Heating_Natural Gas_Water Heater_E10_Baseline Forecast | Commercial | School | Existing | Water Heating | Natural Gas | Water Heater | E10 |  | Baseline Forecast | 0 | 0 | 0 | 0 | 0 | 0 | 0 | 0 | 0 | 0 | 0 | 0 | 0 | 0 | 0 | 0 | 0 | 0 | 0 | 0 | 0 | 0 | 0 | 0 | 0 | 0 | 0 | 0 | 0 | 0 | 0 | 0 | 0
Commercial_School_Existing_Food Preparation_Natural Gas_Oven_E1_Baseline Forecast | Commercial | School | Existing | Food Preparation | Natural Gas | Oven | E1 |  | Baseline Forecast | 0 | 4741.3222 | 6132.1989 | 7219.2053 | 8067.2303 | 8720.5558 | 9227.0517 | 9621.2625 | 9926.9065 | 10159.5546 | 10333.3836 | 10460.3953 | 9215.0252 | 8484.5 | 8108.0003 | 7969.1354 | 7984.19 | 9229.5926 | 9498.8953 | 9701.4064 | 9850.6939 | 9957.6195 | 10030.9073 | 9825.8238 | 9502.1521 | 9155.4225 | 8838.7615 | 8577.8853 | 8274.5421 | 8205.4721 | 8272.0821 | 8408.9587 | 8574.178
Commercial_School_Existing_Food Preparation_Natural Gas_Oven_E2_Baseline Forecast | Commercial | School | Existing | Food Preparation | Natural Gas | Oven | E2 |  | Baseline Forecast | 0 | 6822.8783 | 8824.3838 | 10388.6125 | 11608.9411 | 12549.0925 | 13277.9525 | 13845.2315 | 14285.0605 | 14619.8468 | 14869.9911 | 15052.764 | 13260.646 | 12209.4025 | 11667.6102 | 11467.7802 | 11489.4441 | 13281.6089 | 13669.1419 | 13960.5604 | 14175.3888 | 14329.2574 | 14434.7203 | 14139.6001 | 13673.8286 | 13174.8763 | 12719.1934 | 12343.7862 | 11907.2679 | 11807.8745 | 11903.7279 | 12100.6967 | 12338.4513
Commercial_School_Existing_Food Preparation_Natural Gas_Oven_E3_Baseline Forecast | Commercial | School | Existing | Food Preparation | Natural Gas | Oven | E3 |  | Baseline Forecast | 0 | 0 | 0 | 0 | 0 | 0 | 0 | 0 | 0 | 0 | 0 | 0 | 0 | 0 | 0 | 0 | 0 | 0 | 0 | 0 | 0 | 0 | 0 | 0 | 0 | 0 | 0 | 0 | 0 | 0 | 0 | 0 | 0
Commercial_School_Existing_Food Preparation_Natural Gas_Oven_E4_Baseline Forecast | Commercial | School | Existing | Food Preparation | Natural Gas | Oven | E4 |  | Baseline Forecast | 0 | 0 | 0 | 0 | 0 | 0 | 0 | 0 | 0 | 0 | 0 | 0 | 0 | 0 | 0 | 0 | 0 | 0 | 0 | 0 | 0 | 0 | 0 | 0 | 0 | 0 | 0 | 0 | 0 | 0 | 0 | 0 | 0
Commercial_School_Existing_Food Preparation_Natural Gas_Oven_E5_Baseline Forecast | Commercial | School | Existing | Food Preparation | Natural Gas | Oven | E5 |  | Baseline Forecast | 0 | 0 | 0 | 0 | 0 | 0 | 0 | 0 | 0 | 0 | 0 | 0 | 0 | 0 | 0 | 0 | 0 | 0 | 0 | 0 | 0 | 0 | 0 | 0 | 0 | 0 | 0 | 0 | 0 | 0 | 0 | 0 | 0
Commercial_School_Existing_Food Preparation_Natural Gas_Oven_E6_Baseline Forecast | Commercial | School | Existing | Food Preparation | Natural Gas | Oven | E6 |  | Baseline Forecast | 0 | 0 | 0 | 0 | 0 | 0 | 0 | 0 | 0 | 0 | 0 | 0 | 0 | 0 | 0 | 0 | 0 | 0 | 0 | 0 | 0 | 0 | 0 | 0 | 0 | 0 | 0 | 0 | 0 | 0 | 0 | 0 | 0
Commercial_School_Existing_Food Preparation_Natural Gas_Oven_E7_Baseline Forecast | Commercial | School | Existing | Food Preparation | Natural Gas | Oven | E7 |  | Baseline Forecast | 0 | 0 | 0 | 0 | 0 | 0 | 0 | 0 | 0 | 0 | 0 | 0 | 0 | 0 | 0 | 0 | 0 | 0 | 0 | 0 | 0 | 0 | 0 | 0 | 0 | 0 | 0 | 0 | 0 | 0 | 0 | 0 | 0
Commercial_School_Existing_Food Preparation_Natural Gas_Oven_E8_Baseline Forecast | Commercial | School | Existing | Food Preparation | Natural Gas | Oven | E8 |  | Baseline Forecast | 0 | 0 | 0 | 0 | 0 | 0 | 0 | 0 | 0 | 0 | 0 | 0 | 0 | 0 | 0 | 0 | 0 | 0 | 0 | 0 | 0 | 0 | 0 | 0 | 0 | 0 | 0 | 0 | 0 | 0 | 0 | 0 | 0
Commercial_School_Existing_Food Preparation_Natural Gas_Oven_E9_Baseline Forecast | Commercial | School | Existing | Food Preparation | Natural Gas | Oven | E9 |  | Baseline Forecast | 0 | 0 | 0 | 0 | 0 | 0 | 0 | 0 | 0 | 0 | 0 | 0 | 0 | 0 | 0 | 0 | 0 | 0 | 0 | 0 | 0 | 0 | 0 | 0 | 0 | 0 | 0 | 0 | 0 | 0 | 0 | 0 | 0
Commercial_School_Existing_Food Preparation_Natural Gas_Oven_E10_Baseline Forecast | Commercial | School | Existing | Food Preparation | Natural Gas | Oven | E10 |  | Baseline Forecast | 0 | 0 | 0 | 0 | 0 | 0 | 0 | 0 | 0 | 0 | 0 | 0 | 0 | 0 | 0 | 0 | 0 | 0 | 0 | 0 | 0 | 0 | 0 | 0 | 0 | 0 | 0 | 0 | 0 | 0 | 0 | 0 | 0
Commercial_School_Existing_Food Preparation_Natural Gas_Conveyor Oven_E1_Baseline Forecast | Commercial | School | Existing | Food Preparation | Natural Gas | Conveyor Oven | E1 |  | Baseline Forecast | 0 | 1673.4078 | 2164.3055 | 2547.9548 | 2847.2577 | 3077.8432 | 3256.6065 | 3395.7397 | 3503.6141 | 3585.7251 | 3647.0766 | 3691.9042 | 3723.4567 | 3744.3643 | 3756.7196 | 3762.3259 | 3762.5838 | 3299.8336 | 3021.1777 | 2869.884 | 2804.6862 | 2795.8733 | 3212.4422 | 3295.8833 | 3358.1228 | 3403.4696 | 3435.3728 | 3456.5775 | 3469.2683 | 3475.1838 | 3475.7076 | 3471.9407 | 3464.8785
Commercial_School_Existing_Food Preparation_Natural Gas_Conveyor Oven_E2_Baseline Forecast | Commercial | School | Existing | Food Preparation | Natural Gas | Conveyor Oven | E2 |  | Baseline Forecast | 0 | 2408.0747 | 3114.4884 | 3666.5691 | 4097.2733 | 4429.0915 | 4686.3362 | 4886.5523 | 5041.7861 | 5159.9459 | 5248.2321 | 5312.7402 | 5358.145 | 5388.2316 | 5406.0112 | 5414.0788 | 5414.4499 | 4748.541 | 4347.5485 | 4129.8331 | 4036.0119 | 4023.3298 | 4622.7827 | 4742.8565 | 4832.4207 | 4897.6758 | 4943.5853 | 4974.0993 | 4992.3617 | 5000.8743 | 5001.628 | 4996.2073 | 4986.0447
Commercial_School_Existing_Food Preparation_Natural Gas_Conveyor Oven_E3_Baseline Forecast | Commercial | School | Existing | Food Preparation | Natural Gas | Conveyor Oven | E3 |  | Baseline Forecast | 0 | 0 | 0 | 0 | 0 | 0 | 0 | 0 | 0 | 0 | 0 | 0 | 0 | 0 | 0 | 0 | 0 | 0 | 0 | 0 | 0 | 0 | 0 | 0 | 0 | 0 | 0 | 0 | 0 | 0 | 0 | 0 | 0
Commercial_School_Existing_Food Preparation_Natural Gas_Conveyor Oven_E4_Baseline Forecast | Commercial | School | Existing | Food Preparation | Natural Gas | Conveyor Oven | E4 |  | Baseline Forecast | 0 | 0 | 0 | 0 | 0 | 0 | 0 | 0 | 0 | 0 | 0 | 0 | 0 | 0 | 0 | 0 | 0 | 0 | 0 | 0 | 0 | 0 | 0 | 0 | 0 | 0 | 0 | 0 | 0 | 0 | 0 | 0 | 0
Commercial_School_Existing_Food Preparation_Natural Gas_Conveyor Oven_E5_Baseline Forecast | Commercial | School | Existing | Food Preparation | Natural Gas | Conveyor Oven | E5 |  | Baseline Forecast | 0 | 0 | 0 | 0 | 0 | 0 | 0 | 0 | 0 | 0 | 0 | 0 | 0 | 0 | 0 | 0 | 0 | 0 | 0 | 0 | 0 | 0 | 0 | 0 | 0 | 0 | 0 | 0 | 0 | 0 | 0 | 0 | 0
Commercial_School_Existing_Food Preparation_Natural Gas_Conveyor Oven_E6_Baseline Forecast | Commercial | School | Existing | Food Preparation | Natural Gas | Conveyor Oven | E6 |  | Baseline Forecast | 0 | 0 | 0 | 0 | 0 | 0 | 0 | 0 | 0 | 0 | 0 | 0 | 0 | 0 | 0 | 0 | 0 | 0 | 0 | 0 | 0 | 0 | 0 | 0 | 0 | 0 | 0 | 0 | 0 | 0 | 0 | 0 | 0
Commercial_School_Existing_Food Preparation_Natural Gas_Conveyor Oven_E7_Baseline Forecast | Commercial | School | Existing | Food Preparation | Natural Gas | Conveyor Oven | E7 |  | Baseline Forecast | 0 | 0 | 0 | 0 | 0 | 0 | 0 | 0 | 0 | 0 | 0 | 0 | 0 | 0 | 0 | 0 | 0 | 0 | 0 | 0 | 0 | 0 | 0 | 0 | 0 | 0 | 0 | 0 | 0 | 0 | 0 | 0 | 0
Commercial_School_Existing_Food Preparation_Natural Gas_Conveyor Oven_E8_Baseline Forecast | Commercial | School | Existing | Food Preparation | Natural Gas | Conveyor Oven | E8 |  | Baseline Forecast | 0 | 0 | 0 | 0 | 0 | 0 | 0 | 0 | 0 | 0 | 0 | 0 | 0 | 0 | 0 | 0 | 0 | 0 | 0 | 0 | 0 | 0 | 0 | 0 | 0 | 0 | 0 | 0 | 0 | 0 | 0 | 0 | 0
Commercial_School_Existing_Food Preparation_Natural Gas_Conveyor Oven_E9_Baseline Forecast | Commercial | School | Existing | Food Preparation | Natural Gas | Conveyor Oven | E9 |  | Baseline Forecast | 0 | 0 | 0 | 0 | 0 | 0 | 0 | 0 | 0 | 0 | 0 | 0 | 0 | 0 | 0 | 0 | 0 | 0 | 0 | 0 | 0 | 0 | 0 | 0 | 0 | 0 | 0 | 0 | 0 | 0 | 0 | 0 | 0
Commercial_School_Existing_Food Preparation_Natural Gas_Conveyor Oven_E10_Baseline Forecast | Commercial | School | Existing | Food Preparation | Natural Gas | Conveyor Oven | E10 |  | Baseline Forecast | 0 | 0 | 0 | 0 | 0 | 0 | 0 | 0 | 0 | 0 | 0 | 0 | 0 | 0 | 0 | 0 | 0 | 0 | 0 | 0 | 0 | 0 | 0 | 0 | 0 | 0 | 0 | 0 | 0 | 0 | 0 | 0 | 0
Commercial_School_Existing_Food Preparation_Natural Gas_Double Rack Oven_E1_Baseline Forecast | Commercial | School | Existing | Food Preparation | Natural Gas | Double Rack Oven | E1 |  | Baseline Forecast | 0 | 2370.6611 | 3066.0995 | 3609.6026 | 4033.6151 | 4360.2779 | 4613.5259 | 4810.6313 | 4963.4532 | 5079.7773 | 5166.6918 | 5230.1976 | 4607.5126 | 4242.25 | 4054.0001 | 3984.5677 | 3992.095 | 4614.7963 | 4749.4476 | 4850.7032 | 4925.347 | 4978.8098 | 5015.4537 | 4912.9119 | 4751.076 | 4577.7113 | 4419.3807 | 4288.9427 | 4137.271 | 4102.736 | 4136.041 | 4204.4794 | 4287.089
Commercial_School_Existing_Food Preparation_Natural Gas_Double Rack Oven_E2_Baseline Forecast | Commercial | School | Existing | Food Preparation | Natural Gas | Double Rack Oven | E2 |  | Baseline Forecast | 0 | 3411.4392 | 4412.1919 | 5194.3062 | 5804.4706 | 6274.5463 | 6638.9762 | 6922.6157 | 7142.5303 | 7309.9234 | 7434.9955 | 7526.382 | 6630.323 | 6104.7012 | 5833.8051 | 5733.8901 | 5744.722 | 6640.8045 | 6834.571 | 6980.2802 | 7087.6944 | 7164.6287 | 7217.3601 | 7069.8 | 6836.9143 | 6587.4382 | 6359.5967 | 6171.8931 | 5953.6339 | 5903.9372 | 5951.8639 | 6050.3484 | 6169.2257
Commercial_School_Existing_Food Preparation_Natural Gas_Double Rack Oven_E3_Baseline Forecast | Commercial | School | Existing | Food Preparation | Natural Gas | Double Rack Oven | E3 |  | Baseline Forecast | 0 | 0 | 0 | 0 | 0 | 0 | 0 | 0 | 0 | 0 | 0 | 0 | 0 | 0 | 0 | 0 | 0 | 0 | 0 | 0 | 0 | 0 | 0 | 0 | 0 | 0 | 0 | 0 | 0 | 0 | 0 | 0 | 0
Commercial_School_Existing_Food Preparation_Natural Gas_Double Rack Oven_E4_Baseline Forecast | Commercial | School | Existing | Food Preparation | Natural Gas | Double Rack Oven | E4 |  | Baseline Forecast | 0 | 0 | 0 | 0 | 0 | 0 | 0 | 0 | 0 | 0 | 0 | 0 | 0 | 0 | 0 | 0 | 0 | 0 | 0 | 0 | 0 | 0 | 0 | 0 | 0 | 0 | 0 | 0 | 0 | 0 | 0 | 0 | 0
Commercial_School_Existing_Food Preparation_Natural Gas_Double Rack Oven_E5_Baseline Forecast | Commercial | School | Existing | Food Preparation | Natural Gas | Double Rack Oven | E5 |  | Baseline Forecast | 0 | 0 | 0 | 0 | 0 | 0 | 0 | 0 | 0 | 0 | 0 | 0 | 0 | 0 | 0 | 0 | 0 | 0 | 0 | 0 | 0 | 0 | 0 | 0 | 0 | 0 | 0 | 0 | 0 | 0 | 0 | 0 | 0
Commercial_School_Existing_Food Preparation_Natural Gas_Double Rack Oven_E6_Baseline Forecast | Commercial | School | Existing | Food Preparation | Natural Gas | Double Rack Oven | E6 |  | Baseline Forecast | 0 | 0 | 0 | 0 | 0 | 0 | 0 | 0 | 0 | 0 | 0 | 0 | 0 | 0 | 0 | 0 | 0 | 0 | 0 | 0 | 0 | 0 | 0 | 0 | 0 | 0 | 0 | 0 | 0 | 0 | 0 | 0 | 0
Commercial_School_Existing_Food Preparation_Natural Gas_Double Rack Oven_E7_Baseline Forecast | Commercial | School | Existing | Food Preparation | Natural Gas | Double Rack Oven | E7 |  | Baseline Forecast | 0 | 0 | 0 | 0 | 0 | 0 | 0 | 0 | 0 | 0 | 0 | 0 | 0 | 0 | 0 | 0 | 0 | 0 | 0 | 0 | 0 | 0 | 0 | 0 | 0 | 0 | 0 | 0 | 0 | 0 | 0 | 0 | 0
Commercial_School_Existing_Food Preparation_Natural Gas_Double Rack Oven_E8_Baseline Forecast | Commercial | School | Existing | Food Preparation | Natural Gas | Double Rack Oven | E8 |  | Baseline Forecast | 0 | 0 | 0 | 0 | 0 | 0 | 0 | 0 | 0 | 0 | 0 | 0 | 0 | 0 | 0 | 0 | 0 | 0 | 0 | 0 | 0 | 0 | 0 | 0 | 0 | 0 | 0 | 0 | 0 | 0 | 0 | 0 | 0
Commercial_School_Existing_Food Preparation_Natural Gas_Double Rack Oven_E9_Baseline Forecast | Commercial | School | Existing | Food Preparation | Natural Gas | Double Rack Oven | E9 |  | Baseline Forecast | 0 | 0 | 0 | 0 | 0 | 0 | 0 | 0 | 0 | 0 | 0 | 0 | 0 | 0 | 0 | 0 | 0 | 0 | 0 | 0 | 0 | 0 | 0 | 0 | 0 | 0 | 0 | 0 | 0 | 0 | 0 | 0 | 0
Commercial_School_Existing_Food Preparation_Natural Gas_Double Rack Oven_E10_Baseline Forecast | Commercial | School | Existing | Food Preparation | Natural Gas | Double Rack Oven | E10 |  | Baseline Forecast | 0 | 0 | 0 | 0 | 0 | 0 | 0 | 0 | 0 | 0 | 0 | 0 | 0 | 0 | 0 | 0 | 0 | 0 | 0 | 0 | 0 | 0 | 0 | 0 | 0 | 0 | 0 | 0 | 0 | 0 | 0 | 0 | 0
Commercial_School_Existing_Food Preparation_Natural Gas_Fryer_E1_Baseline Forecast | Commercial | School | Existing | Food Preparation | Natural Gas | Fryer | E1 |  | Baseline Forecast | 0 | 22652.2281 | 31926.5515 | 0 | 0 | 0 | 0 | 0 | 0 | 0 | 0 | 0 | 0 | 0 | 0 | 0 | 0 | 0 | 0 | 0 | 0 | 0 | 0 | 0 | 0 | 0 | 0 | 0 | 0 | 0 | 0 | 0 | 0
Commercial_School_Existing_Food Preparation_Natural Gas_Fryer_E2_Baseline Forecast | Commercial | School | Existing | Food Preparation | Natural Gas | Fryer | E2 |  | Baseline Forecast | 0 | 7958.8909 | 11217.437 | 52334.1604 | 59046.8076 | 63877.9067 | 55004.749 | 51451.274 | 51059.1036 | 52416.0699 | 61519.0018 | 62144.0082 | 61029.6215 | 59561.9166 | 58390.4666 | 56633.3137 | 56651.1829 | 57093.5873 | 57456.4574 | 59192.926 | 58149.3645 | 56979.7792 | 56131.6923 | 55650.6947 | 55578.2681 | 55666.5929 | 55540.9957 | 55220.5994 | 55172.0616 | 54489.6456 | 53969.3534 | 53618.6634 | 53359.5779
Commercial_School_Existing_Food Preparation_Natural Gas_Fryer_E3_Baseline Forecast | Commercial | School | Existing | Food Preparation | Natural Gas | Fryer | E3 |  | Baseline Forecast | 0 | 0 | 0 | 0 | 0 | 0 | 0 | 0 | 0 | 0 | 0 | 0 | 0 | 0 | 0 | 0 | 0 | 0 | 0 | 0 | 0 | 0 | 0 | 0 | 0 | 0 | 0 | 0 | 0 | 0 | 0 | 0 | 0
Commercial_School_Existing_Food Preparation_Natural Gas_Fryer_E4_Baseline Forecast | Commercial | School | Existing | Food Preparation | Natural Gas | Fryer | E4 |  | Baseline Forecast | 0 | 0 | 0 | 0 | 0 | 0 | 0 | 0 | 0 | 0 | 0 | 0 | 0 | 0 | 0 | 0 | 0 | 0 | 0 | 0 | 0 | 0 | 0 | 0 | 0 | 0 | 0 | 0 | 0 | 0 | 0 | 0 | 0
Commercial_School_Existing_Food Preparation_Natural Gas_Fryer_E5_Baseline Forecast | Commercial | School | Existing | Food Preparation | Natural Gas | Fryer | E5 |  | Baseline Forecast | 0 | 0 | 0 | 0 | 0 | 0 | 0 | 0 | 0 | 0 | 0 | 0 | 0 | 0 | 0 | 0 | 0 | 0 | 0 | 0 | 0 | 0 | 0 | 0 | 0 | 0 | 0 | 0 | 0 | 0 | 0 | 0 | 0
Commercial_School_Existing_Food Preparation_Natural Gas_Fryer_E6_Baseline Forecast | Commercial | School | Existing | Food Preparation | Natural Gas | Fryer | E6 |  | Baseline Forecast | 0 | 0 | 0 | 0 | 0 | 0 | 0 | 0 | 0 | 0 | 0 | 0 | 0 | 0 | 0 | 0 | 0 | 0 | 0 | 0 | 0 | 0 | 0 | 0 | 0 | 0 | 0 | 0 | 0 | 0 | 0 | 0 | 0
Commercial_School_Existing_Food Preparation_Natural Gas_Fryer_E7_Baseline Forecast | Commercial | School | Existing | Food Preparation | Natural Gas | Fryer | E7 |  | Baseline Forecast | 0 | 0 | 0 | 0 | 0 | 0 | 0 | 0 | 0 | 0 | 0 | 0 | 0 | 0 | 0 | 0 | 0 | 0 | 0 | 0 | 0 | 0 | 0 | 0 | 0 | 0 | 0 | 0 | 0 | 0 | 0 | 0 | 0
Commercial_School_Existing_Food Preparation_Natural Gas_Fryer_E8_Baseline Forecast | Commercial | School | Existing | Food Preparation | Natural Gas | Fryer | E8 |  | Baseline Forecast | 0 | 0 | 0 | 0 | 0 | 0 | 0 | 0 | 0 | 0 | 0 | 0 | 0 | 0 | 0 | 0 | 0 | 0 | 0 | 0 | 0 | 0 | 0 | 0 | 0 | 0 | 0 | 0 | 0 | 0 | 0 | 0 | 0
Commercial_School_Existing_Food Preparation_Natural Gas_Fryer_E9_Baseline Forecast | Commercial | School | Existing | Food Preparation | Natural Gas | Fryer | E9 |  | Baseline Forecast | 0 | 0 | 0 | 0 | 0 | 0 | 0 | 0 | 0 | 0 | 0 | 0 | 0 | 0 | 0 | 0 | 0 | 0 | 0 | 0 | 0 | 0 | 0 | 0 | 0 | 0 | 0 | 0 | 0 | 0 | 0 | 0 | 0
Commercial_School_Existing_Food Preparation_Natural Gas_Fryer_E10_Baseline Forecast | Commercial | School | Existing | Food Preparation | Natural Gas | Fryer | E10 |  | Baseline Forecast | 0 | 0 | 0 | 0 | 0 | 0 | 0 | 0 | 0 | 0 | 0 | 0 | 0 | 0 | 0 | 0 | 0 | 0 | 0 | 0 | 0 | 0 | 0 | 0 | 0 | 0 | 0 | 0 | 0 | 0 | 0 | 0 | 0
Commercial_School_Existing_Food Preparation_Natural Gas_Broiler_E1_Baseline Forecast | Commercial | School | Existing | Food Preparation | Natural Gas | Broiler | E1 |  | Baseline Forecast | 0 | 17115.0168 | 22135.7424 | 26059.5703 | 29120.7336 | 31479.0796 | 33307.4062 | 34730.4111 | 35833.7112 | 36673.514 | 37300.9946 | 37759.4757 | 33263.9934 | 30626.9757 | 29267.9035 | 28766.635 | 28820.9784 | 33316.5783 | 34288.6951 | 35019.7108 | 35558.6024 | 35944.5778 | 36209.1289 | 35468.8273 | 34300.4515 | 33048.8423 | 31905.7732 | 30964.0739 | 29869.0787 | 29619.7529 | 29860.1988 | 30354.29 | 30950.6914
Commercial_School_Existing_Food Preparation_Natural Gas_Broiler_E2_Baseline Forecast | Commercial | School | Existing | Food Preparation | Natural Gas | Broiler | E2 |  | Baseline Forecast | 0 | 6013.3843 | 7777.423 | 9156.0652 | 10231.6091 | 11060.2171 | 11702.6022 | 12202.5769 | 12590.2229 | 12885.2887 | 13105.7549 | 13266.8428 | 11687.349 | 10760.8293 | 10283.3174 | 10107.1961 | 10126.2897 | 11705.8248 | 12047.3793 | 12304.2227 | 12493.563 | 12629.176 | 12722.1264 | 12462.0204 | 12051.51 | 11611.7554 | 11210.1365 | 10879.2692 | 10494.5412 | 10406.9402 | 10491.4212 | 10665.0208 | 10874.5672
Commercial_School_Existing_Food Preparation_Natural Gas_Broiler_E3_Baseline Forecast | Commercial | School | Existing | Food Preparation | Natural Gas | Broiler | E3 |  | Baseline Forecast | 0 | 0 | 0 | 0 | 0 | 0 | 0 | 0 | 0 | 0 | 0 | 0 | 0 | 0 | 0 | 0 | 0 | 0 | 0 | 0 | 0 | 0 | 0 | 0 | 0 | 0 | 0 | 0 | 0 | 0 | 0 | 0 | 0
Commercial_School_Existing_Food Preparation_Natural Gas_Broiler_E4_Baseline Forecast | Commercial | School | Existing | Food Preparation | Natural Gas | Broiler | E4 |  | Baseline Forecast | 0 | 0 | 0 | 0 | 0 | 0 | 0 | 0 | 0 | 0 | 0 | 0 | 0 | 0 | 0 | 0 | 0 | 0 | 0 | 0 | 0 | 0 | 0 | 0 | 0 | 0 | 0 | 0 | 0 | 0 | 0 | 0 | 0
Commercial_School_Existing_Food Preparation_Natural Gas_Broiler_E5_Baseline Forecast | Commercial | School | Existing | Food Preparation | Natural Gas | Broiler | E5 |  | Baseline Forecast | 0 | 0 | 0 | 0 | 0 | 0 | 0 | 0 | 0 | 0 | 0 | 0 | 0 | 0 | 0 | 0 | 0 | 0 | 0 | 0 | 0 | 0 | 0 | 0 | 0 | 0 | 0 | 0 | 0 | 0 | 0 | 0 | 0
Commercial_School_Existing_Food Preparation_Natural Gas_Broiler_E6_Baseline Forecast | Commercial | School | Existing | Food Preparation | Natural Gas | Broiler | E6 |  | Baseline Forecast | 0 | 0 | 0 | 0 | 0 | 0 | 0 | 0 | 0 | 0 | 0 | 0 | 0 | 0 | 0 | 0 | 0 | 0 | 0 | 0 | 0 | 0 | 0 | 0 | 0 | 0 | 0 | 0 | 0 | 0 | 0 | 0 | 0
Commercial_School_Existing_Food Preparation_Natural Gas_Broiler_E7_Baseline Forecast | Commercial | School | Existing | Food Preparation | Natural Gas | Broiler | E7 |  | Baseline Forecast | 0 | 0 | 0 | 0 | 0 | 0 | 0 | 0 | 0 | 0 | 0 | 0 | 0 | 0 | 0 | 0 | 0 | 0 | 0 | 0 | 0 | 0 | 0 | 0 | 0 | 0 | 0 | 0 | 0 | 0 | 0 | 0 | 0
Commercial_School_Existing_Food Preparation_Natural Gas_Broiler_E8_Baseline Forecast | Commercial | School | Existing | Food Preparation | Natural Gas | Broiler | E8 |  | Baseline Forecast | 0 | 0 | 0 | 0 | 0 | 0 | 0 | 0 | 0 | 0 | 0 | 0 | 0 | 0 | 0 | 0 | 0 | 0 | 0 | 0 | 0 | 0 | 0 | 0 | 0 | 0 | 0 | 0 | 0 | 0 | 0 | 0 | 0
Commercial_School_Existing_Food Preparation_Natural Gas_Broiler_E9_Baseline Forecast | Commercial | School | Existing | Food Preparation | Natural Gas | Broiler | E9 |  | Baseline Forecast | 0 | 0 | 0 | 0 | 0 | 0 | 0 | 0 | 0 | 0 | 0 | 0 | 0 | 0 | 0 | 0 | 0 | 0 | 0 | 0 | 0 | 0 | 0 | 0 | 0 | 0 | 0 | 0 | 0 | 0 | 0 | 0 | 0
Commercial_School_Existing_Food Preparation_Natural Gas_Broiler_E10_Baseline Forecast | Commercial | School | Existing | Food Preparation | Natural Gas | Broiler | E10 |  | Baseline Forecast | 0 | 0 | 0 | 0 | 0 | 0 | 0 | 0 | 0 | 0 | 0 | 0 | 0 | 0 | 0 | 0 | 0 | 0 | 0 | 0 | 0 | 0 | 0 | 0 | 0 | 0 | 0 | 0 | 0 | 0 | 0 | 0 | 0
Commercial_School_Existing_Food Preparation_Natural Gas_Griddle_E1_Baseline Forecast | Commercial | School | Existing | Food Preparation | Natural Gas | Griddle | E1 |  | Baseline Forecast | 0 | 23182.8208 | 29983.5493 | 35298.4959 | 39444.9365 | 42639.3892 | 45115.9143 | 47043.4186 | 48537.8727 | 49675.4117 | 50525.3536 | 51146.3805 | 45057.1103 | 41485.188 | 39644.2826 | 38965.2989 | 39038.9087 | 45128.3382 | 46445.1005 | 47435.2839 | 48165.2293 | 48688.045 | 49046.3876 | 48043.6262 | 46461.0249 | 44765.6815 | 43217.3589 | 41941.7981 | 40458.5931 | 40120.8735 | 40446.565 | 41115.8269 | 41923.671
Commercial_School_Existing_Food Preparation_Natural Gas_Griddle_E2_Baseline Forecast | Commercial | School | Existing | Food Preparation | Natural Gas | Griddle | E2 |  | Baseline Forecast | 0 | 9469.0395 | 12246.8018 | 14417.6955 | 16111.3121 | 17416.0885 | 18427.627 | 19214.9175 | 19825.3283 | 20289.9569 | 20637.1162 | 20890.7751 | 18403.6084 | 16944.6543 | 16192.7351 | 15915.4038 | 15945.4698 | 18432.7015 | 18970.534 | 19374.9751 | 19673.1218 | 19886.6663 | 20033.0316 | 19623.4529 | 18977.0383 | 18284.5741 | 17652.1607 | 17131.157 | 16525.3408 | 16387.3991 | 16520.4279 | 16793.7884 | 17123.753
Commercial_School_Existing_Food Preparation_Natural Gas_Griddle_E3_Baseline Forecast | Commercial | School | Existing | Food Preparation | Natural Gas | Griddle | E3 |  | Baseline Forecast | 0 | 0 | 0 | 0 | 0 | 0 | 0 | 0 | 0 | 0 | 0 | 0 | 0 | 0 | 0 | 0 | 0 | 0 | 0 | 0 | 0 | 0 | 0 | 0 | 0 | 0 | 0 | 0 | 0 | 0 | 0 | 0 | 0
Commercial_School_Existing_Food Preparation_Natural Gas_Griddle_E4_Baseline Forecast | Commercial | School | Existing | Food Preparation | Natural Gas | Griddle | E4 |  | Baseline Forecast | 0 | 0 | 0 | 0 | 0 | 0 | 0 | 0 | 0 | 0 | 0 | 0 | 0 | 0 | 0 | 0 | 0 | 0 | 0 | 0 | 0 | 0 | 0 | 0 | 0 | 0 | 0 | 0 | 0 | 0 | 0 | 0 | 0
Commercial_School_Existing_Food Preparation_Natural Gas_Griddle_E5_Baseline Forecast | Commercial | School | Existing | Food Preparation | Natural Gas | Griddle | E5 |  | Baseline Forecast | 0 | 0 | 0 | 0 | 0 | 0 | 0 | 0 | 0 | 0 | 0 | 0 | 0 | 0 | 0 | 0 | 0 | 0 | 0 | 0 | 0 | 0 | 0 | 0 | 0 | 0 | 0 | 0 | 0 | 0 | 0 | 0 | 0
Commercial_School_Existing_Food Preparation_Natural Gas_Griddle_E6_Baseline Forecast | Commercial | School | Existing | Food Preparation | Natural Gas | Griddle | E6 |  | Baseline Forecast | 0 | 0 | 0 | 0 | 0 | 0 | 0 | 0 | 0 | 0 | 0 | 0 | 0 | 0 | 0 | 0 | 0 | 0 | 0 | 0 | 0 | 0 | 0 | 0 | 0 | 0 | 0 | 0 | 0 | 0 | 0 | 0 | 0
Commercial_School_Existing_Food Preparation_Natural Gas_Griddle_E7_Baseline Forecast | Commercial | School | Existing | Food Preparation | Natural Gas | Griddle | E7 |  | Baseline Forecast | 0 | 0 | 0 | 0 | 0 | 0 | 0 | 0 | 0 | 0 | 0 | 0 | 0 | 0 | 0 | 0 | 0 | 0 | 0 | 0 | 0 | 0 | 0 | 0 | 0 | 0 | 0 | 0 | 0 | 0 | 0 | 0 | 0
Commercial_School_Existing_Food Preparation_Natural Gas_Griddle_E8_Baseline Forecast | Commercial | School | Existing | Food Preparation | Natural Gas | Griddle | E8 |  | Baseline Forecast | 0 | 0 | 0 | 0 | 0 | 0 | 0 | 0 | 0 | 0 | 0 | 0 | 0 | 0 | 0 | 0 | 0 | 0 | 0 | 0 | 0 | 0 | 0 | 0 | 0 | 0 | 0 | 0 | 0 | 0 | 0 | 0 | 0
Commercial_School_Existing_Food Preparation_Natural Gas_Griddle_E9_Baseline Forecast | Commercial | School | Existing | Food Preparation | Natural Gas | Griddle | E9 |  | Baseline Forecast | 0 | 0 | 0 | 0 | 0 | 0 | 0 | 0 | 0 | 0 | 0 | 0 | 0 | 0 | 0 | 0 | 0 | 0 | 0 | 0 | 0 | 0 | 0 | 0 | 0 | 0 | 0 | 0 | 0 | 0 | 0 | 0 | 0
Commercial_School_Existing_Food Preparation_Natural Gas_Griddle_E10_Baseline Forecast | Commercial | School | Existing | Food Preparation | Natural Gas | Griddle | E10 |  | Baseline Forecast | 0 | 0 | 0 | 0 | 0 | 0 | 0 | 0 | 0 | 0 | 0 | 0 | 0 | 0 | 0 | 0 | 0 | 0 | 0 | 0 | 0 | 0 | 0 | 0 | 0 | 0 | 0 | 0 | 0 | 0 | 0 | 0 | 0
Commercial_School_Existing_Food Preparation_Natural Gas_Range_E1_Baseline Forecast | Commercial | School | Existing | Food Preparation | Natural Gas | Range | E1 |  | Baseline Forecast | 0 | 19857.773 | 25683.0919 | 30235.7304 | 33787.4585 | 36523.7397 | 38645.0636 | 40296.1114 | 41576.2201 | 42550.605 | 37630.344 | 34819.73 | 33451.5943 | 33043.631 | 33250.1112 | 38635.7857 | 39866.5389 | 40796.4574 | 41487.0193 | 40909.9946 | 39764.271 | 38471.4175 | 37269.0243 | 36275.0733 | 35075.0094 | 34858.9589 | 35208.8369 | 35847.7145 | 36392.3285 | 37862.1307 | 37781.065 | 37413.6411 | 36873.9667
Commercial_School_Existing_Food Preparation_Natural Gas_Range_E2_Baseline Forecast | Commercial | School | Existing | Food Preparation | Natural Gas | Range | E2 |  | Baseline Forecast | 0 | 28575.8197 | 36958.5956 | 43509.9535 | 48620.9768 | 52558.5522 | 55611.1891 | 57987.0871 | 59829.1948 | 61231.3584 | 54150.9828 | 50106.4408 | 48137.6601 | 47550.5909 | 47847.7209 | 55597.8379 | 57368.9219 | 58707.0972 | 59700.8327 | 58870.48 | 57221.7558 | 55361.3082 | 53631.035 | 52200.7152 | 50473.7941 | 50162.8921 | 50666.375 | 51585.7354 | 52369.4484 | 54484.5296 | 54367.874 | 53839.1421 | 53062.5375
Commercial_School_Existing_Food Preparation_Natural Gas_Range_E3_Baseline Forecast | Commercial | School | Existing | Food Preparation | Natural Gas | Range | E3 |  | Baseline Forecast | 0 | 0 | 0 | 0 | 0 | 0 | 0 | 0 | 0 | 0 | 0 | 0 | 0 | 0 | 0 | 0 | 0 | 0 | 0 | 0 | 0 | 0 | 0 | 0 | 0 | 0 | 0 | 0 | 0 | 0 | 0 | 0 | 0
Commercial_School_Existing_Food Preparation_Natural Gas_Range_E4_Baseline Forecast | Commercial | School | Existing | Food Preparation | Natural Gas | Range | E4 |  | Baseline Forecast | 0 | 0 | 0 | 0 | 0 | 0 | 0 | 0 | 0 | 0 | 0 | 0 | 0 | 0 | 0 | 0 | 0 | 0 | 0 | 0 | 0 | 0 | 0 | 0 | 0 | 0 | 0 | 0 | 0 | 0 | 0 | 0 | 0
Commercial_School_Existing_Food Preparation_Natural Gas_Range_E5_Baseline Forecast | Commercial | School | Existing | Food Preparation | Natural Gas | Range | E5 |  | Baseline Forecast | 0 | 0 | 0 | 0 | 0 | 0 | 0 | 0 | 0 | 0 | 0 | 0 | 0 | 0 | 0 | 0 | 0 | 0 | 0 | 0 | 0 | 0 | 0 | 0 | 0 | 0 | 0 | 0 | 0 | 0 | 0 | 0 | 0
Commercial_School_Existing_Food Preparation_Natural Gas_Range_E6_Baseline Forecast | Commercial | School | Existing | Food Preparation | Natural Gas | Range | E6 |  | Baseline Forecast | 0 | 0 | 0 | 0 | 0 | 0 | 0 | 0 | 0 | 0 | 0 | 0 | 0 | 0 | 0 | 0 | 0 | 0 | 0 | 0 | 0 | 0 | 0 | 0 | 0 | 0 | 0 | 0 | 0 | 0 | 0 | 0 | 0
Commercial_School_Existing_Food Preparation_Natural Gas_Range_E7_Baseline Forecast | Commercial | School | Existing | Food Preparation | Natural Gas | Range | E7 |  | Baseline Forecast | 0 | 0 | 0 | 0 | 0 | 0 | 0 | 0 | 0 | 0 | 0 | 0 | 0 | 0 | 0 | 0 | 0 | 0 | 0 | 0 | 0 | 0 | 0 | 0 | 0 | 0 | 0 | 0 | 0 | 0 | 0 | 0 | 0
Commercial_School_Existing_Food Preparation_Natural Gas_Range_E8_Baseline Forecast | Commercial | School | Existing | Food Preparation | Natural Gas | Range | E8 |  | Baseline Forecast | 0 | 0 | 0 | 0 | 0 | 0 | 0 | 0 | 0 | 0 | 0 | 0 | 0 | 0 | 0 | 0 | 0 | 0 | 0 | 0 | 0 | 0 | 0 | 0 | 0 | 0 | 0 | 0 | 0 | 0 | 0 | 0 | 0
Commercial_School_Existing_Food Preparation_Natural Gas_Range_E9_Baseline Forecast | Commercial | School | Existing | Food Preparation | Natural Gas | Range | E9 |  | Baseline Forecast | 0 | 0 | 0 | 0 | 0 | 0 | 0 | 0 | 0 | 0 | 0 | 0 | 0 | 0 | 0 | 0 | 0 | 0 | 0 | 0 | 0 | 0 | 0 | 0 | 0 | 0 | 0 | 0 | 0 | 0 | 0 | 0 | 0
Commercial_School_Existing_Food Preparation_Natural Gas_Range_E10_Baseline Forecast | Commercial | School | Existing | Food Preparation | Natural Gas | Range | E10 |  | Baseline Forecast | 0 | 0 | 0 | 0 | 0 | 0 | 0 | 0 | 0 | 0 | 0 | 0 | 0 | 0 | 0 | 0 | 0 | 0 | 0 | 0 | 0 | 0 | 0 | 0 | 0 | 0 | 0 | 0 | 0 | 0 | 0 | 0 | 0
Commercial_School_Existing_Food Preparation_Natural Gas_Steamer_E1_Baseline Forecast | Commercial | School | Existing | Food Preparation | Natural Gas | Steamer | E1 |  | Baseline Forecast | 0 | 8062.1877 | 9134.9815 | 0 | 0 | 0 | 0 | 0 | 0 | 0 | 0 | 0 | 0 | 0 | 0 | 0 | 0 | 0 | 0 | 0 | 0 | 0 | 0 | 0 | 0 | 0 | 0 | 0 | 0 | 0 | 0 | 0 | 0
Commercial_School_Existing_Food Preparation_Natural Gas_Steamer_E2_Baseline Forecast | Commercial | School | Existing | Food Preparation | Natural Gas | Steamer | E2 |  | Baseline Forecast | 0 | 8062.1877 | 9134.9815 | 20124.7457 | 21734.0684 | 23114.5998 | 24315.4897 | 25368.2962 | 26290.6107 | 27089.665 | 25654.0936 | 24611.1815 | 23886.123 | 23416.5733 | 23150.3499 | 23044.7254 | 23063.8856 | 23178.1847 | 23363.0145 | 27862.3099 | 27859.168 | 27706.1809 | 27456.3763 | 27149.9857 | 26817.1336 | 26479.6675 | 26153.2587 | 25848.5608 | 25429.9201 | 25165.617 | 25001.7937 | 24899.6418 | 24832.7061
Commercial_School_Existing_Food Preparation_Natural Gas_Steamer_E3_Baseline Forecast | Commercial | School | Existing | Food Preparation | Natural Gas | Steamer | E3 |  | Baseline Forecast | 0 | 0 | 0 | 0 | 0 | 0 | 0 | 0 | 0 | 0 | 0 | 0 | 0 | 0 | 0 | 0 | 0 | 0 | 0 | 0 | 0 | 0 | 0 | 0 | 0 | 0 | 0 | 0 | 0 | 0 | 0 | 0 | 0
Commercial_School_Existing_Food Preparation_Natural Gas_Steamer_E4_Baseline Forecast | Commercial | School | Existing | Food Preparation | Natural Gas | Steamer | E4 |  | Baseline Forecast | 0 | 0 | 0 | 0 | 0 | 0 | 0 | 0 | 0 | 0 | 0 | 0 | 0 | 0 | 0 | 0 | 0 | 0 | 0 | 0 | 0 | 0 | 0 | 0 | 0 | 0 | 0 | 0 | 0 | 0 | 0 | 0 | 0
Commercial_School_Existing_Food Preparation_Natural Gas_Steamer_E5_Baseline Forecast | Commercial | School | Existing | Food Preparation | Natural Gas | Steamer | E5 |  | Baseline Forecast | 0 | 0 | 0 | 0 | 0 | 0 | 0 | 0 | 0 | 0 | 0 | 0 | 0 | 0 | 0 | 0 | 0 | 0 | 0 | 0 | 0 | 0 | 0 | 0 | 0 | 0 | 0 | 0 | 0 | 0 | 0 | 0 | 0
Commercial_School_Existing_Food Preparation_Natural Gas_Steamer_E6_Baseline Forecast | Commercial | School | Existing | Food Preparation | Natural Gas | Steamer | E6 |  | Baseline Forecast | 0 | 0 | 0 | 0 | 0 | 0 | 0 | 0 | 0 | 0 | 0 | 0 | 0 | 0 | 0 | 0 | 0 | 0 | 0 | 0 | 0 | 0 | 0 | 0 | 0 | 0 | 0 | 0 | 0 | 0 | 0 | 0 | 0
Commercial_School_Existing_Food Preparation_Natural Gas_Steamer_E7_Baseline Forecast | Commercial | School | Existing | Food Preparation | Natural Gas | Steamer | E7 |  | Baseline Forecast | 0 | 0 | 0 | 0 | 0 | 0 | 0 | 0 | 0 | 0 | 0 | 0 | 0 | 0 | 0 | 0 | 0 | 0 | 0 | 0 | 0 | 0 | 0 | 0 | 0 | 0 | 0 | 0 | 0 | 0 | 0 | 0 | 0
Commercial_School_Existing_Food Preparation_Natural Gas_Steamer_E8_Baseline Forecast | Commercial | School | Existing | Food Preparation | Natural Gas | Steamer | E8 |  | Baseline Forecast | 0 | 0 | 0 | 0 | 0 | 0 | 0 | 0 | 0 | 0 | 0 | 0 | 0 | 0 | 0 | 0 | 0 | 0 | 0 | 0 | 0 | 0 | 0 | 0 | 0 | 0 | 0 | 0 | 0 | 0 | 0 | 0 | 0
Commercial_School_Existing_Food Preparation_Natural Gas_Steamer_E9_Baseline Forecast | Commercial | School | Existing | Food Preparation | Natural Gas | Steamer | E9 |  | Baseline Forecast | 0 | 0 | 0 | 0 | 0 | 0 | 0 | 0 | 0 | 0 | 0 | 0 | 0 | 0 | 0 | 0 | 0 | 0 | 0 | 0 | 0 | 0 | 0 | 0 | 0 | 0 | 0 | 0 | 0 | 0 | 0 | 0 | 0
Commercial_School_Existing_Food Preparation_Natural Gas_Steamer_E10_Baseline Forecast | Commercial | School | Existing | Food Preparation | Natural Gas | Steamer | E10 |  | Baseline Forecast | 0 | 0 | 0 | 0 | 0 | 0 | 0 | 0 | 0 | 0 | 0 | 0 | 0 | 0 | 0 | 0 | 0 | 0 | 0 | 0 | 0 | 0 | 0 | 0 | 0 | 0 | 0 | 0 | 0 | 0 | 0 | 0 | 0
Commercial_School_Existing_Food Preparation_Natural Gas_Food Prep Other_E1_Baseline Forecast | Commercial | School | Existing | Food Preparation | Natural Gas | Food Prep Other | E1 |  | Baseline Forecast | 0 | 1610.8251 | 2083.364 | 2452.6654 | 2740.7749 | 2962.7369 | 3134.8147 | 3268.7446 | 3372.5846 | 3451.6248 | 3052.5026 | 2824.5108 | 2713.5303 | 2680.437 | 2697.1863 | 3134.0621 | 3233.8985 | 3309.3317 | 3365.3488 | 3318.5416 | 3225.6027 | 3120.7289 | 3023.193 | 2942.5656 | 2845.2186 | 2827.693 | 2856.0745 | 2907.899 | 2952.0771 | 3071.3047 | 3064.7288 | 3034.924 | 2991.1467
Commercial_School_Existing_Food Preparation_Natural Gas_Food Prep Other_E2_Baseline Forecast | Commercial | School | Existing | Food Preparation | Natural Gas | Food Prep Other | E2 |  | Baseline Forecast | 0 | 565.9656 | 731.9928 | 861.7473 | 962.975 | 1040.9616 | 1101.4214 | 1148.4778 | 1184.9622 | 1212.7331 | 1072.5009 | 992.3957 | 953.4025 | 941.7752 | 947.6601 | 1101.1569 | 1136.2346 | 1162.7382 | 1182.4198 | 1165.9741 | 1133.3199 | 1096.4723 | 1062.2029 | 1033.8744 | 999.6714 | 993.5138 | 1003.4856 | 1021.6942 | 1037.2163 | 1079.107 | 1076.7966 | 1066.3247 | 1050.9434
Commercial_School_Existing_Food Preparation_Natural Gas_Food Prep Other_E3_Baseline Forecast | Commercial | School | Existing | Food Preparation | Natural Gas | Food Prep Other | E3 |  | Baseline Forecast | 0 | 0 | 0 | 0 | 0 | 0 | 0 | 0 | 0 | 0 | 0 | 0 | 0 | 0 | 0 | 0 | 0 | 0 | 0 | 0 | 0 | 0 | 0 | 0 | 0 | 0 | 0 | 0 | 0 | 0 | 0 | 0 | 0
Commercial_School_Existing_Food Preparation_Natural Gas_Food Prep Other_E4_Baseline Forecast | Commercial | School | Existing | Food Preparation | Natural Gas | Food Prep Other | E4 |  | Baseline Forecast | 0 | 0 | 0 | 0 | 0 | 0 | 0 | 0 | 0 | 0 | 0 | 0 | 0 | 0 | 0 | 0 | 0 | 0 | 0 | 0 | 0 | 0 | 0 | 0 | 0 | 0 | 0 | 0 | 0 | 0 | 0 | 0 | 0
Commercial_School_Existing_Food Preparation_Natural Gas_Food Prep Other_E5_Baseline Forecast | Commercial | School | Existing | Food Preparation | Natural Gas | Food Prep Other | E5 |  | Baseline Forecast | 0 | 0 | 0 | 0 | 0 | 0 | 0 | 0 | 0 | 0 | 0 | 0 | 0 | 0 | 0 | 0 | 0 | 0 | 0 | 0 | 0 | 0 | 0 | 0 | 0 | 0 | 0 | 0 | 0 | 0 | 0 | 0 | 0
Commercial_School_Existing_Food Preparation_Natural Gas_Food Prep Other_E6_Baseline Forecast | Commercial | School | Existing | Food Preparation | Natural Gas | Food Prep Other | E6 |  | Baseline Forecast | 0 | 0 | 0 | 0 | 0 | 0 | 0 | 0 | 0 | 0 | 0 | 0 | 0 | 0 | 0 | 0 | 0 | 0 | 0 | 0 | 0 | 0 | 0 | 0 | 0 | 0 | 0 | 0 | 0 | 0 | 0 | 0 | 0
Commercial_School_Existing_Food Preparation_Natural Gas_Food Prep Other_E7_Baseline Forecast | Commercial | School | Existing | Food Preparation | Natural Gas | Food Prep Other | E7 |  | Baseline Forecast | 0 | 0 | 0 | 0 | 0 | 0 | 0 | 0 | 0 | 0 | 0 | 0 | 0 | 0 | 0 | 0 | 0 | 0 | 0 | 0 | 0 | 0 | 0 | 0 | 0 | 0 | 0 | 0 | 0 | 0 | 0 | 0 | 0
Commercial_School_Existing_Food Preparation_Natural Gas_Food Prep Other_E8_Baseline Forecast | Commercial | School | Existing | Food Preparation | Natural Gas | Food Prep Other | E8 |  | Baseline Forecast | 0 | 0 | 0 | 0 | 0 | 0 | 0 | 0 | 0 | 0 | 0 | 0 | 0 | 0 | 0 | 0 | 0 | 0 | 0 | 0 | 0 | 0 | 0 | 0 | 0 | 0 | 0 | 0 | 0 | 0 | 0 | 0 | 0
Commercial_School_Existing_Food Preparation_Natural Gas_Food Prep Other_E9_Baseline Forecast | Commercial | School | Existing | Food Preparation | Natural Gas | Food Prep Other | E9 |  | Baseline Forecast | 0 | 0 | 0 | 0 | 0 | 0 | 0 | 0 | 0 | 0 | 0 | 0 | 0 | 0 | 0 | 0 | 0 | 0 | 0 | 0 | 0 | 0 | 0 | 0 | 0 | 0 | 0 | 0 | 0 | 0 | 0 | 0 | 0
Commercial_School_Existing_Food Preparation_Natural Gas_Food Prep Other_E10_Baseline Forecast | Commercial | School | Existing | Food Preparation | Natural Gas | Food Prep Other | E10 |  | Baseline Forecast | 0 | 0 | 0 | 0 | 0 | 0 | 0 | 0 | 0 | 0 | 0 | 0 | 0 | 0 | 0 | 0 | 0 | 0 | 0 | 0 | 0 | 0 | 0 | 0 | 0 | 0 | 0 | 0 | 0 | 0 | 0 | 0 | 0
Commercial_School_Existing_Miscellaneous_Natural Gas_Pool Heater_E1_Baseline Forecast | Commercial | School | Existing | Miscellaneous | Natural Gas | Pool Heater | E1 |  | Baseline Forecast | 0 | 756.1766 | 978.0026 | 1151.3654 | 1286.6139 | 1390.8104 | 1251.7832 | 1184.8564 | 1165.9306 | 1177.5319 | 1207.5403 | 1391.7713 | 1394.3527 | 1381.3176 | 1364.0573 | 1348.8788 | 1312.2311 | 1300.9563 | 1301.0495 | 1305.2253 | 1310.1057 | 1345.1463 | 1325.8696 | 1306.6313 | 1291.0346 | 1280.0169 | 1272.6637 | 1269.2499 | 1265.5323 | 1260.4864 | 1254.4449 | 1255.6246 | 1242.4612
Commercial_School_Existing_Miscellaneous_Natural Gas_Pool Heater_E2_Baseline Forecast | Commercial | School | Existing | Miscellaneous | Natural Gas | Pool Heater | E2 |  | Baseline Forecast | 0 | 84.0196 | 108.667 | 127.9295 | 142.9571 | 154.5345 | 139.087 | 131.6507 | 129.5478 | 130.8369 | 134.1711 | 154.6413 | 154.9281 | 153.4797 | 151.5619 | 149.8754 | 145.8035 | 144.5507 | 144.5611 | 145.025 | 145.5673 | 149.4607 | 147.3188 | 145.1813 | 143.4483 | 142.2241 | 141.4071 | 141.0278 | 140.6147 | 140.054 | 139.3828 | 139.5138 | 138.0512
Commercial_School_Existing_Miscellaneous_Natural Gas_Pool Heater_E3_Baseline Forecast | Commercial | School | Existing | Miscellaneous | Natural Gas | Pool Heater | E3 |  | Baseline Forecast | 0 | 0 | 0 | 0 | 0 | 0 | 0 | 0 | 0 | 0 | 0 | 0 | 0 | 0 | 0 | 0 | 0 | 0 | 0 | 0 | 0 | 0 | 0 | 0 | 0 | 0 | 0 | 0 | 0 | 0 | 0 | 0 | 0
Commercial_School_Existing_Miscellaneous_Natural Gas_Pool Heater_E4_Baseline Forecast | Commercial | School | Existing | Miscellaneous | Natural Gas | Pool Heater | E4 |  | Baseline Forecast | 0 | 0 | 0 | 0 | 0 | 0 | 0 | 0 | 0 | 0 | 0 | 0 | 0 | 0 | 0 | 0 | 0 | 0 | 0 | 0 | 0 | 0 | 0 | 0 | 0 | 0 | 0 | 0 | 0 | 0 | 0 | 0 | 0
Commercial_School_Existing_Miscellaneous_Natural Gas_Pool Heater_E5_Baseline Forecast | Commercial | School | Existing | Miscellaneous | Natural Gas | Pool Heater | E5 |  | Baseline Forecast | 0 | 0 | 0 | 0 | 0 | 0 | 0 | 0 | 0 | 0 | 0 | 0 | 0 | 0 | 0 | 0 | 0 | 0 | 0 | 0 | 0 | 0 | 0 | 0 | 0 | 0 | 0 | 0 | 0 | 0 | 0 | 0 | 0
Commercial_School_Existing_Miscellaneous_Natural Gas_Pool Heater_E6_Baseline Forecast | Commercial | School | Existing | Miscellaneous | Natural Gas | Pool Heater | E6 |  | Baseline Forecast | 0 | 0 | 0 | 0 | 0 | 0 | 0 | 0 | 0 | 0 | 0 | 0 | 0 | 0 | 0 | 0 | 0 | 0 | 0 | 0 | 0 | 0 | 0 | 0 | 0 | 0 | 0 | 0 | 0 | 0 | 0 | 0 | 0
Commercial_School_Existing_Miscellaneous_Natural Gas_Pool Heater_E7_Baseline Forecast | Commercial | School | Existing | Miscellaneous | Natural Gas | Pool Heater | E7 |  | Baseline Forecast | 0 | 0 | 0 | 0 | 0 | 0 | 0 | 0 | 0 | 0 | 0 | 0 | 0 | 0 | 0 | 0 | 0 | 0 | 0 | 0 | 0 | 0 | 0 | 0 | 0 | 0 | 0 | 0 | 0 | 0 | 0 | 0 | 0
Commercial_School_Existing_Miscellaneous_Natural Gas_Pool Heater_E8_Baseline Forecast | Commercial | School | Existing | Miscellaneous | Natural Gas | Pool Heater | E8 |  | Baseline Forecast | 0 | 0 | 0 | 0 | 0 | 0 | 0 | 0 | 0 | 0 | 0 | 0 | 0 | 0 | 0 | 0 | 0 | 0 | 0 | 0 | 0 | 0 | 0 | 0 | 0 | 0 | 0 | 0 | 0 | 0 | 0 | 0 | 0
Commercial_School_Existing_Miscellaneous_Natural Gas_Pool Heater_E9_Baseline Forecast | Commercial | School | Existing | Miscellaneous | Natural Gas | Pool Heater | E9 |  | Baseline Forecast | 0 | 0 | 0 | 0 | 0 | 0 | 0 | 0 | 0 | 0 | 0 | 0 | 0 | 0 | 0 | 0 | 0 | 0 | 0 | 0 | 0 | 0 | 0 | 0 | 0 | 0 | 0 | 0 | 0 | 0 | 0 | 0 | 0
Commercial_School_Existing_Miscellaneous_Natural Gas_Pool Heater_E10_Baseline Forecast | Commercial | School | Existing | Miscellaneous | Natural Gas | Pool Heater | E10 |  | Baseline Forecast | 0 | 0 | 0 | 0 | 0 | 0 | 0 | 0 | 0 | 0 | 0 | 0 | 0 | 0 | 0 | 0 | 0 | 0 | 0 | 0 | 0 | 0 | 0 | 0 | 0 | 0 | 0 | 0 | 0 | 0 | 0 | 0 | 0
Commercial_School_Existing_Miscellaneous_Natural Gas_Miscellaneous_E1_Baseline Forecast | Commercial | School | Existing | Miscellaneous | Natural Gas | Miscellaneous | E1 |  | Baseline Forecast | 0 | 355672.0497 | 421253.8295 | 476052.3132 | 455344.6471 | 446537.5965 | 446847.4085 | 444519.4876 | 441627.275 | 439356.5911 | 437157.3911 | 532646.3223 | 534523.5662 | 533065.1035 | 524559.3686 | 520865.076 | 519935.3344 | 517113.27 | 513943.1558 | 511243.6713 | 508538.3459 | 532744.8275 | 527264.0398 | 521283.2114 | 517632.4456 | 515051.541 | 512752.2786 | 509738.1248 | 506688.1489 | 503872.3411 | 501026.2276 | 505563.4109 | 500892.792
Commercial_School_Existing_Miscellaneous_Natural Gas_Miscellaneous_E2_Baseline Forecast | Commercial | School | Existing | Miscellaneous | Natural Gas | Miscellaneous | E2 |  | Baseline Forecast | 0 | 0 | 0 | 0 | 0 | 0 | 0 | 0 | 0 | 0 | 0 | 0 | 0 | 0 | 0 | 0 | 0 | 0 | 0 | 0 | 0 | 0 | 0 | 0 | 0 | 0 | 0 | 0 | 0 | 0 | 0 | 0 | 0
Commercial_School_Existing_Miscellaneous_Natural Gas_Miscellaneous_E3_Baseline Forecast | Commercial | School | Existing | Miscellaneous | Natural Gas | Miscellaneous | E3 |  | Baseline Forecast | 0 | 0 | 0 | 0 | 0 | 0 | 0 | 0 | 0 | 0 | 0 | 0 | 0 | 0 | 0 | 0 | 0 | 0 | 0 | 0 | 0 | 0 | 0 | 0 | 0 | 0 | 0 | 0 | 0 | 0 | 0 | 0 | 0
Commercial_School_Existing_Miscellaneous_Natural Gas_Miscellaneous_E4_Baseline Forecast | Commercial | School | Existing | Miscellaneous | Natural Gas | Miscellaneous | E4 |  | Baseline Forecast | 0 | 0 | 0 | 0 | 0 | 0 | 0 | 0 | 0 | 0 | 0 | 0 | 0 | 0 | 0 | 0 | 0 | 0 | 0 | 0 | 0 | 0 | 0 | 0 | 0 | 0 | 0 | 0 | 0 | 0 | 0 | 0 | 0
Commercial_School_Existing_Miscellaneous_Natural Gas_Miscellaneous_E5_Baseline Forecast | Commercial | School | Existing | Miscellaneous | Natural Gas | Miscellaneous | E5 |  | Baseline Forecast | 0 | 0 | 0 | 0 | 0 | 0 | 0 | 0 | 0 | 0 | 0 | 0 | 0 | 0 | 0 | 0 | 0 | 0 | 0 | 0 | 0 | 0 | 0 | 0 | 0 | 0 | 0 | 0 | 0 | 0 | 0 | 0 | 0
Commercial_School_Existing_Miscellaneous_Natural Gas_Miscellaneous_E6_Baseline Forecast | Commercial | School | Existing | Miscellaneous | Natural Gas | Miscellaneous | E6 |  | Baseline Forecast | 0 | 0 | 0 | 0 | 0 | 0 | 0 | 0 | 0 | 0 | 0 | 0 | 0 | 0 | 0 | 0 | 0 | 0 | 0 | 0 | 0 | 0 | 0 | 0 | 0 | 0 | 0 | 0 | 0 | 0 | 0 | 0 | 0
Commercial_School_Existing_Miscellaneous_Natural Gas_Miscellaneous_E7_Baseline Forecast | Commercial | School | Existing | Miscellaneous | Natural Gas | Miscellaneous | E7 |  | Baseline Forecast | 0 | 0 | 0 | 0 | 0 | 0 | 0 | 0 | 0 | 0 | 0 | 0 | 0 | 0 | 0 | 0 | 0 | 0 | 0 | 0 | 0 | 0 | 0 | 0 | 0 | 0 | 0 | 0 | 0 | 0 | 0 | 0 | 0
Commercial_School_Existing_Miscellaneous_Natural Gas_Miscellaneous_E8_Baseline Forecast | Commercial | School | Existing | Miscellaneous | Natural Gas | Miscellaneous | E8 |  | Baseline Forecast | 0 | 0 | 0 | 0 | 0 | 0 | 0 | 0 | 0 | 0 | 0 | 0 | 0 | 0 | 0 | 0 | 0 | 0 | 0 | 0 | 0 | 0 | 0 | 0 | 0 | 0 | 0 | 0 | 0 | 0 | 0 | 0 | 0
Commercial_School_Existing_Miscellaneous_Natural Gas_Miscellaneous_E9_Baseline Forecast | Commercial | School | Existing | Miscellaneous | Natural Gas | Miscellaneous | E9 |  | Baseline Forecast | 0 | 0 | 0 | 0 | 0 | 0 | 0 | 0 | 0 | 0 | 0 | 0 | 0 | 0 | 0 | 0 | 0 | 0 | 0 | 0 | 0 | 0 | 0 | 0 | 0 | 0 | 0 | 0 | 0 | 0 | 0 | 0 | 0
Commercial_School_Existing_Miscellaneous_Natural Gas_Miscellaneous_E10_Baseline Forecast | Commercial | School | Existing | Miscellaneous | Natural Gas | Miscellaneous | E10 |  | Baseline Forecast | 0 | 0 | 0 | 0 | 0 | 0 | 0 | 0 | 0 | 0 | 0 | 0 | 0 | 0 | 0 | 0 | 0 | 0 | 0 | 0 | 0 | 0 | 0 | 0 | 0 | 0 | 0 | 0 | 0 | 0 | 0 | 0 | 0
Commercial_School_New_Space Heating_Natural Gas_Furnace_E1_Baseline Forecast | Commercial | School | New | Space Heating | Natural Gas | Furnace | E1 |  | Baseline Forecast | 0 | 8022.965 | 38697.7399 | 24730.5661 | 31895.0425 | 43285.0699 | 40457.474 | 35857.9095 | 32249.8047 | 31138.506 | 30732.3234 | 30427.0041 | 30385.3156 | 30472.2579 | 30659.693 | 30716.1772 | 30724.5719 | 30684.7692 | 30644.3352 | 31220.414 | 34156.2342 | 35792.3715 | 37811.1576 | 40547.5012 | 42852.4989 | 44666.1415 | 46063.1508 | 47267.6399 | 48348.6605 | 49323.4711 | 50220.5238 | 51055.697 | 37666.9003
Commercial_School_New_Space Heating_Natural Gas_Furnace_E2_Baseline Forecast | Commercial | School | New | Space Heating | Natural Gas | Furnace | E2 |  | Baseline Forecast | 0 | 0 | 0 | 0 | 0 | 0 | 0 | 0 | 0 | 0 | 0 | 0 | 0 | 0 | 0 | 0 | 0 | 0 | 0 | 0 | 0 | 0 | 0 | 0 | 0 | 0 | 0 | 0 | 0 | 0 | 0 | 0 | 0
Commercial_School_New_Space Heating_Natural Gas_Furnace_E3_Baseline Forecast | Commercial | School | New | Space Heating | Natural Gas | Furnace | E3 |  | Baseline Forecast | 0 | 0 | 0 | 0 | 0 | 0 | 0 | 0 | 0 | 0 | 0 | 0 | 0 | 0 | 0 | 0 | 0 | 0 | 0 | 0 | 0 | 0 | 0 | 0 | 0 | 0 | 0 | 0 | 0 | 0 | 0 | 0 | 0
Commercial_School_New_Space Heating_Natural Gas_Furnace_E4_Baseline Forecast | Commercial | School | New | Space Heating | Natural Gas | Furnace | E4 |  | Baseline Forecast | 0 | 0 | 0 | 0 | 0 | 0 | 0 | 0 | 0 | 0 | 0 | 0 | 0 | 0 | 0 | 0 | 0 | 0 | 0 | 0 | 0 | 0 | 0 | 0 | 0 | 0 | 0 | 0 | 0 | 0 | 0 | 0 | 0
Commercial_School_New_Space Heating_Natural Gas_Furnace_E5_Baseline Forecast | Commercial | School | New | Space Heating | Natural Gas | Furnace | E5 |  | Baseline Forecast | 0 | 0 | 0 | 0 | 0 | 0 | 0 | 0 | 0 | 0 | 0 | 0 | 0 | 0 | 0 | 0 | 0 | 0 | 0 | 0 | 0 | 0 | 0 | 0 | 0 | 0 | 0 | 0 | 0 | 0 | 0 | 0 | 0
Commercial_School_New_Space Heating_Natural Gas_Furnace_E6_Baseline Forecast | Commercial | School | New | Space Heating | Natural Gas | Furnace | E6 |  | Baseline Forecast | 0 | 0 | 0 | 0 | 0 | 0 | 0 | 0 | 0 | 0 | 0 | 0 | 0 | 0 | 0 | 0 | 0 | 0 | 0 | 0 | 0 | 0 | 0 | 0 | 0 | 0 | 0 | 0 | 0 | 0 | 0 | 0 | 0
Commercial_School_New_Space Heating_Natural Gas_Furnace_E7_Baseline Forecast | Commercial | School | New | Space Heating | Natural Gas | Furnace | E7 |  | Baseline Forecast | 0 | 0 | 0 | 0 | 0 | 0 | 0 | 0 | 0 | 0 | 0 | 0 | 0 | 0 | 0 | 0 | 0 | 0 | 0 | 0 | 0 | 0 | 0 | 0 | 0 | 0 | 0 | 0 | 0 | 0 | 0 | 0 | 0
Commercial_School_New_Space Heating_Natural Gas_Furnace_E8_Baseline Forecast | Commercial | School | New | Space Heating | Natural Gas | Furnace | E8 |  | Baseline Forecast | 0 | 0 | 0 | 0 | 0 | 0 | 0 | 0 | 0 | 0 | 0 | 0 | 0 | 0 | 0 | 0 | 0 | 0 | 0 | 0 | 0 | 0 | 0 | 0 | 0 | 0 | 0 | 0 | 0 | 0 | 0 | 0 | 0
Commercial_School_New_Space Heating_Natural Gas_Furnace_E9_Baseline Forecast | Commercial | School | New | Space Heating | Natural Gas | Furnace | E9 |  | Baseline Forecast | 0 | 0 | 0 | 0 | 0 | 0 | 0 | 0 | 0 | 0 | 0 | 0 | 0 | 0 | 0 | 0 | 0 | 0 | 0 | 0 | 0 | 0 | 0 | 0 | 0 | 0 | 0 | 0 | 0 | 0 | 0 | 0 | 0
Commercial_School_New_Space Heating_Natural Gas_Furnace_E10_Baseline Forecast | Commercial | School | New | Space Heating | Natural Gas | Furnace | E10 |  | Baseline Forecast | 0 | 0 | 0 | 0 | 0 | 0 | 0 | 0 | 0 | 0 | 0 | 0 | 0 | 0 | 0 | 0 | 0 | 0 | 0 | 0 | 0 | 0 | 0 | 0 | 0 | 0 | 0 | 0 | 0 | 0 | 0 | 0 | 0
Commercial_School_New_Space Heating_Natural Gas_Boiler_E1_Baseline Forecast | Commercial | School | New | Space Heating | Natural Gas | Boiler | E1 |  | Baseline Forecast | 0 | 19700.426 | 95022.4709 | 42637.4142 | 54989.5271 | 74626.8178 | 69751.8231 | 61821.8172 | 48393.6063 | 46726.007 | 46116.495 | 45658.3373 | 45595.78 | 45726.2444 | 46007.5069 | 46092.2663 | 46104.8632 | 46045.1359 | 45984.4612 | 45922.8285 | 45932.6486 | 45942.5347 | 46982.1915 | 52106.1626 | 54853.1547 | 58386.6592 | 63153.4725 | 67101.9556 | 70064.7802 | 72266.8079 | 74117.8129 | 75745.9007 | 51989.1358
Commercial_School_New_Space Heating_Natural Gas_Boiler_E2_Baseline Forecast | Commercial | School | New | Space Heating | Natural Gas | Boiler | E2 |  | Baseline Forecast | 0 | 0 | 0 | 0 | 0 | 0 | 0 | 0 | 0 | 0 | 0 | 0 | 0 | 0 | 0 | 0 | 0 | 0 | 0 | 0 | 0 | 0 | 0 | 0 | 0 | 0 | 0 | 0 | 0 | 0 | 0 | 0 | 0
Commercial_School_New_Space Heating_Natural Gas_Boiler_E3_Baseline Forecast | Commercial | School | New | Space Heating | Natural Gas | Boiler | E3 |  | Baseline Forecast | 0 | 0 | 0 | 18088.6 | 23328.8903 | 31659.8621 | 29591.6825 | 26227.4376 | 30795.9313 | 29734.7317 | 29346.8605 | 29055.3055 | 29015.4963 | 29098.5192 | 29277.5044 | 29331.4422 | 29339.4584 | 29301.4501 | 29262.839 | 29223.6182 | 29229.8673 | 29236.1584 | 29897.7582 | 33158.4671 | 34906.553 | 37155.1467 | 40188.5734 | 42701.2445 | 44586.6783 | 45987.9686 | 47165.8809 | 48201.9368 | 33083.9955
Commercial_School_New_Space Heating_Natural Gas_Boiler_E4_Baseline Forecast | Commercial | School | New | Space Heating | Natural Gas | Boiler | E4 |  | Baseline Forecast | 0 | 0 | 0 | 0 | 0 | 0 | 0 | 0 | 0 | 0 | 0 | 0 | 0 | 0 | 0 | 0 | 0 | 0 | 0 | 0 | 0 | 0 | 0 | 0 | 0 | 0 | 0 | 0 | 0 | 0 | 0 | 0 | 0
Commercial_School_New_Space Heating_Natural Gas_Boiler_E5_Baseline Forecast | Commercial | School | New | Space Heating | Natural Gas | Boiler | E5 |  | Baseline Forecast | 0 | 0 | 0 | 0 | 0 | 0 | 0 | 0 | 0 | 0 | 0 | 0 | 0 | 0 | 0 | 0 | 0 | 0 | 0 | 0 | 0 | 0 | 0 | 0 | 0 | 0 | 0 | 0 | 0 | 0 | 0 | 0 | 0
Commercial_School_New_Space Heating_Natural Gas_Boiler_E6_Baseline Forecast | Commercial | School | New | Space Heating | Natural Gas | Boiler | E6 |  | Baseline Forecast | 0 | 0 | 0 | 0 | 0 | 0 | 0 | 0 | 0 | 0 | 0 | 0 | 0 | 0 | 0 | 0 | 0 | 0 | 0 | 0 | 0 | 0 | 0 | 0 | 0 | 0 | 0 | 0 | 0 | 0 | 0 | 0 | 0
Commercial_School_New_Space Heating_Natural Gas_Boiler_E7_Baseline Forecast | Commercial | School | New | Space Heating | Natural Gas | Boiler | E7 |  | Baseline Forecast | 0 | 0 | 0 | 0 | 0 | 0 | 0 | 0 | 0 | 0 | 0 | 0 | 0 | 0 | 0 | 0 | 0 | 0 | 0 | 0 | 0 | 0 | 0 | 0 | 0 | 0 | 0 | 0 | 0 | 0 | 0 | 0 | 0
Commercial_School_New_Space Heating_Natural Gas_Boiler_E8_Baseline Forecast | Commercial | School | New | Space Heating | Natural Gas | Boiler | E8 |  | Baseline Forecast | 0 | 0 | 0 | 0 | 0 | 0 | 0 | 0 | 0 | 0 | 0 | 0 | 0 | 0 | 0 | 0 | 0 | 0 | 0 | 0 | 0 | 0 | 0 | 0 | 0 | 0 | 0 | 0 | 0 | 0 | 0 | 0 | 0
Commercial_School_New_Space Heating_Natural Gas_Boiler_E9_Baseline Forecast | Commercial | School | New | Space Heating | Natural Gas | Boiler | E9 |  | Baseline Forecast | 0 | 0 | 0 | 0 | 0 | 0 | 0 | 0 | 0 | 0 | 0 | 0 | 0 | 0 | 0 | 0 | 0 | 0 | 0 | 0 | 0 | 0 | 0 | 0 | 0 | 0 | 0 | 0 | 0 | 0 | 0 | 0 | 0
Commercial_School_New_Space Heating_Natural Gas_Boiler_E10_Baseline Forecast | Commercial | School | New | Space Heating | Natural Gas | Boiler | E10 |  | Baseline Forecast | 0 | 0 | 0 | 0 | 0 | 0 | 0 | 0 | 0 | 0 | 0 | 0 | 0 | 0 | 0 | 0 | 0 | 0 | 0 | 0 | 0 | 0 | 0 | 0 | 0 | 0 | 0 | 0 | 0 | 0 | 0 | 0 | 0
Commercial_School_New_Space Heating_Natural Gas_Unit Heater_E1_Baseline Forecast | Commercial | School | New | Space Heating | Natural Gas | Unit Heater | E1 |  | Baseline Forecast | 0 | 1409.2744 | 6797.454 | 4344.0492 | 5602.5257 | 7603.2417 | 7106.5602 | 6298.6234 | 5664.8415 | 5469.6363 | 5398.2882 | 5344.6574 | 5619.1894 | 6937.5811 | 7522.3199 | 8225.3889 | 9181.5244 | 10208.3582 | 11909.7748 | 11086.9947 | 11369.6982 | 11776.4027 | 11429.0204 | 11123.0567 | 11186.2288 | 11474.8581 | 11879.029 | 12398.4237 | 13105.5197 | 14285.3099 | 14872.453 | 15429.9185 | 13074.3834
Commercial_School_New_Space Heating_Natural Gas_Unit Heater_E2_Baseline Forecast | Commercial | School | New | Space Heating | Natural Gas | Unit Heater | E2 |  | Baseline Forecast | 0 | 0 | 0 | 0 | 0 | 0 | 0 | 0 | 0 | 0 | 0 | 0 | 0 | 0 | 0 | 0 | 0 | 0 | 0 | 0 | 0 | 0 | 0 | 0 | 0 | 0 | 0 | 0 | 0 | 0 | 0 | 0 | 0
Commercial_School_New_Space Heating_Natural Gas_Unit Heater_E3_Baseline Forecast | Commercial | School | New | Space Heating | Natural Gas | Unit Heater | E3 |  | Baseline Forecast | 0 | 0 | 0 | 0 | 0 | 0 | 0 | 0 | 0 | 0 | 0 | 0 | 0 | 0 | 0 | 0 | 0 | 0 | 0 | 0 | 0 | 0 | 0 | 0 | 0 | 0 | 0 | 0 | 0 | 0 | 0 | 0 | 0
Commercial_School_New_Space Heating_Natural Gas_Unit Heater_E4_Baseline Forecast | Commercial | School | New | Space Heating | Natural Gas | Unit Heater | E4 |  | Baseline Forecast | 0 | 0 | 0 | 0 | 0 | 0 | 0 | 0 | 0 | 0 | 0 | 0 | 0 | 0 | 0 | 0 | 0 | 0 | 0 | 0 | 0 | 0 | 0 | 0 | 0 | 0 | 0 | 0 | 0 | 0 | 0 | 0 | 0
Commercial_School_New_Space Heating_Natural Gas_Unit Heater_E5_Baseline Forecast | Commercial | School | New | Space Heating | Natural Gas | Unit Heater | E5 |  | Baseline Forecast | 0 | 0 | 0 | 0 | 0 | 0 | 0 | 0 | 0 | 0 | 0 | 0 | 0 | 0 | 0 | 0 | 0 | 0 | 0 | 0 | 0 | 0 | 0 | 0 | 0 | 0 | 0 | 0 | 0 | 0 | 0 | 0 | 0
Commercial_School_New_Space Heating_Natural Gas_Unit Heater_E6_Baseline Forecast | Commercial | School | New | Space Heating | Natural Gas | Unit Heater | E6 |  | Baseline Forecast | 0 | 0 | 0 | 0 | 0 | 0 | 0 | 0 | 0 | 0 | 0 | 0 | 0 | 0 | 0 | 0 | 0 | 0 | 0 | 0 | 0 | 0 | 0 | 0 | 0 | 0 | 0 | 0 | 0 | 0 | 0 | 0 | 0
Commercial_School_New_Space Heating_Natural Gas_Unit Heater_E7_Baseline Forecast | Commercial | School | New | Space Heating | Natural Gas | Unit Heater | E7 |  | Baseline Forecast | 0 | 0 | 0 | 0 | 0 | 0 | 0 | 0 | 0 | 0 | 0 | 0 | 0 | 0 | 0 | 0 | 0 | 0 | 0 | 0 | 0 | 0 | 0 | 0 | 0 | 0 | 0 | 0 | 0 | 0 | 0 | 0 | 0
Commercial_School_New_Space Heating_Natural Gas_Unit Heater_E8_Baseline Forecast | Commercial | School | New | Space Heating | Natural Gas | Unit Heater | E8 |  | Baseline Forecast | 0 | 0 | 0 | 0 | 0 | 0 | 0 | 0 | 0 | 0 | 0 | 0 | 0 | 0 | 0 | 0 | 0 | 0 | 0 | 0 | 0 | 0 | 0 | 0 | 0 | 0 | 0 | 0 | 0 | 0 | 0 | 0 | 0
Commercial_School_New_Space Heating_Natural Gas_Unit Heater_E9_Baseline Forecast | Commercial | School | New | Space Heating | Natural Gas | Unit Heater | E9 |  | Baseline Forecast | 0 | 0 | 0 | 0 | 0 | 0 | 0 | 0 | 0 | 0 | 0 | 0 | 0 | 0 | 0 | 0 | 0 | 0 | 0 | 0 | 0 | 0 | 0 | 0 | 0 | 0 | 0 | 0 | 0 | 0 | 0 | 0 | 0
Commercial_School_New_Space Heating_Natural Gas_Unit Heater_E10_Baseline Forecast | Commercial | School | New | Space Heating | Natural Gas | Unit Heater | E10 |  | Baseline Forecast | 0 | 0 | 0 | 0 | 0 | 0 | 0 | 0 | 0 | 0 | 0 | 0 | 0 | 0 | 0 | 0 | 0 | 0 | 0 | 0 | 0 | 0 | 0 | 0 | 0 | 0 | 0 | 0 | 0 | 0 | 0 | 0 | 0
Commercial_School_New_Water Heating_Natural Gas_Water Heater_E1_Baseline Forecast | Commercial | School | New | Water Heating | Natural Gas | Water Heater | E1 |  | Baseline Forecast | 0 | 0 | 0 | 0 | 0 | 0 | 0 | 0 | 0 | 0 | 0 | 0 | 0 | 0 | 0 | 0 | 0 | 0 | 0 | 0 | 0 | 0 | 0 | 0 | 0 | 0 | 0 | 0 | 0 | 0 | 0 | 0 | 0
Commercial_School_New_Water Heating_Natural Gas_Water Heater_E2_Baseline Forecast | Commercial | School | New | Water Heating | Natural Gas | Water Heater | E2 |  | Baseline Forecast | 0 | 28806.706 | 138945.441 | 88795.8683 | 114520.144 | 155416.3922 | 145263.821 | 128748.9414 | 115793.9287 | 111803.7762 | 116106.7059 | 141647.2677 | 152777.125 | 167257.7825 | 187444.8142 | 208779.8457 | 243733.493 | 226919.7644 | 232529.7758 | 241824.2842 | 241127.3361 | 241132.7653 | 244816.3641 | 254122.7172 | 267980.3963 | 291750.7809 | 303630.451 | 315138.3916 | 327703.3699 | 337920.7588 | 349669.6715 | 346238.9143 | 290950.0404
Commercial_School_New_Water Heating_Natural Gas_Water Heater_E3_Baseline Forecast | Commercial | School | New | Water Heating | Natural Gas | Water Heater | E3 |  | Baseline Forecast | 0 | 0 | 0 | 0 | 0 | 0 | 0 | 0 | 0 | 0 | 0 | 0 | 0 | 0 | 0 | 0 | 0 | 0 | 0 | 0 | 0 | 0 | 0 | 0 | 0 | 0 | 0 | 0 | 0 | 0 | 0 | 0 | 0
Commercial_School_New_Water Heating_Natural Gas_Water Heater_E4_Baseline Forecast | Commercial | School | New | Water Heating | Natural Gas | Water Heater | E4 |  | Baseline Forecast | 0 | 0 | 0 | 0 | 0 | 0 | 0 | 0 | 0 | 0 | 0 | 0 | 0 | 0 | 0 | 0 | 0 | 0 | 0 | 0 | 0 | 0 | 0 | 0 | 0 | 0 | 0 | 0 | 0 | 0 | 0 | 0 | 0
Commercial_School_New_Water Heating_Natural Gas_Water Heater_E5_Baseline Forecast | Commercial | School | New | Water Heating | Natural Gas | Water Heater | E5 |  | Baseline Forecast | 0 | 0 | 0 | 0 | 0 | 0 | 0 | 0 | 0 | 0 | 0 | 0 | 0 | 0 | 0 | 0 | 0 | 0 | 0 | 0 | 0 | 0 | 0 | 0 | 0 | 0 | 0 | 0 | 0 | 0 | 0 | 0 | 0
Commercial_School_New_Water Heating_Natural Gas_Water Heater_E6_Baseline Forecast | Commercial | School | New | Water Heating | Natural Gas | Water Heater | E6 |  | Baseline Forecast | 0 | 0 | 0 | 0 | 0 | 0 | 0 | 0 | 0 | 0 | 0 | 0 | 0 | 0 | 0 | 0 | 0 | 0 | 0 | 0 | 0 | 0 | 0 | 0 | 0 | 0 | 0 | 0 | 0 | 0 | 0 | 0 | 0
Commercial_School_New_Water Heating_Natural Gas_Water Heater_E7_Baseline Forecast | Commercial | School | New | Water Heating | Natural Gas | Water Heater | E7 |  | Baseline Forecast | 0 | 0 | 0 | 0 | 0 | 0 | 0 | 0 | 0 | 0 | 0 | 0 | 0 | 0 | 0 | 0 | 0 | 0 | 0 | 0 | 0 | 0 | 0 | 0 | 0 | 0 | 0 | 0 | 0 | 0 | 0 | 0 | 0
Commercial_School_New_Water Heating_Natural Gas_Water Heater_E8_Baseline Forecast | Commercial | School | New | Water Heating | Natural Gas | Water Heater | E8 |  | Baseline Forecast | 0 | 0 | 0 | 0 | 0 | 0 | 0 | 0 | 0 | 0 | 0 | 0 | 0 | 0 | 0 | 0 | 0 | 0 | 0 | 0 | 0 | 0 | 0 | 0 | 0 | 0 | 0 | 0 | 0 | 0 | 0 | 0 | 0
Commercial_School_New_Water Heating_Natural Gas_Water Heater_E9_Baseline Forecast | Commercial | School | New | Water Heating | Natural Gas | Water Heater | E9 |  | Baseline Forecast | 0 | 0 | 0 | 0 | 0 | 0 | 0 | 0 | 0 | 0 | 0 | 0 | 0 | 0 | 0 | 0 | 0 | 0 | 0 | 0 | 0 | 0 | 0 | 0 | 0 | 0 | 0 | 0 | 0 | 0 | 0 | 0 | 0
Commercial_School_New_Water Heating_Natural Gas_Water Heater_E10_Baseline Forecast | Commercial | School | New | Water Heating | Natural Gas | Water Heater | E10 |  | Baseline Forecast | 0 | 0 | 0 | 0 | 0 | 0 | 0 | 0 | 0 | 0 | 0 | 0 | 0 | 0 | 0 | 0 | 0 | 0 | 0 | 0 | 0 | 0 | 0 | 0 | 0 | 0 | 0 | 0 | 0 | 0 | 0 | 0 | 0
Commercial_School_New_Food Preparation_Natural Gas_Oven_E1_Baseline Forecast | Commercial | School | New | Food Preparation | Natural Gas | Oven | E1 |  | Baseline Forecast | 0 | 1132.0497 | 5460.2962 | 3489.5117 | 4500.4276 | 6107.5738 | 5708.5967 | 5059.5928 | 4550.485 | 4393.6795 | 4336.3666 | 4293.2857 | 4513.8134 | 5572.8583 | 6042.5705 | 6607.3356 | 7375.3854 | 8200.2261 | 9566.9493 | 8906.022 | 9133.1137 | 9459.8134 | 9180.7663 | 8934.9901 | 8985.7353 | 9217.587 | 9542.2517 | 9959.4739 | 10527.4738 | 11475.1822 | 11946.8257 | 12394.6297 | 10502.4625
Commercial_School_New_Food Preparation_Natural Gas_Oven_E2_Baseline Forecast | Commercial | School | New | Food Preparation | Natural Gas | Oven | E2 |  | Baseline Forecast | 0 | 1629.0471 | 7857.4994 | 5021.4924 | 6476.2251 | 8788.9476 | 8214.8099 | 7280.8774 | 6548.2589 | 6322.6119 | 6240.1373 | 6178.1429 | 6495.4875 | 8019.479 | 8695.4063 | 9508.117 | 10613.3595 | 11800.3253 | 13767.0734 | 12815.9829 | 13142.7733 | 13612.9023 | 13211.3466 | 12857.6687 | 12930.6923 | 13264.3325 | 13731.5329 | 14331.9259 | 15149.2916 | 16513.0671 | 17191.7736 | 17836.1745 | 15113.2997
Commercial_School_New_Food Preparation_Natural Gas_Oven_E3_Baseline Forecast | Commercial | School | New | Food Preparation | Natural Gas | Oven | E3 |  | Baseline Forecast | 0 | 0 | 0 | 0 | 0 | 0 | 0 | 0 | 0 | 0 | 0 | 0 | 0 | 0 | 0 | 0 | 0 | 0 | 0 | 0 | 0 | 0 | 0 | 0 | 0 | 0 | 0 | 0 | 0 | 0 | 0 | 0 | 0
Commercial_School_New_Food Preparation_Natural Gas_Oven_E4_Baseline Forecast | Commercial | School | New | Food Preparation | Natural Gas | Oven | E4 |  | Baseline Forecast | 0 | 0 | 0 | 0 | 0 | 0 | 0 | 0 | 0 | 0 | 0 | 0 | 0 | 0 | 0 | 0 | 0 | 0 | 0 | 0 | 0 | 0 | 0 | 0 | 0 | 0 | 0 | 0 | 0 | 0 | 0 | 0 | 0
Commercial_School_New_Food Preparation_Natural Gas_Oven_E5_Baseline Forecast | Commercial | School | New | Food Preparation | Natural Gas | Oven | E5 |  | Baseline Forecast | 0 | 0 | 0 | 0 | 0 | 0 | 0 | 0 | 0 | 0 | 0 | 0 | 0 | 0 | 0 | 0 | 0 | 0 | 0 | 0 | 0 | 0 | 0 | 0 | 0 | 0 | 0 | 0 | 0 | 0 | 0 | 0 | 0
Commercial_School_New_Food Preparation_Natural Gas_Oven_E6_Baseline Forecast | Commercial | School | New | Food Preparation | Natural Gas | Oven | E6 |  | Baseline Forecast | 0 | 0 | 0 | 0 | 0 | 0 | 0 | 0 | 0 | 0 | 0 | 0 | 0 | 0 | 0 | 0 | 0 | 0 | 0 | 0 | 0 | 0 | 0 | 0 | 0 | 0 | 0 | 0 | 0 | 0 | 0 | 0 | 0
Commercial_School_New_Food Preparation_Natural Gas_Oven_E7_Baseline Forecast | Commercial | School | New | Food Preparation | Natural Gas | Oven | E7 |  | Baseline Forecast | 0 | 0 | 0 | 0 | 0 | 0 | 0 | 0 | 0 | 0 | 0 | 0 | 0 | 0 | 0 | 0 | 0 | 0 | 0 | 0 | 0 | 0 | 0 | 0 | 0 | 0 | 0 | 0 | 0 | 0 | 0 | 0 | 0
Commercial_School_New_Food Preparation_Natural Gas_Oven_E8_Baseline Forecast | Commercial | School | New | Food Preparation | Natural Gas | Oven | E8 |  | Baseline Forecast | 0 | 0 | 0 | 0 | 0 | 0 | 0 | 0 | 0 | 0 | 0 | 0 | 0 | 0 | 0 | 0 | 0 | 0 | 0 | 0 | 0 | 0 | 0 | 0 | 0 | 0 | 0 | 0 | 0 | 0 | 0 | 0 | 0
Commercial_School_New_Food Preparation_Natural Gas_Oven_E9_Baseline Forecast | Commercial | School | New | Food Preparation | Natural Gas | Oven | E9 |  | Baseline Forecast | 0 | 0 | 0 | 0 | 0 | 0 | 0 | 0 | 0 | 0 | 0 | 0 | 0 | 0 | 0 | 0 | 0 | 0 | 0 | 0 | 0 | 0 | 0 | 0 | 0 | 0 | 0 | 0 | 0 | 0 | 0 | 0 | 0
Commercial_School_New_Food Preparation_Natural Gas_Oven_E10_Baseline Forecast | Commercial | School | New | Food Preparation | Natural Gas | Oven | E10 |  | Baseline Forecast | 0 | 0 | 0 | 0 | 0 | 0 | 0 | 0 | 0 | 0 | 0 | 0 | 0 | 0 | 0 | 0 | 0 | 0 | 0 | 0 | 0 | 0 | 0 | 0 | 0 | 0 | 0 | 0 | 0 | 0 | 0 | 0 | 0
Commercial_School_New_Food Preparation_Natural Gas_Conveyor Oven_E1_Baseline Forecast | Commercial | School | New | Food Preparation | Natural Gas | Conveyor Oven | E1 |  | Baseline Forecast | 0 | 566.0249 | 2730.1481 | 1744.7558 | 2250.2138 | 3053.7869 | 2854.2983 | 2529.7964 | 2275.2425 | 2196.8397 | 2168.1833 | 2146.6429 | 2143.7017 | 2149.8355 | 2163.0592 | 2167.0442 | 2167.6364 | 2278.0333 | 2798.5693 | 3017.3041 | 3296.1633 | 3680.0608 | 4092.7122 | 4776.3144 | 4446.1009 | 4559.5466 | 4722.7954 | 4586.2146 | 4443.6655 | 4349.2653 | 4322.6429 | 4315.2594 | 3126.8163
Commercial_School_New_Food Preparation_Natural Gas_Conveyor Oven_E2_Baseline Forecast | Commercial | School | New | Food Preparation | Natural Gas | Conveyor Oven | E2 |  | Baseline Forecast | 0 | 814.5236 | 3928.7497 | 2510.7462 | 3238.1126 | 4394.4738 | 4107.4049 | 3640.4387 | 3274.1295 | 3161.306 | 3120.0687 | 3089.0714 | 3084.839 | 3093.6658 | 3112.6949 | 3118.4294 | 3119.2817 | 3278.1455 | 4027.2095 | 4341.9741 | 4743.2594 | 5295.6972 | 5889.5127 | 6873.2329 | 6398.0477 | 6561.2988 | 6796.2178 | 6599.6747 | 6394.5431 | 6258.6988 | 6220.3886 | 6209.7635 | 4499.5649
Commercial_School_New_Food Preparation_Natural Gas_Conveyor Oven_E3_Baseline Forecast | Commercial | School | New | Food Preparation | Natural Gas | Conveyor Oven | E3 |  | Baseline Forecast | 0 | 0 | 0 | 0 | 0 | 0 | 0 | 0 | 0 | 0 | 0 | 0 | 0 | 0 | 0 | 0 | 0 | 0 | 0 | 0 | 0 | 0 | 0 | 0 | 0 | 0 | 0 | 0 | 0 | 0 | 0 | 0 | 0
Commercial_School_New_Food Preparation_Natural Gas_Conveyor Oven_E4_Baseline Forecast | Commercial | School | New | Food Preparation | Natural Gas | Conveyor Oven | E4 |  | Baseline Forecast | 0 | 0 | 0 | 0 | 0 | 0 | 0 | 0 | 0 | 0 | 0 | 0 | 0 | 0 | 0 | 0 | 0 | 0 | 0 | 0 | 0 | 0 | 0 | 0 | 0 | 0 | 0 | 0 | 0 | 0 | 0 | 0 | 0
Commercial_School_New_Food Preparation_Natural Gas_Conveyor Oven_E5_Baseline Forecast | Commercial | School | New | Food Preparation | Natural Gas | Conveyor Oven | E5 |  | Baseline Forecast | 0 | 0 | 0 | 0 | 0 | 0 | 0 | 0 | 0 | 0 | 0 | 0 | 0 | 0 | 0 | 0 | 0 | 0 | 0 | 0 | 0 | 0 | 0 | 0 | 0 | 0 | 0 | 0 | 0 | 0 | 0 | 0 | 0
Commercial_School_New_Food Preparation_Natural Gas_Conveyor Oven_E6_Baseline Forecast | Commercial | School | New | Food Preparation | Natural Gas | Conveyor Oven | E6 |  | Baseline Forecast | 0 | 0 | 0 | 0 | 0 | 0 | 0 | 0 | 0 | 0 | 0 | 0 | 0 | 0 | 0 | 0 | 0 | 0 | 0 | 0 | 0 | 0 | 0 | 0 | 0 | 0 | 0 | 0 | 0 | 0 | 0 | 0 | 0
Commercial_School_New_Food Preparation_Natural Gas_Conveyor Oven_E7_Baseline Forecast | Commercial | School | New | Food Preparation | Natural Gas | Conveyor Oven | E7 |  | Baseline Forecast | 0 | 0 | 0 | 0 | 0 | 0 | 0 | 0 | 0 | 0 | 0 | 0 | 0 | 0 | 0 | 0 | 0 | 0 | 0 | 0 | 0 | 0 | 0 | 0 | 0 | 0 | 0 | 0 | 0 | 0 | 0 | 0 | 0
Commercial_School_New_Food Preparation_Natural Gas_Conveyor Oven_E8_Baseline Forecast | Commercial | School | New | Food Preparation | Natural Gas | Conveyor Oven | E8 |  | Baseline Forecast | 0 | 0 | 0 | 0 | 0 | 0 | 0 | 0 | 0 | 0 | 0 | 0 | 0 | 0 | 0 | 0 | 0 | 0 | 0 | 0 | 0 | 0 | 0 | 0 | 0 | 0 | 0 | 0 | 0 | 0 | 0 | 0 | 0
Commercial_School_New_Food Preparation_Natural Gas_Conveyor Oven_E9_Baseline Forecast | Commercial | School | New | Food Preparation | Natural Gas | Conveyor Oven | E9 |  | Baseline Forecast | 0 | 0 | 0 | 0 | 0 | 0 | 0 | 0 | 0 | 0 | 0 | 0 | 0 | 0 | 0 | 0 | 0 | 0 | 0 | 0 | 0 | 0 | 0 | 0 | 0 | 0 | 0 | 0 | 0 | 0 | 0 | 0 | 0
Commercial_School_New_Food Preparation_Natural Gas_Conveyor Oven_E10_Baseline Forecast | Commercial | School | New | Food Preparation | Natural Gas | Conveyor Oven | E10 |  | Baseline Forecast | 0 | 0 | 0 | 0 | 0 | 0 | 0 | 0 | 0 | 0 | 0 | 0 | 0 | 0 | 0 | 0 | 0 | 0 | 0 | 0 | 0 | 0 | 0 | 0 | 0 | 0 | 0 | 0 | 0 | 0 | 0 | 0 | 0
Commercial_School_New_Food Preparation_Natural Gas_Double Rack Oven_E1_Baseline Forecast | Commercial | School | New | Food Preparation | Natural Gas | Double Rack Oven | E1 |  | Baseline Forecast | 0 | 566.0249 | 2730.1481 | 1744.7558 | 2250.2138 | 3053.7869 | 2854.2983 | 2529.7964 | 2275.2425 | 2196.8397 | 2168.1833 | 2146.6429 | 2256.9067 | 2786.4291 | 3021.2852 | 3303.6678 | 3687.6927 | 4100.113 | 4783.4746 | 4453.011 | 4566.5568 | 4729.9067 | 4590.3832 | 4467.495 | 4492.8676 | 4608.7935 | 4771.1258 | 4979.737 | 5263.7369 | 5737.5911 | 5973.4129 | 6197.3149 | 5251.2313
Commercial_School_New_Food Preparation_Natural Gas_Double Rack Oven_E2_Baseline Forecast | Commercial | School | New | Food Preparation | Natural Gas | Double Rack Oven | E2 |  | Baseline Forecast | 0 | 814.5236 | 3928.7497 | 2510.7462 | 3238.1126 | 4394.4738 | 4107.4049 | 3640.4387 | 3274.1295 | 3161.306 | 3120.0687 | 3089.0714 | 3247.7438 | 4009.7395 | 4347.7031 | 4754.0585 | 5306.6797 | 5900.1627 | 6883.5367 | 6407.9915 | 6571.3867 | 6806.4511 | 6605.6733 | 6428.8343 | 6465.3461 | 6632.1663 | 6865.7665 | 7165.9629 | 7574.6458 | 8256.5335 | 8595.8868 | 8918.0872 | 7556.6499
Commercial_School_New_Food Preparation_Natural Gas_Double Rack Oven_E3_Baseline Forecast | Commercial | School | New | Food Preparation | Natural Gas | Double Rack Oven | E3 |  | Baseline Forecast | 0 | 0 | 0 | 0 | 0 | 0 | 0 | 0 | 0 | 0 | 0 | 0 | 0 | 0 | 0 | 0 | 0 | 0 | 0 | 0 | 0 | 0 | 0 | 0 | 0 | 0 | 0 | 0 | 0 | 0 | 0 | 0 | 0
Commercial_School_New_Food Preparation_Natural Gas_Double Rack Oven_E4_Baseline Forecast | Commercial | School | New | Food Preparation | Natural Gas | Double Rack Oven | E4 |  | Baseline Forecast | 0 | 0 | 0 | 0 | 0 | 0 | 0 | 0 | 0 | 0 | 0 | 0 | 0 | 0 | 0 | 0 | 0 | 0 | 0 | 0 | 0 | 0 | 0 | 0 | 0 | 0 | 0 | 0 | 0 | 0 | 0 | 0 | 0
Commercial_School_New_Food Preparation_Natural Gas_Double Rack Oven_E5_Baseline Forecast | Commercial | School | New | Food Preparation | Natural Gas | Double Rack Oven | E5 |  | Baseline Forecast | 0 | 0 | 0 | 0 | 0 | 0 | 0 | 0 | 0 | 0 | 0 | 0 | 0 | 0 | 0 | 0 | 0 | 0 | 0 | 0 | 0 | 0 | 0 | 0 | 0 | 0 | 0 | 0 | 0 | 0 | 0 | 0 | 0
Commercial_School_New_Food Preparation_Natural Gas_Double Rack Oven_E6_Baseline Forecast | Commercial | School | New | Food Preparation | Natural Gas | Double Rack Oven | E6 |  | Baseline Forecast | 0 | 0 | 0 | 0 | 0 | 0 | 0 | 0 | 0 | 0 | 0 | 0 | 0 | 0 | 0 | 0 | 0 | 0 | 0 | 0 | 0 | 0 | 0 | 0 | 0 | 0 | 0 | 0 | 0 | 0 | 0 | 0 | 0
Commercial_School_New_Food Preparation_Natural Gas_Double Rack Oven_E7_Baseline Forecast | Commercial | School | New | Food Preparation | Natural Gas | Double Rack Oven | E7 |  | Baseline Forecast | 0 | 0 | 0 | 0 | 0 | 0 | 0 | 0 | 0 | 0 | 0 | 0 | 0 | 0 | 0 | 0 | 0 | 0 | 0 | 0 | 0 | 0 | 0 | 0 | 0 | 0 | 0 | 0 | 0 | 0 | 0 | 0 | 0
Commercial_School_New_Food Preparation_Natural Gas_Double Rack Oven_E8_Baseline Forecast | Commercial | School | New | Food Preparation | Natural Gas | Double Rack Oven | E8 |  | Baseline Forecast | 0 | 0 | 0 | 0 | 0 | 0 | 0 | 0 | 0 | 0 | 0 | 0 | 0 | 0 | 0 | 0 | 0 | 0 | 0 | 0 | 0 | 0 | 0 | 0 | 0 | 0 | 0 | 0 | 0 | 0 | 0 | 0 | 0
Commercial_School_New_Food Preparation_Natural Gas_Double Rack Oven_E9_Baseline Forecast | Commercial | School | New | Food Preparation | Natural Gas | Double Rack Oven | E9 |  | Baseline Forecast | 0 | 0 | 0 | 0 | 0 | 0 | 0 | 0 | 0 | 0 | 0 | 0 | 0 | 0 | 0 | 0 | 0 | 0 | 0 | 0 | 0 | 0 | 0 | 0 | 0 | 0 | 0 | 0 | 0 | 0 | 0 | 0 | 0
Commercial_School_New_Food Preparation_Natural Gas_Double Rack Oven_E10_Baseline Forecast | Commercial | School | New | Food Preparation | Natural Gas | Double Rack Oven | E10 |  | Baseline Forecast | 0 | 0 | 0 | 0 | 0 | 0 | 0 | 0 | 0 | 0 | 0 | 0 | 0 | 0 | 0 | 0 | 0 | 0 | 0 | 0 | 0 | 0 | 0 | 0 | 0 | 0 | 0 | 0 | 0 | 0 | 0 | 0 | 0
Commercial_School_New_Food Preparation_Natural Gas_Fryer_E1_Baseline Forecast | Commercial | School | New | Food Preparation | Natural Gas | Fryer | E1 |  | Baseline Forecast | 0 | 2644.1563 | 12753.7477 | 0 | 0 | 0 | 0 | 0 | 0 | 0 | 0 | 0 | 0 | 0 | 0 | 0 | 0 | 0 | 0 | 0 | 0 | 0 | 0 | 0 | 0 | 0 | 0 | 0 | 0 | 0 | 0 | 0 | 0
Commercial_School_New_Food Preparation_Natural Gas_Fryer_E2_Baseline Forecast | Commercial | School | New | Food Preparation | Natural Gas | Fryer | E2 |  | Baseline Forecast | 0 | 929.0279 | 4481.0465 | 11014.2406 | 14205.0801 | 19277.8512 | 18911.8222 | 20948.6909 | 20850.6434 | 22285.0841 | 25667.3433 | 30506.2574 | 30009.9475 | 31899.2176 | 34175.8082 | 35400.7112 | 38084.2073 | 39445.5954 | 41297.9077 | 43713.7297 | 46194.1268 | 47459.9733 | 49297.346 | 51226.078 | 53022.6659 | 55351.1546 | 57100.8243 | 58989.5057 | 61022.5141 | 63012.3357 | 64799.2032 | 66712.9984 | 61164.7115
Commercial_School_New_Food Preparation_Natural Gas_Fryer_E3_Baseline Forecast | Commercial | School | New | Food Preparation | Natural Gas | Fryer | E3 |  | Baseline Forecast | 0 | 0 | 0 | 0 | 0 | 0 | 0 | 0 | 0 | 0 | 0 | 0 | 0 | 0 | 0 | 0 | 0 | 0 | 0 | 0 | 0 | 0 | 0 | 0 | 0 | 0 | 0 | 0 | 0 | 0 | 0 | 0 | 0
Commercial_School_New_Food Preparation_Natural Gas_Fryer_E4_Baseline Forecast | Commercial | School | New | Food Preparation | Natural Gas | Fryer | E4 |  | Baseline Forecast | 0 | 0 | 0 | 0 | 0 | 0 | 0 | 0 | 0 | 0 | 0 | 0 | 0 | 0 | 0 | 0 | 0 | 0 | 0 | 0 | 0 | 0 | 0 | 0 | 0 | 0 | 0 | 0 | 0 | 0 | 0 | 0 | 0
Commercial_School_New_Food Preparation_Natural Gas_Fryer_E5_Baseline Forecast | Commercial | School | New | Food Preparation | Natural Gas | Fryer | E5 |  | Baseline Forecast | 0 | 0 | 0 | 0 | 0 | 0 | 0 | 0 | 0 | 0 | 0 | 0 | 0 | 0 | 0 | 0 | 0 | 0 | 0 | 0 | 0 | 0 | 0 | 0 | 0 | 0 | 0 | 0 | 0 | 0 | 0 | 0 | 0
Commercial_School_New_Food Preparation_Natural Gas_Fryer_E6_Baseline Forecast | Commercial | School | New | Food Preparation | Natural Gas | Fryer | E6 |  | Baseline Forecast | 0 | 0 | 0 | 0 | 0 | 0 | 0 | 0 | 0 | 0 | 0 | 0 | 0 | 0 | 0 | 0 | 0 | 0 | 0 | 0 | 0 | 0 | 0 | 0 | 0 | 0 | 0 | 0 | 0 | 0 | 0 | 0 | 0
Commercial_School_New_Food Preparation_Natural Gas_Fryer_E7_Baseline Forecast | Commercial | School | New | Food Preparation | Natural Gas | Fryer | E7 |  | Baseline Forecast | 0 | 0 | 0 | 0 | 0 | 0 | 0 | 0 | 0 | 0 | 0 | 0 | 0 | 0 | 0 | 0 | 0 | 0 | 0 | 0 | 0 | 0 | 0 | 0 | 0 | 0 | 0 | 0 | 0 | 0 | 0 | 0 | 0
Commercial_School_New_Food Preparation_Natural Gas_Fryer_E8_Baseline Forecast | Commercial | School | New | Food Preparation | Natural Gas | Fryer | E8 |  | Baseline Forecast | 0 | 0 | 0 | 0 | 0 | 0 | 0 | 0 | 0 | 0 | 0 | 0 | 0 | 0 | 0 | 0 | 0 | 0 | 0 | 0 | 0 | 0 | 0 | 0 | 0 | 0 | 0 | 0 | 0 | 0 | 0 | 0 | 0
Commercial_School_New_Food Preparation_Natural Gas_Fryer_E9_Baseline Forecast | Commercial | School | New | Food Preparation | Natural Gas | Fryer | E9 |  | Baseline Forecast | 0 | 0 | 0 | 0 | 0 | 0 | 0 | 0 | 0 | 0 | 0 | 0 | 0 | 0 | 0 | 0 | 0 | 0 | 0 | 0 | 0 | 0 | 0 | 0 | 0 | 0 | 0 | 0 | 0 | 0 | 0 | 0 | 0
Commercial_School_New_Food Preparation_Natural Gas_Fryer_E10_Baseline Forecast | Commercial | School | New | Food Preparation | Natural Gas | Fryer | E10 |  | Baseline Forecast | 0 | 0 | 0 | 0 | 0 | 0 | 0 | 0 | 0 | 0 | 0 | 0 | 0 | 0 | 0 | 0 | 0 | 0 | 0 | 0 | 0 | 0 | 0 | 0 | 0 | 0 | 0 | 0 | 0 | 0 | 0 | 0 | 0
Commercial_School_New_Food Preparation_Natural Gas_Broiler_E1_Baseline Forecast | Commercial | School | New | Food Preparation | Natural Gas | Broiler | E1 |  | Baseline Forecast | 0 | 4086.4233 | 19710.3374 | 12596.2861 | 16245.4461 | 22046.8517 | 20606.6417 | 18263.8959 | 16426.141 | 15860.1112 | 15653.2258 | 15497.7143 | 16293.7653 | 20116.6591 | 21812.2056 | 23850.8699 | 26623.3424 | 29600.816 | 34534.3536 | 32148.5673 | 32968.3127 | 34147.6192 | 33140.3272 | 32253.135 | 32436.3128 | 33273.2409 | 34445.2012 | 35951.2717 | 38001.6129 | 41422.6089 | 43125.1271 | 44741.5902 | 37911.3282
Commercial_School_New_Food Preparation_Natural Gas_Broiler_E2_Baseline Forecast | Commercial | School | New | Food Preparation | Natural Gas | Broiler | E2 |  | Baseline Forecast | 0 | 1435.7704 | 6925.2537 | 4425.7221 | 5707.8594 | 7746.1911 | 7240.1714 | 6417.0445 | 5771.3468 | 5572.4715 | 5499.7821 | 5445.1429 | 5724.8365 | 7068.0154 | 7663.7479 | 8380.0354 | 9354.1473 | 10400.2867 | 12133.6918 | 11295.4426 | 11583.4612 | 11997.8122 | 11643.8987 | 11332.1826 | 11396.5423 | 11690.5982 | 12102.368 | 12631.5279 | 13351.9181 | 14553.8896 | 15152.0717 | 15720.0182 | 13320.1964
Commercial_School_New_Food Preparation_Natural Gas_Broiler_E3_Baseline Forecast | Commercial | School | New | Food Preparation | Natural Gas | Broiler | E3 |  | Baseline Forecast | 0 | 0 | 0 | 0 | 0 | 0 | 0 | 0 | 0 | 0 | 0 | 0 | 0 | 0 | 0 | 0 | 0 | 0 | 0 | 0 | 0 | 0 | 0 | 0 | 0 | 0 | 0 | 0 | 0 | 0 | 0 | 0 | 0
Commercial_School_New_Food Preparation_Natural Gas_Broiler_E4_Baseline Forecast | Commercial | School | New | Food Preparation | Natural Gas | Broiler | E4 |  | Baseline Forecast | 0 | 0 | 0 | 0 | 0 | 0 | 0 | 0 | 0 | 0 | 0 | 0 | 0 | 0 | 0 | 0 | 0 | 0 | 0 | 0 | 0 | 0 | 0 | 0 | 0 | 0 | 0 | 0 | 0 | 0 | 0 | 0 | 0
Commercial_School_New_Food Preparation_Natural Gas_Broiler_E5_Baseline Forecast | Commercial | School | New | Food Preparation | Natural Gas | Broiler | E5 |  | Baseline Forecast | 0 | 0 | 0 | 0 | 0 | 0 | 0 | 0 | 0 | 0 | 0 | 0 | 0 | 0 | 0 | 0 | 0 | 0 | 0 | 0 | 0 | 0 | 0 | 0 | 0 | 0 | 0 | 0 | 0 | 0 | 0 | 0 | 0
Commercial_School_New_Food Preparation_Natural Gas_Broiler_E6_Baseline Forecast | Commercial | School | New | Food Preparation | Natural Gas | Broiler | E6 |  | Baseline Forecast | 0 | 0 | 0 | 0 | 0 | 0 | 0 | 0 | 0 | 0 | 0 | 0 | 0 | 0 | 0 | 0 | 0 | 0 | 0 | 0 | 0 | 0 | 0 | 0 | 0 | 0 | 0 | 0 | 0 | 0 | 0 | 0 | 0
Commercial_School_New_Food Preparation_Natural Gas_Broiler_E7_Baseline Forecast | Commercial | School | New | Food Preparation | Natural Gas | Broiler | E7 |  | Baseline Forecast | 0 | 0 | 0 | 0 | 0 | 0 | 0 | 0 | 0 | 0 | 0 | 0 | 0 | 0 | 0 | 0 | 0 | 0 | 0 | 0 | 0 | 0 | 0 | 0 | 0 | 0 | 0 | 0 | 0 | 0 | 0 | 0 | 0
Commercial_School_New_Food Preparation_Natural Gas_Broiler_E8_Baseline Forecast | Commercial | School | New | Food Preparation | Natural Gas | Broiler | E8 |  | Baseline Forecast | 0 | 0 | 0 | 0 | 0 | 0 | 0 | 0 | 0 | 0 | 0 | 0 | 0 | 0 | 0 | 0 | 0 | 0 | 0 | 0 | 0 | 0 | 0 | 0 | 0 | 0 | 0 | 0 | 0 | 0 | 0 | 0 | 0
Commercial_School_New_Food Preparation_Natural Gas_Broiler_E9_Baseline Forecast | Commercial | School | New | Food Preparation | Natural Gas | Broiler | E9 |  | Baseline Forecast | 0 | 0 | 0 | 0 | 0 | 0 | 0 | 0 | 0 | 0 | 0 | 0 | 0 | 0 | 0 | 0 | 0 | 0 | 0 | 0 | 0 | 0 | 0 | 0 | 0 | 0 | 0 | 0 | 0 | 0 | 0 | 0 | 0
Commercial_School_New_Food Preparation_Natural Gas_Broiler_E10_Baseline Forecast | Commercial | School | New | Food Preparation | Natural Gas | Broiler | E10 |  | Baseline Forecast | 0 | 0 | 0 | 0 | 0 | 0 | 0 | 0 | 0 | 0 | 0 | 0 | 0 | 0 | 0 | 0 | 0 | 0 | 0 | 0 | 0 | 0 | 0 | 0 | 0 | 0 | 0 | 0 | 0 | 0 | 0 | 0 | 0
Commercial_School_New_Food Preparation_Natural Gas_Griddle_E1_Baseline Forecast | Commercial | School | New | Food Preparation | Natural Gas | Griddle | E1 |  | Baseline Forecast | 0 | 5535.1871 | 26698.263 | 17062.06 | 22004.9604 | 29863.1441 | 27912.3351 | 24739.0132 | 22249.7172 | 21483.0124 | 21202.7797 | 20992.1345 | 22070.4102 | 27248.6384 | 29545.3087 | 32306.7427 | 36062.1426 | 40095.223 | 46777.8525 | 43546.2311 | 44656.6016 | 46254.0089 | 44889.6005 | 43687.8712 | 43935.9912 | 45069.6364 | 46657.0929 | 48697.1121 | 51474.3628 | 56108.2079 | 58414.3216 | 60603.871 | 51352.0693
Commercial_School_New_Food Preparation_Natural Gas_Griddle_E2_Baseline Forecast | Commercial | School | New | Food Preparation | Natural Gas | Griddle | E2 |  | Baseline Forecast | 0 | 2260.8511 | 10904.9243 | 6969.0104 | 8987.9416 | 12197.6222 | 11400.8129 | 10104.6674 | 9087.9127 | 8774.7515 | 8660.2903 | 8574.2521 | 9014.6746 | 11129.7255 | 12067.8021 | 13195.7118 | 14729.6075 | 16376.9221 | 19106.4468 | 17786.4887 | 18240.0204 | 18892.4825 | 18335.189 | 17844.3418 | 17945.6866 | 18408.7247 | 19057.1224 | 19890.3697 | 21024.7397 | 22917.437 | 23859.3708 | 24753.6938 | 20974.7889
Commercial_School_New_Food Preparation_Natural Gas_Griddle_E3_Baseline Forecast | Commercial | School | New | Food Preparation | Natural Gas | Griddle | E3 |  | Baseline Forecast | 0 | 0 | 0 | 0 | 0 | 0 | 0 | 0 | 0 | 0 | 0 | 0 | 0 | 0 | 0 | 0 | 0 | 0 | 0 | 0 | 0 | 0 | 0 | 0 | 0 | 0 | 0 | 0 | 0 | 0 | 0 | 0 | 0
Commercial_School_New_Food Preparation_Natural Gas_Griddle_E4_Baseline Forecast | Commercial | School | New | Food Preparation | Natural Gas | Griddle | E4 |  | Baseline Forecast | 0 | 0 | 0 | 0 | 0 | 0 | 0 | 0 | 0 | 0 | 0 | 0 | 0 | 0 | 0 | 0 | 0 | 0 | 0 | 0 | 0 | 0 | 0 | 0 | 0 | 0 | 0 | 0 | 0 | 0 | 0 | 0 | 0
Commercial_School_New_Food Preparation_Natural Gas_Griddle_E5_Baseline Forecast | Commercial | School | New | Food Preparation | Natural Gas | Griddle | E5 |  | Baseline Forecast | 0 | 0 | 0 | 0 | 0 | 0 | 0 | 0 | 0 | 0 | 0 | 0 | 0 | 0 | 0 | 0 | 0 | 0 | 0 | 0 | 0 | 0 | 0 | 0 | 0 | 0 | 0 | 0 | 0 | 0 | 0 | 0 | 0
Commercial_School_New_Food Preparation_Natural Gas_Griddle_E6_Baseline Forecast | Commercial | School | New | Food Preparation | Natural Gas | Griddle | E6 |  | Baseline Forecast | 0 | 0 | 0 | 0 | 0 | 0 | 0 | 0 | 0 | 0 | 0 | 0 | 0 | 0 | 0 | 0 | 0 | 0 | 0 | 0 | 0 | 0 | 0 | 0 | 0 | 0 | 0 | 0 | 0 | 0 | 0 | 0 | 0
Commercial_School_New_Food Preparation_Natural Gas_Griddle_E7_Baseline Forecast | Commercial | School | New | Food Preparation | Natural Gas | Griddle | E7 |  | Baseline Forecast | 0 | 0 | 0 | 0 | 0 | 0 | 0 | 0 | 0 | 0 | 0 | 0 | 0 | 0 | 0 | 0 | 0 | 0 | 0 | 0 | 0 | 0 | 0 | 0 | 0 | 0 | 0 | 0 | 0 | 0 | 0 | 0 | 0
Commercial_School_New_Food Preparation_Natural Gas_Griddle_E8_Baseline Forecast | Commercial | School | New | Food Preparation | Natural Gas | Griddle | E8 |  | Baseline Forecast | 0 | 0 | 0 | 0 | 0 | 0 | 0 | 0 | 0 | 0 | 0 | 0 | 0 | 0 | 0 | 0 | 0 | 0 | 0 | 0 | 0 | 0 | 0 | 0 | 0 | 0 | 0 | 0 | 0 | 0 | 0 | 0 | 0
Commercial_School_New_Food Preparation_Natural Gas_Griddle_E9_Baseline Forecast | Commercial | School | New | Food Preparation | Natural Gas | Griddle | E9 |  | Baseline Forecast | 0 | 0 | 0 | 0 | 0 | 0 | 0 | 0 | 0 | 0 | 0 | 0 | 0 | 0 | 0 | 0 | 0 | 0 | 0 | 0 | 0 | 0 | 0 | 0 | 0 | 0 | 0 | 0 | 0 | 0 | 0 | 0 | 0
Commercial_School_New_Food Preparation_Natural Gas_Griddle_E10_Baseline Forecast | Commercial | School | New | Food Preparation | Natural Gas | Griddle | E10 |  | Baseline Forecast | 0 | 0 | 0 | 0 | 0 | 0 | 0 | 0 | 0 | 0 | 0 | 0 | 0 | 0 | 0 | 0 | 0 | 0 | 0 | 0 | 0 | 0 | 0 | 0 | 0 | 0 | 0 | 0 | 0 | 0 | 0 | 0 | 0
Commercial_School_New_Food Preparation_Natural Gas_Range_E1_Baseline Forecast | Commercial | School | New | Food Preparation | Natural Gas | Range | E1 |  | Baseline Forecast | 0 | 3951.0755 | 19057.5043 | 12179.08 | 15707.3749 | 21316.63 | 19924.1218 | 17658.9709 | 15882.0849 | 15334.8028 | 15924.9849 | 19428.0819 | 20954.6329 | 22940.7736 | 25709.5902 | 28635.8644 | 33430.0431 | 31123.9027 | 31893.3616 | 33168.1795 | 33072.5874 | 33073.332 | 33578.5678 | 34855.0102 | 36755.7043 | 40016.0071 | 41645.4011 | 43223.8093 | 44947.1989 | 46348.5974 | 47960.0569 | 47489.5005 | 39906.179
Commercial_School_New_Food Preparation_Natural Gas_Range_E2_Baseline Forecast | Commercial | School | New | Food Preparation | Natural Gas | Range | E2 |  | Baseline Forecast | 0 | 5685.694 | 27424.2135 | 17525.9932 | 22603.2956 | 30675.1505 | 28671.2972 | 25411.6898 | 22854.7075 | 22067.1553 | 22916.4416 | 27957.4837 | 30154.2279 | 33012.3327 | 36996.7273 | 41207.7072 | 48106.6474 | 44788.055 | 45895.3253 | 47729.8193 | 47592.2599 | 47593.3315 | 48320.378 | 50157.2099 | 52892.355 | 57584.0102 | 59928.7479 | 62200.1158 | 64680.1155 | 66696.7621 | 69015.6917 | 68338.5495 | 57425.9649
Commercial_School_New_Food Preparation_Natural Gas_Range_E3_Baseline Forecast | Commercial | School | New | Food Preparation | Natural Gas | Range | E3 |  | Baseline Forecast | 0 | 0 | 0 | 0 | 0 | 0 | 0 | 0 | 0 | 0 | 0 | 0 | 0 | 0 | 0 | 0 | 0 | 0 | 0 | 0 | 0 | 0 | 0 | 0 | 0 | 0 | 0 | 0 | 0 | 0 | 0 | 0 | 0
Commercial_School_New_Food Preparation_Natural Gas_Range_E4_Baseline Forecast | Commercial | School | New | Food Preparation | Natural Gas | Range | E4 |  | Baseline Forecast | 0 | 0 | 0 | 0 | 0 | 0 | 0 | 0 | 0 | 0 | 0 | 0 | 0 | 0 | 0 | 0 | 0 | 0 | 0 | 0 | 0 | 0 | 0 | 0 | 0 | 0 | 0 | 0 | 0 | 0 | 0 | 0 | 0
Commercial_School_New_Food Preparation_Natural Gas_Range_E5_Baseline Forecast | Commercial | School | New | Food Preparation | Natural Gas | Range | E5 |  | Baseline Forecast | 0 | 0 | 0 | 0 | 0 | 0 | 0 | 0 | 0 | 0 | 0 | 0 | 0 | 0 | 0 | 0 | 0 | 0 | 0 | 0 | 0 | 0 | 0 | 0 | 0 | 0 | 0 | 0 | 0 | 0 | 0 | 0 | 0
Commercial_School_New_Food Preparation_Natural Gas_Range_E6_Baseline Forecast | Commercial | School | New | Food Preparation | Natural Gas | Range | E6 |  | Baseline Forecast | 0 | 0 | 0 | 0 | 0 | 0 | 0 | 0 | 0 | 0 | 0 | 0 | 0 | 0 | 0 | 0 | 0 | 0 | 0 | 0 | 0 | 0 | 0 | 0 | 0 | 0 | 0 | 0 | 0 | 0 | 0 | 0 | 0
Commercial_School_New_Food Preparation_Natural Gas_Range_E7_Baseline Forecast | Commercial | School | New | Food Preparation | Natural Gas | Range | E7 |  | Baseline Forecast | 0 | 0 | 0 | 0 | 0 | 0 | 0 | 0 | 0 | 0 | 0 | 0 | 0 | 0 | 0 | 0 | 0 | 0 | 0 | 0 | 0 | 0 | 0 | 0 | 0 | 0 | 0 | 0 | 0 | 0 | 0 | 0 | 0
Commercial_School_New_Food Preparation_Natural Gas_Range_E8_Baseline Forecast | Commercial | School | New | Food Preparation | Natural Gas | Range | E8 |  | Baseline Forecast | 0 | 0 | 0 | 0 | 0 | 0 | 0 | 0 | 0 | 0 | 0 | 0 | 0 | 0 | 0 | 0 | 0 | 0 | 0 | 0 | 0 | 0 | 0 | 0 | 0 | 0 | 0 | 0 | 0 | 0 | 0 | 0 | 0
Commercial_School_New_Food Preparation_Natural Gas_Range_E9_Baseline Forecast | Commercial | School | New | Food Preparation | Natural Gas | Range | E9 |  | Baseline Forecast | 0 | 0 | 0 | 0 | 0 | 0 | 0 | 0 | 0 | 0 | 0 | 0 | 0 | 0 | 0 | 0 | 0 | 0 | 0 | 0 | 0 | 0 | 0 | 0 | 0 | 0 | 0 | 0 | 0 | 0 | 0 | 0 | 0
Commercial_School_New_Food Preparation_Natural Gas_Range_E10_Baseline Forecast | Commercial | School | New | Food Preparation | Natural Gas | Range | E10 |  | Baseline Forecast | 0 | 0 | 0 | 0 | 0 | 0 | 0 | 0 | 0 | 0 | 0 | 0 | 0 | 0 | 0 | 0 | 0 | 0 | 0 | 0 | 0 | 0 | 0 | 0 | 0 | 0 | 0 | 0 | 0 | 0 | 0 | 0 | 0
Commercial_School_New_Food Preparation_Natural Gas_Steamer_E1_Baseline Forecast | Commercial | School | New | Food Preparation | Natural Gas | Steamer | E1 |  | Baseline Forecast | 0 | 1732.4529 | 8356.2639 | 0 | 0 | 0 | 0 | 0 | 0 | 0 | 0 | 0 | 0 | 0 | 0 | 0 | 0 | 0 | 0 | 0 | 0 | 0 | 0 | 0 | 0 | 0 | 0 | 0 | 0 | 0 | 0 | 0 | 0
Commercial_School_New_Food Preparation_Natural Gas_Steamer_E2_Baseline Forecast | Commercial | School | New | Food Preparation | Natural Gas | Steamer | E2 |  | Baseline Forecast | 0 | 1732.4529 | 8356.2639 | 10680.4757 | 13774.6231 | 18693.6739 | 17472.5102 | 15486.0803 | 13927.8355 | 13447.8951 | 13657.4651 | 15339.7767 | 16264.1409 | 17483.1439 | 19160.8355 | 20468.8721 | 21392.7987 | 22020.5162 | 22522.9779 | 24057.6846 | 28639.9349 | 26878.9852 | 28241.2153 | 30198.501 | 30190.7989 | 30067.5696 | 30159.8958 | 30630.1126 | 31431.2 | 33106.2052 | 34166.2956 | 35350.9565 | 29511.5045
Commercial_School_New_Food Preparation_Natural Gas_Steamer_E3_Baseline Forecast | Commercial | School | New | Food Preparation | Natural Gas | Steamer | E3 |  | Baseline Forecast | 0 | 0 | 0 | 0 | 0 | 0 | 0 | 0 | 0 | 0 | 0 | 0 | 0 | 0 | 0 | 0 | 0 | 0 | 0 | 0 | 0 | 0 | 0 | 0 | 0 | 0 | 0 | 0 | 0 | 0 | 0 | 0 | 0
Commercial_School_New_Food Preparation_Natural Gas_Steamer_E4_Baseline Forecast | Commercial | School | New | Food Preparation | Natural Gas | Steamer | E4 |  | Baseline Forecast | 0 | 0 | 0 | 0 | 0 | 0 | 0 | 0 | 0 | 0 | 0 | 0 | 0 | 0 | 0 | 0 | 0 | 0 | 0 | 0 | 0 | 0 | 0 | 0 | 0 | 0 | 0 | 0 | 0 | 0 | 0 | 0 | 0
Commercial_School_New_Food Preparation_Natural Gas_Steamer_E5_Baseline Forecast | Commercial | School | New | Food Preparation | Natural Gas | Steamer | E5 |  | Baseline Forecast | 0 | 0 | 0 | 0 | 0 | 0 | 0 | 0 | 0 | 0 | 0 | 0 | 0 | 0 | 0 | 0 | 0 | 0 | 0 | 0 | 0 | 0 | 0 | 0 | 0 | 0 | 0 | 0 | 0 | 0 | 0 | 0 | 0
Commercial_School_New_Food Preparation_Natural Gas_Steamer_E6_Baseline Forecast | Commercial | School | New | Food Preparation | Natural Gas | Steamer | E6 |  | Baseline Forecast | 0 | 0 | 0 | 0 | 0 | 0 | 0 | 0 | 0 | 0 | 0 | 0 | 0 | 0 | 0 | 0 | 0 | 0 | 0 | 0 | 0 | 0 | 0 | 0 | 0 | 0 | 0 | 0 | 0 | 0 | 0 | 0 | 0
Commercial_School_New_Food Preparation_Natural Gas_Steamer_E7_Baseline Forecast | Commercial | School | New | Food Preparation | Natural Gas | Steamer | E7 |  | Baseline Forecast | 0 | 0 | 0 | 0 | 0 | 0 | 0 | 0 | 0 | 0 | 0 | 0 | 0 | 0 | 0 | 0 | 0 | 0 | 0 | 0 | 0 | 0 | 0 | 0 | 0 | 0 | 0 | 0 | 0 | 0 | 0 | 0 | 0
Commercial_School_New_Food Preparation_Natural Gas_Steamer_E8_Baseline Forecast | Commercial | School | New | Food Preparation | Natural Gas | Steamer | E8 |  | Baseline Forecast | 0 | 0 | 0 | 0 | 0 | 0 | 0 | 0 | 0 | 0 | 0 | 0 | 0 | 0 | 0 | 0 | 0 | 0 | 0 | 0 | 0 | 0 | 0 | 0 | 0 | 0 | 0 | 0 | 0 | 0 | 0 | 0 | 0
Commercial_School_New_Food Preparation_Natural Gas_Steamer_E9_Baseline Forecast | Commercial | School | New | Food Preparation | Natural Gas | Steamer | E9 |  | Baseline Forecast | 0 | 0 | 0 | 0 | 0 | 0 | 0 | 0 | 0 | 0 | 0 | 0 | 0 | 0 | 0 | 0 | 0 | 0 | 0 | 0 | 0 | 0 | 0 | 0 | 0 | 0 | 0 | 0 | 0 | 0 | 0 | 0 | 0
Commercial_School_New_Food Preparation_Natural Gas_Steamer_E10_Baseline Forecast | Commercial | School | New | Food Preparation | Natural Gas | Steamer | E10 |  | Baseline Forecast | 0 | 0 | 0 | 0 | 0 | 0 | 0 | 0 | 0 | 0 | 0 | 0 | 0 | 0 | 0 | 0 | 0 | 0 | 0 | 0 | 0 | 0 | 0 | 0 | 0 | 0 | 0 | 0 | 0 | 0 | 0 | 0 | 0
Commercial_School_New_Food Preparation_Natural Gas_Food Prep Other_E1_Baseline Forecast | Commercial | School | New | Food Preparation | Natural Gas | Food Prep Other | E1 |  | Baseline Forecast | 0 | 320.5038 | 1545.9088 | 987.944 | 1274.1526 | 1729.1648 | 1616.2072 | 1432.4624 | 1288.3248 | 1243.9303 | 1291.8047 | 1575.9694 | 1699.8003 | 1860.9123 | 2085.5135 | 2322.8873 | 2711.7821 | 2524.7123 | 2587.1294 | 2690.5402 | 2682.7859 | 2682.8463 | 2723.8301 | 2827.3727 | 2981.5534 | 3246.023 | 3378.1964 | 3506.2339 | 3646.032 | 3759.7108 | 3890.4294 | 3852.2587 | 3237.114
Commercial_School_New_Food Preparation_Natural Gas_Food Prep Other_E2_Baseline Forecast | Commercial | School | New | Food Preparation | Natural Gas | Food Prep Other | E2 |  | Baseline Forecast | 0 | 112.6094 | 543.1572 | 347.1155 | 447.6753 | 607.5444 | 567.8566 | 503.2976 | 452.6547 | 437.0566 | 453.8773 | 553.719 | 597.2271 | 653.8341 | 732.748 | 816.1496 | 952.7883 | 887.0611 | 908.9914 | 945.3249 | 942.6005 | 942.6217 | 957.0214 | 993.4012 | 1047.5728 | 1140.4946 | 1186.9339 | 1231.92 | 1281.0383 | 1320.9795 | 1366.9076 | 1353.4963 | 1137.3644
Commercial_School_New_Food Preparation_Natural Gas_Food Prep Other_E3_Baseline Forecast | Commercial | School | New | Food Preparation | Natural Gas | Food Prep Other | E3 |  | Baseline Forecast | 0 | 0 | 0 | 0 | 0 | 0 | 0 | 0 | 0 | 0 | 0 | 0 | 0 | 0 | 0 | 0 | 0 | 0 | 0 | 0 | 0 | 0 | 0 | 0 | 0 | 0 | 0 | 0 | 0 | 0 | 0 | 0 | 0
Commercial_School_New_Food Preparation_Natural Gas_Food Prep Other_E4_Baseline Forecast | Commercial | School | New | Food Preparation | Natural Gas | Food Prep Other | E4 |  | Baseline Forecast | 0 | 0 | 0 | 0 | 0 | 0 | 0 | 0 | 0 | 0 | 0 | 0 | 0 | 0 | 0 | 0 | 0 | 0 | 0 | 0 | 0 | 0 | 0 | 0 | 0 | 0 | 0 | 0 | 0 | 0 | 0 | 0 | 0
Commercial_School_New_Food Preparation_Natural Gas_Food Prep Other_E5_Baseline Forecast | Commercial | School | New | Food Preparation | Natural Gas | Food Prep Other | E5 |  | Baseline Forecast | 0 | 0 | 0 | 0 | 0 | 0 | 0 | 0 | 0 | 0 | 0 | 0 | 0 | 0 | 0 | 0 | 0 | 0 | 0 | 0 | 0 | 0 | 0 | 0 | 0 | 0 | 0 | 0 | 0 | 0 | 0 | 0 | 0
Commercial_School_New_Food Preparation_Natural Gas_Food Prep Other_E6_Baseline Forecast | Commercial | School | New | Food Preparation | Natural Gas | Food Prep Other | E6 |  | Baseline Forecast | 0 | 0 | 0 | 0 | 0 | 0 | 0 | 0 | 0 | 0 | 0 | 0 | 0 | 0 | 0 | 0 | 0 | 0 | 0 | 0 | 0 | 0 | 0 | 0 | 0 | 0 | 0 | 0 | 0 | 0 | 0 | 0 | 0
Commercial_School_New_Food Preparation_Natural Gas_Food Prep Other_E7_Baseline Forecast | Commercial | School | New | Food Preparation | Natural Gas | Food Prep Other | E7 |  | Baseline Forecast | 0 | 0 | 0 | 0 | 0 | 0 | 0 | 0 | 0 | 0 | 0 | 0 | 0 | 0 | 0 | 0 | 0 | 0 | 0 | 0 | 0 | 0 | 0 | 0 | 0 | 0 | 0 | 0 | 0 | 0 | 0 | 0 | 0
Commercial_School_New_Food Preparation_Natural Gas_Food Prep Other_E8_Baseline Forecast | Commercial | School | New | Food Preparation | Natural Gas | Food Prep Other | E8 |  | Baseline Forecast | 0 | 0 | 0 | 0 | 0 | 0 | 0 | 0 | 0 | 0 | 0 | 0 | 0 | 0 | 0 | 0 | 0 | 0 | 0 | 0 | 0 | 0 | 0 | 0 | 0 | 0 | 0 | 0 | 0 | 0 | 0 | 0 | 0
Commercial_School_New_Food Preparation_Natural Gas_Food Prep Other_E9_Baseline Forecast | Commercial | School | New | Food Preparation | Natural Gas | Food Prep Other | E9 |  | Baseline Forecast | 0 | 0 | 0 | 0 | 0 | 0 | 0 | 0 | 0 | 0 | 0 | 0 | 0 | 0 | 0 | 0 | 0 | 0 | 0 | 0 | 0 | 0 | 0 | 0 | 0 | 0 | 0 | 0 | 0 | 0 | 0 | 0 | 0
Commercial_School_New_Food Preparation_Natural Gas_Food Prep Other_E10_Baseline Forecast | Commercial | School | New | Food Preparation | Natural Gas | Food Prep Other | E10 |  | Baseline Forecast | 0 | 0 | 0 | 0 | 0 | 0 | 0 | 0 | 0 | 0 | 0 | 0 | 0 | 0 | 0 | 0 | 0 | 0 | 0 | 0 | 0 | 0 | 0 | 0 | 0 | 0 | 0 | 0 | 0 | 0 | 0 | 0 | 0
Commercial_School_New_Miscellaneous_Natural Gas_Pool Heater_E1_Baseline Forecast | Commercial | School | New | Miscellaneous | Natural Gas | Pool Heater | E1 |  | Baseline Forecast | 0 | 90.2733 | 435.4216 | 278.2649 | 358.8786 | 487.0376 | 473.2766 | 504.9963 | 499.7458 | 531.6422 | 588.2242 | 654.623 | 783.1793 | 754.6514 | 801.8649 | 862.3641 | 886.4258 | 942.7855 | 972.3795 | 1015.1371 | 1068.3575 | 1118.3348 | 1185.4125 | 1203.727 | 1246.6962 | 1295.594 | 1335.1676 | 1388.7208 | 1428.2217 | 1471.8791 | 1519.3396 | 1564.3847 | 1426.6993
Commercial_School_New_Miscellaneous_Natural Gas_Pool Heater_E2_Baseline Forecast | Commercial | School | New | Miscellaneous | Natural Gas | Pool Heater | E2 |  | Baseline Forecast | 0 | 10.0304 | 48.3802 | 30.9183 | 39.8754 | 54.1153 | 52.5863 | 56.1107 | 55.5273 | 59.0714 | 65.3582 | 72.7359 | 87.0199 | 83.8502 | 89.0961 | 95.8182 | 98.4918 | 104.7539 | 108.0422 | 112.793 | 118.7064 | 124.2594 | 131.7125 | 133.7474 | 138.5218 | 143.9549 | 148.352 | 154.3023 | 158.6913 | 163.5421 | 168.8155 | 173.8205 | 158.5221
Commercial_School_New_Miscellaneous_Natural Gas_Pool Heater_E3_Baseline Forecast | Commercial | School | New | Miscellaneous | Natural Gas | Pool Heater | E3 |  | Baseline Forecast | 0 | 0 | 0 | 0 | 0 | 0 | 0 | 0 | 0 | 0 | 0 | 0 | 0 | 0 | 0 | 0 | 0 | 0 | 0 | 0 | 0 | 0 | 0 | 0 | 0 | 0 | 0 | 0 | 0 | 0 | 0 | 0 | 0
Commercial_School_New_Miscellaneous_Natural Gas_Pool Heater_E4_Baseline Forecast | Commercial | School | New | Miscellaneous | Natural Gas | Pool Heater | E4 |  | Baseline Forecast | 0 | 0 | 0 | 0 | 0 | 0 | 0 | 0 | 0 | 0 | 0 | 0 | 0 | 0 | 0 | 0 | 0 | 0 | 0 | 0 | 0 | 0 | 0 | 0 | 0 | 0 | 0 | 0 | 0 | 0 | 0 | 0 | 0
Commercial_School_New_Miscellaneous_Natural Gas_Pool Heater_E5_Baseline Forecast | Commercial | School | New | Miscellaneous | Natural Gas | Pool Heater | E5 |  | Baseline Forecast | 0 | 0 | 0 | 0 | 0 | 0 | 0 | 0 | 0 | 0 | 0 | 0 | 0 | 0 | 0 | 0 | 0 | 0 | 0 | 0 | 0 | 0 | 0 | 0 | 0 | 0 | 0 | 0 | 0 | 0 | 0 | 0 | 0
Commercial_School_New_Miscellaneous_Natural Gas_Pool Heater_E6_Baseline Forecast | Commercial | School | New | Miscellaneous | Natural Gas | Pool Heater | E6 |  | Baseline Forecast | 0 | 0 | 0 | 0 | 0 | 0 | 0 | 0 | 0 | 0 | 0 | 0 | 0 | 0 | 0 | 0 | 0 | 0 | 0 | 0 | 0 | 0 | 0 | 0 | 0 | 0 | 0 | 0 | 0 | 0 | 0 | 0 | 0
Commercial_School_New_Miscellaneous_Natural Gas_Pool Heater_E7_Baseline Forecast | Commercial | School | New | Miscellaneous | Natural Gas | Pool Heater | E7 |  | Baseline Forecast | 0 | 0 | 0 | 0 | 0 | 0 | 0 | 0 | 0 | 0 | 0 | 0 | 0 | 0 | 0 | 0 | 0 | 0 | 0 | 0 | 0 | 0 | 0 | 0 | 0 | 0 | 0 | 0 | 0 | 0 | 0 | 0 | 0
Commercial_School_New_Miscellaneous_Natural Gas_Pool Heater_E8_Baseline Forecast | Commercial | School | New | Miscellaneous | Natural Gas | Pool Heater | E8 |  | Baseline Forecast | 0 | 0 | 0 | 0 | 0 | 0 | 0 | 0 | 0 | 0 | 0 | 0 | 0 | 0 | 0 | 0 | 0 | 0 | 0 | 0 | 0 | 0 | 0 | 0 | 0 | 0 | 0 | 0 | 0 | 0 | 0 | 0 | 0
Commercial_School_New_Miscellaneous_Natural Gas_Pool Heater_E9_Baseline Forecast | Commercial | School | New | Miscellaneous | Natural Gas | Pool Heater | E9 |  | Baseline Forecast | 0 | 0 | 0 | 0 | 0 | 0 | 0 | 0 | 0 | 0 | 0 | 0 | 0 | 0 | 0 | 0 | 0 | 0 | 0 | 0 | 0 | 0 | 0 | 0 | 0 | 0 | 0 | 0 | 0 | 0 | 0 | 0 | 0
Commercial_School_New_Miscellaneous_Natural Gas_Pool Heater_E10_Baseline Forecast | Commercial | School | New | Miscellaneous | Natural Gas | Pool Heater | E10 |  | Baseline Forecast | 0 | 0 | 0 | 0 | 0 | 0 | 0 | 0 | 0 | 0 | 0 | 0 | 0 | 0 | 0 | 0 | 0 | 0 | 0 | 0 | 0 | 0 | 0 | 0 | 0 | 0 | 0 | 0 | 0 | 0 | 0 | 0 | 0
Commercial_School_New_Miscellaneous_Natural Gas_Miscellaneous_E1_Baseline Forecast | Commercial | School | New | Miscellaneous | Natural Gas | Miscellaneous | E1 |  | Baseline Forecast | 0 | 33024.884 | 159291.2799 | 101798.2843 | 136007.217 | 204973.8399 | 204048.6983 | 199186.021 | 206246.7892 | 220322.5843 | 233941.858 | 256422.5694 | 305774.8007 | 296987.6789 | 319850.1864 | 356195.0293 | 365564.2476 | 375520.3915 | 392694.3262 | 410770.7749 | 427726.0208 | 447298.3805 | 474312.6492 | 482927.0709 | 502304.4182 | 526854.4286 | 541271.5223 | 556571.384 | 575298.8243 | 593676.6472 | 611291.3019 | 629830.6706 | 581402.7986
Commercial_School_New_Miscellaneous_Natural Gas_Miscellaneous_E2_Baseline Forecast | Commercial | School | New | Miscellaneous | Natural Gas | Miscellaneous | E2 |  | Baseline Forecast | 0 | 0 | 0 | 0 | 0 | 0 | 0 | 0 | 0 | 0 | 0 | 0 | 0 | 0 | 0 | 0 | 0 | 0 | 0 | 0 | 0 | 0 | 0 | 0 | 0 | 0 | 0 | 0 | 0 | 0 | 0 | 0 | 0
Commercial_School_New_Miscellaneous_Natural Gas_Miscellaneous_E3_Baseline Forecast | Commercial | School | New | Miscellaneous | Natural Gas | Miscellaneous | E3 |  | Baseline Forecast | 0 | 0 | 0 | 0 | 0 | 0 | 0 | 0 | 0 | 0 | 0 | 0 | 0 | 0 | 0 | 0 | 0 | 0 | 0 | 0 | 0 | 0 | 0 | 0 | 0 | 0 | 0 | 0 | 0 | 0 | 0 | 0 | 0
Commercial_School_New_Miscellaneous_Natural Gas_Miscellaneous_E4_Baseline Forecast | Commercial | School | New | Miscellaneous | Natural Gas | Miscellaneous | E4 |  | Baseline Forecast | 0 | 0 | 0 | 0 | 0 | 0 | 0 | 0 | 0 | 0 | 0 | 0 | 0 | 0 | 0 | 0 | 0 | 0 | 0 | 0 | 0 | 0 | 0 | 0 | 0 | 0 | 0 | 0 | 0 | 0 | 0 | 0 | 0
Commercial_School_New_Miscellaneous_Natural Gas_Miscellaneous_E5_Baseline Forecast | Commercial | School | New | Miscellaneous | Natural Gas | Miscellaneous | E5 |  | Baseline Forecast | 0 | 0 | 0 | 0 | 0 | 0 | 0 | 0 | 0 | 0 | 0 | 0 | 0 | 0 | 0 | 0 | 0 | 0 | 0 | 0 | 0 | 0 | 0 | 0 | 0 | 0 | 0 | 0 | 0 | 0 | 0 | 0 | 0
Commercial_School_New_Miscellaneous_Natural Gas_Miscellaneous_E6_Baseline Forecast | Commercial | School | New | Miscellaneous | Natural Gas | Miscellaneous | E6 |  | Baseline Forecast | 0 | 0 | 0 | 0 | 0 | 0 | 0 | 0 | 0 | 0 | 0 | 0 | 0 | 0 | 0 | 0 | 0 | 0 | 0 | 0 | 0 | 0 | 0 | 0 | 0 | 0 | 0 | 0 | 0 | 0 | 0 | 0 | 0
Commercial_School_New_Miscellaneous_Natural Gas_Miscellaneous_E7_Baseline Forecast | Commercial | School | New | Miscellaneous | Natural Gas | Miscellaneous | E7 |  | Baseline Forecast | 0 | 0 | 0 | 0 | 0 | 0 | 0 | 0 | 0 | 0 | 0 | 0 | 0 | 0 | 0 | 0 | 0 | 0 | 0 | 0 | 0 | 0 | 0 | 0 | 0 | 0 | 0 | 0 | 0 | 0 | 0 | 0 | 0
Commercial_School_New_Miscellaneous_Natural Gas_Miscellaneous_E8_Baseline Forecast | Commercial | School | New | Miscellaneous | Natural Gas | Miscellaneous | E8 |  | Baseline Forecast | 0 | 0 | 0 | 0 | 0 | 0 | 0 | 0 | 0 | 0 | 0 | 0 | 0 | 0 | 0 | 0 | 0 | 0 | 0 | 0 | 0 | 0 | 0 | 0 | 0 | 0 | 0 | 0 | 0 | 0 | 0 | 0 | 0
Commercial_School_New_Miscellaneous_Natural Gas_Miscellaneous_E9_Baseline Forecast | Commercial | School | New | Miscellaneous | Natural Gas | Miscellaneous | E9 |  | Baseline Forecast | 0 | 0 | 0 | 0 | 0 | 0 | 0 | 0 | 0 | 0 | 0 | 0 | 0 | 0 | 0 | 0 | 0 | 0 | 0 | 0 | 0 | 0 | 0 | 0 | 0 | 0 | 0 | 0 | 0 | 0 | 0 | 0 | 0
Commercial_School_New_Miscellaneous_Natural Gas_Miscellaneous_E10_Baseline Forecast | Commercial | School | New | Miscellaneous | Natural Gas | Miscellaneous | E10 |  | Baseline Forecast | 0 | 0 | 0 | 0 | 0 | 0 | 0 | 0 | 0 | 0 | 0 | 0 | 0 | 0 | 0 | 0 | 0 | 0 | 0 | 0 | 0 | 0 | 0 | 0 | 0 | 0 | 0 | 0 | 0 | 0 | 0 | 0 | 0
Commercial_College_Existing_Space Heating_Natural Gas_Furnace_E1_Baseline Forecast | Commercial | College | Existing | Space Heating | Natural Gas | Furnace | E1 |  | Baseline Forecast | 0 | 1084.3255 | 1175.5941 | 1257.1085 | 1330.5071 | 1395.7558 | 1454.9252 | 1509.1116 | 1558.6939 | 1603.5442 | 1643.902 | 1680.1214 | 1712.4743 | 1741.2374 | 1766.6675 | 1789.0683 | 1808.699 | 1825.7999 | 1840.5782 | 1765.2489 | 1702.3615 | 1650.3116 | 1607.6858 | 1573.2178 | 1545.785 | 1524.3812 | 1508.128 | 1496.2498 | 1488.0631 | 1482.9664 | 1480.432 | 1479.9971 | 1778.512
Commercial_College_Existing_Space Heating_Natural Gas_Furnace_E2_Baseline Forecast | Commercial | College | Existing | Space Heating | Natural Gas | Furnace | E2 |  | Baseline Forecast | 0 | 0 | 0 | 0 | 0 | 0 | 0 | 0 | 0 | 0 | 0 | 0 | 0 | 0 | 0 | 0 | 0 | 0 | 0 | 0 | 0 | 0 | 0 | 0 | 0 | 0 | 0 | 0 | 0 | 0 | 0 | 0 | 0
Commercial_College_Existing_Space Heating_Natural Gas_Furnace_E3_Baseline Forecast | Commercial | College | Existing | Space Heating | Natural Gas | Furnace | E3 |  | Baseline Forecast | 0 | 0 | 0 | 0 | 0 | 0 | 0 | 0 | 0 | 0 | 0 | 0 | 0 | 0 | 0 | 0 | 0 | 0 | 0 | 0 | 0 | 0 | 0 | 0 | 0 | 0 | 0 | 0 | 0 | 0 | 0 | 0 | 0
Commercial_College_Existing_Space Heating_Natural Gas_Furnace_E4_Baseline Forecast | Commercial | College | Existing | Space Heating | Natural Gas | Furnace | E4 |  | Baseline Forecast | 0 | 0 | 0 | 0 | 0 | 0 | 0 | 0 | 0 | 0 | 0 | 0 | 0 | 0 | 0 | 0 | 0 | 0 | 0 | 0 | 0 | 0 | 0 | 0 | 0 | 0 | 0 | 0 | 0 | 0 | 0 | 0 | 0
Commercial_College_Existing_Space Heating_Natural Gas_Furnace_E5_Baseline Forecast | Commercial | College | Existing | Space Heating | Natural Gas | Furnace | E5 |  | Baseline Forecast | 0 | 0 | 0 | 0 | 0 | 0 | 0 | 0 | 0 | 0 | 0 | 0 | 0 | 0 | 0 | 0 | 0 | 0 | 0 | 0 | 0 | 0 | 0 | 0 | 0 | 0 | 0 | 0 | 0 | 0 | 0 | 0 | 0
Commercial_College_Existing_Space Heating_Natural Gas_Furnace_E6_Baseline Forecast | Commercial | College | Existing | Space Heating | Natural Gas | Furnace | E6 |  | Baseline Forecast | 0 | 0 | 0 | 0 | 0 | 0 | 0 | 0 | 0 | 0 | 0 | 0 | 0 | 0 | 0 | 0 | 0 | 0 | 0 | 0 | 0 | 0 | 0 | 0 | 0 | 0 | 0 | 0 | 0 | 0 | 0 | 0 | 0
Commercial_College_Existing_Space Heating_Natural Gas_Furnace_E7_Baseline Forecast | Commercial | College | Existing | Space Heating | Natural Gas | Furnace | E7 |  | Baseline Forecast | 0 | 0 | 0 | 0 | 0 | 0 | 0 | 0 | 0 | 0 | 0 | 0 | 0 | 0 | 0 | 0 | 0 | 0 | 0 | 0 | 0 | 0 | 0 | 0 | 0 | 0 | 0 | 0 | 0 | 0 | 0 | 0 | 0
Commercial_College_Existing_Space Heating_Natural Gas_Furnace_E8_Baseline Forecast | Commercial | College | Existing | Space Heating | Natural Gas | Furnace | E8 |  | Baseline Forecast | 0 | 0 | 0 | 0 | 0 | 0 | 0 | 0 | 0 | 0 | 0 | 0 | 0 | 0 | 0 | 0 | 0 | 0 | 0 | 0 | 0 | 0 | 0 | 0 | 0 | 0 | 0 | 0 | 0 | 0 | 0 | 0 | 0
Commercial_College_Existing_Space Heating_Natural Gas_Furnace_E9_Baseline Forecast | Commercial | College | Existing | Space Heating | Natural Gas | Furnace | E9 |  | Baseline Forecast | 0 | 0 | 0 | 0 | 0 | 0 | 0 | 0 | 0 | 0 | 0 | 0 | 0 | 0 | 0 | 0 | 0 | 0 | 0 | 0 | 0 | 0 | 0 | 0 | 0 | 0 | 0 | 0 | 0 | 0 | 0 | 0 | 0
Commercial_College_Existing_Space Heating_Natural Gas_Furnace_E10_Baseline Forecast | Commercial | College | Existing | Space Heating | Natural Gas | Furnace | E10 |  | Baseline Forecast | 0 | 0 | 0 | 0 | 0 | 0 | 0 | 0 | 0 | 0 | 0 | 0 | 0 | 0 | 0 | 0 | 0 | 0 | 0 | 0 | 0 | 0 | 0 | 0 | 0 | 0 | 0 | 0 | 0 | 0 | 0 | 0 | 0
Commercial_College_Existing_Space Heating_Natural Gas_Boiler_E1_Baseline Forecast | Commercial | College | Existing | Space Heating | Natural Gas | Boiler | E1 |  | Baseline Forecast | 0 | 5394.655 | 5952.5662 | 6583.1607 | 6916.2791 | 7300.8675 | 7511.2071 | 8001.7374 | 8280.7162 | 8366.5524 | 8815.8289 | 9010.5037 | 8987.9052 | 9133.3274 | 9043.4313 | 9663.4141 | 9528.9225 | 9607.4005 | 9672.8561 | 9726.5404 | 9769.5006 | 9802.7577 | 9301.2316 | 8892.7494 | 8563.584 | 8301.7146 | 8096.7492 | 7939.6647 | 7822.6407 | 7738.9123 | 7682.6402 | 7648.7962 | 7633.3242
Commercial_College_Existing_Space Heating_Natural Gas_Boiler_E2_Baseline Forecast | Commercial | College | Existing | Space Heating | Natural Gas | Boiler | E2 |  | Baseline Forecast | 0 | 0 | 0 | 0 | 0 | 0 | 0 | 0 | 0 | 0 | 0 | 0 | 0 | 0 | 0 | 0 | 0 | 0 | 0 | 0 | 0 | 0 | 0 | 0 | 0 | 0 | 0 | 0 | 0 | 0 | 0 | 0 | 0
Commercial_College_Existing_Space Heating_Natural Gas_Boiler_E3_Baseline Forecast | Commercial | College | Existing | Space Heating | Natural Gas | Boiler | E3 |  | Baseline Forecast | 0 | 2985.1846 | 3293.9102 | 3427.5961 | 3772.5159 | 3982.2914 | 4301.8732 | 4288.0124 | 4437.513 | 4732.5953 | 4620.0601 | 4722.0821 | 5004.629 | 5085.6027 | 5371.2501 | 4919.5563 | 5197.5941 | 5240.4003 | 5276.1033 | 5305.3857 | 5328.8185 | 5346.9588 | 5073.399 | 4850.5906 | 4671.0458 | 4528.2079 | 4416.4086 | 4330.7262 | 4266.8949 | 4221.2249 | 4190.531 | 4172.0706 | 4163.6314
Commercial_College_Existing_Space Heating_Natural Gas_Boiler_E4_Baseline Forecast | Commercial | College | Existing | Space Heating | Natural Gas | Boiler | E4 |  | Baseline Forecast | 0 | 0 | 0 | 0 | 0 | 0 | 0 | 0 | 0 | 0 | 0 | 0 | 0 | 0 | 0 | 0 | 0 | 0 | 0 | 0 | 0 | 0 | 0 | 0 | 0 | 0 | 0 | 0 | 0 | 0 | 0 | 0 | 0
Commercial_College_Existing_Space Heating_Natural Gas_Boiler_E5_Baseline Forecast | Commercial | College | Existing | Space Heating | Natural Gas | Boiler | E5 |  | Baseline Forecast | 0 | 0 | 0 | 0 | 0 | 0 | 0 | 0 | 0 | 0 | 0 | 0 | 0 | 0 | 0 | 0 | 0 | 0 | 0 | 0 | 0 | 0 | 0 | 0 | 0 | 0 | 0 | 0 | 0 | 0 | 0 | 0 | 0
Commercial_College_Existing_Space Heating_Natural Gas_Boiler_E6_Baseline Forecast | Commercial | College | Existing | Space Heating | Natural Gas | Boiler | E6 |  | Baseline Forecast | 0 | 0 | 0 | 0 | 0 | 0 | 0 | 0 | 0 | 0 | 0 | 0 | 0 | 0 | 0 | 0 | 0 | 0 | 0 | 0 | 0 | 0 | 0 | 0 | 0 | 0 | 0 | 0 | 0 | 0 | 0 | 0 | 0
Commercial_College_Existing_Space Heating_Natural Gas_Boiler_E7_Baseline Forecast | Commercial | College | Existing | Space Heating | Natural Gas | Boiler | E7 |  | Baseline Forecast | 0 | 0 | 0 | 0 | 0 | 0 | 0 | 0 | 0 | 0 | 0 | 0 | 0 | 0 | 0 | 0 | 0 | 0 | 0 | 0 | 0 | 0 | 0 | 0 | 0 | 0 | 0 | 0 | 0 | 0 | 0 | 0 | 0
Commercial_College_Existing_Space Heating_Natural Gas_Boiler_E8_Baseline Forecast | Commercial | College | Existing | Space Heating | Natural Gas | Boiler | E8 |  | Baseline Forecast | 0 | 0 | 0 | 0 | 0 | 0 | 0 | 0 | 0 | 0 | 0 | 0 | 0 | 0 | 0 | 0 | 0 | 0 | 0 | 0 | 0 | 0 | 0 | 0 | 0 | 0 | 0 | 0 | 0 | 0 | 0 | 0 | 0
Commercial_College_Existing_Space Heating_Natural Gas_Boiler_E9_Baseline Forecast | Commercial | College | Existing | Space Heating | Natural Gas | Boiler | E9 |  | Baseline Forecast | 0 | 0 | 0 | 0 | 0 | 0 | 0 | 0 | 0 | 0 | 0 | 0 | 0 | 0 | 0 | 0 | 0 | 0 | 0 | 0 | 0 | 0 | 0 | 0 | 0 | 0 | 0 | 0 | 0 | 0 | 0 | 0 | 0
Commercial_College_Existing_Space Heating_Natural Gas_Boiler_E10_Baseline Forecast | Commercial | College | Existing | Space Heating | Natural Gas | Boiler | E10 |  | Baseline Forecast | 0 | 0 | 0 | 0 | 0 | 0 | 0 | 0 | 0 | 0 | 0 | 0 | 0 | 0 | 0 | 0 | 0 | 0 | 0 | 0 | 0 | 0 | 0 | 0 | 0 | 0 | 0 | 0 | 0 | 0 | 0 | 0 | 0
Commercial_College_Existing_Space Heating_Natural Gas_Unit Heater_E1_Baseline Forecast | Commercial | College | Existing | Space Heating | Natural Gas | Unit Heater | E1 |  | Baseline Forecast | 0 | 0 | 0 | 0 | 0 | 0 | 0 | 0 | 0 | 0 | 0 | 0 | 0 | 0 | 0 | 0 | 0 | 0 | 0 | 0 | 0 | 0 | 0 | 0 | 0 | 0 | 0 | 0 | 0 | 0 | 0 | 0 | 0
Commercial_College_Existing_Space Heating_Natural Gas_Unit Heater_E2_Baseline Forecast | Commercial | College | Existing | Space Heating | Natural Gas | Unit Heater | E2 |  | Baseline Forecast | 0 | 0 | 0 | 0 | 0 | 0 | 0 | 0 | 0 | 0 | 0 | 0 | 0 | 0 | 0 | 0 | 0 | 0 | 0 | 0 | 0 | 0 | 0 | 0 | 0 | 0 | 0 | 0 | 0 | 0 | 0 | 0 | 0
Commercial_College_Existing_Space Heating_Natural Gas_Unit Heater_E3_Baseline Forecast | Commercial | College | Existing | Space Heating | Natural Gas | Unit Heater | E3 |  | Baseline Forecast | 0 | 0 | 0 | 0 | 0 | 0 | 0 | 0 | 0 | 0 | 0 | 0 | 0 | 0 | 0 | 0 | 0 | 0 | 0 | 0 | 0 | 0 | 0 | 0 | 0 | 0 | 0 | 0 | 0 | 0 | 0 | 0 | 0
Commercial_College_Existing_Space Heating_Natural Gas_Unit Heater_E4_Baseline Forecast | Commercial | College | Existing | Space Heating | Natural Gas | Unit Heater | E4 |  | Baseline Forecast | 0 | 0 | 0 | 0 | 0 | 0 | 0 | 0 | 0 | 0 | 0 | 0 | 0 | 0 | 0 | 0 | 0 | 0 | 0 | 0 | 0 | 0 | 0 | 0 | 0 | 0 | 0 | 0 | 0 | 0 | 0 | 0 | 0
Commercial_College_Existing_Space Heating_Natural Gas_Unit Heater_E5_Baseline Forecast | Commercial | College | Existing | Space Heating | Natural Gas | Unit Heater | E5 |  | Baseline Forecast | 0 | 0 | 0 | 0 | 0 | 0 | 0 | 0 | 0 | 0 | 0 | 0 | 0 | 0 | 0 | 0 | 0 | 0 | 0 | 0 | 0 | 0 | 0 | 0 | 0 | 0 | 0 | 0 | 0 | 0 | 0 | 0 | 0
Commercial_College_Existing_Space Heating_Natural Gas_Unit Heater_E6_Baseline Forecast | Commercial | College | Existing | Space Heating | Natural Gas | Unit Heater | E6 |  | Baseline Forecast | 0 | 0 | 0 | 0 | 0 | 0 | 0 | 0 | 0 | 0 | 0 | 0 | 0 | 0 | 0 | 0 | 0 | 0 | 0 | 0 | 0 | 0 | 0 | 0 | 0 | 0 | 0 | 0 | 0 | 0 | 0 | 0 | 0
Commercial_College_Existing_Space Heating_Natural Gas_Unit Heater_E7_Baseline Forecast | Commercial | College | Existing | Space Heating | Natural Gas | Unit Heater | E7 |  | Baseline Forecast | 0 | 0 | 0 | 0 | 0 | 0 | 0 | 0 | 0 | 0 | 0 | 0 | 0 | 0 | 0 | 0 | 0 | 0 | 0 | 0 | 0 | 0 | 0 | 0 | 0 | 0 | 0 | 0 | 0 | 0 | 0 | 0 | 0
Commercial_College_Existing_Space Heating_Natural Gas_Unit Heater_E8_Baseline Forecast | Commercial | College | Existing | Space Heating | Natural Gas | Unit Heater | E8 |  | Baseline Forecast | 0 | 0 | 0 | 0 | 0 | 0 | 0 | 0 | 0 | 0 | 0 | 0 | 0 | 0 | 0 | 0 | 0 | 0 | 0 | 0 | 0 | 0 | 0 | 0 | 0 | 0 | 0 | 0 | 0 | 0 | 0 | 0 | 0
Commercial_College_Existing_Space Heating_Natural Gas_Unit Heater_E9_Baseline Forecast | Commercial | College | Existing | Space Heating | Natural Gas | Unit Heater | E9 |  | Baseline Forecast | 0 | 0 | 0 | 0 | 0 | 0 | 0 | 0 | 0 | 0 | 0 | 0 | 0 | 0 | 0 | 0 | 0 | 0 | 0 | 0 | 0 | 0 | 0 | 0 | 0 | 0 | 0 | 0 | 0 | 0 | 0 | 0 | 0
Commercial_College_Existing_Space Heating_Natural Gas_Unit Heater_E10_Baseline Forecast | Commercial | College | Existing | Space Heating | Natural Gas | Unit Heater | E10 |  | Baseline Forecast | 0 | 0 | 0 | 0 | 0 | 0 | 0 | 0 | 0 | 0 | 0 | 0 | 0 | 0 | 0 | 0 | 0 | 0 | 0 | 0 | 0 | 0 | 0 | 0 | 0 | 0 | 0 | 0 | 0 | 0 | 0 | 0 | 0
Commercial_College_Existing_Water Heating_Natural Gas_Water Heater_E1_Baseline Forecast | Commercial | College | Existing | Water Heating | Natural Gas | Water Heater | E1 |  | Baseline Forecast | 0 | 0 | 0 | 0 | 0 | 0 | 0 | 0 | 0 | 0 | 0 | 0 | 0 | 0 | 0 | 0 | 0 | 0 | 0 | 0 | 0 | 0 | 0 | 0 | 0 | 0 | 0 | 0 | 0 | 0 | 0 | 0 | 0
Commercial_College_Existing_Water Heating_Natural Gas_Water Heater_E2_Baseline Forecast | Commercial | College | Existing | Water Heating | Natural Gas | Water Heater | E2 |  | Baseline Forecast | 0 | 20366.6129 | 26341.2009 | 31010.4972 | 34653.2356 | 37459.6318 | 39635.3131 | 41328.6676 | 42641.5781 | 43640.9308 | 38594.592 | 35711.9583 | 34308.7652 | 33890.3481 | 34102.1192 | 39625.7973 | 40888.0877 | 41841.8345 | 42550.0916 | 41958.2811 | 40783.1992 | 39457.2174 | 38224.0138 | 37204.5936 | 35973.779 | 35752.1924 | 36111.0357 | 36766.284 | 37324.8534 | 38832.3181 | 38749.1751 | 38372.3363 | 37818.8332
Commercial_College_Existing_Water Heating_Natural Gas_Water Heater_E3_Baseline Forecast | Commercial | College | Existing | Water Heating | Natural Gas | Water Heater | E3 |  | Baseline Forecast | 0 | 0 | 0 | 0 | 0 | 0 | 0 | 0 | 0 | 0 | 0 | 0 | 0 | 0 | 0 | 0 | 0 | 0 | 0 | 0 | 0 | 0 | 0 | 0 | 0 | 0 | 0 | 0 | 0 | 0 | 0 | 0 | 0
Commercial_College_Existing_Water Heating_Natural Gas_Water Heater_E4_Baseline Forecast | Commercial | College | Existing | Water Heating | Natural Gas | Water Heater | E4 |  | Baseline Forecast | 0 | 0 | 0 | 0 | 0 | 0 | 0 | 0 | 0 | 0 | 0 | 0 | 0 | 0 | 0 | 0 | 0 | 0 | 0 | 0 | 0 | 0 | 0 | 0 | 0 | 0 | 0 | 0 | 0 | 0 | 0 | 0 | 0
Commercial_College_Existing_Water Heating_Natural Gas_Water Heater_E5_Baseline Forecast | Commercial | College | Existing | Water Heating | Natural Gas | Water Heater | E5 |  | Baseline Forecast | 0 | 0 | 0 | 0 | 0 | 0 | 0 | 0 | 0 | 0 | 0 | 0 | 0 | 0 | 0 | 0 | 0 | 0 | 0 | 0 | 0 | 0 | 0 | 0 | 0 | 0 | 0 | 0 | 0 | 0 | 0 | 0 | 0
Commercial_College_Existing_Water Heating_Natural Gas_Water Heater_E6_Baseline Forecast | Commercial | College | Existing | Water Heating | Natural Gas | Water Heater | E6 |  | Baseline Forecast | 0 | 0 | 0 | 0 | 0 | 0 | 0 | 0 | 0 | 0 | 0 | 0 | 0 | 0 | 0 | 0 | 0 | 0 | 0 | 0 | 0 | 0 | 0 | 0 | 0 | 0 | 0 | 0 | 0 | 0 | 0 | 0 | 0
Commercial_College_Existing_Water Heating_Natural Gas_Water Heater_E7_Baseline Forecast | Commercial | College | Existing | Water Heating | Natural Gas | Water Heater | E7 |  | Baseline Forecast | 0 | 0 | 0 | 0 | 0 | 0 | 0 | 0 | 0 | 0 | 0 | 0 | 0 | 0 | 0 | 0 | 0 | 0 | 0 | 0 | 0 | 0 | 0 | 0 | 0 | 0 | 0 | 0 | 0 | 0 | 0 | 0 | 0
Commercial_College_Existing_Water Heating_Natural Gas_Water Heater_E8_Baseline Forecast | Commercial | College | Existing | Water Heating | Natural Gas | Water Heater | E8 |  | Baseline Forecast | 0 | 0 | 0 | 0 | 0 | 0 | 0 | 0 | 0 | 0 | 0 | 0 | 0 | 0 | 0 | 0 | 0 | 0 | 0 | 0 | 0 | 0 | 0 | 0 | 0 | 0 | 0 | 0 | 0 | 0 | 0 | 0 | 0
Commercial_College_Existing_Water Heating_Natural Gas_Water Heater_E9_Baseline Forecast | Commercial | College | Existing | Water Heating | Natural Gas | Water Heater | E9 |  | Baseline Forecast | 0 | 0 | 0 | 0 | 0 | 0 | 0 | 0 | 0 | 0 | 0 | 0 | 0 | 0 | 0 | 0 | 0 | 0 | 0 | 0 | 0 | 0 | 0 | 0 | 0 | 0 | 0 | 0 | 0 | 0 | 0 | 0 | 0
Commercial_College_Existing_Water Heating_Natural Gas_Water Heater_E10_Baseline Forecast | Commercial | College | Existing | Water Heating | Natural Gas | Water Heater | E10 |  | Baseline Forecast | 0 | 0 | 0 | 0 | 0 | 0 | 0 | 0 | 0 | 0 | 0 | 0 | 0 | 0 | 0 | 0 | 0 | 0 | 0 | 0 | 0 | 0 | 0 | 0 | 0 | 0 | 0 | 0 | 0 | 0 | 0 | 0 | 0
Commercial_College_Existing_Food Preparation_Natural Gas_Oven_E1_Baseline Forecast | Commercial | College | Existing | Food Preparation | Natural Gas | Oven | E1 |  | Baseline Forecast | 0 | 666.9749 | 862.6333 | 1015.5455 | 1134.8395 | 1226.7446 | 1297.9948 | 1353.4495 | 1396.4453 | 1429.1725 | 1453.6255 | 1471.4926 | 1296.303 | 1193.538 | 1140.5747 | 1121.0402 | 1123.158 | 1298.3522 | 1336.2358 | 1364.7236 | 1385.7242 | 1400.7658 | 1411.0754 | 1382.2257 | 1336.6939 | 1287.9185 | 1243.3729 | 1206.6748 | 1164.0026 | 1154.2864 | 1163.6566 | 1182.9114 | 1206.1532
Commercial_College_Existing_Food Preparation_Natural Gas_Oven_E2_Baseline Forecast | Commercial | College | Existing | Food Preparation | Natural Gas | Oven | E2 |  | Baseline Forecast | 0 | 959.7931 | 1241.3504 | 1461.3947 | 1633.0617 | 1765.3154 | 1867.8461 | 1947.6468 | 2009.5188 | 2056.6141 | 2091.8026 | 2117.5138 | 1865.4116 | 1717.5303 | 1641.3149 | 1613.2042 | 1616.2517 | 1868.3605 | 1922.8758 | 1963.8705 | 1994.091 | 2015.7361 | 2030.5719 | 1989.0565 | 1923.5351 | 1853.3461 | 1789.244 | 1736.4344 | 1675.0282 | 1661.0462 | 1674.5302 | 1702.2383 | 1735.6839
Commercial_College_Existing_Food Preparation_Natural Gas_Oven_E3_Baseline Forecast | Commercial | College | Existing | Food Preparation | Natural Gas | Oven | E3 |  | Baseline Forecast | 0 | 0 | 0 | 0 | 0 | 0 | 0 | 0 | 0 | 0 | 0 | 0 | 0 | 0 | 0 | 0 | 0 | 0 | 0 | 0 | 0 | 0 | 0 | 0 | 0 | 0 | 0 | 0 | 0 | 0 | 0 | 0 | 0
Commercial_College_Existing_Food Preparation_Natural Gas_Oven_E4_Baseline Forecast | Commercial | College | Existing | Food Preparation | Natural Gas | Oven | E4 |  | Baseline Forecast | 0 | 0 | 0 | 0 | 0 | 0 | 0 | 0 | 0 | 0 | 0 | 0 | 0 | 0 | 0 | 0 | 0 | 0 | 0 | 0 | 0 | 0 | 0 | 0 | 0 | 0 | 0 | 0 | 0 | 0 | 0 | 0 | 0
Commercial_College_Existing_Food Preparation_Natural Gas_Oven_E5_Baseline Forecast | Commercial | College | Existing | Food Preparation | Natural Gas | Oven | E5 |  | Baseline Forecast | 0 | 0 | 0 | 0 | 0 | 0 | 0 | 0 | 0 | 0 | 0 | 0 | 0 | 0 | 0 | 0 | 0 | 0 | 0 | 0 | 0 | 0 | 0 | 0 | 0 | 0 | 0 | 0 | 0 | 0 | 0 | 0 | 0
Commercial_College_Existing_Food Preparation_Natural Gas_Oven_E6_Baseline Forecast | Commercial | College | Existing | Food Preparation | Natural Gas | Oven | E6 |  | Baseline Forecast | 0 | 0 | 0 | 0 | 0 | 0 | 0 | 0 | 0 | 0 | 0 | 0 | 0 | 0 | 0 | 0 | 0 | 0 | 0 | 0 | 0 | 0 | 0 | 0 | 0 | 0 | 0 | 0 | 0 | 0 | 0 | 0 | 0
Commercial_College_Existing_Food Preparation_Natural Gas_Oven_E7_Baseline Forecast | Commercial | College | Existing | Food Preparation | Natural Gas | Oven | E7 |  | Baseline Forecast | 0 | 0 | 0 | 0 | 0 | 0 | 0 | 0 | 0 | 0 | 0 | 0 | 0 | 0 | 0 | 0 | 0 | 0 | 0 | 0 | 0 | 0 | 0 | 0 | 0 | 0 | 0 | 0 | 0 | 0 | 0 | 0 | 0
Commercial_College_Existing_Food Preparation_Natural Gas_Oven_E8_Baseline Forecast | Commercial | College | Existing | Food Preparation | Natural Gas | Oven | E8 |  | Baseline Forecast | 0 | 0 | 0 | 0 | 0 | 0 | 0 | 0 | 0 | 0 | 0 | 0 | 0 | 0 | 0 | 0 | 0 | 0 | 0 | 0 | 0 | 0 | 0 | 0 | 0 | 0 | 0 | 0 | 0 | 0 | 0 | 0 | 0
Commercial_College_Existing_Food Preparation_Natural Gas_Oven_E9_Baseline Forecast | Commercial | College | Existing | Food Preparation | Natural Gas | Oven | E9 |  | Baseline Forecast | 0 | 0 | 0 | 0 | 0 | 0 | 0 | 0 | 0 | 0 | 0 | 0 | 0 | 0 | 0 | 0 | 0 | 0 | 0 | 0 | 0 | 0 | 0 | 0 | 0 | 0 | 0 | 0 | 0 | 0 | 0 | 0 | 0
Commercial_College_Existing_Food Preparation_Natural Gas_Oven_E10_Baseline Forecast | Commercial | College | Existing | Food Preparation | Natural Gas | Oven | E10 |  | Baseline Forecast | 0 | 0 | 0 | 0 | 0 | 0 | 0 | 0 | 0 | 0 | 0 | 0 | 0 | 0 | 0 | 0 | 0 | 0 | 0 | 0 | 0 | 0 | 0 | 0 | 0 | 0 | 0 | 0 | 0 | 0 | 0 | 0 | 0
Commercial_College_Existing_Food Preparation_Natural Gas_Conveyor Oven_E1_Baseline Forecast | Commercial | College | Existing | Food Preparation | Natural Gas | Conveyor Oven | E1 |  | Baseline Forecast | 0 | 235.4029 | 304.4588 | 358.4278 | 400.5316 | 432.9687 | 458.1158 | 477.6881 | 492.863 | 504.4138 | 513.0443 | 519.3503 | 523.7889 | 526.73 | 528.4681 | 529.2567 | 529.293 | 464.1967 | 424.9974 | 403.7145 | 394.5429 | 393.3032 | 451.9031 | 463.641 | 472.3964 | 478.7754 | 483.2634 | 486.2463 | 488.0315 | 488.8637 | 488.9374 | 488.4075 | 487.414
Commercial_College_Existing_Food Preparation_Natural Gas_Conveyor Oven_E2_Baseline Forecast | Commercial | College | Existing | Food Preparation | Natural Gas | Conveyor Oven | E2 |  | Baseline Forecast | 0 | 338.7505 | 438.1237 | 515.7864 | 576.3747 | 623.0525 | 659.2398 | 687.4048 | 709.2419 | 725.8638 | 738.2833 | 747.3578 | 753.745 | 757.9774 | 760.4785 | 761.6134 | 761.6656 | 667.9903 | 611.5816 | 580.955 | 567.7569 | 565.9729 | 650.2996 | 667.1907 | 679.7899 | 688.9695 | 695.4278 | 699.7202 | 702.2893 | 703.4868 | 703.5928 | 702.8302 | 701.4006
Commercial_College_Existing_Food Preparation_Natural Gas_Conveyor Oven_E3_Baseline Forecast | Commercial | College | Existing | Food Preparation | Natural Gas | Conveyor Oven | E3 |  | Baseline Forecast | 0 | 0 | 0 | 0 | 0 | 0 | 0 | 0 | 0 | 0 | 0 | 0 | 0 | 0 | 0 | 0 | 0 | 0 | 0 | 0 | 0 | 0 | 0 | 0 | 0 | 0 | 0 | 0 | 0 | 0 | 0 | 0 | 0
Commercial_College_Existing_Food Preparation_Natural Gas_Conveyor Oven_E4_Baseline Forecast | Commercial | College | Existing | Food Preparation | Natural Gas | Conveyor Oven | E4 |  | Baseline Forecast | 0 | 0 | 0 | 0 | 0 | 0 | 0 | 0 | 0 | 0 | 0 | 0 | 0 | 0 | 0 | 0 | 0 | 0 | 0 | 0 | 0 | 0 | 0 | 0 | 0 | 0 | 0 | 0 | 0 | 0 | 0 | 0 | 0
Commercial_College_Existing_Food Preparation_Natural Gas_Conveyor Oven_E5_Baseline Forecast | Commercial | College | Existing | Food Preparation | Natural Gas | Conveyor Oven | E5 |  | Baseline Forecast | 0 | 0 | 0 | 0 | 0 | 0 | 0 | 0 | 0 | 0 | 0 | 0 | 0 | 0 | 0 | 0 | 0 | 0 | 0 | 0 | 0 | 0 | 0 | 0 | 0 | 0 | 0 | 0 | 0 | 0 | 0 | 0 | 0
Commercial_College_Existing_Food Preparation_Natural Gas_Conveyor Oven_E6_Baseline Forecast | Commercial | College | Existing | Food Preparation | Natural Gas | Conveyor Oven | E6 |  | Baseline Forecast | 0 | 0 | 0 | 0 | 0 | 0 | 0 | 0 | 0 | 0 | 0 | 0 | 0 | 0 | 0 | 0 | 0 | 0 | 0 | 0 | 0 | 0 | 0 | 0 | 0 | 0 | 0 | 0 | 0 | 0 | 0 | 0 | 0
Commercial_College_Existing_Food Preparation_Natural Gas_Conveyor Oven_E7_Baseline Forecast | Commercial | College | Existing | Food Preparation | Natural Gas | Conveyor Oven | E7 |  | Baseline Forecast | 0 | 0 | 0 | 0 | 0 | 0 | 0 | 0 | 0 | 0 | 0 | 0 | 0 | 0 | 0 | 0 | 0 | 0 | 0 | 0 | 0 | 0 | 0 | 0 | 0 | 0 | 0 | 0 | 0 | 0 | 0 | 0 | 0
Commercial_College_Existing_Food Preparation_Natural Gas_Conveyor Oven_E8_Baseline Forecast | Commercial | College | Existing | Food Preparation | Natural Gas | Conveyor Oven | E8 |  | Baseline Forecast | 0 | 0 | 0 | 0 | 0 | 0 | 0 | 0 | 0 | 0 | 0 | 0 | 0 | 0 | 0 | 0 | 0 | 0 | 0 | 0 | 0 | 0 | 0 | 0 | 0 | 0 | 0 | 0 | 0 | 0 | 0 | 0 | 0
Commercial_College_Existing_Food Preparation_Natural Gas_Conveyor Oven_E9_Baseline Forecast | Commercial | College | Existing | Food Preparation | Natural Gas | Conveyor Oven | E9 |  | Baseline Forecast | 0 | 0 | 0 | 0 | 0 | 0 | 0 | 0 | 0 | 0 | 0 | 0 | 0 | 0 | 0 | 0 | 0 | 0 | 0 | 0 | 0 | 0 | 0 | 0 | 0 | 0 | 0 | 0 | 0 | 0 | 0 | 0 | 0
Commercial_College_Existing_Food Preparation_Natural Gas_Conveyor Oven_E10_Baseline Forecast | Commercial | College | Existing | Food Preparation | Natural Gas | Conveyor Oven | E10 |  | Baseline Forecast | 0 | 0 | 0 | 0 | 0 | 0 | 0 | 0 | 0 | 0 | 0 | 0 | 0 | 0 | 0 | 0 | 0 | 0 | 0 | 0 | 0 | 0 | 0 | 0 | 0 | 0 | 0 | 0 | 0 | 0 | 0 | 0 | 0
Commercial_College_Existing_Food Preparation_Natural Gas_Double Rack Oven_E1_Baseline Forecast | Commercial | College | Existing | Food Preparation | Natural Gas | Double Rack Oven | E1 |  | Baseline Forecast | 0 | 333.4874 | 431.3167 | 507.7727 | 567.4197 | 613.3723 | 648.9974 | 676.7248 | 698.2226 | 714.5863 | 726.8128 | 735.7463 | 648.1515 | 596.769 | 570.2874 | 560.5201 | 561.579 | 649.1761 | 668.1179 | 682.3618 | 692.8621 | 700.3829 | 705.5377 | 691.1128 | 668.347 | 643.9593 | 621.6865 | 603.3374 | 582.0013 | 577.1432 | 581.8283 | 591.4557 | 603.0766
Commercial_College_Existing_Food Preparation_Natural Gas_Double Rack Oven_E2_Baseline Forecast | Commercial | College | Existing | Food Preparation | Natural Gas | Double Rack Oven | E2 |  | Baseline Forecast | 0 | 479.8965 | 620.6752 | 730.6974 | 816.5309 | 882.6577 | 933.9231 | 973.8234 | 1004.7594 | 1028.3071 | 1045.9013 | 1058.7569 | 932.7058 | 858.7651 | 820.6574 | 806.6021 | 808.1259 | 934.1803 | 961.4379 | 981.9352 | 997.0455 | 1007.8681 | 1015.2859 | 994.5282 | 961.7676 | 926.6731 | 894.622 | 868.2172 | 837.5141 | 830.5231 | 837.2651 | 851.1192 | 867.842
Commercial_College_Existing_Food Preparation_Natural Gas_Double Rack Oven_E3_Baseline Forecast | Commercial | College | Existing | Food Preparation | Natural Gas | Double Rack Oven | E3 |  | Baseline Forecast | 0 | 0 | 0 | 0 | 0 | 0 | 0 | 0 | 0 | 0 | 0 | 0 | 0 | 0 | 0 | 0 | 0 | 0 | 0 | 0 | 0 | 0 | 0 | 0 | 0 | 0 | 0 | 0 | 0 | 0 | 0 | 0 | 0
Commercial_College_Existing_Food Preparation_Natural Gas_Double Rack Oven_E4_Baseline Forecast | Commercial | College | Existing | Food Preparation | Natural Gas | Double Rack Oven | E4 |  | Baseline Forecast | 0 | 0 | 0 | 0 | 0 | 0 | 0 | 0 | 0 | 0 | 0 | 0 | 0 | 0 | 0 | 0 | 0 | 0 | 0 | 0 | 0 | 0 | 0 | 0 | 0 | 0 | 0 | 0 | 0 | 0 | 0 | 0 | 0
Commercial_College_Existing_Food Preparation_Natural Gas_Double Rack Oven_E5_Baseline Forecast | Commercial | College | Existing | Food Preparation | Natural Gas | Double Rack Oven | E5 |  | Baseline Forecast | 0 | 0 | 0 | 0 | 0 | 0 | 0 | 0 | 0 | 0 | 0 | 0 | 0 | 0 | 0 | 0 | 0 | 0 | 0 | 0 | 0 | 0 | 0 | 0 | 0 | 0 | 0 | 0 | 0 | 0 | 0 | 0 | 0
Commercial_College_Existing_Food Preparation_Natural Gas_Double Rack Oven_E6_Baseline Forecast | Commercial | College | Existing | Food Preparation | Natural Gas | Double Rack Oven | E6 |  | Baseline Forecast | 0 | 0 | 0 | 0 | 0 | 0 | 0 | 0 | 0 | 0 | 0 | 0 | 0 | 0 | 0 | 0 | 0 | 0 | 0 | 0 | 0 | 0 | 0 | 0 | 0 | 0 | 0 | 0 | 0 | 0 | 0 | 0 | 0
Commercial_College_Existing_Food Preparation_Natural Gas_Double Rack Oven_E7_Baseline Forecast | Commercial | College | Existing | Food Preparation | Natural Gas | Double Rack Oven | E7 |  | Baseline Forecast | 0 | 0 | 0 | 0 | 0 | 0 | 0 | 0 | 0 | 0 | 0 | 0 | 0 | 0 | 0 | 0 | 0 | 0 | 0 | 0 | 0 | 0 | 0 | 0 | 0 | 0 | 0 | 0 | 0 | 0 | 0 | 0 | 0
Commercial_College_Existing_Food Preparation_Natural Gas_Double Rack Oven_E8_Baseline Forecast | Commercial | College | Existing | Food Preparation | Natural Gas | Double Rack Oven | E8 |  | Baseline Forecast | 0 | 0 | 0 | 0 | 0 | 0 | 0 | 0 | 0 | 0 | 0 | 0 | 0 | 0 | 0 | 0 | 0 | 0 | 0 | 0 | 0 | 0 | 0 | 0 | 0 | 0 | 0 | 0 | 0 | 0 | 0 | 0 | 0
Commercial_College_Existing_Food Preparation_Natural Gas_Double Rack Oven_E9_Baseline Forecast | Commercial | College | Existing | Food Preparation | Natural Gas | Double Rack Oven | E9 |  | Baseline Forecast | 0 | 0 | 0 | 0 | 0 | 0 | 0 | 0 | 0 | 0 | 0 | 0 | 0 | 0 | 0 | 0 | 0 | 0 | 0 | 0 | 0 | 0 | 0 | 0 | 0 | 0 | 0 | 0 | 0 | 0 | 0 | 0 | 0
Commercial_College_Existing_Food Preparation_Natural Gas_Double Rack Oven_E10_Baseline Forecast | Commercial | College | Existing | Food Preparation | Natural Gas | Double Rack Oven | E10 |  | Baseline Forecast | 0 | 0 | 0 | 0 | 0 | 0 | 0 | 0 | 0 | 0 | 0 | 0 | 0 | 0 | 0 | 0 | 0 | 0 | 0 | 0 | 0 | 0 | 0 | 0 | 0 | 0 | 0 | 0 | 0 | 0 | 0 | 0 | 0
Commercial_College_Existing_Food Preparation_Natural Gas_Fryer_E1_Baseline Forecast | Commercial | College | Existing | Food Preparation | Natural Gas | Fryer | E1 |  | Baseline Forecast | 0 | 3186.5513 | 4491.1959 | 0 | 0 | 0 | 0 | 0 | 0 | 0 | 0 | 0 | 0 | 0 | 0 | 0 | 0 | 0 | 0 | 0 | 0 | 0 | 0 | 0 | 0 | 0 | 0 | 0 | 0 | 0 | 0 | 0 | 0
Commercial_College_Existing_Food Preparation_Natural Gas_Fryer_E2_Baseline Forecast | Commercial | College | Existing | Food Preparation | Natural Gas | Fryer | E2 |  | Baseline Forecast | 0 | 1119.5991 | 1577.9878 | 7361.9905 | 8306.277 | 8985.8811 | 7737.6695 | 7237.7924 | 7182.6247 | 7373.5129 | 8654.0474 | 8741.9688 | 8585.2049 | 8378.7389 | 8213.9478 | 7966.7642 | 7969.2779 | 8031.5122 | 8082.5581 | 8326.8319 | 8180.0313 | 8015.5025 | 7896.1997 | 7828.5365 | 7818.348 | 7830.7729 | 7813.1048 | 7768.0338 | 7761.2059 | 7665.2085 | 7592.0176 | 7542.6851 | 7506.2388
Commercial_College_Existing_Food Preparation_Natural Gas_Fryer_E3_Baseline Forecast | Commercial | College | Existing | Food Preparation | Natural Gas | Fryer | E3 |  | Baseline Forecast | 0 | 0 | 0 | 0 | 0 | 0 | 0 | 0 | 0 | 0 | 0 | 0 | 0 | 0 | 0 | 0 | 0 | 0 | 0 | 0 | 0 | 0 | 0 | 0 | 0 | 0 | 0 | 0 | 0 | 0 | 0 | 0 | 0
Commercial_College_Existing_Food Preparation_Natural Gas_Fryer_E4_Baseline Forecast | Commercial | College | Existing | Food Preparation | Natural Gas | Fryer | E4 |  | Baseline Forecast | 0 | 0 | 0 | 0 | 0 | 0 | 0 | 0 | 0 | 0 | 0 | 0 | 0 | 0 | 0 | 0 | 0 | 0 | 0 | 0 | 0 | 0 | 0 | 0 | 0 | 0 | 0 | 0 | 0 | 0 | 0 | 0 | 0
Commercial_College_Existing_Food Preparation_Natural Gas_Fryer_E5_Baseline Forecast | Commercial | College | Existing | Food Preparation | Natural Gas | Fryer | E5 |  | Baseline Forecast | 0 | 0 | 0 | 0 | 0 | 0 | 0 | 0 | 0 | 0 | 0 | 0 | 0 | 0 | 0 | 0 | 0 | 0 | 0 | 0 | 0 | 0 | 0 | 0 | 0 | 0 | 0 | 0 | 0 | 0 | 0 | 0 | 0
Commercial_College_Existing_Food Preparation_Natural Gas_Fryer_E6_Baseline Forecast | Commercial | College | Existing | Food Preparation | Natural Gas | Fryer | E6 |  | Baseline Forecast | 0 | 0 | 0 | 0 | 0 | 0 | 0 | 0 | 0 | 0 | 0 | 0 | 0 | 0 | 0 | 0 | 0 | 0 | 0 | 0 | 0 | 0 | 0 | 0 | 0 | 0 | 0 | 0 | 0 | 0 | 0 | 0 | 0
Commercial_College_Existing_Food Preparation_Natural Gas_Fryer_E7_Baseline Forecast | Commercial | College | Existing | Food Preparation | Natural Gas | Fryer | E7 |  | Baseline Forecast | 0 | 0 | 0 | 0 | 0 | 0 | 0 | 0 | 0 | 0 | 0 | 0 | 0 | 0 | 0 | 0 | 0 | 0 | 0 | 0 | 0 | 0 | 0 | 0 | 0 | 0 | 0 | 0 | 0 | 0 | 0 | 0 | 0
Commercial_College_Existing_Food Preparation_Natural Gas_Fryer_E8_Baseline Forecast | Commercial | College | Existing | Food Preparation | Natural Gas | Fryer | E8 |  | Baseline Forecast | 0 | 0 | 0 | 0 | 0 | 0 | 0 | 0 | 0 | 0 | 0 | 0 | 0 | 0 | 0 | 0 | 0 | 0 | 0 | 0 | 0 | 0 | 0 | 0 | 0 | 0 | 0 | 0 | 0 | 0 | 0 | 0 | 0
Commercial_College_Existing_Food Preparation_Natural Gas_Fryer_E9_Baseline Forecast | Commercial | College | Existing | Food Preparation | Natural Gas | Fryer | E9 |  | Baseline Forecast | 0 | 0 | 0 | 0 | 0 | 0 | 0 | 0 | 0 | 0 | 0 | 0 | 0 | 0 | 0 | 0 | 0 | 0 | 0 | 0 | 0 | 0 | 0 | 0 | 0 | 0 | 0 | 0 | 0 | 0 | 0 | 0 | 0
Commercial_College_Existing_Food Preparation_Natural Gas_Fryer_E10_Baseline Forecast | Commercial | College | Existing | Food Preparation | Natural Gas | Fryer | E10 |  | Baseline Forecast | 0 | 0 | 0 | 0 | 0 | 0 | 0 | 0 | 0 | 0 | 0 | 0 | 0 | 0 | 0 | 0 | 0 | 0 | 0 | 0 | 0 | 0 | 0 | 0 | 0 | 0 | 0 | 0 | 0 | 0 | 0 | 0 | 0
Commercial_College_Existing_Food Preparation_Natural Gas_Broiler_E1_Baseline Forecast | Commercial | College | Existing | Food Preparation | Natural Gas | Broiler | E1 |  | Baseline Forecast | 0 | 2407.6165 | 3113.8958 | 3665.8715 | 4096.4938 | 4428.2488 | 4685.4446 | 4885.6226 | 5040.8268 | 5158.9642 | 5247.2336 | 5311.7294 | 4679.3376 | 4308.381 | 4117.1966 | 4046.6818 | 4054.3264 | 4686.7348 | 4823.4852 | 4926.3192 | 5002.1265 | 5056.4228 | 5093.6379 | 4989.4976 | 4825.139 | 4649.0717 | 4488.273 | 4355.8016 | 4201.7656 | 4166.6922 | 4200.5164 | 4270.0216 | 4353.919
Commercial_College_Existing_Food Preparation_Natural Gas_Broiler_E2_Baseline Forecast | Commercial | College | Existing | Food Preparation | Natural Gas | Broiler | E2 |  | Baseline Forecast | 0 | 845.9193 | 1094.0715 | 1288.0089 | 1439.3086 | 1555.8712 | 1646.2373 | 1716.5701 | 1771.1013 | 1812.6091 | 1843.6226 | 1866.2833 | 1644.0916 | 1513.7555 | 1446.5826 | 1421.8071 | 1424.4931 | 1646.6906 | 1694.738 | 1730.8689 | 1757.5039 | 1776.581 | 1789.6566 | 1753.0667 | 1695.3191 | 1633.4576 | 1576.9608 | 1530.4168 | 1476.296 | 1463.9729 | 1475.8571 | 1500.2779 | 1529.7553
Commercial_College_Existing_Food Preparation_Natural Gas_Broiler_E3_Baseline Forecast | Commercial | College | Existing | Food Preparation | Natural Gas | Broiler | E3 |  | Baseline Forecast | 0 | 0 | 0 | 0 | 0 | 0 | 0 | 0 | 0 | 0 | 0 | 0 | 0 | 0 | 0 | 0 | 0 | 0 | 0 | 0 | 0 | 0 | 0 | 0 | 0 | 0 | 0 | 0 | 0 | 0 | 0 | 0 | 0
Commercial_College_Existing_Food Preparation_Natural Gas_Broiler_E4_Baseline Forecast | Commercial | College | Existing | Food Preparation | Natural Gas | Broiler | E4 |  | Baseline Forecast | 0 | 0 | 0 | 0 | 0 | 0 | 0 | 0 | 0 | 0 | 0 | 0 | 0 | 0 | 0 | 0 | 0 | 0 | 0 | 0 | 0 | 0 | 0 | 0 | 0 | 0 | 0 | 0 | 0 | 0 | 0 | 0 | 0
Commercial_College_Existing_Food Preparation_Natural Gas_Broiler_E5_Baseline Forecast | Commercial | College | Existing | Food Preparation | Natural Gas | Broiler | E5 |  | Baseline Forecast | 0 | 0 | 0 | 0 | 0 | 0 | 0 | 0 | 0 | 0 | 0 | 0 | 0 | 0 | 0 | 0 | 0 | 0 | 0 | 0 | 0 | 0 | 0 | 0 | 0 | 0 | 0 | 0 | 0 | 0 | 0 | 0 | 0
Commercial_College_Existing_Food Preparation_Natural Gas_Broiler_E6_Baseline Forecast | Commercial | College | Existing | Food Preparation | Natural Gas | Broiler | E6 |  | Baseline Forecast | 0 | 0 | 0 | 0 | 0 | 0 | 0 | 0 | 0 | 0 | 0 | 0 | 0 | 0 | 0 | 0 | 0 | 0 | 0 | 0 | 0 | 0 | 0 | 0 | 0 | 0 | 0 | 0 | 0 | 0 | 0 | 0 | 0
Commercial_College_Existing_Food Preparation_Natural Gas_Broiler_E7_Baseline Forecast | Commercial | College | Existing | Food Preparation | Natural Gas | Broiler | E7 |  | Baseline Forecast | 0 | 0 | 0 | 0 | 0 | 0 | 0 | 0 | 0 | 0 | 0 | 0 | 0 | 0 | 0 | 0 | 0 | 0 | 0 | 0 | 0 | 0 | 0 | 0 | 0 | 0 | 0 | 0 | 0 | 0 | 0 | 0 | 0
Commercial_College_Existing_Food Preparation_Natural Gas_Broiler_E8_Baseline Forecast | Commercial | College | Existing | Food Preparation | Natural Gas | Broiler | E8 |  | Baseline Forecast | 0 | 0 | 0 | 0 | 0 | 0 | 0 | 0 | 0 | 0 | 0 | 0 | 0 | 0 | 0 | 0 | 0 | 0 | 0 | 0 | 0 | 0 | 0 | 0 | 0 | 0 | 0 | 0 | 0 | 0 | 0 | 0 | 0
Commercial_College_Existing_Food Preparation_Natural Gas_Broiler_E9_Baseline Forecast | Commercial | College | Existing | Food Preparation | Natural Gas | Broiler | E9 |  | Baseline Forecast | 0 | 0 | 0 | 0 | 0 | 0 | 0 | 0 | 0 | 0 | 0 | 0 | 0 | 0 | 0 | 0 | 0 | 0 | 0 | 0 | 0 | 0 | 0 | 0 | 0 | 0 | 0 | 0 | 0 | 0 | 0 | 0 | 0
Commercial_College_Existing_Food Preparation_Natural Gas_Broiler_E10_Baseline Forecast | Commercial | College | Existing | Food Preparation | Natural Gas | Broiler | E10 |  | Baseline Forecast | 0 | 0 | 0 | 0 | 0 | 0 | 0 | 0 | 0 | 0 | 0 | 0 | 0 | 0 | 0 | 0 | 0 | 0 | 0 | 0 | 0 | 0 | 0 | 0 | 0 | 0 | 0 | 0 | 0 | 0 | 0 | 0 | 0
Commercial_College_Existing_Food Preparation_Natural Gas_Griddle_E1_Baseline Forecast | Commercial | College | Existing | Food Preparation | Natural Gas | Griddle | E1 |  | Baseline Forecast | 0 | 3261.1913 | 4217.8685 | 4965.5366 | 5548.8278 | 5998.2003 | 6346.5799 | 6617.7273 | 6827.9562 | 6987.977 | 7107.5406 | 7194.9022 | 6338.3078 | 5835.8357 | 5576.8704 | 5481.3559 | 5491.7108 | 6348.3276 | 6533.5602 | 6672.852 | 6775.5355 | 6849.0814 | 6899.4904 | 6758.4292 | 6535.8003 | 6297.3117 | 6079.5049 | 5900.0682 | 5691.4217 | 5643.9138 | 5689.7297 | 5783.8766 | 5897.5183
Commercial_College_Existing_Food Preparation_Natural Gas_Griddle_E2_Baseline Forecast | Commercial | College | Existing | Food Preparation | Natural Gas | Griddle | E2 |  | Baseline Forecast | 0 | 1332.0359 | 1722.7913 | 2028.1769 | 2266.4226 | 2449.9691 | 2592.265 | 2703.0154 | 2788.8835 | 2854.2441 | 2903.08 | 2938.7629 | 2588.8863 | 2383.6512 | 2277.8766 | 2238.8637 | 2243.0931 | 2592.9789 | 2668.6373 | 2725.5311 | 2767.4722 | 2797.5121 | 2818.1017 | 2760.4852 | 2669.5522 | 2572.1414 | 2483.1781 | 2409.887 | 2324.6652 | 2305.2606 | 2323.9741 | 2362.4285 | 2408.8455
Commercial_College_Existing_Food Preparation_Natural Gas_Griddle_E3_Baseline Forecast | Commercial | College | Existing | Food Preparation | Natural Gas | Griddle | E3 |  | Baseline Forecast | 0 | 0 | 0 | 0 | 0 | 0 | 0 | 0 | 0 | 0 | 0 | 0 | 0 | 0 | 0 | 0 | 0 | 0 | 0 | 0 | 0 | 0 | 0 | 0 | 0 | 0 | 0 | 0 | 0 | 0 | 0 | 0 | 0
Commercial_College_Existing_Food Preparation_Natural Gas_Griddle_E4_Baseline Forecast | Commercial | College | Existing | Food Preparation | Natural Gas | Griddle | E4 |  | Baseline Forecast | 0 | 0 | 0 | 0 | 0 | 0 | 0 | 0 | 0 | 0 | 0 | 0 | 0 | 0 | 0 | 0 | 0 | 0 | 0 | 0 | 0 | 0 | 0 | 0 | 0 | 0 | 0 | 0 | 0 | 0 | 0 | 0 | 0
Commercial_College_Existing_Food Preparation_Natural Gas_Griddle_E5_Baseline Forecast | Commercial | College | Existing | Food Preparation | Natural Gas | Griddle | E5 |  | Baseline Forecast | 0 | 0 | 0 | 0 | 0 | 0 | 0 | 0 | 0 | 0 | 0 | 0 | 0 | 0 | 0 | 0 | 0 | 0 | 0 | 0 | 0 | 0 | 0 | 0 | 0 | 0 | 0 | 0 | 0 | 0 | 0 | 0 | 0
Commercial_College_Existing_Food Preparation_Natural Gas_Griddle_E6_Baseline Forecast | Commercial | College | Existing | Food Preparation | Natural Gas | Griddle | E6 |  | Baseline Forecast | 0 | 0 | 0 | 0 | 0 | 0 | 0 | 0 | 0 | 0 | 0 | 0 | 0 | 0 | 0 | 0 | 0 | 0 | 0 | 0 | 0 | 0 | 0 | 0 | 0 | 0 | 0 | 0 | 0 | 0 | 0 | 0 | 0
Commercial_College_Existing_Food Preparation_Natural Gas_Griddle_E7_Baseline Forecast | Commercial | College | Existing | Food Preparation | Natural Gas | Griddle | E7 |  | Baseline Forecast | 0 | 0 | 0 | 0 | 0 | 0 | 0 | 0 | 0 | 0 | 0 | 0 | 0 | 0 | 0 | 0 | 0 | 0 | 0 | 0 | 0 | 0 | 0 | 0 | 0 | 0 | 0 | 0 | 0 | 0 | 0 | 0 | 0
Commercial_College_Existing_Food Preparation_Natural Gas_Griddle_E8_Baseline Forecast | Commercial | College | Existing | Food Preparation | Natural Gas | Griddle | E8 |  | Baseline Forecast | 0 | 0 | 0 | 0 | 0 | 0 | 0 | 0 | 0 | 0 | 0 | 0 | 0 | 0 | 0 | 0 | 0 | 0 | 0 | 0 | 0 | 0 | 0 | 0 | 0 | 0 | 0 | 0 | 0 | 0 | 0 | 0 | 0
Commercial_College_Existing_Food Preparation_Natural Gas_Griddle_E9_Baseline Forecast | Commercial | College | Existing | Food Preparation | Natural Gas | Griddle | E9 |  | Baseline Forecast | 0 | 0 | 0 | 0 | 0 | 0 | 0 | 0 | 0 | 0 | 0 | 0 | 0 | 0 | 0 | 0 | 0 | 0 | 0 | 0 | 0 | 0 | 0 | 0 | 0 | 0 | 0 | 0 | 0 | 0 | 0 | 0 | 0
Commercial_College_Existing_Food Preparation_Natural Gas_Griddle_E10_Baseline Forecast | Commercial | College | Existing | Food Preparation | Natural Gas | Griddle | E10 |  | Baseline Forecast | 0 | 0 | 0 | 0 | 0 | 0 | 0 | 0 | 0 | 0 | 0 | 0 | 0 | 0 | 0 | 0 | 0 | 0 | 0 | 0 | 0 | 0 | 0 | 0 | 0 | 0 | 0 | 0 | 0 | 0 | 0 | 0 | 0
Commercial_College_Existing_Food Preparation_Natural Gas_Range_E1_Baseline Forecast | Commercial | College | Existing | Food Preparation | Natural Gas | Range | E1 |  | Baseline Forecast | 0 | 2793.4476 | 3612.9113 | 4253.3435 | 4752.9748 | 5137.8951 | 5436.3075 | 5668.565 | 5848.6414 | 5985.7108 | 5293.5641 | 4898.1873 | 4705.7279 | 4648.3386 | 4677.3847 | 5435.0024 | 5608.1358 | 5738.95 | 5836.0933 | 5754.9216 | 5593.7495 | 5411.8803 | 5242.7363 | 5102.9145 | 4934.0982 | 4903.7058 | 4952.9241 | 5042.7967 | 5119.4091 | 5326.1702 | 5314.7665 | 5263.0799 | 5187.1625
Commercial_College_Existing_Food Preparation_Natural Gas_Range_E2_Baseline Forecast | Commercial | College | Existing | Food Preparation | Natural Gas | Range | E2 |  | Baseline Forecast | 0 | 4019.8393 | 5199.0674 | 6120.665 | 6839.6467 | 7393.5563 | 7822.9791 | 8157.2032 | 8416.3376 | 8613.5838 | 7617.5679 | 7048.611 | 6771.6572 | 6689.0726 | 6730.8707 | 7821.101 | 8070.2442 | 8258.489 | 8398.2806 | 8281.4726 | 8049.542 | 7787.8277 | 7544.4254 | 7343.2184 | 7100.2876 | 7056.5522 | 7127.3785 | 7256.7075 | 7366.9545 | 7664.4888 | 7648.0786 | 7573.7004 | 7464.4533
Commercial_College_Existing_Food Preparation_Natural Gas_Range_E3_Baseline Forecast | Commercial | College | Existing | Food Preparation | Natural Gas | Range | E3 |  | Baseline Forecast | 0 | 0 | 0 | 0 | 0 | 0 | 0 | 0 | 0 | 0 | 0 | 0 | 0 | 0 | 0 | 0 | 0 | 0 | 0 | 0 | 0 | 0 | 0 | 0 | 0 | 0 | 0 | 0 | 0 | 0 | 0 | 0 | 0
Commercial_College_Existing_Food Preparation_Natural Gas_Range_E4_Baseline Forecast | Commercial | College | Existing | Food Preparation | Natural Gas | Range | E4 |  | Baseline Forecast | 0 | 0 | 0 | 0 | 0 | 0 | 0 | 0 | 0 | 0 | 0 | 0 | 0 | 0 | 0 | 0 | 0 | 0 | 0 | 0 | 0 | 0 | 0 | 0 | 0 | 0 | 0 | 0 | 0 | 0 | 0 | 0 | 0
Commercial_College_Existing_Food Preparation_Natural Gas_Range_E5_Baseline Forecast | Commercial | College | Existing | Food Preparation | Natural Gas | Range | E5 |  | Baseline Forecast | 0 | 0 | 0 | 0 | 0 | 0 | 0 | 0 | 0 | 0 | 0 | 0 | 0 | 0 | 0 | 0 | 0 | 0 | 0 | 0 | 0 | 0 | 0 | 0 | 0 | 0 | 0 | 0 | 0 | 0 | 0 | 0 | 0
Commercial_College_Existing_Food Preparation_Natural Gas_Range_E6_Baseline Forecast | Commercial | College | Existing | Food Preparation | Natural Gas | Range | E6 |  | Baseline Forecast | 0 | 0 | 0 | 0 | 0 | 0 | 0 | 0 | 0 | 0 | 0 | 0 | 0 | 0 | 0 | 0 | 0 | 0 | 0 | 0 | 0 | 0 | 0 | 0 | 0 | 0 | 0 | 0 | 0 | 0 | 0 | 0 | 0
Commercial_College_Existing_Food Preparation_Natural Gas_Range_E7_Baseline Forecast | Commercial | College | Existing | Food Preparation | Natural Gas | Range | E7 |  | Baseline Forecast | 0 | 0 | 0 | 0 | 0 | 0 | 0 | 0 | 0 | 0 | 0 | 0 | 0 | 0 | 0 | 0 | 0 | 0 | 0 | 0 | 0 | 0 | 0 | 0 | 0 | 0 | 0 | 0 | 0 | 0 | 0 | 0 | 0
Commercial_College_Existing_Food Preparation_Natural Gas_Range_E8_Baseline Forecast | Commercial | College | Existing | Food Preparation | Natural Gas | Range | E8 |  | Baseline Forecast | 0 | 0 | 0 | 0 | 0 | 0 | 0 | 0 | 0 | 0 | 0 | 0 | 0 | 0 | 0 | 0 | 0 | 0 | 0 | 0 | 0 | 0 | 0 | 0 | 0 | 0 | 0 | 0 | 0 | 0 | 0 | 0 | 0
Commercial_College_Existing_Food Preparation_Natural Gas_Range_E9_Baseline Forecast | Commercial | College | Existing | Food Preparation | Natural Gas | Range | E9 |  | Baseline Forecast | 0 | 0 | 0 | 0 | 0 | 0 | 0 | 0 | 0 | 0 | 0 | 0 | 0 | 0 | 0 | 0 | 0 | 0 | 0 | 0 | 0 | 0 | 0 | 0 | 0 | 0 | 0 | 0 | 0 | 0 | 0 | 0 | 0
Commercial_College_Existing_Food Preparation_Natural Gas_Range_E10_Baseline Forecast | Commercial | College | Existing | Food Preparation | Natural Gas | Range | E10 |  | Baseline Forecast | 0 | 0 | 0 | 0 | 0 | 0 | 0 | 0 | 0 | 0 | 0 | 0 | 0 | 0 | 0 | 0 | 0 | 0 | 0 | 0 | 0 | 0 | 0 | 0 | 0 | 0 | 0 | 0 | 0 | 0 | 0 | 0 | 0
Commercial_College_Existing_Food Preparation_Natural Gas_Steamer_E1_Baseline Forecast | Commercial | College | Existing | Food Preparation | Natural Gas | Steamer | E1 |  | Baseline Forecast | 0 | 1134.1302 | 1285.043 | 0 | 0 | 0 | 0 | 0 | 0 | 0 | 0 | 0 | 0 | 0 | 0 | 0 | 0 | 0 | 0 | 0 | 0 | 0 | 0 | 0 | 0 | 0 | 0 | 0 | 0 | 0 | 0 | 0 | 0
Commercial_College_Existing_Food Preparation_Natural Gas_Steamer_E2_Baseline Forecast | Commercial | College | Existing | Food Preparation | Natural Gas | Steamer | E2 |  | Baseline Forecast | 0 | 1134.1302 | 1285.043 | 2831.0034 | 3057.3913 | 3251.5944 | 3420.5269 | 3568.6281 | 3698.3726 | 3810.7778 | 3608.832 | 3462.1227 | 3360.1267 | 3294.0739 | 3256.6235 | 3241.765 | 3244.4603 | 3260.5391 | 3286.5396 | 3919.4679 | 3919.0259 | 3897.5048 | 3862.3641 | 3819.2633 | 3772.44 | 3724.9678 | 3679.0509 | 3636.1882 | 3577.2969 | 3540.1167 | 3517.0712 | 3502.7012 | 3493.2852
Commercial_College_Existing_Food Preparation_Natural Gas_Steamer_E3_Baseline Forecast | Commercial | College | Existing | Food Preparation | Natural Gas | Steamer | E3 |  | Baseline Forecast | 0 | 0 | 0 | 0 | 0 | 0 | 0 | 0 | 0 | 0 | 0 | 0 | 0 | 0 | 0 | 0 | 0 | 0 | 0 | 0 | 0 | 0 | 0 | 0 | 0 | 0 | 0 | 0 | 0 | 0 | 0 | 0 | 0
Commercial_College_Existing_Food Preparation_Natural Gas_Steamer_E4_Baseline Forecast | Commercial | College | Existing | Food Preparation | Natural Gas | Steamer | E4 |  | Baseline Forecast | 0 | 0 | 0 | 0 | 0 | 0 | 0 | 0 | 0 | 0 | 0 | 0 | 0 | 0 | 0 | 0 | 0 | 0 | 0 | 0 | 0 | 0 | 0 | 0 | 0 | 0 | 0 | 0 | 0 | 0 | 0 | 0 | 0
Commercial_College_Existing_Food Preparation_Natural Gas_Steamer_E5_Baseline Forecast | Commercial | College | Existing | Food Preparation | Natural Gas | Steamer | E5 |  | Baseline Forecast | 0 | 0 | 0 | 0 | 0 | 0 | 0 | 0 | 0 | 0 | 0 | 0 | 0 | 0 | 0 | 0 | 0 | 0 | 0 | 0 | 0 | 0 | 0 | 0 | 0 | 0 | 0 | 0 | 0 | 0 | 0 | 0 | 0
Commercial_College_Existing_Food Preparation_Natural Gas_Steamer_E6_Baseline Forecast | Commercial | College | Existing | Food Preparation | Natural Gas | Steamer | E6 |  | Baseline Forecast | 0 | 0 | 0 | 0 | 0 | 0 | 0 | 0 | 0 | 0 | 0 | 0 | 0 | 0 | 0 | 0 | 0 | 0 | 0 | 0 | 0 | 0 | 0 | 0 | 0 | 0 | 0 | 0 | 0 | 0 | 0 | 0 | 0
Commercial_College_Existing_Food Preparation_Natural Gas_Steamer_E7_Baseline Forecast | Commercial | College | Existing | Food Preparation | Natural Gas | Steamer | E7 |  | Baseline Forecast | 0 | 0 | 0 | 0 | 0 | 0 | 0 | 0 | 0 | 0 | 0 | 0 | 0 | 0 | 0 | 0 | 0 | 0 | 0 | 0 | 0 | 0 | 0 | 0 | 0 | 0 | 0 | 0 | 0 | 0 | 0 | 0 | 0
Commercial_College_Existing_Food Preparation_Natural Gas_Steamer_E8_Baseline Forecast | Commercial | College | Existing | Food Preparation | Natural Gas | Steamer | E8 |  | Baseline Forecast | 0 | 0 | 0 | 0 | 0 | 0 | 0 | 0 | 0 | 0 | 0 | 0 | 0 | 0 | 0 | 0 | 0 | 0 | 0 | 0 | 0 | 0 | 0 | 0 | 0 | 0 | 0 | 0 | 0 | 0 | 0 | 0 | 0
Commercial_College_Existing_Food Preparation_Natural Gas_Steamer_E9_Baseline Forecast | Commercial | College | Existing | Food Preparation | Natural Gas | Steamer | E9 |  | Baseline Forecast | 0 | 0 | 0 | 0 | 0 | 0 | 0 | 0 | 0 | 0 | 0 | 0 | 0 | 0 | 0 | 0 | 0 | 0 | 0 | 0 | 0 | 0 | 0 | 0 | 0 | 0 | 0 | 0 | 0 | 0 | 0 | 0 | 0
Commercial_College_Existing_Food Preparation_Natural Gas_Steamer_E10_Baseline Forecast | Commercial | College | Existing | Food Preparation | Natural Gas | Steamer | E10 |  | Baseline Forecast | 0 | 0 | 0 | 0 | 0 | 0 | 0 | 0 | 0 | 0 | 0 | 0 | 0 | 0 | 0 | 0 | 0 | 0 | 0 | 0 | 0 | 0 | 0 | 0 | 0 | 0 | 0 | 0 | 0 | 0 | 0 | 0 | 0
Commercial_College_Existing_Food Preparation_Natural Gas_Food Prep Other_E1_Baseline Forecast | Commercial | College | Existing | Food Preparation | Natural Gas | Food Prep Other | E1 |  | Baseline Forecast | 0 | 226.5992 | 293.0726 | 345.0232 | 385.5524 | 416.7764 | 440.983 | 459.8233 | 474.4308 | 485.5496 | 429.4039 | 397.3317 | 381.7198 | 377.0645 | 379.4206 | 440.8771 | 454.9214 | 465.5328 | 473.4129 | 466.8284 | 453.7544 | 439.0015 | 425.2809 | 413.9388 | 400.2447 | 397.7794 | 401.7719 | 409.0622 | 415.2768 | 432.0489 | 431.1238 | 426.9311 | 420.7728
Commercial_College_Existing_Food Preparation_Natural Gas_Food Prep Other_E2_Baseline Forecast | Commercial | College | Existing | Food Preparation | Natural Gas | Food Prep Other | E2 |  | Baseline Forecast | 0 | 79.6159 | 102.9714 | 121.2244 | 135.4643 | 146.4349 | 154.94 | 161.5595 | 166.6919 | 170.5985 | 150.8717 | 139.603 | 134.1178 | 132.4821 | 133.31 | 154.9028 | 159.8373 | 163.5656 | 166.3343 | 164.0208 | 159.4272 | 154.2438 | 149.423 | 145.438 | 140.6265 | 139.7603 | 141.1631 | 143.7245 | 145.9081 | 151.801 | 151.4759 | 150.0028 | 147.8391
Commercial_College_Existing_Food Preparation_Natural Gas_Food Prep Other_E3_Baseline Forecast | Commercial | College | Existing | Food Preparation | Natural Gas | Food Prep Other | E3 |  | Baseline Forecast | 0 | 0 | 0 | 0 | 0 | 0 | 0 | 0 | 0 | 0 | 0 | 0 | 0 | 0 | 0 | 0 | 0 | 0 | 0 | 0 | 0 | 0 | 0 | 0 | 0 | 0 | 0 | 0 | 0 | 0 | 0 | 0 | 0
Commercial_College_Existing_Food Preparation_Natural Gas_Food Prep Other_E4_Baseline Forecast | Commercial | College | Existing | Food Preparation | Natural Gas | Food Prep Other | E4 |  | Baseline Forecast | 0 | 0 | 0 | 0 | 0 | 0 | 0 | 0 | 0 | 0 | 0 | 0 | 0 | 0 | 0 | 0 | 0 | 0 | 0 | 0 | 0 | 0 | 0 | 0 | 0 | 0 | 0 | 0 | 0 | 0 | 0 | 0 | 0
Commercial_College_Existing_Food Preparation_Natural Gas_Food Prep Other_E5_Baseline Forecast | Commercial | College | Existing | Food Preparation | Natural Gas | Food Prep Other | E5 |  | Baseline Forecast | 0 | 0 | 0 | 0 | 0 | 0 | 0 | 0 | 0 | 0 | 0 | 0 | 0 | 0 | 0 | 0 | 0 | 0 | 0 | 0 | 0 | 0 | 0 | 0 | 0 | 0 | 0 | 0 | 0 | 0 | 0 | 0 | 0
Commercial_College_Existing_Food Preparation_Natural Gas_Food Prep Other_E6_Baseline Forecast | Commercial | College | Existing | Food Preparation | Natural Gas | Food Prep Other | E6 |  | Baseline Forecast | 0 | 0 | 0 | 0 | 0 | 0 | 0 | 0 | 0 | 0 | 0 | 0 | 0 | 0 | 0 | 0 | 0 | 0 | 0 | 0 | 0 | 0 | 0 | 0 | 0 | 0 | 0 | 0 | 0 | 0 | 0 | 0 | 0
Commercial_College_Existing_Food Preparation_Natural Gas_Food Prep Other_E7_Baseline Forecast | Commercial | College | Existing | Food Preparation | Natural Gas | Food Prep Other | E7 |  | Baseline Forecast | 0 | 0 | 0 | 0 | 0 | 0 | 0 | 0 | 0 | 0 | 0 | 0 | 0 | 0 | 0 | 0 | 0 | 0 | 0 | 0 | 0 | 0 | 0 | 0 | 0 | 0 | 0 | 0 | 0 | 0 | 0 | 0 | 0
Commercial_College_Existing_Food Preparation_Natural Gas_Food Prep Other_E8_Baseline Forecast | Commercial | College | Existing | Food Preparation | Natural Gas | Food Prep Other | E8 |  | Baseline Forecast | 0 | 0 | 0 | 0 | 0 | 0 | 0 | 0 | 0 | 0 | 0 | 0 | 0 | 0 | 0 | 0 | 0 | 0 | 0 | 0 | 0 | 0 | 0 | 0 | 0 | 0 | 0 | 0 | 0 | 0 | 0 | 0 | 0
Commercial_College_Existing_Food Preparation_Natural Gas_Food Prep Other_E9_Baseline Forecast | Commercial | College | Existing | Food Preparation | Natural Gas | Food Prep Other | E9 |  | Baseline Forecast | 0 | 0 | 0 | 0 | 0 | 0 | 0 | 0 | 0 | 0 | 0 | 0 | 0 | 0 | 0 | 0 | 0 | 0 | 0 | 0 | 0 | 0 | 0 | 0 | 0 | 0 | 0 | 0 | 0 | 0 | 0 | 0 | 0
Commercial_College_Existing_Food Preparation_Natural Gas_Food Prep Other_E10_Baseline Forecast | Commercial | College | Existing | Food Preparation | Natural Gas | Food Prep Other | E10 |  | Baseline Forecast | 0 | 0 | 0 | 0 | 0 | 0 | 0 | 0 | 0 | 0 | 0 | 0 | 0 | 0 | 0 | 0 | 0 | 0 | 0 | 0 | 0 | 0 | 0 | 0 | 0 | 0 | 0 | 0 | 0 | 0 | 0 | 0 | 0
Commercial_College_Existing_Miscellaneous_Natural Gas_Pool Heater_E1_Baseline Forecast | Commercial | College | Existing | Miscellaneous | Natural Gas | Pool Heater | E1 |  | Baseline Forecast | 0 | 425.4938 | 550.3133 | 647.863 | 723.9661 | 782.5965 | 704.3672 | 666.7081 | 656.0587 | 662.5866 | 679.4721 | 783.1372 | 784.5897 | 777.255 | 767.5428 | 759.002 | 738.3807 | 732.0364 | 732.0889 | 734.4386 | 737.1847 | 756.9018 | 746.0549 | 735.2297 | 726.4536 | 720.254 | 716.1164 | 714.1955 | 712.1036 | 709.2644 | 705.8649 | 706.5287 | 699.1218
Commercial_College_Existing_Miscellaneous_Natural Gas_Pool Heater_E2_Baseline Forecast | Commercial | College | Existing | Miscellaneous | Natural Gas | Pool Heater | E2 |  | Baseline Forecast | 0 | 47.2771 | 61.1459 | 71.9848 | 80.4407 | 86.9552 | 78.263 | 74.0787 | 72.8954 | 73.6207 | 75.4969 | 87.0152 | 87.1766 | 86.3617 | 85.2825 | 84.3336 | 82.0423 | 81.3374 | 81.3432 | 81.6043 | 81.9094 | 84.1002 | 82.895 | 81.6922 | 80.7171 | 80.0282 | 79.5685 | 79.3551 | 79.1226 | 78.8072 | 78.4294 | 78.5032 | 77.6802
Commercial_College_Existing_Miscellaneous_Natural Gas_Pool Heater_E3_Baseline Forecast | Commercial | College | Existing | Miscellaneous | Natural Gas | Pool Heater | E3 |  | Baseline Forecast | 0 | 0 | 0 | 0 | 0 | 0 | 0 | 0 | 0 | 0 | 0 | 0 | 0 | 0 | 0 | 0 | 0 | 0 | 0 | 0 | 0 | 0 | 0 | 0 | 0 | 0 | 0 | 0 | 0 | 0 | 0 | 0 | 0
Commercial_College_Existing_Miscellaneous_Natural Gas_Pool Heater_E4_Baseline Forecast | Commercial | College | Existing | Miscellaneous | Natural Gas | Pool Heater | E4 |  | Baseline Forecast | 0 | 0 | 0 | 0 | 0 | 0 | 0 | 0 | 0 | 0 | 0 | 0 | 0 | 0 | 0 | 0 | 0 | 0 | 0 | 0 | 0 | 0 | 0 | 0 | 0 | 0 | 0 | 0 | 0 | 0 | 0 | 0 | 0
Commercial_College_Existing_Miscellaneous_Natural Gas_Pool Heater_E5_Baseline Forecast | Commercial | College | Existing | Miscellaneous | Natural Gas | Pool Heater | E5 |  | Baseline Forecast | 0 | 0 | 0 | 0 | 0 | 0 | 0 | 0 | 0 | 0 | 0 | 0 | 0 | 0 | 0 | 0 | 0 | 0 | 0 | 0 | 0 | 0 | 0 | 0 | 0 | 0 | 0 | 0 | 0 | 0 | 0 | 0 | 0
Commercial_College_Existing_Miscellaneous_Natural Gas_Pool Heater_E6_Baseline Forecast | Commercial | College | Existing | Miscellaneous | Natural Gas | Pool Heater | E6 |  | Baseline Forecast | 0 | 0 | 0 | 0 | 0 | 0 | 0 | 0 | 0 | 0 | 0 | 0 | 0 | 0 | 0 | 0 | 0 | 0 | 0 | 0 | 0 | 0 | 0 | 0 | 0 | 0 | 0 | 0 | 0 | 0 | 0 | 0 | 0
Commercial_College_Existing_Miscellaneous_Natural Gas_Pool Heater_E7_Baseline Forecast | Commercial | College | Existing | Miscellaneous | Natural Gas | Pool Heater | E7 |  | Baseline Forecast | 0 | 0 | 0 | 0 | 0 | 0 | 0 | 0 | 0 | 0 | 0 | 0 | 0 | 0 | 0 | 0 | 0 | 0 | 0 | 0 | 0 | 0 | 0 | 0 | 0 | 0 | 0 | 0 | 0 | 0 | 0 | 0 | 0
Commercial_College_Existing_Miscellaneous_Natural Gas_Pool Heater_E8_Baseline Forecast | Commercial | College | Existing | Miscellaneous | Natural Gas | Pool Heater | E8 |  | Baseline Forecast | 0 | 0 | 0 | 0 | 0 | 0 | 0 | 0 | 0 | 0 | 0 | 0 | 0 | 0 | 0 | 0 | 0 | 0 | 0 | 0 | 0 | 0 | 0 | 0 | 0 | 0 | 0 | 0 | 0 | 0 | 0 | 0 | 0
Commercial_College_Existing_Miscellaneous_Natural Gas_Pool Heater_E9_Baseline Forecast | Commercial | College | Existing | Miscellaneous | Natural Gas | Pool Heater | E9 |  | Baseline Forecast | 0 | 0 | 0 | 0 | 0 | 0 | 0 | 0 | 0 | 0 | 0 | 0 | 0 | 0 | 0 | 0 | 0 | 0 | 0 | 0 | 0 | 0 | 0 | 0 | 0 | 0 | 0 | 0 | 0 | 0 | 0 | 0 | 0
Commercial_College_Existing_Miscellaneous_Natural Gas_Pool Heater_E10_Baseline Forecast | Commercial | College | Existing | Miscellaneous | Natural Gas | Pool Heater | E10 |  | Baseline Forecast | 0 | 0 | 0 | 0 | 0 | 0 | 0 | 0 | 0 | 0 | 0 | 0 | 0 | 0 | 0 | 0 | 0 | 0 | 0 | 0 | 0 | 0 | 0 | 0 | 0 | 0 | 0 | 0 | 0 | 0 | 0 | 0 | 0
Commercial_College_Existing_Miscellaneous_Natural Gas_Miscellaneous_E1_Baseline Forecast | Commercial | College | Existing | Miscellaneous | Natural Gas | Miscellaneous | E1 |  | Baseline Forecast | 0 | 50033.3668 | 59258.9364 | 66967.59 | 64054.5856 | 62815.6735 | 62859.2556 | 62531.7806 | 62124.9251 | 61805.5017 | 61496.1342 | 74928.8251 | 75192.9022 | 74987.7362 | 73791.2111 | 73271.5248 | 73140.7355 | 72743.7479 | 72297.7992 | 71918.0553 | 71537.4897 | 74942.6821 | 74171.6846 | 73330.345 | 72816.7817 | 72453.7188 | 72130.2752 | 71706.2659 | 71277.2174 | 70881.1099 | 70480.7393 | 71118.9974 | 70461.9686
Commercial_College_Existing_Miscellaneous_Natural Gas_Miscellaneous_E2_Baseline Forecast | Commercial | College | Existing | Miscellaneous | Natural Gas | Miscellaneous | E2 |  | Baseline Forecast | 0 | 0 | 0 | 0 | 0 | 0 | 0 | 0 | 0 | 0 | 0 | 0 | 0 | 0 | 0 | 0 | 0 | 0 | 0 | 0 | 0 | 0 | 0 | 0 | 0 | 0 | 0 | 0 | 0 | 0 | 0 | 0 | 0
Commercial_College_Existing_Miscellaneous_Natural Gas_Miscellaneous_E3_Baseline Forecast | Commercial | College | Existing | Miscellaneous | Natural Gas | Miscellaneous | E3 |  | Baseline Forecast | 0 | 0 | 0 | 0 | 0 | 0 | 0 | 0 | 0 | 0 | 0 | 0 | 0 | 0 | 0 | 0 | 0 | 0 | 0 | 0 | 0 | 0 | 0 | 0 | 0 | 0 | 0 | 0 | 0 | 0 | 0 | 0 | 0
Commercial_College_Existing_Miscellaneous_Natural Gas_Miscellaneous_E4_Baseline Forecast | Commercial | College | Existing | Miscellaneous | Natural Gas | Miscellaneous | E4 |  | Baseline Forecast | 0 | 0 | 0 | 0 | 0 | 0 | 0 | 0 | 0 | 0 | 0 | 0 | 0 | 0 | 0 | 0 | 0 | 0 | 0 | 0 | 0 | 0 | 0 | 0 | 0 | 0 | 0 | 0 | 0 | 0 | 0 | 0 | 0
Commercial_College_Existing_Miscellaneous_Natural Gas_Miscellaneous_E5_Baseline Forecast | Commercial | College | Existing | Miscellaneous | Natural Gas | Miscellaneous | E5 |  | Baseline Forecast | 0 | 0 | 0 | 0 | 0 | 0 | 0 | 0 | 0 | 0 | 0 | 0 | 0 | 0 | 0 | 0 | 0 | 0 | 0 | 0 | 0 | 0 | 0 | 0 | 0 | 0 | 0 | 0 | 0 | 0 | 0 | 0 | 0
Commercial_College_Existing_Miscellaneous_Natural Gas_Miscellaneous_E6_Baseline Forecast | Commercial | College | Existing | Miscellaneous | Natural Gas | Miscellaneous | E6 |  | Baseline Forecast | 0 | 0 | 0 | 0 | 0 | 0 | 0 | 0 | 0 | 0 | 0 | 0 | 0 | 0 | 0 | 0 | 0 | 0 | 0 | 0 | 0 | 0 | 0 | 0 | 0 | 0 | 0 | 0 | 0 | 0 | 0 | 0 | 0
Commercial_College_Existing_Miscellaneous_Natural Gas_Miscellaneous_E7_Baseline Forecast | Commercial | College | Existing | Miscellaneous | Natural Gas | Miscellaneous | E7 |  | Baseline Forecast | 0 | 0 | 0 | 0 | 0 | 0 | 0 | 0 | 0 | 0 | 0 | 0 | 0 | 0 | 0 | 0 | 0 | 0 | 0 | 0 | 0 | 0 | 0 | 0 | 0 | 0 | 0 | 0 | 0 | 0 | 0 | 0 | 0
Commercial_College_Existing_Miscellaneous_Natural Gas_Miscellaneous_E8_Baseline Forecast | Commercial | College | Existing | Miscellaneous | Natural Gas | Miscellaneous | E8 |  | Baseline Forecast | 0 | 0 | 0 | 0 | 0 | 0 | 0 | 0 | 0 | 0 | 0 | 0 | 0 | 0 | 0 | 0 | 0 | 0 | 0 | 0 | 0 | 0 | 0 | 0 | 0 | 0 | 0 | 0 | 0 | 0 | 0 | 0 | 0
Commercial_College_Existing_Miscellaneous_Natural Gas_Miscellaneous_E9_Baseline Forecast | Commercial | College | Existing | Miscellaneous | Natural Gas | Miscellaneous | E9 |  | Baseline Forecast | 0 | 0 | 0 | 0 | 0 | 0 | 0 | 0 | 0 | 0 | 0 | 0 | 0 | 0 | 0 | 0 | 0 | 0 | 0 | 0 | 0 | 0 | 0 | 0 | 0 | 0 | 0 | 0 | 0 | 0 | 0 | 0 | 0
Commercial_College_Existing_Miscellaneous_Natural Gas_Miscellaneous_E10_Baseline Forecast | Commercial | College | Existing | Miscellaneous | Natural Gas | Miscellaneous | E10 |  | Baseline Forecast | 0 | 0 | 0 | 0 | 0 | 0 | 0 | 0 | 0 | 0 | 0 | 0 | 0 | 0 | 0 | 0 | 0 | 0 | 0 | 0 | 0 | 0 | 0 | 0 | 0 | 0 | 0 | 0 | 0 | 0 | 0 | 0 | 0
Commercial_College_New_Space Heating_Natural Gas_Furnace_E1_Baseline Forecast | Commercial | College | New | Space Heating | Natural Gas | Furnace | E1 |  | Baseline Forecast | 0 | 430.0554 | 2074.3168 | 1325.6337 | 1709.6714 | 2320.2116 | 2168.6439 | 1922.0932 | 1728.6878 | 1669.1188 | 1647.3462 | 1630.9801 | 1628.7455 | 1633.4059 | 1643.4529 | 1646.4807 | 1646.9307 | 1644.7971 | 1642.6297 | 1673.5093 | 1830.8782 | 1918.5802 | 2026.7932 | 2173.4696 | 2297.0245 | 2394.2413 | 2469.1252 | 2533.6895 | 2591.6355 | 2643.8883 | 2691.9731 | 2736.7409 | 2019.0606
Commercial_College_New_Space Heating_Natural Gas_Furnace_E2_Baseline Forecast | Commercial | College | New | Space Heating | Natural Gas | Furnace | E2 |  | Baseline Forecast | 0 | 0 | 0 | 0 | 0 | 0 | 0 | 0 | 0 | 0 | 0 | 0 | 0 | 0 | 0 | 0 | 0 | 0 | 0 | 0 | 0 | 0 | 0 | 0 | 0 | 0 | 0 | 0 | 0 | 0 | 0 | 0 | 0
Commercial_College_New_Space Heating_Natural Gas_Furnace_E3_Baseline Forecast | Commercial | College | New | Space Heating | Natural Gas | Furnace | E3 |  | Baseline Forecast | 0 | 0 | 0 | 0 | 0 | 0 | 0 | 0 | 0 | 0 | 0 | 0 | 0 | 0 | 0 | 0 | 0 | 0 | 0 | 0 | 0 | 0 | 0 | 0 | 0 | 0 | 0 | 0 | 0 | 0 | 0 | 0 | 0
Commercial_College_New_Space Heating_Natural Gas_Furnace_E4_Baseline Forecast | Commercial | College | New | Space Heating | Natural Gas | Furnace | E4 |  | Baseline Forecast | 0 | 0 | 0 | 0 | 0 | 0 | 0 | 0 | 0 | 0 | 0 | 0 | 0 | 0 | 0 | 0 | 0 | 0 | 0 | 0 | 0 | 0 | 0 | 0 | 0 | 0 | 0 | 0 | 0 | 0 | 0 | 0 | 0
Commercial_College_New_Space Heating_Natural Gas_Furnace_E5_Baseline Forecast | Commercial | College | New | Space Heating | Natural Gas | Furnace | E5 |  | Baseline Forecast | 0 | 0 | 0 | 0 | 0 | 0 | 0 | 0 | 0 | 0 | 0 | 0 | 0 | 0 | 0 | 0 | 0 | 0 | 0 | 0 | 0 | 0 | 0 | 0 | 0 | 0 | 0 | 0 | 0 | 0 | 0 | 0 | 0
Commercial_College_New_Space Heating_Natural Gas_Furnace_E6_Baseline Forecast | Commercial | College | New | Space Heating | Natural Gas | Furnace | E6 |  | Baseline Forecast | 0 | 0 | 0 | 0 | 0 | 0 | 0 | 0 | 0 | 0 | 0 | 0 | 0 | 0 | 0 | 0 | 0 | 0 | 0 | 0 | 0 | 0 | 0 | 0 | 0 | 0 | 0 | 0 | 0 | 0 | 0 | 0 | 0
Commercial_College_New_Space Heating_Natural Gas_Furnace_E7_Baseline Forecast | Commercial | College | New | Space Heating | Natural Gas | Furnace | E7 |  | Baseline Forecast | 0 | 0 | 0 | 0 | 0 | 0 | 0 | 0 | 0 | 0 | 0 | 0 | 0 | 0 | 0 | 0 | 0 | 0 | 0 | 0 | 0 | 0 | 0 | 0 | 0 | 0 | 0 | 0 | 0 | 0 | 0 | 0 | 0
Commercial_College_New_Space Heating_Natural Gas_Furnace_E8_Baseline Forecast | Commercial | College | New | Space Heating | Natural Gas | Furnace | E8 |  | Baseline Forecast | 0 | 0 | 0 | 0 | 0 | 0 | 0 | 0 | 0 | 0 | 0 | 0 | 0 | 0 | 0 | 0 | 0 | 0 | 0 | 0 | 0 | 0 | 0 | 0 | 0 | 0 | 0 | 0 | 0 | 0 | 0 | 0 | 0
Commercial_College_New_Space Heating_Natural Gas_Furnace_E9_Baseline Forecast | Commercial | College | New | Space Heating | Natural Gas | Furnace | E9 |  | Baseline Forecast | 0 | 0 | 0 | 0 | 0 | 0 | 0 | 0 | 0 | 0 | 0 | 0 | 0 | 0 | 0 | 0 | 0 | 0 | 0 | 0 | 0 | 0 | 0 | 0 | 0 | 0 | 0 | 0 | 0 | 0 | 0 | 0 | 0
Commercial_College_New_Space Heating_Natural Gas_Furnace_E10_Baseline Forecast | Commercial | College | New | Space Heating | Natural Gas | Furnace | E10 |  | Baseline Forecast | 0 | 0 | 0 | 0 | 0 | 0 | 0 | 0 | 0 | 0 | 0 | 0 | 0 | 0 | 0 | 0 | 0 | 0 | 0 | 0 | 0 | 0 | 0 | 0 | 0 | 0 | 0 | 0 | 0 | 0 | 0 | 0 | 0
Commercial_College_New_Space Heating_Natural Gas_Boiler_E1_Baseline Forecast | Commercial | College | New | Space Heating | Natural Gas | Boiler | E1 |  | Baseline Forecast | 0 | 3668.1169 | 17692.6902 | 7938.8649 | 10238.7641 | 13895.1256 | 12987.4269 | 11510.901 | 9010.6379 | 8700.1396 | 8586.6517 | 8501.3451 | 8489.6972 | 8513.989 | 8566.3586 | 8582.1404 | 8584.4859 | 8573.365 | 8562.0677 | 8550.592 | 8552.4204 | 8554.2612 | 8747.8398 | 9701.8966 | 10213.3723 | 10871.2924 | 11758.8483 | 12494.0353 | 13045.6979 | 13455.704 | 13800.3515 | 14103.493 | 9680.1068
Commercial_College_New_Space Heating_Natural Gas_Boiler_E2_Baseline Forecast | Commercial | College | New | Space Heating | Natural Gas | Boiler | E2 |  | Baseline Forecast | 0 | 0 | 0 | 0 | 0 | 0 | 0 | 0 | 0 | 0 | 0 | 0 | 0 | 0 | 0 | 0 | 0 | 0 | 0 | 0 | 0 | 0 | 0 | 0 | 0 | 0 | 0 | 0 | 0 | 0 | 0 | 0 | 0
Commercial_College_New_Space Heating_Natural Gas_Boiler_E3_Baseline Forecast | Commercial | College | New | Space Heating | Natural Gas | Boiler | E3 |  | Baseline Forecast | 0 | 0 | 0 | 3368.0033 | 4343.7181 | 5894.9018 | 5509.8175 | 4883.4126 | 5734.0423 | 5536.4525 | 5464.2329 | 5409.9469 | 5402.5346 | 5417.993 | 5451.3191 | 5461.3621 | 5462.8547 | 5455.7777 | 5448.5885 | 5441.2858 | 5442.4494 | 5443.6207 | 5566.8072 | 6173.9342 | 6499.4187 | 6918.0952 | 7482.9035 | 7950.7498 | 8301.8077 | 8562.7207 | 8782.0419 | 8974.9501 | 6160.068
Commercial_College_New_Space Heating_Natural Gas_Boiler_E4_Baseline Forecast | Commercial | College | New | Space Heating | Natural Gas | Boiler | E4 |  | Baseline Forecast | 0 | 0 | 0 | 0 | 0 | 0 | 0 | 0 | 0 | 0 | 0 | 0 | 0 | 0 | 0 | 0 | 0 | 0 | 0 | 0 | 0 | 0 | 0 | 0 | 0 | 0 | 0 | 0 | 0 | 0 | 0 | 0 | 0
Commercial_College_New_Space Heating_Natural Gas_Boiler_E5_Baseline Forecast | Commercial | College | New | Space Heating | Natural Gas | Boiler | E5 |  | Baseline Forecast | 0 | 0 | 0 | 0 | 0 | 0 | 0 | 0 | 0 | 0 | 0 | 0 | 0 | 0 | 0 | 0 | 0 | 0 | 0 | 0 | 0 | 0 | 0 | 0 | 0 | 0 | 0 | 0 | 0 | 0 | 0 | 0 | 0
Commercial_College_New_Space Heating_Natural Gas_Boiler_E6_Baseline Forecast | Commercial | College | New | Space Heating | Natural Gas | Boiler | E6 |  | Baseline Forecast | 0 | 0 | 0 | 0 | 0 | 0 | 0 | 0 | 0 | 0 | 0 | 0 | 0 | 0 | 0 | 0 | 0 | 0 | 0 | 0 | 0 | 0 | 0 | 0 | 0 | 0 | 0 | 0 | 0 | 0 | 0 | 0 | 0
Commercial_College_New_Space Heating_Natural Gas_Boiler_E7_Baseline Forecast | Commercial | College | New | Space Heating | Natural Gas | Boiler | E7 |  | Baseline Forecast | 0 | 0 | 0 | 0 | 0 | 0 | 0 | 0 | 0 | 0 | 0 | 0 | 0 | 0 | 0 | 0 | 0 | 0 | 0 | 0 | 0 | 0 | 0 | 0 | 0 | 0 | 0 | 0 | 0 | 0 | 0 | 0 | 0
Commercial_College_New_Space Heating_Natural Gas_Boiler_E8_Baseline Forecast | Commercial | College | New | Space Heating | Natural Gas | Boiler | E8 |  | Baseline Forecast | 0 | 0 | 0 | 0 | 0 | 0 | 0 | 0 | 0 | 0 | 0 | 0 | 0 | 0 | 0 | 0 | 0 | 0 | 0 | 0 | 0 | 0 | 0 | 0 | 0 | 0 | 0 | 0 | 0 | 0 | 0 | 0 | 0
Commercial_College_New_Space Heating_Natural Gas_Boiler_E9_Baseline Forecast | Commercial | College | New | Space Heating | Natural Gas | Boiler | E9 |  | Baseline Forecast | 0 | 0 | 0 | 0 | 0 | 0 | 0 | 0 | 0 | 0 | 0 | 0 | 0 | 0 | 0 | 0 | 0 | 0 | 0 | 0 | 0 | 0 | 0 | 0 | 0 | 0 | 0 | 0 | 0 | 0 | 0 | 0 | 0
Commercial_College_New_Space Heating_Natural Gas_Boiler_E10_Baseline Forecast | Commercial | College | New | Space Heating | Natural Gas | Boiler | E10 |  | Baseline Forecast | 0 | 0 | 0 | 0 | 0 | 0 | 0 | 0 | 0 | 0 | 0 | 0 | 0 | 0 | 0 | 0 | 0 | 0 | 0 | 0 | 0 | 0 | 0 | 0 | 0 | 0 | 0 | 0 | 0 | 0 | 0 | 0 | 0
Commercial_College_New_Space Heating_Natural Gas_Unit Heater_E1_Baseline Forecast | Commercial | College | New | Space Heating | Natural Gas | Unit Heater | E1 |  | Baseline Forecast | 0 | 0 | 0 | 0 | 0 | 0 | 0 | 0 | 0 | 0 | 0 | 0 | 0 | 0 | 0 | 0 | 0 | 0 | 0 | 0 | 0 | 0 | 0 | 0 | 0 | 0 | 0 | 0 | 0 | 0 | 0 | 0 | 0
Commercial_College_New_Space Heating_Natural Gas_Unit Heater_E2_Baseline Forecast | Commercial | College | New | Space Heating | Natural Gas | Unit Heater | E2 |  | Baseline Forecast | 0 | 0 | 0 | 0 | 0 | 0 | 0 | 0 | 0 | 0 | 0 | 0 | 0 | 0 | 0 | 0 | 0 | 0 | 0 | 0 | 0 | 0 | 0 | 0 | 0 | 0 | 0 | 0 | 0 | 0 | 0 | 0 | 0
Commercial_College_New_Space Heating_Natural Gas_Unit Heater_E3_Baseline Forecast | Commercial | College | New | Space Heating | Natural Gas | Unit Heater | E3 |  | Baseline Forecast | 0 | 0 | 0 | 0 | 0 | 0 | 0 | 0 | 0 | 0 | 0 | 0 | 0 | 0 | 0 | 0 | 0 | 0 | 0 | 0 | 0 | 0 | 0 | 0 | 0 | 0 | 0 | 0 | 0 | 0 | 0 | 0 | 0
Commercial_College_New_Space Heating_Natural Gas_Unit Heater_E4_Baseline Forecast | Commercial | College | New | Space Heating | Natural Gas | Unit Heater | E4 |  | Baseline Forecast | 0 | 0 | 0 | 0 | 0 | 0 | 0 | 0 | 0 | 0 | 0 | 0 | 0 | 0 | 0 | 0 | 0 | 0 | 0 | 0 | 0 | 0 | 0 | 0 | 0 | 0 | 0 | 0 | 0 | 0 | 0 | 0 | 0
Commercial_College_New_Space Heating_Natural Gas_Unit Heater_E5_Baseline Forecast | Commercial | College | New | Space Heating | Natural Gas | Unit Heater | E5 |  | Baseline Forecast | 0 | 0 | 0 | 0 | 0 | 0 | 0 | 0 | 0 | 0 | 0 | 0 | 0 | 0 | 0 | 0 | 0 | 0 | 0 | 0 | 0 | 0 | 0 | 0 | 0 | 0 | 0 | 0 | 0 | 0 | 0 | 0 | 0
Commercial_College_New_Space Heating_Natural Gas_Unit Heater_E6_Baseline Forecast | Commercial | College | New | Space Heating | Natural Gas | Unit Heater | E6 |  | Baseline Forecast | 0 | 0 | 0 | 0 | 0 | 0 | 0 | 0 | 0 | 0 | 0 | 0 | 0 | 0 | 0 | 0 | 0 | 0 | 0 | 0 | 0 | 0 | 0 | 0 | 0 | 0 | 0 | 0 | 0 | 0 | 0 | 0 | 0
Commercial_College_New_Space Heating_Natural Gas_Unit Heater_E7_Baseline Forecast | Commercial | College | New | Space Heating | Natural Gas | Unit Heater | E7 |  | Baseline Forecast | 0 | 0 | 0 | 0 | 0 | 0 | 0 | 0 | 0 | 0 | 0 | 0 | 0 | 0 | 0 | 0 | 0 | 0 | 0 | 0 | 0 | 0 | 0 | 0 | 0 | 0 | 0 | 0 | 0 | 0 | 0 | 0 | 0
Commercial_College_New_Space Heating_Natural Gas_Unit Heater_E8_Baseline Forecast | Commercial | College | New | Space Heating | Natural Gas | Unit Heater | E8 |  | Baseline Forecast | 0 | 0 | 0 | 0 | 0 | 0 | 0 | 0 | 0 | 0 | 0 | 0 | 0 | 0 | 0 | 0 | 0 | 0 | 0 | 0 | 0 | 0 | 0 | 0 | 0 | 0 | 0 | 0 | 0 | 0 | 0 | 0 | 0
Commercial_College_New_Space Heating_Natural Gas_Unit Heater_E9_Baseline Forecast | Commercial | College | New | Space Heating | Natural Gas | Unit Heater | E9 |  | Baseline Forecast | 0 | 0 | 0 | 0 | 0 | 0 | 0 | 0 | 0 | 0 | 0 | 0 | 0 | 0 | 0 | 0 | 0 | 0 | 0 | 0 | 0 | 0 | 0 | 0 | 0 | 0 | 0 | 0 | 0 | 0 | 0 | 0 | 0
Commercial_College_New_Space Heating_Natural Gas_Unit Heater_E10_Baseline Forecast | Commercial | College | New | Space Heating | Natural Gas | Unit Heater | E10 |  | Baseline Forecast | 0 | 0 | 0 | 0 | 0 | 0 | 0 | 0 | 0 | 0 | 0 | 0 | 0 | 0 | 0 | 0 | 0 | 0 | 0 | 0 | 0 | 0 | 0 | 0 | 0 | 0 | 0 | 0 | 0 | 0 | 0 | 0 | 0
Commercial_College_New_Water Heating_Natural Gas_Water Heater_E1_Baseline Forecast | Commercial | College | New | Water Heating | Natural Gas | Water Heater | E1 |  | Baseline Forecast | 0 | 0 | 0 | 0 | 0 | 0 | 0 | 0 | 0 | 0 | 0 | 0 | 0 | 0 | 0 | 0 | 0 | 0 | 0 | 0 | 0 | 0 | 0 | 0 | 0 | 0 | 0 | 0 | 0 | 0 | 0 | 0 | 0
Commercial_College_New_Water Heating_Natural Gas_Water Heater_E2_Baseline Forecast | Commercial | College | New | Water Heating | Natural Gas | Water Heater | E2 |  | Baseline Forecast | 0 | 4052.3187 | 19545.8379 | 12491.1593 | 16109.8641 | 21862.8519 | 20434.6618 | 18111.4682 | 16289.0509 | 15727.7451 | 16333.0501 | 19925.9113 | 21491.5789 | 23528.6129 | 26368.3783 | 29369.6359 | 34286.6617 | 31921.4282 | 32710.604 | 34018.0881 | 33920.0465 | 33920.8102 | 34438.9922 | 35748.1425 | 37697.5404 | 41041.3859 | 42712.5318 | 44331.3855 | 46098.9356 | 47536.2438 | 49188.9957 | 48706.3817 | 40928.7435
Commercial_College_New_Water Heating_Natural Gas_Water Heater_E3_Baseline Forecast | Commercial | College | New | Water Heating | Natural Gas | Water Heater | E3 |  | Baseline Forecast | 0 | 0 | 0 | 0 | 0 | 0 | 0 | 0 | 0 | 0 | 0 | 0 | 0 | 0 | 0 | 0 | 0 | 0 | 0 | 0 | 0 | 0 | 0 | 0 | 0 | 0 | 0 | 0 | 0 | 0 | 0 | 0 | 0
Commercial_College_New_Water Heating_Natural Gas_Water Heater_E4_Baseline Forecast | Commercial | College | New | Water Heating | Natural Gas | Water Heater | E4 |  | Baseline Forecast | 0 | 0 | 0 | 0 | 0 | 0 | 0 | 0 | 0 | 0 | 0 | 0 | 0 | 0 | 0 | 0 | 0 | 0 | 0 | 0 | 0 | 0 | 0 | 0 | 0 | 0 | 0 | 0 | 0 | 0 | 0 | 0 | 0
Commercial_College_New_Water Heating_Natural Gas_Water Heater_E5_Baseline Forecast | Commercial | College | New | Water Heating | Natural Gas | Water Heater | E5 |  | Baseline Forecast | 0 | 0 | 0 | 0 | 0 | 0 | 0 | 0 | 0 | 0 | 0 | 0 | 0 | 0 | 0 | 0 | 0 | 0 | 0 | 0 | 0 | 0 | 0 | 0 | 0 | 0 | 0 | 0 | 0 | 0 | 0 | 0 | 0
Commercial_College_New_Water Heating_Natural Gas_Water Heater_E6_Baseline Forecast | Commercial | College | New | Water Heating | Natural Gas | Water Heater | E6 |  | Baseline Forecast | 0 | 0 | 0 | 0 | 0 | 0 | 0 | 0 | 0 | 0 | 0 | 0 | 0 | 0 | 0 | 0 | 0 | 0 | 0 | 0 | 0 | 0 | 0 | 0 | 0 | 0 | 0 | 0 | 0 | 0 | 0 | 0 | 0
Commercial_College_New_Water Heating_Natural Gas_Water Heater_E7_Baseline Forecast | Commercial | College | New | Water Heating | Natural Gas | Water Heater | E7 |  | Baseline Forecast | 0 | 0 | 0 | 0 | 0 | 0 | 0 | 0 | 0 | 0 | 0 | 0 | 0 | 0 | 0 | 0 | 0 | 0 | 0 | 0 | 0 | 0 | 0 | 0 | 0 | 0 | 0 | 0 | 0 | 0 | 0 | 0 | 0
Commercial_College_New_Water Heating_Natural Gas_Water Heater_E8_Baseline Forecast | Commercial | College | New | Water Heating | Natural Gas | Water Heater | E8 |  | Baseline Forecast | 0 | 0 | 0 | 0 | 0 | 0 | 0 | 0 | 0 | 0 | 0 | 0 | 0 | 0 | 0 | 0 | 0 | 0 | 0 | 0 | 0 | 0 | 0 | 0 | 0 | 0 | 0 | 0 | 0 | 0 | 0 | 0 | 0
Commercial_College_New_Water Heating_Natural Gas_Water Heater_E9_Baseline Forecast | Commercial | College | New | Water Heating | Natural Gas | Water Heater | E9 |  | Baseline Forecast | 0 | 0 | 0 | 0 | 0 | 0 | 0 | 0 | 0 | 0 | 0 | 0 | 0 | 0 | 0 | 0 | 0 | 0 | 0 | 0 | 0 | 0 | 0 | 0 | 0 | 0 | 0 | 0 | 0 | 0 | 0 | 0 | 0
Commercial_College_New_Water Heating_Natural Gas_Water Heater_E10_Baseline Forecast | Commercial | College | New | Water Heating | Natural Gas | Water Heater | E10 |  | Baseline Forecast | 0 | 0 | 0 | 0 | 0 | 0 | 0 | 0 | 0 | 0 | 0 | 0 | 0 | 0 | 0 | 0 | 0 | 0 | 0 | 0 | 0 | 0 | 0 | 0 | 0 | 0 | 0 | 0 | 0 | 0 | 0 | 0 | 0
Commercial_College_New_Food Preparation_Natural Gas_Oven_E1_Baseline Forecast | Commercial | College | New | Food Preparation | Natural Gas | Oven | E1 |  | Baseline Forecast | 0 | 159.2486 | 768.1149 | 490.8792 | 633.0876 | 859.1692 | 803.044 | 711.7469 | 640.1293 | 618.071 | 610.0086 | 603.9483 | 634.9706 | 783.9493 | 850.025 | 929.4721 | 1037.5158 | 1153.5484 | 1345.8091 | 1252.8346 | 1284.7803 | 1330.738 | 1291.4837 | 1256.9097 | 1264.0481 | 1296.6634 | 1342.3348 | 1401.0266 | 1480.9287 | 1614.2455 | 1680.5929 | 1743.5867 | 1477.4103
Commercial_College_New_Food Preparation_Natural Gas_Oven_E2_Baseline Forecast | Commercial | College | New | Food Preparation | Natural Gas | Oven | E2 |  | Baseline Forecast | 0 | 229.1625 | 1105.3361 | 706.3872 | 911.0284 | 1236.3655 | 1155.5999 | 1024.2211 | 921.1616 | 889.4192 | 877.8173 | 869.0964 | 913.7381 | 1128.1222 | 1223.2068 | 1337.533 | 1493.0105 | 1659.9843 | 1936.6521 | 1802.8596 | 1848.8301 | 1914.9645 | 1858.4765 | 1808.7237 | 1818.9961 | 1865.9302 | 1931.6526 | 2016.1115 | 2131.0926 | 2322.9386 | 2418.4141 | 2509.0638 | 2126.0295
Commercial_College_New_Food Preparation_Natural Gas_Oven_E3_Baseline Forecast | Commercial | College | New | Food Preparation | Natural Gas | Oven | E3 |  | Baseline Forecast | 0 | 0 | 0 | 0 | 0 | 0 | 0 | 0 | 0 | 0 | 0 | 0 | 0 | 0 | 0 | 0 | 0 | 0 | 0 | 0 | 0 | 0 | 0 | 0 | 0 | 0 | 0 | 0 | 0 | 0 | 0 | 0 | 0
Commercial_College_New_Food Preparation_Natural Gas_Oven_E4_Baseline Forecast | Commercial | College | New | Food Preparation | Natural Gas | Oven | E4 |  | Baseline Forecast | 0 | 0 | 0 | 0 | 0 | 0 | 0 | 0 | 0 | 0 | 0 | 0 | 0 | 0 | 0 | 0 | 0 | 0 | 0 | 0 | 0 | 0 | 0 | 0 | 0 | 0 | 0 | 0 | 0 | 0 | 0 | 0 | 0
Commercial_College_New_Food Preparation_Natural Gas_Oven_E5_Baseline Forecast | Commercial | College | New | Food Preparation | Natural Gas | Oven | E5 |  | Baseline Forecast | 0 | 0 | 0 | 0 | 0 | 0 | 0 | 0 | 0 | 0 | 0 | 0 | 0 | 0 | 0 | 0 | 0 | 0 | 0 | 0 | 0 | 0 | 0 | 0 | 0 | 0 | 0 | 0 | 0 | 0 | 0 | 0 | 0
Commercial_College_New_Food Preparation_Natural Gas_Oven_E6_Baseline Forecast | Commercial | College | New | Food Preparation | Natural Gas | Oven | E6 |  | Baseline Forecast | 0 | 0 | 0 | 0 | 0 | 0 | 0 | 0 | 0 | 0 | 0 | 0 | 0 | 0 | 0 | 0 | 0 | 0 | 0 | 0 | 0 | 0 | 0 | 0 | 0 | 0 | 0 | 0 | 0 | 0 | 0 | 0 | 0
Commercial_College_New_Food Preparation_Natural Gas_Oven_E7_Baseline Forecast | Commercial | College | New | Food Preparation | Natural Gas | Oven | E7 |  | Baseline Forecast | 0 | 0 | 0 | 0 | 0 | 0 | 0 | 0 | 0 | 0 | 0 | 0 | 0 | 0 | 0 | 0 | 0 | 0 | 0 | 0 | 0 | 0 | 0 | 0 | 0 | 0 | 0 | 0 | 0 | 0 | 0 | 0 | 0
Commercial_College_New_Food Preparation_Natural Gas_Oven_E8_Baseline Forecast | Commercial | College | New | Food Preparation | Natural Gas | Oven | E8 |  | Baseline Forecast | 0 | 0 | 0 | 0 | 0 | 0 | 0 | 0 | 0 | 0 | 0 | 0 | 0 | 0 | 0 | 0 | 0 | 0 | 0 | 0 | 0 | 0 | 0 | 0 | 0 | 0 | 0 | 0 | 0 | 0 | 0 | 0 | 0
Commercial_College_New_Food Preparation_Natural Gas_Oven_E9_Baseline Forecast | Commercial | College | New | Food Preparation | Natural Gas | Oven | E9 |  | Baseline Forecast | 0 | 0 | 0 | 0 | 0 | 0 | 0 | 0 | 0 | 0 | 0 | 0 | 0 | 0 | 0 | 0 | 0 | 0 | 0 | 0 | 0 | 0 | 0 | 0 | 0 | 0 | 0 | 0 | 0 | 0 | 0 | 0 | 0
Commercial_College_New_Food Preparation_Natural Gas_Oven_E10_Baseline Forecast | Commercial | College | New | Food Preparation | Natural Gas | Oven | E10 |  | Baseline Forecast | 0 | 0 | 0 | 0 | 0 | 0 | 0 | 0 | 0 | 0 | 0 | 0 | 0 | 0 | 0 | 0 | 0 | 0 | 0 | 0 | 0 | 0 | 0 | 0 | 0 | 0 | 0 | 0 | 0 | 0 | 0 | 0 | 0
Commercial_College_New_Food Preparation_Natural Gas_Conveyor Oven_E1_Baseline Forecast | Commercial | College | New | Food Preparation | Natural Gas | Conveyor Oven | E1 |  | Baseline Forecast | 0 | 79.6243 | 384.0575 | 245.4396 | 316.5438 | 429.5846 | 401.522 | 355.8734 | 320.0646 | 309.0355 | 305.0043 | 301.9742 | 301.5604 | 302.4233 | 304.2835 | 304.8441 | 304.9274 | 320.4572 | 393.6824 | 424.4525 | 463.6804 | 517.6843 | 575.7331 | 671.8973 | 625.4453 | 641.404 | 664.3686 | 645.1554 | 625.1027 | 611.8231 | 608.0781 | 607.0394 | 439.8579
Commercial_College_New_Food Preparation_Natural Gas_Conveyor Oven_E2_Baseline Forecast | Commercial | College | New | Food Preparation | Natural Gas | Conveyor Oven | E2 |  | Baseline Forecast | 0 | 114.5813 | 552.668 | 353.1936 | 455.5142 | 618.1827 | 577.8 | 512.1105 | 460.5808 | 444.7096 | 438.9087 | 434.5482 | 433.9528 | 435.1945 | 437.8714 | 438.6781 | 438.7979 | 461.1458 | 566.5186 | 610.7975 | 667.2474 | 744.9603 | 828.494 | 966.8766 | 900.031 | 922.996 | 956.0427 | 928.3944 | 899.538 | 880.4284 | 875.0392 | 873.5445 | 632.9662
Commercial_College_New_Food Preparation_Natural Gas_Conveyor Oven_E3_Baseline Forecast | Commercial | College | New | Food Preparation | Natural Gas | Conveyor Oven | E3 |  | Baseline Forecast | 0 | 0 | 0 | 0 | 0 | 0 | 0 | 0 | 0 | 0 | 0 | 0 | 0 | 0 | 0 | 0 | 0 | 0 | 0 | 0 | 0 | 0 | 0 | 0 | 0 | 0 | 0 | 0 | 0 | 0 | 0 | 0 | 0
Commercial_College_New_Food Preparation_Natural Gas_Conveyor Oven_E4_Baseline Forecast | Commercial | College | New | Food Preparation | Natural Gas | Conveyor Oven | E4 |  | Baseline Forecast | 0 | 0 | 0 | 0 | 0 | 0 | 0 | 0 | 0 | 0 | 0 | 0 | 0 | 0 | 0 | 0 | 0 | 0 | 0 | 0 | 0 | 0 | 0 | 0 | 0 | 0 | 0 | 0 | 0 | 0 | 0 | 0 | 0
Commercial_College_New_Food Preparation_Natural Gas_Conveyor Oven_E5_Baseline Forecast | Commercial | College | New | Food Preparation | Natural Gas | Conveyor Oven | E5 |  | Baseline Forecast | 0 | 0 | 0 | 0 | 0 | 0 | 0 | 0 | 0 | 0 | 0 | 0 | 0 | 0 | 0 | 0 | 0 | 0 | 0 | 0 | 0 | 0 | 0 | 0 | 0 | 0 | 0 | 0 | 0 | 0 | 0 | 0 | 0
Commercial_College_New_Food Preparation_Natural Gas_Conveyor Oven_E6_Baseline Forecast | Commercial | College | New | Food Preparation | Natural Gas | Conveyor Oven | E6 |  | Baseline Forecast | 0 | 0 | 0 | 0 | 0 | 0 | 0 | 0 | 0 | 0 | 0 | 0 | 0 | 0 | 0 | 0 | 0 | 0 | 0 | 0 | 0 | 0 | 0 | 0 | 0 | 0 | 0 | 0 | 0 | 0 | 0 | 0 | 0
Commercial_College_New_Food Preparation_Natural Gas_Conveyor Oven_E7_Baseline Forecast | Commercial | College | New | Food Preparation | Natural Gas | Conveyor Oven | E7 |  | Baseline Forecast | 0 | 0 | 0 | 0 | 0 | 0 | 0 | 0 | 0 | 0 | 0 | 0 | 0 | 0 | 0 | 0 | 0 | 0 | 0 | 0 | 0 | 0 | 0 | 0 | 0 | 0 | 0 | 0 | 0 | 0 | 0 | 0 | 0
Commercial_College_New_Food Preparation_Natural Gas_Conveyor Oven_E8_Baseline Forecast | Commercial | College | New | Food Preparation | Natural Gas | Conveyor Oven | E8 |  | Baseline Forecast | 0 | 0 | 0 | 0 | 0 | 0 | 0 | 0 | 0 | 0 | 0 | 0 | 0 | 0 | 0 | 0 | 0 | 0 | 0 | 0 | 0 | 0 | 0 | 0 | 0 | 0 | 0 | 0 | 0 | 0 | 0 | 0 | 0
Commercial_College_New_Food Preparation_Natural Gas_Conveyor Oven_E9_Baseline Forecast | Commercial | College | New | Food Preparation | Natural Gas | Conveyor Oven | E9 |  | Baseline Forecast | 0 | 0 | 0 | 0 | 0 | 0 | 0 | 0 | 0 | 0 | 0 | 0 | 0 | 0 | 0 | 0 | 0 | 0 | 0 | 0 | 0 | 0 | 0 | 0 | 0 | 0 | 0 | 0 | 0 | 0 | 0 | 0 | 0
Commercial_College_New_Food Preparation_Natural Gas_Conveyor Oven_E10_Baseline Forecast | Commercial | College | New | Food Preparation | Natural Gas | Conveyor Oven | E10 |  | Baseline Forecast | 0 | 0 | 0 | 0 | 0 | 0 | 0 | 0 | 0 | 0 | 0 | 0 | 0 | 0 | 0 | 0 | 0 | 0 | 0 | 0 | 0 | 0 | 0 | 0 | 0 | 0 | 0 | 0 | 0 | 0 | 0 | 0 | 0
Commercial_College_New_Food Preparation_Natural Gas_Double Rack Oven_E1_Baseline Forecast | Commercial | College | New | Food Preparation | Natural Gas | Double Rack Oven | E1 |  | Baseline Forecast | 0 | 79.6243 | 384.0575 | 245.4396 | 316.5438 | 429.5846 | 401.522 | 355.8734 | 320.0646 | 309.0355 | 305.0043 | 301.9742 | 317.4853 | 391.9747 | 425.0125 | 464.736 | 518.7579 | 576.7742 | 672.9046 | 626.4173 | 642.3901 | 665.369 | 645.7418 | 628.4548 | 632.0241 | 648.3317 | 671.1674 | 700.5133 | 740.4644 | 807.1227 | 840.2964 | 871.7933 | 738.7052
Commercial_College_New_Food Preparation_Natural Gas_Double Rack Oven_E2_Baseline Forecast | Commercial | College | New | Food Preparation | Natural Gas | Double Rack Oven | E2 |  | Baseline Forecast | 0 | 114.5813 | 552.668 | 353.1936 | 455.5142 | 618.1827 | 577.8 | 512.1105 | 460.5808 | 444.7096 | 438.9087 | 434.5482 | 456.8691 | 564.0611 | 611.6034 | 668.7665 | 746.5053 | 829.9921 | 968.3261 | 901.4298 | 924.4151 | 957.4822 | 929.2383 | 904.3618 | 909.498 | 932.9651 | 965.8263 | 1008.0557 | 1065.5463 | 1161.4693 | 1209.2071 | 1254.5319 | 1063.0147
Commercial_College_New_Food Preparation_Natural Gas_Double Rack Oven_E3_Baseline Forecast | Commercial | College | New | Food Preparation | Natural Gas | Double Rack Oven | E3 |  | Baseline Forecast | 0 | 0 | 0 | 0 | 0 | 0 | 0 | 0 | 0 | 0 | 0 | 0 | 0 | 0 | 0 | 0 | 0 | 0 | 0 | 0 | 0 | 0 | 0 | 0 | 0 | 0 | 0 | 0 | 0 | 0 | 0 | 0 | 0
Commercial_College_New_Food Preparation_Natural Gas_Double Rack Oven_E4_Baseline Forecast | Commercial | College | New | Food Preparation | Natural Gas | Double Rack Oven | E4 |  | Baseline Forecast | 0 | 0 | 0 | 0 | 0 | 0 | 0 | 0 | 0 | 0 | 0 | 0 | 0 | 0 | 0 | 0 | 0 | 0 | 0 | 0 | 0 | 0 | 0 | 0 | 0 | 0 | 0 | 0 | 0 | 0 | 0 | 0 | 0
Commercial_College_New_Food Preparation_Natural Gas_Double Rack Oven_E5_Baseline Forecast | Commercial | College | New | Food Preparation | Natural Gas | Double Rack Oven | E5 |  | Baseline Forecast | 0 | 0 | 0 | 0 | 0 | 0 | 0 | 0 | 0 | 0 | 0 | 0 | 0 | 0 | 0 | 0 | 0 | 0 | 0 | 0 | 0 | 0 | 0 | 0 | 0 | 0 | 0 | 0 | 0 | 0 | 0 | 0 | 0
Commercial_College_New_Food Preparation_Natural Gas_Double Rack Oven_E6_Baseline Forecast | Commercial | College | New | Food Preparation | Natural Gas | Double Rack Oven | E6 |  | Baseline Forecast | 0 | 0 | 0 | 0 | 0 | 0 | 0 | 0 | 0 | 0 | 0 | 0 | 0 | 0 | 0 | 0 | 0 | 0 | 0 | 0 | 0 | 0 | 0 | 0 | 0 | 0 | 0 | 0 | 0 | 0 | 0 | 0 | 0
Commercial_College_New_Food Preparation_Natural Gas_Double Rack Oven_E7_Baseline Forecast | Commercial | College | New | Food Preparation | Natural Gas | Double Rack Oven | E7 |  | Baseline Forecast | 0 | 0 | 0 | 0 | 0 | 0 | 0 | 0 | 0 | 0 | 0 | 0 | 0 | 0 | 0 | 0 | 0 | 0 | 0 | 0 | 0 | 0 | 0 | 0 | 0 | 0 | 0 | 0 | 0 | 0 | 0 | 0 | 0
Commercial_College_New_Food Preparation_Natural Gas_Double Rack Oven_E8_Baseline Forecast | Commercial | College | New | Food Preparation | Natural Gas | Double Rack Oven | E8 |  | Baseline Forecast | 0 | 0 | 0 | 0 | 0 | 0 | 0 | 0 | 0 | 0 | 0 | 0 | 0 | 0 | 0 | 0 | 0 | 0 | 0 | 0 | 0 | 0 | 0 | 0 | 0 | 0 | 0 | 0 | 0 | 0 | 0 | 0 | 0
Commercial_College_New_Food Preparation_Natural Gas_Double Rack Oven_E9_Baseline Forecast | Commercial | College | New | Food Preparation | Natural Gas | Double Rack Oven | E9 |  | Baseline Forecast | 0 | 0 | 0 | 0 | 0 | 0 | 0 | 0 | 0 | 0 | 0 | 0 | 0 | 0 | 0 | 0 | 0 | 0 | 0 | 0 | 0 | 0 | 0 | 0 | 0 | 0 | 0 | 0 | 0 | 0 | 0 | 0 | 0
Commercial_College_New_Food Preparation_Natural Gas_Double Rack Oven_E10_Baseline Forecast | Commercial | College | New | Food Preparation | Natural Gas | Double Rack Oven | E10 |  | Baseline Forecast | 0 | 0 | 0 | 0 | 0 | 0 | 0 | 0 | 0 | 0 | 0 | 0 | 0 | 0 | 0 | 0 | 0 | 0 | 0 | 0 | 0 | 0 | 0 | 0 | 0 | 0 | 0 | 0 | 0 | 0 | 0 | 0 | 0
Commercial_College_New_Food Preparation_Natural Gas_Fryer_E1_Baseline Forecast | Commercial | College | New | Food Preparation | Natural Gas | Fryer | E1 |  | Baseline Forecast | 0 | 371.9607 | 1794.1048 | 0 | 0 | 0 | 0 | 0 | 0 | 0 | 0 | 0 | 0 | 0 | 0 | 0 | 0 | 0 | 0 | 0 | 0 | 0 | 0 | 0 | 0 | 0 | 0 | 0 | 0 | 0 | 0 | 0 | 0
Commercial_College_New_Food Preparation_Natural Gas_Fryer_E2_Baseline Forecast | Commercial | College | New | Food Preparation | Natural Gas | Fryer | E2 |  | Baseline Forecast | 0 | 130.6889 | 630.3612 | 1549.4036 | 1998.2677 | 2711.8684 | 2660.3781 | 2946.91 | 2933.1174 | 3134.9042 | 3610.6959 | 4291.3992 | 4221.582 | 4487.3508 | 4807.6051 | 4979.9155 | 5357.4103 | 5548.9205 | 5809.4904 | 6149.3307 | 6498.255 | 6676.3251 | 6934.7934 | 7206.1135 | 7458.8444 | 7786.3994 | 8032.5302 | 8298.2162 | 8584.2051 | 8864.1188 | 9115.4824 | 9384.7012 | 8604.2084
Commercial_College_New_Food Preparation_Natural Gas_Fryer_E3_Baseline Forecast | Commercial | College | New | Food Preparation | Natural Gas | Fryer | E3 |  | Baseline Forecast | 0 | 0 | 0 | 0 | 0 | 0 | 0 | 0 | 0 | 0 | 0 | 0 | 0 | 0 | 0 | 0 | 0 | 0 | 0 | 0 | 0 | 0 | 0 | 0 | 0 | 0 | 0 | 0 | 0 | 0 | 0 | 0 | 0
Commercial_College_New_Food Preparation_Natural Gas_Fryer_E4_Baseline Forecast | Commercial | College | New | Food Preparation | Natural Gas | Fryer | E4 |  | Baseline Forecast | 0 | 0 | 0 | 0 | 0 | 0 | 0 | 0 | 0 | 0 | 0 | 0 | 0 | 0 | 0 | 0 | 0 | 0 | 0 | 0 | 0 | 0 | 0 | 0 | 0 | 0 | 0 | 0 | 0 | 0 | 0 | 0 | 0
Commercial_College_New_Food Preparation_Natural Gas_Fryer_E5_Baseline Forecast | Commercial | College | New | Food Preparation | Natural Gas | Fryer | E5 |  | Baseline Forecast | 0 | 0 | 0 | 0 | 0 | 0 | 0 | 0 | 0 | 0 | 0 | 0 | 0 | 0 | 0 | 0 | 0 | 0 | 0 | 0 | 0 | 0 | 0 | 0 | 0 | 0 | 0 | 0 | 0 | 0 | 0 | 0 | 0
Commercial_College_New_Food Preparation_Natural Gas_Fryer_E6_Baseline Forecast | Commercial | College | New | Food Preparation | Natural Gas | Fryer | E6 |  | Baseline Forecast | 0 | 0 | 0 | 0 | 0 | 0 | 0 | 0 | 0 | 0 | 0 | 0 | 0 | 0 | 0 | 0 | 0 | 0 | 0 | 0 | 0 | 0 | 0 | 0 | 0 | 0 | 0 | 0 | 0 | 0 | 0 | 0 | 0
Commercial_College_New_Food Preparation_Natural Gas_Fryer_E7_Baseline Forecast | Commercial | College | New | Food Preparation | Natural Gas | Fryer | E7 |  | Baseline Forecast | 0 | 0 | 0 | 0 | 0 | 0 | 0 | 0 | 0 | 0 | 0 | 0 | 0 | 0 | 0 | 0 | 0 | 0 | 0 | 0 | 0 | 0 | 0 | 0 | 0 | 0 | 0 | 0 | 0 | 0 | 0 | 0 | 0
Commercial_College_New_Food Preparation_Natural Gas_Fryer_E8_Baseline Forecast | Commercial | College | New | Food Preparation | Natural Gas | Fryer | E8 |  | Baseline Forecast | 0 | 0 | 0 | 0 | 0 | 0 | 0 | 0 | 0 | 0 | 0 | 0 | 0 | 0 | 0 | 0 | 0 | 0 | 0 | 0 | 0 | 0 | 0 | 0 | 0 | 0 | 0 | 0 | 0 | 0 | 0 | 0 | 0
Commercial_College_New_Food Preparation_Natural Gas_Fryer_E9_Baseline Forecast | Commercial | College | New | Food Preparation | Natural Gas | Fryer | E9 |  | Baseline Forecast | 0 | 0 | 0 | 0 | 0 | 0 | 0 | 0 | 0 | 0 | 0 | 0 | 0 | 0 | 0 | 0 | 0 | 0 | 0 | 0 | 0 | 0 | 0 | 0 | 0 | 0 | 0 | 0 | 0 | 0 | 0 | 0 | 0
Commercial_College_New_Food Preparation_Natural Gas_Fryer_E10_Baseline Forecast | Commercial | College | New | Food Preparation | Natural Gas | Fryer | E10 |  | Baseline Forecast | 0 | 0 | 0 | 0 | 0 | 0 | 0 | 0 | 0 | 0 | 0 | 0 | 0 | 0 | 0 | 0 | 0 | 0 | 0 | 0 | 0 | 0 | 0 | 0 | 0 | 0 | 0 | 0 | 0 | 0 | 0 | 0 | 0
Commercial_College_New_Food Preparation_Natural Gas_Broiler_E1_Baseline Forecast | Commercial | College | New | Food Preparation | Natural Gas | Broiler | E1 |  | Baseline Forecast | 0 | 574.8484 | 2772.7074 | 1771.9543 | 2285.2916 | 3101.3913 | 2898.793 | 2569.2325 | 2310.7105 | 2231.0855 | 2201.9824 | 2180.1062 | 2292.0888 | 2829.8658 | 3068.383 | 3355.1676 | 3745.1789 | 4164.0283 | 4858.0426 | 4522.4275 | 4637.7433 | 4803.6396 | 4661.9411 | 4537.1373 | 4562.9055 | 4680.6384 | 4845.5013 | 5057.3644 | 5345.7915 | 5827.0325 | 6066.5304 | 6293.9227 | 5333.0909
Commercial_College_New_Food Preparation_Natural Gas_Broiler_E2_Baseline Forecast | Commercial | College | New | Food Preparation | Natural Gas | Broiler | E2 |  | Baseline Forecast | 0 | 201.9738 | 974.1945 | 622.5785 | 802.9403 | 1089.678 | 1018.4949 | 902.7033 | 811.8713 | 783.8949 | 773.6695 | 765.9832 | 805.3285 | 994.2772 | 1078.0805 | 1178.8427 | 1315.8737 | 1463.037 | 1706.8798 | 1588.961 | 1629.4774 | 1687.7653 | 1637.9793 | 1594.1293 | 1603.183 | 1644.5486 | 1702.4734 | 1776.9118 | 1878.2511 | 2047.3357 | 2131.4837 | 2211.3783 | 1873.7887
Commercial_College_New_Food Preparation_Natural Gas_Broiler_E3_Baseline Forecast | Commercial | College | New | Food Preparation | Natural Gas | Broiler | E3 |  | Baseline Forecast | 0 | 0 | 0 | 0 | 0 | 0 | 0 | 0 | 0 | 0 | 0 | 0 | 0 | 0 | 0 | 0 | 0 | 0 | 0 | 0 | 0 | 0 | 0 | 0 | 0 | 0 | 0 | 0 | 0 | 0 | 0 | 0 | 0
Commercial_College_New_Food Preparation_Natural Gas_Broiler_E4_Baseline Forecast | Commercial | College | New | Food Preparation | Natural Gas | Broiler | E4 |  | Baseline Forecast | 0 | 0 | 0 | 0 | 0 | 0 | 0 | 0 | 0 | 0 | 0 | 0 | 0 | 0 | 0 | 0 | 0 | 0 | 0 | 0 | 0 | 0 | 0 | 0 | 0 | 0 | 0 | 0 | 0 | 0 | 0 | 0 | 0
Commercial_College_New_Food Preparation_Natural Gas_Broiler_E5_Baseline Forecast | Commercial | College | New | Food Preparation | Natural Gas | Broiler | E5 |  | Baseline Forecast | 0 | 0 | 0 | 0 | 0 | 0 | 0 | 0 | 0 | 0 | 0 | 0 | 0 | 0 | 0 | 0 | 0 | 0 | 0 | 0 | 0 | 0 | 0 | 0 | 0 | 0 | 0 | 0 | 0 | 0 | 0 | 0 | 0
Commercial_College_New_Food Preparation_Natural Gas_Broiler_E6_Baseline Forecast | Commercial | College | New | Food Preparation | Natural Gas | Broiler | E6 |  | Baseline Forecast | 0 | 0 | 0 | 0 | 0 | 0 | 0 | 0 | 0 | 0 | 0 | 0 | 0 | 0 | 0 | 0 | 0 | 0 | 0 | 0 | 0 | 0 | 0 | 0 | 0 | 0 | 0 | 0 | 0 | 0 | 0 | 0 | 0
Commercial_College_New_Food Preparation_Natural Gas_Broiler_E7_Baseline Forecast | Commercial | College | New | Food Preparation | Natural Gas | Broiler | E7 |  | Baseline Forecast | 0 | 0 | 0 | 0 | 0 | 0 | 0 | 0 | 0 | 0 | 0 | 0 | 0 | 0 | 0 | 0 | 0 | 0 | 0 | 0 | 0 | 0 | 0 | 0 | 0 | 0 | 0 | 0 | 0 | 0 | 0 | 0 | 0
Commercial_College_New_Food Preparation_Natural Gas_Broiler_E8_Baseline Forecast | Commercial | College | New | Food Preparation | Natural Gas | Broiler | E8 |  | Baseline Forecast | 0 | 0 | 0 | 0 | 0 | 0 | 0 | 0 | 0 | 0 | 0 | 0 | 0 | 0 | 0 | 0 | 0 | 0 | 0 | 0 | 0 | 0 | 0 | 0 | 0 | 0 | 0 | 0 | 0 | 0 | 0 | 0 | 0
Commercial_College_New_Food Preparation_Natural Gas_Broiler_E9_Baseline Forecast | Commercial | College | New | Food Preparation | Natural Gas | Broiler | E9 |  | Baseline Forecast | 0 | 0 | 0 | 0 | 0 | 0 | 0 | 0 | 0 | 0 | 0 | 0 | 0 | 0 | 0 | 0 | 0 | 0 | 0 | 0 | 0 | 0 | 0 | 0 | 0 | 0 | 0 | 0 | 0 | 0 | 0 | 0 | 0
Commercial_College_New_Food Preparation_Natural Gas_Broiler_E10_Baseline Forecast | Commercial | College | New | Food Preparation | Natural Gas | Broiler | E10 |  | Baseline Forecast | 0 | 0 | 0 | 0 | 0 | 0 | 0 | 0 | 0 | 0 | 0 | 0 | 0 | 0 | 0 | 0 | 0 | 0 | 0 | 0 | 0 | 0 | 0 | 0 | 0 | 0 | 0 | 0 | 0 | 0 | 0 | 0 | 0
Commercial_College_New_Food Preparation_Natural Gas_Griddle_E1_Baseline Forecast | Commercial | College | New | Food Preparation | Natural Gas | Griddle | E1 |  | Baseline Forecast | 0 | 778.65 | 3755.7182 | 2400.167 | 3095.4984 | 4200.9307 | 3926.505 | 3480.1051 | 3129.929 | 3022.0745 | 2982.6534 | 2953.0214 | 3104.7054 | 3833.141 | 4156.2199 | 4544.6785 | 5072.9609 | 5640.3054 | 6580.3693 | 6125.7683 | 6281.9671 | 6506.6788 | 6314.7437 | 6145.6932 | 6180.5969 | 6340.0699 | 6563.3818 | 6850.3569 | 7241.0404 | 7892.8961 | 8217.3035 | 8525.3134 | 7223.837
Commercial_College_New_Food Preparation_Natural Gas_Griddle_E2_Baseline Forecast | Commercial | College | New | Food Preparation | Natural Gas | Griddle | E2 |  | Baseline Forecast | 0 | 318.0401 | 1534.0257 | 980.3499 | 1264.3585 | 1715.8731 | 1603.7838 | 1421.4514 | 1278.4217 | 1234.3685 | 1218.2669 | 1206.1637 | 1268.1191 | 1565.6491 | 1697.611 | 1856.2771 | 2072.0545 | 2303.7867 | 2687.7565 | 2502.0744 | 2565.8739 | 2657.6575 | 2579.2615 | 2510.2127 | 2524.4692 | 2589.606 | 2680.8179 | 2798.0331 | 2957.608 | 3223.859 | 3356.3634 | 3482.1703 | 2950.5813
Commercial_College_New_Food Preparation_Natural Gas_Griddle_E3_Baseline Forecast | Commercial | College | New | Food Preparation | Natural Gas | Griddle | E3 |  | Baseline Forecast | 0 | 0 | 0 | 0 | 0 | 0 | 0 | 0 | 0 | 0 | 0 | 0 | 0 | 0 | 0 | 0 | 0 | 0 | 0 | 0 | 0 | 0 | 0 | 0 | 0 | 0 | 0 | 0 | 0 | 0 | 0 | 0 | 0
Commercial_College_New_Food Preparation_Natural Gas_Griddle_E4_Baseline Forecast | Commercial | College | New | Food Preparation | Natural Gas | Griddle | E4 |  | Baseline Forecast | 0 | 0 | 0 | 0 | 0 | 0 | 0 | 0 | 0 | 0 | 0 | 0 | 0 | 0 | 0 | 0 | 0 | 0 | 0 | 0 | 0 | 0 | 0 | 0 | 0 | 0 | 0 | 0 | 0 | 0 | 0 | 0 | 0
Commercial_College_New_Food Preparation_Natural Gas_Griddle_E5_Baseline Forecast | Commercial | College | New | Food Preparation | Natural Gas | Griddle | E5 |  | Baseline Forecast | 0 | 0 | 0 | 0 | 0 | 0 | 0 | 0 | 0 | 0 | 0 | 0 | 0 | 0 | 0 | 0 | 0 | 0 | 0 | 0 | 0 | 0 | 0 | 0 | 0 | 0 | 0 | 0 | 0 | 0 | 0 | 0 | 0
Commercial_College_New_Food Preparation_Natural Gas_Griddle_E6_Baseline Forecast | Commercial | College | New | Food Preparation | Natural Gas | Griddle | E6 |  | Baseline Forecast | 0 | 0 | 0 | 0 | 0 | 0 | 0 | 0 | 0 | 0 | 0 | 0 | 0 | 0 | 0 | 0 | 0 | 0 | 0 | 0 | 0 | 0 | 0 | 0 | 0 | 0 | 0 | 0 | 0 | 0 | 0 | 0 | 0
Commercial_College_New_Food Preparation_Natural Gas_Griddle_E7_Baseline Forecast | Commercial | College | New | Food Preparation | Natural Gas | Griddle | E7 |  | Baseline Forecast | 0 | 0 | 0 | 0 | 0 | 0 | 0 | 0 | 0 | 0 | 0 | 0 | 0 | 0 | 0 | 0 | 0 | 0 | 0 | 0 | 0 | 0 | 0 | 0 | 0 | 0 | 0 | 0 | 0 | 0 | 0 | 0 | 0
Commercial_College_New_Food Preparation_Natural Gas_Griddle_E8_Baseline Forecast | Commercial | College | New | Food Preparation | Natural Gas | Griddle | E8 |  | Baseline Forecast | 0 | 0 | 0 | 0 | 0 | 0 | 0 | 0 | 0 | 0 | 0 | 0 | 0 | 0 | 0 | 0 | 0 | 0 | 0 | 0 | 0 | 0 | 0 | 0 | 0 | 0 | 0 | 0 | 0 | 0 | 0 | 0 | 0
Commercial_College_New_Food Preparation_Natural Gas_Griddle_E9_Baseline Forecast | Commercial | College | New | Food Preparation | Natural Gas | Griddle | E9 |  | Baseline Forecast | 0 | 0 | 0 | 0 | 0 | 0 | 0 | 0 | 0 | 0 | 0 | 0 | 0 | 0 | 0 | 0 | 0 | 0 | 0 | 0 | 0 | 0 | 0 | 0 | 0 | 0 | 0 | 0 | 0 | 0 | 0 | 0 | 0
Commercial_College_New_Food Preparation_Natural Gas_Griddle_E10_Baseline Forecast | Commercial | College | New | Food Preparation | Natural Gas | Griddle | E10 |  | Baseline Forecast | 0 | 0 | 0 | 0 | 0 | 0 | 0 | 0 | 0 | 0 | 0 | 0 | 0 | 0 | 0 | 0 | 0 | 0 | 0 | 0 | 0 | 0 | 0 | 0 | 0 | 0 | 0 | 0 | 0 | 0 | 0 | 0 | 0
Commercial_College_New_Food Preparation_Natural Gas_Range_E1_Baseline Forecast | Commercial | College | New | Food Preparation | Natural Gas | Range | E1 |  | Baseline Forecast | 0 | 555.8087 | 2680.8716 | 1713.2647 | 2209.5997 | 2998.6691 | 2802.7811 | 2484.1361 | 2234.1766 | 2157.1889 | 2240.2115 | 2733.0018 | 2947.7459 | 3227.1418 | 3616.6389 | 4028.2859 | 4702.6962 | 4378.2851 | 4486.527 | 4665.8592 | 4652.412 | 4652.5167 | 4723.5896 | 4903.1503 | 5170.5262 | 5629.1619 | 5858.3733 | 6080.4123 | 6322.8463 | 6519.9848 | 6746.6733 | 6680.4788 | 5613.7121
Commercial_College_New_Food Preparation_Natural Gas_Range_E2_Baseline Forecast | Commercial | College | New | Food Preparation | Natural Gas | Range | E2 |  | Baseline Forecast | 0 | 799.8222 | 3857.8396 | 2465.4297 | 3179.6678 | 4315.1579 | 4033.2703 | 3574.7324 | 3215.0347 | 3104.2475 | 3223.719 | 3932.8562 | 4241.8783 | 4643.9358 | 5204.4315 | 5796.8017 | 6767.2946 | 6300.4591 | 6456.2218 | 6714.2851 | 6694.9343 | 6695.085 | 6797.3607 | 7055.7528 | 7440.5133 | 8100.5013 | 8430.342 | 8749.8616 | 9098.73 | 9382.4172 | 9708.6274 | 9613.372 | 8078.2686
Commercial_College_New_Food Preparation_Natural Gas_Range_E3_Baseline Forecast | Commercial | College | New | Food Preparation | Natural Gas | Range | E3 |  | Baseline Forecast | 0 | 0 | 0 | 0 | 0 | 0 | 0 | 0 | 0 | 0 | 0 | 0 | 0 | 0 | 0 | 0 | 0 | 0 | 0 | 0 | 0 | 0 | 0 | 0 | 0 | 0 | 0 | 0 | 0 | 0 | 0 | 0 | 0
Commercial_College_New_Food Preparation_Natural Gas_Range_E4_Baseline Forecast | Commercial | College | New | Food Preparation | Natural Gas | Range | E4 |  | Baseline Forecast | 0 | 0 | 0 | 0 | 0 | 0 | 0 | 0 | 0 | 0 | 0 | 0 | 0 | 0 | 0 | 0 | 0 | 0 | 0 | 0 | 0 | 0 | 0 | 0 | 0 | 0 | 0 | 0 | 0 | 0 | 0 | 0 | 0
Commercial_College_New_Food Preparation_Natural Gas_Range_E5_Baseline Forecast | Commercial | College | New | Food Preparation | Natural Gas | Range | E5 |  | Baseline Forecast | 0 | 0 | 0 | 0 | 0 | 0 | 0 | 0 | 0 | 0 | 0 | 0 | 0 | 0 | 0 | 0 | 0 | 0 | 0 | 0 | 0 | 0 | 0 | 0 | 0 | 0 | 0 | 0 | 0 | 0 | 0 | 0 | 0
Commercial_College_New_Food Preparation_Natural Gas_Range_E6_Baseline Forecast | Commercial | College | New | Food Preparation | Natural Gas | Range | E6 |  | Baseline Forecast | 0 | 0 | 0 | 0 | 0 | 0 | 0 | 0 | 0 | 0 | 0 | 0 | 0 | 0 | 0 | 0 | 0 | 0 | 0 | 0 | 0 | 0 | 0 | 0 | 0 | 0 | 0 | 0 | 0 | 0 | 0 | 0 | 0
Commercial_College_New_Food Preparation_Natural Gas_Range_E7_Baseline Forecast | Commercial | College | New | Food Preparation | Natural Gas | Range | E7 |  | Baseline Forecast | 0 | 0 | 0 | 0 | 0 | 0 | 0 | 0 | 0 | 0 | 0 | 0 | 0 | 0 | 0 | 0 | 0 | 0 | 0 | 0 | 0 | 0 | 0 | 0 | 0 | 0 | 0 | 0 | 0 | 0 | 0 | 0 | 0
Commercial_College_New_Food Preparation_Natural Gas_Range_E8_Baseline Forecast | Commercial | College | New | Food Preparation | Natural Gas | Range | E8 |  | Baseline Forecast | 0 | 0 | 0 | 0 | 0 | 0 | 0 | 0 | 0 | 0 | 0 | 0 | 0 | 0 | 0 | 0 | 0 | 0 | 0 | 0 | 0 | 0 | 0 | 0 | 0 | 0 | 0 | 0 | 0 | 0 | 0 | 0 | 0
Commercial_College_New_Food Preparation_Natural Gas_Range_E9_Baseline Forecast | Commercial | College | New | Food Preparation | Natural Gas | Range | E9 |  | Baseline Forecast | 0 | 0 | 0 | 0 | 0 | 0 | 0 | 0 | 0 | 0 | 0 | 0 | 0 | 0 | 0 | 0 | 0 | 0 | 0 | 0 | 0 | 0 | 0 | 0 | 0 | 0 | 0 | 0 | 0 | 0 | 0 | 0 | 0
Commercial_College_New_Food Preparation_Natural Gas_Range_E10_Baseline Forecast | Commercial | College | New | Food Preparation | Natural Gas | Range | E10 |  | Baseline Forecast | 0 | 0 | 0 | 0 | 0 | 0 | 0 | 0 | 0 | 0 | 0 | 0 | 0 | 0 | 0 | 0 | 0 | 0 | 0 | 0 | 0 | 0 | 0 | 0 | 0 | 0 | 0 | 0 | 0 | 0 | 0 | 0 | 0
Commercial_College_New_Food Preparation_Natural Gas_Steamer_E1_Baseline Forecast | Commercial | College | New | Food Preparation | Natural Gas | Steamer | E1 |  | Baseline Forecast | 0 | 243.7089 | 1175.4987 | 0 | 0 | 0 | 0 | 0 | 0 | 0 | 0 | 0 | 0 | 0 | 0 | 0 | 0 | 0 | 0 | 0 | 0 | 0 | 0 | 0 | 0 | 0 | 0 | 0 | 0 | 0 | 0 | 0 | 0
Commercial_College_New_Food Preparation_Natural Gas_Steamer_E2_Baseline Forecast | Commercial | College | New | Food Preparation | Natural Gas | Steamer | E2 |  | Baseline Forecast | 0 | 243.7089 | 1175.4987 | 1502.4519 | 1937.7142 | 2629.6906 | 2457.9061 | 2178.4696 | 1959.267 | 1891.7524 | 1921.2332 | 2157.8886 | 2287.9215 | 2459.402 | 2695.4075 | 2879.4126 | 3009.3839 | 3097.6867 | 3168.3693 | 3384.2607 | 4028.8585 | 3781.1409 | 3972.7695 | 4248.1063 | 4247.0228 | 4229.6878 | 4242.6756 | 4308.8223 | 4421.5135 | 4657.1411 | 4806.2669 | 4972.9164 | 4151.4646
Commercial_College_New_Food Preparation_Natural Gas_Steamer_E3_Baseline Forecast | Commercial | College | New | Food Preparation | Natural Gas | Steamer | E3 |  | Baseline Forecast | 0 | 0 | 0 | 0 | 0 | 0 | 0 | 0 | 0 | 0 | 0 | 0 | 0 | 0 | 0 | 0 | 0 | 0 | 0 | 0 | 0 | 0 | 0 | 0 | 0 | 0 | 0 | 0 | 0 | 0 | 0 | 0 | 0
Commercial_College_New_Food Preparation_Natural Gas_Steamer_E4_Baseline Forecast | Commercial | College | New | Food Preparation | Natural Gas | Steamer | E4 |  | Baseline Forecast | 0 | 0 | 0 | 0 | 0 | 0 | 0 | 0 | 0 | 0 | 0 | 0 | 0 | 0 | 0 | 0 | 0 | 0 | 0 | 0 | 0 | 0 | 0 | 0 | 0 | 0 | 0 | 0 | 0 | 0 | 0 | 0 | 0
Commercial_College_New_Food Preparation_Natural Gas_Steamer_E5_Baseline Forecast | Commercial | College | New | Food Preparation | Natural Gas | Steamer | E5 |  | Baseline Forecast | 0 | 0 | 0 | 0 | 0 | 0 | 0 | 0 | 0 | 0 | 0 | 0 | 0 | 0 | 0 | 0 | 0 | 0 | 0 | 0 | 0 | 0 | 0 | 0 | 0 | 0 | 0 | 0 | 0 | 0 | 0 | 0 | 0
Commercial_College_New_Food Preparation_Natural Gas_Steamer_E6_Baseline Forecast | Commercial | College | New | Food Preparation | Natural Gas | Steamer | E6 |  | Baseline Forecast | 0 | 0 | 0 | 0 | 0 | 0 | 0 | 0 | 0 | 0 | 0 | 0 | 0 | 0 | 0 | 0 | 0 | 0 | 0 | 0 | 0 | 0 | 0 | 0 | 0 | 0 | 0 | 0 | 0 | 0 | 0 | 0 | 0
Commercial_College_New_Food Preparation_Natural Gas_Steamer_E7_Baseline Forecast | Commercial | College | New | Food Preparation | Natural Gas | Steamer | E7 |  | Baseline Forecast | 0 | 0 | 0 | 0 | 0 | 0 | 0 | 0 | 0 | 0 | 0 | 0 | 0 | 0 | 0 | 0 | 0 | 0 | 0 | 0 | 0 | 0 | 0 | 0 | 0 | 0 | 0 | 0 | 0 | 0 | 0 | 0 | 0
Commercial_College_New_Food Preparation_Natural Gas_Steamer_E8_Baseline Forecast | Commercial | College | New | Food Preparation | Natural Gas | Steamer | E8 |  | Baseline Forecast | 0 | 0 | 0 | 0 | 0 | 0 | 0 | 0 | 0 | 0 | 0 | 0 | 0 | 0 | 0 | 0 | 0 | 0 | 0 | 0 | 0 | 0 | 0 | 0 | 0 | 0 | 0 | 0 | 0 | 0 | 0 | 0 | 0
Commercial_College_New_Food Preparation_Natural Gas_Steamer_E9_Baseline Forecast | Commercial | College | New | Food Preparation | Natural Gas | Steamer | E9 |  | Baseline Forecast | 0 | 0 | 0 | 0 | 0 | 0 | 0 | 0 | 0 | 0 | 0 | 0 | 0 | 0 | 0 | 0 | 0 | 0 | 0 | 0 | 0 | 0 | 0 | 0 | 0 | 0 | 0 | 0 | 0 | 0 | 0 | 0 | 0
Commercial_College_New_Food Preparation_Natural Gas_Steamer_E10_Baseline Forecast | Commercial | College | New | Food Preparation | Natural Gas | Steamer | E10 |  | Baseline Forecast | 0 | 0 | 0 | 0 | 0 | 0 | 0 | 0 | 0 | 0 | 0 | 0 | 0 | 0 | 0 | 0 | 0 | 0 | 0 | 0 | 0 | 0 | 0 | 0 | 0 | 0 | 0 | 0 | 0 | 0 | 0 | 0 | 0
Commercial_College_New_Food Preparation_Natural Gas_Food Prep Other_E1_Baseline Forecast | Commercial | College | New | Food Preparation | Natural Gas | Food Prep Other | E1 |  | Baseline Forecast | 0 | 45.0862 | 217.4673 | 138.9768 | 179.2386 | 243.2464 | 227.3563 | 201.5084 | 181.2322 | 174.9871 | 181.7217 | 221.696 | 239.1156 | 261.7797 | 293.3749 | 326.767 | 381.4739 | 355.1582 | 363.9386 | 378.4857 | 377.3949 | 377.4034 | 383.1687 | 397.7343 | 419.4233 | 456.627 | 475.2202 | 493.2316 | 512.8974 | 528.8889 | 547.2774 | 541.9078 | 455.3737
Commercial_College_New_Food Preparation_Natural Gas_Food Prep Other_E2_Baseline Forecast | Commercial | College | New | Food Preparation | Natural Gas | Food Prep Other | E2 |  | Baseline Forecast | 0 | 15.8411 | 76.4074 | 48.8297 | 62.9757 | 85.4649 | 79.8819 | 70.8003 | 63.6762 | 61.482 | 63.8482 | 77.8932 | 84.0136 | 91.9766 | 103.0777 | 114.81 | 134.0314 | 124.7853 | 127.8703 | 132.9815 | 132.5982 | 132.6012 | 134.6268 | 139.7445 | 147.365 | 160.4365 | 166.9693 | 173.2976 | 180.2072 | 185.8258 | 192.2867 | 190.4001 | 159.9962
Commercial_College_New_Food Preparation_Natural Gas_Food Prep Other_E3_Baseline Forecast | Commercial | College | New | Food Preparation | Natural Gas | Food Prep Other | E3 |  | Baseline Forecast | 0 | 0 | 0 | 0 | 0 | 0 | 0 | 0 | 0 | 0 | 0 | 0 | 0 | 0 | 0 | 0 | 0 | 0 | 0 | 0 | 0 | 0 | 0 | 0 | 0 | 0 | 0 | 0 | 0 | 0 | 0 | 0 | 0
Commercial_College_New_Food Preparation_Natural Gas_Food Prep Other_E4_Baseline Forecast | Commercial | College | New | Food Preparation | Natural Gas | Food Prep Other | E4 |  | Baseline Forecast | 0 | 0 | 0 | 0 | 0 | 0 | 0 | 0 | 0 | 0 | 0 | 0 | 0 | 0 | 0 | 0 | 0 | 0 | 0 | 0 | 0 | 0 | 0 | 0 | 0 | 0 | 0 | 0 | 0 | 0 | 0 | 0 | 0
Commercial_College_New_Food Preparation_Natural Gas_Food Prep Other_E5_Baseline Forecast | Commercial | College | New | Food Preparation | Natural Gas | Food Prep Other | E5 |  | Baseline Forecast | 0 | 0 | 0 | 0 | 0 | 0 | 0 | 0 | 0 | 0 | 0 | 0 | 0 | 0 | 0 | 0 | 0 | 0 | 0 | 0 | 0 | 0 | 0 | 0 | 0 | 0 | 0 | 0 | 0 | 0 | 0 | 0 | 0
Commercial_College_New_Food Preparation_Natural Gas_Food Prep Other_E6_Baseline Forecast | Commercial | College | New | Food Preparation | Natural Gas | Food Prep Other | E6 |  | Baseline Forecast | 0 | 0 | 0 | 0 | 0 | 0 | 0 | 0 | 0 | 0 | 0 | 0 | 0 | 0 | 0 | 0 | 0 | 0 | 0 | 0 | 0 | 0 | 0 | 0 | 0 | 0 | 0 | 0 | 0 | 0 | 0 | 0 | 0
Commercial_College_New_Food Preparation_Natural Gas_Food Prep Other_E7_Baseline Forecast | Commercial | College | New | Food Preparation | Natural Gas | Food Prep Other | E7 |  | Baseline Forecast | 0 | 0 | 0 | 0 | 0 | 0 | 0 | 0 | 0 | 0 | 0 | 0 | 0 | 0 | 0 | 0 | 0 | 0 | 0 | 0 | 0 | 0 | 0 | 0 | 0 | 0 | 0 | 0 | 0 | 0 | 0 | 0 | 0
Commercial_College_New_Food Preparation_Natural Gas_Food Prep Other_E8_Baseline Forecast | Commercial | College | New | Food Preparation | Natural Gas | Food Prep Other | E8 |  | Baseline Forecast | 0 | 0 | 0 | 0 | 0 | 0 | 0 | 0 | 0 | 0 | 0 | 0 | 0 | 0 | 0 | 0 | 0 | 0 | 0 | 0 | 0 | 0 | 0 | 0 | 0 | 0 | 0 | 0 | 0 | 0 | 0 | 0 | 0
Commercial_College_New_Food Preparation_Natural Gas_Food Prep Other_E9_Baseline Forecast | Commercial | College | New | Food Preparation | Natural Gas | Food Prep Other | E9 |  | Baseline Forecast | 0 | 0 | 0 | 0 | 0 | 0 | 0 | 0 | 0 | 0 | 0 | 0 | 0 | 0 | 0 | 0 | 0 | 0 | 0 | 0 | 0 | 0 | 0 | 0 | 0 | 0 | 0 | 0 | 0 | 0 | 0 | 0 | 0
Commercial_College_New_Food Preparation_Natural Gas_Food Prep Other_E10_Baseline Forecast | Commercial | College | New | Food Preparation | Natural Gas | Food Prep Other | E10 |  | Baseline Forecast | 0 | 0 | 0 | 0 | 0 | 0 | 0 | 0 | 0 | 0 | 0 | 0 | 0 | 0 | 0 | 0 | 0 | 0 | 0 | 0 | 0 | 0 | 0 | 0 | 0 | 0 | 0 | 0 | 0 | 0 | 0 | 0 | 0
Commercial_College_New_Miscellaneous_Natural Gas_Pool Heater_E1_Baseline Forecast | Commercial | College | New | Miscellaneous | Natural Gas | Pool Heater | E1 |  | Baseline Forecast | 0 | 50.796 | 245.0078 | 156.5772 | 201.9378 | 274.0517 | 266.3085 | 284.1569 | 281.2024 | 299.1503 | 330.9885 | 368.3505 | 440.6879 | 424.6356 | 451.2022 | 485.2446 | 498.7839 | 530.4969 | 547.1492 | 571.2085 | 601.1552 | 629.2769 | 667.021 | 677.3264 | 701.5048 | 729.0191 | 751.2868 | 781.4207 | 803.6475 | 828.2132 | 854.9187 | 880.2652 | 802.7909
Commercial_College_New_Miscellaneous_Natural Gas_Pool Heater_E2_Baseline Forecast | Commercial | College | New | Miscellaneous | Natural Gas | Pool Heater | E2 |  | Baseline Forecast | 0 | 5.644 | 27.2231 | 17.3975 | 22.4375 | 30.4502 | 29.5898 | 31.573 | 31.2447 | 33.2389 | 36.7765 | 40.9278 | 48.9653 | 47.1817 | 50.1336 | 53.9161 | 55.4204 | 58.9441 | 60.7944 | 63.4676 | 66.795 | 69.9197 | 74.1134 | 75.2585 | 77.945 | 81.0021 | 83.4763 | 86.8245 | 89.2942 | 92.0237 | 94.991 | 97.8072 | 89.199
Commercial_College_New_Miscellaneous_Natural Gas_Pool Heater_E3_Baseline Forecast | Commercial | College | New | Miscellaneous | Natural Gas | Pool Heater | E3 |  | Baseline Forecast | 0 | 0 | 0 | 0 | 0 | 0 | 0 | 0 | 0 | 0 | 0 | 0 | 0 | 0 | 0 | 0 | 0 | 0 | 0 | 0 | 0 | 0 | 0 | 0 | 0 | 0 | 0 | 0 | 0 | 0 | 0 | 0 | 0
Commercial_College_New_Miscellaneous_Natural Gas_Pool Heater_E4_Baseline Forecast | Commercial | College | New | Miscellaneous | Natural Gas | Pool Heater | E4 |  | Baseline Forecast | 0 | 0 | 0 | 0 | 0 | 0 | 0 | 0 | 0 | 0 | 0 | 0 | 0 | 0 | 0 | 0 | 0 | 0 | 0 | 0 | 0 | 0 | 0 | 0 | 0 | 0 | 0 | 0 | 0 | 0 | 0 | 0 | 0
Commercial_College_New_Miscellaneous_Natural Gas_Pool Heater_E5_Baseline Forecast | Commercial | College | New | Miscellaneous | Natural Gas | Pool Heater | E5 |  | Baseline Forecast | 0 | 0 | 0 | 0 | 0 | 0 | 0 | 0 | 0 | 0 | 0 | 0 | 0 | 0 | 0 | 0 | 0 | 0 | 0 | 0 | 0 | 0 | 0 | 0 | 0 | 0 | 0 | 0 | 0 | 0 | 0 | 0 | 0
Commercial_College_New_Miscellaneous_Natural Gas_Pool Heater_E6_Baseline Forecast | Commercial | College | New | Miscellaneous | Natural Gas | Pool Heater | E6 |  | Baseline Forecast | 0 | 0 | 0 | 0 | 0 | 0 | 0 | 0 | 0 | 0 | 0 | 0 | 0 | 0 | 0 | 0 | 0 | 0 | 0 | 0 | 0 | 0 | 0 | 0 | 0 | 0 | 0 | 0 | 0 | 0 | 0 | 0 | 0
Commercial_College_New_Miscellaneous_Natural Gas_Pool Heater_E7_Baseline Forecast | Commercial | College | New | Miscellaneous | Natural Gas | Pool Heater | E7 |  | Baseline Forecast | 0 | 0 | 0 | 0 | 0 | 0 | 0 | 0 | 0 | 0 | 0 | 0 | 0 | 0 | 0 | 0 | 0 | 0 | 0 | 0 | 0 | 0 | 0 | 0 | 0 | 0 | 0 | 0 | 0 | 0 | 0 | 0 | 0
Commercial_College_New_Miscellaneous_Natural Gas_Pool Heater_E8_Baseline Forecast | Commercial | College | New | Miscellaneous | Natural Gas | Pool Heater | E8 |  | Baseline Forecast | 0 | 0 | 0 | 0 | 0 | 0 | 0 | 0 | 0 | 0 | 0 | 0 | 0 | 0 | 0 | 0 | 0 | 0 | 0 | 0 | 0 | 0 | 0 | 0 | 0 | 0 | 0 | 0 | 0 | 0 | 0 | 0 | 0
Commercial_College_New_Miscellaneous_Natural Gas_Pool Heater_E9_Baseline Forecast | Commercial | College | New | Miscellaneous | Natural Gas | Pool Heater | E9 |  | Baseline Forecast | 0 | 0 | 0 | 0 | 0 | 0 | 0 | 0 | 0 | 0 | 0 | 0 | 0 | 0 | 0 | 0 | 0 | 0 | 0 | 0 | 0 | 0 | 0 | 0 | 0 | 0 | 0 | 0 | 0 | 0 | 0 | 0 | 0
Commercial_College_New_Miscellaneous_Natural Gas_Pool Heater_E10_Baseline Forecast | Commercial | College | New | Miscellaneous | Natural Gas | Pool Heater | E10 |  | Baseline Forecast | 0 | 0 | 0 | 0 | 0 | 0 | 0 | 0 | 0 | 0 | 0 | 0 | 0 | 0 | 0 | 0 | 0 | 0 | 0 | 0 | 0 | 0 | 0 | 0 | 0 | 0 | 0 | 0 | 0 | 0 | 0 | 0 | 0
Commercial_College_New_Miscellaneous_Natural Gas_Miscellaneous_E1_Baseline Forecast | Commercial | College | New | Miscellaneous | Natural Gas | Miscellaneous | E1 |  | Baseline Forecast | 0 | 4645.7014 | 22407.9431 | 14320.245 | 19132.5098 | 28834.2346 | 28704.0924 | 28020.0462 | 29013.3039 | 30993.3847 | 32909.2455 | 36071.6691 | 43014.1834 | 41778.0747 | 44994.2066 | 50106.9358 | 51424.9295 | 52825.4877 | 55241.3924 | 57784.2562 | 60169.3974 | 62922.6951 | 66722.8667 | 67934.6811 | 70660.5459 | 74114.0635 | 76142.1558 | 78294.4294 | 80928.8701 | 83514.129 | 85992.031 | 88600.0151 | 81787.5329
Commercial_College_New_Miscellaneous_Natural Gas_Miscellaneous_E2_Baseline Forecast | Commercial | College | New | Miscellaneous | Natural Gas | Miscellaneous | E2 |  | Baseline Forecast | 0 | 0 | 0 | 0 | 0 | 0 | 0 | 0 | 0 | 0 | 0 | 0 | 0 | 0 | 0 | 0 | 0 | 0 | 0 | 0 | 0 | 0 | 0 | 0 | 0 | 0 | 0 | 0 | 0 | 0 | 0 | 0 | 0
Commercial_College_New_Miscellaneous_Natural Gas_Miscellaneous_E3_Baseline Forecast | Commercial | College | New | Miscellaneous | Natural Gas | Miscellaneous | E3 |  | Baseline Forecast | 0 | 0 | 0 | 0 | 0 | 0 | 0 | 0 | 0 | 0 | 0 | 0 | 0 | 0 | 0 | 0 | 0 | 0 | 0 | 0 | 0 | 0 | 0 | 0 | 0 | 0 | 0 | 0 | 0 | 0 | 0 | 0 | 0
Commercial_College_New_Miscellaneous_Natural Gas_Miscellaneous_E4_Baseline Forecast | Commercial | College | New | Miscellaneous | Natural Gas | Miscellaneous | E4 |  | Baseline Forecast | 0 | 0 | 0 | 0 | 0 | 0 | 0 | 0 | 0 | 0 | 0 | 0 | 0 | 0 | 0 | 0 | 0 | 0 | 0 | 0 | 0 | 0 | 0 | 0 | 0 | 0 | 0 | 0 | 0 | 0 | 0 | 0 | 0
Commercial_College_New_Miscellaneous_Natural Gas_Miscellaneous_E5_Baseline Forecast | Commercial | College | New | Miscellaneous | Natural Gas | Miscellaneous | E5 |  | Baseline Forecast | 0 | 0 | 0 | 0 | 0 | 0 | 0 | 0 | 0 | 0 | 0 | 0 | 0 | 0 | 0 | 0 | 0 | 0 | 0 | 0 | 0 | 0 | 0 | 0 | 0 | 0 | 0 | 0 | 0 | 0 | 0 | 0 | 0
Commercial_College_New_Miscellaneous_Natural Gas_Miscellaneous_E6_Baseline Forecast | Commercial | College | New | Miscellaneous | Natural Gas | Miscellaneous | E6 |  | Baseline Forecast | 0 | 0 | 0 | 0 | 0 | 0 | 0 | 0 | 0 | 0 | 0 | 0 | 0 | 0 | 0 | 0 | 0 | 0 | 0 | 0 | 0 | 0 | 0 | 0 | 0 | 0 | 0 | 0 | 0 | 0 | 0 | 0 | 0
Commercial_College_New_Miscellaneous_Natural Gas_Miscellaneous_E7_Baseline Forecast | Commercial | College | New | Miscellaneous | Natural Gas | Miscellaneous | E7 |  | Baseline Forecast | 0 | 0 | 0 | 0 | 0 | 0 | 0 | 0 | 0 | 0 | 0 | 0 | 0 | 0 | 0 | 0 | 0 | 0 | 0 | 0 | 0 | 0 | 0 | 0 | 0 | 0 | 0 | 0 | 0 | 0 | 0 | 0 | 0
Commercial_College_New_Miscellaneous_Natural Gas_Miscellaneous_E8_Baseline Forecast | Commercial | College | New | Miscellaneous | Natural Gas | Miscellaneous | E8 |  | Baseline Forecast | 0 | 0 | 0 | 0 | 0 | 0 | 0 | 0 | 0 | 0 | 0 | 0 | 0 | 0 | 0 | 0 | 0 | 0 | 0 | 0 | 0 | 0 | 0 | 0 | 0 | 0 | 0 | 0 | 0 | 0 | 0 | 0 | 0
Commercial_College_New_Miscellaneous_Natural Gas_Miscellaneous_E9_Baseline Forecast | Commercial | College | New | Miscellaneous | Natural Gas | Miscellaneous | E9 |  | Baseline Forecast | 0 | 0 | 0 | 0 | 0 | 0 | 0 | 0 | 0 | 0 | 0 | 0 | 0 | 0 | 0 | 0 | 0 | 0 | 0 | 0 | 0 | 0 | 0 | 0 | 0 | 0 | 0 | 0 | 0 | 0 | 0 | 0 | 0
Commercial_College_New_Miscellaneous_Natural Gas_Miscellaneous_E10_Baseline Forecast | Commercial | College | New | Miscellaneous | Natural Gas | Miscellaneous | E10 |  | Baseline Forecast | 0 | 0 | 0 | 0 | 0 | 0 | 0 | 0 | 0 | 0 | 0 | 0 | 0 | 0 | 0 | 0 | 0 | 0 | 0 | 0 | 0 | 0 | 0 | 0 | 0 | 0 | 0 | 0 | 0 | 0 | 0 | 0 | 0
Commercial_Hospital_Existing_Space Heating_Natural Gas_Furnace_E1_Baseline Forecast | Commercial | Hospital | Existing | Space Heating | Natural Gas | Furnace | E1 |  | Baseline Forecast | 0 | 7527.1986 | 8160.7695 | 8726.6283 | 9236.1483 | 9689.0936 | 10099.8377 | 10475.99 | 7418.6226 | 7619.7795 | 7820.2229 | 7979.7435 | 8142.3773 | 8266.0138 | 8406.1296 | 8490.0843 | 8592.5951 | 8673.8361 | 8744.0438 | 8386.1765 | 8087.4168 | 7840.1431 | 7637.6408 | 7473.8935 | 7343.5679 | 7241.8849 | 7164.6708 | 7108.2411 | 7069.3483 | 7045.1358 | 7033.0951 | 7031.0291 | 8449.1854
Commercial_Hospital_Existing_Space Heating_Natural Gas_Furnace_E2_Baseline Forecast | Commercial | Hospital | Existing | Space Heating | Natural Gas | Furnace | E2 |  | Baseline Forecast | 0 | 0 | 0 | 0 | 0 | 0 | 0 | 0 | 3401.5591 | 3511.7452 | 3591.4582 | 3683.3667 | 3745.3209 | 3821.353 | 3857.7685 | 3929.3167 | 3963.0786 | 4000.5486 | 4032.9298 | 3867.8742 | 3730.0802 | 3616.0326 | 3522.6344 | 3447.1108 | 3387.002 | 3340.1038 | 3304.4911 | 3278.4645 | 3260.5264 | 3249.3591 | 3243.8057 | 3242.8528 | 3896.9352
Commercial_Hospital_Existing_Space Heating_Natural Gas_Furnace_E3_Baseline Forecast | Commercial | Hospital | Existing | Space Heating | Natural Gas | Furnace | E3 |  | Baseline Forecast | 0 | 0 | 0 | 0 | 0 | 0 | 0 | 0 | 0 | 0 | 0 | 0 | 0 | 0 | 0 | 0 | 0 | 0 | 0 | 0 | 0 | 0 | 0 | 0 | 0 | 0 | 0 | 0 | 0 | 0 | 0 | 0 | 0
Commercial_Hospital_Existing_Space Heating_Natural Gas_Furnace_E4_Baseline Forecast | Commercial | Hospital | Existing | Space Heating | Natural Gas | Furnace | E4 |  | Baseline Forecast | 0 | 0 | 0 | 0 | 0 | 0 | 0 | 0 | 0 | 0 | 0 | 0 | 0 | 0 | 0 | 0 | 0 | 0 | 0 | 0 | 0 | 0 | 0 | 0 | 0 | 0 | 0 | 0 | 0 | 0 | 0 | 0 | 0
Commercial_Hospital_Existing_Space Heating_Natural Gas_Furnace_E5_Baseline Forecast | Commercial | Hospital | Existing | Space Heating | Natural Gas | Furnace | E5 |  | Baseline Forecast | 0 | 0 | 0 | 0 | 0 | 0 | 0 | 0 | 0 | 0 | 0 | 0 | 0 | 0 | 0 | 0 | 0 | 0 | 0 | 0 | 0 | 0 | 0 | 0 | 0 | 0 | 0 | 0 | 0 | 0 | 0 | 0 | 0
Commercial_Hospital_Existing_Space Heating_Natural Gas_Furnace_E6_Baseline Forecast | Commercial | Hospital | Existing | Space Heating | Natural Gas | Furnace | E6 |  | Baseline Forecast | 0 | 0 | 0 | 0 | 0 | 0 | 0 | 0 | 0 | 0 | 0 | 0 | 0 | 0 | 0 | 0 | 0 | 0 | 0 | 0 | 0 | 0 | 0 | 0 | 0 | 0 | 0 | 0 | 0 | 0 | 0 | 0 | 0
Commercial_Hospital_Existing_Space Heating_Natural Gas_Furnace_E7_Baseline Forecast | Commercial | Hospital | Existing | Space Heating | Natural Gas | Furnace | E7 |  | Baseline Forecast | 0 | 0 | 0 | 0 | 0 | 0 | 0 | 0 | 0 | 0 | 0 | 0 | 0 | 0 | 0 | 0 | 0 | 0 | 0 | 0 | 0 | 0 | 0 | 0 | 0 | 0 | 0 | 0 | 0 | 0 | 0 | 0 | 0
Commercial_Hospital_Existing_Space Heating_Natural Gas_Furnace_E8_Baseline Forecast | Commercial | Hospital | Existing | Space Heating | Natural Gas | Furnace | E8 |  | Baseline Forecast | 0 | 0 | 0 | 0 | 0 | 0 | 0 | 0 | 0 | 0 | 0 | 0 | 0 | 0 | 0 | 0 | 0 | 0 | 0 | 0 | 0 | 0 | 0 | 0 | 0 | 0 | 0 | 0 | 0 | 0 | 0 | 0 | 0
Commercial_Hospital_Existing_Space Heating_Natural Gas_Furnace_E9_Baseline Forecast | Commercial | Hospital | Existing | Space Heating | Natural Gas | Furnace | E9 |  | Baseline Forecast | 0 | 0 | 0 | 0 | 0 | 0 | 0 | 0 | 0 | 0 | 0 | 0 | 0 | 0 | 0 | 0 | 0 | 0 | 0 | 0 | 0 | 0 | 0 | 0 | 0 | 0 | 0 | 0 | 0 | 0 | 0 | 0 | 0
Commercial_Hospital_Existing_Space Heating_Natural Gas_Furnace_E10_Baseline Forecast | Commercial | Hospital | Existing | Space Heating | Natural Gas | Furnace | E10 |  | Baseline Forecast | 0 | 0 | 0 | 0 | 0 | 0 | 0 | 0 | 0 | 0 | 0 | 0 | 0 | 0 | 0 | 0 | 0 | 0 | 0 | 0 | 0 | 0 | 0 | 0 | 0 | 0 | 0 | 0 | 0 | 0 | 0 | 0 | 0
Commercial_Hospital_Existing_Space Heating_Natural Gas_Boiler_E1_Baseline Forecast | Commercial | Hospital | Existing | Space Heating | Natural Gas | Boiler | E1 |  | Baseline Forecast | 0 | 18034.8193 | 20582.8088 | 22284.1096 | 23094.2146 | 24378.3975 | 24706.5365 | 26670.8046 | 27600.6762 | 28427.333 | 28168.6801 | 28790.7125 | 30519.2739 | 29893.152 | 30304.6895 | 30658.4918 | 29721.8651 | 29966.6473 | 30170.8113 | 30338.2591 | 30472.2573 | 30575.9902 | 29011.6693 | 27737.5638 | 26710.857 | 25894.0546 | 25254.7427 | 24764.7772 | 24399.765 | 24138.6059 | 23963.0866 | 23857.5229 | 23809.2638
Commercial_Hospital_Existing_Space Heating_Natural Gas_Boiler_E2_Baseline Forecast | Commercial | Hospital | Existing | Space Heating | Natural Gas | Boiler | E2 |  | Baseline Forecast | 0 | 0 | 0 | 0 | 0 | 0 | 0 | 0 | 0 | 0 | 0 | 0 | 0 | 0 | 0 | 0 | 0 | 0 | 0 | 0 | 0 | 0 | 0 | 0 | 0 | 0 | 0 | 0 | 0 | 0 | 0 | 0 | 0
Commercial_Hospital_Existing_Space Heating_Natural Gas_Boiler_E3_Baseline Forecast | Commercial | Hospital | Existing | Space Heating | Natural Gas | Boiler | E3 |  | Baseline Forecast | 0 | 20403.0279 | 21830.2518 | 23634.6617 | 25934.6795 | 27376.81 | 29479.3902 | 29701.5778 | 30737.1167 | 31657.7117 | 33460.9775 | 34199.8767 | 33663.6839 | 35328.2706 | 35814.6331 | 36232.763 | 37827.8283 | 38139.3694 | 38399.2144 | 38612.3297 | 38782.873 | 38914.8967 | 36923.9428 | 35302.3539 | 33995.6361 | 32956.0694 | 32142.3998 | 31518.8073 | 31054.2464 | 30721.862 | 30498.4738 | 30364.1201 | 30302.6994
Commercial_Hospital_Existing_Space Heating_Natural Gas_Boiler_E4_Baseline Forecast | Commercial | Hospital | Existing | Space Heating | Natural Gas | Boiler | E4 |  | Baseline Forecast | 0 | 0 | 0 | 0 | 0 | 0 | 0 | 0 | 0 | 0 | 0 | 0 | 0 | 0 | 0 | 0 | 0 | 0 | 0 | 0 | 0 | 0 | 0 | 0 | 0 | 0 | 0 | 0 | 0 | 0 | 0 | 0 | 0
Commercial_Hospital_Existing_Space Heating_Natural Gas_Boiler_E5_Baseline Forecast | Commercial | Hospital | Existing | Space Heating | Natural Gas | Boiler | E5 |  | Baseline Forecast | 0 | 0 | 0 | 0 | 0 | 0 | 0 | 0 | 0 | 0 | 0 | 0 | 0 | 0 | 0 | 0 | 0 | 0 | 0 | 0 | 0 | 0 | 0 | 0 | 0 | 0 | 0 | 0 | 0 | 0 | 0 | 0 | 0
Commercial_Hospital_Existing_Space Heating_Natural Gas_Boiler_E6_Baseline Forecast | Commercial | Hospital | Existing | Space Heating | Natural Gas | Boiler | E6 |  | Baseline Forecast | 0 | 0 | 0 | 0 | 0 | 0 | 0 | 0 | 0 | 0 | 0 | 0 | 0 | 0 | 0 | 0 | 0 | 0 | 0 | 0 | 0 | 0 | 0 | 0 | 0 | 0 | 0 | 0 | 0 | 0 | 0 | 0 | 0
Commercial_Hospital_Existing_Space Heating_Natural Gas_Boiler_E7_Baseline Forecast | Commercial | Hospital | Existing | Space Heating | Natural Gas | Boiler | E7 |  | Baseline Forecast | 0 | 0 | 0 | 0 | 0 | 0 | 0 | 0 | 0 | 0 | 0 | 0 | 0 | 0 | 0 | 0 | 0 | 0 | 0 | 0 | 0 | 0 | 0 | 0 | 0 | 0 | 0 | 0 | 0 | 0 | 0 | 0 | 0
Commercial_Hospital_Existing_Space Heating_Natural Gas_Boiler_E8_Baseline Forecast | Commercial | Hospital | Existing | Space Heating | Natural Gas | Boiler | E8 |  | Baseline Forecast | 0 | 0 | 0 | 0 | 0 | 0 | 0 | 0 | 0 | 0 | 0 | 0 | 0 | 0 | 0 | 0 | 0 | 0 | 0 | 0 | 0 | 0 | 0 | 0 | 0 | 0 | 0 | 0 | 0 | 0 | 0 | 0 | 0
Commercial_Hospital_Existing_Space Heating_Natural Gas_Boiler_E9_Baseline Forecast | Commercial | Hospital | Existing | Space Heating | Natural Gas | Boiler | E9 |  | Baseline Forecast | 0 | 0 | 0 | 0 | 0 | 0 | 0 | 0 | 0 | 0 | 0 | 0 | 0 | 0 | 0 | 0 | 0 | 0 | 0 | 0 | 0 | 0 | 0 | 0 | 0 | 0 | 0 | 0 | 0 | 0 | 0 | 0 | 0
Commercial_Hospital_Existing_Space Heating_Natural Gas_Boiler_E10_Baseline Forecast | Commercial | Hospital | Existing | Space Heating | Natural Gas | Boiler | E10 |  | Baseline Forecast | 0 | 0 | 0 | 0 | 0 | 0 | 0 | 0 | 0 | 0 | 0 | 0 | 0 | 0 | 0 | 0 | 0 | 0 | 0 | 0 | 0 | 0 | 0 | 0 | 0 | 0 | 0 | 0 | 0 | 0 | 0 | 0 | 0
Commercial_Hospital_Existing_Space Heating_Natural Gas_Unit Heater_E1_Baseline Forecast | Commercial | Hospital | Existing | Space Heating | Natural Gas | Unit Heater | E1 |  | Baseline Forecast | 0 | 0 | 0 | 0 | 0 | 0 | 0 | 0 | 0 | 0 | 0 | 0 | 0 | 0 | 0 | 0 | 0 | 0 | 0 | 0 | 0 | 0 | 0 | 0 | 0 | 0 | 0 | 0 | 0 | 0 | 0 | 0 | 0
Commercial_Hospital_Existing_Space Heating_Natural Gas_Unit Heater_E2_Baseline Forecast | Commercial | Hospital | Existing | Space Heating | Natural Gas | Unit Heater | E2 |  | Baseline Forecast | 0 | 0 | 0 | 0 | 0 | 0 | 0 | 0 | 0 | 0 | 0 | 0 | 0 | 0 | 0 | 0 | 0 | 0 | 0 | 0 | 0 | 0 | 0 | 0 | 0 | 0 | 0 | 0 | 0 | 0 | 0 | 0 | 0
Commercial_Hospital_Existing_Space Heating_Natural Gas_Unit Heater_E3_Baseline Forecast | Commercial | Hospital | Existing | Space Heating | Natural Gas | Unit Heater | E3 |  | Baseline Forecast | 0 | 0 | 0 | 0 | 0 | 0 | 0 | 0 | 0 | 0 | 0 | 0 | 0 | 0 | 0 | 0 | 0 | 0 | 0 | 0 | 0 | 0 | 0 | 0 | 0 | 0 | 0 | 0 | 0 | 0 | 0 | 0 | 0
Commercial_Hospital_Existing_Space Heating_Natural Gas_Unit Heater_E4_Baseline Forecast | Commercial | Hospital | Existing | Space Heating | Natural Gas | Unit Heater | E4 |  | Baseline Forecast | 0 | 0 | 0 | 0 | 0 | 0 | 0 | 0 | 0 | 0 | 0 | 0 | 0 | 0 | 0 | 0 | 0 | 0 | 0 | 0 | 0 | 0 | 0 | 0 | 0 | 0 | 0 | 0 | 0 | 0 | 0 | 0 | 0
Commercial_Hospital_Existing_Space Heating_Natural Gas_Unit Heater_E5_Baseline Forecast | Commercial | Hospital | Existing | Space Heating | Natural Gas | Unit Heater | E5 |  | Baseline Forecast | 0 | 0 | 0 | 0 | 0 | 0 | 0 | 0 | 0 | 0 | 0 | 0 | 0 | 0 | 0 | 0 | 0 | 0 | 0 | 0 | 0 | 0 | 0 | 0 | 0 | 0 | 0 | 0 | 0 | 0 | 0 | 0 | 0
Commercial_Hospital_Existing_Space Heating_Natural Gas_Unit Heater_E6_Baseline Forecast | Commercial | Hospital | Existing | Space Heating | Natural Gas | Unit Heater | E6 |  | Baseline Forecast | 0 | 0 | 0 | 0 | 0 | 0 | 0 | 0 | 0 | 0 | 0 | 0 | 0 | 0 | 0 | 0 | 0 | 0 | 0 | 0 | 0 | 0 | 0 | 0 | 0 | 0 | 0 | 0 | 0 | 0 | 0 | 0 | 0
Commercial_Hospital_Existing_Space Heating_Natural Gas_Unit Heater_E7_Baseline Forecast | Commercial | Hospital | Existing | Space Heating | Natural Gas | Unit Heater | E7 |  | Baseline Forecast | 0 | 0 | 0 | 0 | 0 | 0 | 0 | 0 | 0 | 0 | 0 | 0 | 0 | 0 | 0 | 0 | 0 | 0 | 0 | 0 | 0 | 0 | 0 | 0 | 0 | 0 | 0 | 0 | 0 | 0 | 0 | 0 | 0
Commercial_Hospital_Existing_Space Heating_Natural Gas_Unit Heater_E8_Baseline Forecast | Commercial | Hospital | Existing | Space Heating | Natural Gas | Unit Heater | E8 |  | Baseline Forecast | 0 | 0 | 0 | 0 | 0 | 0 | 0 | 0 | 0 | 0 | 0 | 0 | 0 | 0 | 0 | 0 | 0 | 0 | 0 | 0 | 0 | 0 | 0 | 0 | 0 | 0 | 0 | 0 | 0 | 0 | 0 | 0 | 0
Commercial_Hospital_Existing_Space Heating_Natural Gas_Unit Heater_E9_Baseline Forecast | Commercial | Hospital | Existing | Space Heating | Natural Gas | Unit Heater | E9 |  | Baseline Forecast | 0 | 0 | 0 | 0 | 0 | 0 | 0 | 0 | 0 | 0 | 0 | 0 | 0 | 0 | 0 | 0 | 0 | 0 | 0 | 0 | 0 | 0 | 0 | 0 | 0 | 0 | 0 | 0 | 0 | 0 | 0 | 0 | 0
Commercial_Hospital_Existing_Space Heating_Natural Gas_Unit Heater_E10_Baseline Forecast | Commercial | Hospital | Existing | Space Heating | Natural Gas | Unit Heater | E10 |  | Baseline Forecast | 0 | 0 | 0 | 0 | 0 | 0 | 0 | 0 | 0 | 0 | 0 | 0 | 0 | 0 | 0 | 0 | 0 | 0 | 0 | 0 | 0 | 0 | 0 | 0 | 0 | 0 | 0 | 0 | 0 | 0 | 0 | 0 | 0
Commercial_Hospital_Existing_Water Heating_Natural Gas_Water Heater_E1_Baseline Forecast | Commercial | Hospital | Existing | Water Heating | Natural Gas | Water Heater | E1 |  | Baseline Forecast | 0 | 0 | 0 | 0 | 0 | 0 | 0 | 0 | 0 | 0 | 0 | 0 | 0 | 0 | 0 | 0 | 0 | 0 | 0 | 0 | 0 | 0 | 0 | 0 | 0 | 0 | 0 | 0 | 0 | 0 | 0 | 0 | 0
Commercial_Hospital_Existing_Water Heating_Natural Gas_Water Heater_E2_Baseline Forecast | Commercial | Hospital | Existing | Water Heating | Natural Gas | Water Heater | E2 |  | Baseline Forecast | 0 | 87903.9537 | 113690.7606 | 133843.8222 | 149566.1765 | 161678.8104 | 171069.2272 | 178377.8827 | 184044.5109 | 188357.7985 | 166577.3906 | 154135.7095 | 148079.4142 | 146273.4921 | 147187.5133 | 171028.1565 | 176476.3041 | 180592.7529 | 183649.6479 | 181095.3456 | 176023.597 | 170300.5519 | 164977.945 | 160578.0446 | 155265.7491 | 154309.3633 | 155858.16 | 158686.2649 | 161097.0957 | 167603.4357 | 167244.5838 | 165618.117 | 163229.1525
Commercial_Hospital_Existing_Water Heating_Natural Gas_Water Heater_E3_Baseline Forecast | Commercial | Hospital | Existing | Water Heating | Natural Gas | Water Heater | E3 |  | Baseline Forecast | 0 | 0 | 0 | 0 | 0 | 0 | 0 | 0 | 0 | 0 | 0 | 0 | 0 | 0 | 0 | 0 | 0 | 0 | 0 | 0 | 0 | 0 | 0 | 0 | 0 | 0 | 0 | 0 | 0 | 0 | 0 | 0 | 0
Commercial_Hospital_Existing_Water Heating_Natural Gas_Water Heater_E4_Baseline Forecast | Commercial | Hospital | Existing | Water Heating | Natural Gas | Water Heater | E4 |  | Baseline Forecast | 0 | 0 | 0 | 0 | 0 | 0 | 0 | 0 | 0 | 0 | 0 | 0 | 0 | 0 | 0 | 0 | 0 | 0 | 0 | 0 | 0 | 0 | 0 | 0 | 0 | 0 | 0 | 0 | 0 | 0 | 0 | 0 | 0
Commercial_Hospital_Existing_Water Heating_Natural Gas_Water Heater_E5_Baseline Forecast | Commercial | Hospital | Existing | Water Heating | Natural Gas | Water Heater | E5 |  | Baseline Forecast | 0 | 0 | 0 | 0 | 0 | 0 | 0 | 0 | 0 | 0 | 0 | 0 | 0 | 0 | 0 | 0 | 0 | 0 | 0 | 0 | 0 | 0 | 0 | 0 | 0 | 0 | 0 | 0 | 0 | 0 | 0 | 0 | 0
Commercial_Hospital_Existing_Water Heating_Natural Gas_Water Heater_E6_Baseline Forecast | Commercial | Hospital | Existing | Water Heating | Natural Gas | Water Heater | E6 |  | Baseline Forecast | 0 | 0 | 0 | 0 | 0 | 0 | 0 | 0 | 0 | 0 | 0 | 0 | 0 | 0 | 0 | 0 | 0 | 0 | 0 | 0 | 0 | 0 | 0 | 0 | 0 | 0 | 0 | 0 | 0 | 0 | 0 | 0 | 0
Commercial_Hospital_Existing_Water Heating_Natural Gas_Water Heater_E7_Baseline Forecast | Commercial | Hospital | Existing | Water Heating | Natural Gas | Water Heater | E7 |  | Baseline Forecast | 0 | 0 | 0 | 0 | 0 | 0 | 0 | 0 | 0 | 0 | 0 | 0 | 0 | 0 | 0 | 0 | 0 | 0 | 0 | 0 | 0 | 0 | 0 | 0 | 0 | 0 | 0 | 0 | 0 | 0 | 0 | 0 | 0
Commercial_Hospital_Existing_Water Heating_Natural Gas_Water Heater_E8_Baseline Forecast | Commercial | Hospital | Existing | Water Heating | Natural Gas | Water Heater | E8 |  | Baseline Forecast | 0 | 0 | 0 | 0 | 0 | 0 | 0 | 0 | 0 | 0 | 0 | 0 | 0 | 0 | 0 | 0 | 0 | 0 | 0 | 0 | 0 | 0 | 0 | 0 | 0 | 0 | 0 | 0 | 0 | 0 | 0 | 0 | 0
Commercial_Hospital_Existing_Water Heating_Natural Gas_Water Heater_E9_Baseline Forecast | Commercial | Hospital | Existing | Water Heating | Natural Gas | Water Heater | E9 |  | Baseline Forecast | 0 | 0 | 0 | 0 | 0 | 0 | 0 | 0 | 0 | 0 | 0 | 0 | 0 | 0 | 0 | 0 | 0 | 0 | 0 | 0 | 0 | 0 | 0 | 0 | 0 | 0 | 0 | 0 | 0 | 0 | 0 | 0 | 0
Commercial_Hospital_Existing_Water Heating_Natural Gas_Water Heater_E10_Baseline Forecast | Commercial | Hospital | Existing | Water Heating | Natural Gas | Water Heater | E10 |  | Baseline Forecast | 0 | 0 | 0 | 0 | 0 | 0 | 0 | 0 | 0 | 0 | 0 | 0 | 0 | 0 | 0 | 0 | 0 | 0 | 0 | 0 | 0 | 0 | 0 | 0 | 0 | 0 | 0 | 0 | 0 | 0 | 0 | 0 | 0
Commercial_Hospital_Existing_Food Preparation_Natural Gas_Oven_E1_Baseline Forecast | Commercial | Hospital | Existing | Food Preparation | Natural Gas | Oven | E1 |  | Baseline Forecast | 0 | 732.9961 | 948.022 | 1116.0703 | 1247.1728 | 1348.1752 | 1426.4781 | 1487.4221 | 1534.6739 | 1570.6407 | 1597.5142 | 1617.1498 | 1424.6189 | 1311.6816 | 1253.4757 | 1232.0076 | 1234.335 | 1426.871 | 1468.5044 | 1499.8121 | 1522.8916 | 1539.422 | 1550.7521 | 1519.0467 | 1469.0079 | 1415.4045 | 1366.4495 | 1326.1187 | 1279.2226 | 1268.5446 | 1278.8423 | 1300.0031 | 1325.5456
Commercial_Hospital_Existing_Food Preparation_Natural Gas_Oven_E2_Baseline Forecast | Commercial | Hospital | Existing | Food Preparation | Natural Gas | Oven | E2 |  | Baseline Forecast | 0 | 1054.7992 | 1364.2267 | 1606.0524 | 1794.712 | 1940.057 | 2052.7368 | 2140.4367 | 2208.4331 | 2260.1902 | 2298.8619 | 2327.1181 | 2050.0613 | 1887.5418 | 1803.7821 | 1772.8889 | 1776.2381 | 2053.3021 | 2113.2137 | 2158.2662 | 2191.4782 | 2215.2658 | 2231.5701 | 2185.9453 | 2113.9383 | 2036.8015 | 1966.3541 | 1908.3172 | 1840.8326 | 1825.4666 | 1840.2853 | 1870.7362 | 1907.4924
Commercial_Hospital_Existing_Food Preparation_Natural Gas_Oven_E3_Baseline Forecast | Commercial | Hospital | Existing | Food Preparation | Natural Gas | Oven | E3 |  | Baseline Forecast | 0 | 0 | 0 | 0 | 0 | 0 | 0 | 0 | 0 | 0 | 0 | 0 | 0 | 0 | 0 | 0 | 0 | 0 | 0 | 0 | 0 | 0 | 0 | 0 | 0 | 0 | 0 | 0 | 0 | 0 | 0 | 0 | 0
Commercial_Hospital_Existing_Food Preparation_Natural Gas_Oven_E4_Baseline Forecast | Commercial | Hospital | Existing | Food Preparation | Natural Gas | Oven | E4 |  | Baseline Forecast | 0 | 0 | 0 | 0 | 0 | 0 | 0 | 0 | 0 | 0 | 0 | 0 | 0 | 0 | 0 | 0 | 0 | 0 | 0 | 0 | 0 | 0 | 0 | 0 | 0 | 0 | 0 | 0 | 0 | 0 | 0 | 0 | 0
Commercial_Hospital_Existing_Food Preparation_Natural Gas_Oven_E5_Baseline Forecast | Commercial | Hospital | Existing | Food Preparation | Natural Gas | Oven | E5 |  | Baseline Forecast | 0 | 0 | 0 | 0 | 0 | 0 | 0 | 0 | 0 | 0 | 0 | 0 | 0 | 0 | 0 | 0 | 0 | 0 | 0 | 0 | 0 | 0 | 0 | 0 | 0 | 0 | 0 | 0 | 0 | 0 | 0 | 0 | 0
Commercial_Hospital_Existing_Food Preparation_Natural Gas_Oven_E6_Baseline Forecast | Commercial | Hospital | Existing | Food Preparation | Natural Gas | Oven | E6 |  | Baseline Forecast | 0 | 0 | 0 | 0 | 0 | 0 | 0 | 0 | 0 | 0 | 0 | 0 | 0 | 0 | 0 | 0 | 0 | 0 | 0 | 0 | 0 | 0 | 0 | 0 | 0 | 0 | 0 | 0 | 0 | 0 | 0 | 0 | 0
Commercial_Hospital_Existing_Food Preparation_Natural Gas_Oven_E7_Baseline Forecast | Commercial | Hospital | Existing | Food Preparation | Natural Gas | Oven | E7 |  | Baseline Forecast | 0 | 0 | 0 | 0 | 0 | 0 | 0 | 0 | 0 | 0 | 0 | 0 | 0 | 0 | 0 | 0 | 0 | 0 | 0 | 0 | 0 | 0 | 0 | 0 | 0 | 0 | 0 | 0 | 0 | 0 | 0 | 0 | 0
Commercial_Hospital_Existing_Food Preparation_Natural Gas_Oven_E8_Baseline Forecast | Commercial | Hospital | Existing | Food Preparation | Natural Gas | Oven | E8 |  | Baseline Forecast | 0 | 0 | 0 | 0 | 0 | 0 | 0 | 0 | 0 | 0 | 0 | 0 | 0 | 0 | 0 | 0 | 0 | 0 | 0 | 0 | 0 | 0 | 0 | 0 | 0 | 0 | 0 | 0 | 0 | 0 | 0 | 0 | 0
Commercial_Hospital_Existing_Food Preparation_Natural Gas_Oven_E9_Baseline Forecast | Commercial | Hospital | Existing | Food Preparation | Natural Gas | Oven | E9 |  | Baseline Forecast | 0 | 0 | 0 | 0 | 0 | 0 | 0 | 0 | 0 | 0 | 0 | 0 | 0 | 0 | 0 | 0 | 0 | 0 | 0 | 0 | 0 | 0 | 0 | 0 | 0 | 0 | 0 | 0 | 0 | 0 | 0 | 0 | 0
Commercial_Hospital_Existing_Food Preparation_Natural Gas_Oven_E10_Baseline Forecast | Commercial | Hospital | Existing | Food Preparation | Natural Gas | Oven | E10 |  | Baseline Forecast | 0 | 0 | 0 | 0 | 0 | 0 | 0 | 0 | 0 | 0 | 0 | 0 | 0 | 0 | 0 | 0 | 0 | 0 | 0 | 0 | 0 | 0 | 0 | 0 | 0 | 0 | 0 | 0 | 0 | 0 | 0 | 0 | 0
Commercial_Hospital_Existing_Food Preparation_Natural Gas_Conveyor Oven_E1_Baseline Forecast | Commercial | Hospital | Existing | Food Preparation | Natural Gas | Conveyor Oven | E1 |  | Baseline Forecast | 0 | 258.7045 | 334.596 | 393.9072 | 440.1786 | 475.8265 | 503.4629 | 524.9725 | 541.6496 | 554.3438 | 563.8285 | 570.7588 | 575.6367 | 578.869 | 580.7791 | 581.6458 | 581.6856 | 510.1457 | 467.0662 | 443.6766 | 433.5972 | 432.2347 | 496.6352 | 509.535 | 519.157 | 526.1675 | 531.0997 | 534.3779 | 536.3398 | 537.2544 | 537.3353 | 536.753 | 535.6612
Commercial_Hospital_Existing_Food Preparation_Natural Gas_Conveyor Oven_E2_Baseline Forecast | Commercial | Hospital | Existing | Food Preparation | Natural Gas | Conveyor Oven | E2 |  | Baseline Forecast | 0 | 372.2821 | 481.4918 | 566.842 | 633.4278 | 684.726 | 724.4954 | 755.4482 | 779.447 | 797.7142 | 811.363 | 821.3358 | 828.3552 | 833.0066 | 835.7552 | 837.0025 | 837.0598 | 734.1121 | 672.1197 | 638.4614 | 623.9569 | 621.9963 | 714.6702 | 733.2333 | 747.0796 | 757.1679 | 764.2654 | 768.9828 | 771.8061 | 773.1221 | 773.2387 | 772.4006 | 770.8295
Commercial_Hospital_Existing_Food Preparation_Natural Gas_Conveyor Oven_E3_Baseline Forecast | Commercial | Hospital | Existing | Food Preparation | Natural Gas | Conveyor Oven | E3 |  | Baseline Forecast | 0 | 0 | 0 | 0 | 0 | 0 | 0 | 0 | 0 | 0 | 0 | 0 | 0 | 0 | 0 | 0 | 0 | 0 | 0 | 0 | 0 | 0 | 0 | 0 | 0 | 0 | 0 | 0 | 0 | 0 | 0 | 0 | 0
Commercial_Hospital_Existing_Food Preparation_Natural Gas_Conveyor Oven_E4_Baseline Forecast | Commercial | Hospital | Existing | Food Preparation | Natural Gas | Conveyor Oven | E4 |  | Baseline Forecast | 0 | 0 | 0 | 0 | 0 | 0 | 0 | 0 | 0 | 0 | 0 | 0 | 0 | 0 | 0 | 0 | 0 | 0 | 0 | 0 | 0 | 0 | 0 | 0 | 0 | 0 | 0 | 0 | 0 | 0 | 0 | 0 | 0
Commercial_Hospital_Existing_Food Preparation_Natural Gas_Conveyor Oven_E5_Baseline Forecast | Commercial | Hospital | Existing | Food Preparation | Natural Gas | Conveyor Oven | E5 |  | Baseline Forecast | 0 | 0 | 0 | 0 | 0 | 0 | 0 | 0 | 0 | 0 | 0 | 0 | 0 | 0 | 0 | 0 | 0 | 0 | 0 | 0 | 0 | 0 | 0 | 0 | 0 | 0 | 0 | 0 | 0 | 0 | 0 | 0 | 0
Commercial_Hospital_Existing_Food Preparation_Natural Gas_Conveyor Oven_E6_Baseline Forecast | Commercial | Hospital | Existing | Food Preparation | Natural Gas | Conveyor Oven | E6 |  | Baseline Forecast | 0 | 0 | 0 | 0 | 0 | 0 | 0 | 0 | 0 | 0 | 0 | 0 | 0 | 0 | 0 | 0 | 0 | 0 | 0 | 0 | 0 | 0 | 0 | 0 | 0 | 0 | 0 | 0 | 0 | 0 | 0 | 0 | 0
Commercial_Hospital_Existing_Food Preparation_Natural Gas_Conveyor Oven_E7_Baseline Forecast | Commercial | Hospital | Existing | Food Preparation | Natural Gas | Conveyor Oven | E7 |  | Baseline Forecast | 0 | 0 | 0 | 0 | 0 | 0 | 0 | 0 | 0 | 0 | 0 | 0 | 0 | 0 | 0 | 0 | 0 | 0 | 0 | 0 | 0 | 0 | 0 | 0 | 0 | 0 | 0 | 0 | 0 | 0 | 0 | 0 | 0
Commercial_Hospital_Existing_Food Preparation_Natural Gas_Conveyor Oven_E8_Baseline Forecast | Commercial | Hospital | Existing | Food Preparation | Natural Gas | Conveyor Oven | E8 |  | Baseline Forecast | 0 | 0 | 0 | 0 | 0 | 0 | 0 | 0 | 0 | 0 | 0 | 0 | 0 | 0 | 0 | 0 | 0 | 0 | 0 | 0 | 0 | 0 | 0 | 0 | 0 | 0 | 0 | 0 | 0 | 0 | 0 | 0 | 0
Commercial_Hospital_Existing_Food Preparation_Natural Gas_Conveyor Oven_E9_Baseline Forecast | Commercial | Hospital | Existing | Food Preparation | Natural Gas | Conveyor Oven | E9 |  | Baseline Forecast | 0 | 0 | 0 | 0 | 0 | 0 | 0 | 0 | 0 | 0 | 0 | 0 | 0 | 0 | 0 | 0 | 0 | 0 | 0 | 0 | 0 | 0 | 0 | 0 | 0 | 0 | 0 | 0 | 0 | 0 | 0 | 0 | 0
Commercial_Hospital_Existing_Food Preparation_Natural Gas_Conveyor Oven_E10_Baseline Forecast | Commercial | Hospital | Existing | Food Preparation | Natural Gas | Conveyor Oven | E10 |  | Baseline Forecast | 0 | 0 | 0 | 0 | 0 | 0 | 0 | 0 | 0 | 0 | 0 | 0 | 0 | 0 | 0 | 0 | 0 | 0 | 0 | 0 | 0 | 0 | 0 | 0 | 0 | 0 | 0 | 0 | 0 | 0 | 0 | 0 | 0
Commercial_Hospital_Existing_Food Preparation_Natural Gas_Double Rack Oven_E1_Baseline Forecast | Commercial | Hospital | Existing | Food Preparation | Natural Gas | Double Rack Oven | E1 |  | Baseline Forecast | 0 | 366.498 | 474.011 | 558.0352 | 623.5864 | 674.0876 | 713.2391 | 743.7111 | 767.3369 | 785.3203 | 798.7571 | 808.5749 | 712.3094 | 655.8408 | 626.7379 | 616.0038 | 617.1675 | 713.4355 | 734.2522 | 749.9061 | 761.4458 | 769.711 | 775.3761 | 759.5234 | 734.504 | 707.7022 | 683.2247 | 663.0594 | 639.6113 | 634.2723 | 639.4212 | 650.0015 | 662.7728
Commercial_Hospital_Existing_Food Preparation_Natural Gas_Double Rack Oven_E2_Baseline Forecast | Commercial | Hospital | Existing | Food Preparation | Natural Gas | Double Rack Oven | E2 |  | Baseline Forecast | 0 | 527.3996 | 682.1134 | 803.0262 | 897.356 | 970.0285 | 1026.3684 | 1070.2183 | 1104.2166 | 1130.0951 | 1149.4309 | 1163.559 | 1025.0307 | 943.7709 | 901.8911 | 886.4445 | 888.1191 | 1026.6511 | 1056.6069 | 1079.1331 | 1095.7391 | 1107.6329 | 1115.7851 | 1092.9727 | 1056.9691 | 1018.4008 | 983.1771 | 954.1586 | 920.4163 | 912.7333 | 920.1427 | 935.3681 | 953.7462
Commercial_Hospital_Existing_Food Preparation_Natural Gas_Double Rack Oven_E3_Baseline Forecast | Commercial | Hospital | Existing | Food Preparation | Natural Gas | Double Rack Oven | E3 |  | Baseline Forecast | 0 | 0 | 0 | 0 | 0 | 0 | 0 | 0 | 0 | 0 | 0 | 0 | 0 | 0 | 0 | 0 | 0 | 0 | 0 | 0 | 0 | 0 | 0 | 0 | 0 | 0 | 0 | 0 | 0 | 0 | 0 | 0 | 0
Commercial_Hospital_Existing_Food Preparation_Natural Gas_Double Rack Oven_E4_Baseline Forecast | Commercial | Hospital | Existing | Food Preparation | Natural Gas | Double Rack Oven | E4 |  | Baseline Forecast | 0 | 0 | 0 | 0 | 0 | 0 | 0 | 0 | 0 | 0 | 0 | 0 | 0 | 0 | 0 | 0 | 0 | 0 | 0 | 0 | 0 | 0 | 0 | 0 | 0 | 0 | 0 | 0 | 0 | 0 | 0 | 0 | 0
Commercial_Hospital_Existing_Food Preparation_Natural Gas_Double Rack Oven_E5_Baseline Forecast | Commercial | Hospital | Existing | Food Preparation | Natural Gas | Double Rack Oven | E5 |  | Baseline Forecast | 0 | 0 | 0 | 0 | 0 | 0 | 0 | 0 | 0 | 0 | 0 | 0 | 0 | 0 | 0 | 0 | 0 | 0 | 0 | 0 | 0 | 0 | 0 | 0 | 0 | 0 | 0 | 0 | 0 | 0 | 0 | 0 | 0
Commercial_Hospital_Existing_Food Preparation_Natural Gas_Double Rack Oven_E6_Baseline Forecast | Commercial | Hospital | Existing | Food Preparation | Natural Gas | Double Rack Oven | E6 |  | Baseline Forecast | 0 | 0 | 0 | 0 | 0 | 0 | 0 | 0 | 0 | 0 | 0 | 0 | 0 | 0 | 0 | 0 | 0 | 0 | 0 | 0 | 0 | 0 | 0 | 0 | 0 | 0 | 0 | 0 | 0 | 0 | 0 | 0 | 0
Commercial_Hospital_Existing_Food Preparation_Natural Gas_Double Rack Oven_E7_Baseline Forecast | Commercial | Hospital | Existing | Food Preparation | Natural Gas | Double Rack Oven | E7 |  | Baseline Forecast | 0 | 0 | 0 | 0 | 0 | 0 | 0 | 0 | 0 | 0 | 0 | 0 | 0 | 0 | 0 | 0 | 0 | 0 | 0 | 0 | 0 | 0 | 0 | 0 | 0 | 0 | 0 | 0 | 0 | 0 | 0 | 0 | 0
Commercial_Hospital_Existing_Food Preparation_Natural Gas_Double Rack Oven_E8_Baseline Forecast | Commercial | Hospital | Existing | Food Preparation | Natural Gas | Double Rack Oven | E8 |  | Baseline Forecast | 0 | 0 | 0 | 0 | 0 | 0 | 0 | 0 | 0 | 0 | 0 | 0 | 0 | 0 | 0 | 0 | 0 | 0 | 0 | 0 | 0 | 0 | 0 | 0 | 0 | 0 | 0 | 0 | 0 | 0 | 0 | 0 | 0
Commercial_Hospital_Existing_Food Preparation_Natural Gas_Double Rack Oven_E9_Baseline Forecast | Commercial | Hospital | Existing | Food Preparation | Natural Gas | Double Rack Oven | E9 |  | Baseline Forecast | 0 | 0 | 0 | 0 | 0 | 0 | 0 | 0 | 0 | 0 | 0 | 0 | 0 | 0 | 0 | 0 | 0 | 0 | 0 | 0 | 0 | 0 | 0 | 0 | 0 | 0 | 0 | 0 | 0 | 0 | 0 | 0 | 0
Commercial_Hospital_Existing_Food Preparation_Natural Gas_Double Rack Oven_E10_Baseline Forecast | Commercial | Hospital | Existing | Food Preparation | Natural Gas | Double Rack Oven | E10 |  | Baseline Forecast | 0 | 0 | 0 | 0 | 0 | 0 | 0 | 0 | 0 | 0 | 0 | 0 | 0 | 0 | 0 | 0 | 0 | 0 | 0 | 0 | 0 | 0 | 0 | 0 | 0 | 0 | 0 | 0 | 0 | 0 | 0 | 0 | 0
Commercial_Hospital_Existing_Food Preparation_Natural Gas_Fryer_E1_Baseline Forecast | Commercial | Hospital | Existing | Food Preparation | Natural Gas | Fryer | E1 |  | Baseline Forecast | 0 | 31324.8324 | 44149.912 | 0 | 0 | 0 | 0 | 0 | 0 | 0 | 0 | 0 | 0 | 0 | 0 | 0 | 0 | 0 | 0 | 0 | 0 | 0 | 0 | 0 | 0 | 0 | 0 | 0 | 0 | 0 | 0 | 0 | 0
Commercial_Hospital_Existing_Food Preparation_Natural Gas_Fryer_E2_Baseline Forecast | Commercial | Hospital | Existing | Food Preparation | Natural Gas | Fryer | E2 |  | Baseline Forecast | 0 | 11006.0222 | 15512.1312 | 72370.7531 | 81653.3962 | 88334.124 | 76063.7999 | 71149.8458 | 70607.5295 | 72484.0223 | 85072.0915 | 85936.3871 | 84395.3477 | 82365.7192 | 80745.7693 | 78315.8749 | 78340.5855 | 78952.3683 | 79454.1664 | 81855.4572 | 80412.3591 | 78794.9877 | 77622.2033 | 76957.0516 | 76856.8958 | 76979.0365 | 76805.3534 | 76362.2906 | 76295.1696 | 75351.4847 | 74631.9941 | 74147.0393 | 73788.7606
Commercial_Hospital_Existing_Food Preparation_Natural Gas_Fryer_E3_Baseline Forecast | Commercial | Hospital | Existing | Food Preparation | Natural Gas | Fryer | E3 |  | Baseline Forecast | 0 | 0 | 0 | 0 | 0 | 0 | 0 | 0 | 0 | 0 | 0 | 0 | 0 | 0 | 0 | 0 | 0 | 0 | 0 | 0 | 0 | 0 | 0 | 0 | 0 | 0 | 0 | 0 | 0 | 0 | 0 | 0 | 0
Commercial_Hospital_Existing_Food Preparation_Natural Gas_Fryer_E4_Baseline Forecast | Commercial | Hospital | Existing | Food Preparation | Natural Gas | Fryer | E4 |  | Baseline Forecast | 0 | 0 | 0 | 0 | 0 | 0 | 0 | 0 | 0 | 0 | 0 | 0 | 0 | 0 | 0 | 0 | 0 | 0 | 0 | 0 | 0 | 0 | 0 | 0 | 0 | 0 | 0 | 0 | 0 | 0 | 0 | 0 | 0
Commercial_Hospital_Existing_Food Preparation_Natural Gas_Fryer_E5_Baseline Forecast | Commercial | Hospital | Existing | Food Preparation | Natural Gas | Fryer | E5 |  | Baseline Forecast | 0 | 0 | 0 | 0 | 0 | 0 | 0 | 0 | 0 | 0 | 0 | 0 | 0 | 0 | 0 | 0 | 0 | 0 | 0 | 0 | 0 | 0 | 0 | 0 | 0 | 0 | 0 | 0 | 0 | 0 | 0 | 0 | 0
Commercial_Hospital_Existing_Food Preparation_Natural Gas_Fryer_E6_Baseline Forecast | Commercial | Hospital | Existing | Food Preparation | Natural Gas | Fryer | E6 |  | Baseline Forecast | 0 | 0 | 0 | 0 | 0 | 0 | 0 | 0 | 0 | 0 | 0 | 0 | 0 | 0 | 0 | 0 | 0 | 0 | 0 | 0 | 0 | 0 | 0 | 0 | 0 | 0 | 0 | 0 | 0 | 0 | 0 | 0 | 0
Commercial_Hospital_Existing_Food Preparation_Natural Gas_Fryer_E7_Baseline Forecast | Commercial | Hospital | Existing | Food Preparation | Natural Gas | Fryer | E7 |  | Baseline Forecast | 0 | 0 | 0 | 0 | 0 | 0 | 0 | 0 | 0 | 0 | 0 | 0 | 0 | 0 | 0 | 0 | 0 | 0 | 0 | 0 | 0 | 0 | 0 | 0 | 0 | 0 | 0 | 0 | 0 | 0 | 0 | 0 | 0
Commercial_Hospital_Existing_Food Preparation_Natural Gas_Fryer_E8_Baseline Forecast | Commercial | Hospital | Existing | Food Preparation | Natural Gas | Fryer | E8 |  | Baseline Forecast | 0 | 0 | 0 | 0 | 0 | 0 | 0 | 0 | 0 | 0 | 0 | 0 | 0 | 0 | 0 | 0 | 0 | 0 | 0 | 0 | 0 | 0 | 0 | 0 | 0 | 0 | 0 | 0 | 0 | 0 | 0 | 0 | 0
Commercial_Hospital_Existing_Food Preparation_Natural Gas_Fryer_E9_Baseline Forecast | Commercial | Hospital | Existing | Food Preparation | Natural Gas | Fryer | E9 |  | Baseline Forecast | 0 | 0 | 0 | 0 | 0 | 0 | 0 | 0 | 0 | 0 | 0 | 0 | 0 | 0 | 0 | 0 | 0 | 0 | 0 | 0 | 0 | 0 | 0 | 0 | 0 | 0 | 0 | 0 | 0 | 0 | 0 | 0 | 0
Commercial_Hospital_Existing_Food Preparation_Natural Gas_Fryer_E10_Baseline Forecast | Commercial | Hospital | Existing | Food Preparation | Natural Gas | Fryer | E10 |  | Baseline Forecast | 0 | 0 | 0 | 0 | 0 | 0 | 0 | 0 | 0 | 0 | 0 | 0 | 0 | 0 | 0 | 0 | 0 | 0 | 0 | 0 | 0 | 0 | 0 | 0 | 0 | 0 | 0 | 0 | 0 | 0 | 0 | 0 | 0
Commercial_Hospital_Existing_Food Preparation_Natural Gas_Broiler_E1_Baseline Forecast | Commercial | Hospital | Existing | Food Preparation | Natural Gas | Broiler | E1 |  | Baseline Forecast | 0 | 3447.7361 | 4459.1366 | 5249.5724 | 5866.2288 | 6341.306 | 6709.6134 | 6996.2707 | 7218.5251 | 7387.6993 | 7514.1021 | 7606.4609 | 6700.8681 | 6169.6538 | 5895.8754 | 5794.8973 | 5805.8445 | 6711.4611 | 6907.2892 | 7054.5487 | 7163.1058 | 7240.8587 | 7294.1512 | 7145.021 | 6909.6575 | 6657.527 | 6427.2613 | 6237.5606 | 6016.9792 | 5966.7537 | 6015.1904 | 6114.7226 | 6234.8648
Commercial_Hospital_Existing_Food Preparation_Natural Gas_Broiler_E2_Baseline Forecast | Commercial | Hospital | Existing | Food Preparation | Natural Gas | Broiler | E2 |  | Baseline Forecast | 0 | 1211.3667 | 1566.7237 | 1844.4444 | 2061.1074 | 2228.0264 | 2357.4317 | 2458.1492 | 2536.2386 | 2595.6781 | 2640.0899 | 2672.5403 | 2354.3591 | 2167.7162 | 2071.5238 | 2036.045 | 2039.8913 | 2358.0809 | 2426.8854 | 2478.6252 | 2516.7669 | 2544.0855 | 2562.8099 | 2510.4128 | 2427.7175 | 2339.1311 | 2258.2269 | 2191.5753 | 2114.0738 | 2096.427 | 2113.4453 | 2148.4161 | 2190.6282
Commercial_Hospital_Existing_Food Preparation_Natural Gas_Broiler_E3_Baseline Forecast | Commercial | Hospital | Existing | Food Preparation | Natural Gas | Broiler | E3 |  | Baseline Forecast | 0 | 0 | 0 | 0 | 0 | 0 | 0 | 0 | 0 | 0 | 0 | 0 | 0 | 0 | 0 | 0 | 0 | 0 | 0 | 0 | 0 | 0 | 0 | 0 | 0 | 0 | 0 | 0 | 0 | 0 | 0 | 0 | 0
Commercial_Hospital_Existing_Food Preparation_Natural Gas_Broiler_E4_Baseline Forecast | Commercial | Hospital | Existing | Food Preparation | Natural Gas | Broiler | E4 |  | Baseline Forecast | 0 | 0 | 0 | 0 | 0 | 0 | 0 | 0 | 0 | 0 | 0 | 0 | 0 | 0 | 0 | 0 | 0 | 0 | 0 | 0 | 0 | 0 | 0 | 0 | 0 | 0 | 0 | 0 | 0 | 0 | 0 | 0 | 0
Commercial_Hospital_Existing_Food Preparation_Natural Gas_Broiler_E5_Baseline Forecast | Commercial | Hospital | Existing | Food Preparation | Natural Gas | Broiler | E5 |  | Baseline Forecast | 0 | 0 | 0 | 0 | 0 | 0 | 0 | 0 | 0 | 0 | 0 | 0 | 0 | 0 | 0 | 0 | 0 | 0 | 0 | 0 | 0 | 0 | 0 | 0 | 0 | 0 | 0 | 0 | 0 | 0 | 0 | 0 | 0
Commercial_Hospital_Existing_Food Preparation_Natural Gas_Broiler_E6_Baseline Forecast | Commercial | Hospital | Existing | Food Preparation | Natural Gas | Broiler | E6 |  | Baseline Forecast | 0 | 0 | 0 | 0 | 0 | 0 | 0 | 0 | 0 | 0 | 0 | 0 | 0 | 0 | 0 | 0 | 0 | 0 | 0 | 0 | 0 | 0 | 0 | 0 | 0 | 0 | 0 | 0 | 0 | 0 | 0 | 0 | 0
Commercial_Hospital_Existing_Food Preparation_Natural Gas_Broiler_E7_Baseline Forecast | Commercial | Hospital | Existing | Food Preparation | Natural Gas | Broiler | E7 |  | Baseline Forecast | 0 | 0 | 0 | 0 | 0 | 0 | 0 | 0 | 0 | 0 | 0 | 0 | 0 | 0 | 0 | 0 | 0 | 0 | 0 | 0 | 0 | 0 | 0 | 0 | 0 | 0 | 0 | 0 | 0 | 0 | 0 | 0 | 0
Commercial_Hospital_Existing_Food Preparation_Natural Gas_Broiler_E8_Baseline Forecast | Commercial | Hospital | Existing | Food Preparation | Natural Gas | Broiler | E8 |  | Baseline Forecast | 0 | 0 | 0 | 0 | 0 | 0 | 0 | 0 | 0 | 0 | 0 | 0 | 0 | 0 | 0 | 0 | 0 | 0 | 0 | 0 | 0 | 0 | 0 | 0 | 0 | 0 | 0 | 0 | 0 | 0 | 0 | 0 | 0
Commercial_Hospital_Existing_Food Preparation_Natural Gas_Broiler_E9_Baseline Forecast | Commercial | Hospital | Existing | Food Preparation | Natural Gas | Broiler | E9 |  | Baseline Forecast | 0 | 0 | 0 | 0 | 0 | 0 | 0 | 0 | 0 | 0 | 0 | 0 | 0 | 0 | 0 | 0 | 0 | 0 | 0 | 0 | 0 | 0 | 0 | 0 | 0 | 0 | 0 | 0 | 0 | 0 | 0 | 0 | 0
Commercial_Hospital_Existing_Food Preparation_Natural Gas_Broiler_E10_Baseline Forecast | Commercial | Hospital | Existing | Food Preparation | Natural Gas | Broiler | E10 |  | Baseline Forecast | 0 | 0 | 0 | 0 | 0 | 0 | 0 | 0 | 0 | 0 | 0 | 0 | 0 | 0 | 0 | 0 | 0 | 0 | 0 | 0 | 0 | 0 | 0 | 0 | 0 | 0 | 0 | 0 | 0 | 0 | 0 | 0 | 0
Commercial_Hospital_Existing_Food Preparation_Natural Gas_Griddle_E1_Baseline Forecast | Commercial | Hospital | Existing | Food Preparation | Natural Gas | Griddle | E1 |  | Baseline Forecast | 0 | 3307.963 | 4278.3608 | 5036.7519 | 5628.4087 | 6084.226 | 6437.602 | 6712.6381 | 6925.8822 | 7088.1979 | 7209.4764 | 7298.0909 | 6429.2113 | 5919.5327 | 5656.8534 | 5559.9691 | 5570.4725 | 6439.3748 | 6627.264 | 6768.5535 | 6872.7096 | 6947.3103 | 6998.4423 | 6855.358 | 6629.5362 | 6387.6272 | 6166.6966 | 5984.6865 | 5773.0476 | 5724.8583 | 5771.3313 | 5866.8285 | 5982.1
Commercial_Hospital_Existing_Food Preparation_Natural Gas_Griddle_E2_Baseline Forecast | Commercial | Hospital | Existing | Food Preparation | Natural Gas | Griddle | E2 |  | Baseline Forecast | 0 | 1351.1398 | 1747.4995 | 2057.2649 | 2298.9275 | 2485.1064 | 2629.4431 | 2741.7818 | 2828.8815 | 2895.1794 | 2944.7157 | 2980.9104 | 2626.0159 | 2417.8373 | 2310.5458 | 2270.9733 | 2275.2634 | 2630.1672 | 2706.9106 | 2764.6204 | 2807.1631 | 2837.6338 | 2858.5187 | 2800.0758 | 2707.8387 | 2609.0308 | 2518.7916 | 2444.4494 | 2358.0054 | 2338.3224 | 2357.3043 | 2396.3102 | 2443.3929
Commercial_Hospital_Existing_Food Preparation_Natural Gas_Griddle_E3_Baseline Forecast | Commercial | Hospital | Existing | Food Preparation | Natural Gas | Griddle | E3 |  | Baseline Forecast | 0 | 0 | 0 | 0 | 0 | 0 | 0 | 0 | 0 | 0 | 0 | 0 | 0 | 0 | 0 | 0 | 0 | 0 | 0 | 0 | 0 | 0 | 0 | 0 | 0 | 0 | 0 | 0 | 0 | 0 | 0 | 0 | 0
Commercial_Hospital_Existing_Food Preparation_Natural Gas_Griddle_E4_Baseline Forecast | Commercial | Hospital | Existing | Food Preparation | Natural Gas | Griddle | E4 |  | Baseline Forecast | 0 | 0 | 0 | 0 | 0 | 0 | 0 | 0 | 0 | 0 | 0 | 0 | 0 | 0 | 0 | 0 | 0 | 0 | 0 | 0 | 0 | 0 | 0 | 0 | 0 | 0 | 0 | 0 | 0 | 0 | 0 | 0 | 0
Commercial_Hospital_Existing_Food Preparation_Natural Gas_Griddle_E5_Baseline Forecast | Commercial | Hospital | Existing | Food Preparation | Natural Gas | Griddle | E5 |  | Baseline Forecast | 0 | 0 | 0 | 0 | 0 | 0 | 0 | 0 | 0 | 0 | 0 | 0 | 0 | 0 | 0 | 0 | 0 | 0 | 0 | 0 | 0 | 0 | 0 | 0 | 0 | 0 | 0 | 0 | 0 | 0 | 0 | 0 | 0
Commercial_Hospital_Existing_Food Preparation_Natural Gas_Griddle_E6_Baseline Forecast | Commercial | Hospital | Existing | Food Preparation | Natural Gas | Griddle | E6 |  | Baseline Forecast | 0 | 0 | 0 | 0 | 0 | 0 | 0 | 0 | 0 | 0 | 0 | 0 | 0 | 0 | 0 | 0 | 0 | 0 | 0 | 0 | 0 | 0 | 0 | 0 | 0 | 0 | 0 | 0 | 0 | 0 | 0 | 0 | 0
Commercial_Hospital_Existing_Food Preparation_Natural Gas_Griddle_E7_Baseline Forecast | Commercial | Hospital | Existing | Food Preparation | Natural Gas | Griddle | E7 |  | Baseline Forecast | 0 | 0 | 0 | 0 | 0 | 0 | 0 | 0 | 0 | 0 | 0 | 0 | 0 | 0 | 0 | 0 | 0 | 0 | 0 | 0 | 0 | 0 | 0 | 0 | 0 | 0 | 0 | 0 | 0 | 0 | 0 | 0 | 0
Commercial_Hospital_Existing_Food Preparation_Natural Gas_Griddle_E8_Baseline Forecast | Commercial | Hospital | Existing | Food Preparation | Natural Gas | Griddle | E8 |  | Baseline Forecast | 0 | 0 | 0 | 0 | 0 | 0 | 0 | 0 | 0 | 0 | 0 | 0 | 0 | 0 | 0 | 0 | 0 | 0 | 0 | 0 | 0 | 0 | 0 | 0 | 0 | 0 | 0 | 0 | 0 | 0 | 0 | 0 | 0
Commercial_Hospital_Existing_Food Preparation_Natural Gas_Griddle_E9_Baseline Forecast | Commercial | Hospital | Existing | Food Preparation | Natural Gas | Griddle | E9 |  | Baseline Forecast | 0 | 0 | 0 | 0 | 0 | 0 | 0 | 0 | 0 | 0 | 0 | 0 | 0 | 0 | 0 | 0 | 0 | 0 | 0 | 0 | 0 | 0 | 0 | 0 | 0 | 0 | 0 | 0 | 0 | 0 | 0 | 0 | 0
Commercial_Hospital_Existing_Food Preparation_Natural Gas_Griddle_E10_Baseline Forecast | Commercial | Hospital | Existing | Food Preparation | Natural Gas | Griddle | E10 |  | Baseline Forecast | 0 | 0 | 0 | 0 | 0 | 0 | 0 | 0 | 0 | 0 | 0 | 0 | 0 | 0 | 0 | 0 | 0 | 0 | 0 | 0 | 0 | 0 | 0 | 0 | 0 | 0 | 0 | 0 | 0 | 0 | 0 | 0 | 0
Commercial_Hospital_Existing_Food Preparation_Natural Gas_Range_E1_Baseline Forecast | Commercial | Hospital | Existing | Food Preparation | Natural Gas | Range | E1 |  | Baseline Forecast | 0 | 9690.5968 | 12533.3535 | 14755.0419 | 16488.2858 | 17823.5915 | 18858.798 | 19664.5096 | 20289.2029 | 20764.7029 | 18363.6146 | 16992.0345 | 16324.3841 | 16125.2979 | 16226.0602 | 18854.2704 | 19454.8782 | 19908.6785 | 20245.6729 | 19964.0847 | 19404.9714 | 18774.0587 | 18187.2906 | 17702.2423 | 17116.6109 | 17011.1783 | 17181.9187 | 17493.6911 | 17759.4629 | 18476.7266 | 18437.1665 | 18257.8636 | 17994.5024
Commercial_Hospital_Existing_Food Preparation_Natural Gas_Range_E2_Baseline Forecast | Commercial | Hospital | Existing | Food Preparation | Natural Gas | Range | E2 |  | Baseline Forecast | 0 | 13945.0052 | 18035.8013 | 21232.8651 | 23727.0455 | 25648.583 | 27138.2703 | 28297.709 | 29196.6578 | 29880.9139 | 26425.6894 | 24451.9521 | 23491.1868 | 23204.6969 | 23349.6964 | 27131.7549 | 27996.0442 | 28649.074 | 29134.0171 | 28728.8049 | 27924.2272 | 27016.3284 | 26171.9547 | 25473.9584 | 24631.2206 | 24479.5004 | 24725.2001 | 25173.8482 | 25556.3003 | 26588.4603 | 26531.5323 | 26273.5111 | 25894.5279
Commercial_Hospital_Existing_Food Preparation_Natural Gas_Range_E3_Baseline Forecast | Commercial | Hospital | Existing | Food Preparation | Natural Gas | Range | E3 |  | Baseline Forecast | 0 | 0 | 0 | 0 | 0 | 0 | 0 | 0 | 0 | 0 | 0 | 0 | 0 | 0 | 0 | 0 | 0 | 0 | 0 | 0 | 0 | 0 | 0 | 0 | 0 | 0 | 0 | 0 | 0 | 0 | 0 | 0 | 0
Commercial_Hospital_Existing_Food Preparation_Natural Gas_Range_E4_Baseline Forecast | Commercial | Hospital | Existing | Food Preparation | Natural Gas | Range | E4 |  | Baseline Forecast | 0 | 0 | 0 | 0 | 0 | 0 | 0 | 0 | 0 | 0 | 0 | 0 | 0 | 0 | 0 | 0 | 0 | 0 | 0 | 0 | 0 | 0 | 0 | 0 | 0 | 0 | 0 | 0 | 0 | 0 | 0 | 0 | 0
Commercial_Hospital_Existing_Food Preparation_Natural Gas_Range_E5_Baseline Forecast | Commercial | Hospital | Existing | Food Preparation | Natural Gas | Range | E5 |  | Baseline Forecast | 0 | 0 | 0 | 0 | 0 | 0 | 0 | 0 | 0 | 0 | 0 | 0 | 0 | 0 | 0 | 0 | 0 | 0 | 0 | 0 | 0 | 0 | 0 | 0 | 0 | 0 | 0 | 0 | 0 | 0 | 0 | 0 | 0
Commercial_Hospital_Existing_Food Preparation_Natural Gas_Range_E6_Baseline Forecast | Commercial | Hospital | Existing | Food Preparation | Natural Gas | Range | E6 |  | Baseline Forecast | 0 | 0 | 0 | 0 | 0 | 0 | 0 | 0 | 0 | 0 | 0 | 0 | 0 | 0 | 0 | 0 | 0 | 0 | 0 | 0 | 0 | 0 | 0 | 0 | 0 | 0 | 0 | 0 | 0 | 0 | 0 | 0 | 0
Commercial_Hospital_Existing_Food Preparation_Natural Gas_Range_E7_Baseline Forecast | Commercial | Hospital | Existing | Food Preparation | Natural Gas | Range | E7 |  | Baseline Forecast | 0 | 0 | 0 | 0 | 0 | 0 | 0 | 0 | 0 | 0 | 0 | 0 | 0 | 0 | 0 | 0 | 0 | 0 | 0 | 0 | 0 | 0 | 0 | 0 | 0 | 0 | 0 | 0 | 0 | 0 | 0 | 0 | 0
Commercial_Hospital_Existing_Food Preparation_Natural Gas_Range_E8_Baseline Forecast | Commercial | Hospital | Existing | Food Preparation | Natural Gas | Range | E8 |  | Baseline Forecast | 0 | 0 | 0 | 0 | 0 | 0 | 0 | 0 | 0 | 0 | 0 | 0 | 0 | 0 | 0 | 0 | 0 | 0 | 0 | 0 | 0 | 0 | 0 | 0 | 0 | 0 | 0 | 0 | 0 | 0 | 0 | 0 | 0
Commercial_Hospital_Existing_Food Preparation_Natural Gas_Range_E9_Baseline Forecast | Commercial | Hospital | Existing | Food Preparation | Natural Gas | Range | E9 |  | Baseline Forecast | 0 | 0 | 0 | 0 | 0 | 0 | 0 | 0 | 0 | 0 | 0 | 0 | 0 | 0 | 0 | 0 | 0 | 0 | 0 | 0 | 0 | 0 | 0 | 0 | 0 | 0 | 0 | 0 | 0 | 0 | 0 | 0 | 0
Commercial_Hospital_Existing_Food Preparation_Natural Gas_Range_E10_Baseline Forecast | Commercial | Hospital | Existing | Food Preparation | Natural Gas | Range | E10 |  | Baseline Forecast | 0 | 0 | 0 | 0 | 0 | 0 | 0 | 0 | 0 | 0 | 0 | 0 | 0 | 0 | 0 | 0 | 0 | 0 | 0 | 0 | 0 | 0 | 0 | 0 | 0 | 0 | 0 | 0 | 0 | 0 | 0 | 0 | 0
Commercial_Hospital_Existing_Food Preparation_Natural Gas_Steamer_E1_Baseline Forecast | Commercial | Hospital | Existing | Food Preparation | Natural Gas | Steamer | E1 |  | Baseline Forecast | 0 | 1202.4625 | 1362.4679 | 0 | 0 | 0 | 0 | 0 | 0 | 0 | 0 | 0 | 0 | 0 | 0 | 0 | 0 | 0 | 0 | 0 | 0 | 0 | 0 | 0 | 0 | 0 | 0 | 0 | 0 | 0 | 0 | 0 | 0
Commercial_Hospital_Existing_Food Preparation_Natural Gas_Steamer_E2_Baseline Forecast | Commercial | Hospital | Existing | Food Preparation | Natural Gas | Steamer | E2 |  | Baseline Forecast | 0 | 1202.4625 | 1362.4679 | 3001.5738 | 3241.6017 | 3447.5057 | 3626.6165 | 3783.641 | 3921.2027 | 4040.3804 | 3826.2672 | 3670.7185 | 3562.5772 | 3492.5446 | 3452.8378 | 3437.0841 | 3439.9418 | 3456.9893 | 3484.5564 | 4155.6191 | 4155.1505 | 4132.3327 | 4095.0748 | 4049.3771 | 3999.7327 | 3949.4002 | 3900.7169 | 3855.2717 | 3792.8321 | 3753.4117 | 3728.9777 | 3713.7419 | 3703.7585
Commercial_Hospital_Existing_Food Preparation_Natural Gas_Steamer_E3_Baseline Forecast | Commercial | Hospital | Existing | Food Preparation | Natural Gas | Steamer | E3 |  | Baseline Forecast | 0 | 0 | 0 | 0 | 0 | 0 | 0 | 0 | 0 | 0 | 0 | 0 | 0 | 0 | 0 | 0 | 0 | 0 | 0 | 0 | 0 | 0 | 0 | 0 | 0 | 0 | 0 | 0 | 0 | 0 | 0 | 0 | 0
Commercial_Hospital_Existing_Food Preparation_Natural Gas_Steamer_E4_Baseline Forecast | Commercial | Hospital | Existing | Food Preparation | Natural Gas | Steamer | E4 |  | Baseline Forecast | 0 | 0 | 0 | 0 | 0 | 0 | 0 | 0 | 0 | 0 | 0 | 0 | 0 | 0 | 0 | 0 | 0 | 0 | 0 | 0 | 0 | 0 | 0 | 0 | 0 | 0 | 0 | 0 | 0 | 0 | 0 | 0 | 0
Commercial_Hospital_Existing_Food Preparation_Natural Gas_Steamer_E5_Baseline Forecast | Commercial | Hospital | Existing | Food Preparation | Natural Gas | Steamer | E5 |  | Baseline Forecast | 0 | 0 | 0 | 0 | 0 | 0 | 0 | 0 | 0 | 0 | 0 | 0 | 0 | 0 | 0 | 0 | 0 | 0 | 0 | 0 | 0 | 0 | 0 | 0 | 0 | 0 | 0 | 0 | 0 | 0 | 0 | 0 | 0
Commercial_Hospital_Existing_Food Preparation_Natural Gas_Steamer_E6_Baseline Forecast | Commercial | Hospital | Existing | Food Preparation | Natural Gas | Steamer | E6 |  | Baseline Forecast | 0 | 0 | 0 | 0 | 0 | 0 | 0 | 0 | 0 | 0 | 0 | 0 | 0 | 0 | 0 | 0 | 0 | 0 | 0 | 0 | 0 | 0 | 0 | 0 | 0 | 0 | 0 | 0 | 0 | 0 | 0 | 0 | 0
Commercial_Hospital_Existing_Food Preparation_Natural Gas_Steamer_E7_Baseline Forecast | Commercial | Hospital | Existing | Food Preparation | Natural Gas | Steamer | E7 |  | Baseline Forecast | 0 | 0 | 0 | 0 | 0 | 0 | 0 | 0 | 0 | 0 | 0 | 0 | 0 | 0 | 0 | 0 | 0 | 0 | 0 | 0 | 0 | 0 | 0 | 0 | 0 | 0 | 0 | 0 | 0 | 0 | 0 | 0 | 0
Commercial_Hospital_Existing_Food Preparation_Natural Gas_Steamer_E8_Baseline Forecast | Commercial | Hospital | Existing | Food Preparation | Natural Gas | Steamer | E8 |  | Baseline Forecast | 0 | 0 | 0 | 0 | 0 | 0 | 0 | 0 | 0 | 0 | 0 | 0 | 0 | 0 | 0 | 0 | 0 | 0 | 0 | 0 | 0 | 0 | 0 | 0 | 0 | 0 | 0 | 0 | 0 | 0 | 0 | 0 | 0
Commercial_Hospital_Existing_Food Preparation_Natural Gas_Steamer_E9_Baseline Forecast | Commercial | Hospital | Existing | Food Preparation | Natural Gas | Steamer | E9 |  | Baseline Forecast | 0 | 0 | 0 | 0 | 0 | 0 | 0 | 0 | 0 | 0 | 0 | 0 | 0 | 0 | 0 | 0 | 0 | 0 | 0 | 0 | 0 | 0 | 0 | 0 | 0 | 0 | 0 | 0 | 0 | 0 | 0 | 0 | 0
Commercial_Hospital_Existing_Food Preparation_Natural Gas_Steamer_E10_Baseline Forecast | Commercial | Hospital | Existing | Food Preparation | Natural Gas | Steamer | E10 |  | Baseline Forecast | 0 | 0 | 0 | 0 | 0 | 0 | 0 | 0 | 0 | 0 | 0 | 0 | 0 | 0 | 0 | 0 | 0 | 0 | 0 | 0 | 0 | 0 | 0 | 0 | 0 | 0 | 0 | 0 | 0 | 0 | 0 | 0 | 0
Commercial_Hospital_Existing_Food Preparation_Natural Gas_Food Prep Other_E1_Baseline Forecast | Commercial | Hospital | Existing | Food Preparation | Natural Gas | Food Prep Other | E1 |  | Baseline Forecast | 0 | 0 | 0 | 0 | 0 | 0 | 0 | 0 | 0 | 0 | 0 | 0 | 0 | 0 | 0 | 0 | 0 | 0 | 0 | 0 | 0 | 0 | 0 | 0 | 0 | 0 | 0 | 0 | 0 | 0 | 0 | 0 | 0
Commercial_Hospital_Existing_Food Preparation_Natural Gas_Food Prep Other_E2_Baseline Forecast | Commercial | Hospital | Existing | Food Preparation | Natural Gas | Food Prep Other | E2 |  | Baseline Forecast | 0 | 0 | 0 | 0 | 0 | 0 | 0 | 0 | 0 | 0 | 0 | 0 | 0 | 0 | 0 | 0 | 0 | 0 | 0 | 0 | 0 | 0 | 0 | 0 | 0 | 0 | 0 | 0 | 0 | 0 | 0 | 0 | 0
Commercial_Hospital_Existing_Food Preparation_Natural Gas_Food Prep Other_E3_Baseline Forecast | Commercial | Hospital | Existing | Food Preparation | Natural Gas | Food Prep Other | E3 |  | Baseline Forecast | 0 | 0 | 0 | 0 | 0 | 0 | 0 | 0 | 0 | 0 | 0 | 0 | 0 | 0 | 0 | 0 | 0 | 0 | 0 | 0 | 0 | 0 | 0 | 0 | 0 | 0 | 0 | 0 | 0 | 0 | 0 | 0 | 0
Commercial_Hospital_Existing_Food Preparation_Natural Gas_Food Prep Other_E4_Baseline Forecast | Commercial | Hospital | Existing | Food Preparation | Natural Gas | Food Prep Other | E4 |  | Baseline Forecast | 0 | 0 | 0 | 0 | 0 | 0 | 0 | 0 | 0 | 0 | 0 | 0 | 0 | 0 | 0 | 0 | 0 | 0 | 0 | 0 | 0 | 0 | 0 | 0 | 0 | 0 | 0 | 0 | 0 | 0 | 0 | 0 | 0
Commercial_Hospital_Existing_Food Preparation_Natural Gas_Food Prep Other_E5_Baseline Forecast | Commercial | Hospital | Existing | Food Preparation | Natural Gas | Food Prep Other | E5 |  | Baseline Forecast | 0 | 0 | 0 | 0 | 0 | 0 | 0 | 0 | 0 | 0 | 0 | 0 | 0 | 0 | 0 | 0 | 0 | 0 | 0 | 0 | 0 | 0 | 0 | 0 | 0 | 0 | 0 | 0 | 0 | 0 | 0 | 0 | 0
Commercial_Hospital_Existing_Food Preparation_Natural Gas_Food Prep Other_E6_Baseline Forecast | Commercial | Hospital | Existing | Food Preparation | Natural Gas | Food Prep Other | E6 |  | Baseline Forecast | 0 | 0 | 0 | 0 | 0 | 0 | 0 | 0 | 0 | 0 | 0 | 0 | 0 | 0 | 0 | 0 | 0 | 0 | 0 | 0 | 0 | 0 | 0 | 0 | 0 | 0 | 0 | 0 | 0 | 0 | 0 | 0 | 0
Commercial_Hospital_Existing_Food Preparation_Natural Gas_Food Prep Other_E7_Baseline Forecast | Commercial | Hospital | Existing | Food Preparation | Natural Gas | Food Prep Other | E7 |  | Baseline Forecast | 0 | 0 | 0 | 0 | 0 | 0 | 0 | 0 | 0 | 0 | 0 | 0 | 0 | 0 | 0 | 0 | 0 | 0 | 0 | 0 | 0 | 0 | 0 | 0 | 0 | 0 | 0 | 0 | 0 | 0 | 0 | 0 | 0
Commercial_Hospital_Existing_Food Preparation_Natural Gas_Food Prep Other_E8_Baseline Forecast | Commercial | Hospital | Existing | Food Preparation | Natural Gas | Food Prep Other | E8 |  | Baseline Forecast | 0 | 0 | 0 | 0 | 0 | 0 | 0 | 0 | 0 | 0 | 0 | 0 | 0 | 0 | 0 | 0 | 0 | 0 | 0 | 0 | 0 | 0 | 0 | 0 | 0 | 0 | 0 | 0 | 0 | 0 | 0 | 0 | 0
Commercial_Hospital_Existing_Food Preparation_Natural Gas_Food Prep Other_E9_Baseline Forecast | Commercial | Hospital | Existing | Food Preparation | Natural Gas | Food Prep Other | E9 |  | Baseline Forecast | 0 | 0 | 0 | 0 | 0 | 0 | 0 | 0 | 0 | 0 | 0 | 0 | 0 | 0 | 0 | 0 | 0 | 0 | 0 | 0 | 0 | 0 | 0 | 0 | 0 | 0 | 0 | 0 | 0 | 0 | 0 | 0 | 0
Commercial_Hospital_Existing_Food Preparation_Natural Gas_Food Prep Other_E10_Baseline Forecast | Commercial | Hospital | Existing | Food Preparation | Natural Gas | Food Prep Other | E10 |  | Baseline Forecast | 0 | 0 | 0 | 0 | 0 | 0 | 0 | 0 | 0 | 0 | 0 | 0 | 0 | 0 | 0 | 0 | 0 | 0 | 0 | 0 | 0 | 0 | 0 | 0 | 0 | 0 | 0 | 0 | 0 | 0 | 0 | 0 | 0
Commercial_Hospital_Existing_Miscellaneous_Natural Gas_Pool Heater_E1_Baseline Forecast | Commercial | Hospital | Existing | Miscellaneous | Natural Gas | Pool Heater | E1 |  | Baseline Forecast | 0 | 0 | 0 | 0 | 0 | 0 | 0 | 0 | 0 | 0 | 0 | 0 | 0 | 0 | 0 | 0 | 0 | 0 | 0 | 0 | 0 | 0 | 0 | 0 | 0 | 0 | 0 | 0 | 0 | 0 | 0 | 0 | 0
Commercial_Hospital_Existing_Miscellaneous_Natural Gas_Pool Heater_E2_Baseline Forecast | Commercial | Hospital | Existing | Miscellaneous | Natural Gas | Pool Heater | E2 |  | Baseline Forecast | 0 | 0 | 0 | 0 | 0 | 0 | 0 | 0 | 0 | 0 | 0 | 0 | 0 | 0 | 0 | 0 | 0 | 0 | 0 | 0 | 0 | 0 | 0 | 0 | 0 | 0 | 0 | 0 | 0 | 0 | 0 | 0 | 0
Commercial_Hospital_Existing_Miscellaneous_Natural Gas_Pool Heater_E3_Baseline Forecast | Commercial | Hospital | Existing | Miscellaneous | Natural Gas | Pool Heater | E3 |  | Baseline Forecast | 0 | 0 | 0 | 0 | 0 | 0 | 0 | 0 | 0 | 0 | 0 | 0 | 0 | 0 | 0 | 0 | 0 | 0 | 0 | 0 | 0 | 0 | 0 | 0 | 0 | 0 | 0 | 0 | 0 | 0 | 0 | 0 | 0
Commercial_Hospital_Existing_Miscellaneous_Natural Gas_Pool Heater_E4_Baseline Forecast | Commercial | Hospital | Existing | Miscellaneous | Natural Gas | Pool Heater | E4 |  | Baseline Forecast | 0 | 0 | 0 | 0 | 0 | 0 | 0 | 0 | 0 | 0 | 0 | 0 | 0 | 0 | 0 | 0 | 0 | 0 | 0 | 0 | 0 | 0 | 0 | 0 | 0 | 0 | 0 | 0 | 0 | 0 | 0 | 0 | 0
Commercial_Hospital_Existing_Miscellaneous_Natural Gas_Pool Heater_E5_Baseline Forecast | Commercial | Hospital | Existing | Miscellaneous | Natural Gas | Pool Heater | E5 |  | Baseline Forecast | 0 | 0 | 0 | 0 | 0 | 0 | 0 | 0 | 0 | 0 | 0 | 0 | 0 | 0 | 0 | 0 | 0 | 0 | 0 | 0 | 0 | 0 | 0 | 0 | 0 | 0 | 0 | 0 | 0 | 0 | 0 | 0 | 0
Commercial_Hospital_Existing_Miscellaneous_Natural Gas_Pool Heater_E6_Baseline Forecast | Commercial | Hospital | Existing | Miscellaneous | Natural Gas | Pool Heater | E6 |  | Baseline Forecast | 0 | 0 | 0 | 0 | 0 | 0 | 0 | 0 | 0 | 0 | 0 | 0 | 0 | 0 | 0 | 0 | 0 | 0 | 0 | 0 | 0 | 0 | 0 | 0 | 0 | 0 | 0 | 0 | 0 | 0 | 0 | 0 | 0
Commercial_Hospital_Existing_Miscellaneous_Natural Gas_Pool Heater_E7_Baseline Forecast | Commercial | Hospital | Existing | Miscellaneous | Natural Gas | Pool Heater | E7 |  | Baseline Forecast | 0 | 0 | 0 | 0 | 0 | 0 | 0 | 0 | 0 | 0 | 0 | 0 | 0 | 0 | 0 | 0 | 0 | 0 | 0 | 0 | 0 | 0 | 0 | 0 | 0 | 0 | 0 | 0 | 0 | 0 | 0 | 0 | 0
Commercial_Hospital_Existing_Miscellaneous_Natural Gas_Pool Heater_E8_Baseline Forecast | Commercial | Hospital | Existing | Miscellaneous | Natural Gas | Pool Heater | E8 |  | Baseline Forecast | 0 | 0 | 0 | 0 | 0 | 0 | 0 | 0 | 0 | 0 | 0 | 0 | 0 | 0 | 0 | 0 | 0 | 0 | 0 | 0 | 0 | 0 | 0 | 0 | 0 | 0 | 0 | 0 | 0 | 0 | 0 | 0 | 0
Commercial_Hospital_Existing_Miscellaneous_Natural Gas_Pool Heater_E9_Baseline Forecast | Commercial | Hospital | Existing | Miscellaneous | Natural Gas | Pool Heater | E9 |  | Baseline Forecast | 0 | 0 | 0 | 0 | 0 | 0 | 0 | 0 | 0 | 0 | 0 | 0 | 0 | 0 | 0 | 0 | 0 | 0 | 0 | 0 | 0 | 0 | 0 | 0 | 0 | 0 | 0 | 0 | 0 | 0 | 0 | 0 | 0
Commercial_Hospital_Existing_Miscellaneous_Natural Gas_Pool Heater_E10_Baseline Forecast | Commercial | Hospital | Existing | Miscellaneous | Natural Gas | Pool Heater | E10 |  | Baseline Forecast | 0 | 0 | 0 | 0 | 0 | 0 | 0 | 0 | 0 | 0 | 0 | 0 | 0 | 0 | 0 | 0 | 0 | 0 | 0 | 0 | 0 | 0 | 0 | 0 | 0 | 0 | 0 | 0 | 0 | 0 | 0 | 0 | 0
Commercial_Hospital_Existing_Miscellaneous_Natural Gas_Miscellaneous_E1_Baseline Forecast | Commercial | Hospital | Existing | Miscellaneous | Natural Gas | Miscellaneous | E1 |  | Baseline Forecast | 0 | 232645.5645 | 275542.6946 | 311386.4562 | 297841.5441 | 292080.8405 | 292283.4889 | 290760.7927 | 288868.9926 | 287383.7352 | 285945.2356 | 348404.6734 | 349632.5812 | 348678.5988 | 343114.9862 | 340698.5445 | 340090.3992 | 338244.4831 | 336170.9072 | 334405.1708 | 332635.6138 | 348469.1058 | 344884.1152 | 340972.0474 | 338584.0766 | 336895.9034 | 335391.9528 | 333420.3908 | 331425.3975 | 329583.5738 | 327721.9271 | 330689.7048 | 327634.6467
Commercial_Hospital_Existing_Miscellaneous_Natural Gas_Miscellaneous_E2_Baseline Forecast | Commercial | Hospital | Existing | Miscellaneous | Natural Gas | Miscellaneous | E2 |  | Baseline Forecast | 0 | 0 | 0 | 0 | 0 | 0 | 0 | 0 | 0 | 0 | 0 | 0 | 0 | 0 | 0 | 0 | 0 | 0 | 0 | 0 | 0 | 0 | 0 | 0 | 0 | 0 | 0 | 0 | 0 | 0 | 0 | 0 | 0
Commercial_Hospital_Existing_Miscellaneous_Natural Gas_Miscellaneous_E3_Baseline Forecast | Commercial | Hospital | Existing | Miscellaneous | Natural Gas | Miscellaneous | E3 |  | Baseline Forecast | 0 | 0 | 0 | 0 | 0 | 0 | 0 | 0 | 0 | 0 | 0 | 0 | 0 | 0 | 0 | 0 | 0 | 0 | 0 | 0 | 0 | 0 | 0 | 0 | 0 | 0 | 0 | 0 | 0 | 0 | 0 | 0 | 0
Commercial_Hospital_Existing_Miscellaneous_Natural Gas_Miscellaneous_E4_Baseline Forecast | Commercial | Hospital | Existing | Miscellaneous | Natural Gas | Miscellaneous | E4 |  | Baseline Forecast | 0 | 0 | 0 | 0 | 0 | 0 | 0 | 0 | 0 | 0 | 0 | 0 | 0 | 0 | 0 | 0 | 0 | 0 | 0 | 0 | 0 | 0 | 0 | 0 | 0 | 0 | 0 | 0 | 0 | 0 | 0 | 0 | 0
Commercial_Hospital_Existing_Miscellaneous_Natural Gas_Miscellaneous_E5_Baseline Forecast | Commercial | Hospital | Existing | Miscellaneous | Natural Gas | Miscellaneous | E5 |  | Baseline Forecast | 0 | 0 | 0 | 0 | 0 | 0 | 0 | 0 | 0 | 0 | 0 | 0 | 0 | 0 | 0 | 0 | 0 | 0 | 0 | 0 | 0 | 0 | 0 | 0 | 0 | 0 | 0 | 0 | 0 | 0 | 0 | 0 | 0
Commercial_Hospital_Existing_Miscellaneous_Natural Gas_Miscellaneous_E6_Baseline Forecast | Commercial | Hospital | Existing | Miscellaneous | Natural Gas | Miscellaneous | E6 |  | Baseline Forecast | 0 | 0 | 0 | 0 | 0 | 0 | 0 | 0 | 0 | 0 | 0 | 0 | 0 | 0 | 0 | 0 | 0 | 0 | 0 | 0 | 0 | 0 | 0 | 0 | 0 | 0 | 0 | 0 | 0 | 0 | 0 | 0 | 0
Commercial_Hospital_Existing_Miscellaneous_Natural Gas_Miscellaneous_E7_Baseline Forecast | Commercial | Hospital | Existing | Miscellaneous | Natural Gas | Miscellaneous | E7 |  | Baseline Forecast | 0 | 0 | 0 | 0 | 0 | 0 | 0 | 0 | 0 | 0 | 0 | 0 | 0 | 0 | 0 | 0 | 0 | 0 | 0 | 0 | 0 | 0 | 0 | 0 | 0 | 0 | 0 | 0 | 0 | 0 | 0 | 0 | 0
Commercial_Hospital_Existing_Miscellaneous_Natural Gas_Miscellaneous_E8_Baseline Forecast | Commercial | Hospital | Existing | Miscellaneous | Natural Gas | Miscellaneous | E8 |  | Baseline Forecast | 0 | 0 | 0 | 0 | 0 | 0 | 0 | 0 | 0 | 0 | 0 | 0 | 0 | 0 | 0 | 0 | 0 | 0 | 0 | 0 | 0 | 0 | 0 | 0 | 0 | 0 | 0 | 0 | 0 | 0 | 0 | 0 | 0
Commercial_Hospital_Existing_Miscellaneous_Natural Gas_Miscellaneous_E9_Baseline Forecast | Commercial | Hospital | Existing | Miscellaneous | Natural Gas | Miscellaneous | E9 |  | Baseline Forecast | 0 | 0 | 0 | 0 | 0 | 0 | 0 | 0 | 0 | 0 | 0 | 0 | 0 | 0 | 0 | 0 | 0 | 0 | 0 | 0 | 0 | 0 | 0 | 0 | 0 | 0 | 0 | 0 | 0 | 0 | 0 | 0 | 0
Commercial_Hospital_Existing_Miscellaneous_Natural Gas_Miscellaneous_E10_Baseline Forecast | Commercial | Hospital | Existing | Miscellaneous | Natural Gas | Miscellaneous | E10 |  | Baseline Forecast | 0 | 0 | 0 | 0 | 0 | 0 | 0 | 0 | 0 | 0 | 0 | 0 | 0 | 0 | 0 | 0 | 0 | 0 | 0 | 0 | 0 | 0 | 0 | 0 | 0 | 0 | 0 | 0 | 0 | 0 | 0 | 0 | 0
Commercial_Hospital_New_Space Heating_Natural Gas_Furnace_E1_Baseline Forecast | Commercial | Hospital | New | Space Heating | Natural Gas | Furnace | E1 |  | Baseline Forecast | 0 | 2985.3695 | 14399.5457 | 9202.3182 | 11868.2415 | 16106.505 | 15054.348 | 13342.8362 | 9586.9127 | 9277.1706 | 9156.1556 | 8996.1083 | 9025.6485 | 9051.4739 | 9126.6072 | 9143.4211 | 9165.0918 | 9153.2187 | 9141.1573 | 9313.0007 | 10188.7513 | 10676.8085 | 11279.0092 | 12095.2562 | 12782.8334 | 13323.8402 | 13740.5659 | 14099.8631 | 14422.3298 | 14713.1143 | 14980.7037 | 15229.8346 | 11235.9775
Commercial_Hospital_New_Space Heating_Natural Gas_Furnace_E2_Baseline Forecast | Commercial | Hospital | New | Space Heating | Natural Gas | Furnace | E2 |  | Baseline Forecast | 0 | 0 | 0 | 0 | 0 | 0 | 0 | 0 | 2413.3368 | 2309.5614 | 2279.4345 | 2325.8717 | 2280.819 | 2287.3451 | 2281.957 | 2286.1611 | 2267.614 | 2264.6764 | 2261.6922 | 2304.2095 | 2520.8864 | 2641.6409 | 2790.6365 | 2992.5912 | 3162.7106 | 3296.5657 | 3399.6714 | 3488.5682 | 3568.3525 | 3640.2979 | 3706.5045 | 3768.1441 | 2779.9897
Commercial_Hospital_New_Space Heating_Natural Gas_Furnace_E3_Baseline Forecast | Commercial | Hospital | New | Space Heating | Natural Gas | Furnace | E3 |  | Baseline Forecast | 0 | 0 | 0 | 0 | 0 | 0 | 0 | 0 | 0 | 0 | 0 | 0 | 0 | 0 | 0 | 0 | 0 | 0 | 0 | 0 | 0 | 0 | 0 | 0 | 0 | 0 | 0 | 0 | 0 | 0 | 0 | 0 | 0
Commercial_Hospital_New_Space Heating_Natural Gas_Furnace_E4_Baseline Forecast | Commercial | Hospital | New | Space Heating | Natural Gas | Furnace | E4 |  | Baseline Forecast | 0 | 0 | 0 | 0 | 0 | 0 | 0 | 0 | 0 | 0 | 0 | 0 | 0 | 0 | 0 | 0 | 0 | 0 | 0 | 0 | 0 | 0 | 0 | 0 | 0 | 0 | 0 | 0 | 0 | 0 | 0 | 0 | 0
Commercial_Hospital_New_Space Heating_Natural Gas_Furnace_E5_Baseline Forecast | Commercial | Hospital | New | Space Heating | Natural Gas | Furnace | E5 |  | Baseline Forecast | 0 | 0 | 0 | 0 | 0 | 0 | 0 | 0 | 0 | 0 | 0 | 0 | 0 | 0 | 0 | 0 | 0 | 0 | 0 | 0 | 0 | 0 | 0 | 0 | 0 | 0 | 0 | 0 | 0 | 0 | 0 | 0 | 0
Commercial_Hospital_New_Space Heating_Natural Gas_Furnace_E6_Baseline Forecast | Commercial | Hospital | New | Space Heating | Natural Gas | Furnace | E6 |  | Baseline Forecast | 0 | 0 | 0 | 0 | 0 | 0 | 0 | 0 | 0 | 0 | 0 | 0 | 0 | 0 | 0 | 0 | 0 | 0 | 0 | 0 | 0 | 0 | 0 | 0 | 0 | 0 | 0 | 0 | 0 | 0 | 0 | 0 | 0
Commercial_Hospital_New_Space Heating_Natural Gas_Furnace_E7_Baseline Forecast | Commercial | Hospital | New | Space Heating | Natural Gas | Furnace | E7 |  | Baseline Forecast | 0 | 0 | 0 | 0 | 0 | 0 | 0 | 0 | 0 | 0 | 0 | 0 | 0 | 0 | 0 | 0 | 0 | 0 | 0 | 0 | 0 | 0 | 0 | 0 | 0 | 0 | 0 | 0 | 0 | 0 | 0 | 0 | 0
Commercial_Hospital_New_Space Heating_Natural Gas_Furnace_E8_Baseline Forecast | Commercial | Hospital | New | Space Heating | Natural Gas | Furnace | E8 |  | Baseline Forecast | 0 | 0 | 0 | 0 | 0 | 0 | 0 | 0 | 0 | 0 | 0 | 0 | 0 | 0 | 0 | 0 | 0 | 0 | 0 | 0 | 0 | 0 | 0 | 0 | 0 | 0 | 0 | 0 | 0 | 0 | 0 | 0 | 0
Commercial_Hospital_New_Space Heating_Natural Gas_Furnace_E9_Baseline Forecast | Commercial | Hospital | New | Space Heating | Natural Gas | Furnace | E9 |  | Baseline Forecast | 0 | 0 | 0 | 0 | 0 | 0 | 0 | 0 | 0 | 0 | 0 | 0 | 0 | 0 | 0 | 0 | 0 | 0 | 0 | 0 | 0 | 0 | 0 | 0 | 0 | 0 | 0 | 0 | 0 | 0 | 0 | 0 | 0
Commercial_Hospital_New_Space Heating_Natural Gas_Furnace_E10_Baseline Forecast | Commercial | Hospital | New | Space Heating | Natural Gas | Furnace | E10 |  | Baseline Forecast | 0 | 0 | 0 | 0 | 0 | 0 | 0 | 0 | 0 | 0 | 0 | 0 | 0 | 0 | 0 | 0 | 0 | 0 | 0 | 0 | 0 | 0 | 0 | 0 | 0 | 0 | 0 | 0 | 0 | 0 | 0 | 0 | 0
Commercial_Hospital_New_Space Heating_Natural Gas_Boiler_E1_Baseline Forecast | Commercial | Hospital | New | Space Heating | Natural Gas | Boiler | E1 |  | Baseline Forecast | 0 | 9102.2891 | 43903.7206 | 28057.5524 | 36185.8609 | 33658.4161 | 31459.6811 | 27883.0655 | 25077.4078 | 24213.2633 | 23897.4162 | 23660.0003 | 23627.5833 | 23695.1896 | 23840.9389 | 23884.8609 | 23891.3886 | 23860.4381 | 23828.9967 | 23797.0588 | 23802.1476 | 23807.2705 | 24346.0172 | 27001.2422 | 28424.7245 | 30255.7749 | 32725.9219 | 34772.0129 | 36307.3389 | 37448.4224 | 38407.6071 | 39251.2768 | 26940.5993
Commercial_Hospital_New_Space Heating_Natural Gas_Boiler_E2_Baseline Forecast | Commercial | Hospital | New | Space Heating | Natural Gas | Boiler | E2 |  | Baseline Forecast | 0 | 0 | 0 | 0 | 0 | 0 | 0 | 0 | 0 | 0 | 0 | 0 | 0 | 0 | 0 | 0 | 0 | 0 | 0 | 0 | 0 | 0 | 0 | 0 | 0 | 0 | 0 | 0 | 0 | 0 | 0 | 0 | 0
Commercial_Hospital_New_Space Heating_Natural Gas_Boiler_E3_Baseline Forecast | Commercial | Hospital | New | Space Heating | Natural Gas | Boiler | E3 |  | Baseline Forecast | 0 | 7723.1544 | 37251.6417 | 23806.4081 | 30703.1547 | 57117.3123 | 53386.1255 | 47316.7173 | 42555.601 | 41089.1741 | 40553.1911 | 40150.3036 | 40095.2929 | 40210.0187 | 40457.3508 | 40531.8852 | 40542.9625 | 40490.4405 | 40437.0853 | 40382.8877 | 40391.5232 | 40400.2166 | 41314.4535 | 45820.2898 | 48235.8961 | 51343.1332 | 55534.8978 | 59007.0522 | 61612.4538 | 63548.8379 | 65176.5453 | 66608.2273 | 45717.3807
Commercial_Hospital_New_Space Heating_Natural Gas_Boiler_E4_Baseline Forecast | Commercial | Hospital | New | Space Heating | Natural Gas | Boiler | E4 |  | Baseline Forecast | 0 | 0 | 0 | 0 | 0 | 0 | 0 | 0 | 0 | 0 | 0 | 0 | 0 | 0 | 0 | 0 | 0 | 0 | 0 | 0 | 0 | 0 | 0 | 0 | 0 | 0 | 0 | 0 | 0 | 0 | 0 | 0 | 0
Commercial_Hospital_New_Space Heating_Natural Gas_Boiler_E5_Baseline Forecast | Commercial | Hospital | New | Space Heating | Natural Gas | Boiler | E5 |  | Baseline Forecast | 0 | 0 | 0 | 0 | 0 | 0 | 0 | 0 | 0 | 0 | 0 | 0 | 0 | 0 | 0 | 0 | 0 | 0 | 0 | 0 | 0 | 0 | 0 | 0 | 0 | 0 | 0 | 0 | 0 | 0 | 0 | 0 | 0
Commercial_Hospital_New_Space Heating_Natural Gas_Boiler_E6_Baseline Forecast | Commercial | Hospital | New | Space Heating | Natural Gas | Boiler | E6 |  | Baseline Forecast | 0 | 0 | 0 | 0 | 0 | 0 | 0 | 0 | 0 | 0 | 0 | 0 | 0 | 0 | 0 | 0 | 0 | 0 | 0 | 0 | 0 | 0 | 0 | 0 | 0 | 0 | 0 | 0 | 0 | 0 | 0 | 0 | 0
Commercial_Hospital_New_Space Heating_Natural Gas_Boiler_E7_Baseline Forecast | Commercial | Hospital | New | Space Heating | Natural Gas | Boiler | E7 |  | Baseline Forecast | 0 | 0 | 0 | 0 | 0 | 0 | 0 | 0 | 0 | 0 | 0 | 0 | 0 | 0 | 0 | 0 | 0 | 0 | 0 | 0 | 0 | 0 | 0 | 0 | 0 | 0 | 0 | 0 | 0 | 0 | 0 | 0 | 0
Commercial_Hospital_New_Space Heating_Natural Gas_Boiler_E8_Baseline Forecast | Commercial | Hospital | New | Space Heating | Natural Gas | Boiler | E8 |  | Baseline Forecast | 0 | 0 | 0 | 0 | 0 | 0 | 0 | 0 | 0 | 0 | 0 | 0 | 0 | 0 | 0 | 0 | 0 | 0 | 0 | 0 | 0 | 0 | 0 | 0 | 0 | 0 | 0 | 0 | 0 | 0 | 0 | 0 | 0
Commercial_Hospital_New_Space Heating_Natural Gas_Boiler_E9_Baseline Forecast | Commercial | Hospital | New | Space Heating | Natural Gas | Boiler | E9 |  | Baseline Forecast | 0 | 0 | 0 | 0 | 0 | 0 | 0 | 0 | 0 | 0 | 0 | 0 | 0 | 0 | 0 | 0 | 0 | 0 | 0 | 0 | 0 | 0 | 0 | 0 | 0 | 0 | 0 | 0 | 0 | 0 | 0 | 0 | 0
Commercial_Hospital_New_Space Heating_Natural Gas_Boiler_E10_Baseline Forecast | Commercial | Hospital | New | Space Heating | Natural Gas | Boiler | E10 |  | Baseline Forecast | 0 | 0 | 0 | 0 | 0 | 0 | 0 | 0 | 0 | 0 | 0 | 0 | 0 | 0 | 0 | 0 | 0 | 0 | 0 | 0 | 0 | 0 | 0 | 0 | 0 | 0 | 0 | 0 | 0 | 0 | 0 | 0 | 0
Commercial_Hospital_New_Space Heating_Natural Gas_Unit Heater_E1_Baseline Forecast | Commercial | Hospital | New | Space Heating | Natural Gas | Unit Heater | E1 |  | Baseline Forecast | 0 | 0 | 0 | 0 | 0 | 0 | 0 | 0 | 0 | 0 | 0 | 0 | 0 | 0 | 0 | 0 | 0 | 0 | 0 | 0 | 0 | 0 | 0 | 0 | 0 | 0 | 0 | 0 | 0 | 0 | 0 | 0 | 0
Commercial_Hospital_New_Space Heating_Natural Gas_Unit Heater_E2_Baseline Forecast | Commercial | Hospital | New | Space Heating | Natural Gas | Unit Heater | E2 |  | Baseline Forecast | 0 | 0 | 0 | 0 | 0 | 0 | 0 | 0 | 0 | 0 | 0 | 0 | 0 | 0 | 0 | 0 | 0 | 0 | 0 | 0 | 0 | 0 | 0 | 0 | 0 | 0 | 0 | 0 | 0 | 0 | 0 | 0 | 0
Commercial_Hospital_New_Space Heating_Natural Gas_Unit Heater_E3_Baseline Forecast | Commercial | Hospital | New | Space Heating | Natural Gas | Unit Heater | E3 |  | Baseline Forecast | 0 | 0 | 0 | 0 | 0 | 0 | 0 | 0 | 0 | 0 | 0 | 0 | 0 | 0 | 0 | 0 | 0 | 0 | 0 | 0 | 0 | 0 | 0 | 0 | 0 | 0 | 0 | 0 | 0 | 0 | 0 | 0 | 0
Commercial_Hospital_New_Space Heating_Natural Gas_Unit Heater_E4_Baseline Forecast | Commercial | Hospital | New | Space Heating | Natural Gas | Unit Heater | E4 |  | Baseline Forecast | 0 | 0 | 0 | 0 | 0 | 0 | 0 | 0 | 0 | 0 | 0 | 0 | 0 | 0 | 0 | 0 | 0 | 0 | 0 | 0 | 0 | 0 | 0 | 0 | 0 | 0 | 0 | 0 | 0 | 0 | 0 | 0 | 0
Commercial_Hospital_New_Space Heating_Natural Gas_Unit Heater_E5_Baseline Forecast | Commercial | Hospital | New | Space Heating | Natural Gas | Unit Heater | E5 |  | Baseline Forecast | 0 | 0 | 0 | 0 | 0 | 0 | 0 | 0 | 0 | 0 | 0 | 0 | 0 | 0 | 0 | 0 | 0 | 0 | 0 | 0 | 0 | 0 | 0 | 0 | 0 | 0 | 0 | 0 | 0 | 0 | 0 | 0 | 0
Commercial_Hospital_New_Space Heating_Natural Gas_Unit Heater_E6_Baseline Forecast | Commercial | Hospital | New | Space Heating | Natural Gas | Unit Heater | E6 |  | Baseline Forecast | 0 | 0 | 0 | 0 | 0 | 0 | 0 | 0 | 0 | 0 | 0 | 0 | 0 | 0 | 0 | 0 | 0 | 0 | 0 | 0 | 0 | 0 | 0 | 0 | 0 | 0 | 0 | 0 | 0 | 0 | 0 | 0 | 0
Commercial_Hospital_New_Space Heating_Natural Gas_Unit Heater_E7_Baseline Forecast | Commercial | Hospital | New | Space Heating | Natural Gas | Unit Heater | E7 |  | Baseline Forecast | 0 | 0 | 0 | 0 | 0 | 0 | 0 | 0 | 0 | 0 | 0 | 0 | 0 | 0 | 0 | 0 | 0 | 0 | 0 | 0 | 0 | 0 | 0 | 0 | 0 | 0 | 0 | 0 | 0 | 0 | 0 | 0 | 0
Commercial_Hospital_New_Space Heating_Natural Gas_Unit Heater_E8_Baseline Forecast | Commercial | Hospital | New | Space Heating | Natural Gas | Unit Heater | E8 |  | Baseline Forecast | 0 | 0 | 0 | 0 | 0 | 0 | 0 | 0 | 0 | 0 | 0 | 0 | 0 | 0 | 0 | 0 | 0 | 0 | 0 | 0 | 0 | 0 | 0 | 0 | 0 | 0 | 0 | 0 | 0 | 0 | 0 | 0 | 0
Commercial_Hospital_New_Space Heating_Natural Gas_Unit Heater_E9_Baseline Forecast | Commercial | Hospital | New | Space Heating | Natural Gas | Unit Heater | E9 |  | Baseline Forecast | 0 | 0 | 0 | 0 | 0 | 0 | 0 | 0 | 0 | 0 | 0 | 0 | 0 | 0 | 0 | 0 | 0 | 0 | 0 | 0 | 0 | 0 | 0 | 0 | 0 | 0 | 0 | 0 | 0 | 0 | 0 | 0 | 0
Commercial_Hospital_New_Space Heating_Natural Gas_Unit Heater_E10_Baseline Forecast | Commercial | Hospital | New | Space Heating | Natural Gas | Unit Heater | E10 |  | Baseline Forecast | 0 | 0 | 0 | 0 | 0 | 0 | 0 | 0 | 0 | 0 | 0 | 0 | 0 | 0 | 0 | 0 | 0 | 0 | 0 | 0 | 0 | 0 | 0 | 0 | 0 | 0 | 0 | 0 | 0 | 0 | 0 | 0 | 0
Commercial_Hospital_New_Water Heating_Natural Gas_Water Heater_E1_Baseline Forecast | Commercial | Hospital | New | Water Heating | Natural Gas | Water Heater | E1 |  | Baseline Forecast | 0 | 0 | 0 | 0 | 0 | 0 | 0 | 0 | 0 | 0 | 0 | 0 | 0 | 0 | 0 | 0 | 0 | 0 | 0 | 0 | 0 | 0 | 0 | 0 | 0 | 0 | 0 | 0 | 0 | 0 | 0 | 0 | 0
Commercial_Hospital_New_Water Heating_Natural Gas_Water Heater_E2_Baseline Forecast | Commercial | Hospital | New | Water Heating | Natural Gas | Water Heater | E2 |  | Baseline Forecast | 0 | 17490.1362 | 84361.4221 | 53912.8573 | 69531.4804 | 94361.8429 | 88197.6583 | 78170.5662 | 70304.8652 | 67882.2241 | 70494.7695 | 86001.8498 | 92759.3985 | 101551.4024 | 113808.0601 | 126761.7316 | 147984.014 | 137775.4743 | 141181.6209 | 146824.8283 | 146401.6728 | 146404.9692 | 148641.4847 | 154291.8837 | 162705.6431 | 177137.9515 | 184350.7529 | 191337.8568 | 198966.7464 | 205170.2854 | 212303.6967 | 210220.6953 | 176651.7779
Commercial_Hospital_New_Water Heating_Natural Gas_Water Heater_E3_Baseline Forecast | Commercial | Hospital | New | Water Heating | Natural Gas | Water Heater | E3 |  | Baseline Forecast | 0 | 0 | 0 | 0 | 0 | 0 | 0 | 0 | 0 | 0 | 0 | 0 | 0 | 0 | 0 | 0 | 0 | 0 | 0 | 0 | 0 | 0 | 0 | 0 | 0 | 0 | 0 | 0 | 0 | 0 | 0 | 0 | 0
Commercial_Hospital_New_Water Heating_Natural Gas_Water Heater_E4_Baseline Forecast | Commercial | Hospital | New | Water Heating | Natural Gas | Water Heater | E4 |  | Baseline Forecast | 0 | 0 | 0 | 0 | 0 | 0 | 0 | 0 | 0 | 0 | 0 | 0 | 0 | 0 | 0 | 0 | 0 | 0 | 0 | 0 | 0 | 0 | 0 | 0 | 0 | 0 | 0 | 0 | 0 | 0 | 0 | 0 | 0
Commercial_Hospital_New_Water Heating_Natural Gas_Water Heater_E5_Baseline Forecast | Commercial | Hospital | New | Water Heating | Natural Gas | Water Heater | E5 |  | Baseline Forecast | 0 | 0 | 0 | 0 | 0 | 0 | 0 | 0 | 0 | 0 | 0 | 0 | 0 | 0 | 0 | 0 | 0 | 0 | 0 | 0 | 0 | 0 | 0 | 0 | 0 | 0 | 0 | 0 | 0 | 0 | 0 | 0 | 0
Commercial_Hospital_New_Water Heating_Natural Gas_Water Heater_E6_Baseline Forecast | Commercial | Hospital | New | Water Heating | Natural Gas | Water Heater | E6 |  | Baseline Forecast | 0 | 0 | 0 | 0 | 0 | 0 | 0 | 0 | 0 | 0 | 0 | 0 | 0 | 0 | 0 | 0 | 0 | 0 | 0 | 0 | 0 | 0 | 0 | 0 | 0 | 0 | 0 | 0 | 0 | 0 | 0 | 0 | 0
Commercial_Hospital_New_Water Heating_Natural Gas_Water Heater_E7_Baseline Forecast | Commercial | Hospital | New | Water Heating | Natural Gas | Water Heater | E7 |  | Baseline Forecast | 0 | 0 | 0 | 0 | 0 | 0 | 0 | 0 | 0 | 0 | 0 | 0 | 0 | 0 | 0 | 0 | 0 | 0 | 0 | 0 | 0 | 0 | 0 | 0 | 0 | 0 | 0 | 0 | 0 | 0 | 0 | 0 | 0
Commercial_Hospital_New_Water Heating_Natural Gas_Water Heater_E8_Baseline Forecast | Commercial | Hospital | New | Water Heating | Natural Gas | Water Heater | E8 |  | Baseline Forecast | 0 | 0 | 0 | 0 | 0 | 0 | 0 | 0 | 0 | 0 | 0 | 0 | 0 | 0 | 0 | 0 | 0 | 0 | 0 | 0 | 0 | 0 | 0 | 0 | 0 | 0 | 0 | 0 | 0 | 0 | 0 | 0 | 0
Commercial_Hospital_New_Water Heating_Natural Gas_Water Heater_E9_Baseline Forecast | Commercial | Hospital | New | Water Heating | Natural Gas | Water Heater | E9 |  | Baseline Forecast | 0 | 0 | 0 | 0 | 0 | 0 | 0 | 0 | 0 | 0 | 0 | 0 | 0 | 0 | 0 | 0 | 0 | 0 | 0 | 0 | 0 | 0 | 0 | 0 | 0 | 0 | 0 | 0 | 0 | 0 | 0 | 0 | 0
Commercial_Hospital_New_Water Heating_Natural Gas_Water Heater_E10_Baseline Forecast | Commercial | Hospital | New | Water Heating | Natural Gas | Water Heater | E10 |  | Baseline Forecast | 0 | 0 | 0 | 0 | 0 | 0 | 0 | 0 | 0 | 0 | 0 | 0 | 0 | 0 | 0 | 0 | 0 | 0 | 0 | 0 | 0 | 0 | 0 | 0 | 0 | 0 | 0 | 0 | 0 | 0 | 0 | 0 | 0
Commercial_Hospital_New_Food Preparation_Natural Gas_Oven_E1_Baseline Forecast | Commercial | Hospital | New | Food Preparation | Natural Gas | Oven | E1 |  | Baseline Forecast | 0 | 175.0119 | 844.1476 | 539.4694 | 695.7544 | 944.215 | 882.5342 | 782.1999 | 703.4931 | 679.2514 | 670.391 | 663.7308 | 697.8238 | 861.5494 | 934.1656 | 1021.4769 | 1140.2154 | 1267.7336 | 1479.0254 | 1376.8478 | 1411.9556 | 1462.4625 | 1419.3225 | 1381.3262 | 1389.1713 | 1425.0149 | 1475.2072 | 1539.7087 | 1627.52 | 1774.0333 | 1846.9481 | 1916.1774 | 1623.6533
Commercial_Hospital_New_Food Preparation_Natural Gas_Oven_E2_Baseline Forecast | Commercial | Hospital | New | Food Preparation | Natural Gas | Oven | E2 |  | Baseline Forecast | 0 | 251.8464 | 1214.7489 | 776.3096 | 1001.2075 | 1358.7484 | 1269.9882 | 1125.6047 | 1012.3438 | 977.4593 | 964.709 | 955.1248 | 1004.1854 | 1239.7905 | 1344.2871 | 1469.9301 | 1640.7977 | 1824.2995 | 2128.3537 | 1981.3175 | 2031.8385 | 2104.5192 | 2042.4398 | 1987.7621 | 1999.0513 | 2050.6312 | 2122.8592 | 2215.6784 | 2342.041 | 2552.8771 | 2657.8034 | 2757.4261 | 2336.4767
Commercial_Hospital_New_Food Preparation_Natural Gas_Oven_E3_Baseline Forecast | Commercial | Hospital | New | Food Preparation | Natural Gas | Oven | E3 |  | Baseline Forecast | 0 | 0 | 0 | 0 | 0 | 0 | 0 | 0 | 0 | 0 | 0 | 0 | 0 | 0 | 0 | 0 | 0 | 0 | 0 | 0 | 0 | 0 | 0 | 0 | 0 | 0 | 0 | 0 | 0 | 0 | 0 | 0 | 0
Commercial_Hospital_New_Food Preparation_Natural Gas_Oven_E4_Baseline Forecast | Commercial | Hospital | New | Food Preparation | Natural Gas | Oven | E4 |  | Baseline Forecast | 0 | 0 | 0 | 0 | 0 | 0 | 0 | 0 | 0 | 0 | 0 | 0 | 0 | 0 | 0 | 0 | 0 | 0 | 0 | 0 | 0 | 0 | 0 | 0 | 0 | 0 | 0 | 0 | 0 | 0 | 0 | 0 | 0
Commercial_Hospital_New_Food Preparation_Natural Gas_Oven_E5_Baseline Forecast | Commercial | Hospital | New | Food Preparation | Natural Gas | Oven | E5 |  | Baseline Forecast | 0 | 0 | 0 | 0 | 0 | 0 | 0 | 0 | 0 | 0 | 0 | 0 | 0 | 0 | 0 | 0 | 0 | 0 | 0 | 0 | 0 | 0 | 0 | 0 | 0 | 0 | 0 | 0 | 0 | 0 | 0 | 0 | 0
Commercial_Hospital_New_Food Preparation_Natural Gas_Oven_E6_Baseline Forecast | Commercial | Hospital | New | Food Preparation | Natural Gas | Oven | E6 |  | Baseline Forecast | 0 | 0 | 0 | 0 | 0 | 0 | 0 | 0 | 0 | 0 | 0 | 0 | 0 | 0 | 0 | 0 | 0 | 0 | 0 | 0 | 0 | 0 | 0 | 0 | 0 | 0 | 0 | 0 | 0 | 0 | 0 | 0 | 0
Commercial_Hospital_New_Food Preparation_Natural Gas_Oven_E7_Baseline Forecast | Commercial | Hospital | New | Food Preparation | Natural Gas | Oven | E7 |  | Baseline Forecast | 0 | 0 | 0 | 0 | 0 | 0 | 0 | 0 | 0 | 0 | 0 | 0 | 0 | 0 | 0 | 0 | 0 | 0 | 0 | 0 | 0 | 0 | 0 | 0 | 0 | 0 | 0 | 0 | 0 | 0 | 0 | 0 | 0
Commercial_Hospital_New_Food Preparation_Natural Gas_Oven_E8_Baseline Forecast | Commercial | Hospital | New | Food Preparation | Natural Gas | Oven | E8 |  | Baseline Forecast | 0 | 0 | 0 | 0 | 0 | 0 | 0 | 0 | 0 | 0 | 0 | 0 | 0 | 0 | 0 | 0 | 0 | 0 | 0 | 0 | 0 | 0 | 0 | 0 | 0 | 0 | 0 | 0 | 0 | 0 | 0 | 0 | 0
Commercial_Hospital_New_Food Preparation_Natural Gas_Oven_E9_Baseline Forecast | Commercial | Hospital | New | Food Preparation | Natural Gas | Oven | E9 |  | Baseline Forecast | 0 | 0 | 0 | 0 | 0 | 0 | 0 | 0 | 0 | 0 | 0 | 0 | 0 | 0 | 0 | 0 | 0 | 0 | 0 | 0 | 0 | 0 | 0 | 0 | 0 | 0 | 0 | 0 | 0 | 0 | 0 | 0 | 0
Commercial_Hospital_New_Food Preparation_Natural Gas_Oven_E10_Baseline Forecast | Commercial | Hospital | New | Food Preparation | Natural Gas | Oven | E10 |  | Baseline Forecast | 0 | 0 | 0 | 0 | 0 | 0 | 0 | 0 | 0 | 0 | 0 | 0 | 0 | 0 | 0 | 0 | 0 | 0 | 0 | 0 | 0 | 0 | 0 | 0 | 0 | 0 | 0 | 0 | 0 | 0 | 0 | 0 | 0
Commercial_Hospital_New_Food Preparation_Natural Gas_Conveyor Oven_E1_Baseline Forecast | Commercial | Hospital | New | Food Preparation | Natural Gas | Conveyor Oven | E1 |  | Baseline Forecast | 0 | 87.506 | 422.0738 | 269.7347 | 347.8772 | 472.1075 | 441.2671 | 391.0999 | 351.7466 | 339.6257 | 335.1955 | 331.8654 | 331.4107 | 332.359 | 334.4033 | 335.0194 | 335.1109 | 352.178 | 432.6515 | 466.4673 | 509.5783 | 568.9278 | 632.7226 | 738.4058 | 687.3556 | 704.894 | 730.1319 | 709.0168 | 686.9791 | 672.3851 | 668.2693 | 667.1278 | 483.3976
Commercial_Hospital_New_Food Preparation_Natural Gas_Conveyor Oven_E2_Baseline Forecast | Commercial | Hospital | New | Food Preparation | Natural Gas | Conveyor Oven | E2 |  | Baseline Forecast | 0 | 125.9232 | 607.3745 | 388.1548 | 500.6038 | 679.3742 | 634.9941 | 562.8023 | 506.1719 | 488.7297 | 482.3545 | 477.5624 | 476.9081 | 478.2727 | 481.2145 | 482.1011 | 482.2328 | 506.7927 | 622.5961 | 671.2579 | 733.2955 | 818.701 | 910.5033 | 1062.5839 | 989.1215 | 1014.3597 | 1050.6776 | 1020.2925 | 988.5797 | 967.5785 | 961.6559 | 960.0132 | 695.621
Commercial_Hospital_New_Food Preparation_Natural Gas_Conveyor Oven_E3_Baseline Forecast | Commercial | Hospital | New | Food Preparation | Natural Gas | Conveyor Oven | E3 |  | Baseline Forecast | 0 | 0 | 0 | 0 | 0 | 0 | 0 | 0 | 0 | 0 | 0 | 0 | 0 | 0 | 0 | 0 | 0 | 0 | 0 | 0 | 0 | 0 | 0 | 0 | 0 | 0 | 0 | 0 | 0 | 0 | 0 | 0 | 0
Commercial_Hospital_New_Food Preparation_Natural Gas_Conveyor Oven_E4_Baseline Forecast | Commercial | Hospital | New | Food Preparation | Natural Gas | Conveyor Oven | E4 |  | Baseline Forecast | 0 | 0 | 0 | 0 | 0 | 0 | 0 | 0 | 0 | 0 | 0 | 0 | 0 | 0 | 0 | 0 | 0 | 0 | 0 | 0 | 0 | 0 | 0 | 0 | 0 | 0 | 0 | 0 | 0 | 0 | 0 | 0 | 0
Commercial_Hospital_New_Food Preparation_Natural Gas_Conveyor Oven_E5_Baseline Forecast | Commercial | Hospital | New | Food Preparation | Natural Gas | Conveyor Oven | E5 |  | Baseline Forecast | 0 | 0 | 0 | 0 | 0 | 0 | 0 | 0 | 0 | 0 | 0 | 0 | 0 | 0 | 0 | 0 | 0 | 0 | 0 | 0 | 0 | 0 | 0 | 0 | 0 | 0 | 0 | 0 | 0 | 0 | 0 | 0 | 0
Commercial_Hospital_New_Food Preparation_Natural Gas_Conveyor Oven_E6_Baseline Forecast | Commercial | Hospital | New | Food Preparation | Natural Gas | Conveyor Oven | E6 |  | Baseline Forecast | 0 | 0 | 0 | 0 | 0 | 0 | 0 | 0 | 0 | 0 | 0 | 0 | 0 | 0 | 0 | 0 | 0 | 0 | 0 | 0 | 0 | 0 | 0 | 0 | 0 | 0 | 0 | 0 | 0 | 0 | 0 | 0 | 0
Commercial_Hospital_New_Food Preparation_Natural Gas_Conveyor Oven_E7_Baseline Forecast | Commercial | Hospital | New | Food Preparation | Natural Gas | Conveyor Oven | E7 |  | Baseline Forecast | 0 | 0 | 0 | 0 | 0 | 0 | 0 | 0 | 0 | 0 | 0 | 0 | 0 | 0 | 0 | 0 | 0 | 0 | 0 | 0 | 0 | 0 | 0 | 0 | 0 | 0 | 0 | 0 | 0 | 0 | 0 | 0 | 0
Commercial_Hospital_New_Food Preparation_Natural Gas_Conveyor Oven_E8_Baseline Forecast | Commercial | Hospital | New | Food Preparation | Natural Gas | Conveyor Oven | E8 |  | Baseline Forecast | 0 | 0 | 0 | 0 | 0 | 0 | 0 | 0 | 0 | 0 | 0 | 0 | 0 | 0 | 0 | 0 | 0 | 0 | 0 | 0 | 0 | 0 | 0 | 0 | 0 | 0 | 0 | 0 | 0 | 0 | 0 | 0 | 0
Commercial_Hospital_New_Food Preparation_Natural Gas_Conveyor Oven_E9_Baseline Forecast | Commercial | Hospital | New | Food Preparation | Natural Gas | Conveyor Oven | E9 |  | Baseline Forecast | 0 | 0 | 0 | 0 | 0 | 0 | 0 | 0 | 0 | 0 | 0 | 0 | 0 | 0 | 0 | 0 | 0 | 0 | 0 | 0 | 0 | 0 | 0 | 0 | 0 | 0 | 0 | 0 | 0 | 0 | 0 | 0 | 0
Commercial_Hospital_New_Food Preparation_Natural Gas_Conveyor Oven_E10_Baseline Forecast | Commercial | Hospital | New | Food Preparation | Natural Gas | Conveyor Oven | E10 |  | Baseline Forecast | 0 | 0 | 0 | 0 | 0 | 0 | 0 | 0 | 0 | 0 | 0 | 0 | 0 | 0 | 0 | 0 | 0 | 0 | 0 | 0 | 0 | 0 | 0 | 0 | 0 | 0 | 0 | 0 | 0 | 0 | 0 | 0 | 0
Commercial_Hospital_New_Food Preparation_Natural Gas_Double Rack Oven_E1_Baseline Forecast | Commercial | Hospital | New | Food Preparation | Natural Gas | Double Rack Oven | E1 |  | Baseline Forecast | 0 | 87.506 | 422.0738 | 269.7347 | 347.8772 | 472.1075 | 441.2671 | 391.0999 | 351.7466 | 339.6257 | 335.1955 | 331.8654 | 348.9119 | 430.7747 | 467.0828 | 510.7384 | 570.1077 | 633.8668 | 739.5127 | 688.4239 | 705.9778 | 731.2312 | 709.6613 | 690.6631 | 694.5856 | 712.5075 | 737.6036 | 769.8544 | 813.76 | 887.0166 | 923.4741 | 958.0887 | 811.8267
Commercial_Hospital_New_Food Preparation_Natural Gas_Double Rack Oven_E2_Baseline Forecast | Commercial | Hospital | New | Food Preparation | Natural Gas | Double Rack Oven | E2 |  | Baseline Forecast | 0 | 125.9232 | 607.3745 | 388.1548 | 500.6038 | 679.3742 | 634.9941 | 562.8023 | 506.1719 | 488.7297 | 482.3545 | 477.5624 | 502.0927 | 619.8953 | 672.1436 | 734.9651 | 820.3989 | 912.1498 | 1064.1768 | 990.6588 | 1015.9192 | 1052.2596 | 1021.2199 | 993.881 | 999.5257 | 1025.3156 | 1061.4296 | 1107.8392 | 1171.0205 | 1276.4386 | 1328.9017 | 1378.713 | 1168.2384
Commercial_Hospital_New_Food Preparation_Natural Gas_Double Rack Oven_E3_Baseline Forecast | Commercial | Hospital | New | Food Preparation | Natural Gas | Double Rack Oven | E3 |  | Baseline Forecast | 0 | 0 | 0 | 0 | 0 | 0 | 0 | 0 | 0 | 0 | 0 | 0 | 0 | 0 | 0 | 0 | 0 | 0 | 0 | 0 | 0 | 0 | 0 | 0 | 0 | 0 | 0 | 0 | 0 | 0 | 0 | 0 | 0
Commercial_Hospital_New_Food Preparation_Natural Gas_Double Rack Oven_E4_Baseline Forecast | Commercial | Hospital | New | Food Preparation | Natural Gas | Double Rack Oven | E4 |  | Baseline Forecast | 0 | 0 | 0 | 0 | 0 | 0 | 0 | 0 | 0 | 0 | 0 | 0 | 0 | 0 | 0 | 0 | 0 | 0 | 0 | 0 | 0 | 0 | 0 | 0 | 0 | 0 | 0 | 0 | 0 | 0 | 0 | 0 | 0
Commercial_Hospital_New_Food Preparation_Natural Gas_Double Rack Oven_E5_Baseline Forecast | Commercial | Hospital | New | Food Preparation | Natural Gas | Double Rack Oven | E5 |  | Baseline Forecast | 0 | 0 | 0 | 0 | 0 | 0 | 0 | 0 | 0 | 0 | 0 | 0 | 0 | 0 | 0 | 0 | 0 | 0 | 0 | 0 | 0 | 0 | 0 | 0 | 0 | 0 | 0 | 0 | 0 | 0 | 0 | 0 | 0
Commercial_Hospital_New_Food Preparation_Natural Gas_Double Rack Oven_E6_Baseline Forecast | Commercial | Hospital | New | Food Preparation | Natural Gas | Double Rack Oven | E6 |  | Baseline Forecast | 0 | 0 | 0 | 0 | 0 | 0 | 0 | 0 | 0 | 0 | 0 | 0 | 0 | 0 | 0 | 0 | 0 | 0 | 0 | 0 | 0 | 0 | 0 | 0 | 0 | 0 | 0 | 0 | 0 | 0 | 0 | 0 | 0
Commercial_Hospital_New_Food Preparation_Natural Gas_Double Rack Oven_E7_Baseline Forecast | Commercial | Hospital | New | Food Preparation | Natural Gas | Double Rack Oven | E7 |  | Baseline Forecast | 0 | 0 | 0 | 0 | 0 | 0 | 0 | 0 | 0 | 0 | 0 | 0 | 0 | 0 | 0 | 0 | 0 | 0 | 0 | 0 | 0 | 0 | 0 | 0 | 0 | 0 | 0 | 0 | 0 | 0 | 0 | 0 | 0
Commercial_Hospital_New_Food Preparation_Natural Gas_Double Rack Oven_E8_Baseline Forecast | Commercial | Hospital | New | Food Preparation | Natural Gas | Double Rack Oven | E8 |  | Baseline Forecast | 0 | 0 | 0 | 0 | 0 | 0 | 0 | 0 | 0 | 0 | 0 | 0 | 0 | 0 | 0 | 0 | 0 | 0 | 0 | 0 | 0 | 0 | 0 | 0 | 0 | 0 | 0 | 0 | 0 | 0 | 0 | 0 | 0
Commercial_Hospital_New_Food Preparation_Natural Gas_Double Rack Oven_E9_Baseline Forecast | Commercial | Hospital | New | Food Preparation | Natural Gas | Double Rack Oven | E9 |  | Baseline Forecast | 0 | 0 | 0 | 0 | 0 | 0 | 0 | 0 | 0 | 0 | 0 | 0 | 0 | 0 | 0 | 0 | 0 | 0 | 0 | 0 | 0 | 0 | 0 | 0 | 0 | 0 | 0 | 0 | 0 | 0 | 0 | 0 | 0
Commercial_Hospital_New_Food Preparation_Natural Gas_Double Rack Oven_E10_Baseline Forecast | Commercial | Hospital | New | Food Preparation | Natural Gas | Double Rack Oven | E10 |  | Baseline Forecast | 0 | 0 | 0 | 0 | 0 | 0 | 0 | 0 | 0 | 0 | 0 | 0 | 0 | 0 | 0 | 0 | 0 | 0 | 0 | 0 | 0 | 0 | 0 | 0 | 0 | 0 | 0 | 0 | 0 | 0 | 0 | 0 | 0
Commercial_Hospital_New_Food Preparation_Natural Gas_Fryer_E1_Baseline Forecast | Commercial | Hospital | New | Food Preparation | Natural Gas | Fryer | E1 |  | Baseline Forecast | 0 | 3656.4947 | 17636.632 | 0 | 0 | 0 | 0 | 0 | 0 | 0 | 0 | 0 | 0 | 0 | 0 | 0 | 0 | 0 | 0 | 0 | 0 | 0 | 0 | 0 | 0 | 0 | 0 | 0 | 0 | 0 | 0 | 0 | 0
Commercial_Hospital_New_Food Preparation_Natural Gas_Fryer_E2_Baseline Forecast | Commercial | Hospital | New | Food Preparation | Natural Gas | Fryer | E2 |  | Baseline Forecast | 0 | 1284.7144 | 6196.6545 | 15231.1393 | 19643.6197 | 26658.5458 | 26152.3793 | 28969.081 | 28833.4953 | 30817.1242 | 35494.311 | 42185.8457 | 41499.5193 | 44112.113 | 47260.3164 | 48954.1842 | 52665.0803 | 54547.6878 | 57109.1741 | 60449.9147 | 63879.9537 | 65630.4406 | 68171.2675 | 70838.4315 | 73322.859 | 76542.83 | 78962.376 | 81574.1557 | 84385.5193 | 87137.1615 | 89608.1469 | 92254.6553 | 84582.1582
Commercial_Hospital_New_Food Preparation_Natural Gas_Fryer_E3_Baseline Forecast | Commercial | Hospital | New | Food Preparation | Natural Gas | Fryer | E3 |  | Baseline Forecast | 0 | 0 | 0 | 0 | 0 | 0 | 0 | 0 | 0 | 0 | 0 | 0 | 0 | 0 | 0 | 0 | 0 | 0 | 0 | 0 | 0 | 0 | 0 | 0 | 0 | 0 | 0 | 0 | 0 | 0 | 0 | 0 | 0
Commercial_Hospital_New_Food Preparation_Natural Gas_Fryer_E4_Baseline Forecast | Commercial | Hospital | New | Food Preparation | Natural Gas | Fryer | E4 |  | Baseline Forecast | 0 | 0 | 0 | 0 | 0 | 0 | 0 | 0 | 0 | 0 | 0 | 0 | 0 | 0 | 0 | 0 | 0 | 0 | 0 | 0 | 0 | 0 | 0 | 0 | 0 | 0 | 0 | 0 | 0 | 0 | 0 | 0 | 0
Commercial_Hospital_New_Food Preparation_Natural Gas_Fryer_E5_Baseline Forecast | Commercial | Hospital | New | Food Preparation | Natural Gas | Fryer | E5 |  | Baseline Forecast | 0 | 0 | 0 | 0 | 0 | 0 | 0 | 0 | 0 | 0 | 0 | 0 | 0 | 0 | 0 | 0 | 0 | 0 | 0 | 0 | 0 | 0 | 0 | 0 | 0 | 0 | 0 | 0 | 0 | 0 | 0 | 0 | 0
Commercial_Hospital_New_Food Preparation_Natural Gas_Fryer_E6_Baseline Forecast | Commercial | Hospital | New | Food Preparation | Natural Gas | Fryer | E6 |  | Baseline Forecast | 0 | 0 | 0 | 0 | 0 | 0 | 0 | 0 | 0 | 0 | 0 | 0 | 0 | 0 | 0 | 0 | 0 | 0 | 0 | 0 | 0 | 0 | 0 | 0 | 0 | 0 | 0 | 0 | 0 | 0 | 0 | 0 | 0
Commercial_Hospital_New_Food Preparation_Natural Gas_Fryer_E7_Baseline Forecast | Commercial | Hospital | New | Food Preparation | Natural Gas | Fryer | E7 |  | Baseline Forecast | 0 | 0 | 0 | 0 | 0 | 0 | 0 | 0 | 0 | 0 | 0 | 0 | 0 | 0 | 0 | 0 | 0 | 0 | 0 | 0 | 0 | 0 | 0 | 0 | 0 | 0 | 0 | 0 | 0 | 0 | 0 | 0 | 0
Commercial_Hospital_New_Food Preparation_Natural Gas_Fryer_E8_Baseline Forecast | Commercial | Hospital | New | Food Preparation | Natural Gas | Fryer | E8 |  | Baseline Forecast | 0 | 0 | 0 | 0 | 0 | 0 | 0 | 0 | 0 | 0 | 0 | 0 | 0 | 0 | 0 | 0 | 0 | 0 | 0 | 0 | 0 | 0 | 0 | 0 | 0 | 0 | 0 | 0 | 0 | 0 | 0 | 0 | 0
Commercial_Hospital_New_Food Preparation_Natural Gas_Fryer_E9_Baseline Forecast | Commercial | Hospital | New | Food Preparation | Natural Gas | Fryer | E9 |  | Baseline Forecast | 0 | 0 | 0 | 0 | 0 | 0 | 0 | 0 | 0 | 0 | 0 | 0 | 0 | 0 | 0 | 0 | 0 | 0 | 0 | 0 | 0 | 0 | 0 | 0 | 0 | 0 | 0 | 0 | 0 | 0 | 0 | 0 | 0
Commercial_Hospital_New_Food Preparation_Natural Gas_Fryer_E10_Baseline Forecast | Commercial | Hospital | New | Food Preparation | Natural Gas | Fryer | E10 |  | Baseline Forecast | 0 | 0 | 0 | 0 | 0 | 0 | 0 | 0 | 0 | 0 | 0 | 0 | 0 | 0 | 0 | 0 | 0 | 0 | 0 | 0 | 0 | 0 | 0 | 0 | 0 | 0 | 0 | 0 | 0 | 0 | 0 | 0 | 0
Commercial_Hospital_New_Food Preparation_Natural Gas_Broiler_E1_Baseline Forecast | Commercial | Hospital | New | Food Preparation | Natural Gas | Broiler | E1 |  | Baseline Forecast | 0 | 823.1899 | 3970.5507 | 2537.46 | 3272.5653 | 4441.23 | 4151.1068 | 3679.1721 | 3308.9654 | 3194.9415 | 3153.2655 | 3121.9384 | 3282.299 | 4052.4022 | 4393.9617 | 4804.6406 | 5363.1416 | 5962.939 | 6956.7759 | 6476.171 | 6641.3047 | 6878.8702 | 6675.9561 | 6497.2356 | 6534.1359 | 6702.731 | 6938.8166 | 7242.2071 | 7655.2383 | 8344.3811 | 8687.345 | 9012.9736 | 7637.0508
Commercial_Hospital_New_Food Preparation_Natural Gas_Broiler_E2_Baseline Forecast | Commercial | Hospital | New | Food Preparation | Natural Gas | Broiler | E2 |  | Baseline Forecast | 0 | 289.2289 | 1395.0583 | 891.54 | 1149.8202 | 1560.4322 | 1458.497 | 1292.6821 | 1162.6095 | 1122.547 | 1107.9041 | 1096.8973 | 1153.2402 | 1423.817 | 1543.8244 | 1688.117 | 1884.347 | 2095.0867 | 2444.2726 | 2275.4114 | 2333.4314 | 2416.9003 | 2345.6062 | 2282.8125 | 2295.7775 | 2355.0136 | 2437.9626 | 2544.5593 | 2689.6783 | 2931.8096 | 3052.3104 | 3166.7205 | 2683.2881
Commercial_Hospital_New_Food Preparation_Natural Gas_Broiler_E3_Baseline Forecast | Commercial | Hospital | New | Food Preparation | Natural Gas | Broiler | E3 |  | Baseline Forecast | 0 | 0 | 0 | 0 | 0 | 0 | 0 | 0 | 0 | 0 | 0 | 0 | 0 | 0 | 0 | 0 | 0 | 0 | 0 | 0 | 0 | 0 | 0 | 0 | 0 | 0 | 0 | 0 | 0 | 0 | 0 | 0 | 0
Commercial_Hospital_New_Food Preparation_Natural Gas_Broiler_E4_Baseline Forecast | Commercial | Hospital | New | Food Preparation | Natural Gas | Broiler | E4 |  | Baseline Forecast | 0 | 0 | 0 | 0 | 0 | 0 | 0 | 0 | 0 | 0 | 0 | 0 | 0 | 0 | 0 | 0 | 0 | 0 | 0 | 0 | 0 | 0 | 0 | 0 | 0 | 0 | 0 | 0 | 0 | 0 | 0 | 0 | 0
Commercial_Hospital_New_Food Preparation_Natural Gas_Broiler_E5_Baseline Forecast | Commercial | Hospital | New | Food Preparation | Natural Gas | Broiler | E5 |  | Baseline Forecast | 0 | 0 | 0 | 0 | 0 | 0 | 0 | 0 | 0 | 0 | 0 | 0 | 0 | 0 | 0 | 0 | 0 | 0 | 0 | 0 | 0 | 0 | 0 | 0 | 0 | 0 | 0 | 0 | 0 | 0 | 0 | 0 | 0
Commercial_Hospital_New_Food Preparation_Natural Gas_Broiler_E6_Baseline Forecast | Commercial | Hospital | New | Food Preparation | Natural Gas | Broiler | E6 |  | Baseline Forecast | 0 | 0 | 0 | 0 | 0 | 0 | 0 | 0 | 0 | 0 | 0 | 0 | 0 | 0 | 0 | 0 | 0 | 0 | 0 | 0 | 0 | 0 | 0 | 0 | 0 | 0 | 0 | 0 | 0 | 0 | 0 | 0 | 0
Commercial_Hospital_New_Food Preparation_Natural Gas_Broiler_E7_Baseline Forecast | Commercial | Hospital | New | Food Preparation | Natural Gas | Broiler | E7 |  | Baseline Forecast | 0 | 0 | 0 | 0 | 0 | 0 | 0 | 0 | 0 | 0 | 0 | 0 | 0 | 0 | 0 | 0 | 0 | 0 | 0 | 0 | 0 | 0 | 0 | 0 | 0 | 0 | 0 | 0 | 0 | 0 | 0 | 0 | 0
Commercial_Hospital_New_Food Preparation_Natural Gas_Broiler_E8_Baseline Forecast | Commercial | Hospital | New | Food Preparation | Natural Gas | Broiler | E8 |  | Baseline Forecast | 0 | 0 | 0 | 0 | 0 | 0 | 0 | 0 | 0 | 0 | 0 | 0 | 0 | 0 | 0 | 0 | 0 | 0 | 0 | 0 | 0 | 0 | 0 | 0 | 0 | 0 | 0 | 0 | 0 | 0 | 0 | 0 | 0
Commercial_Hospital_New_Food Preparation_Natural Gas_Broiler_E9_Baseline Forecast | Commercial | Hospital | New | Food Preparation | Natural Gas | Broiler | E9 |  | Baseline Forecast | 0 | 0 | 0 | 0 | 0 | 0 | 0 | 0 | 0 | 0 | 0 | 0 | 0 | 0 | 0 | 0 | 0 | 0 | 0 | 0 | 0 | 0 | 0 | 0 | 0 | 0 | 0 | 0 | 0 | 0 | 0 | 0 | 0
Commercial_Hospital_New_Food Preparation_Natural Gas_Broiler_E10_Baseline Forecast | Commercial | Hospital | New | Food Preparation | Natural Gas | Broiler | E10 |  | Baseline Forecast | 0 | 0 | 0 | 0 | 0 | 0 | 0 | 0 | 0 | 0 | 0 | 0 | 0 | 0 | 0 | 0 | 0 | 0 | 0 | 0 | 0 | 0 | 0 | 0 | 0 | 0 | 0 | 0 | 0 | 0 | 0 | 0 | 0
Commercial_Hospital_New_Food Preparation_Natural Gas_Griddle_E1_Baseline Forecast | Commercial | Hospital | New | Food Preparation | Natural Gas | Griddle | E1 |  | Baseline Forecast | 0 | 789.8173 | 3809.5824 | 2434.59 | 3139.8938 | 4261.1801 | 3982.8186 | 3530.0165 | 3174.8182 | 3065.4169 | 3025.4304 | 2995.3734 | 3149.2328 | 3888.1156 | 4215.8281 | 4609.8579 | 5145.7169 | 5721.1982 | 6674.7444 | 6213.6235 | 6372.0626 | 6599.9971 | 6405.3093 | 6233.8342 | 6269.2385 | 6430.9986 | 6657.5132 | 6948.6041 | 7344.8908 | 8006.0954 | 8335.1554 | 8647.5828 | 7327.4407
Commercial_Hospital_New_Food Preparation_Natural Gas_Griddle_E2_Baseline Forecast | Commercial | Hospital | New | Food Preparation | Natural Gas | Griddle | E2 |  | Baseline Forecast | 0 | 322.6015 | 1556.0266 | 994.41 | 1282.4918 | 1740.482 | 1626.7851 | 1441.8377 | 1296.7567 | 1252.0717 | 1235.7392 | 1223.4624 | 1286.3064 | 1588.1036 | 1721.958 | 1882.8997 | 2101.7717 | 2336.8274 | 2726.3041 | 2537.9589 | 2602.6734 | 2695.7734 | 2616.2531 | 2546.214 | 2560.6749 | 2626.7459 | 2719.266 | 2838.1622 | 3000.0258 | 3270.0953 | 3404.5001 | 3532.1113 | 2992.8983
Commercial_Hospital_New_Food Preparation_Natural Gas_Griddle_E3_Baseline Forecast | Commercial | Hospital | New | Food Preparation | Natural Gas | Griddle | E3 |  | Baseline Forecast | 0 | 0 | 0 | 0 | 0 | 0 | 0 | 0 | 0 | 0 | 0 | 0 | 0 | 0 | 0 | 0 | 0 | 0 | 0 | 0 | 0 | 0 | 0 | 0 | 0 | 0 | 0 | 0 | 0 | 0 | 0 | 0 | 0
Commercial_Hospital_New_Food Preparation_Natural Gas_Griddle_E4_Baseline Forecast | Commercial | Hospital | New | Food Preparation | Natural Gas | Griddle | E4 |  | Baseline Forecast | 0 | 0 | 0 | 0 | 0 | 0 | 0 | 0 | 0 | 0 | 0 | 0 | 0 | 0 | 0 | 0 | 0 | 0 | 0 | 0 | 0 | 0 | 0 | 0 | 0 | 0 | 0 | 0 | 0 | 0 | 0 | 0 | 0
Commercial_Hospital_New_Food Preparation_Natural Gas_Griddle_E5_Baseline Forecast | Commercial | Hospital | New | Food Preparation | Natural Gas | Griddle | E5 |  | Baseline Forecast | 0 | 0 | 0 | 0 | 0 | 0 | 0 | 0 | 0 | 0 | 0 | 0 | 0 | 0 | 0 | 0 | 0 | 0 | 0 | 0 | 0 | 0 | 0 | 0 | 0 | 0 | 0 | 0 | 0 | 0 | 0 | 0 | 0
Commercial_Hospital_New_Food Preparation_Natural Gas_Griddle_E6_Baseline Forecast | Commercial | Hospital | New | Food Preparation | Natural Gas | Griddle | E6 |  | Baseline Forecast | 0 | 0 | 0 | 0 | 0 | 0 | 0 | 0 | 0 | 0 | 0 | 0 | 0 | 0 | 0 | 0 | 0 | 0 | 0 | 0 | 0 | 0 | 0 | 0 | 0 | 0 | 0 | 0 | 0 | 0 | 0 | 0 | 0
Commercial_Hospital_New_Food Preparation_Natural Gas_Griddle_E7_Baseline Forecast | Commercial | Hospital | New | Food Preparation | Natural Gas | Griddle | E7 |  | Baseline Forecast | 0 | 0 | 0 | 0 | 0 | 0 | 0 | 0 | 0 | 0 | 0 | 0 | 0 | 0 | 0 | 0 | 0 | 0 | 0 | 0 | 0 | 0 | 0 | 0 | 0 | 0 | 0 | 0 | 0 | 0 | 0 | 0 | 0
Commercial_Hospital_New_Food Preparation_Natural Gas_Griddle_E8_Baseline Forecast | Commercial | Hospital | New | Food Preparation | Natural Gas | Griddle | E8 |  | Baseline Forecast | 0 | 0 | 0 | 0 | 0 | 0 | 0 | 0 | 0 | 0 | 0 | 0 | 0 | 0 | 0 | 0 | 0 | 0 | 0 | 0 | 0 | 0 | 0 | 0 | 0 | 0 | 0 | 0 | 0 | 0 | 0 | 0 | 0
Commercial_Hospital_New_Food Preparation_Natural Gas_Griddle_E9_Baseline Forecast | Commercial | Hospital | New | Food Preparation | Natural Gas | Griddle | E9 |  | Baseline Forecast | 0 | 0 | 0 | 0 | 0 | 0 | 0 | 0 | 0 | 0 | 0 | 0 | 0 | 0 | 0 | 0 | 0 | 0 | 0 | 0 | 0 | 0 | 0 | 0 | 0 | 0 | 0 | 0 | 0 | 0 | 0 | 0 | 0
Commercial_Hospital_New_Food Preparation_Natural Gas_Griddle_E10_Baseline Forecast | Commercial | Hospital | New | Food Preparation | Natural Gas | Griddle | E10 |  | Baseline Forecast | 0 | 0 | 0 | 0 | 0 | 0 | 0 | 0 | 0 | 0 | 0 | 0 | 0 | 0 | 0 | 0 | 0 | 0 | 0 | 0 | 0 | 0 | 0 | 0 | 0 | 0 | 0 | 0 | 0 | 0 | 0 | 0 | 0
Commercial_Hospital_New_Food Preparation_Natural Gas_Range_E1_Baseline Forecast | Commercial | Hospital | New | Food Preparation | Natural Gas | Range | E1 |  | Baseline Forecast | 0 | 1928.1255 | 9300.0655 | 5943.3932 | 7665.2018 | 10402.5193 | 9722.975 | 8617.581 | 7750.4603 | 7483.3865 | 7771.3955 | 9480.9075 | 10225.8646 | 11195.1017 | 12546.2846 | 13974.307 | 16313.8671 | 15188.4701 | 15563.9662 | 16186.0776 | 16139.4286 | 16139.792 | 16386.3471 | 17009.2513 | 17936.7903 | 19527.8187 | 20322.9632 | 21093.2267 | 21934.2412 | 22618.1239 | 23404.5164 | 23174.8848 | 19474.2225
Commercial_Hospital_New_Food Preparation_Natural Gas_Range_E2_Baseline Forecast | Commercial | Hospital | New | Food Preparation | Natural Gas | Range | E2 |  | Baseline Forecast | 0 | 2774.6197 | 13383.0211 | 8552.6878 | 11030.4123 | 14969.479 | 13991.5982 | 12400.9092 | 11153.1014 | 10768.7758 | 11183.2276 | 13643.2571 | 14715.2686 | 16110.0243 | 18054.4096 | 20109.3686 | 23476.0526 | 21856.5789 | 22396.927 | 23292.1604 | 23225.0314 | 23225.5543 | 23580.3532 | 24476.7275 | 25811.4788 | 28101.0074 | 29245.2398 | 30353.6677 | 31563.908 | 32548.0319 | 33679.67 | 33349.2245 | 28023.8812
Commercial_Hospital_New_Food Preparation_Natural Gas_Range_E3_Baseline Forecast | Commercial | Hospital | New | Food Preparation | Natural Gas | Range | E3 |  | Baseline Forecast | 0 | 0 | 0 | 0 | 0 | 0 | 0 | 0 | 0 | 0 | 0 | 0 | 0 | 0 | 0 | 0 | 0 | 0 | 0 | 0 | 0 | 0 | 0 | 0 | 0 | 0 | 0 | 0 | 0 | 0 | 0 | 0 | 0
Commercial_Hospital_New_Food Preparation_Natural Gas_Range_E4_Baseline Forecast | Commercial | Hospital | New | Food Preparation | Natural Gas | Range | E4 |  | Baseline Forecast | 0 | 0 | 0 | 0 | 0 | 0 | 0 | 0 | 0 | 0 | 0 | 0 | 0 | 0 | 0 | 0 | 0 | 0 | 0 | 0 | 0 | 0 | 0 | 0 | 0 | 0 | 0 | 0 | 0 | 0 | 0 | 0 | 0
Commercial_Hospital_New_Food Preparation_Natural Gas_Range_E5_Baseline Forecast | Commercial | Hospital | New | Food Preparation | Natural Gas | Range | E5 |  | Baseline Forecast | 0 | 0 | 0 | 0 | 0 | 0 | 0 | 0 | 0 | 0 | 0 | 0 | 0 | 0 | 0 | 0 | 0 | 0 | 0 | 0 | 0 | 0 | 0 | 0 | 0 | 0 | 0 | 0 | 0 | 0 | 0 | 0 | 0
Commercial_Hospital_New_Food Preparation_Natural Gas_Range_E6_Baseline Forecast | Commercial | Hospital | New | Food Preparation | Natural Gas | Range | E6 |  | Baseline Forecast | 0 | 0 | 0 | 0 | 0 | 0 | 0 | 0 | 0 | 0 | 0 | 0 | 0 | 0 | 0 | 0 | 0 | 0 | 0 | 0 | 0 | 0 | 0 | 0 | 0 | 0 | 0 | 0 | 0 | 0 | 0 | 0 | 0
Commercial_Hospital_New_Food Preparation_Natural Gas_Range_E7_Baseline Forecast | Commercial | Hospital | New | Food Preparation | Natural Gas | Range | E7 |  | Baseline Forecast | 0 | 0 | 0 | 0 | 0 | 0 | 0 | 0 | 0 | 0 | 0 | 0 | 0 | 0 | 0 | 0 | 0 | 0 | 0 | 0 | 0 | 0 | 0 | 0 | 0 | 0 | 0 | 0 | 0 | 0 | 0 | 0 | 0
Commercial_Hospital_New_Food Preparation_Natural Gas_Range_E8_Baseline Forecast | Commercial | Hospital | New | Food Preparation | Natural Gas | Range | E8 |  | Baseline Forecast | 0 | 0 | 0 | 0 | 0 | 0 | 0 | 0 | 0 | 0 | 0 | 0 | 0 | 0 | 0 | 0 | 0 | 0 | 0 | 0 | 0 | 0 | 0 | 0 | 0 | 0 | 0 | 0 | 0 | 0 | 0 | 0 | 0
Commercial_Hospital_New_Food Preparation_Natural Gas_Range_E9_Baseline Forecast | Commercial | Hospital | New | Food Preparation | Natural Gas | Range | E9 |  | Baseline Forecast | 0 | 0 | 0 | 0 | 0 | 0 | 0 | 0 | 0 | 0 | 0 | 0 | 0 | 0 | 0 | 0 | 0 | 0 | 0 | 0 | 0 | 0 | 0 | 0 | 0 | 0 | 0 | 0 | 0 | 0 | 0 | 0 | 0
Commercial_Hospital_New_Food Preparation_Natural Gas_Range_E10_Baseline Forecast | Commercial | Hospital | New | Food Preparation | Natural Gas | Range | E10 |  | Baseline Forecast | 0 | 0 | 0 | 0 | 0 | 0 | 0 | 0 | 0 | 0 | 0 | 0 | 0 | 0 | 0 | 0 | 0 | 0 | 0 | 0 | 0 | 0 | 0 | 0 | 0 | 0 | 0 | 0 | 0 | 0 | 0 | 0 | 0
Commercial_Hospital_New_Food Preparation_Natural Gas_Steamer_E1_Baseline Forecast | Commercial | Hospital | New | Food Preparation | Natural Gas | Steamer | E1 |  | Baseline Forecast | 0 | 258.3926 | 1246.3234 | 0 | 0 | 0 | 0 | 0 | 0 | 0 | 0 | 0 | 0 | 0 | 0 | 0 | 0 | 0 | 0 | 0 | 0 | 0 | 0 | 0 | 0 | 0 | 0 | 0 | 0 | 0 | 0 | 0 | 0
Commercial_Hospital_New_Food Preparation_Natural Gas_Steamer_E2_Baseline Forecast | Commercial | Hospital | New | Food Preparation | Natural Gas | Steamer | E2 |  | Baseline Forecast | 0 | 258.3926 | 1246.3234 | 1592.9759 | 2054.4631 | 2788.1317 | 2605.9971 | 2309.7242 | 2077.3145 | 2005.7321 | 2036.9892 | 2287.9033 | 2425.7707 | 2607.5831 | 2857.8081 | 3052.8997 | 3190.7018 | 3284.3249 | 3359.2663 | 3588.1653 | 4271.6007 | 4008.9578 | 4212.1323 | 4504.0583 | 4502.9096 | 4484.5301 | 4498.3004 | 4568.4325 | 4687.9134 | 4937.7378 | 5095.8486 | 5272.5388 | 4401.5939
Commercial_Hospital_New_Food Preparation_Natural Gas_Steamer_E3_Baseline Forecast | Commercial | Hospital | New | Food Preparation | Natural Gas | Steamer | E3 |  | Baseline Forecast | 0 | 0 | 0 | 0 | 0 | 0 | 0 | 0 | 0 | 0 | 0 | 0 | 0 | 0 | 0 | 0 | 0 | 0 | 0 | 0 | 0 | 0 | 0 | 0 | 0 | 0 | 0 | 0 | 0 | 0 | 0 | 0 | 0
Commercial_Hospital_New_Food Preparation_Natural Gas_Steamer_E4_Baseline Forecast | Commercial | Hospital | New | Food Preparation | Natural Gas | Steamer | E4 |  | Baseline Forecast | 0 | 0 | 0 | 0 | 0 | 0 | 0 | 0 | 0 | 0 | 0 | 0 | 0 | 0 | 0 | 0 | 0 | 0 | 0 | 0 | 0 | 0 | 0 | 0 | 0 | 0 | 0 | 0 | 0 | 0 | 0 | 0 | 0
Commercial_Hospital_New_Food Preparation_Natural Gas_Steamer_E5_Baseline Forecast | Commercial | Hospital | New | Food Preparation | Natural Gas | Steamer | E5 |  | Baseline Forecast | 0 | 0 | 0 | 0 | 0 | 0 | 0 | 0 | 0 | 0 | 0 | 0 | 0 | 0 | 0 | 0 | 0 | 0 | 0 | 0 | 0 | 0 | 0 | 0 | 0 | 0 | 0 | 0 | 0 | 0 | 0 | 0 | 0
Commercial_Hospital_New_Food Preparation_Natural Gas_Steamer_E6_Baseline Forecast | Commercial | Hospital | New | Food Preparation | Natural Gas | Steamer | E6 |  | Baseline Forecast | 0 | 0 | 0 | 0 | 0 | 0 | 0 | 0 | 0 | 0 | 0 | 0 | 0 | 0 | 0 | 0 | 0 | 0 | 0 | 0 | 0 | 0 | 0 | 0 | 0 | 0 | 0 | 0 | 0 | 0 | 0 | 0 | 0
Commercial_Hospital_New_Food Preparation_Natural Gas_Steamer_E7_Baseline Forecast | Commercial | Hospital | New | Food Preparation | Natural Gas | Steamer | E7 |  | Baseline Forecast | 0 | 0 | 0 | 0 | 0 | 0 | 0 | 0 | 0 | 0 | 0 | 0 | 0 | 0 | 0 | 0 | 0 | 0 | 0 | 0 | 0 | 0 | 0 | 0 | 0 | 0 | 0 | 0 | 0 | 0 | 0 | 0 | 0
Commercial_Hospital_New_Food Preparation_Natural Gas_Steamer_E8_Baseline Forecast | Commercial | Hospital | New | Food Preparation | Natural Gas | Steamer | E8 |  | Baseline Forecast | 0 | 0 | 0 | 0 | 0 | 0 | 0 | 0 | 0 | 0 | 0 | 0 | 0 | 0 | 0 | 0 | 0 | 0 | 0 | 0 | 0 | 0 | 0 | 0 | 0 | 0 | 0 | 0 | 0 | 0 | 0 | 0 | 0
Commercial_Hospital_New_Food Preparation_Natural Gas_Steamer_E9_Baseline Forecast | Commercial | Hospital | New | Food Preparation | Natural Gas | Steamer | E9 |  | Baseline Forecast | 0 | 0 | 0 | 0 | 0 | 0 | 0 | 0 | 0 | 0 | 0 | 0 | 0 | 0 | 0 | 0 | 0 | 0 | 0 | 0 | 0 | 0 | 0 | 0 | 0 | 0 | 0 | 0 | 0 | 0 | 0 | 0 | 0
Commercial_Hospital_New_Food Preparation_Natural Gas_Steamer_E10_Baseline Forecast | Commercial | Hospital | New | Food Preparation | Natural Gas | Steamer | E10 |  | Baseline Forecast | 0 | 0 | 0 | 0 | 0 | 0 | 0 | 0 | 0 | 0 | 0 | 0 | 0 | 0 | 0 | 0 | 0 | 0 | 0 | 0 | 0 | 0 | 0 | 0 | 0 | 0 | 0 | 0 | 0 | 0 | 0 | 0 | 0
Commercial_Hospital_New_Food Preparation_Natural Gas_Food Prep Other_E1_Baseline Forecast | Commercial | Hospital | New | Food Preparation | Natural Gas | Food Prep Other | E1 |  | Baseline Forecast | 0 | 0 | 0 | 0 | 0 | 0 | 0 | 0 | 0 | 0 | 0 | 0 | 0 | 0 | 0 | 0 | 0 | 0 | 0 | 0 | 0 | 0 | 0 | 0 | 0 | 0 | 0 | 0 | 0 | 0 | 0 | 0 | 0
Commercial_Hospital_New_Food Preparation_Natural Gas_Food Prep Other_E2_Baseline Forecast | Commercial | Hospital | New | Food Preparation | Natural Gas | Food Prep Other | E2 |  | Baseline Forecast | 0 | 0 | 0 | 0 | 0 | 0 | 0 | 0 | 0 | 0 | 0 | 0 | 0 | 0 | 0 | 0 | 0 | 0 | 0 | 0 | 0 | 0 | 0 | 0 | 0 | 0 | 0 | 0 | 0 | 0 | 0 | 0 | 0
Commercial_Hospital_New_Food Preparation_Natural Gas_Food Prep Other_E3_Baseline Forecast | Commercial | Hospital | New | Food Preparation | Natural Gas | Food Prep Other | E3 |  | Baseline Forecast | 0 | 0 | 0 | 0 | 0 | 0 | 0 | 0 | 0 | 0 | 0 | 0 | 0 | 0 | 0 | 0 | 0 | 0 | 0 | 0 | 0 | 0 | 0 | 0 | 0 | 0 | 0 | 0 | 0 | 0 | 0 | 0 | 0
Commercial_Hospital_New_Food Preparation_Natural Gas_Food Prep Other_E4_Baseline Forecast | Commercial | Hospital | New | Food Preparation | Natural Gas | Food Prep Other | E4 |  | Baseline Forecast | 0 | 0 | 0 | 0 | 0 | 0 | 0 | 0 | 0 | 0 | 0 | 0 | 0 | 0 | 0 | 0 | 0 | 0 | 0 | 0 | 0 | 0 | 0 | 0 | 0 | 0 | 0 | 0 | 0 | 0 | 0 | 0 | 0
Commercial_Hospital_New_Food Preparation_Natural Gas_Food Prep Other_E5_Baseline Forecast | Commercial | Hospital | New | Food Preparation | Natural Gas | Food Prep Other | E5 |  | Baseline Forecast | 0 | 0 | 0 | 0 | 0 | 0 | 0 | 0 | 0 | 0 | 0 | 0 | 0 | 0 | 0 | 0 | 0 | 0 | 0 | 0 | 0 | 0 | 0 | 0 | 0 | 0 | 0 | 0 | 0 | 0 | 0 | 0 | 0
Commercial_Hospital_New_Food Preparation_Natural Gas_Food Prep Other_E6_Baseline Forecast | Commercial | Hospital | New | Food Preparation | Natural Gas | Food Prep Other | E6 |  | Baseline Forecast | 0 | 0 | 0 | 0 | 0 | 0 | 0 | 0 | 0 | 0 | 0 | 0 | 0 | 0 | 0 | 0 | 0 | 0 | 0 | 0 | 0 | 0 | 0 | 0 | 0 | 0 | 0 | 0 | 0 | 0 | 0 | 0 | 0
Commercial_Hospital_New_Food Preparation_Natural Gas_Food Prep Other_E7_Baseline Forecast | Commercial | Hospital | New | Food Preparation | Natural Gas | Food Prep Other | E7 |  | Baseline Forecast | 0 | 0 | 0 | 0 | 0 | 0 | 0 | 0 | 0 | 0 | 0 | 0 | 0 | 0 | 0 | 0 | 0 | 0 | 0 | 0 | 0 | 0 | 0 | 0 | 0 | 0 | 0 | 0 | 0 | 0 | 0 | 0 | 0
Commercial_Hospital_New_Food Preparation_Natural Gas_Food Prep Other_E8_Baseline Forecast | Commercial | Hospital | New | Food Preparation | Natural Gas | Food Prep Other | E8 |  | Baseline Forecast | 0 | 0 | 0 | 0 | 0 | 0 | 0 | 0 | 0 | 0 | 0 | 0 | 0 | 0 | 0 | 0 | 0 | 0 | 0 | 0 | 0 | 0 | 0 | 0 | 0 | 0 | 0 | 0 | 0 | 0 | 0 | 0 | 0
Commercial_Hospital_New_Food Preparation_Natural Gas_Food Prep Other_E9_Baseline Forecast | Commercial | Hospital | New | Food Preparation | Natural Gas | Food Prep Other | E9 |  | Baseline Forecast | 0 | 0 | 0 | 0 | 0 | 0 | 0 | 0 | 0 | 0 | 0 | 0 | 0 | 0 | 0 | 0 | 0 | 0 | 0 | 0 | 0 | 0 | 0 | 0 | 0 | 0 | 0 | 0 | 0 | 0 | 0 | 0 | 0
Commercial_Hospital_New_Food Preparation_Natural Gas_Food Prep Other_E10_Baseline Forecast | Commercial | Hospital | New | Food Preparation | Natural Gas | Food Prep Other | E10 |  | Baseline Forecast | 0 | 0 | 0 | 0 | 0 | 0 | 0 | 0 | 0 | 0 | 0 | 0 | 0 | 0 | 0 | 0 | 0 | 0 | 0 | 0 | 0 | 0 | 0 | 0 | 0 | 0 | 0 | 0 | 0 | 0 | 0 | 0 | 0
Commercial_Hospital_New_Miscellaneous_Natural Gas_Pool Heater_E1_Baseline Forecast | Commercial | Hospital | New | Miscellaneous | Natural Gas | Pool Heater | E1 |  | Baseline Forecast | 0 | 0 | 0 | 0 | 0 | 0 | 0 | 0 | 0 | 0 | 0 | 0 | 0 | 0 | 0 | 0 | 0 | 0 | 0 | 0 | 0 | 0 | 0 | 0 | 0 | 0 | 0 | 0 | 0 | 0 | 0 | 0 | 0
Commercial_Hospital_New_Miscellaneous_Natural Gas_Pool Heater_E2_Baseline Forecast | Commercial | Hospital | New | Miscellaneous | Natural Gas | Pool Heater | E2 |  | Baseline Forecast | 0 | 0 | 0 | 0 | 0 | 0 | 0 | 0 | 0 | 0 | 0 | 0 | 0 | 0 | 0 | 0 | 0 | 0 | 0 | 0 | 0 | 0 | 0 | 0 | 0 | 0 | 0 | 0 | 0 | 0 | 0 | 0 | 0
Commercial_Hospital_New_Miscellaneous_Natural Gas_Pool Heater_E3_Baseline Forecast | Commercial | Hospital | New | Miscellaneous | Natural Gas | Pool Heater | E3 |  | Baseline Forecast | 0 | 0 | 0 | 0 | 0 | 0 | 0 | 0 | 0 | 0 | 0 | 0 | 0 | 0 | 0 | 0 | 0 | 0 | 0 | 0 | 0 | 0 | 0 | 0 | 0 | 0 | 0 | 0 | 0 | 0 | 0 | 0 | 0
Commercial_Hospital_New_Miscellaneous_Natural Gas_Pool Heater_E4_Baseline Forecast | Commercial | Hospital | New | Miscellaneous | Natural Gas | Pool Heater | E4 |  | Baseline Forecast | 0 | 0 | 0 | 0 | 0 | 0 | 0 | 0 | 0 | 0 | 0 | 0 | 0 | 0 | 0 | 0 | 0 | 0 | 0 | 0 | 0 | 0 | 0 | 0 | 0 | 0 | 0 | 0 | 0 | 0 | 0 | 0 | 0
Commercial_Hospital_New_Miscellaneous_Natural Gas_Pool Heater_E5_Baseline Forecast | Commercial | Hospital | New | Miscellaneous | Natural Gas | Pool Heater | E5 |  | Baseline Forecast | 0 | 0 | 0 | 0 | 0 | 0 | 0 | 0 | 0 | 0 | 0 | 0 | 0 | 0 | 0 | 0 | 0 | 0 | 0 | 0 | 0 | 0 | 0 | 0 | 0 | 0 | 0 | 0 | 0 | 0 | 0 | 0 | 0
Commercial_Hospital_New_Miscellaneous_Natural Gas_Pool Heater_E6_Baseline Forecast | Commercial | Hospital | New | Miscellaneous | Natural Gas | Pool Heater | E6 |  | Baseline Forecast | 0 | 0 | 0 | 0 | 0 | 0 | 0 | 0 | 0 | 0 | 0 | 0 | 0 | 0 | 0 | 0 | 0 | 0 | 0 | 0 | 0 | 0 | 0 | 0 | 0 | 0 | 0 | 0 | 0 | 0 | 0 | 0 | 0
Commercial_Hospital_New_Miscellaneous_Natural Gas_Pool Heater_E7_Baseline Forecast | Commercial | Hospital | New | Miscellaneous | Natural Gas | Pool Heater | E7 |  | Baseline Forecast | 0 | 0 | 0 | 0 | 0 | 0 | 0 | 0 | 0 | 0 | 0 | 0 | 0 | 0 | 0 | 0 | 0 | 0 | 0 | 0 | 0 | 0 | 0 | 0 | 0 | 0 | 0 | 0 | 0 | 0 | 0 | 0 | 0
Commercial_Hospital_New_Miscellaneous_Natural Gas_Pool Heater_E8_Baseline Forecast | Commercial | Hospital | New | Miscellaneous | Natural Gas | Pool Heater | E8 |  | Baseline Forecast | 0 | 0 | 0 | 0 | 0 | 0 | 0 | 0 | 0 | 0 | 0 | 0 | 0 | 0 | 0 | 0 | 0 | 0 | 0 | 0 | 0 | 0 | 0 | 0 | 0 | 0 | 0 | 0 | 0 | 0 | 0 | 0 | 0
Commercial_Hospital_New_Miscellaneous_Natural Gas_Pool Heater_E9_Baseline Forecast | Commercial | Hospital | New | Miscellaneous | Natural Gas | Pool Heater | E9 |  | Baseline Forecast | 0 | 0 | 0 | 0 | 0 | 0 | 0 | 0 | 0 | 0 | 0 | 0 | 0 | 0 | 0 | 0 | 0 | 0 | 0 | 0 | 0 | 0 | 0 | 0 | 0 | 0 | 0 | 0 | 0 | 0 | 0 | 0 | 0
Commercial_Hospital_New_Miscellaneous_Natural Gas_Pool Heater_E10_Baseline Forecast | Commercial | Hospital | New | Miscellaneous | Natural Gas | Pool Heater | E10 |  | Baseline Forecast | 0 | 0 | 0 | 0 | 0 | 0 | 0 | 0 | 0 | 0 | 0 | 0 | 0 | 0 | 0 | 0 | 0 | 0 | 0 | 0 | 0 | 0 | 0 | 0 | 0 | 0 | 0 | 0 | 0 | 0 | 0 | 0 | 0
Commercial_Hospital_New_Miscellaneous_Natural Gas_Miscellaneous_E1_Baseline Forecast | Commercial | Hospital | New | Miscellaneous | Natural Gas | Miscellaneous | E1 |  | Baseline Forecast | 0 | 21601.6209 | 104192.6397 | 66586.3943 | 88962.503 | 134073.6634 | 133468.5271 | 130287.8434 | 134906.3013 | 144113.2977 | 153021.6829 | 167726.3464 | 200007.707 | 194260.0389 | 209214.4357 | 232987.6462 | 239116.0644 | 245628.3915 | 256861.8852 | 268685.7145 | 279776.1636 | 292578.4703 | 310248.5397 | 315883.2445 | 328557.9933 | 344616.1881 | 354046.4283 | 364054.0884 | 376303.7322 | 388324.6908 | 399846.46 | 411973.086 | 380296.35
Commercial_Hospital_New_Miscellaneous_Natural Gas_Miscellaneous_E2_Baseline Forecast | Commercial | Hospital | New | Miscellaneous | Natural Gas | Miscellaneous | E2 |  | Baseline Forecast | 0 | 0 | 0 | 0 | 0 | 0 | 0 | 0 | 0 | 0 | 0 | 0 | 0 | 0 | 0 | 0 | 0 | 0 | 0 | 0 | 0 | 0 | 0 | 0 | 0 | 0 | 0 | 0 | 0 | 0 | 0 | 0 | 0
Commercial_Hospital_New_Miscellaneous_Natural Gas_Miscellaneous_E3_Baseline Forecast | Commercial | Hospital | New | Miscellaneous | Natural Gas | Miscellaneous | E3 |  | Baseline Forecast | 0 | 0 | 0 | 0 | 0 | 0 | 0 | 0 | 0 | 0 | 0 | 0 | 0 | 0 | 0 | 0 | 0 | 0 | 0 | 0 | 0 | 0 | 0 | 0 | 0 | 0 | 0 | 0 | 0 | 0 | 0 | 0 | 0
Commercial_Hospital_New_Miscellaneous_Natural Gas_Miscellaneous_E4_Baseline Forecast | Commercial | Hospital | New | Miscellaneous | Natural Gas | Miscellaneous | E4 |  | Baseline Forecast | 0 | 0 | 0 | 0 | 0 | 0 | 0 | 0 | 0 | 0 | 0 | 0 | 0 | 0 | 0 | 0 | 0 | 0 | 0 | 0 | 0 | 0 | 0 | 0 | 0 | 0 | 0 | 0 | 0 | 0 | 0 | 0 | 0
Commercial_Hospital_New_Miscellaneous_Natural Gas_Miscellaneous_E5_Baseline Forecast | Commercial | Hospital | New | Miscellaneous | Natural Gas | Miscellaneous | E5 |  | Baseline Forecast | 0 | 0 | 0 | 0 | 0 | 0 | 0 | 0 | 0 | 0 | 0 | 0 | 0 | 0 | 0 | 0 | 0 | 0 | 0 | 0 | 0 | 0 | 0 | 0 | 0 | 0 | 0 | 0 | 0 | 0 | 0 | 0 | 0
Commercial_Hospital_New_Miscellaneous_Natural Gas_Miscellaneous_E6_Baseline Forecast | Commercial | Hospital | New | Miscellaneous | Natural Gas | Miscellaneous | E6 |  | Baseline Forecast | 0 | 0 | 0 | 0 | 0 | 0 | 0 | 0 | 0 | 0 | 0 | 0 | 0 | 0 | 0 | 0 | 0 | 0 | 0 | 0 | 0 | 0 | 0 | 0 | 0 | 0 | 0 | 0 | 0 | 0 | 0 | 0 | 0
Commercial_Hospital_New_Miscellaneous_Natural Gas_Miscellaneous_E7_Baseline Forecast | Commercial | Hospital | New | Miscellaneous | Natural Gas | Miscellaneous | E7 |  | Baseline Forecast | 0 | 0 | 0 | 0 | 0 | 0 | 0 | 0 | 0 | 0 | 0 | 0 | 0 | 0 | 0 | 0 | 0 | 0 | 0 | 0 | 0 | 0 | 0 | 0 | 0 | 0 | 0 | 0 | 0 | 0 | 0 | 0 | 0
Commercial_Hospital_New_Miscellaneous_Natural Gas_Miscellaneous_E8_Baseline Forecast | Commercial | Hospital | New | Miscellaneous | Natural Gas | Miscellaneous | E8 |  | Baseline Forecast | 0 | 0 | 0 | 0 | 0 | 0 | 0 | 0 | 0 | 0 | 0 | 0 | 0 | 0 | 0 | 0 | 0 | 0 | 0 | 0 | 0 | 0 | 0 | 0 | 0 | 0 | 0 | 0 | 0 | 0 | 0 | 0 | 0
Commercial_Hospital_New_Miscellaneous_Natural Gas_Miscellaneous_E9_Baseline Forecast | Commercial | Hospital | New | Miscellaneous | Natural Gas | Miscellaneous | E9 |  | Baseline Forecast | 0 | 0 | 0 | 0 | 0 | 0 | 0 | 0 | 0 | 0 | 0 | 0 | 0 | 0 | 0 | 0 | 0 | 0 | 0 | 0 | 0 | 0 | 0 | 0 | 0 | 0 | 0 | 0 | 0 | 0 | 0 | 0 | 0
Commercial_Hospital_New_Miscellaneous_Natural Gas_Miscellaneous_E10_Baseline Forecast | Commercial | Hospital | New | Miscellaneous | Natural Gas | Miscellaneous | E10 |  | Baseline Forecast | 0 | 0 | 0 | 0 | 0 | 0 | 0 | 0 | 0 | 0 | 0 | 0 | 0 | 0 | 0 | 0 | 0 | 0 | 0 | 0 | 0 | 0 | 0 | 0 | 0 | 0 | 0 | 0 | 0 | 0 | 0 | 0 | 0
Commercial_Other Health_Existing_Space Heating_Natural Gas_Furnace_E1_Baseline Forecast | Commercial | Other Health | Existing | Space Heating | Natural Gas | Furnace | E1 |  | Baseline Forecast | 0 | 4526.6339 | 4907.6446 | 5247.9353 | 5554.3456 | 5826.7334 | 6073.7427 | 6299.9496 | 4461.3395 | 4582.3093 | 4702.85 | 4798.781 | 4896.5841 | 4970.9354 | 5055.1969 | 5105.6848 | 5167.3317 | 5216.1876 | 5258.4085 | 5043.1977 | 4863.5325 | 4714.8294 | 4593.0506 | 4494.5778 | 4416.2039 | 4355.0547 | 4308.6204 | 4274.6853 | 4251.2963 | 4236.7356 | 4229.4947 | 4228.2523 | 5081.0894
Commercial_Other Health_Existing_Space Heating_Natural Gas_Furnace_E2_Baseline Forecast | Commercial | Other Health | Existing | Space Heating | Natural Gas | Furnace | E2 |  | Baseline Forecast | 0 | 0 | 0 | 0 | 0 | 0 | 0 | 0 | 2045.5967 | 2111.8594 | 2159.7964 | 2215.0674 | 2252.3249 | 2298.0483 | 2319.9475 | 2362.9745 | 2383.2779 | 2405.8112 | 2425.2843 | 2326.0248 | 2243.1596 | 2174.5747 | 2118.4078 | 2072.9902 | 2036.8425 | 2008.6393 | 1987.2229 | 1971.5713 | 1960.7838 | 1954.0681 | 1950.7285 | 1950.1555 | 2343.5012
Commercial_Other Health_Existing_Space Heating_Natural Gas_Furnace_E3_Baseline Forecast | Commercial | Other Health | Existing | Space Heating | Natural Gas | Furnace | E3 |  | Baseline Forecast | 0 | 0 | 0 | 0 | 0 | 0 | 0 | 0 | 0 | 0 | 0 | 0 | 0 | 0 | 0 | 0 | 0 | 0 | 0 | 0 | 0 | 0 | 0 | 0 | 0 | 0 | 0 | 0 | 0 | 0 | 0 | 0 | 0
Commercial_Other Health_Existing_Space Heating_Natural Gas_Furnace_E4_Baseline Forecast | Commercial | Other Health | Existing | Space Heating | Natural Gas | Furnace | E4 |  | Baseline Forecast | 0 | 0 | 0 | 0 | 0 | 0 | 0 | 0 | 0 | 0 | 0 | 0 | 0 | 0 | 0 | 0 | 0 | 0 | 0 | 0 | 0 | 0 | 0 | 0 | 0 | 0 | 0 | 0 | 0 | 0 | 0 | 0 | 0
Commercial_Other Health_Existing_Space Heating_Natural Gas_Furnace_E5_Baseline Forecast | Commercial | Other Health | Existing | Space Heating | Natural Gas | Furnace | E5 |  | Baseline Forecast | 0 | 0 | 0 | 0 | 0 | 0 | 0 | 0 | 0 | 0 | 0 | 0 | 0 | 0 | 0 | 0 | 0 | 0 | 0 | 0 | 0 | 0 | 0 | 0 | 0 | 0 | 0 | 0 | 0 | 0 | 0 | 0 | 0
Commercial_Other Health_Existing_Space Heating_Natural Gas_Furnace_E6_Baseline Forecast | Commercial | Other Health | Existing | Space Heating | Natural Gas | Furnace | E6 |  | Baseline Forecast | 0 | 0 | 0 | 0 | 0 | 0 | 0 | 0 | 0 | 0 | 0 | 0 | 0 | 0 | 0 | 0 | 0 | 0 | 0 | 0 | 0 | 0 | 0 | 0 | 0 | 0 | 0 | 0 | 0 | 0 | 0 | 0 | 0
Commercial_Other Health_Existing_Space Heating_Natural Gas_Furnace_E7_Baseline Forecast | Commercial | Other Health | Existing | Space Heating | Natural Gas | Furnace | E7 |  | Baseline Forecast | 0 | 0 | 0 | 0 | 0 | 0 | 0 | 0 | 0 | 0 | 0 | 0 | 0 | 0 | 0 | 0 | 0 | 0 | 0 | 0 | 0 | 0 | 0 | 0 | 0 | 0 | 0 | 0 | 0 | 0 | 0 | 0 | 0
Commercial_Other Health_Existing_Space Heating_Natural Gas_Furnace_E8_Baseline Forecast | Commercial | Other Health | Existing | Space Heating | Natural Gas | Furnace | E8 |  | Baseline Forecast | 0 | 0 | 0 | 0 | 0 | 0 | 0 | 0 | 0 | 0 | 0 | 0 | 0 | 0 | 0 | 0 | 0 | 0 | 0 | 0 | 0 | 0 | 0 | 0 | 0 | 0 | 0 | 0 | 0 | 0 | 0 | 0 | 0
Commercial_Other Health_Existing_Space Heating_Natural Gas_Furnace_E9_Baseline Forecast | Commercial | Other Health | Existing | Space Heating | Natural Gas | Furnace | E9 |  | Baseline Forecast | 0 | 0 | 0 | 0 | 0 | 0 | 0 | 0 | 0 | 0 | 0 | 0 | 0 | 0 | 0 | 0 | 0 | 0 | 0 | 0 | 0 | 0 | 0 | 0 | 0 | 0 | 0 | 0 | 0 | 0 | 0 | 0 | 0
Commercial_Other Health_Existing_Space Heating_Natural Gas_Furnace_E10_Baseline Forecast | Commercial | Other Health | Existing | Space Heating | Natural Gas | Furnace | E10 |  | Baseline Forecast | 0 | 0 | 0 | 0 | 0 | 0 | 0 | 0 | 0 | 0 | 0 | 0 | 0 | 0 | 0 | 0 | 0 | 0 | 0 | 0 | 0 | 0 | 0 | 0 | 0 | 0 | 0 | 0 | 0 | 0 | 0 | 0 | 0
Commercial_Other Health_Existing_Space Heating_Natural Gas_Boiler_E1_Baseline Forecast | Commercial | Other Health | Existing | Space Heating | Natural Gas | Boiler | E1 |  | Baseline Forecast | 0 | 10845.6052 | 12377.8905 | 13401.0024 | 13888.1754 | 14660.4449 | 14857.778 | 16039.0305 | 16598.2277 | 17095.3546 | 16939.8084 | 17313.8802 | 18353.3858 | 17976.8547 | 18224.3411 | 18437.1073 | 17873.8478 | 18021.0526 | 18143.8307 | 18244.5288 | 18325.1114 | 18387.4933 | 17446.7571 | 16680.5479 | 16063.1168 | 15571.9161 | 15187.4529 | 14892.8022 | 14673.2947 | 14516.2414 | 14410.6893 | 14347.2064 | 14318.1848
Commercial_Other Health_Existing_Space Heating_Natural Gas_Boiler_E2_Baseline Forecast | Commercial | Other Health | Existing | Space Heating | Natural Gas | Boiler | E2 |  | Baseline Forecast | 0 | 0 | 0 | 0 | 0 | 0 | 0 | 0 | 0 | 0 | 0 | 0 | 0 | 0 | 0 | 0 | 0 | 0 | 0 | 0 | 0 | 0 | 0 | 0 | 0 | 0 | 0 | 0 | 0 | 0 | 0 | 0 | 0
Commercial_Other Health_Existing_Space Heating_Natural Gas_Boiler_E3_Baseline Forecast | Commercial | Other Health | Existing | Space Heating | Natural Gas | Boiler | E3 |  | Baseline Forecast | 0 | 12269.7756 | 13128.0657 | 14213.1843 | 15596.3467 | 16463.6012 | 17728.0306 | 17861.6476 | 18484.39 | 19038.0085 | 20122.4391 | 20566.7911 | 20244.3407 | 21245.3737 | 21537.8577 | 21789.3086 | 22748.5335 | 22935.8851 | 23092.1482 | 23220.3094 | 23322.8691 | 23402.2642 | 22204.9636 | 21229.7882 | 20443.9669 | 19818.8023 | 19329.4855 | 18954.4755 | 18675.1024 | 18475.2163 | 18340.8772 | 18260.0809 | 18223.1443
Commercial_Other Health_Existing_Space Heating_Natural Gas_Boiler_E4_Baseline Forecast | Commercial | Other Health | Existing | Space Heating | Natural Gas | Boiler | E4 |  | Baseline Forecast | 0 | 0 | 0 | 0 | 0 | 0 | 0 | 0 | 0 | 0 | 0 | 0 | 0 | 0 | 0 | 0 | 0 | 0 | 0 | 0 | 0 | 0 | 0 | 0 | 0 | 0 | 0 | 0 | 0 | 0 | 0 | 0 | 0
Commercial_Other Health_Existing_Space Heating_Natural Gas_Boiler_E5_Baseline Forecast | Commercial | Other Health | Existing | Space Heating | Natural Gas | Boiler | E5 |  | Baseline Forecast | 0 | 0 | 0 | 0 | 0 | 0 | 0 | 0 | 0 | 0 | 0 | 0 | 0 | 0 | 0 | 0 | 0 | 0 | 0 | 0 | 0 | 0 | 0 | 0 | 0 | 0 | 0 | 0 | 0 | 0 | 0 | 0 | 0
Commercial_Other Health_Existing_Space Heating_Natural Gas_Boiler_E6_Baseline Forecast | Commercial | Other Health | Existing | Space Heating | Natural Gas | Boiler | E6 |  | Baseline Forecast | 0 | 0 | 0 | 0 | 0 | 0 | 0 | 0 | 0 | 0 | 0 | 0 | 0 | 0 | 0 | 0 | 0 | 0 | 0 | 0 | 0 | 0 | 0 | 0 | 0 | 0 | 0 | 0 | 0 | 0 | 0 | 0 | 0
Commercial_Other Health_Existing_Space Heating_Natural Gas_Boiler_E7_Baseline Forecast | Commercial | Other Health | Existing | Space Heating | Natural Gas | Boiler | E7 |  | Baseline Forecast | 0 | 0 | 0 | 0 | 0 | 0 | 0 | 0 | 0 | 0 | 0 | 0 | 0 | 0 | 0 | 0 | 0 | 0 | 0 | 0 | 0 | 0 | 0 | 0 | 0 | 0 | 0 | 0 | 0 | 0 | 0 | 0 | 0
Commercial_Other Health_Existing_Space Heating_Natural Gas_Boiler_E8_Baseline Forecast | Commercial | Other Health | Existing | Space Heating | Natural Gas | Boiler | E8 |  | Baseline Forecast | 0 | 0 | 0 | 0 | 0 | 0 | 0 | 0 | 0 | 0 | 0 | 0 | 0 | 0 | 0 | 0 | 0 | 0 | 0 | 0 | 0 | 0 | 0 | 0 | 0 | 0 | 0 | 0 | 0 | 0 | 0 | 0 | 0
Commercial_Other Health_Existing_Space Heating_Natural Gas_Boiler_E9_Baseline Forecast | Commercial | Other Health | Existing | Space Heating | Natural Gas | Boiler | E9 |  | Baseline Forecast | 0 | 0 | 0 | 0 | 0 | 0 | 0 | 0 | 0 | 0 | 0 | 0 | 0 | 0 | 0 | 0 | 0 | 0 | 0 | 0 | 0 | 0 | 0 | 0 | 0 | 0 | 0 | 0 | 0 | 0 | 0 | 0 | 0
Commercial_Other Health_Existing_Space Heating_Natural Gas_Boiler_E10_Baseline Forecast | Commercial | Other Health | Existing | Space Heating | Natural Gas | Boiler | E10 |  | Baseline Forecast | 0 | 0 | 0 | 0 | 0 | 0 | 0 | 0 | 0 | 0 | 0 | 0 | 0 | 0 | 0 | 0 | 0 | 0 | 0 | 0 | 0 | 0 | 0 | 0 | 0 | 0 | 0 | 0 | 0 | 0 | 0 | 0 | 0
Commercial_Other Health_Existing_Space Heating_Natural Gas_Unit Heater_E1_Baseline Forecast | Commercial | Other Health | Existing | Space Heating | Natural Gas | Unit Heater | E1 |  | Baseline Forecast | 0 | 0 | 0 | 0 | 0 | 0 | 0 | 0 | 0 | 0 | 0 | 0 | 0 | 0 | 0 | 0 | 0 | 0 | 0 | 0 | 0 | 0 | 0 | 0 | 0 | 0 | 0 | 0 | 0 | 0 | 0 | 0 | 0
Commercial_Other Health_Existing_Space Heating_Natural Gas_Unit Heater_E2_Baseline Forecast | Commercial | Other Health | Existing | Space Heating | Natural Gas | Unit Heater | E2 |  | Baseline Forecast | 0 | 0 | 0 | 0 | 0 | 0 | 0 | 0 | 0 | 0 | 0 | 0 | 0 | 0 | 0 | 0 | 0 | 0 | 0 | 0 | 0 | 0 | 0 | 0 | 0 | 0 | 0 | 0 | 0 | 0 | 0 | 0 | 0
Commercial_Other Health_Existing_Space Heating_Natural Gas_Unit Heater_E3_Baseline Forecast | Commercial | Other Health | Existing | Space Heating | Natural Gas | Unit Heater | E3 |  | Baseline Forecast | 0 | 0 | 0 | 0 | 0 | 0 | 0 | 0 | 0 | 0 | 0 | 0 | 0 | 0 | 0 | 0 | 0 | 0 | 0 | 0 | 0 | 0 | 0 | 0 | 0 | 0 | 0 | 0 | 0 | 0 | 0 | 0 | 0
Commercial_Other Health_Existing_Space Heating_Natural Gas_Unit Heater_E4_Baseline Forecast | Commercial | Other Health | Existing | Space Heating | Natural Gas | Unit Heater | E4 |  | Baseline Forecast | 0 | 0 | 0 | 0 | 0 | 0 | 0 | 0 | 0 | 0 | 0 | 0 | 0 | 0 | 0 | 0 | 0 | 0 | 0 | 0 | 0 | 0 | 0 | 0 | 0 | 0 | 0 | 0 | 0 | 0 | 0 | 0 | 0
Commercial_Other Health_Existing_Space Heating_Natural Gas_Unit Heater_E5_Baseline Forecast | Commercial | Other Health | Existing | Space Heating | Natural Gas | Unit Heater | E5 |  | Baseline Forecast | 0 | 0 | 0 | 0 | 0 | 0 | 0 | 0 | 0 | 0 | 0 | 0 | 0 | 0 | 0 | 0 | 0 | 0 | 0 | 0 | 0 | 0 | 0 | 0 | 0 | 0 | 0 | 0 | 0 | 0 | 0 | 0 | 0
Commercial_Other Health_Existing_Space Heating_Natural Gas_Unit Heater_E6_Baseline Forecast | Commercial | Other Health | Existing | Space Heating | Natural Gas | Unit Heater | E6 |  | Baseline Forecast | 0 | 0 | 0 | 0 | 0 | 0 | 0 | 0 | 0 | 0 | 0 | 0 | 0 | 0 | 0 | 0 | 0 | 0 | 0 | 0 | 0 | 0 | 0 | 0 | 0 | 0 | 0 | 0 | 0 | 0 | 0 | 0 | 0
Commercial_Other Health_Existing_Space Heating_Natural Gas_Unit Heater_E7_Baseline Forecast | Commercial | Other Health | Existing | Space Heating | Natural Gas | Unit Heater | E7 |  | Baseline Forecast | 0 | 0 | 0 | 0 | 0 | 0 | 0 | 0 | 0 | 0 | 0 | 0 | 0 | 0 | 0 | 0 | 0 | 0 | 0 | 0 | 0 | 0 | 0 | 0 | 0 | 0 | 0 | 0 | 0 | 0 | 0 | 0 | 0
Commercial_Other Health_Existing_Space Heating_Natural Gas_Unit Heater_E8_Baseline Forecast | Commercial | Other Health | Existing | Space Heating | Natural Gas | Unit Heater | E8 |  | Baseline Forecast | 0 | 0 | 0 | 0 | 0 | 0 | 0 | 0 | 0 | 0 | 0 | 0 | 0 | 0 | 0 | 0 | 0 | 0 | 0 | 0 | 0 | 0 | 0 | 0 | 0 | 0 | 0 | 0 | 0 | 0 | 0 | 0 | 0
Commercial_Other Health_Existing_Space Heating_Natural Gas_Unit Heater_E9_Baseline Forecast | Commercial | Other Health | Existing | Space Heating | Natural Gas | Unit Heater | E9 |  | Baseline Forecast | 0 | 0 | 0 | 0 | 0 | 0 | 0 | 0 | 0 | 0 | 0 | 0 | 0 | 0 | 0 | 0 | 0 | 0 | 0 | 0 | 0 | 0 | 0 | 0 | 0 | 0 | 0 | 0 | 0 | 0 | 0 | 0 | 0
Commercial_Other Health_Existing_Space Heating_Natural Gas_Unit Heater_E10_Baseline Forecast | Commercial | Other Health | Existing | Space Heating | Natural Gas | Unit Heater | E10 |  | Baseline Forecast | 0 | 0 | 0 | 0 | 0 | 0 | 0 | 0 | 0 | 0 | 0 | 0 | 0 | 0 | 0 | 0 | 0 | 0 | 0 | 0 | 0 | 0 | 0 | 0 | 0 | 0 | 0 | 0 | 0 | 0 | 0 | 0 | 0
Commercial_Other Health_Existing_Water Heating_Natural Gas_Water Heater_E1_Baseline Forecast | Commercial | Other Health | Existing | Water Heating | Natural Gas | Water Heater | E1 |  | Baseline Forecast | 0 | 0 | 0 | 0 | 0 | 0 | 0 | 0 | 0 | 0 | 0 | 0 | 0 | 0 | 0 | 0 | 0 | 0 | 0 | 0 | 0 | 0 | 0 | 0 | 0 | 0 | 0 | 0 | 0 | 0 | 0 | 0 | 0
Commercial_Other Health_Existing_Water Heating_Natural Gas_Water Heater_E2_Baseline Forecast | Commercial | Other Health | Existing | Water Heating | Natural Gas | Water Heater | E2 |  | Baseline Forecast | 0 | 65527.1721 | 84749.7037 | 99772.6132 | 111492.6937 | 120521.9422 | 127521.9397 | 132970.1079 | 137194.2424 | 140409.5419 | 124173.5425 | 114899.0089 | 110384.4008 | 109038.1932 | 109719.5417 | 127491.324 | 131552.5941 | 134621.162 | 136899.8955 | 134995.815 | 131215.1279 | 126948.938 | 122981.2509 | 119701.3867 | 115741.3862 | 115028.4575 | 116182.9933 | 118291.1774 | 120088.3085 | 124938.3982 | 124670.8954 | 123458.4611 | 121677.6301
Commercial_Other Health_Existing_Water Heating_Natural Gas_Water Heater_E3_Baseline Forecast | Commercial | Other Health | Existing | Water Heating | Natural Gas | Water Heater | E3 |  | Baseline Forecast | 0 | 0 | 0 | 0 | 0 | 0 | 0 | 0 | 0 | 0 | 0 | 0 | 0 | 0 | 0 | 0 | 0 | 0 | 0 | 0 | 0 | 0 | 0 | 0 | 0 | 0 | 0 | 0 | 0 | 0 | 0 | 0 | 0
Commercial_Other Health_Existing_Water Heating_Natural Gas_Water Heater_E4_Baseline Forecast | Commercial | Other Health | Existing | Water Heating | Natural Gas | Water Heater | E4 |  | Baseline Forecast | 0 | 0 | 0 | 0 | 0 | 0 | 0 | 0 | 0 | 0 | 0 | 0 | 0 | 0 | 0 | 0 | 0 | 0 | 0 | 0 | 0 | 0 | 0 | 0 | 0 | 0 | 0 | 0 | 0 | 0 | 0 | 0 | 0
Commercial_Other Health_Existing_Water Heating_Natural Gas_Water Heater_E5_Baseline Forecast | Commercial | Other Health | Existing | Water Heating | Natural Gas | Water Heater | E5 |  | Baseline Forecast | 0 | 0 | 0 | 0 | 0 | 0 | 0 | 0 | 0 | 0 | 0 | 0 | 0 | 0 | 0 | 0 | 0 | 0 | 0 | 0 | 0 | 0 | 0 | 0 | 0 | 0 | 0 | 0 | 0 | 0 | 0 | 0 | 0
Commercial_Other Health_Existing_Water Heating_Natural Gas_Water Heater_E6_Baseline Forecast | Commercial | Other Health | Existing | Water Heating | Natural Gas | Water Heater | E6 |  | Baseline Forecast | 0 | 0 | 0 | 0 | 0 | 0 | 0 | 0 | 0 | 0 | 0 | 0 | 0 | 0 | 0 | 0 | 0 | 0 | 0 | 0 | 0 | 0 | 0 | 0 | 0 | 0 | 0 | 0 | 0 | 0 | 0 | 0 | 0
Commercial_Other Health_Existing_Water Heating_Natural Gas_Water Heater_E7_Baseline Forecast | Commercial | Other Health | Existing | Water Heating | Natural Gas | Water Heater | E7 |  | Baseline Forecast | 0 | 0 | 0 | 0 | 0 | 0 | 0 | 0 | 0 | 0 | 0 | 0 | 0 | 0 | 0 | 0 | 0 | 0 | 0 | 0 | 0 | 0 | 0 | 0 | 0 | 0 | 0 | 0 | 0 | 0 | 0 | 0 | 0
Commercial_Other Health_Existing_Water Heating_Natural Gas_Water Heater_E8_Baseline Forecast | Commercial | Other Health | Existing | Water Heating | Natural Gas | Water Heater | E8 |  | Baseline Forecast | 0 | 0 | 0 | 0 | 0 | 0 | 0 | 0 | 0 | 0 | 0 | 0 | 0 | 0 | 0 | 0 | 0 | 0 | 0 | 0 | 0 | 0 | 0 | 0 | 0 | 0 | 0 | 0 | 0 | 0 | 0 | 0 | 0
Commercial_Other Health_Existing_Water Heating_Natural Gas_Water Heater_E9_Baseline Forecast | Commercial | Other Health | Existing | Water Heating | Natural Gas | Water Heater | E9 |  | Baseline Forecast | 0 | 0 | 0 | 0 | 0 | 0 | 0 | 0 | 0 | 0 | 0 | 0 | 0 | 0 | 0 | 0 | 0 | 0 | 0 | 0 | 0 | 0 | 0 | 0 | 0 | 0 | 0 | 0 | 0 | 0 | 0 | 0 | 0
Commercial_Other Health_Existing_Water Heating_Natural Gas_Water Heater_E10_Baseline Forecast | Commercial | Other Health | Existing | Water Heating | Natural Gas | Water Heater | E10 |  | Baseline Forecast | 0 | 0 | 0 | 0 | 0 | 0 | 0 | 0 | 0 | 0 | 0 | 0 | 0 | 0 | 0 | 0 | 0 | 0 | 0 | 0 | 0 | 0 | 0 | 0 | 0 | 0 | 0 | 0 | 0 | 0 | 0 | 0 | 0
Commercial_Other Health_Existing_Food Preparation_Natural Gas_Oven_E1_Baseline Forecast | Commercial | Other Health | Existing | Food Preparation | Natural Gas | Oven | E1 |  | Baseline Forecast | 0 | 453.9713 | 587.1447 | 691.2232 | 772.4197 | 834.9742 | 883.4701 | 921.2149 | 950.4797 | 972.7552 | 989.399 | 1001.56 | 882.3186 | 812.3724 | 776.3233 | 763.0273 | 764.4688 | 883.7134 | 909.4985 | 928.8885 | 943.1825 | 953.4204 | 960.4375 | 940.8012 | 909.8103 | 876.6117 | 846.2921 | 821.3138 | 792.2694 | 785.6561 | 792.0338 | 805.1395 | 820.9589
Commercial_Other Health_Existing_Food Preparation_Natural Gas_Oven_E2_Baseline Forecast | Commercial | Other Health | Existing | Food Preparation | Natural Gas | Oven | E2 |  | Baseline Forecast | 0 | 653.2757 | 844.9155 | 994.687 | 1111.5308 | 1201.5482 | 1271.335 | 1325.6507 | 1367.7634 | 1399.8185 | 1423.7692 | 1441.2693 | 1269.6779 | 1169.0237 | 1117.1482 | 1098.0149 | 1100.0892 | 1271.6851 | 1308.7905 | 1336.6932 | 1357.2626 | 1371.9952 | 1382.093 | 1353.8359 | 1309.2393 | 1261.4657 | 1217.835 | 1181.8906 | 1140.0949 | 1130.5782 | 1139.756 | 1158.6153 | 1181.3798
Commercial_Other Health_Existing_Food Preparation_Natural Gas_Oven_E3_Baseline Forecast | Commercial | Other Health | Existing | Food Preparation | Natural Gas | Oven | E3 |  | Baseline Forecast | 0 | 0 | 0 | 0 | 0 | 0 | 0 | 0 | 0 | 0 | 0 | 0 | 0 | 0 | 0 | 0 | 0 | 0 | 0 | 0 | 0 | 0 | 0 | 0 | 0 | 0 | 0 | 0 | 0 | 0 | 0 | 0 | 0
Commercial_Other Health_Existing_Food Preparation_Natural Gas_Oven_E4_Baseline Forecast | Commercial | Other Health | Existing | Food Preparation | Natural Gas | Oven | E4 |  | Baseline Forecast | 0 | 0 | 0 | 0 | 0 | 0 | 0 | 0 | 0 | 0 | 0 | 0 | 0 | 0 | 0 | 0 | 0 | 0 | 0 | 0 | 0 | 0 | 0 | 0 | 0 | 0 | 0 | 0 | 0 | 0 | 0 | 0 | 0
Commercial_Other Health_Existing_Food Preparation_Natural Gas_Oven_E5_Baseline Forecast | Commercial | Other Health | Existing | Food Preparation | Natural Gas | Oven | E5 |  | Baseline Forecast | 0 | 0 | 0 | 0 | 0 | 0 | 0 | 0 | 0 | 0 | 0 | 0 | 0 | 0 | 0 | 0 | 0 | 0 | 0 | 0 | 0 | 0 | 0 | 0 | 0 | 0 | 0 | 0 | 0 | 0 | 0 | 0 | 0
Commercial_Other Health_Existing_Food Preparation_Natural Gas_Oven_E6_Baseline Forecast | Commercial | Other Health | Existing | Food Preparation | Natural Gas | Oven | E6 |  | Baseline Forecast | 0 | 0 | 0 | 0 | 0 | 0 | 0 | 0 | 0 | 0 | 0 | 0 | 0 | 0 | 0 | 0 | 0 | 0 | 0 | 0 | 0 | 0 | 0 | 0 | 0 | 0 | 0 | 0 | 0 | 0 | 0 | 0 | 0
Commercial_Other Health_Existing_Food Preparation_Natural Gas_Oven_E7_Baseline Forecast | Commercial | Other Health | Existing | Food Preparation | Natural Gas | Oven | E7 |  | Baseline Forecast | 0 | 0 | 0 | 0 | 0 | 0 | 0 | 0 | 0 | 0 | 0 | 0 | 0 | 0 | 0 | 0 | 0 | 0 | 0 | 0 | 0 | 0 | 0 | 0 | 0 | 0 | 0 | 0 | 0 | 0 | 0 | 0 | 0
Commercial_Other Health_Existing_Food Preparation_Natural Gas_Oven_E8_Baseline Forecast | Commercial | Other Health | Existing | Food Preparation | Natural Gas | Oven | E8 |  | Baseline Forecast | 0 | 0 | 0 | 0 | 0 | 0 | 0 | 0 | 0 | 0 | 0 | 0 | 0 | 0 | 0 | 0 | 0 | 0 | 0 | 0 | 0 | 0 | 0 | 0 | 0 | 0 | 0 | 0 | 0 | 0 | 0 | 0 | 0
Commercial_Other Health_Existing_Food Preparation_Natural Gas_Oven_E9_Baseline Forecast | Commercial | Other Health | Existing | Food Preparation | Natural Gas | Oven | E9 |  | Baseline Forecast | 0 | 0 | 0 | 0 | 0 | 0 | 0 | 0 | 0 | 0 | 0 | 0 | 0 | 0 | 0 | 0 | 0 | 0 | 0 | 0 | 0 | 0 | 0 | 0 | 0 | 0 | 0 | 0 | 0 | 0 | 0 | 0 | 0
Commercial_Other Health_Existing_Food Preparation_Natural Gas_Oven_E10_Baseline Forecast | Commercial | Other Health | Existing | Food Preparation | Natural Gas | Oven | E10 |  | Baseline Forecast | 0 | 0 | 0 | 0 | 0 | 0 | 0 | 0 | 0 | 0 | 0 | 0 | 0 | 0 | 0 | 0 | 0 | 0 | 0 | 0 | 0 | 0 | 0 | 0 | 0 | 0 | 0 | 0 | 0 | 0 | 0 | 0 | 0
Commercial_Other Health_Existing_Food Preparation_Natural Gas_Conveyor Oven_E1_Baseline Forecast | Commercial | Other Health | Existing | Food Preparation | Natural Gas | Conveyor Oven | E1 |  | Baseline Forecast | 0 | 160.2252 | 207.2275 | 243.9611 | 272.6187 | 294.6968 | 311.813 | 325.1347 | 335.4634 | 343.3254 | 349.1996 | 353.4918 | 356.5129 | 358.5147 | 359.6977 | 360.2345 | 360.2592 | 315.9519 | 289.2712 | 274.7851 | 268.5426 | 267.6988 | 307.5843 | 315.5736 | 321.5329 | 325.8748 | 328.9295 | 330.9598 | 332.1749 | 332.7413 | 332.7914 | 332.4307 | 331.7546
Commercial_Other Health_Existing_Food Preparation_Natural Gas_Conveyor Oven_E2_Baseline Forecast | Commercial | Other Health | Existing | Food Preparation | Natural Gas | Conveyor Oven | E2 |  | Baseline Forecast | 0 | 230.5679 | 298.2055 | 351.066 | 392.305 | 424.0759 | 448.7065 | 467.8767 | 482.74 | 494.0536 | 502.5068 | 508.6833 | 513.0307 | 515.9114 | 517.6138 | 518.3862 | 518.4218 | 454.6624 | 416.2683 | 395.4225 | 386.4393 | 385.2251 | 442.6214 | 454.1182 | 462.6937 | 468.9418 | 473.3375 | 476.2592 | 478.0077 | 478.8228 | 478.895 | 478.376 | 477.4029
Commercial_Other Health_Existing_Food Preparation_Natural Gas_Conveyor Oven_E3_Baseline Forecast | Commercial | Other Health | Existing | Food Preparation | Natural Gas | Conveyor Oven | E3 |  | Baseline Forecast | 0 | 0 | 0 | 0 | 0 | 0 | 0 | 0 | 0 | 0 | 0 | 0 | 0 | 0 | 0 | 0 | 0 | 0 | 0 | 0 | 0 | 0 | 0 | 0 | 0 | 0 | 0 | 0 | 0 | 0 | 0 | 0 | 0
Commercial_Other Health_Existing_Food Preparation_Natural Gas_Conveyor Oven_E4_Baseline Forecast | Commercial | Other Health | Existing | Food Preparation | Natural Gas | Conveyor Oven | E4 |  | Baseline Forecast | 0 | 0 | 0 | 0 | 0 | 0 | 0 | 0 | 0 | 0 | 0 | 0 | 0 | 0 | 0 | 0 | 0 | 0 | 0 | 0 | 0 | 0 | 0 | 0 | 0 | 0 | 0 | 0 | 0 | 0 | 0 | 0 | 0
Commercial_Other Health_Existing_Food Preparation_Natural Gas_Conveyor Oven_E5_Baseline Forecast | Commercial | Other Health | Existing | Food Preparation | Natural Gas | Conveyor Oven | E5 |  | Baseline Forecast | 0 | 0 | 0 | 0 | 0 | 0 | 0 | 0 | 0 | 0 | 0 | 0 | 0 | 0 | 0 | 0 | 0 | 0 | 0 | 0 | 0 | 0 | 0 | 0 | 0 | 0 | 0 | 0 | 0 | 0 | 0 | 0 | 0
Commercial_Other Health_Existing_Food Preparation_Natural Gas_Conveyor Oven_E6_Baseline Forecast | Commercial | Other Health | Existing | Food Preparation | Natural Gas | Conveyor Oven | E6 |  | Baseline Forecast | 0 | 0 | 0 | 0 | 0 | 0 | 0 | 0 | 0 | 0 | 0 | 0 | 0 | 0 | 0 | 0 | 0 | 0 | 0 | 0 | 0 | 0 | 0 | 0 | 0 | 0 | 0 | 0 | 0 | 0 | 0 | 0 | 0
Commercial_Other Health_Existing_Food Preparation_Natural Gas_Conveyor Oven_E7_Baseline Forecast | Commercial | Other Health | Existing | Food Preparation | Natural Gas | Conveyor Oven | E7 |  | Baseline Forecast | 0 | 0 | 0 | 0 | 0 | 0 | 0 | 0 | 0 | 0 | 0 | 0 | 0 | 0 | 0 | 0 | 0 | 0 | 0 | 0 | 0 | 0 | 0 | 0 | 0 | 0 | 0 | 0 | 0 | 0 | 0 | 0 | 0
Commercial_Other Health_Existing_Food Preparation_Natural Gas_Conveyor Oven_E8_Baseline Forecast | Commercial | Other Health | Existing | Food Preparation | Natural Gas | Conveyor Oven | E8 |  | Baseline Forecast | 0 | 0 | 0 | 0 | 0 | 0 | 0 | 0 | 0 | 0 | 0 | 0 | 0 | 0 | 0 | 0 | 0 | 0 | 0 | 0 | 0 | 0 | 0 | 0 | 0 | 0 | 0 | 0 | 0 | 0 | 0 | 0 | 0
Commercial_Other Health_Existing_Food Preparation_Natural Gas_Conveyor Oven_E9_Baseline Forecast | Commercial | Other Health | Existing | Food Preparation | Natural Gas | Conveyor Oven | E9 |  | Baseline Forecast | 0 | 0 | 0 | 0 | 0 | 0 | 0 | 0 | 0 | 0 | 0 | 0 | 0 | 0 | 0 | 0 | 0 | 0 | 0 | 0 | 0 | 0 | 0 | 0 | 0 | 0 | 0 | 0 | 0 | 0 | 0 | 0 | 0
Commercial_Other Health_Existing_Food Preparation_Natural Gas_Conveyor Oven_E10_Baseline Forecast | Commercial | Other Health | Existing | Food Preparation | Natural Gas | Conveyor Oven | E10 |  | Baseline Forecast | 0 | 0 | 0 | 0 | 0 | 0 | 0 | 0 | 0 | 0 | 0 | 0 | 0 | 0 | 0 | 0 | 0 | 0 | 0 | 0 | 0 | 0 | 0 | 0 | 0 | 0 | 0 | 0 | 0 | 0 | 0 | 0 | 0
Commercial_Other Health_Existing_Food Preparation_Natural Gas_Double Rack Oven_E1_Baseline Forecast | Commercial | Other Health | Existing | Food Preparation | Natural Gas | Double Rack Oven | E1 |  | Baseline Forecast | 0 | 226.9856 | 293.5723 | 345.6116 | 386.2099 | 417.4871 | 441.735 | 460.6075 | 475.2398 | 486.3776 | 494.6995 | 500.78 | 441.1593 | 406.1862 | 388.1617 | 381.5137 | 382.2344 | 441.8567 | 454.7493 | 464.4443 | 471.5912 | 476.7102 | 480.2188 | 470.4006 | 454.9052 | 438.3059 | 423.1461 | 410.6569 | 396.1347 | 392.828 | 396.0169 | 402.5697 | 410.4794
Commercial_Other Health_Existing_Food Preparation_Natural Gas_Double Rack Oven_E2_Baseline Forecast | Commercial | Other Health | Existing | Food Preparation | Natural Gas | Double Rack Oven | E2 |  | Baseline Forecast | 0 | 326.6379 | 422.4578 | 497.3435 | 555.7654 | 600.7741 | 635.6675 | 662.8254 | 683.8817 | 699.9092 | 711.8846 | 720.6347 | 634.839 | 584.5118 | 558.5741 | 549.0075 | 550.0446 | 635.8425 | 654.3953 | 668.3466 | 678.6313 | 685.9976 | 691.0465 | 676.9179 | 654.6196 | 630.7328 | 608.9175 | 590.9453 | 570.0475 | 565.2891 | 569.878 | 579.3077 | 590.6899
Commercial_Other Health_Existing_Food Preparation_Natural Gas_Double Rack Oven_E3_Baseline Forecast | Commercial | Other Health | Existing | Food Preparation | Natural Gas | Double Rack Oven | E3 |  | Baseline Forecast | 0 | 0 | 0 | 0 | 0 | 0 | 0 | 0 | 0 | 0 | 0 | 0 | 0 | 0 | 0 | 0 | 0 | 0 | 0 | 0 | 0 | 0 | 0 | 0 | 0 | 0 | 0 | 0 | 0 | 0 | 0 | 0 | 0
Commercial_Other Health_Existing_Food Preparation_Natural Gas_Double Rack Oven_E4_Baseline Forecast | Commercial | Other Health | Existing | Food Preparation | Natural Gas | Double Rack Oven | E4 |  | Baseline Forecast | 0 | 0 | 0 | 0 | 0 | 0 | 0 | 0 | 0 | 0 | 0 | 0 | 0 | 0 | 0 | 0 | 0 | 0 | 0 | 0 | 0 | 0 | 0 | 0 | 0 | 0 | 0 | 0 | 0 | 0 | 0 | 0 | 0
Commercial_Other Health_Existing_Food Preparation_Natural Gas_Double Rack Oven_E5_Baseline Forecast | Commercial | Other Health | Existing | Food Preparation | Natural Gas | Double Rack Oven | E5 |  | Baseline Forecast | 0 | 0 | 0 | 0 | 0 | 0 | 0 | 0 | 0 | 0 | 0 | 0 | 0 | 0 | 0 | 0 | 0 | 0 | 0 | 0 | 0 | 0 | 0 | 0 | 0 | 0 | 0 | 0 | 0 | 0 | 0 | 0 | 0
Commercial_Other Health_Existing_Food Preparation_Natural Gas_Double Rack Oven_E6_Baseline Forecast | Commercial | Other Health | Existing | Food Preparation | Natural Gas | Double Rack Oven | E6 |  | Baseline Forecast | 0 | 0 | 0 | 0 | 0 | 0 | 0 | 0 | 0 | 0 | 0 | 0 | 0 | 0 | 0 | 0 | 0 | 0 | 0 | 0 | 0 | 0 | 0 | 0 | 0 | 0 | 0 | 0 | 0 | 0 | 0 | 0 | 0
Commercial_Other Health_Existing_Food Preparation_Natural Gas_Double Rack Oven_E7_Baseline Forecast | Commercial | Other Health | Existing | Food Preparation | Natural Gas | Double Rack Oven | E7 |  | Baseline Forecast | 0 | 0 | 0 | 0 | 0 | 0 | 0 | 0 | 0 | 0 | 0 | 0 | 0 | 0 | 0 | 0 | 0 | 0 | 0 | 0 | 0 | 0 | 0 | 0 | 0 | 0 | 0 | 0 | 0 | 0 | 0 | 0 | 0
Commercial_Other Health_Existing_Food Preparation_Natural Gas_Double Rack Oven_E8_Baseline Forecast | Commercial | Other Health | Existing | Food Preparation | Natural Gas | Double Rack Oven | E8 |  | Baseline Forecast | 0 | 0 | 0 | 0 | 0 | 0 | 0 | 0 | 0 | 0 | 0 | 0 | 0 | 0 | 0 | 0 | 0 | 0 | 0 | 0 | 0 | 0 | 0 | 0 | 0 | 0 | 0 | 0 | 0 | 0 | 0 | 0 | 0
Commercial_Other Health_Existing_Food Preparation_Natural Gas_Double Rack Oven_E9_Baseline Forecast | Commercial | Other Health | Existing | Food Preparation | Natural Gas | Double Rack Oven | E9 |  | Baseline Forecast | 0 | 0 | 0 | 0 | 0 | 0 | 0 | 0 | 0 | 0 | 0 | 0 | 0 | 0 | 0 | 0 | 0 | 0 | 0 | 0 | 0 | 0 | 0 | 0 | 0 | 0 | 0 | 0 | 0 | 0 | 0 | 0 | 0
Commercial_Other Health_Existing_Food Preparation_Natural Gas_Double Rack Oven_E10_Baseline Forecast | Commercial | Other Health | Existing | Food Preparation | Natural Gas | Double Rack Oven | E10 |  | Baseline Forecast | 0 | 0 | 0 | 0 | 0 | 0 | 0 | 0 | 0 | 0 | 0 | 0 | 0 | 0 | 0 | 0 | 0 | 0 | 0 | 0 | 0 | 0 | 0 | 0 | 0 | 0 | 0 | 0 | 0 | 0 | 0 | 0 | 0
Commercial_Other Health_Existing_Food Preparation_Natural Gas_Fryer_E1_Baseline Forecast | Commercial | Other Health | Existing | Food Preparation | Natural Gas | Fryer | E1 |  | Baseline Forecast | 0 | 19400.6143 | 27343.6551 | 0 | 0 | 0 | 0 | 0 | 0 | 0 | 0 | 0 | 0 | 0 | 0 | 0 | 0 | 0 | 0 | 0 | 0 | 0 | 0 | 0 | 0 | 0 | 0 | 0 | 0 | 0 | 0 | 0 | 0
Commercial_Other Health_Existing_Food Preparation_Natural Gas_Fryer_E2_Baseline Forecast | Commercial | Other Health | Existing | Food Preparation | Natural Gas | Fryer | E2 |  | Baseline Forecast | 0 | 6816.4321 | 9607.2302 | 44821.8541 | 50570.9345 | 54708.5535 | 47109.0931 | 44065.7016 | 43729.8253 | 44892.0059 | 52688.2575 | 53223.5474 | 52269.1254 | 51012.1022 | 50008.8079 | 48503.8855 | 48519.1897 | 48898.0891 | 49208.8711 | 50696.0783 | 49802.3148 | 48800.6176 | 48074.2693 | 47662.3165 | 47600.2864 | 47675.9326 | 47568.3643 | 47293.9593 | 47252.3888 | 46667.9302 | 46222.3234 | 45921.9732 | 45700.0781
Commercial_Other Health_Existing_Food Preparation_Natural Gas_Fryer_E3_Baseline Forecast | Commercial | Other Health | Existing | Food Preparation | Natural Gas | Fryer | E3 |  | Baseline Forecast | 0 | 0 | 0 | 0 | 0 | 0 | 0 | 0 | 0 | 0 | 0 | 0 | 0 | 0 | 0 | 0 | 0 | 0 | 0 | 0 | 0 | 0 | 0 | 0 | 0 | 0 | 0 | 0 | 0 | 0 | 0 | 0 | 0
Commercial_Other Health_Existing_Food Preparation_Natural Gas_Fryer_E4_Baseline Forecast | Commercial | Other Health | Existing | Food Preparation | Natural Gas | Fryer | E4 |  | Baseline Forecast | 0 | 0 | 0 | 0 | 0 | 0 | 0 | 0 | 0 | 0 | 0 | 0 | 0 | 0 | 0 | 0 | 0 | 0 | 0 | 0 | 0 | 0 | 0 | 0 | 0 | 0 | 0 | 0 | 0 | 0 | 0 | 0 | 0
Commercial_Other Health_Existing_Food Preparation_Natural Gas_Fryer_E5_Baseline Forecast | Commercial | Other Health | Existing | Food Preparation | Natural Gas | Fryer | E5 |  | Baseline Forecast | 0 | 0 | 0 | 0 | 0 | 0 | 0 | 0 | 0 | 0 | 0 | 0 | 0 | 0 | 0 | 0 | 0 | 0 | 0 | 0 | 0 | 0 | 0 | 0 | 0 | 0 | 0 | 0 | 0 | 0 | 0 | 0 | 0
Commercial_Other Health_Existing_Food Preparation_Natural Gas_Fryer_E6_Baseline Forecast | Commercial | Other Health | Existing | Food Preparation | Natural Gas | Fryer | E6 |  | Baseline Forecast | 0 | 0 | 0 | 0 | 0 | 0 | 0 | 0 | 0 | 0 | 0 | 0 | 0 | 0 | 0 | 0 | 0 | 0 | 0 | 0 | 0 | 0 | 0 | 0 | 0 | 0 | 0 | 0 | 0 | 0 | 0 | 0 | 0
Commercial_Other Health_Existing_Food Preparation_Natural Gas_Fryer_E7_Baseline Forecast | Commercial | Other Health | Existing | Food Preparation | Natural Gas | Fryer | E7 |  | Baseline Forecast | 0 | 0 | 0 | 0 | 0 | 0 | 0 | 0 | 0 | 0 | 0 | 0 | 0 | 0 | 0 | 0 | 0 | 0 | 0 | 0 | 0 | 0 | 0 | 0 | 0 | 0 | 0 | 0 | 0 | 0 | 0 | 0 | 0
Commercial_Other Health_Existing_Food Preparation_Natural Gas_Fryer_E8_Baseline Forecast | Commercial | Other Health | Existing | Food Preparation | Natural Gas | Fryer | E8 |  | Baseline Forecast | 0 | 0 | 0 | 0 | 0 | 0 | 0 | 0 | 0 | 0 | 0 | 0 | 0 | 0 | 0 | 0 | 0 | 0 | 0 | 0 | 0 | 0 | 0 | 0 | 0 | 0 | 0 | 0 | 0 | 0 | 0 | 0 | 0
Commercial_Other Health_Existing_Food Preparation_Natural Gas_Fryer_E9_Baseline Forecast | Commercial | Other Health | Existing | Food Preparation | Natural Gas | Fryer | E9 |  | Baseline Forecast | 0 | 0 | 0 | 0 | 0 | 0 | 0 | 0 | 0 | 0 | 0 | 0 | 0 | 0 | 0 | 0 | 0 | 0 | 0 | 0 | 0 | 0 | 0 | 0 | 0 | 0 | 0 | 0 | 0 | 0 | 0 | 0 | 0
Commercial_Other Health_Existing_Food Preparation_Natural Gas_Fryer_E10_Baseline Forecast | Commercial | Other Health | Existing | Food Preparation | Natural Gas | Fryer | E10 |  | Baseline Forecast | 0 | 0 | 0 | 0 | 0 | 0 | 0 | 0 | 0 | 0 | 0 | 0 | 0 | 0 | 0 | 0 | 0 | 0 | 0 | 0 | 0 | 0 | 0 | 0 | 0 | 0 | 0 | 0 | 0 | 0 | 0 | 0 | 0
Commercial_Other Health_Existing_Food Preparation_Natural Gas_Broiler_E1_Baseline Forecast | Commercial | Other Health | Existing | Food Preparation | Natural Gas | Broiler | E1 |  | Baseline Forecast | 0 | 2135.309 | 2761.7064 | 3251.2522 | 3633.17 | 3927.4027 | 4155.5089 | 4333.0463 | 4470.6966 | 4575.4723 | 4653.7583 | 4710.9594 | 4150.0927 | 3821.0922 | 3651.5313 | 3588.9918 | 3595.7718 | 4156.6533 | 4277.9368 | 4369.14 | 4436.3734 | 4484.5286 | 4517.5346 | 4425.1728 | 4279.4036 | 4123.2499 | 3980.638 | 3863.1494 | 3726.5353 | 3695.4288 | 3725.4274 | 3787.0714 | 3861.4798
Commercial_Other Health_Existing_Food Preparation_Natural Gas_Broiler_E2_Baseline Forecast | Commercial | Other Health | Existing | Food Preparation | Natural Gas | Broiler | E2 |  | Baseline Forecast | 0 | 750.2437 | 970.3293 | 1142.3319 | 1276.5192 | 1379.8982 | 1460.0437 | 1522.4217 | 1570.7853 | 1607.5984 | 1635.1043 | 1655.202 | 1458.1407 | 1342.5459 | 1282.9704 | 1260.9971 | 1263.3793 | 1460.4457 | 1503.0589 | 1535.1033 | 1558.7258 | 1575.6452 | 1587.2419 | 1554.7905 | 1503.5742 | 1448.7094 | 1398.6025 | 1357.3228 | 1309.3232 | 1298.3939 | 1308.9339 | 1330.5926 | 1356.7361
Commercial_Other Health_Existing_Food Preparation_Natural Gas_Broiler_E3_Baseline Forecast | Commercial | Other Health | Existing | Food Preparation | Natural Gas | Broiler | E3 |  | Baseline Forecast | 0 | 0 | 0 | 0 | 0 | 0 | 0 | 0 | 0 | 0 | 0 | 0 | 0 | 0 | 0 | 0 | 0 | 0 | 0 | 0 | 0 | 0 | 0 | 0 | 0 | 0 | 0 | 0 | 0 | 0 | 0 | 0 | 0
Commercial_Other Health_Existing_Food Preparation_Natural Gas_Broiler_E4_Baseline Forecast | Commercial | Other Health | Existing | Food Preparation | Natural Gas | Broiler | E4 |  | Baseline Forecast | 0 | 0 | 0 | 0 | 0 | 0 | 0 | 0 | 0 | 0 | 0 | 0 | 0 | 0 | 0 | 0 | 0 | 0 | 0 | 0 | 0 | 0 | 0 | 0 | 0 | 0 | 0 | 0 | 0 | 0 | 0 | 0 | 0
Commercial_Other Health_Existing_Food Preparation_Natural Gas_Broiler_E5_Baseline Forecast | Commercial | Other Health | Existing | Food Preparation | Natural Gas | Broiler | E5 |  | Baseline Forecast | 0 | 0 | 0 | 0 | 0 | 0 | 0 | 0 | 0 | 0 | 0 | 0 | 0 | 0 | 0 | 0 | 0 | 0 | 0 | 0 | 0 | 0 | 0 | 0 | 0 | 0 | 0 | 0 | 0 | 0 | 0 | 0 | 0
Commercial_Other Health_Existing_Food Preparation_Natural Gas_Broiler_E6_Baseline Forecast | Commercial | Other Health | Existing | Food Preparation | Natural Gas | Broiler | E6 |  | Baseline Forecast | 0 | 0 | 0 | 0 | 0 | 0 | 0 | 0 | 0 | 0 | 0 | 0 | 0 | 0 | 0 | 0 | 0 | 0 | 0 | 0 | 0 | 0 | 0 | 0 | 0 | 0 | 0 | 0 | 0 | 0 | 0 | 0 | 0
Commercial_Other Health_Existing_Food Preparation_Natural Gas_Broiler_E7_Baseline Forecast | Commercial | Other Health | Existing | Food Preparation | Natural Gas | Broiler | E7 |  | Baseline Forecast | 0 | 0 | 0 | 0 | 0 | 0 | 0 | 0 | 0 | 0 | 0 | 0 | 0 | 0 | 0 | 0 | 0 | 0 | 0 | 0 | 0 | 0 | 0 | 0 | 0 | 0 | 0 | 0 | 0 | 0 | 0 | 0 | 0
Commercial_Other Health_Existing_Food Preparation_Natural Gas_Broiler_E8_Baseline Forecast | Commercial | Other Health | Existing | Food Preparation | Natural Gas | Broiler | E8 |  | Baseline Forecast | 0 | 0 | 0 | 0 | 0 | 0 | 0 | 0 | 0 | 0 | 0 | 0 | 0 | 0 | 0 | 0 | 0 | 0 | 0 | 0 | 0 | 0 | 0 | 0 | 0 | 0 | 0 | 0 | 0 | 0 | 0 | 0 | 0
Commercial_Other Health_Existing_Food Preparation_Natural Gas_Broiler_E9_Baseline Forecast | Commercial | Other Health | Existing | Food Preparation | Natural Gas | Broiler | E9 |  | Baseline Forecast | 0 | 0 | 0 | 0 | 0 | 0 | 0 | 0 | 0 | 0 | 0 | 0 | 0 | 0 | 0 | 0 | 0 | 0 | 0 | 0 | 0 | 0 | 0 | 0 | 0 | 0 | 0 | 0 | 0 | 0 | 0 | 0 | 0
Commercial_Other Health_Existing_Food Preparation_Natural Gas_Broiler_E10_Baseline Forecast | Commercial | Other Health | Existing | Food Preparation | Natural Gas | Broiler | E10 |  | Baseline Forecast | 0 | 0 | 0 | 0 | 0 | 0 | 0 | 0 | 0 | 0 | 0 | 0 | 0 | 0 | 0 | 0 | 0 | 0 | 0 | 0 | 0 | 0 | 0 | 0 | 0 | 0 | 0 | 0 | 0 | 0 | 0 | 0 | 0
Commercial_Other Health_Existing_Food Preparation_Natural Gas_Griddle_E1_Baseline Forecast | Commercial | Other Health | Existing | Food Preparation | Natural Gas | Griddle | E1 |  | Baseline Forecast | 0 | 2048.7425 | 2649.7453 | 3119.4447 | 3485.8793 | 3768.1837 | 3987.0424 | 4157.3823 | 4289.4521 | 4389.9802 | 4465.0924 | 4519.9746 | 3981.8457 | 3666.1831 | 3503.4962 | 3443.4922 | 3449.9973 | 3988.1403 | 4104.5069 | 4192.0127 | 4256.5204 | 4302.7234 | 4334.3913 | 4245.7739 | 4105.9142 | 3956.0911 | 3819.2608 | 3706.5352 | 3575.4595 | 3545.6141 | 3574.3965 | 3633.5414 | 3704.9333
Commercial_Other Health_Existing_Food Preparation_Natural Gas_Griddle_E2_Baseline Forecast | Commercial | Other Health | Existing | Food Preparation | Natural Gas | Griddle | E2 |  | Baseline Forecast | 0 | 836.8103 | 1082.2903 | 1274.1394 | 1423.8099 | 1539.1173 | 1628.5103 | 1698.0857 | 1752.0297 | 1793.0905 | 1823.7701 | 1846.1868 | 1626.3877 | 1497.4551 | 1431.0055 | 1406.4968 | 1409.1538 | 1628.9587 | 1676.4888 | 1712.2305 | 1738.5788 | 1757.4504 | 1770.3852 | 1734.1894 | 1677.0636 | 1615.8682 | 1559.9797 | 1513.9369 | 1460.399 | 1448.2086 | 1459.9648 | 1484.1226 | 1513.2826
Commercial_Other Health_Existing_Food Preparation_Natural Gas_Griddle_E3_Baseline Forecast | Commercial | Other Health | Existing | Food Preparation | Natural Gas | Griddle | E3 |  | Baseline Forecast | 0 | 0 | 0 | 0 | 0 | 0 | 0 | 0 | 0 | 0 | 0 | 0 | 0 | 0 | 0 | 0 | 0 | 0 | 0 | 0 | 0 | 0 | 0 | 0 | 0 | 0 | 0 | 0 | 0 | 0 | 0 | 0 | 0
Commercial_Other Health_Existing_Food Preparation_Natural Gas_Griddle_E4_Baseline Forecast | Commercial | Other Health | Existing | Food Preparation | Natural Gas | Griddle | E4 |  | Baseline Forecast | 0 | 0 | 0 | 0 | 0 | 0 | 0 | 0 | 0 | 0 | 0 | 0 | 0 | 0 | 0 | 0 | 0 | 0 | 0 | 0 | 0 | 0 | 0 | 0 | 0 | 0 | 0 | 0 | 0 | 0 | 0 | 0 | 0
Commercial_Other Health_Existing_Food Preparation_Natural Gas_Griddle_E5_Baseline Forecast | Commercial | Other Health | Existing | Food Preparation | Natural Gas | Griddle | E5 |  | Baseline Forecast | 0 | 0 | 0 | 0 | 0 | 0 | 0 | 0 | 0 | 0 | 0 | 0 | 0 | 0 | 0 | 0 | 0 | 0 | 0 | 0 | 0 | 0 | 0 | 0 | 0 | 0 | 0 | 0 | 0 | 0 | 0 | 0 | 0
Commercial_Other Health_Existing_Food Preparation_Natural Gas_Griddle_E6_Baseline Forecast | Commercial | Other Health | Existing | Food Preparation | Natural Gas | Griddle | E6 |  | Baseline Forecast | 0 | 0 | 0 | 0 | 0 | 0 | 0 | 0 | 0 | 0 | 0 | 0 | 0 | 0 | 0 | 0 | 0 | 0 | 0 | 0 | 0 | 0 | 0 | 0 | 0 | 0 | 0 | 0 | 0 | 0 | 0 | 0 | 0
Commercial_Other Health_Existing_Food Preparation_Natural Gas_Griddle_E7_Baseline Forecast | Commercial | Other Health | Existing | Food Preparation | Natural Gas | Griddle | E7 |  | Baseline Forecast | 0 | 0 | 0 | 0 | 0 | 0 | 0 | 0 | 0 | 0 | 0 | 0 | 0 | 0 | 0 | 0 | 0 | 0 | 0 | 0 | 0 | 0 | 0 | 0 | 0 | 0 | 0 | 0 | 0 | 0 | 0 | 0 | 0
Commercial_Other Health_Existing_Food Preparation_Natural Gas_Griddle_E8_Baseline Forecast | Commercial | Other Health | Existing | Food Preparation | Natural Gas | Griddle | E8 |  | Baseline Forecast | 0 | 0 | 0 | 0 | 0 | 0 | 0 | 0 | 0 | 0 | 0 | 0 | 0 | 0 | 0 | 0 | 0 | 0 | 0 | 0 | 0 | 0 | 0 | 0 | 0 | 0 | 0 | 0 | 0 | 0 | 0 | 0 | 0
Commercial_Other Health_Existing_Food Preparation_Natural Gas_Griddle_E9_Baseline Forecast | Commercial | Other Health | Existing | Food Preparation | Natural Gas | Griddle | E9 |  | Baseline Forecast | 0 | 0 | 0 | 0 | 0 | 0 | 0 | 0 | 0 | 0 | 0 | 0 | 0 | 0 | 0 | 0 | 0 | 0 | 0 | 0 | 0 | 0 | 0 | 0 | 0 | 0 | 0 | 0 | 0 | 0 | 0 | 0 | 0
Commercial_Other Health_Existing_Food Preparation_Natural Gas_Griddle_E10_Baseline Forecast | Commercial | Other Health | Existing | Food Preparation | Natural Gas | Griddle | E10 |  | Baseline Forecast | 0 | 0 | 0 | 0 | 0 | 0 | 0 | 0 | 0 | 0 | 0 | 0 | 0 | 0 | 0 | 0 | 0 | 0 | 0 | 0 | 0 | 0 | 0 | 0 | 0 | 0 | 0 | 0 | 0 | 0 | 0 | 0 | 0
Commercial_Other Health_Existing_Food Preparation_Natural Gas_Range_E1_Baseline Forecast | Commercial | Other Health | Existing | Food Preparation | Natural Gas | Range | E1 |  | Baseline Forecast | 0 | 6001.741 | 7762.3642 | 9138.3371 | 10211.7984 | 11038.8021 | 11679.9433 | 12178.95 | 12565.8454 | 12860.3399 | 11373.2581 | 10523.7884 | 10110.2881 | 9986.9867 | 10049.3925 | 11677.1392 | 12049.1176 | 12330.1727 | 12538.8857 | 12364.4878 | 12018.2085 | 11627.4612 | 11264.0542 | 10963.6461 | 10600.9431 | 10535.6448 | 10641.3907 | 10834.4827 | 10999.0849 | 11443.3125 | 11418.8115 | 11307.7627 | 11144.6534
Commercial_Other Health_Existing_Food Preparation_Natural Gas_Range_E2_Baseline Forecast | Commercial | Other Health | Existing | Food Preparation | Natural Gas | Range | E2 |  | Baseline Forecast | 0 | 8636.6517 | 11170.2314 | 13150.2899 | 14695.027 | 15885.1054 | 16807.7233 | 17525.8061 | 18082.558 | 18506.3428 | 16366.3959 | 15143.9882 | 14548.9511 | 14371.5175 | 14461.321 | 16803.6881 | 17338.9741 | 17743.4193 | 18043.7623 | 17792.7995 | 17294.4951 | 16732.2002 | 16209.2487 | 15776.9541 | 15255.0157 | 15161.0499 | 15313.2207 | 15591.0848 | 15827.9514 | 16467.2058 | 16431.9483 | 16272.1463 | 16037.4281
Commercial_Other Health_Existing_Food Preparation_Natural Gas_Range_E3_Baseline Forecast | Commercial | Other Health | Existing | Food Preparation | Natural Gas | Range | E3 |  | Baseline Forecast | 0 | 0 | 0 | 0 | 0 | 0 | 0 | 0 | 0 | 0 | 0 | 0 | 0 | 0 | 0 | 0 | 0 | 0 | 0 | 0 | 0 | 0 | 0 | 0 | 0 | 0 | 0 | 0 | 0 | 0 | 0 | 0 | 0
Commercial_Other Health_Existing_Food Preparation_Natural Gas_Range_E4_Baseline Forecast | Commercial | Other Health | Existing | Food Preparation | Natural Gas | Range | E4 |  | Baseline Forecast | 0 | 0 | 0 | 0 | 0 | 0 | 0 | 0 | 0 | 0 | 0 | 0 | 0 | 0 | 0 | 0 | 0 | 0 | 0 | 0 | 0 | 0 | 0 | 0 | 0 | 0 | 0 | 0 | 0 | 0 | 0 | 0 | 0
Commercial_Other Health_Existing_Food Preparation_Natural Gas_Range_E5_Baseline Forecast | Commercial | Other Health | Existing | Food Preparation | Natural Gas | Range | E5 |  | Baseline Forecast | 0 | 0 | 0 | 0 | 0 | 0 | 0 | 0 | 0 | 0 | 0 | 0 | 0 | 0 | 0 | 0 | 0 | 0 | 0 | 0 | 0 | 0 | 0 | 0 | 0 | 0 | 0 | 0 | 0 | 0 | 0 | 0 | 0
Commercial_Other Health_Existing_Food Preparation_Natural Gas_Range_E6_Baseline Forecast | Commercial | Other Health | Existing | Food Preparation | Natural Gas | Range | E6 |  | Baseline Forecast | 0 | 0 | 0 | 0 | 0 | 0 | 0 | 0 | 0 | 0 | 0 | 0 | 0 | 0 | 0 | 0 | 0 | 0 | 0 | 0 | 0 | 0 | 0 | 0 | 0 | 0 | 0 | 0 | 0 | 0 | 0 | 0 | 0
Commercial_Other Health_Existing_Food Preparation_Natural Gas_Range_E7_Baseline Forecast | Commercial | Other Health | Existing | Food Preparation | Natural Gas | Range | E7 |  | Baseline Forecast | 0 | 0 | 0 | 0 | 0 | 0 | 0 | 0 | 0 | 0 | 0 | 0 | 0 | 0 | 0 | 0 | 0 | 0 | 0 | 0 | 0 | 0 | 0 | 0 | 0 | 0 | 0 | 0 | 0 | 0 | 0 | 0 | 0
Commercial_Other Health_Existing_Food Preparation_Natural Gas_Range_E8_Baseline Forecast | Commercial | Other Health | Existing | Food Preparation | Natural Gas | Range | E8 |  | Baseline Forecast | 0 | 0 | 0 | 0 | 0 | 0 | 0 | 0 | 0 | 0 | 0 | 0 | 0 | 0 | 0 | 0 | 0 | 0 | 0 | 0 | 0 | 0 | 0 | 0 | 0 | 0 | 0 | 0 | 0 | 0 | 0 | 0 | 0
Commercial_Other Health_Existing_Food Preparation_Natural Gas_Range_E9_Baseline Forecast | Commercial | Other Health | Existing | Food Preparation | Natural Gas | Range | E9 |  | Baseline Forecast | 0 | 0 | 0 | 0 | 0 | 0 | 0 | 0 | 0 | 0 | 0 | 0 | 0 | 0 | 0 | 0 | 0 | 0 | 0 | 0 | 0 | 0 | 0 | 0 | 0 | 0 | 0 | 0 | 0 | 0 | 0 | 0 | 0
Commercial_Other Health_Existing_Food Preparation_Natural Gas_Range_E10_Baseline Forecast | Commercial | Other Health | Existing | Food Preparation | Natural Gas | Range | E10 |  | Baseline Forecast | 0 | 0 | 0 | 0 | 0 | 0 | 0 | 0 | 0 | 0 | 0 | 0 | 0 | 0 | 0 | 0 | 0 | 0 | 0 | 0 | 0 | 0 | 0 | 0 | 0 | 0 | 0 | 0 | 0 | 0 | 0 | 0 | 0
Commercial_Other Health_Existing_Food Preparation_Natural Gas_Steamer_E1_Baseline Forecast | Commercial | Other Health | Existing | Food Preparation | Natural Gas | Steamer | E1 |  | Baseline Forecast | 0 | 744.729 | 843.8262 | 0 | 0 | 0 | 0 | 0 | 0 | 0 | 0 | 0 | 0 | 0 | 0 | 0 | 0 | 0 | 0 | 0 | 0 | 0 | 0 | 0 | 0 | 0 | 0 | 0 | 0 | 0 | 0 | 0 | 0
Commercial_Other Health_Existing_Food Preparation_Natural Gas_Steamer_E2_Baseline Forecast | Commercial | Other Health | Existing | Food Preparation | Natural Gas | Steamer | E2 |  | Baseline Forecast | 0 | 744.729 | 843.8262 | 1858.9844 | 2007.6425 | 2135.1664 | 2246.0963 | 2343.3472 | 2428.5442 | 2502.3553 | 2369.7472 | 2273.4102 | 2206.4343 | 2163.0606 | 2138.4687 | 2128.7119 | 2130.4818 | 2141.0399 | 2158.1132 | 2573.7269 | 2573.4367 | 2559.3048 | 2536.2296 | 2507.9273 | 2477.1808 | 2446.008 | 2415.8566 | 2387.7107 | 2349.0396 | 2324.6251 | 2309.4923 | 2300.0562 | 2293.8731
Commercial_Other Health_Existing_Food Preparation_Natural Gas_Steamer_E3_Baseline Forecast | Commercial | Other Health | Existing | Food Preparation | Natural Gas | Steamer | E3 |  | Baseline Forecast | 0 | 0 | 0 | 0 | 0 | 0 | 0 | 0 | 0 | 0 | 0 | 0 | 0 | 0 | 0 | 0 | 0 | 0 | 0 | 0 | 0 | 0 | 0 | 0 | 0 | 0 | 0 | 0 | 0 | 0 | 0 | 0 | 0
Commercial_Other Health_Existing_Food Preparation_Natural Gas_Steamer_E4_Baseline Forecast | Commercial | Other Health | Existing | Food Preparation | Natural Gas | Steamer | E4 |  | Baseline Forecast | 0 | 0 | 0 | 0 | 0 | 0 | 0 | 0 | 0 | 0 | 0 | 0 | 0 | 0 | 0 | 0 | 0 | 0 | 0 | 0 | 0 | 0 | 0 | 0 | 0 | 0 | 0 | 0 | 0 | 0 | 0 | 0 | 0
Commercial_Other Health_Existing_Food Preparation_Natural Gas_Steamer_E5_Baseline Forecast | Commercial | Other Health | Existing | Food Preparation | Natural Gas | Steamer | E5 |  | Baseline Forecast | 0 | 0 | 0 | 0 | 0 | 0 | 0 | 0 | 0 | 0 | 0 | 0 | 0 | 0 | 0 | 0 | 0 | 0 | 0 | 0 | 0 | 0 | 0 | 0 | 0 | 0 | 0 | 0 | 0 | 0 | 0 | 0 | 0
Commercial_Other Health_Existing_Food Preparation_Natural Gas_Steamer_E6_Baseline Forecast | Commercial | Other Health | Existing | Food Preparation | Natural Gas | Steamer | E6 |  | Baseline Forecast | 0 | 0 | 0 | 0 | 0 | 0 | 0 | 0 | 0 | 0 | 0 | 0 | 0 | 0 | 0 | 0 | 0 | 0 | 0 | 0 | 0 | 0 | 0 | 0 | 0 | 0 | 0 | 0 | 0 | 0 | 0 | 0 | 0
Commercial_Other Health_Existing_Food Preparation_Natural Gas_Steamer_E7_Baseline Forecast | Commercial | Other Health | Existing | Food Preparation | Natural Gas | Steamer | E7 |  | Baseline Forecast | 0 | 0 | 0 | 0 | 0 | 0 | 0 | 0 | 0 | 0 | 0 | 0 | 0 | 0 | 0 | 0 | 0 | 0 | 0 | 0 | 0 | 0 | 0 | 0 | 0 | 0 | 0 | 0 | 0 | 0 | 0 | 0 | 0
Commercial_Other Health_Existing_Food Preparation_Natural Gas_Steamer_E8_Baseline Forecast | Commercial | Other Health | Existing | Food Preparation | Natural Gas | Steamer | E8 |  | Baseline Forecast | 0 | 0 | 0 | 0 | 0 | 0 | 0 | 0 | 0 | 0 | 0 | 0 | 0 | 0 | 0 | 0 | 0 | 0 | 0 | 0 | 0 | 0 | 0 | 0 | 0 | 0 | 0 | 0 | 0 | 0 | 0 | 0 | 0
Commercial_Other Health_Existing_Food Preparation_Natural Gas_Steamer_E9_Baseline Forecast | Commercial | Other Health | Existing | Food Preparation | Natural Gas | Steamer | E9 |  | Baseline Forecast | 0 | 0 | 0 | 0 | 0 | 0 | 0 | 0 | 0 | 0 | 0 | 0 | 0 | 0 | 0 | 0 | 0 | 0 | 0 | 0 | 0 | 0 | 0 | 0 | 0 | 0 | 0 | 0 | 0 | 0 | 0 | 0 | 0
Commercial_Other Health_Existing_Food Preparation_Natural Gas_Steamer_E10_Baseline Forecast | Commercial | Other Health | Existing | Food Preparation | Natural Gas | Steamer | E10 |  | Baseline Forecast | 0 | 0 | 0 | 0 | 0 | 0 | 0 | 0 | 0 | 0 | 0 | 0 | 0 | 0 | 0 | 0 | 0 | 0 | 0 | 0 | 0 | 0 | 0 | 0 | 0 | 0 | 0 | 0 | 0 | 0 | 0 | 0 | 0
Commercial_Other Health_Existing_Food Preparation_Natural Gas_Food Prep Other_E1_Baseline Forecast | Commercial | Other Health | Existing | Food Preparation | Natural Gas | Food Prep Other | E1 |  | Baseline Forecast | 0 | 0 | 0 | 0 | 0 | 0 | 0 | 0 | 0 | 0 | 0 | 0 | 0 | 0 | 0 | 0 | 0 | 0 | 0 | 0 | 0 | 0 | 0 | 0 | 0 | 0 | 0 | 0 | 0 | 0 | 0 | 0 | 0
Commercial_Other Health_Existing_Food Preparation_Natural Gas_Food Prep Other_E2_Baseline Forecast | Commercial | Other Health | Existing | Food Preparation | Natural Gas | Food Prep Other | E2 |  | Baseline Forecast | 0 | 0 | 0 | 0 | 0 | 0 | 0 | 0 | 0 | 0 | 0 | 0 | 0 | 0 | 0 | 0 | 0 | 0 | 0 | 0 | 0 | 0 | 0 | 0 | 0 | 0 | 0 | 0 | 0 | 0 | 0 | 0 | 0
Commercial_Other Health_Existing_Food Preparation_Natural Gas_Food Prep Other_E3_Baseline Forecast | Commercial | Other Health | Existing | Food Preparation | Natural Gas | Food Prep Other | E3 |  | Baseline Forecast | 0 | 0 | 0 | 0 | 0 | 0 | 0 | 0 | 0 | 0 | 0 | 0 | 0 | 0 | 0 | 0 | 0 | 0 | 0 | 0 | 0 | 0 | 0 | 0 | 0 | 0 | 0 | 0 | 0 | 0 | 0 | 0 | 0
Commercial_Other Health_Existing_Food Preparation_Natural Gas_Food Prep Other_E4_Baseline Forecast | Commercial | Other Health | Existing | Food Preparation | Natural Gas | Food Prep Other | E4 |  | Baseline Forecast | 0 | 0 | 0 | 0 | 0 | 0 | 0 | 0 | 0 | 0 | 0 | 0 | 0 | 0 | 0 | 0 | 0 | 0 | 0 | 0 | 0 | 0 | 0 | 0 | 0 | 0 | 0 | 0 | 0 | 0 | 0 | 0 | 0
Commercial_Other Health_Existing_Food Preparation_Natural Gas_Food Prep Other_E5_Baseline Forecast | Commercial | Other Health | Existing | Food Preparation | Natural Gas | Food Prep Other | E5 |  | Baseline Forecast | 0 | 0 | 0 | 0 | 0 | 0 | 0 | 0 | 0 | 0 | 0 | 0 | 0 | 0 | 0 | 0 | 0 | 0 | 0 | 0 | 0 | 0 | 0 | 0 | 0 | 0 | 0 | 0 | 0 | 0 | 0 | 0 | 0
Commercial_Other Health_Existing_Food Preparation_Natural Gas_Food Prep Other_E6_Baseline Forecast | Commercial | Other Health | Existing | Food Preparation | Natural Gas | Food Prep Other | E6 |  | Baseline Forecast | 0 | 0 | 0 | 0 | 0 | 0 | 0 | 0 | 0 | 0 | 0 | 0 | 0 | 0 | 0 | 0 | 0 | 0 | 0 | 0 | 0 | 0 | 0 | 0 | 0 | 0 | 0 | 0 | 0 | 0 | 0 | 0 | 0
Commercial_Other Health_Existing_Food Preparation_Natural Gas_Food Prep Other_E7_Baseline Forecast | Commercial | Other Health | Existing | Food Preparation | Natural Gas | Food Prep Other | E7 |  | Baseline Forecast | 0 | 0 | 0 | 0 | 0 | 0 | 0 | 0 | 0 | 0 | 0 | 0 | 0 | 0 | 0 | 0 | 0 | 0 | 0 | 0 | 0 | 0 | 0 | 0 | 0 | 0 | 0 | 0 | 0 | 0 | 0 | 0 | 0
Commercial_Other Health_Existing_Food Preparation_Natural Gas_Food Prep Other_E8_Baseline Forecast | Commercial | Other Health | Existing | Food Preparation | Natural Gas | Food Prep Other | E8 |  | Baseline Forecast | 0 | 0 | 0 | 0 | 0 | 0 | 0 | 0 | 0 | 0 | 0 | 0 | 0 | 0 | 0 | 0 | 0 | 0 | 0 | 0 | 0 | 0 | 0 | 0 | 0 | 0 | 0 | 0 | 0 | 0 | 0 | 0 | 0
Commercial_Other Health_Existing_Food Preparation_Natural Gas_Food Prep Other_E9_Baseline Forecast | Commercial | Other Health | Existing | Food Preparation | Natural Gas | Food Prep Other | E9 |  | Baseline Forecast | 0 | 0 | 0 | 0 | 0 | 0 | 0 | 0 | 0 | 0 | 0 | 0 | 0 | 0 | 0 | 0 | 0 | 0 | 0 | 0 | 0 | 0 | 0 | 0 | 0 | 0 | 0 | 0 | 0 | 0 | 0 | 0 | 0
Commercial_Other Health_Existing_Food Preparation_Natural Gas_Food Prep Other_E10_Baseline Forecast | Commercial | Other Health | Existing | Food Preparation | Natural Gas | Food Prep Other | E10 |  | Baseline Forecast | 0 | 0 | 0 | 0 | 0 | 0 | 0 | 0 | 0 | 0 | 0 | 0 | 0 | 0 | 0 | 0 | 0 | 0 | 0 | 0 | 0 | 0 | 0 | 0 | 0 | 0 | 0 | 0 | 0 | 0 | 0 | 0 | 0
Commercial_Other Health_Existing_Miscellaneous_Natural Gas_Pool Heater_E1_Baseline Forecast | Commercial | Other Health | Existing | Miscellaneous | Natural Gas | Pool Heater | E1 |  | Baseline Forecast | 0 | 0 | 0 | 0 | 0 | 0 | 0 | 0 | 0 | 0 | 0 | 0 | 0 | 0 | 0 | 0 | 0 | 0 | 0 | 0 | 0 | 0 | 0 | 0 | 0 | 0 | 0 | 0 | 0 | 0 | 0 | 0 | 0
Commercial_Other Health_Existing_Miscellaneous_Natural Gas_Pool Heater_E2_Baseline Forecast | Commercial | Other Health | Existing | Miscellaneous | Natural Gas | Pool Heater | E2 |  | Baseline Forecast | 0 | 0 | 0 | 0 | 0 | 0 | 0 | 0 | 0 | 0 | 0 | 0 | 0 | 0 | 0 | 0 | 0 | 0 | 0 | 0 | 0 | 0 | 0 | 0 | 0 | 0 | 0 | 0 | 0 | 0 | 0 | 0 | 0
Commercial_Other Health_Existing_Miscellaneous_Natural Gas_Pool Heater_E3_Baseline Forecast | Commercial | Other Health | Existing | Miscellaneous | Natural Gas | Pool Heater | E3 |  | Baseline Forecast | 0 | 0 | 0 | 0 | 0 | 0 | 0 | 0 | 0 | 0 | 0 | 0 | 0 | 0 | 0 | 0 | 0 | 0 | 0 | 0 | 0 | 0 | 0 | 0 | 0 | 0 | 0 | 0 | 0 | 0 | 0 | 0 | 0
Commercial_Other Health_Existing_Miscellaneous_Natural Gas_Pool Heater_E4_Baseline Forecast | Commercial | Other Health | Existing | Miscellaneous | Natural Gas | Pool Heater | E4 |  | Baseline Forecast | 0 | 0 | 0 | 0 | 0 | 0 | 0 | 0 | 0 | 0 | 0 | 0 | 0 | 0 | 0 | 0 | 0 | 0 | 0 | 0 | 0 | 0 | 0 | 0 | 0 | 0 | 0 | 0 | 0 | 0 | 0 | 0 | 0
Commercial_Other Health_Existing_Miscellaneous_Natural Gas_Pool Heater_E5_Baseline Forecast | Commercial | Other Health | Existing | Miscellaneous | Natural Gas | Pool Heater | E5 |  | Baseline Forecast | 0 | 0 | 0 | 0 | 0 | 0 | 0 | 0 | 0 | 0 | 0 | 0 | 0 | 0 | 0 | 0 | 0 | 0 | 0 | 0 | 0 | 0 | 0 | 0 | 0 | 0 | 0 | 0 | 0 | 0 | 0 | 0 | 0
Commercial_Other Health_Existing_Miscellaneous_Natural Gas_Pool Heater_E6_Baseline Forecast | Commercial | Other Health | Existing | Miscellaneous | Natural Gas | Pool Heater | E6 |  | Baseline Forecast | 0 | 0 | 0 | 0 | 0 | 0 | 0 | 0 | 0 | 0 | 0 | 0 | 0 | 0 | 0 | 0 | 0 | 0 | 0 | 0 | 0 | 0 | 0 | 0 | 0 | 0 | 0 | 0 | 0 | 0 | 0 | 0 | 0
Commercial_Other Health_Existing_Miscellaneous_Natural Gas_Pool Heater_E7_Baseline Forecast | Commercial | Other Health | Existing | Miscellaneous | Natural Gas | Pool Heater | E7 |  | Baseline Forecast | 0 | 0 | 0 | 0 | 0 | 0 | 0 | 0 | 0 | 0 | 0 | 0 | 0 | 0 | 0 | 0 | 0 | 0 | 0 | 0 | 0 | 0 | 0 | 0 | 0 | 0 | 0 | 0 | 0 | 0 | 0 | 0 | 0
Commercial_Other Health_Existing_Miscellaneous_Natural Gas_Pool Heater_E8_Baseline Forecast | Commercial | Other Health | Existing | Miscellaneous | Natural Gas | Pool Heater | E8 |  | Baseline Forecast | 0 | 0 | 0 | 0 | 0 | 0 | 0 | 0 | 0 | 0 | 0 | 0 | 0 | 0 | 0 | 0 | 0 | 0 | 0 | 0 | 0 | 0 | 0 | 0 | 0 | 0 | 0 | 0 | 0 | 0 | 0 | 0 | 0
Commercial_Other Health_Existing_Miscellaneous_Natural Gas_Pool Heater_E9_Baseline Forecast | Commercial | Other Health | Existing | Miscellaneous | Natural Gas | Pool Heater | E9 |  | Baseline Forecast | 0 | 0 | 0 | 0 | 0 | 0 | 0 | 0 | 0 | 0 | 0 | 0 | 0 | 0 | 0 | 0 | 0 | 0 | 0 | 0 | 0 | 0 | 0 | 0 | 0 | 0 | 0 | 0 | 0 | 0 | 0 | 0 | 0
Commercial_Other Health_Existing_Miscellaneous_Natural Gas_Pool Heater_E10_Baseline Forecast | Commercial | Other Health | Existing | Miscellaneous | Natural Gas | Pool Heater | E10 |  | Baseline Forecast | 0 | 0 | 0 | 0 | 0 | 0 | 0 | 0 | 0 | 0 | 0 | 0 | 0 | 0 | 0 | 0 | 0 | 0 | 0 | 0 | 0 | 0 | 0 | 0 | 0 | 0 | 0 | 0 | 0 | 0 | 0 | 0 | 0
Commercial_Other Health_Existing_Miscellaneous_Natural Gas_Miscellaneous_E1_Baseline Forecast | Commercial | Other Health | Existing | Miscellaneous | Natural Gas | Miscellaneous | E1 |  | Baseline Forecast | 0 | 144085.9064 | 170653.6679 | 192853.0204 | 184464.1609 | 180896.3465 | 181021.8541 | 180078.7927 | 178907.1317 | 177987.2574 | 177096.342 | 215779.7561 | 216540.2443 | 215949.4081 | 212503.6594 | 211007.0686 | 210630.4221 | 209487.1787 | 208202.9373 | 207109.3521 | 206013.4008 | 215819.6615 | 213599.3457 | 211176.459 | 209697.5013 | 208651.954 | 207720.5023 | 206499.4419 | 205263.8695 | 204123.1608 | 202970.1749 | 204808.2282 | 202916.119
Commercial_Other Health_Existing_Miscellaneous_Natural Gas_Miscellaneous_E2_Baseline Forecast | Commercial | Other Health | Existing | Miscellaneous | Natural Gas | Miscellaneous | E2 |  | Baseline Forecast | 0 | 0 | 0 | 0 | 0 | 0 | 0 | 0 | 0 | 0 | 0 | 0 | 0 | 0 | 0 | 0 | 0 | 0 | 0 | 0 | 0 | 0 | 0 | 0 | 0 | 0 | 0 | 0 | 0 | 0 | 0 | 0 | 0
Commercial_Other Health_Existing_Miscellaneous_Natural Gas_Miscellaneous_E3_Baseline Forecast | Commercial | Other Health | Existing | Miscellaneous | Natural Gas | Miscellaneous | E3 |  | Baseline Forecast | 0 | 0 | 0 | 0 | 0 | 0 | 0 | 0 | 0 | 0 | 0 | 0 | 0 | 0 | 0 | 0 | 0 | 0 | 0 | 0 | 0 | 0 | 0 | 0 | 0 | 0 | 0 | 0 | 0 | 0 | 0 | 0 | 0
Commercial_Other Health_Existing_Miscellaneous_Natural Gas_Miscellaneous_E4_Baseline Forecast | Commercial | Other Health | Existing | Miscellaneous | Natural Gas | Miscellaneous | E4 |  | Baseline Forecast | 0 | 0 | 0 | 0 | 0 | 0 | 0 | 0 | 0 | 0 | 0 | 0 | 0 | 0 | 0 | 0 | 0 | 0 | 0 | 0 | 0 | 0 | 0 | 0 | 0 | 0 | 0 | 0 | 0 | 0 | 0 | 0 | 0
Commercial_Other Health_Existing_Miscellaneous_Natural Gas_Miscellaneous_E5_Baseline Forecast | Commercial | Other Health | Existing | Miscellaneous | Natural Gas | Miscellaneous | E5 |  | Baseline Forecast | 0 | 0 | 0 | 0 | 0 | 0 | 0 | 0 | 0 | 0 | 0 | 0 | 0 | 0 | 0 | 0 | 0 | 0 | 0 | 0 | 0 | 0 | 0 | 0 | 0 | 0 | 0 | 0 | 0 | 0 | 0 | 0 | 0
Commercial_Other Health_Existing_Miscellaneous_Natural Gas_Miscellaneous_E6_Baseline Forecast | Commercial | Other Health | Existing | Miscellaneous | Natural Gas | Miscellaneous | E6 |  | Baseline Forecast | 0 | 0 | 0 | 0 | 0 | 0 | 0 | 0 | 0 | 0 | 0 | 0 | 0 | 0 | 0 | 0 | 0 | 0 | 0 | 0 | 0 | 0 | 0 | 0 | 0 | 0 | 0 | 0 | 0 | 0 | 0 | 0 | 0
Commercial_Other Health_Existing_Miscellaneous_Natural Gas_Miscellaneous_E7_Baseline Forecast | Commercial | Other Health | Existing | Miscellaneous | Natural Gas | Miscellaneous | E7 |  | Baseline Forecast | 0 | 0 | 0 | 0 | 0 | 0 | 0 | 0 | 0 | 0 | 0 | 0 | 0 | 0 | 0 | 0 | 0 | 0 | 0 | 0 | 0 | 0 | 0 | 0 | 0 | 0 | 0 | 0 | 0 | 0 | 0 | 0 | 0
Commercial_Other Health_Existing_Miscellaneous_Natural Gas_Miscellaneous_E8_Baseline Forecast | Commercial | Other Health | Existing | Miscellaneous | Natural Gas | Miscellaneous | E8 |  | Baseline Forecast | 0 | 0 | 0 | 0 | 0 | 0 | 0 | 0 | 0 | 0 | 0 | 0 | 0 | 0 | 0 | 0 | 0 | 0 | 0 | 0 | 0 | 0 | 0 | 0 | 0 | 0 | 0 | 0 | 0 | 0 | 0 | 0 | 0
Commercial_Other Health_Existing_Miscellaneous_Natural Gas_Miscellaneous_E9_Baseline Forecast | Commercial | Other Health | Existing | Miscellaneous | Natural Gas | Miscellaneous | E9 |  | Baseline Forecast | 0 | 0 | 0 | 0 | 0 | 0 | 0 | 0 | 0 | 0 | 0 | 0 | 0 | 0 | 0 | 0 | 0 | 0 | 0 | 0 | 0 | 0 | 0 | 0 | 0 | 0 | 0 | 0 | 0 | 0 | 0 | 0 | 0
Commercial_Other Health_Existing_Miscellaneous_Natural Gas_Miscellaneous_E10_Baseline Forecast | Commercial | Other Health | Existing | Miscellaneous | Natural Gas | Miscellaneous | E10 |  | Baseline Forecast | 0 | 0 | 0 | 0 | 0 | 0 | 0 | 0 | 0 | 0 | 0 | 0 | 0 | 0 | 0 | 0 | 0 | 0 | 0 | 0 | 0 | 0 | 0 | 0 | 0 | 0 | 0 | 0 | 0 | 0 | 0 | 0 | 0
Commercial_Other Health_New_Space Heating_Natural Gas_Furnace_E1_Baseline Forecast | Commercial | Other Health | New | Space Heating | Natural Gas | Furnace | E1 |  | Baseline Forecast | 0 | 1795.3126 | 8659.4595 | 5534.0011 | 7137.2083 | 9685.9742 | 9053.2382 | 8023.9858 | 5765.2849 | 5579.0151 | 5506.2403 | 5409.9926 | 5427.7572 | 5443.2878 | 5488.4707 | 5498.5821 | 5511.6143 | 5504.4741 | 5497.2208 | 5600.5623 | 6127.2127 | 6420.7158 | 6782.8615 | 7273.7282 | 7687.2168 | 8012.5622 | 8263.1686 | 8479.2393 | 8673.1612 | 8848.0304 | 9008.9507 | 9158.7707 | 6756.9835
Commercial_Other Health_New_Space Heating_Natural Gas_Furnace_E2_Baseline Forecast | Commercial | Other Health | New | Space Heating | Natural Gas | Furnace | E2 |  | Baseline Forecast | 0 | 0 | 0 | 0 | 0 | 0 | 0 | 0 | 1451.3092 | 1388.9017 | 1370.7843 | 1398.7102 | 1371.6169 | 1375.5415 | 1372.3012 | 1374.8294 | 1363.6758 | 1361.9092 | 1360.1146 | 1385.6832 | 1515.9863 | 1588.6044 | 1678.206 | 1799.6556 | 1901.9603 | 1982.4568 | 2044.4615 | 2097.9214 | 2145.9013 | 2189.1672 | 2228.9819 | 2266.0501 | 1671.8033
Commercial_Other Health_New_Space Heating_Natural Gas_Furnace_E3_Baseline Forecast | Commercial | Other Health | New | Space Heating | Natural Gas | Furnace | E3 |  | Baseline Forecast | 0 | 0 | 0 | 0 | 0 | 0 | 0 | 0 | 0 | 0 | 0 | 0 | 0 | 0 | 0 | 0 | 0 | 0 | 0 | 0 | 0 | 0 | 0 | 0 | 0 | 0 | 0 | 0 | 0 | 0 | 0 | 0 | 0
Commercial_Other Health_New_Space Heating_Natural Gas_Furnace_E4_Baseline Forecast | Commercial | Other Health | New | Space Heating | Natural Gas | Furnace | E4 |  | Baseline Forecast | 0 | 0 | 0 | 0 | 0 | 0 | 0 | 0 | 0 | 0 | 0 | 0 | 0 | 0 | 0 | 0 | 0 | 0 | 0 | 0 | 0 | 0 | 0 | 0 | 0 | 0 | 0 | 0 | 0 | 0 | 0 | 0 | 0
Commercial_Other Health_New_Space Heating_Natural Gas_Furnace_E5_Baseline Forecast | Commercial | Other Health | New | Space Heating | Natural Gas | Furnace | E5 |  | Baseline Forecast | 0 | 0 | 0 | 0 | 0 | 0 | 0 | 0 | 0 | 0 | 0 | 0 | 0 | 0 | 0 | 0 | 0 | 0 | 0 | 0 | 0 | 0 | 0 | 0 | 0 | 0 | 0 | 0 | 0 | 0 | 0 | 0 | 0
Commercial_Other Health_New_Space Heating_Natural Gas_Furnace_E6_Baseline Forecast | Commercial | Other Health | New | Space Heating | Natural Gas | Furnace | E6 |  | Baseline Forecast | 0 | 0 | 0 | 0 | 0 | 0 | 0 | 0 | 0 | 0 | 0 | 0 | 0 | 0 | 0 | 0 | 0 | 0 | 0 | 0 | 0 | 0 | 0 | 0 | 0 | 0 | 0 | 0 | 0 | 0 | 0 | 0 | 0
Commercial_Other Health_New_Space Heating_Natural Gas_Furnace_E7_Baseline Forecast | Commercial | Other Health | New | Space Heating | Natural Gas | Furnace | E7 |  | Baseline Forecast | 0 | 0 | 0 | 0 | 0 | 0 | 0 | 0 | 0 | 0 | 0 | 0 | 0 | 0 | 0 | 0 | 0 | 0 | 0 | 0 | 0 | 0 | 0 | 0 | 0 | 0 | 0 | 0 | 0 | 0 | 0 | 0 | 0
Commercial_Other Health_New_Space Heating_Natural Gas_Furnace_E8_Baseline Forecast | Commercial | Other Health | New | Space Heating | Natural Gas | Furnace | E8 |  | Baseline Forecast | 0 | 0 | 0 | 0 | 0 | 0 | 0 | 0 | 0 | 0 | 0 | 0 | 0 | 0 | 0 | 0 | 0 | 0 | 0 | 0 | 0 | 0 | 0 | 0 | 0 | 0 | 0 | 0 | 0 | 0 | 0 | 0 | 0
Commercial_Other Health_New_Space Heating_Natural Gas_Furnace_E9_Baseline Forecast | Commercial | Other Health | New | Space Heating | Natural Gas | Furnace | E9 |  | Baseline Forecast | 0 | 0 | 0 | 0 | 0 | 0 | 0 | 0 | 0 | 0 | 0 | 0 | 0 | 0 | 0 | 0 | 0 | 0 | 0 | 0 | 0 | 0 | 0 | 0 | 0 | 0 | 0 | 0 | 0 | 0 | 0 | 0 | 0
Commercial_Other Health_New_Space Heating_Natural Gas_Furnace_E10_Baseline Forecast | Commercial | Other Health | New | Space Heating | Natural Gas | Furnace | E10 |  | Baseline Forecast | 0 | 0 | 0 | 0 | 0 | 0 | 0 | 0 | 0 | 0 | 0 | 0 | 0 | 0 | 0 | 0 | 0 | 0 | 0 | 0 | 0 | 0 | 0 | 0 | 0 | 0 | 0 | 0 | 0 | 0 | 0 | 0 | 0
Commercial_Other Health_New_Space Heating_Natural Gas_Boiler_E1_Baseline Forecast | Commercial | Other Health | New | Space Heating | Natural Gas | Boiler | E1 |  | Baseline Forecast | 0 | 5473.8466 | 26402.3949 | 16872.9795 | 21761.1031 | 20241.1728 | 18918.9188 | 16768.0483 | 15080.809 | 14561.1381 | 14371.197 | 14228.4222 | 14208.9276 | 14249.584 | 14337.2333 | 14363.6467 | 14367.5722 | 14348.9595 | 14330.0516 | 14310.8451 | 14313.9053 | 14316.9861 | 14640.9724 | 16237.7459 | 17093.7859 | 18194.9253 | 19680.3984 | 20910.8568 | 21834.1563 | 22520.3701 | 23097.1953 | 23604.5533 | 16201.2771
Commercial_Other Health_New_Space Heating_Natural Gas_Boiler_E2_Baseline Forecast | Commercial | Other Health | New | Space Heating | Natural Gas | Boiler | E2 |  | Baseline Forecast | 0 | 0 | 0 | 0 | 0 | 0 | 0 | 0 | 0 | 0 | 0 | 0 | 0 | 0 | 0 | 0 | 0 | 0 | 0 | 0 | 0 | 0 | 0 | 0 | 0 | 0 | 0 | 0 | 0 | 0 | 0 | 0 | 0
Commercial_Other Health_New_Space Heating_Natural Gas_Boiler_E3_Baseline Forecast | Commercial | Other Health | New | Space Heating | Natural Gas | Boiler | E3 |  | Baseline Forecast | 0 | 4644.4759 | 22402.032 | 14316.4675 | 18463.9663 | 34348.6569 | 32104.8319 | 28454.8698 | 25591.6758 | 24709.8101 | 24387.4859 | 24145.2013 | 24112.1195 | 24181.1122 | 24329.8504 | 24374.6732 | 24381.3347 | 24349.7495 | 24317.6633 | 24285.0705 | 24290.2636 | 24295.4916 | 24845.2865 | 27554.9628 | 29007.6367 | 30876.2369 | 33397.0397 | 35485.0904 | 37051.9017 | 38216.3856 | 39195.2405 | 40056.2116 | 27493.0763
Commercial_Other Health_New_Space Heating_Natural Gas_Boiler_E4_Baseline Forecast | Commercial | Other Health | New | Space Heating | Natural Gas | Boiler | E4 |  | Baseline Forecast | 0 | 0 | 0 | 0 | 0 | 0 | 0 | 0 | 0 | 0 | 0 | 0 | 0 | 0 | 0 | 0 | 0 | 0 | 0 | 0 | 0 | 0 | 0 | 0 | 0 | 0 | 0 | 0 | 0 | 0 | 0 | 0 | 0
Commercial_Other Health_New_Space Heating_Natural Gas_Boiler_E5_Baseline Forecast | Commercial | Other Health | New | Space Heating | Natural Gas | Boiler | E5 |  | Baseline Forecast | 0 | 0 | 0 | 0 | 0 | 0 | 0 | 0 | 0 | 0 | 0 | 0 | 0 | 0 | 0 | 0 | 0 | 0 | 0 | 0 | 0 | 0 | 0 | 0 | 0 | 0 | 0 | 0 | 0 | 0 | 0 | 0 | 0
Commercial_Other Health_New_Space Heating_Natural Gas_Boiler_E6_Baseline Forecast | Commercial | Other Health | New | Space Heating | Natural Gas | Boiler | E6 |  | Baseline Forecast | 0 | 0 | 0 | 0 | 0 | 0 | 0 | 0 | 0 | 0 | 0 | 0 | 0 | 0 | 0 | 0 | 0 | 0 | 0 | 0 | 0 | 0 | 0 | 0 | 0 | 0 | 0 | 0 | 0 | 0 | 0 | 0 | 0
Commercial_Other Health_New_Space Heating_Natural Gas_Boiler_E7_Baseline Forecast | Commercial | Other Health | New | Space Heating | Natural Gas | Boiler | E7 |  | Baseline Forecast | 0 | 0 | 0 | 0 | 0 | 0 | 0 | 0 | 0 | 0 | 0 | 0 | 0 | 0 | 0 | 0 | 0 | 0 | 0 | 0 | 0 | 0 | 0 | 0 | 0 | 0 | 0 | 0 | 0 | 0 | 0 | 0 | 0
Commercial_Other Health_New_Space Heating_Natural Gas_Boiler_E8_Baseline Forecast | Commercial | Other Health | New | Space Heating | Natural Gas | Boiler | E8 |  | Baseline Forecast | 0 | 0 | 0 | 0 | 0 | 0 | 0 | 0 | 0 | 0 | 0 | 0 | 0 | 0 | 0 | 0 | 0 | 0 | 0 | 0 | 0 | 0 | 0 | 0 | 0 | 0 | 0 | 0 | 0 | 0 | 0 | 0 | 0
Commercial_Other Health_New_Space Heating_Natural Gas_Boiler_E9_Baseline Forecast | Commercial | Other Health | New | Space Heating | Natural Gas | Boiler | E9 |  | Baseline Forecast | 0 | 0 | 0 | 0 | 0 | 0 | 0 | 0 | 0 | 0 | 0 | 0 | 0 | 0 | 0 | 0 | 0 | 0 | 0 | 0 | 0 | 0 | 0 | 0 | 0 | 0 | 0 | 0 | 0 | 0 | 0 | 0 | 0
Commercial_Other Health_New_Space Heating_Natural Gas_Boiler_E10_Baseline Forecast | Commercial | Other Health | New | Space Heating | Natural Gas | Boiler | E10 |  | Baseline Forecast | 0 | 0 | 0 | 0 | 0 | 0 | 0 | 0 | 0 | 0 | 0 | 0 | 0 | 0 | 0 | 0 | 0 | 0 | 0 | 0 | 0 | 0 | 0 | 0 | 0 | 0 | 0 | 0 | 0 | 0 | 0 | 0 | 0
Commercial_Other Health_New_Space Heating_Natural Gas_Unit Heater_E1_Baseline Forecast | Commercial | Other Health | New | Space Heating | Natural Gas | Unit Heater | E1 |  | Baseline Forecast | 0 | 0 | 0 | 0 | 0 | 0 | 0 | 0 | 0 | 0 | 0 | 0 | 0 | 0 | 0 | 0 | 0 | 0 | 0 | 0 | 0 | 0 | 0 | 0 | 0 | 0 | 0 | 0 | 0 | 0 | 0 | 0 | 0
Commercial_Other Health_New_Space Heating_Natural Gas_Unit Heater_E2_Baseline Forecast | Commercial | Other Health | New | Space Heating | Natural Gas | Unit Heater | E2 |  | Baseline Forecast | 0 | 0 | 0 | 0 | 0 | 0 | 0 | 0 | 0 | 0 | 0 | 0 | 0 | 0 | 0 | 0 | 0 | 0 | 0 | 0 | 0 | 0 | 0 | 0 | 0 | 0 | 0 | 0 | 0 | 0 | 0 | 0 | 0
Commercial_Other Health_New_Space Heating_Natural Gas_Unit Heater_E3_Baseline Forecast | Commercial | Other Health | New | Space Heating | Natural Gas | Unit Heater | E3 |  | Baseline Forecast | 0 | 0 | 0 | 0 | 0 | 0 | 0 | 0 | 0 | 0 | 0 | 0 | 0 | 0 | 0 | 0 | 0 | 0 | 0 | 0 | 0 | 0 | 0 | 0 | 0 | 0 | 0 | 0 | 0 | 0 | 0 | 0 | 0
Commercial_Other Health_New_Space Heating_Natural Gas_Unit Heater_E4_Baseline Forecast | Commercial | Other Health | New | Space Heating | Natural Gas | Unit Heater | E4 |  | Baseline Forecast | 0 | 0 | 0 | 0 | 0 | 0 | 0 | 0 | 0 | 0 | 0 | 0 | 0 | 0 | 0 | 0 | 0 | 0 | 0 | 0 | 0 | 0 | 0 | 0 | 0 | 0 | 0 | 0 | 0 | 0 | 0 | 0 | 0
Commercial_Other Health_New_Space Heating_Natural Gas_Unit Heater_E5_Baseline Forecast | Commercial | Other Health | New | Space Heating | Natural Gas | Unit Heater | E5 |  | Baseline Forecast | 0 | 0 | 0 | 0 | 0 | 0 | 0 | 0 | 0 | 0 | 0 | 0 | 0 | 0 | 0 | 0 | 0 | 0 | 0 | 0 | 0 | 0 | 0 | 0 | 0 | 0 | 0 | 0 | 0 | 0 | 0 | 0 | 0
Commercial_Other Health_New_Space Heating_Natural Gas_Unit Heater_E6_Baseline Forecast | Commercial | Other Health | New | Space Heating | Natural Gas | Unit Heater | E6 |  | Baseline Forecast | 0 | 0 | 0 | 0 | 0 | 0 | 0 | 0 | 0 | 0 | 0 | 0 | 0 | 0 | 0 | 0 | 0 | 0 | 0 | 0 | 0 | 0 | 0 | 0 | 0 | 0 | 0 | 0 | 0 | 0 | 0 | 0 | 0
Commercial_Other Health_New_Space Heating_Natural Gas_Unit Heater_E7_Baseline Forecast | Commercial | Other Health | New | Space Heating | Natural Gas | Unit Heater | E7 |  | Baseline Forecast | 0 | 0 | 0 | 0 | 0 | 0 | 0 | 0 | 0 | 0 | 0 | 0 | 0 | 0 | 0 | 0 | 0 | 0 | 0 | 0 | 0 | 0 | 0 | 0 | 0 | 0 | 0 | 0 | 0 | 0 | 0 | 0 | 0
Commercial_Other Health_New_Space Heating_Natural Gas_Unit Heater_E8_Baseline Forecast | Commercial | Other Health | New | Space Heating | Natural Gas | Unit Heater | E8 |  | Baseline Forecast | 0 | 0 | 0 | 0 | 0 | 0 | 0 | 0 | 0 | 0 | 0 | 0 | 0 | 0 | 0 | 0 | 0 | 0 | 0 | 0 | 0 | 0 | 0 | 0 | 0 | 0 | 0 | 0 | 0 | 0 | 0 | 0 | 0
Commercial_Other Health_New_Space Heating_Natural Gas_Unit Heater_E9_Baseline Forecast | Commercial | Other Health | New | Space Heating | Natural Gas | Unit Heater | E9 |  | Baseline Forecast | 0 | 0 | 0 | 0 | 0 | 0 | 0 | 0 | 0 | 0 | 0 | 0 | 0 | 0 | 0 | 0 | 0 | 0 | 0 | 0 | 0 | 0 | 0 | 0 | 0 | 0 | 0 | 0 | 0 | 0 | 0 | 0 | 0
Commercial_Other Health_New_Space Heating_Natural Gas_Unit Heater_E10_Baseline Forecast | Commercial | Other Health | New | Space Heating | Natural Gas | Unit Heater | E10 |  | Baseline Forecast | 0 | 0 | 0 | 0 | 0 | 0 | 0 | 0 | 0 | 0 | 0 | 0 | 0 | 0 | 0 | 0 | 0 | 0 | 0 | 0 | 0 | 0 | 0 | 0 | 0 | 0 | 0 | 0 | 0 | 0 | 0 | 0 | 0
Commercial_Other Health_New_Water Heating_Natural Gas_Water Heater_E1_Baseline Forecast | Commercial | Other Health | New | Water Heating | Natural Gas | Water Heater | E1 |  | Baseline Forecast | 0 | 0 | 0 | 0 | 0 | 0 | 0 | 0 | 0 | 0 | 0 | 0 | 0 | 0 | 0 | 0 | 0 | 0 | 0 | 0 | 0 | 0 | 0 | 0 | 0 | 0 | 0 | 0 | 0 | 0 | 0 | 0 | 0
Commercial_Other Health_New_Water Heating_Natural Gas_Water Heater_E2_Baseline Forecast | Commercial | Other Health | New | Water Heating | Natural Gas | Water Heater | E2 |  | Baseline Forecast | 0 | 13037.8568 | 62886.4254 | 40188.8303 | 51831.5854 | 70341.1446 | 65746.1114 | 58271.5103 | 52408.0978 | 50602.1628 | 52549.6601 | 64109.2667 | 69146.6175 | 75700.5338 | 84837.1435 | 94493.3356 | 110313.2856 | 102703.4261 | 105242.5059 | 109449.1816 | 109133.7443 | 109136.2015 | 110803.3909 | 115015.4274 | 121287.385 | 132045.8129 | 137422.5276 | 142630.9982 | 148317.8819 | 152942.2515 | 158259.7856 | 156707.0318 | 131683.3994
Commercial_Other Health_New_Water Heating_Natural Gas_Water Heater_E3_Baseline Forecast | Commercial | Other Health | New | Water Heating | Natural Gas | Water Heater | E3 |  | Baseline Forecast | 0 | 0 | 0 | 0 | 0 | 0 | 0 | 0 | 0 | 0 | 0 | 0 | 0 | 0 | 0 | 0 | 0 | 0 | 0 | 0 | 0 | 0 | 0 | 0 | 0 | 0 | 0 | 0 | 0 | 0 | 0 | 0 | 0
Commercial_Other Health_New_Water Heating_Natural Gas_Water Heater_E4_Baseline Forecast | Commercial | Other Health | New | Water Heating | Natural Gas | Water Heater | E4 |  | Baseline Forecast | 0 | 0 | 0 | 0 | 0 | 0 | 0 | 0 | 0 | 0 | 0 | 0 | 0 | 0 | 0 | 0 | 0 | 0 | 0 | 0 | 0 | 0 | 0 | 0 | 0 | 0 | 0 | 0 | 0 | 0 | 0 | 0 | 0
Commercial_Other Health_New_Water Heating_Natural Gas_Water Heater_E5_Baseline Forecast | Commercial | Other Health | New | Water Heating | Natural Gas | Water Heater | E5 |  | Baseline Forecast | 0 | 0 | 0 | 0 | 0 | 0 | 0 | 0 | 0 | 0 | 0 | 0 | 0 | 0 | 0 | 0 | 0 | 0 | 0 | 0 | 0 | 0 | 0 | 0 | 0 | 0 | 0 | 0 | 0 | 0 | 0 | 0 | 0
Commercial_Other Health_New_Water Heating_Natural Gas_Water Heater_E6_Baseline Forecast | Commercial | Other Health | New | Water Heating | Natural Gas | Water Heater | E6 |  | Baseline Forecast | 0 | 0 | 0 | 0 | 0 | 0 | 0 | 0 | 0 | 0 | 0 | 0 | 0 | 0 | 0 | 0 | 0 | 0 | 0 | 0 | 0 | 0 | 0 | 0 | 0 | 0 | 0 | 0 | 0 | 0 | 0 | 0 | 0
Commercial_Other Health_New_Water Heating_Natural Gas_Water Heater_E7_Baseline Forecast | Commercial | Other Health | New | Water Heating | Natural Gas | Water Heater | E7 |  | Baseline Forecast | 0 | 0 | 0 | 0 | 0 | 0 | 0 | 0 | 0 | 0 | 0 | 0 | 0 | 0 | 0 | 0 | 0 | 0 | 0 | 0 | 0 | 0 | 0 | 0 | 0 | 0 | 0 | 0 | 0 | 0 | 0 | 0 | 0
Commercial_Other Health_New_Water Heating_Natural Gas_Water Heater_E8_Baseline Forecast | Commercial | Other Health | New | Water Heating | Natural Gas | Water Heater | E8 |  | Baseline Forecast | 0 | 0 | 0 | 0 | 0 | 0 | 0 | 0 | 0 | 0 | 0 | 0 | 0 | 0 | 0 | 0 | 0 | 0 | 0 | 0 | 0 | 0 | 0 | 0 | 0 | 0 | 0 | 0 | 0 | 0 | 0 | 0 | 0
Commercial_Other Health_New_Water Heating_Natural Gas_Water Heater_E9_Baseline Forecast | Commercial | Other Health | New | Water Heating | Natural Gas | Water Heater | E9 |  | Baseline Forecast | 0 | 0 | 0 | 0 | 0 | 0 | 0 | 0 | 0 | 0 | 0 | 0 | 0 | 0 | 0 | 0 | 0 | 0 | 0 | 0 | 0 | 0 | 0 | 0 | 0 | 0 | 0 | 0 | 0 | 0 | 0 | 0 | 0
Commercial_Other Health_New_Water Heating_Natural Gas_Water Heater_E10_Baseline Forecast | Commercial | Other Health | New | Water Heating | Natural Gas | Water Heater | E10 |  | Baseline Forecast | 0 | 0 | 0 | 0 | 0 | 0 | 0 | 0 | 0 | 0 | 0 | 0 | 0 | 0 | 0 | 0 | 0 | 0 | 0 | 0 | 0 | 0 | 0 | 0 | 0 | 0 | 0 | 0 | 0 | 0 | 0 | 0 | 0
Commercial_Other Health_New_Food Preparation_Natural Gas_Oven_E1_Baseline Forecast | Commercial | Other Health | New | Food Preparation | Natural Gas | Oven | E1 |  | Baseline Forecast | 0 | 108.3913 | 522.8115 | 334.1131 | 430.9061 | 584.7869 | 546.5857 | 484.445 | 435.699 | 420.6852 | 415.1976 | 411.0727 | 432.1878 | 533.589 | 578.5629 | 632.638 | 706.1771 | 785.1538 | 916.0145 | 852.7322 | 874.4757 | 905.7565 | 879.0384 | 855.5058 | 860.3646 | 882.5639 | 913.6498 | 953.5979 | 1007.9827 | 1098.7237 | 1143.8825 | 1186.7588 | 1005.5879
Commercial_Other Health_New_Food Preparation_Natural Gas_Oven_E2_Baseline Forecast | Commercial | Other Health | New | Food Preparation | Natural Gas | Oven | E2 |  | Baseline Forecast | 0 | 155.9777 | 752.3384 | 480.797 | 620.0844 | 841.5226 | 786.5501 | 697.1281 | 626.9815 | 605.3763 | 597.4795 | 591.5437 | 621.9288 | 767.8476 | 832.5662 | 910.3815 | 1016.206 | 1129.8554 | 1318.1673 | 1227.1024 | 1258.3919 | 1303.4057 | 1264.9576 | 1231.0937 | 1238.0856 | 1270.0309 | 1314.7643 | 1372.2507 | 1450.5116 | 1581.0902 | 1646.0748 | 1707.7748 | 1447.0655
Commercial_Other Health_New_Food Preparation_Natural Gas_Oven_E3_Baseline Forecast | Commercial | Other Health | New | Food Preparation | Natural Gas | Oven | E3 |  | Baseline Forecast | 0 | 0 | 0 | 0 | 0 | 0 | 0 | 0 | 0 | 0 | 0 | 0 | 0 | 0 | 0 | 0 | 0 | 0 | 0 | 0 | 0 | 0 | 0 | 0 | 0 | 0 | 0 | 0 | 0 | 0 | 0 | 0 | 0
Commercial_Other Health_New_Food Preparation_Natural Gas_Oven_E4_Baseline Forecast | Commercial | Other Health | New | Food Preparation | Natural Gas | Oven | E4 |  | Baseline Forecast | 0 | 0 | 0 | 0 | 0 | 0 | 0 | 0 | 0 | 0 | 0 | 0 | 0 | 0 | 0 | 0 | 0 | 0 | 0 | 0 | 0 | 0 | 0 | 0 | 0 | 0 | 0 | 0 | 0 | 0 | 0 | 0 | 0
Commercial_Other Health_New_Food Preparation_Natural Gas_Oven_E5_Baseline Forecast | Commercial | Other Health | New | Food Preparation | Natural Gas | Oven | E5 |  | Baseline Forecast | 0 | 0 | 0 | 0 | 0 | 0 | 0 | 0 | 0 | 0 | 0 | 0 | 0 | 0 | 0 | 0 | 0 | 0 | 0 | 0 | 0 | 0 | 0 | 0 | 0 | 0 | 0 | 0 | 0 | 0 | 0 | 0 | 0
Commercial_Other Health_New_Food Preparation_Natural Gas_Oven_E6_Baseline Forecast | Commercial | Other Health | New | Food Preparation | Natural Gas | Oven | E6 |  | Baseline Forecast | 0 | 0 | 0 | 0 | 0 | 0 | 0 | 0 | 0 | 0 | 0 | 0 | 0 | 0 | 0 | 0 | 0 | 0 | 0 | 0 | 0 | 0 | 0 | 0 | 0 | 0 | 0 | 0 | 0 | 0 | 0 | 0 | 0
Commercial_Other Health_New_Food Preparation_Natural Gas_Oven_E7_Baseline Forecast | Commercial | Other Health | New | Food Preparation | Natural Gas | Oven | E7 |  | Baseline Forecast | 0 | 0 | 0 | 0 | 0 | 0 | 0 | 0 | 0 | 0 | 0 | 0 | 0 | 0 | 0 | 0 | 0 | 0 | 0 | 0 | 0 | 0 | 0 | 0 | 0 | 0 | 0 | 0 | 0 | 0 | 0 | 0 | 0
Commercial_Other Health_New_Food Preparation_Natural Gas_Oven_E8_Baseline Forecast | Commercial | Other Health | New | Food Preparation | Natural Gas | Oven | E8 |  | Baseline Forecast | 0 | 0 | 0 | 0 | 0 | 0 | 0 | 0 | 0 | 0 | 0 | 0 | 0 | 0 | 0 | 0 | 0 | 0 | 0 | 0 | 0 | 0 | 0 | 0 | 0 | 0 | 0 | 0 | 0 | 0 | 0 | 0 | 0
Commercial_Other Health_New_Food Preparation_Natural Gas_Oven_E9_Baseline Forecast | Commercial | Other Health | New | Food Preparation | Natural Gas | Oven | E9 |  | Baseline Forecast | 0 | 0 | 0 | 0 | 0 | 0 | 0 | 0 | 0 | 0 | 0 | 0 | 0 | 0 | 0 | 0 | 0 | 0 | 0 | 0 | 0 | 0 | 0 | 0 | 0 | 0 | 0 | 0 | 0 | 0 | 0 | 0 | 0
Commercial_Other Health_New_Food Preparation_Natural Gas_Oven_E10_Baseline Forecast | Commercial | Other Health | New | Food Preparation | Natural Gas | Oven | E10 |  | Baseline Forecast | 0 | 0 | 0 | 0 | 0 | 0 | 0 | 0 | 0 | 0 | 0 | 0 | 0 | 0 | 0 | 0 | 0 | 0 | 0 | 0 | 0 | 0 | 0 | 0 | 0 | 0 | 0 | 0 | 0 | 0 | 0 | 0 | 0
Commercial_Other Health_New_Food Preparation_Natural Gas_Conveyor Oven_E1_Baseline Forecast | Commercial | Other Health | New | Food Preparation | Natural Gas | Conveyor Oven | E1 |  | Baseline Forecast | 0 | 54.1956 | 261.4057 | 167.0566 | 215.4531 | 292.3934 | 273.2928 | 242.2225 | 217.8495 | 210.3426 | 207.5988 | 205.5364 | 205.2548 | 205.8421 | 207.1082 | 207.4898 | 207.5465 | 218.1167 | 267.9569 | 288.9003 | 315.6004 | 352.3578 | 391.8683 | 457.3217 | 425.7045 | 436.5666 | 452.1974 | 439.12 | 425.4713 | 416.4327 | 413.8836 | 413.1767 | 299.3858
Commercial_Other Health_New_Food Preparation_Natural Gas_Conveyor Oven_E2_Baseline Forecast | Commercial | Other Health | New | Food Preparation | Natural Gas | Conveyor Oven | E2 |  | Baseline Forecast | 0 | 77.9889 | 376.1692 | 240.3985 | 310.0422 | 420.7613 | 393.2751 | 348.5641 | 313.4908 | 302.6882 | 298.7398 | 295.7719 | 295.3666 | 296.2118 | 298.0338 | 298.5828 | 298.6644 | 313.8753 | 385.5965 | 415.7346 | 454.1567 | 507.0515 | 563.908 | 658.0971 | 612.5991 | 628.2301 | 650.723 | 631.9045 | 612.2636 | 599.2568 | 595.5886 | 594.5713 | 430.8235
Commercial_Other Health_New_Food Preparation_Natural Gas_Conveyor Oven_E3_Baseline Forecast | Commercial | Other Health | New | Food Preparation | Natural Gas | Conveyor Oven | E3 |  | Baseline Forecast | 0 | 0 | 0 | 0 | 0 | 0 | 0 | 0 | 0 | 0 | 0 | 0 | 0 | 0 | 0 | 0 | 0 | 0 | 0 | 0 | 0 | 0 | 0 | 0 | 0 | 0 | 0 | 0 | 0 | 0 | 0 | 0 | 0
Commercial_Other Health_New_Food Preparation_Natural Gas_Conveyor Oven_E4_Baseline Forecast | Commercial | Other Health | New | Food Preparation | Natural Gas | Conveyor Oven | E4 |  | Baseline Forecast | 0 | 0 | 0 | 0 | 0 | 0 | 0 | 0 | 0 | 0 | 0 | 0 | 0 | 0 | 0 | 0 | 0 | 0 | 0 | 0 | 0 | 0 | 0 | 0 | 0 | 0 | 0 | 0 | 0 | 0 | 0 | 0 | 0
Commercial_Other Health_New_Food Preparation_Natural Gas_Conveyor Oven_E5_Baseline Forecast | Commercial | Other Health | New | Food Preparation | Natural Gas | Conveyor Oven | E5 |  | Baseline Forecast | 0 | 0 | 0 | 0 | 0 | 0 | 0 | 0 | 0 | 0 | 0 | 0 | 0 | 0 | 0 | 0 | 0 | 0 | 0 | 0 | 0 | 0 | 0 | 0 | 0 | 0 | 0 | 0 | 0 | 0 | 0 | 0 | 0
Commercial_Other Health_New_Food Preparation_Natural Gas_Conveyor Oven_E6_Baseline Forecast | Commercial | Other Health | New | Food Preparation | Natural Gas | Conveyor Oven | E6 |  | Baseline Forecast | 0 | 0 | 0 | 0 | 0 | 0 | 0 | 0 | 0 | 0 | 0 | 0 | 0 | 0 | 0 | 0 | 0 | 0 | 0 | 0 | 0 | 0 | 0 | 0 | 0 | 0 | 0 | 0 | 0 | 0 | 0 | 0 | 0
Commercial_Other Health_New_Food Preparation_Natural Gas_Conveyor Oven_E7_Baseline Forecast | Commercial | Other Health | New | Food Preparation | Natural Gas | Conveyor Oven | E7 |  | Baseline Forecast | 0 | 0 | 0 | 0 | 0 | 0 | 0 | 0 | 0 | 0 | 0 | 0 | 0 | 0 | 0 | 0 | 0 | 0 | 0 | 0 | 0 | 0 | 0 | 0 | 0 | 0 | 0 | 0 | 0 | 0 | 0 | 0 | 0
Commercial_Other Health_New_Food Preparation_Natural Gas_Conveyor Oven_E8_Baseline Forecast | Commercial | Other Health | New | Food Preparation | Natural Gas | Conveyor Oven | E8 |  | Baseline Forecast | 0 | 0 | 0 | 0 | 0 | 0 | 0 | 0 | 0 | 0 | 0 | 0 | 0 | 0 | 0 | 0 | 0 | 0 | 0 | 0 | 0 | 0 | 0 | 0 | 0 | 0 | 0 | 0 | 0 | 0 | 0 | 0 | 0
Commercial_Other Health_New_Food Preparation_Natural Gas_Conveyor Oven_E9_Baseline Forecast | Commercial | Other Health | New | Food Preparation | Natural Gas | Conveyor Oven | E9 |  | Baseline Forecast | 0 | 0 | 0 | 0 | 0 | 0 | 0 | 0 | 0 | 0 | 0 | 0 | 0 | 0 | 0 | 0 | 0 | 0 | 0 | 0 | 0 | 0 | 0 | 0 | 0 | 0 | 0 | 0 | 0 | 0 | 0 | 0 | 0
Commercial_Other Health_New_Food Preparation_Natural Gas_Conveyor Oven_E10_Baseline Forecast | Commercial | Other Health | New | Food Preparation | Natural Gas | Conveyor Oven | E10 |  | Baseline Forecast | 0 | 0 | 0 | 0 | 0 | 0 | 0 | 0 | 0 | 0 | 0 | 0 | 0 | 0 | 0 | 0 | 0 | 0 | 0 | 0 | 0 | 0 | 0 | 0 | 0 | 0 | 0 | 0 | 0 | 0 | 0 | 0 | 0
Commercial_Other Health_New_Food Preparation_Natural Gas_Double Rack Oven_E1_Baseline Forecast | Commercial | Other Health | New | Food Preparation | Natural Gas | Double Rack Oven | E1 |  | Baseline Forecast | 0 | 54.1956 | 261.4057 | 167.0566 | 215.4531 | 292.3934 | 273.2928 | 242.2225 | 217.8495 | 210.3426 | 207.5988 | 205.5364 | 216.0939 | 266.7945 | 289.2815 | 316.319 | 353.0885 | 392.5769 | 458.0073 | 426.3661 | 437.2379 | 452.8783 | 439.5192 | 427.7529 | 430.1823 | 441.2819 | 456.8249 | 476.799 | 503.9913 | 549.3618 | 571.9413 | 593.3794 | 502.7939
Commercial_Other Health_New_Food Preparation_Natural Gas_Double Rack Oven_E2_Baseline Forecast | Commercial | Other Health | New | Food Preparation | Natural Gas | Double Rack Oven | E2 |  | Baseline Forecast | 0 | 77.9889 | 376.1692 | 240.3985 | 310.0422 | 420.7613 | 393.2751 | 348.5641 | 313.4908 | 302.6882 | 298.7398 | 295.7719 | 310.9644 | 383.9238 | 416.2831 | 455.1907 | 508.103 | 564.9277 | 659.0836 | 613.5512 | 629.1959 | 651.7029 | 632.4788 | 615.5469 | 619.0428 | 635.0155 | 657.3822 | 686.1253 | 725.2558 | 790.5451 | 823.0374 | 853.8874 | 723.5327
Commercial_Other Health_New_Food Preparation_Natural Gas_Double Rack Oven_E3_Baseline Forecast | Commercial | Other Health | New | Food Preparation | Natural Gas | Double Rack Oven | E3 |  | Baseline Forecast | 0 | 0 | 0 | 0 | 0 | 0 | 0 | 0 | 0 | 0 | 0 | 0 | 0 | 0 | 0 | 0 | 0 | 0 | 0 | 0 | 0 | 0 | 0 | 0 | 0 | 0 | 0 | 0 | 0 | 0 | 0 | 0 | 0
Commercial_Other Health_New_Food Preparation_Natural Gas_Double Rack Oven_E4_Baseline Forecast | Commercial | Other Health | New | Food Preparation | Natural Gas | Double Rack Oven | E4 |  | Baseline Forecast | 0 | 0 | 0 | 0 | 0 | 0 | 0 | 0 | 0 | 0 | 0 | 0 | 0 | 0 | 0 | 0 | 0 | 0 | 0 | 0 | 0 | 0 | 0 | 0 | 0 | 0 | 0 | 0 | 0 | 0 | 0 | 0 | 0
Commercial_Other Health_New_Food Preparation_Natural Gas_Double Rack Oven_E5_Baseline Forecast | Commercial | Other Health | New | Food Preparation | Natural Gas | Double Rack Oven | E5 |  | Baseline Forecast | 0 | 0 | 0 | 0 | 0 | 0 | 0 | 0 | 0 | 0 | 0 | 0 | 0 | 0 | 0 | 0 | 0 | 0 | 0 | 0 | 0 | 0 | 0 | 0 | 0 | 0 | 0 | 0 | 0 | 0 | 0 | 0 | 0
Commercial_Other Health_New_Food Preparation_Natural Gas_Double Rack Oven_E6_Baseline Forecast | Commercial | Other Health | New | Food Preparation | Natural Gas | Double Rack Oven | E6 |  | Baseline Forecast | 0 | 0 | 0 | 0 | 0 | 0 | 0 | 0 | 0 | 0 | 0 | 0 | 0 | 0 | 0 | 0 | 0 | 0 | 0 | 0 | 0 | 0 | 0 | 0 | 0 | 0 | 0 | 0 | 0 | 0 | 0 | 0 | 0
Commercial_Other Health_New_Food Preparation_Natural Gas_Double Rack Oven_E7_Baseline Forecast | Commercial | Other Health | New | Food Preparation | Natural Gas | Double Rack Oven | E7 |  | Baseline Forecast | 0 | 0 | 0 | 0 | 0 | 0 | 0 | 0 | 0 | 0 | 0 | 0 | 0 | 0 | 0 | 0 | 0 | 0 | 0 | 0 | 0 | 0 | 0 | 0 | 0 | 0 | 0 | 0 | 0 | 0 | 0 | 0 | 0
Commercial_Other Health_New_Food Preparation_Natural Gas_Double Rack Oven_E8_Baseline Forecast | Commercial | Other Health | New | Food Preparation | Natural Gas | Double Rack Oven | E8 |  | Baseline Forecast | 0 | 0 | 0 | 0 | 0 | 0 | 0 | 0 | 0 | 0 | 0 | 0 | 0 | 0 | 0 | 0 | 0 | 0 | 0 | 0 | 0 | 0 | 0 | 0 | 0 | 0 | 0 | 0 | 0 | 0 | 0 | 0 | 0
Commercial_Other Health_New_Food Preparation_Natural Gas_Double Rack Oven_E9_Baseline Forecast | Commercial | Other Health | New | Food Preparation | Natural Gas | Double Rack Oven | E9 |  | Baseline Forecast | 0 | 0 | 0 | 0 | 0 | 0 | 0 | 0 | 0 | 0 | 0 | 0 | 0 | 0 | 0 | 0 | 0 | 0 | 0 | 0 | 0 | 0 | 0 | 0 | 0 | 0 | 0 | 0 | 0 | 0 | 0 | 0 | 0
Commercial_Other Health_New_Food Preparation_Natural Gas_Double Rack Oven_E10_Baseline Forecast | Commercial | Other Health | New | Food Preparation | Natural Gas | Double Rack Oven | E10 |  | Baseline Forecast | 0 | 0 | 0 | 0 | 0 | 0 | 0 | 0 | 0 | 0 | 0 | 0 | 0 | 0 | 0 | 0 | 0 | 0 | 0 | 0 | 0 | 0 | 0 | 0 | 0 | 0 | 0 | 0 | 0 | 0 | 0 | 0 | 0
Commercial_Other Health_New_Food Preparation_Natural Gas_Fryer_E1_Baseline Forecast | Commercial | Other Health | New | Food Preparation | Natural Gas | Fryer | E1 |  | Baseline Forecast | 0 | 2264.6009 | 10923.0112 | 0 | 0 | 0 | 0 | 0 | 0 | 0 | 0 | 0 | 0 | 0 | 0 | 0 | 0 | 0 | 0 | 0 | 0 | 0 | 0 | 0 | 0 | 0 | 0 | 0 | 0 | 0 | 0 | 0 | 0
Commercial_Other Health_New_Food Preparation_Natural Gas_Fryer_E2_Baseline Forecast | Commercial | Other Health | New | Food Preparation | Natural Gas | Fryer | E2 |  | Baseline Forecast | 0 | 795.6706 | 3837.8147 | 9433.2016 | 12166.0121 | 16510.6123 | 16197.125 | 17941.6113 | 17857.6381 | 19086.172 | 21982.9249 | 26127.2371 | 25702.17 | 27320.2448 | 29270.0423 | 30319.1166 | 32617.4103 | 33783.378 | 35369.8001 | 37438.843 | 39563.1915 | 40647.3321 | 42220.9592 | 43872.8314 | 45411.5281 | 47405.7739 | 48904.2873 | 50521.858 | 52263.0382 | 53967.2309 | 55497.6025 | 57136.682 | 52384.8239
Commercial_Other Health_New_Food Preparation_Natural Gas_Fryer_E3_Baseline Forecast | Commercial | Other Health | New | Food Preparation | Natural Gas | Fryer | E3 |  | Baseline Forecast | 0 | 0 | 0 | 0 | 0 | 0 | 0 | 0 | 0 | 0 | 0 | 0 | 0 | 0 | 0 | 0 | 0 | 0 | 0 | 0 | 0 | 0 | 0 | 0 | 0 | 0 | 0 | 0 | 0 | 0 | 0 | 0 | 0
Commercial_Other Health_New_Food Preparation_Natural Gas_Fryer_E4_Baseline Forecast | Commercial | Other Health | New | Food Preparation | Natural Gas | Fryer | E4 |  | Baseline Forecast | 0 | 0 | 0 | 0 | 0 | 0 | 0 | 0 | 0 | 0 | 0 | 0 | 0 | 0 | 0 | 0 | 0 | 0 | 0 | 0 | 0 | 0 | 0 | 0 | 0 | 0 | 0 | 0 | 0 | 0 | 0 | 0 | 0
Commercial_Other Health_New_Food Preparation_Natural Gas_Fryer_E5_Baseline Forecast | Commercial | Other Health | New | Food Preparation | Natural Gas | Fryer | E5 |  | Baseline Forecast | 0 | 0 | 0 | 0 | 0 | 0 | 0 | 0 | 0 | 0 | 0 | 0 | 0 | 0 | 0 | 0 | 0 | 0 | 0 | 0 | 0 | 0 | 0 | 0 | 0 | 0 | 0 | 0 | 0 | 0 | 0 | 0 | 0
Commercial_Other Health_New_Food Preparation_Natural Gas_Fryer_E6_Baseline Forecast | Commercial | Other Health | New | Food Preparation | Natural Gas | Fryer | E6 |  | Baseline Forecast | 0 | 0 | 0 | 0 | 0 | 0 | 0 | 0 | 0 | 0 | 0 | 0 | 0 | 0 | 0 | 0 | 0 | 0 | 0 | 0 | 0 | 0 | 0 | 0 | 0 | 0 | 0 | 0 | 0 | 0 | 0 | 0 | 0
Commercial_Other Health_New_Food Preparation_Natural Gas_Fryer_E7_Baseline Forecast | Commercial | Other Health | New | Food Preparation | Natural Gas | Fryer | E7 |  | Baseline Forecast | 0 | 0 | 0 | 0 | 0 | 0 | 0 | 0 | 0 | 0 | 0 | 0 | 0 | 0 | 0 | 0 | 0 | 0 | 0 | 0 | 0 | 0 | 0 | 0 | 0 | 0 | 0 | 0 | 0 | 0 | 0 | 0 | 0
Commercial_Other Health_New_Food Preparation_Natural Gas_Fryer_E8_Baseline Forecast | Commercial | Other Health | New | Food Preparation | Natural Gas | Fryer | E8 |  | Baseline Forecast | 0 | 0 | 0 | 0 | 0 | 0 | 0 | 0 | 0 | 0 | 0 | 0 | 0 | 0 | 0 | 0 | 0 | 0 | 0 | 0 | 0 | 0 | 0 | 0 | 0 | 0 | 0 | 0 | 0 | 0 | 0 | 0 | 0
Commercial_Other Health_New_Food Preparation_Natural Gas_Fryer_E9_Baseline Forecast | Commercial | Other Health | New | Food Preparation | Natural Gas | Fryer | E9 |  | Baseline Forecast | 0 | 0 | 0 | 0 | 0 | 0 | 0 | 0 | 0 | 0 | 0 | 0 | 0 | 0 | 0 | 0 | 0 | 0 | 0 | 0 | 0 | 0 | 0 | 0 | 0 | 0 | 0 | 0 | 0 | 0 | 0 | 0 | 0
Commercial_Other Health_New_Food Preparation_Natural Gas_Fryer_E10_Baseline Forecast | Commercial | Other Health | New | Food Preparation | Natural Gas | Fryer | E10 |  | Baseline Forecast | 0 | 0 | 0 | 0 | 0 | 0 | 0 | 0 | 0 | 0 | 0 | 0 | 0 | 0 | 0 | 0 | 0 | 0 | 0 | 0 | 0 | 0 | 0 | 0 | 0 | 0 | 0 | 0 | 0 | 0 | 0 | 0 | 0
Commercial_Other Health_New_Food Preparation_Natural Gas_Broiler_E1_Baseline Forecast | Commercial | Other Health | New | Food Preparation | Natural Gas | Broiler | E1 |  | Baseline Forecast | 0 | 509.8316 | 2459.1072 | 1571.5418 | 2026.8194 | 2750.6162 | 2570.9322 | 2278.6459 | 2049.3633 | 1978.7441 | 1952.9326 | 1933.5306 | 2032.8478 | 2509.8009 | 2721.3412 | 2975.6896 | 3321.5897 | 3693.0662 | 4308.5857 | 4010.9295 | 4113.2029 | 4260.3359 | 4134.6638 | 4023.9756 | 4046.8293 | 4151.2464 | 4297.4629 | 4485.3637 | 4741.169 | 5167.9804 | 5380.3905 | 5582.0642 | 4729.9049
Commercial_Other Health_New_Food Preparation_Natural Gas_Broiler_E2_Baseline Forecast | Commercial | Other Health | New | Food Preparation | Natural Gas | Broiler | E2 |  | Baseline Forecast | 0 | 179.13 | 864.0106 | 552.1633 | 712.1257 | 966.4327 | 903.3005 | 800.6053 | 720.0466 | 695.2344 | 686.1655 | 679.3486 | 714.2438 | 881.8219 | 956.1469 | 1045.5126 | 1167.045 | 1297.5638 | 1513.8274 | 1409.2455 | 1445.1794 | 1496.8748 | 1452.7197 | 1413.8293 | 1421.859 | 1458.546 | 1509.9194 | 1575.9386 | 1665.8161 | 1815.7769 | 1890.4075 | 1961.2658 | 1661.8585
Commercial_Other Health_New_Food Preparation_Natural Gas_Broiler_E3_Baseline Forecast | Commercial | Other Health | New | Food Preparation | Natural Gas | Broiler | E3 |  | Baseline Forecast | 0 | 0 | 0 | 0 | 0 | 0 | 0 | 0 | 0 | 0 | 0 | 0 | 0 | 0 | 0 | 0 | 0 | 0 | 0 | 0 | 0 | 0 | 0 | 0 | 0 | 0 | 0 | 0 | 0 | 0 | 0 | 0 | 0
Commercial_Other Health_New_Food Preparation_Natural Gas_Broiler_E4_Baseline Forecast | Commercial | Other Health | New | Food Preparation | Natural Gas | Broiler | E4 |  | Baseline Forecast | 0 | 0 | 0 | 0 | 0 | 0 | 0 | 0 | 0 | 0 | 0 | 0 | 0 | 0 | 0 | 0 | 0 | 0 | 0 | 0 | 0 | 0 | 0 | 0 | 0 | 0 | 0 | 0 | 0 | 0 | 0 | 0 | 0
Commercial_Other Health_New_Food Preparation_Natural Gas_Broiler_E5_Baseline Forecast | Commercial | Other Health | New | Food Preparation | Natural Gas | Broiler | E5 |  | Baseline Forecast | 0 | 0 | 0 | 0 | 0 | 0 | 0 | 0 | 0 | 0 | 0 | 0 | 0 | 0 | 0 | 0 | 0 | 0 | 0 | 0 | 0 | 0 | 0 | 0 | 0 | 0 | 0 | 0 | 0 | 0 | 0 | 0 | 0
Commercial_Other Health_New_Food Preparation_Natural Gas_Broiler_E6_Baseline Forecast | Commercial | Other Health | New | Food Preparation | Natural Gas | Broiler | E6 |  | Baseline Forecast | 0 | 0 | 0 | 0 | 0 | 0 | 0 | 0 | 0 | 0 | 0 | 0 | 0 | 0 | 0 | 0 | 0 | 0 | 0 | 0 | 0 | 0 | 0 | 0 | 0 | 0 | 0 | 0 | 0 | 0 | 0 | 0 | 0
Commercial_Other Health_New_Food Preparation_Natural Gas_Broiler_E7_Baseline Forecast | Commercial | Other Health | New | Food Preparation | Natural Gas | Broiler | E7 |  | Baseline Forecast | 0 | 0 | 0 | 0 | 0 | 0 | 0 | 0 | 0 | 0 | 0 | 0 | 0 | 0 | 0 | 0 | 0 | 0 | 0 | 0 | 0 | 0 | 0 | 0 | 0 | 0 | 0 | 0 | 0 | 0 | 0 | 0 | 0
Commercial_Other Health_New_Food Preparation_Natural Gas_Broiler_E8_Baseline Forecast | Commercial | Other Health | New | Food Preparation | Natural Gas | Broiler | E8 |  | Baseline Forecast | 0 | 0 | 0 | 0 | 0 | 0 | 0 | 0 | 0 | 0 | 0 | 0 | 0 | 0 | 0 | 0 | 0 | 0 | 0 | 0 | 0 | 0 | 0 | 0 | 0 | 0 | 0 | 0 | 0 | 0 | 0 | 0 | 0
Commercial_Other Health_New_Food Preparation_Natural Gas_Broiler_E9_Baseline Forecast | Commercial | Other Health | New | Food Preparation | Natural Gas | Broiler | E9 |  | Baseline Forecast | 0 | 0 | 0 | 0 | 0 | 0 | 0 | 0 | 0 | 0 | 0 | 0 | 0 | 0 | 0 | 0 | 0 | 0 | 0 | 0 | 0 | 0 | 0 | 0 | 0 | 0 | 0 | 0 | 0 | 0 | 0 | 0 | 0
Commercial_Other Health_New_Food Preparation_Natural Gas_Broiler_E10_Baseline Forecast | Commercial | Other Health | New | Food Preparation | Natural Gas | Broiler | E10 |  | Baseline Forecast | 0 | 0 | 0 | 0 | 0 | 0 | 0 | 0 | 0 | 0 | 0 | 0 | 0 | 0 | 0 | 0 | 0 | 0 | 0 | 0 | 0 | 0 | 0 | 0 | 0 | 0 | 0 | 0 | 0 | 0 | 0 | 0 | 0
Commercial_Other Health_New_Food Preparation_Natural Gas_Griddle_E1_Baseline Forecast | Commercial | Other Health | New | Food Preparation | Natural Gas | Griddle | E1 |  | Baseline Forecast | 0 | 489.1628 | 2359.4137 | 1507.8306 | 1944.651 | 2639.1047 | 2466.7052 | 2186.2683 | 1966.281 | 1898.5248 | 1873.7597 | 1855.1443 | 1950.4351 | 2408.0522 | 2611.0165 | 2855.0536 | 3186.9307 | 3543.3473 | 4133.9133 | 3848.3243 | 3946.4514 | 4087.6196 | 3967.0423 | 3860.8415 | 3882.7687 | 3982.9526 | 4123.2414 | 4303.5247 | 4548.9595 | 4958.4677 | 5162.2666 | 5355.7643 | 4538.152
Commercial_Other Health_New_Food Preparation_Natural Gas_Griddle_E2_Baseline Forecast | Commercial | Other Health | New | Food Preparation | Natural Gas | Griddle | E2 |  | Baseline Forecast | 0 | 199.7989 | 963.7042 | 615.8745 | 794.2941 | 1077.9442 | 1007.5275 | 892.9828 | 803.1289 | 775.4538 | 765.3385 | 757.735 | 796.6566 | 983.5706 | 1066.4715 | 1166.1486 | 1301.7041 | 1447.2827 | 1688.4998 | 1571.8508 | 1611.9309 | 1669.5911 | 1620.3412 | 1576.9634 | 1585.9196 | 1626.8398 | 1684.1409 | 1757.7777 | 1858.0257 | 2025.2896 | 2108.5314 | 2187.5657 | 1853.6114
Commercial_Other Health_New_Food Preparation_Natural Gas_Griddle_E3_Baseline Forecast | Commercial | Other Health | New | Food Preparation | Natural Gas | Griddle | E3 |  | Baseline Forecast | 0 | 0 | 0 | 0 | 0 | 0 | 0 | 0 | 0 | 0 | 0 | 0 | 0 | 0 | 0 | 0 | 0 | 0 | 0 | 0 | 0 | 0 | 0 | 0 | 0 | 0 | 0 | 0 | 0 | 0 | 0 | 0 | 0
Commercial_Other Health_New_Food Preparation_Natural Gas_Griddle_E4_Baseline Forecast | Commercial | Other Health | New | Food Preparation | Natural Gas | Griddle | E4 |  | Baseline Forecast | 0 | 0 | 0 | 0 | 0 | 0 | 0 | 0 | 0 | 0 | 0 | 0 | 0 | 0 | 0 | 0 | 0 | 0 | 0 | 0 | 0 | 0 | 0 | 0 | 0 | 0 | 0 | 0 | 0 | 0 | 0 | 0 | 0
Commercial_Other Health_New_Food Preparation_Natural Gas_Griddle_E5_Baseline Forecast | Commercial | Other Health | New | Food Preparation | Natural Gas | Griddle | E5 |  | Baseline Forecast | 0 | 0 | 0 | 0 | 0 | 0 | 0 | 0 | 0 | 0 | 0 | 0 | 0 | 0 | 0 | 0 | 0 | 0 | 0 | 0 | 0 | 0 | 0 | 0 | 0 | 0 | 0 | 0 | 0 | 0 | 0 | 0 | 0
Commercial_Other Health_New_Food Preparation_Natural Gas_Griddle_E6_Baseline Forecast | Commercial | Other Health | New | Food Preparation | Natural Gas | Griddle | E6 |  | Baseline Forecast | 0 | 0 | 0 | 0 | 0 | 0 | 0 | 0 | 0 | 0 | 0 | 0 | 0 | 0 | 0 | 0 | 0 | 0 | 0 | 0 | 0 | 0 | 0 | 0 | 0 | 0 | 0 | 0 | 0 | 0 | 0 | 0 | 0
Commercial_Other Health_New_Food Preparation_Natural Gas_Griddle_E7_Baseline Forecast | Commercial | Other Health | New | Food Preparation | Natural Gas | Griddle | E7 |  | Baseline Forecast | 0 | 0 | 0 | 0 | 0 | 0 | 0 | 0 | 0 | 0 | 0 | 0 | 0 | 0 | 0 | 0 | 0 | 0 | 0 | 0 | 0 | 0 | 0 | 0 | 0 | 0 | 0 | 0 | 0 | 0 | 0 | 0 | 0
Commercial_Other Health_New_Food Preparation_Natural Gas_Griddle_E8_Baseline Forecast | Commercial | Other Health | New | Food Preparation | Natural Gas | Griddle | E8 |  | Baseline Forecast | 0 | 0 | 0 | 0 | 0 | 0 | 0 | 0 | 0 | 0 | 0 | 0 | 0 | 0 | 0 | 0 | 0 | 0 | 0 | 0 | 0 | 0 | 0 | 0 | 0 | 0 | 0 | 0 | 0 | 0 | 0 | 0 | 0
Commercial_Other Health_New_Food Preparation_Natural Gas_Griddle_E9_Baseline Forecast | Commercial | Other Health | New | Food Preparation | Natural Gas | Griddle | E9 |  | Baseline Forecast | 0 | 0 | 0 | 0 | 0 | 0 | 0 | 0 | 0 | 0 | 0 | 0 | 0 | 0 | 0 | 0 | 0 | 0 | 0 | 0 | 0 | 0 | 0 | 0 | 0 | 0 | 0 | 0 | 0 | 0 | 0 | 0 | 0
Commercial_Other Health_New_Food Preparation_Natural Gas_Griddle_E10_Baseline Forecast | Commercial | Other Health | New | Food Preparation | Natural Gas | Griddle | E10 |  | Baseline Forecast | 0 | 0 | 0 | 0 | 0 | 0 | 0 | 0 | 0 | 0 | 0 | 0 | 0 | 0 | 0 | 0 | 0 | 0 | 0 | 0 | 0 | 0 | 0 | 0 | 0 | 0 | 0 | 0 | 0 | 0 | 0 | 0 | 0
Commercial_Other Health_New_Food Preparation_Natural Gas_Range_E1_Baseline Forecast | Commercial | Other Health | New | Food Preparation | Natural Gas | Range | E1 |  | Baseline Forecast | 0 | 1194.1587 | 5759.8707 | 3680.9608 | 4747.3398 | 6442.6606 | 6021.794 | 5337.1831 | 4800.1435 | 4634.735 | 4813.1094 | 5871.8727 | 6333.252 | 6933.5359 | 7770.3729 | 8654.7994 | 10103.7745 | 9406.775 | 9639.3335 | 10024.6298 | 9995.7384 | 9995.9634 | 10148.6641 | 10534.4514 | 11108.9102 | 12094.2923 | 12586.7544 | 13063.8067 | 13584.6777 | 14008.2313 | 14495.273 | 14353.0537 | 12061.0982
Commercial_Other Health_New_Food Preparation_Natural Gas_Range_E2_Baseline Forecast | Commercial | Other Health | New | Food Preparation | Natural Gas | Range | E2 |  | Baseline Forecast | 0 | 1718.4234 | 8288.5944 | 5296.9924 | 6831.5378 | 9271.1458 | 8665.5085 | 7680.3366 | 6907.5236 | 6669.4967 | 6926.1819 | 8449.7681 | 9113.704 | 9977.5272 | 11181.7562 | 12454.4674 | 14539.578 | 13536.5787 | 13871.236 | 14425.6868 | 14384.1113 | 14384.4352 | 14604.1751 | 15159.3325 | 15985.9928 | 17403.9816 | 18112.6466 | 18799.1365 | 19548.6826 | 20158.1865 | 20859.0513 | 20654.3944 | 17356.2145
Commercial_Other Health_New_Food Preparation_Natural Gas_Range_E3_Baseline Forecast | Commercial | Other Health | New | Food Preparation | Natural Gas | Range | E3 |  | Baseline Forecast | 0 | 0 | 0 | 0 | 0 | 0 | 0 | 0 | 0 | 0 | 0 | 0 | 0 | 0 | 0 | 0 | 0 | 0 | 0 | 0 | 0 | 0 | 0 | 0 | 0 | 0 | 0 | 0 | 0 | 0 | 0 | 0 | 0
Commercial_Other Health_New_Food Preparation_Natural Gas_Range_E4_Baseline Forecast | Commercial | Other Health | New | Food Preparation | Natural Gas | Range | E4 |  | Baseline Forecast | 0 | 0 | 0 | 0 | 0 | 0 | 0 | 0 | 0 | 0 | 0 | 0 | 0 | 0 | 0 | 0 | 0 | 0 | 0 | 0 | 0 | 0 | 0 | 0 | 0 | 0 | 0 | 0 | 0 | 0 | 0 | 0 | 0
Commercial_Other Health_New_Food Preparation_Natural Gas_Range_E5_Baseline Forecast | Commercial | Other Health | New | Food Preparation | Natural Gas | Range | E5 |  | Baseline Forecast | 0 | 0 | 0 | 0 | 0 | 0 | 0 | 0 | 0 | 0 | 0 | 0 | 0 | 0 | 0 | 0 | 0 | 0 | 0 | 0 | 0 | 0 | 0 | 0 | 0 | 0 | 0 | 0 | 0 | 0 | 0 | 0 | 0
Commercial_Other Health_New_Food Preparation_Natural Gas_Range_E6_Baseline Forecast | Commercial | Other Health | New | Food Preparation | Natural Gas | Range | E6 |  | Baseline Forecast | 0 | 0 | 0 | 0 | 0 | 0 | 0 | 0 | 0 | 0 | 0 | 0 | 0 | 0 | 0 | 0 | 0 | 0 | 0 | 0 | 0 | 0 | 0 | 0 | 0 | 0 | 0 | 0 | 0 | 0 | 0 | 0 | 0
Commercial_Other Health_New_Food Preparation_Natural Gas_Range_E7_Baseline Forecast | Commercial | Other Health | New | Food Preparation | Natural Gas | Range | E7 |  | Baseline Forecast | 0 | 0 | 0 | 0 | 0 | 0 | 0 | 0 | 0 | 0 | 0 | 0 | 0 | 0 | 0 | 0 | 0 | 0 | 0 | 0 | 0 | 0 | 0 | 0 | 0 | 0 | 0 | 0 | 0 | 0 | 0 | 0 | 0
Commercial_Other Health_New_Food Preparation_Natural Gas_Range_E8_Baseline Forecast | Commercial | Other Health | New | Food Preparation | Natural Gas | Range | E8 |  | Baseline Forecast | 0 | 0 | 0 | 0 | 0 | 0 | 0 | 0 | 0 | 0 | 0 | 0 | 0 | 0 | 0 | 0 | 0 | 0 | 0 | 0 | 0 | 0 | 0 | 0 | 0 | 0 | 0 | 0 | 0 | 0 | 0 | 0 | 0
Commercial_Other Health_New_Food Preparation_Natural Gas_Range_E9_Baseline Forecast | Commercial | Other Health | New | Food Preparation | Natural Gas | Range | E9 |  | Baseline Forecast | 0 | 0 | 0 | 0 | 0 | 0 | 0 | 0 | 0 | 0 | 0 | 0 | 0 | 0 | 0 | 0 | 0 | 0 | 0 | 0 | 0 | 0 | 0 | 0 | 0 | 0 | 0 | 0 | 0 | 0 | 0 | 0 | 0
Commercial_Other Health_New_Food Preparation_Natural Gas_Range_E10_Baseline Forecast | Commercial | Other Health | New | Food Preparation | Natural Gas | Range | E10 |  | Baseline Forecast | 0 | 0 | 0 | 0 | 0 | 0 | 0 | 0 | 0 | 0 | 0 | 0 | 0 | 0 | 0 | 0 | 0 | 0 | 0 | 0 | 0 | 0 | 0 | 0 | 0 | 0 | 0 | 0 | 0 | 0 | 0 | 0 | 0
Commercial_Other Health_New_Food Preparation_Natural Gas_Steamer_E1_Baseline Forecast | Commercial | Other Health | New | Food Preparation | Natural Gas | Steamer | E1 |  | Baseline Forecast | 0 | 160.032 | 771.8937 | 0 | 0 | 0 | 0 | 0 | 0 | 0 | 0 | 0 | 0 | 0 | 0 | 0 | 0 | 0 | 0 | 0 | 0 | 0 | 0 | 0 | 0 | 0 | 0 | 0 | 0 | 0 | 0 | 0 | 0
Commercial_Other Health_New_Food Preparation_Natural Gas_Steamer_E2_Baseline Forecast | Commercial | Other Health | New | Food Preparation | Natural Gas | Steamer | E2 |  | Baseline Forecast | 0 | 160.032 | 771.8937 | 986.5883 | 1272.4041 | 1726.7919 | 1613.9893 | 1430.4967 | 1286.5568 | 1242.2233 | 1261.5819 | 1416.9822 | 1502.3685 | 1614.9716 | 1769.9451 | 1890.7724 | 1976.1183 | 2034.1025 | 2080.5165 | 2222.282 | 2645.5585 | 2482.8942 | 2608.7276 | 2789.528 | 2788.8166 | 2777.4335 | 2785.962 | 2829.3973 | 2903.3962 | 3058.1216 | 3156.0454 | 3265.4761 | 2726.0681
Commercial_Other Health_New_Food Preparation_Natural Gas_Steamer_E3_Baseline Forecast | Commercial | Other Health | New | Food Preparation | Natural Gas | Steamer | E3 |  | Baseline Forecast | 0 | 0 | 0 | 0 | 0 | 0 | 0 | 0 | 0 | 0 | 0 | 0 | 0 | 0 | 0 | 0 | 0 | 0 | 0 | 0 | 0 | 0 | 0 | 0 | 0 | 0 | 0 | 0 | 0 | 0 | 0 | 0 | 0
Commercial_Other Health_New_Food Preparation_Natural Gas_Steamer_E4_Baseline Forecast | Commercial | Other Health | New | Food Preparation | Natural Gas | Steamer | E4 |  | Baseline Forecast | 0 | 0 | 0 | 0 | 0 | 0 | 0 | 0 | 0 | 0 | 0 | 0 | 0 | 0 | 0 | 0 | 0 | 0 | 0 | 0 | 0 | 0 | 0 | 0 | 0 | 0 | 0 | 0 | 0 | 0 | 0 | 0 | 0
Commercial_Other Health_New_Food Preparation_Natural Gas_Steamer_E5_Baseline Forecast | Commercial | Other Health | New | Food Preparation | Natural Gas | Steamer | E5 |  | Baseline Forecast | 0 | 0 | 0 | 0 | 0 | 0 | 0 | 0 | 0 | 0 | 0 | 0 | 0 | 0 | 0 | 0 | 0 | 0 | 0 | 0 | 0 | 0 | 0 | 0 | 0 | 0 | 0 | 0 | 0 | 0 | 0 | 0 | 0
Commercial_Other Health_New_Food Preparation_Natural Gas_Steamer_E6_Baseline Forecast | Commercial | Other Health | New | Food Preparation | Natural Gas | Steamer | E6 |  | Baseline Forecast | 0 | 0 | 0 | 0 | 0 | 0 | 0 | 0 | 0 | 0 | 0 | 0 | 0 | 0 | 0 | 0 | 0 | 0 | 0 | 0 | 0 | 0 | 0 | 0 | 0 | 0 | 0 | 0 | 0 | 0 | 0 | 0 | 0
Commercial_Other Health_New_Food Preparation_Natural Gas_Steamer_E7_Baseline Forecast | Commercial | Other Health | New | Food Preparation | Natural Gas | Steamer | E7 |  | Baseline Forecast | 0 | 0 | 0 | 0 | 0 | 0 | 0 | 0 | 0 | 0 | 0 | 0 | 0 | 0 | 0 | 0 | 0 | 0 | 0 | 0 | 0 | 0 | 0 | 0 | 0 | 0 | 0 | 0 | 0 | 0 | 0 | 0 | 0
Commercial_Other Health_New_Food Preparation_Natural Gas_Steamer_E8_Baseline Forecast | Commercial | Other Health | New | Food Preparation | Natural Gas | Steamer | E8 |  | Baseline Forecast | 0 | 0 | 0 | 0 | 0 | 0 | 0 | 0 | 0 | 0 | 0 | 0 | 0 | 0 | 0 | 0 | 0 | 0 | 0 | 0 | 0 | 0 | 0 | 0 | 0 | 0 | 0 | 0 | 0 | 0 | 0 | 0 | 0
Commercial_Other Health_New_Food Preparation_Natural Gas_Steamer_E9_Baseline Forecast | Commercial | Other Health | New | Food Preparation | Natural Gas | Steamer | E9 |  | Baseline Forecast | 0 | 0 | 0 | 0 | 0 | 0 | 0 | 0 | 0 | 0 | 0 | 0 | 0 | 0 | 0 | 0 | 0 | 0 | 0 | 0 | 0 | 0 | 0 | 0 | 0 | 0 | 0 | 0 | 0 | 0 | 0 | 0 | 0
Commercial_Other Health_New_Food Preparation_Natural Gas_Steamer_E10_Baseline Forecast | Commercial | Other Health | New | Food Preparation | Natural Gas | Steamer | E10 |  | Baseline Forecast | 0 | 0 | 0 | 0 | 0 | 0 | 0 | 0 | 0 | 0 | 0 | 0 | 0 | 0 | 0 | 0 | 0 | 0 | 0 | 0 | 0 | 0 | 0 | 0 | 0 | 0 | 0 | 0 | 0 | 0 | 0 | 0 | 0
Commercial_Other Health_New_Food Preparation_Natural Gas_Food Prep Other_E1_Baseline Forecast | Commercial | Other Health | New | Food Preparation | Natural Gas | Food Prep Other | E1 |  | Baseline Forecast | 0 | 0 | 0 | 0 | 0 | 0 | 0 | 0 | 0 | 0 | 0 | 0 | 0 | 0 | 0 | 0 | 0 | 0 | 0 | 0 | 0 | 0 | 0 | 0 | 0 | 0 | 0 | 0 | 0 | 0 | 0 | 0 | 0
Commercial_Other Health_New_Food Preparation_Natural Gas_Food Prep Other_E2_Baseline Forecast | Commercial | Other Health | New | Food Preparation | Natural Gas | Food Prep Other | E2 |  | Baseline Forecast | 0 | 0 | 0 | 0 | 0 | 0 | 0 | 0 | 0 | 0 | 0 | 0 | 0 | 0 | 0 | 0 | 0 | 0 | 0 | 0 | 0 | 0 | 0 | 0 | 0 | 0 | 0 | 0 | 0 | 0 | 0 | 0 | 0
Commercial_Other Health_New_Food Preparation_Natural Gas_Food Prep Other_E3_Baseline Forecast | Commercial | Other Health | New | Food Preparation | Natural Gas | Food Prep Other | E3 |  | Baseline Forecast | 0 | 0 | 0 | 0 | 0 | 0 | 0 | 0 | 0 | 0 | 0 | 0 | 0 | 0 | 0 | 0 | 0 | 0 | 0 | 0 | 0 | 0 | 0 | 0 | 0 | 0 | 0 | 0 | 0 | 0 | 0 | 0 | 0
Commercial_Other Health_New_Food Preparation_Natural Gas_Food Prep Other_E4_Baseline Forecast | Commercial | Other Health | New | Food Preparation | Natural Gas | Food Prep Other | E4 |  | Baseline Forecast | 0 | 0 | 0 | 0 | 0 | 0 | 0 | 0 | 0 | 0 | 0 | 0 | 0 | 0 | 0 | 0 | 0 | 0 | 0 | 0 | 0 | 0 | 0 | 0 | 0 | 0 | 0 | 0 | 0 | 0 | 0 | 0 | 0
Commercial_Other Health_New_Food Preparation_Natural Gas_Food Prep Other_E5_Baseline Forecast | Commercial | Other Health | New | Food Preparation | Natural Gas | Food Prep Other | E5 |  | Baseline Forecast | 0 | 0 | 0 | 0 | 0 | 0 | 0 | 0 | 0 | 0 | 0 | 0 | 0 | 0 | 0 | 0 | 0 | 0 | 0 | 0 | 0 | 0 | 0 | 0 | 0 | 0 | 0 | 0 | 0 | 0 | 0 | 0 | 0
Commercial_Other Health_New_Food Preparation_Natural Gas_Food Prep Other_E6_Baseline Forecast | Commercial | Other Health | New | Food Preparation | Natural Gas | Food Prep Other | E6 |  | Baseline Forecast | 0 | 0 | 0 | 0 | 0 | 0 | 0 | 0 | 0 | 0 | 0 | 0 | 0 | 0 | 0 | 0 | 0 | 0 | 0 | 0 | 0 | 0 | 0 | 0 | 0 | 0 | 0 | 0 | 0 | 0 | 0 | 0 | 0
Commercial_Other Health_New_Food Preparation_Natural Gas_Food Prep Other_E7_Baseline Forecast | Commercial | Other Health | New | Food Preparation | Natural Gas | Food Prep Other | E7 |  | Baseline Forecast | 0 | 0 | 0 | 0 | 0 | 0 | 0 | 0 | 0 | 0 | 0 | 0 | 0 | 0 | 0 | 0 | 0 | 0 | 0 | 0 | 0 | 0 | 0 | 0 | 0 | 0 | 0 | 0 | 0 | 0 | 0 | 0 | 0
Commercial_Other Health_New_Food Preparation_Natural Gas_Food Prep Other_E8_Baseline Forecast | Commercial | Other Health | New | Food Preparation | Natural Gas | Food Prep Other | E8 |  | Baseline Forecast | 0 | 0 | 0 | 0 | 0 | 0 | 0 | 0 | 0 | 0 | 0 | 0 | 0 | 0 | 0 | 0 | 0 | 0 | 0 | 0 | 0 | 0 | 0 | 0 | 0 | 0 | 0 | 0 | 0 | 0 | 0 | 0 | 0
Commercial_Other Health_New_Food Preparation_Natural Gas_Food Prep Other_E9_Baseline Forecast | Commercial | Other Health | New | Food Preparation | Natural Gas | Food Prep Other | E9 |  | Baseline Forecast | 0 | 0 | 0 | 0 | 0 | 0 | 0 | 0 | 0 | 0 | 0 | 0 | 0 | 0 | 0 | 0 | 0 | 0 | 0 | 0 | 0 | 0 | 0 | 0 | 0 | 0 | 0 | 0 | 0 | 0 | 0 | 0 | 0
Commercial_Other Health_New_Food Preparation_Natural Gas_Food Prep Other_E10_Baseline Forecast | Commercial | Other Health | New | Food Preparation | Natural Gas | Food Prep Other | E10 |  | Baseline Forecast | 0 | 0 | 0 | 0 | 0 | 0 | 0 | 0 | 0 | 0 | 0 | 0 | 0 | 0 | 0 | 0 | 0 | 0 | 0 | 0 | 0 | 0 | 0 | 0 | 0 | 0 | 0 | 0 | 0 | 0 | 0 | 0 | 0
Commercial_Other Health_New_Miscellaneous_Natural Gas_Pool Heater_E1_Baseline Forecast | Commercial | Other Health | New | Miscellaneous | Natural Gas | Pool Heater | E1 |  | Baseline Forecast | 0 | 0 | 0 | 0 | 0 | 0 | 0 | 0 | 0 | 0 | 0 | 0 | 0 | 0 | 0 | 0 | 0 | 0 | 0 | 0 | 0 | 0 | 0 | 0 | 0 | 0 | 0 | 0 | 0 | 0 | 0 | 0 | 0
Commercial_Other Health_New_Miscellaneous_Natural Gas_Pool Heater_E2_Baseline Forecast | Commercial | Other Health | New | Miscellaneous | Natural Gas | Pool Heater | E2 |  | Baseline Forecast | 0 | 0 | 0 | 0 | 0 | 0 | 0 | 0 | 0 | 0 | 0 | 0 | 0 | 0 | 0 | 0 | 0 | 0 | 0 | 0 | 0 | 0 | 0 | 0 | 0 | 0 | 0 | 0 | 0 | 0 | 0 | 0 | 0
Commercial_Other Health_New_Miscellaneous_Natural Gas_Pool Heater_E3_Baseline Forecast | Commercial | Other Health | New | Miscellaneous | Natural Gas | Pool Heater | E3 |  | Baseline Forecast | 0 | 0 | 0 | 0 | 0 | 0 | 0 | 0 | 0 | 0 | 0 | 0 | 0 | 0 | 0 | 0 | 0 | 0 | 0 | 0 | 0 | 0 | 0 | 0 | 0 | 0 | 0 | 0 | 0 | 0 | 0 | 0 | 0
Commercial_Other Health_New_Miscellaneous_Natural Gas_Pool Heater_E4_Baseline Forecast | Commercial | Other Health | New | Miscellaneous | Natural Gas | Pool Heater | E4 |  | Baseline Forecast | 0 | 0 | 0 | 0 | 0 | 0 | 0 | 0 | 0 | 0 | 0 | 0 | 0 | 0 | 0 | 0 | 0 | 0 | 0 | 0 | 0 | 0 | 0 | 0 | 0 | 0 | 0 | 0 | 0 | 0 | 0 | 0 | 0
Commercial_Other Health_New_Miscellaneous_Natural Gas_Pool Heater_E5_Baseline Forecast | Commercial | Other Health | New | Miscellaneous | Natural Gas | Pool Heater | E5 |  | Baseline Forecast | 0 | 0 | 0 | 0 | 0 | 0 | 0 | 0 | 0 | 0 | 0 | 0 | 0 | 0 | 0 | 0 | 0 | 0 | 0 | 0 | 0 | 0 | 0 | 0 | 0 | 0 | 0 | 0 | 0 | 0 | 0 | 0 | 0
Commercial_Other Health_New_Miscellaneous_Natural Gas_Pool Heater_E6_Baseline Forecast | Commercial | Other Health | New | Miscellaneous | Natural Gas | Pool Heater | E6 |  | Baseline Forecast | 0 | 0 | 0 | 0 | 0 | 0 | 0 | 0 | 0 | 0 | 0 | 0 | 0 | 0 | 0 | 0 | 0 | 0 | 0 | 0 | 0 | 0 | 0 | 0 | 0 | 0 | 0 | 0 | 0 | 0 | 0 | 0 | 0
Commercial_Other Health_New_Miscellaneous_Natural Gas_Pool Heater_E7_Baseline Forecast | Commercial | Other Health | New | Miscellaneous | Natural Gas | Pool Heater | E7 |  | Baseline Forecast | 0 | 0 | 0 | 0 | 0 | 0 | 0 | 0 | 0 | 0 | 0 | 0 | 0 | 0 | 0 | 0 | 0 | 0 | 0 | 0 | 0 | 0 | 0 | 0 | 0 | 0 | 0 | 0 | 0 | 0 | 0 | 0 | 0
Commercial_Other Health_New_Miscellaneous_Natural Gas_Pool Heater_E8_Baseline Forecast | Commercial | Other Health | New | Miscellaneous | Natural Gas | Pool Heater | E8 |  | Baseline Forecast | 0 | 0 | 0 | 0 | 0 | 0 | 0 | 0 | 0 | 0 | 0 | 0 | 0 | 0 | 0 | 0 | 0 | 0 | 0 | 0 | 0 | 0 | 0 | 0 | 0 | 0 | 0 | 0 | 0 | 0 | 0 | 0 | 0
Commercial_Other Health_New_Miscellaneous_Natural Gas_Pool Heater_E9_Baseline Forecast | Commercial | Other Health | New | Miscellaneous | Natural Gas | Pool Heater | E9 |  | Baseline Forecast | 0 | 0 | 0 | 0 | 0 | 0 | 0 | 0 | 0 | 0 | 0 | 0 | 0 | 0 | 0 | 0 | 0 | 0 | 0 | 0 | 0 | 0 | 0 | 0 | 0 | 0 | 0 | 0 | 0 | 0 | 0 | 0 | 0
Commercial_Other Health_New_Miscellaneous_Natural Gas_Pool Heater_E10_Baseline Forecast | Commercial | Other Health | New | Miscellaneous | Natural Gas | Pool Heater | E10 |  | Baseline Forecast | 0 | 0 | 0 | 0 | 0 | 0 | 0 | 0 | 0 | 0 | 0 | 0 | 0 | 0 | 0 | 0 | 0 | 0 | 0 | 0 | 0 | 0 | 0 | 0 | 0 | 0 | 0 | 0 | 0 | 0 | 0 | 0 | 0
Commercial_Other Health_New_Miscellaneous_Natural Gas_Miscellaneous_E1_Baseline Forecast | Commercial | Other Health | New | Miscellaneous | Natural Gas | Miscellaneous | E1 |  | Baseline Forecast | 0 | 13378.6738 | 64530.3123 | 41239.3892 | 55097.7316 | 83036.7231 | 82661.94 | 80692.0263 | 83552.4062 | 89254.6358 | 94771.9245 | 103879.0604 | 123872.0877 | 120312.3466 | 129574.1514 | 144297.7701 | 148093.3237 | 152126.646 | 159083.9595 | 166406.8894 | 173275.6101 | 181204.5469 | 192148.2671 | 195638.0458 | 203487.9813 | 213433.4086 | 219273.9013 | 225472.0111 | 233058.6636 | 240503.6828 | 247639.5359 | 255149.9989 | 235531.4378
Commercial_Other Health_New_Miscellaneous_Natural Gas_Miscellaneous_E2_Baseline Forecast | Commercial | Other Health | New | Miscellaneous | Natural Gas | Miscellaneous | E2 |  | Baseline Forecast | 0 | 0 | 0 | 0 | 0 | 0 | 0 | 0 | 0 | 0 | 0 | 0 | 0 | 0 | 0 | 0 | 0 | 0 | 0 | 0 | 0 | 0 | 0 | 0 | 0 | 0 | 0 | 0 | 0 | 0 | 0 | 0 | 0
Commercial_Other Health_New_Miscellaneous_Natural Gas_Miscellaneous_E3_Baseline Forecast | Commercial | Other Health | New | Miscellaneous | Natural Gas | Miscellaneous | E3 |  | Baseline Forecast | 0 | 0 | 0 | 0 | 0 | 0 | 0 | 0 | 0 | 0 | 0 | 0 | 0 | 0 | 0 | 0 | 0 | 0 | 0 | 0 | 0 | 0 | 0 | 0 | 0 | 0 | 0 | 0 | 0 | 0 | 0 | 0 | 0
Commercial_Other Health_New_Miscellaneous_Natural Gas_Miscellaneous_E4_Baseline Forecast | Commercial | Other Health | New | Miscellaneous | Natural Gas | Miscellaneous | E4 |  | Baseline Forecast | 0 | 0 | 0 | 0 | 0 | 0 | 0 | 0 | 0 | 0 | 0 | 0 | 0 | 0 | 0 | 0 | 0 | 0 | 0 | 0 | 0 | 0 | 0 | 0 | 0 | 0 | 0 | 0 | 0 | 0 | 0 | 0 | 0
Commercial_Other Health_New_Miscellaneous_Natural Gas_Miscellaneous_E5_Baseline Forecast | Commercial | Other Health | New | Miscellaneous | Natural Gas | Miscellaneous | E5 |  | Baseline Forecast | 0 | 0 | 0 | 0 | 0 | 0 | 0 | 0 | 0 | 0 | 0 | 0 | 0 | 0 | 0 | 0 | 0 | 0 | 0 | 0 | 0 | 0 | 0 | 0 | 0 | 0 | 0 | 0 | 0 | 0 | 0 | 0 | 0
Commercial_Other Health_New_Miscellaneous_Natural Gas_Miscellaneous_E6_Baseline Forecast | Commercial | Other Health | New | Miscellaneous | Natural Gas | Miscellaneous | E6 |  | Baseline Forecast | 0 | 0 | 0 | 0 | 0 | 0 | 0 | 0 | 0 | 0 | 0 | 0 | 0 | 0 | 0 | 0 | 0 | 0 | 0 | 0 | 0 | 0 | 0 | 0 | 0 | 0 | 0 | 0 | 0 | 0 | 0 | 0 | 0
Commercial_Other Health_New_Miscellaneous_Natural Gas_Miscellaneous_E7_Baseline Forecast | Commercial | Other Health | New | Miscellaneous | Natural Gas | Miscellaneous | E7 |  | Baseline Forecast | 0 | 0 | 0 | 0 | 0 | 0 | 0 | 0 | 0 | 0 | 0 | 0 | 0 | 0 | 0 | 0 | 0 | 0 | 0 | 0 | 0 | 0 | 0 | 0 | 0 | 0 | 0 | 0 | 0 | 0 | 0 | 0 | 0
Commercial_Other Health_New_Miscellaneous_Natural Gas_Miscellaneous_E8_Baseline Forecast | Commercial | Other Health | New | Miscellaneous | Natural Gas | Miscellaneous | E8 |  | Baseline Forecast | 0 | 0 | 0 | 0 | 0 | 0 | 0 | 0 | 0 | 0 | 0 | 0 | 0 | 0 | 0 | 0 | 0 | 0 | 0 | 0 | 0 | 0 | 0 | 0 | 0 | 0 | 0 | 0 | 0 | 0 | 0 | 0 | 0
Commercial_Other Health_New_Miscellaneous_Natural Gas_Miscellaneous_E9_Baseline Forecast | Commercial | Other Health | New | Miscellaneous | Natural Gas | Miscellaneous | E9 |  | Baseline Forecast | 0 | 0 | 0 | 0 | 0 | 0 | 0 | 0 | 0 | 0 | 0 | 0 | 0 | 0 | 0 | 0 | 0 | 0 | 0 | 0 | 0 | 0 | 0 | 0 | 0 | 0 | 0 | 0 | 0 | 0 | 0 | 0 | 0
Commercial_Other Health_New_Miscellaneous_Natural Gas_Miscellaneous_E10_Baseline Forecast | Commercial | Other Health | New | Miscellaneous | Natural Gas | Miscellaneous | E10 |  | Baseline Forecast | 0 | 0 | 0 | 0 | 0 | 0 | 0 | 0 | 0 | 0 | 0 | 0 | 0 | 0 | 0 | 0 | 0 | 0 | 0 | 0 | 0 | 0 | 0 | 0 | 0 | 0 | 0 | 0 | 0 | 0 | 0 | 0 | 0
Commercial_Lodging_Existing_Space Heating_Natural Gas_Furnace_E1_Baseline Forecast | Commercial | Lodging | Existing | Space Heating | Natural Gas | Furnace | E1 |  | Baseline Forecast | 0 | 4072.8143 | 4415.6266 | 4721.8013 | 4997.4923 | 5242.5718 | 5464.8171 | 5668.3454 | 5738.3379 | 5374.8549 | 6055.3059 | 6190.3271 | 6311.1251 | 6419.2643 | 6484.9569 | 6569.0788 | 6642.4318 | 6705.2344 | 6759.5079 | 6482.8616 | 6251.9081 | 6060.7552 | 5904.2126 | 5777.6291 | 5676.8821 | 5598.2768 | 5538.5872 | 5494.9646 | 5464.899 | 5446.1816 | 5436.8737 | 5435.2766 | 6531.5702
Commercial_Lodging_Existing_Space Heating_Natural Gas_Furnace_E2_Baseline Forecast | Commercial | Lodging | Existing | Space Heating | Natural Gas | Furnace | E2 |  | Baseline Forecast | 0 | 0 | 0 | 0 | 0 | 0 | 0 | 0 | 116.2426 | 648.1871 | 119.323 | 120.3449 | 121.067 | 120.9643 | 150.7893 | 150.8069 | 151.1883 | 152.6177 | 153.8531 | 147.5563 | 142.2996 | 137.9488 | 134.3857 | 131.5045 | 129.2114 | 127.4223 | 126.0637 | 125.0708 | 124.3865 | 123.9605 | 123.7486 | 123.7122 | 148.665
Commercial_Lodging_Existing_Space Heating_Natural Gas_Furnace_E3_Baseline Forecast | Commercial | Lodging | Existing | Space Heating | Natural Gas | Furnace | E3 |  | Baseline Forecast | 0 | 0 | 0 | 0 | 0 | 0 | 0 | 0 | 0 | 0 | 0 | 0 | 0 | 0 | 0 | 0 | 0 | 0 | 0 | 0 | 0 | 0 | 0 | 0 | 0 | 0 | 0 | 0 | 0 | 0 | 0 | 0 | 0
Commercial_Lodging_Existing_Space Heating_Natural Gas_Furnace_E4_Baseline Forecast | Commercial | Lodging | Existing | Space Heating | Natural Gas | Furnace | E4 |  | Baseline Forecast | 0 | 0 | 0 | 0 | 0 | 0 | 0 | 0 | 0 | 0 | 0 | 0 | 0 | 0 | 0 | 0 | 0 | 0 | 0 | 0 | 0 | 0 | 0 | 0 | 0 | 0 | 0 | 0 | 0 | 0 | 0 | 0 | 0
Commercial_Lodging_Existing_Space Heating_Natural Gas_Furnace_E5_Baseline Forecast | Commercial | Lodging | Existing | Space Heating | Natural Gas | Furnace | E5 |  | Baseline Forecast | 0 | 0 | 0 | 0 | 0 | 0 | 0 | 0 | 0 | 0 | 0 | 0 | 0 | 0 | 0 | 0 | 0 | 0 | 0 | 0 | 0 | 0 | 0 | 0 | 0 | 0 | 0 | 0 | 0 | 0 | 0 | 0 | 0
Commercial_Lodging_Existing_Space Heating_Natural Gas_Furnace_E6_Baseline Forecast | Commercial | Lodging | Existing | Space Heating | Natural Gas | Furnace | E6 |  | Baseline Forecast | 0 | 0 | 0 | 0 | 0 | 0 | 0 | 0 | 0 | 0 | 0 | 0 | 0 | 0 | 0 | 0 | 0 | 0 | 0 | 0 | 0 | 0 | 0 | 0 | 0 | 0 | 0 | 0 | 0 | 0 | 0 | 0 | 0
Commercial_Lodging_Existing_Space Heating_Natural Gas_Furnace_E7_Baseline Forecast | Commercial | Lodging | Existing | Space Heating | Natural Gas | Furnace | E7 |  | Baseline Forecast | 0 | 0 | 0 | 0 | 0 | 0 | 0 | 0 | 0 | 0 | 0 | 0 | 0 | 0 | 0 | 0 | 0 | 0 | 0 | 0 | 0 | 0 | 0 | 0 | 0 | 0 | 0 | 0 | 0 | 0 | 0 | 0 | 0
Commercial_Lodging_Existing_Space Heating_Natural Gas_Furnace_E8_Baseline Forecast | Commercial | Lodging | Existing | Space Heating | Natural Gas | Furnace | E8 |  | Baseline Forecast | 0 | 0 | 0 | 0 | 0 | 0 | 0 | 0 | 0 | 0 | 0 | 0 | 0 | 0 | 0 | 0 | 0 | 0 | 0 | 0 | 0 | 0 | 0 | 0 | 0 | 0 | 0 | 0 | 0 | 0 | 0 | 0 | 0
Commercial_Lodging_Existing_Space Heating_Natural Gas_Furnace_E9_Baseline Forecast | Commercial | Lodging | Existing | Space Heating | Natural Gas | Furnace | E9 |  | Baseline Forecast | 0 | 0 | 0 | 0 | 0 | 0 | 0 | 0 | 0 | 0 | 0 | 0 | 0 | 0 | 0 | 0 | 0 | 0 | 0 | 0 | 0 | 0 | 0 | 0 | 0 | 0 | 0 | 0 | 0 | 0 | 0 | 0 | 0
Commercial_Lodging_Existing_Space Heating_Natural Gas_Furnace_E10_Baseline Forecast | Commercial | Lodging | Existing | Space Heating | Natural Gas | Furnace | E10 |  | Baseline Forecast | 0 | 0 | 0 | 0 | 0 | 0 | 0 | 0 | 0 | 0 | 0 | 0 | 0 | 0 | 0 | 0 | 0 | 0 | 0 | 0 | 0 | 0 | 0 | 0 | 0 | 0 | 0 | 0 | 0 | 0 | 0 | 0 | 0
Commercial_Lodging_Existing_Space Heating_Natural Gas_Boiler_E1_Baseline Forecast | Commercial | Lodging | Existing | Space Heating | Natural Gas | Boiler | E1 |  | Baseline Forecast | 0 | 1338.7184 | 1477.1676 | 1651.6999 | 1763.5711 | 1861.6367 | 1949.0698 | 2027.7167 | 2098.4125 | 1979.5336 | 2030.4217 | 2075.2583 | 2114.5415 | 2458.8838 | 2492.7351 | 2521.8374 | 2546.6608 | 2567.6345 | 2585.1279 | 2599.4754 | 2610.9568 | 2619.8449 | 2485.8091 | 2376.6398 | 2288.6684 | 2218.6823 | 2163.9041 | 2121.9223 | 2090.6469 | 2068.27 | 2053.231 | 2044.186 | 2040.051
Commercial_Lodging_Existing_Space Heating_Natural Gas_Boiler_E2_Baseline Forecast | Commercial | Lodging | Existing | Space Heating | Natural Gas | Boiler | E2 |  | Baseline Forecast | 0 | 0 | 0 | 0 | 0 | 0 | 0 | 0 | 0 | 0 | 0 | 0 | 0 | 0 | 0 | 0 | 0 | 0 | 0 | 0 | 0 | 0 | 0 | 0 | 0 | 0 | 0 | 0 | 0 | 0 | 0 | 0 | 0
Commercial_Lodging_Existing_Space Heating_Natural Gas_Boiler_E3_Baseline Forecast | Commercial | Lodging | Existing | Space Heating | Natural Gas | Boiler | E3 |  | Baseline Forecast | 0 | 1217.0167 | 1342.8797 | 1401.4423 | 1496.3634 | 1579.5705 | 1653.7562 | 1720.4869 | 1780.4712 | 2015.5251 | 2067.3384 | 2112.9903 | 2152.9877 | 1877.693 | 1903.5432 | 1925.7667 | 1944.7228 | 1960.7391 | 1974.0977 | 1985.0539 | 1993.8215 | 2000.6089 | 1898.2542 | 1814.8886 | 1747.7104 | 1694.2665 | 1652.4358 | 1620.377 | 1596.494 | 1579.4062 | 1567.9218 | 1561.0147 | 1557.8571
Commercial_Lodging_Existing_Space Heating_Natural Gas_Boiler_E4_Baseline Forecast | Commercial | Lodging | Existing | Space Heating | Natural Gas | Boiler | E4 |  | Baseline Forecast | 0 | 0 | 0 | 0 | 0 | 0 | 0 | 0 | 0 | 0 | 0 | 0 | 0 | 0 | 0 | 0 | 0 | 0 | 0 | 0 | 0 | 0 | 0 | 0 | 0 | 0 | 0 | 0 | 0 | 0 | 0 | 0 | 0
Commercial_Lodging_Existing_Space Heating_Natural Gas_Boiler_E5_Baseline Forecast | Commercial | Lodging | Existing | Space Heating | Natural Gas | Boiler | E5 |  | Baseline Forecast | 0 | 0 | 0 | 0 | 0 | 0 | 0 | 0 | 0 | 0 | 0 | 0 | 0 | 0 | 0 | 0 | 0 | 0 | 0 | 0 | 0 | 0 | 0 | 0 | 0 | 0 | 0 | 0 | 0 | 0 | 0 | 0 | 0
Commercial_Lodging_Existing_Space Heating_Natural Gas_Boiler_E6_Baseline Forecast | Commercial | Lodging | Existing | Space Heating | Natural Gas | Boiler | E6 |  | Baseline Forecast | 0 | 0 | 0 | 0 | 0 | 0 | 0 | 0 | 0 | 0 | 0 | 0 | 0 | 0 | 0 | 0 | 0 | 0 | 0 | 0 | 0 | 0 | 0 | 0 | 0 | 0 | 0 | 0 | 0 | 0 | 0 | 0 | 0
Commercial_Lodging_Existing_Space Heating_Natural Gas_Boiler_E7_Baseline Forecast | Commercial | Lodging | Existing | Space Heating | Natural Gas | Boiler | E7 |  | Baseline Forecast | 0 | 0 | 0 | 0 | 0 | 0 | 0 | 0 | 0 | 0 | 0 | 0 | 0 | 0 | 0 | 0 | 0 | 0 | 0 | 0 | 0 | 0 | 0 | 0 | 0 | 0 | 0 | 0 | 0 | 0 | 0 | 0 | 0
Commercial_Lodging_Existing_Space Heating_Natural Gas_Boiler_E8_Baseline Forecast | Commercial | Lodging | Existing | Space Heating | Natural Gas | Boiler | E8 |  | Baseline Forecast | 0 | 0 | 0 | 0 | 0 | 0 | 0 | 0 | 0 | 0 | 0 | 0 | 0 | 0 | 0 | 0 | 0 | 0 | 0 | 0 | 0 | 0 | 0 | 0 | 0 | 0 | 0 | 0 | 0 | 0 | 0 | 0 | 0
Commercial_Lodging_Existing_Space Heating_Natural Gas_Boiler_E9_Baseline Forecast | Commercial | Lodging | Existing | Space Heating | Natural Gas | Boiler | E9 |  | Baseline Forecast | 0 | 0 | 0 | 0 | 0 | 0 | 0 | 0 | 0 | 0 | 0 | 0 | 0 | 0 | 0 | 0 | 0 | 0 | 0 | 0 | 0 | 0 | 0 | 0 | 0 | 0 | 0 | 0 | 0 | 0 | 0 | 0 | 0
Commercial_Lodging_Existing_Space Heating_Natural Gas_Boiler_E10_Baseline Forecast | Commercial | Lodging | Existing | Space Heating | Natural Gas | Boiler | E10 |  | Baseline Forecast | 0 | 0 | 0 | 0 | 0 | 0 | 0 | 0 | 0 | 0 | 0 | 0 | 0 | 0 | 0 | 0 | 0 | 0 | 0 | 0 | 0 | 0 | 0 | 0 | 0 | 0 | 0 | 0 | 0 | 0 | 0 | 0 | 0
Commercial_Lodging_Existing_Space Heating_Natural Gas_Unit Heater_E1_Baseline Forecast | Commercial | Lodging | Existing | Space Heating | Natural Gas | Unit Heater | E1 |  | Baseline Forecast | 0 | 313.3264 | 405.2414 | 477.0753 | 533.1164 | 576.2909 | 609.7622 | 635.8133 | 656.0116 | 671.3859 | 682.8733 | 691.2667 | 608.9675 | 560.6913 | 535.8106 | 526.6339 | 527.6287 | 609.9302 | 627.7268 | 641.1096 | 650.9751 | 658.0412 | 662.8844 | 649.3316 | 627.942 | 605.0287 | 584.1024 | 566.8626 | 546.8164 | 542.252 | 546.6538 | 555.6992 | 566.6176
Commercial_Lodging_Existing_Space Heating_Natural Gas_Unit Heater_E2_Baseline Forecast | Commercial | Lodging | Existing | Space Heating | Natural Gas | Unit Heater | E2 |  | Baseline Forecast | 0 | 0 | 0 | 0 | 0 | 0 | 0 | 0 | 0 | 0 | 0 | 0 | 0 | 0 | 0 | 0 | 0 | 0 | 0 | 0 | 0 | 0 | 0 | 0 | 0 | 0 | 0 | 0 | 0 | 0 | 0 | 0 | 0
Commercial_Lodging_Existing_Space Heating_Natural Gas_Unit Heater_E3_Baseline Forecast | Commercial | Lodging | Existing | Space Heating | Natural Gas | Unit Heater | E3 |  | Baseline Forecast | 0 | 0 | 0 | 0 | 0 | 0 | 0 | 0 | 0 | 0 | 0 | 0 | 0 | 0 | 0 | 0 | 0 | 0 | 0 | 0 | 0 | 0 | 0 | 0 | 0 | 0 | 0 | 0 | 0 | 0 | 0 | 0 | 0
Commercial_Lodging_Existing_Space Heating_Natural Gas_Unit Heater_E4_Baseline Forecast | Commercial | Lodging | Existing | Space Heating | Natural Gas | Unit Heater | E4 |  | Baseline Forecast | 0 | 0 | 0 | 0 | 0 | 0 | 0 | 0 | 0 | 0 | 0 | 0 | 0 | 0 | 0 | 0 | 0 | 0 | 0 | 0 | 0 | 0 | 0 | 0 | 0 | 0 | 0 | 0 | 0 | 0 | 0 | 0 | 0
Commercial_Lodging_Existing_Space Heating_Natural Gas_Unit Heater_E5_Baseline Forecast | Commercial | Lodging | Existing | Space Heating | Natural Gas | Unit Heater | E5 |  | Baseline Forecast | 0 | 0 | 0 | 0 | 0 | 0 | 0 | 0 | 0 | 0 | 0 | 0 | 0 | 0 | 0 | 0 | 0 | 0 | 0 | 0 | 0 | 0 | 0 | 0 | 0 | 0 | 0 | 0 | 0 | 0 | 0 | 0 | 0
Commercial_Lodging_Existing_Space Heating_Natural Gas_Unit Heater_E6_Baseline Forecast | Commercial | Lodging | Existing | Space Heating | Natural Gas | Unit Heater | E6 |  | Baseline Forecast | 0 | 0 | 0 | 0 | 0 | 0 | 0 | 0 | 0 | 0 | 0 | 0 | 0 | 0 | 0 | 0 | 0 | 0 | 0 | 0 | 0 | 0 | 0 | 0 | 0 | 0 | 0 | 0 | 0 | 0 | 0 | 0 | 0
Commercial_Lodging_Existing_Space Heating_Natural Gas_Unit Heater_E7_Baseline Forecast | Commercial | Lodging | Existing | Space Heating | Natural Gas | Unit Heater | E7 |  | Baseline Forecast | 0 | 0 | 0 | 0 | 0 | 0 | 0 | 0 | 0 | 0 | 0 | 0 | 0 | 0 | 0 | 0 | 0 | 0 | 0 | 0 | 0 | 0 | 0 | 0 | 0 | 0 | 0 | 0 | 0 | 0 | 0 | 0 | 0
Commercial_Lodging_Existing_Space Heating_Natural Gas_Unit Heater_E8_Baseline Forecast | Commercial | Lodging | Existing | Space Heating | Natural Gas | Unit Heater | E8 |  | Baseline Forecast | 0 | 0 | 0 | 0 | 0 | 0 | 0 | 0 | 0 | 0 | 0 | 0 | 0 | 0 | 0 | 0 | 0 | 0 | 0 | 0 | 0 | 0 | 0 | 0 | 0 | 0 | 0 | 0 | 0 | 0 | 0 | 0 | 0
Commercial_Lodging_Existing_Space Heating_Natural Gas_Unit Heater_E9_Baseline Forecast | Commercial | Lodging | Existing | Space Heating | Natural Gas | Unit Heater | E9 |  | Baseline Forecast | 0 | 0 | 0 | 0 | 0 | 0 | 0 | 0 | 0 | 0 | 0 | 0 | 0 | 0 | 0 | 0 | 0 | 0 | 0 | 0 | 0 | 0 | 0 | 0 | 0 | 0 | 0 | 0 | 0 | 0 | 0 | 0 | 0
Commercial_Lodging_Existing_Space Heating_Natural Gas_Unit Heater_E10_Baseline Forecast | Commercial | Lodging | Existing | Space Heating | Natural Gas | Unit Heater | E10 |  | Baseline Forecast | 0 | 0 | 0 | 0 | 0 | 0 | 0 | 0 | 0 | 0 | 0 | 0 | 0 | 0 | 0 | 0 | 0 | 0 | 0 | 0 | 0 | 0 | 0 | 0 | 0 | 0 | 0 | 0 | 0 | 0 | 0 | 0 | 0
Commercial_Lodging_Existing_Water Heating_Natural Gas_Water Heater_E1_Baseline Forecast | Commercial | Lodging | Existing | Water Heating | Natural Gas | Water Heater | E1 |  | Baseline Forecast | 0 | 0 | 0 | 0 | 0 | 0 | 0 | 0 | 0 | 0 | 0 | 0 | 0 | 0 | 0 | 0 | 0 | 0 | 0 | 0 | 0 | 0 | 0 | 0 | 0 | 0 | 0 | 0 | 0 | 0 | 0 | 0 | 0
Commercial_Lodging_Existing_Water Heating_Natural Gas_Water Heater_E2_Baseline Forecast | Commercial | Lodging | Existing | Water Heating | Natural Gas | Water Heater | E2 |  | Baseline Forecast | 0 | 19970.0249 | 25828.2731 | 30406.6467 | 33978.452 | 36730.2008 | 38863.5162 | 40523.897 | 41811.2419 | 42791.1348 | 37843.0605 | 35016.5588 | 33640.6893 | 33230.4198 | 33438.0672 | 38854.1858 | 40091.8962 | 41027.0713 | 41721.5369 | 41141.2503 | 39989.0502 | 38688.8885 | 37479.6984 | 36480.1288 | 35273.2812 | 35056.0094 | 35407.8651 | 36050.3542 | 36598.0469 | 38076.1575 | 37994.6335 | 37625.1327 | 37082.4076
Commercial_Lodging_Existing_Water Heating_Natural Gas_Water Heater_E3_Baseline Forecast | Commercial | Lodging | Existing | Water Heating | Natural Gas | Water Heater | E3 |  | Baseline Forecast | 0 | 0 | 0 | 0 | 0 | 0 | 0 | 0 | 0 | 0 | 0 | 0 | 0 | 0 | 0 | 0 | 0 | 0 | 0 | 0 | 0 | 0 | 0 | 0 | 0 | 0 | 0 | 0 | 0 | 0 | 0 | 0 | 0
Commercial_Lodging_Existing_Water Heating_Natural Gas_Water Heater_E4_Baseline Forecast | Commercial | Lodging | Existing | Water Heating | Natural Gas | Water Heater | E4 |  | Baseline Forecast | 0 | 0 | 0 | 0 | 0 | 0 | 0 | 0 | 0 | 0 | 0 | 0 | 0 | 0 | 0 | 0 | 0 | 0 | 0 | 0 | 0 | 0 | 0 | 0 | 0 | 0 | 0 | 0 | 0 | 0 | 0 | 0 | 0
Commercial_Lodging_Existing_Water Heating_Natural Gas_Water Heater_E5_Baseline Forecast | Commercial | Lodging | Existing | Water Heating | Natural Gas | Water Heater | E5 |  | Baseline Forecast | 0 | 0 | 0 | 0 | 0 | 0 | 0 | 0 | 0 | 0 | 0 | 0 | 0 | 0 | 0 | 0 | 0 | 0 | 0 | 0 | 0 | 0 | 0 | 0 | 0 | 0 | 0 | 0 | 0 | 0 | 0 | 0 | 0
Commercial_Lodging_Existing_Water Heating_Natural Gas_Water Heater_E6_Baseline Forecast | Commercial | Lodging | Existing | Water Heating | Natural Gas | Water Heater | E6 |  | Baseline Forecast | 0 | 0 | 0 | 0 | 0 | 0 | 0 | 0 | 0 | 0 | 0 | 0 | 0 | 0 | 0 | 0 | 0 | 0 | 0 | 0 | 0 | 0 | 0 | 0 | 0 | 0 | 0 | 0 | 0 | 0 | 0 | 0 | 0
Commercial_Lodging_Existing_Water Heating_Natural Gas_Water Heater_E7_Baseline Forecast | Commercial | Lodging | Existing | Water Heating | Natural Gas | Water Heater | E7 |  | Baseline Forecast | 0 | 0 | 0 | 0 | 0 | 0 | 0 | 0 | 0 | 0 | 0 | 0 | 0 | 0 | 0 | 0 | 0 | 0 | 0 | 0 | 0 | 0 | 0 | 0 | 0 | 0 | 0 | 0 | 0 | 0 | 0 | 0 | 0
Commercial_Lodging_Existing_Water Heating_Natural Gas_Water Heater_E8_Baseline Forecast | Commercial | Lodging | Existing | Water Heating | Natural Gas | Water Heater | E8 |  | Baseline Forecast | 0 | 0 | 0 | 0 | 0 | 0 | 0 | 0 | 0 | 0 | 0 | 0 | 0 | 0 | 0 | 0 | 0 | 0 | 0 | 0 | 0 | 0 | 0 | 0 | 0 | 0 | 0 | 0 | 0 | 0 | 0 | 0 | 0
Commercial_Lodging_Existing_Water Heating_Natural Gas_Water Heater_E9_Baseline Forecast | Commercial | Lodging | Existing | Water Heating | Natural Gas | Water Heater | E9 |  | Baseline Forecast | 0 | 0 | 0 | 0 | 0 | 0 | 0 | 0 | 0 | 0 | 0 | 0 | 0 | 0 | 0 | 0 | 0 | 0 | 0 | 0 | 0 | 0 | 0 | 0 | 0 | 0 | 0 | 0 | 0 | 0 | 0 | 0 | 0
Commercial_Lodging_Existing_Water Heating_Natural Gas_Water Heater_E10_Baseline Forecast | Commercial | Lodging | Existing | Water Heating | Natural Gas | Water Heater | E10 |  | Baseline Forecast | 0 | 0 | 0 | 0 | 0 | 0 | 0 | 0 | 0 | 0 | 0 | 0 | 0 | 0 | 0 | 0 | 0 | 0 | 0 | 0 | 0 | 0 | 0 | 0 | 0 | 0 | 0 | 0 | 0 | 0 | 0 | 0 | 0
Commercial_Lodging_Existing_Food Preparation_Natural Gas_Oven_E1_Baseline Forecast | Commercial | Lodging | Existing | Food Preparation | Natural Gas | Oven | E1 |  | Baseline Forecast | 0 | 912.0543 | 1179.6073 | 1388.7069 | 1551.8355 | 1677.511 | 1774.942 | 1850.7735 | 1909.5681 | 1954.3209 | 1987.7592 | 2012.1915 | 1772.6286 | 1632.1027 | 1559.6781 | 1532.9656 | 1535.8616 | 1775.4308 | 1827.2346 | 1866.1902 | 1894.9076 | 1915.4761 | 1929.574 | 1890.1235 | 1827.8611 | 1761.1632 | 1700.2494 | 1650.0665 | 1591.7145 | 1578.428 | 1591.2413 | 1617.5713 | 1649.3534
Commercial_Lodging_Existing_Food Preparation_Natural Gas_Oven_E2_Baseline Forecast | Commercial | Lodging | Existing | Food Preparation | Natural Gas | Oven | E2 |  | Baseline Forecast | 0 | 1312.4684 | 1697.4837 | 1998.3832 | 2233.1291 | 2413.9793 | 2554.1849 | 2663.3083 | 2747.915 | 2812.3155 | 2860.434 | 2895.5927 | 2550.8557 | 2348.6355 | 2244.4148 | 2205.9749 | 2210.1423 | 2554.8882 | 2629.4352 | 2685.4933 | 2726.8183 | 2756.4169 | 2776.704 | 2719.9339 | 2630.3367 | 2534.3568 | 2446.7004 | 2374.486 | 2290.5161 | 2271.3965 | 2289.8351 | 2327.7246 | 2373.4597
Commercial_Lodging_Existing_Food Preparation_Natural Gas_Oven_E3_Baseline Forecast | Commercial | Lodging | Existing | Food Preparation | Natural Gas | Oven | E3 |  | Baseline Forecast | 0 | 0 | 0 | 0 | 0 | 0 | 0 | 0 | 0 | 0 | 0 | 0 | 0 | 0 | 0 | 0 | 0 | 0 | 0 | 0 | 0 | 0 | 0 | 0 | 0 | 0 | 0 | 0 | 0 | 0 | 0 | 0 | 0
Commercial_Lodging_Existing_Food Preparation_Natural Gas_Oven_E4_Baseline Forecast | Commercial | Lodging | Existing | Food Preparation | Natural Gas | Oven | E4 |  | Baseline Forecast | 0 | 0 | 0 | 0 | 0 | 0 | 0 | 0 | 0 | 0 | 0 | 0 | 0 | 0 | 0 | 0 | 0 | 0 | 0 | 0 | 0 | 0 | 0 | 0 | 0 | 0 | 0 | 0 | 0 | 0 | 0 | 0 | 0
Commercial_Lodging_Existing_Food Preparation_Natural Gas_Oven_E5_Baseline Forecast | Commercial | Lodging | Existing | Food Preparation | Natural Gas | Oven | E5 |  | Baseline Forecast | 0 | 0 | 0 | 0 | 0 | 0 | 0 | 0 | 0 | 0 | 0 | 0 | 0 | 0 | 0 | 0 | 0 | 0 | 0 | 0 | 0 | 0 | 0 | 0 | 0 | 0 | 0 | 0 | 0 | 0 | 0 | 0 | 0
Commercial_Lodging_Existing_Food Preparation_Natural Gas_Oven_E6_Baseline Forecast | Commercial | Lodging | Existing | Food Preparation | Natural Gas | Oven | E6 |  | Baseline Forecast | 0 | 0 | 0 | 0 | 0 | 0 | 0 | 0 | 0 | 0 | 0 | 0 | 0 | 0 | 0 | 0 | 0 | 0 | 0 | 0 | 0 | 0 | 0 | 0 | 0 | 0 | 0 | 0 | 0 | 0 | 0 | 0 | 0
Commercial_Lodging_Existing_Food Preparation_Natural Gas_Oven_E7_Baseline Forecast | Commercial | Lodging | Existing | Food Preparation | Natural Gas | Oven | E7 |  | Baseline Forecast | 0 | 0 | 0 | 0 | 0 | 0 | 0 | 0 | 0 | 0 | 0 | 0 | 0 | 0 | 0 | 0 | 0 | 0 | 0 | 0 | 0 | 0 | 0 | 0 | 0 | 0 | 0 | 0 | 0 | 0 | 0 | 0 | 0
Commercial_Lodging_Existing_Food Preparation_Natural Gas_Oven_E8_Baseline Forecast | Commercial | Lodging | Existing | Food Preparation | Natural Gas | Oven | E8 |  | Baseline Forecast | 0 | 0 | 0 | 0 | 0 | 0 | 0 | 0 | 0 | 0 | 0 | 0 | 0 | 0 | 0 | 0 | 0 | 0 | 0 | 0 | 0 | 0 | 0 | 0 | 0 | 0 | 0 | 0 | 0 | 0 | 0 | 0 | 0
Commercial_Lodging_Existing_Food Preparation_Natural Gas_Oven_E9_Baseline Forecast | Commercial | Lodging | Existing | Food Preparation | Natural Gas | Oven | E9 |  | Baseline Forecast | 0 | 0 | 0 | 0 | 0 | 0 | 0 | 0 | 0 | 0 | 0 | 0 | 0 | 0 | 0 | 0 | 0 | 0 | 0 | 0 | 0 | 0 | 0 | 0 | 0 | 0 | 0 | 0 | 0 | 0 | 0 | 0 | 0
Commercial_Lodging_Existing_Food Preparation_Natural Gas_Oven_E10_Baseline Forecast | Commercial | Lodging | Existing | Food Preparation | Natural Gas | Oven | E10 |  | Baseline Forecast | 0 | 0 | 0 | 0 | 0 | 0 | 0 | 0 | 0 | 0 | 0 | 0 | 0 | 0 | 0 | 0 | 0 | 0 | 0 | 0 | 0 | 0 | 0 | 0 | 0 | 0 | 0 | 0 | 0 | 0 | 0 | 0 | 0
Commercial_Lodging_Existing_Food Preparation_Natural Gas_Conveyor Oven_E1_Baseline Forecast | Commercial | Lodging | Existing | Food Preparation | Natural Gas | Conveyor Oven | E1 |  | Baseline Forecast | 0 | 321.9015 | 416.332 | 490.1319 | 547.7066 | 592.0627 | 626.4501 | 653.2142 | 673.9652 | 689.7603 | 701.5621 | 710.1852 | 716.2548 | 720.2766 | 722.6533 | 723.7318 | 723.7814 | 634.7654 | 581.1624 | 552.0591 | 539.5175 | 537.8222 | 617.9546 | 634.0055 | 645.9781 | 654.7011 | 660.8381 | 664.9171 | 667.3584 | 668.4963 | 668.597 | 667.8724 | 666.5139
Commercial_Lodging_Existing_Food Preparation_Natural Gas_Conveyor Oven_E2_Baseline Forecast | Commercial | Lodging | Existing | Food Preparation | Natural Gas | Conveyor Oven | E2 |  | Baseline Forecast | 0 | 463.2241 | 599.1119 | 705.3117 | 788.1632 | 851.9927 | 901.477 | 939.9912 | 969.8524 | 992.5819 | 1009.5649 | 1021.9739 | 1030.7081 | 1036.4956 | 1039.9158 | 1041.4677 | 1041.539 | 913.4429 | 836.3068 | 794.4265 | 776.3788 | 773.9392 | 889.2517 | 912.3494 | 929.5782 | 942.1309 | 950.9622 | 956.8319 | 960.345 | 961.9825 | 962.1274 | 961.0847 | 959.1298
Commercial_Lodging_Existing_Food Preparation_Natural Gas_Conveyor Oven_E3_Baseline Forecast | Commercial | Lodging | Existing | Food Preparation | Natural Gas | Conveyor Oven | E3 |  | Baseline Forecast | 0 | 0 | 0 | 0 | 0 | 0 | 0 | 0 | 0 | 0 | 0 | 0 | 0 | 0 | 0 | 0 | 0 | 0 | 0 | 0 | 0 | 0 | 0 | 0 | 0 | 0 | 0 | 0 | 0 | 0 | 0 | 0 | 0
Commercial_Lodging_Existing_Food Preparation_Natural Gas_Conveyor Oven_E4_Baseline Forecast | Commercial | Lodging | Existing | Food Preparation | Natural Gas | Conveyor Oven | E4 |  | Baseline Forecast | 0 | 0 | 0 | 0 | 0 | 0 | 0 | 0 | 0 | 0 | 0 | 0 | 0 | 0 | 0 | 0 | 0 | 0 | 0 | 0 | 0 | 0 | 0 | 0 | 0 | 0 | 0 | 0 | 0 | 0 | 0 | 0 | 0
Commercial_Lodging_Existing_Food Preparation_Natural Gas_Conveyor Oven_E5_Baseline Forecast | Commercial | Lodging | Existing | Food Preparation | Natural Gas | Conveyor Oven | E5 |  | Baseline Forecast | 0 | 0 | 0 | 0 | 0 | 0 | 0 | 0 | 0 | 0 | 0 | 0 | 0 | 0 | 0 | 0 | 0 | 0 | 0 | 0 | 0 | 0 | 0 | 0 | 0 | 0 | 0 | 0 | 0 | 0 | 0 | 0 | 0
Commercial_Lodging_Existing_Food Preparation_Natural Gas_Conveyor Oven_E6_Baseline Forecast | Commercial | Lodging | Existing | Food Preparation | Natural Gas | Conveyor Oven | E6 |  | Baseline Forecast | 0 | 0 | 0 | 0 | 0 | 0 | 0 | 0 | 0 | 0 | 0 | 0 | 0 | 0 | 0 | 0 | 0 | 0 | 0 | 0 | 0 | 0 | 0 | 0 | 0 | 0 | 0 | 0 | 0 | 0 | 0 | 0 | 0
Commercial_Lodging_Existing_Food Preparation_Natural Gas_Conveyor Oven_E7_Baseline Forecast | Commercial | Lodging | Existing | Food Preparation | Natural Gas | Conveyor Oven | E7 |  | Baseline Forecast | 0 | 0 | 0 | 0 | 0 | 0 | 0 | 0 | 0 | 0 | 0 | 0 | 0 | 0 | 0 | 0 | 0 | 0 | 0 | 0 | 0 | 0 | 0 | 0 | 0 | 0 | 0 | 0 | 0 | 0 | 0 | 0 | 0
Commercial_Lodging_Existing_Food Preparation_Natural Gas_Conveyor Oven_E8_Baseline Forecast | Commercial | Lodging | Existing | Food Preparation | Natural Gas | Conveyor Oven | E8 |  | Baseline Forecast | 0 | 0 | 0 | 0 | 0 | 0 | 0 | 0 | 0 | 0 | 0 | 0 | 0 | 0 | 0 | 0 | 0 | 0 | 0 | 0 | 0 | 0 | 0 | 0 | 0 | 0 | 0 | 0 | 0 | 0 | 0 | 0 | 0
Commercial_Lodging_Existing_Food Preparation_Natural Gas_Conveyor Oven_E9_Baseline Forecast | Commercial | Lodging | Existing | Food Preparation | Natural Gas | Conveyor Oven | E9 |  | Baseline Forecast | 0 | 0 | 0 | 0 | 0 | 0 | 0 | 0 | 0 | 0 | 0 | 0 | 0 | 0 | 0 | 0 | 0 | 0 | 0 | 0 | 0 | 0 | 0 | 0 | 0 | 0 | 0 | 0 | 0 | 0 | 0 | 0 | 0
Commercial_Lodging_Existing_Food Preparation_Natural Gas_Conveyor Oven_E10_Baseline Forecast | Commercial | Lodging | Existing | Food Preparation | Natural Gas | Conveyor Oven | E10 |  | Baseline Forecast | 0 | 0 | 0 | 0 | 0 | 0 | 0 | 0 | 0 | 0 | 0 | 0 | 0 | 0 | 0 | 0 | 0 | 0 | 0 | 0 | 0 | 0 | 0 | 0 | 0 | 0 | 0 | 0 | 0 | 0 | 0 | 0 | 0
Commercial_Lodging_Existing_Food Preparation_Natural Gas_Double Rack Oven_E1_Baseline Forecast | Commercial | Lodging | Existing | Food Preparation | Natural Gas | Double Rack Oven | E1 |  | Baseline Forecast | 0 | 456.0271 | 589.8036 | 694.3535 | 775.9177 | 838.7555 | 887.471 | 925.3868 | 954.784 | 977.1605 | 993.8796 | 1006.0958 | 886.3143 | 816.0513 | 779.839 | 766.4828 | 767.9308 | 887.7154 | 913.6173 | 933.0951 | 947.4538 | 957.7381 | 964.787 | 945.0618 | 913.9306 | 880.5816 | 850.1247 | 825.0333 | 795.8573 | 789.214 | 795.6207 | 808.7857 | 824.6767
Commercial_Lodging_Existing_Food Preparation_Natural Gas_Double Rack Oven_E2_Baseline Forecast | Commercial | Lodging | Existing | Food Preparation | Natural Gas | Double Rack Oven | E2 |  | Baseline Forecast | 0 | 656.2342 | 848.7418 | 999.1916 | 1116.5645 | 1206.9896 | 1277.0924 | 1331.6541 | 1373.9575 | 1406.1577 | 1430.217 | 1447.7963 | 1275.4279 | 1174.3178 | 1122.2074 | 1102.9875 | 1105.0711 | 1277.4441 | 1314.7176 | 1342.7466 | 1363.4091 | 1378.2084 | 1388.352 | 1359.9669 | 1315.1684 | 1267.1784 | 1223.3502 | 1187.243 | 1145.258 | 1135.6982 | 1144.9175 | 1163.8623 | 1186.7299
Commercial_Lodging_Existing_Food Preparation_Natural Gas_Double Rack Oven_E3_Baseline Forecast | Commercial | Lodging | Existing | Food Preparation | Natural Gas | Double Rack Oven | E3 |  | Baseline Forecast | 0 | 0 | 0 | 0 | 0 | 0 | 0 | 0 | 0 | 0 | 0 | 0 | 0 | 0 | 0 | 0 | 0 | 0 | 0 | 0 | 0 | 0 | 0 | 0 | 0 | 0 | 0 | 0 | 0 | 0 | 0 | 0 | 0
Commercial_Lodging_Existing_Food Preparation_Natural Gas_Double Rack Oven_E4_Baseline Forecast | Commercial | Lodging | Existing | Food Preparation | Natural Gas | Double Rack Oven | E4 |  | Baseline Forecast | 0 | 0 | 0 | 0 | 0 | 0 | 0 | 0 | 0 | 0 | 0 | 0 | 0 | 0 | 0 | 0 | 0 | 0 | 0 | 0 | 0 | 0 | 0 | 0 | 0 | 0 | 0 | 0 | 0 | 0 | 0 | 0 | 0
Commercial_Lodging_Existing_Food Preparation_Natural Gas_Double Rack Oven_E5_Baseline Forecast | Commercial | Lodging | Existing | Food Preparation | Natural Gas | Double Rack Oven | E5 |  | Baseline Forecast | 0 | 0 | 0 | 0 | 0 | 0 | 0 | 0 | 0 | 0 | 0 | 0 | 0 | 0 | 0 | 0 | 0 | 0 | 0 | 0 | 0 | 0 | 0 | 0 | 0 | 0 | 0 | 0 | 0 | 0 | 0 | 0 | 0
Commercial_Lodging_Existing_Food Preparation_Natural Gas_Double Rack Oven_E6_Baseline Forecast | Commercial | Lodging | Existing | Food Preparation | Natural Gas | Double Rack Oven | E6 |  | Baseline Forecast | 0 | 0 | 0 | 0 | 0 | 0 | 0 | 0 | 0 | 0 | 0 | 0 | 0 | 0 | 0 | 0 | 0 | 0 | 0 | 0 | 0 | 0 | 0 | 0 | 0 | 0 | 0 | 0 | 0 | 0 | 0 | 0 | 0
Commercial_Lodging_Existing_Food Preparation_Natural Gas_Double Rack Oven_E7_Baseline Forecast | Commercial | Lodging | Existing | Food Preparation | Natural Gas | Double Rack Oven | E7 |  | Baseline Forecast | 0 | 0 | 0 | 0 | 0 | 0 | 0 | 0 | 0 | 0 | 0 | 0 | 0 | 0 | 0 | 0 | 0 | 0 | 0 | 0 | 0 | 0 | 0 | 0 | 0 | 0 | 0 | 0 | 0 | 0 | 0 | 0 | 0
Commercial_Lodging_Existing_Food Preparation_Natural Gas_Double Rack Oven_E8_Baseline Forecast | Commercial | Lodging | Existing | Food Preparation | Natural Gas | Double Rack Oven | E8 |  | Baseline Forecast | 0 | 0 | 0 | 0 | 0 | 0 | 0 | 0 | 0 | 0 | 0 | 0 | 0 | 0 | 0 | 0 | 0 | 0 | 0 | 0 | 0 | 0 | 0 | 0 | 0 | 0 | 0 | 0 | 0 | 0 | 0 | 0 | 0
Commercial_Lodging_Existing_Food Preparation_Natural Gas_Double Rack Oven_E9_Baseline Forecast | Commercial | Lodging | Existing | Food Preparation | Natural Gas | Double Rack Oven | E9 |  | Baseline Forecast | 0 | 0 | 0 | 0 | 0 | 0 | 0 | 0 | 0 | 0 | 0 | 0 | 0 | 0 | 0 | 0 | 0 | 0 | 0 | 0 | 0 | 0 | 0 | 0 | 0 | 0 | 0 | 0 | 0 | 0 | 0 | 0 | 0
Commercial_Lodging_Existing_Food Preparation_Natural Gas_Double Rack Oven_E10_Baseline Forecast | Commercial | Lodging | Existing | Food Preparation | Natural Gas | Double Rack Oven | E10 |  | Baseline Forecast | 0 | 0 | 0 | 0 | 0 | 0 | 0 | 0 | 0 | 0 | 0 | 0 | 0 | 0 | 0 | 0 | 0 | 0 | 0 | 0 | 0 | 0 | 0 | 0 | 0 | 0 | 0 | 0 | 0 | 0 | 0 | 0 | 0
Commercial_Lodging_Existing_Food Preparation_Natural Gas_Fryer_E1_Baseline Forecast | Commercial | Lodging | Existing | Food Preparation | Natural Gas | Fryer | E1 |  | Baseline Forecast | 0 | 2557.9659 | 3605.2537 | 0 | 0 | 0 | 0 | 0 | 0 | 0 | 0 | 0 | 0 | 0 | 0 | 0 | 0 | 0 | 0 | 0 | 0 | 0 | 0 | 0 | 0 | 0 | 0 | 0 | 0 | 0 | 0 | 0 | 0
Commercial_Lodging_Existing_Food Preparation_Natural Gas_Fryer_E2_Baseline Forecast | Commercial | Lodging | Existing | Food Preparation | Natural Gas | Fryer | E2 |  | Baseline Forecast | 0 | 898.7448 | 1266.7108 | 5909.7497 | 6667.7644 | 7213.3084 | 6211.3215 | 5810.0511 | 5765.7659 | 5918.9991 | 6946.9329 | 7017.5107 | 6891.6704 | 6725.9322 | 6593.6482 | 6395.2245 | 6397.2424 | 6447.2002 | 6488.1767 | 6684.2646 | 6566.4221 | 6434.3486 | 6338.5797 | 6284.2639 | 6276.0852 | 6286.0592 | 6271.8763 | 6235.6961 | 6230.215 | 6153.1543 | 6094.4012 | 6054.8001 | 6025.5433
Commercial_Lodging_Existing_Food Preparation_Natural Gas_Fryer_E3_Baseline Forecast | Commercial | Lodging | Existing | Food Preparation | Natural Gas | Fryer | E3 |  | Baseline Forecast | 0 | 0 | 0 | 0 | 0 | 0 | 0 | 0 | 0 | 0 | 0 | 0 | 0 | 0 | 0 | 0 | 0 | 0 | 0 | 0 | 0 | 0 | 0 | 0 | 0 | 0 | 0 | 0 | 0 | 0 | 0 | 0 | 0
Commercial_Lodging_Existing_Food Preparation_Natural Gas_Fryer_E4_Baseline Forecast | Commercial | Lodging | Existing | Food Preparation | Natural Gas | Fryer | E4 |  | Baseline Forecast | 0 | 0 | 0 | 0 | 0 | 0 | 0 | 0 | 0 | 0 | 0 | 0 | 0 | 0 | 0 | 0 | 0 | 0 | 0 | 0 | 0 | 0 | 0 | 0 | 0 | 0 | 0 | 0 | 0 | 0 | 0 | 0 | 0
Commercial_Lodging_Existing_Food Preparation_Natural Gas_Fryer_E5_Baseline Forecast | Commercial | Lodging | Existing | Food Preparation | Natural Gas | Fryer | E5 |  | Baseline Forecast | 0 | 0 | 0 | 0 | 0 | 0 | 0 | 0 | 0 | 0 | 0 | 0 | 0 | 0 | 0 | 0 | 0 | 0 | 0 | 0 | 0 | 0 | 0 | 0 | 0 | 0 | 0 | 0 | 0 | 0 | 0 | 0 | 0
Commercial_Lodging_Existing_Food Preparation_Natural Gas_Fryer_E6_Baseline Forecast | Commercial | Lodging | Existing | Food Preparation | Natural Gas | Fryer | E6 |  | Baseline Forecast | 0 | 0 | 0 | 0 | 0 | 0 | 0 | 0 | 0 | 0 | 0 | 0 | 0 | 0 | 0 | 0 | 0 | 0 | 0 | 0 | 0 | 0 | 0 | 0 | 0 | 0 | 0 | 0 | 0 | 0 | 0 | 0 | 0
Commercial_Lodging_Existing_Food Preparation_Natural Gas_Fryer_E7_Baseline Forecast | Commercial | Lodging | Existing | Food Preparation | Natural Gas | Fryer | E7 |  | Baseline Forecast | 0 | 0 | 0 | 0 | 0 | 0 | 0 | 0 | 0 | 0 | 0 | 0 | 0 | 0 | 0 | 0 | 0 | 0 | 0 | 0 | 0 | 0 | 0 | 0 | 0 | 0 | 0 | 0 | 0 | 0 | 0 | 0 | 0
Commercial_Lodging_Existing_Food Preparation_Natural Gas_Fryer_E8_Baseline Forecast | Commercial | Lodging | Existing | Food Preparation | Natural Gas | Fryer | E8 |  | Baseline Forecast | 0 | 0 | 0 | 0 | 0 | 0 | 0 | 0 | 0 | 0 | 0 | 0 | 0 | 0 | 0 | 0 | 0 | 0 | 0 | 0 | 0 | 0 | 0 | 0 | 0 | 0 | 0 | 0 | 0 | 0 | 0 | 0 | 0
Commercial_Lodging_Existing_Food Preparation_Natural Gas_Fryer_E9_Baseline Forecast | Commercial | Lodging | Existing | Food Preparation | Natural Gas | Fryer | E9 |  | Baseline Forecast | 0 | 0 | 0 | 0 | 0 | 0 | 0 | 0 | 0 | 0 | 0 | 0 | 0 | 0 | 0 | 0 | 0 | 0 | 0 | 0 | 0 | 0 | 0 | 0 | 0 | 0 | 0 | 0 | 0 | 0 | 0 | 0 | 0
Commercial_Lodging_Existing_Food Preparation_Natural Gas_Fryer_E10_Baseline Forecast | Commercial | Lodging | Existing | Food Preparation | Natural Gas | Fryer | E10 |  | Baseline Forecast | 0 | 0 | 0 | 0 | 0 | 0 | 0 | 0 | 0 | 0 | 0 | 0 | 0 | 0 | 0 | 0 | 0 | 0 | 0 | 0 | 0 | 0 | 0 | 0 | 0 | 0 | 0 | 0 | 0 | 0 | 0 | 0 | 0
Commercial_Lodging_Existing_Food Preparation_Natural Gas_Broiler_E1_Baseline Forecast | Commercial | Lodging | Existing | Food Preparation | Natural Gas | Broiler | E1 |  | Baseline Forecast | 0 | 1250.5611 | 1617.4158 | 1904.1223 | 2127.7956 | 2300.1153 | 2433.7076 | 2537.6838 | 2618.2998 | 2679.6626 | 2725.5114 | 2759.0117 | 2430.5355 | 2237.8537 | 2138.549 | 2101.9223 | 2105.893 | 2434.3778 | 2505.4085 | 2558.8224 | 2598.1982 | 2626.4006 | 2645.7309 | 2591.6385 | 2506.2675 | 2414.8148 | 2331.293 | 2262.4849 | 2182.4757 | 2164.2579 | 2181.8268 | 2217.9291 | 2261.507
Commercial_Lodging_Existing_Food Preparation_Natural Gas_Broiler_E2_Baseline Forecast | Commercial | Lodging | Existing | Food Preparation | Natural Gas | Broiler | E2 |  | Baseline Forecast | 0 | 439.3863 | 568.2812 | 669.0159 | 747.6038 | 808.1486 | 855.0865 | 891.6186 | 919.9432 | 941.5031 | 957.6121 | 969.3825 | 853.9719 | 786.2729 | 751.3821 | 738.5132 | 739.9084 | 855.3219 | 880.2787 | 899.0457 | 912.8804 | 922.7894 | 929.5811 | 910.5757 | 880.5805 | 848.4485 | 819.1029 | 794.9271 | 766.8158 | 760.4149 | 766.5878 | 779.2724 | 794.5836
Commercial_Lodging_Existing_Food Preparation_Natural Gas_Broiler_E3_Baseline Forecast | Commercial | Lodging | Existing | Food Preparation | Natural Gas | Broiler | E3 |  | Baseline Forecast | 0 | 0 | 0 | 0 | 0 | 0 | 0 | 0 | 0 | 0 | 0 | 0 | 0 | 0 | 0 | 0 | 0 | 0 | 0 | 0 | 0 | 0 | 0 | 0 | 0 | 0 | 0 | 0 | 0 | 0 | 0 | 0 | 0
Commercial_Lodging_Existing_Food Preparation_Natural Gas_Broiler_E4_Baseline Forecast | Commercial | Lodging | Existing | Food Preparation | Natural Gas | Broiler | E4 |  | Baseline Forecast | 0 | 0 | 0 | 0 | 0 | 0 | 0 | 0 | 0 | 0 | 0 | 0 | 0 | 0 | 0 | 0 | 0 | 0 | 0 | 0 | 0 | 0 | 0 | 0 | 0 | 0 | 0 | 0 | 0 | 0 | 0 | 0 | 0
Commercial_Lodging_Existing_Food Preparation_Natural Gas_Broiler_E5_Baseline Forecast | Commercial | Lodging | Existing | Food Preparation | Natural Gas | Broiler | E5 |  | Baseline Forecast | 0 | 0 | 0 | 0 | 0 | 0 | 0 | 0 | 0 | 0 | 0 | 0 | 0 | 0 | 0 | 0 | 0 | 0 | 0 | 0 | 0 | 0 | 0 | 0 | 0 | 0 | 0 | 0 | 0 | 0 | 0 | 0 | 0
Commercial_Lodging_Existing_Food Preparation_Natural Gas_Broiler_E6_Baseline Forecast | Commercial | Lodging | Existing | Food Preparation | Natural Gas | Broiler | E6 |  | Baseline Forecast | 0 | 0 | 0 | 0 | 0 | 0 | 0 | 0 | 0 | 0 | 0 | 0 | 0 | 0 | 0 | 0 | 0 | 0 | 0 | 0 | 0 | 0 | 0 | 0 | 0 | 0 | 0 | 0 | 0 | 0 | 0 | 0 | 0
Commercial_Lodging_Existing_Food Preparation_Natural Gas_Broiler_E7_Baseline Forecast | Commercial | Lodging | Existing | Food Preparation | Natural Gas | Broiler | E7 |  | Baseline Forecast | 0 | 0 | 0 | 0 | 0 | 0 | 0 | 0 | 0 | 0 | 0 | 0 | 0 | 0 | 0 | 0 | 0 | 0 | 0 | 0 | 0 | 0 | 0 | 0 | 0 | 0 | 0 | 0 | 0 | 0 | 0 | 0 | 0
Commercial_Lodging_Existing_Food Preparation_Natural Gas_Broiler_E8_Baseline Forecast | Commercial | Lodging | Existing | Food Preparation | Natural Gas | Broiler | E8 |  | Baseline Forecast | 0 | 0 | 0 | 0 | 0 | 0 | 0 | 0 | 0 | 0 | 0 | 0 | 0 | 0 | 0 | 0 | 0 | 0 | 0 | 0 | 0 | 0 | 0 | 0 | 0 | 0 | 0 | 0 | 0 | 0 | 0 | 0 | 0
Commercial_Lodging_Existing_Food Preparation_Natural Gas_Broiler_E9_Baseline Forecast | Commercial | Lodging | Existing | Food Preparation | Natural Gas | Broiler | E9 |  | Baseline Forecast | 0 | 0 | 0 | 0 | 0 | 0 | 0 | 0 | 0 | 0 | 0 | 0 | 0 | 0 | 0 | 0 | 0 | 0 | 0 | 0 | 0 | 0 | 0 | 0 | 0 | 0 | 0 | 0 | 0 | 0 | 0 | 0 | 0
Commercial_Lodging_Existing_Food Preparation_Natural Gas_Broiler_E10_Baseline Forecast | Commercial | Lodging | Existing | Food Preparation | Natural Gas | Broiler | E10 |  | Baseline Forecast | 0 | 0 | 0 | 0 | 0 | 0 | 0 | 0 | 0 | 0 | 0 | 0 | 0 | 0 | 0 | 0 | 0 | 0 | 0 | 0 | 0 | 0 | 0 | 0 | 0 | 0 | 0 | 0 | 0 | 0 | 0 | 0 | 0
Commercial_Lodging_Existing_Food Preparation_Natural Gas_Griddle_E1_Baseline Forecast | Commercial | Lodging | Existing | Food Preparation | Natural Gas | Griddle | E1 |  | Baseline Forecast | 0 | 3207.7961 | 4148.8098 | 4884.2365 | 5457.9775 | 5899.9925 | 6242.6681 | 6509.376 | 6716.1629 | 6873.5636 | 6991.1697 | 7077.1009 | 6234.5314 | 5740.2862 | 5485.561 | 5391.6103 | 5401.7956 | 6244.3872 | 6426.587 | 6563.5982 | 6664.6004 | 6736.9422 | 6786.5259 | 6647.7742 | 6428.7904 | 6194.2065 | 5979.9659 | 5803.4671 | 5598.2367 | 5551.5066 | 5596.5724 | 5689.1779 | 5800.9589
Commercial_Lodging_Existing_Food Preparation_Natural Gas_Griddle_E2_Baseline Forecast | Commercial | Lodging | Existing | Food Preparation | Natural Gas | Griddle | E2 |  | Baseline Forecast | 0 | 1310.2266 | 1694.5843 | 1994.9698 | 2229.3148 | 2409.8561 | 2549.8222 | 2658.7592 | 2743.2215 | 2807.5119 | 2855.5482 | 2890.6468 | 2546.4987 | 2344.6239 | 2240.5812 | 2202.207 | 2206.3672 | 2550.5243 | 2624.944 | 2680.9063 | 2722.1607 | 2751.7088 | 2771.9613 | 2715.2881 | 2625.844 | 2530.028 | 2442.5213 | 2370.4302 | 2286.6037 | 2267.5168 | 2285.9239 | 2323.7487 | 2369.4057
Commercial_Lodging_Existing_Food Preparation_Natural Gas_Griddle_E3_Baseline Forecast | Commercial | Lodging | Existing | Food Preparation | Natural Gas | Griddle | E3 |  | Baseline Forecast | 0 | 0 | 0 | 0 | 0 | 0 | 0 | 0 | 0 | 0 | 0 | 0 | 0 | 0 | 0 | 0 | 0 | 0 | 0 | 0 | 0 | 0 | 0 | 0 | 0 | 0 | 0 | 0 | 0 | 0 | 0 | 0 | 0
Commercial_Lodging_Existing_Food Preparation_Natural Gas_Griddle_E4_Baseline Forecast | Commercial | Lodging | Existing | Food Preparation | Natural Gas | Griddle | E4 |  | Baseline Forecast | 0 | 0 | 0 | 0 | 0 | 0 | 0 | 0 | 0 | 0 | 0 | 0 | 0 | 0 | 0 | 0 | 0 | 0 | 0 | 0 | 0 | 0 | 0 | 0 | 0 | 0 | 0 | 0 | 0 | 0 | 0 | 0 | 0
Commercial_Lodging_Existing_Food Preparation_Natural Gas_Griddle_E5_Baseline Forecast | Commercial | Lodging | Existing | Food Preparation | Natural Gas | Griddle | E5 |  | Baseline Forecast | 0 | 0 | 0 | 0 | 0 | 0 | 0 | 0 | 0 | 0 | 0 | 0 | 0 | 0 | 0 | 0 | 0 | 0 | 0 | 0 | 0 | 0 | 0 | 0 | 0 | 0 | 0 | 0 | 0 | 0 | 0 | 0 | 0
Commercial_Lodging_Existing_Food Preparation_Natural Gas_Griddle_E6_Baseline Forecast | Commercial | Lodging | Existing | Food Preparation | Natural Gas | Griddle | E6 |  | Baseline Forecast | 0 | 0 | 0 | 0 | 0 | 0 | 0 | 0 | 0 | 0 | 0 | 0 | 0 | 0 | 0 | 0 | 0 | 0 | 0 | 0 | 0 | 0 | 0 | 0 | 0 | 0 | 0 | 0 | 0 | 0 | 0 | 0 | 0
Commercial_Lodging_Existing_Food Preparation_Natural Gas_Griddle_E7_Baseline Forecast | Commercial | Lodging | Existing | Food Preparation | Natural Gas | Griddle | E7 |  | Baseline Forecast | 0 | 0 | 0 | 0 | 0 | 0 | 0 | 0 | 0 | 0 | 0 | 0 | 0 | 0 | 0 | 0 | 0 | 0 | 0 | 0 | 0 | 0 | 0 | 0 | 0 | 0 | 0 | 0 | 0 | 0 | 0 | 0 | 0
Commercial_Lodging_Existing_Food Preparation_Natural Gas_Griddle_E8_Baseline Forecast | Commercial | Lodging | Existing | Food Preparation | Natural Gas | Griddle | E8 |  | Baseline Forecast | 0 | 0 | 0 | 0 | 0 | 0 | 0 | 0 | 0 | 0 | 0 | 0 | 0 | 0 | 0 | 0 | 0 | 0 | 0 | 0 | 0 | 0 | 0 | 0 | 0 | 0 | 0 | 0 | 0 | 0 | 0 | 0 | 0
Commercial_Lodging_Existing_Food Preparation_Natural Gas_Griddle_E9_Baseline Forecast | Commercial | Lodging | Existing | Food Preparation | Natural Gas | Griddle | E9 |  | Baseline Forecast | 0 | 0 | 0 | 0 | 0 | 0 | 0 | 0 | 0 | 0 | 0 | 0 | 0 | 0 | 0 | 0 | 0 | 0 | 0 | 0 | 0 | 0 | 0 | 0 | 0 | 0 | 0 | 0 | 0 | 0 | 0 | 0 | 0
Commercial_Lodging_Existing_Food Preparation_Natural Gas_Griddle_E10_Baseline Forecast | Commercial | Lodging | Existing | Food Preparation | Natural Gas | Griddle | E10 |  | Baseline Forecast | 0 | 0 | 0 | 0 | 0 | 0 | 0 | 0 | 0 | 0 | 0 | 0 | 0 | 0 | 0 | 0 | 0 | 0 | 0 | 0 | 0 | 0 | 0 | 0 | 0 | 0 | 0 | 0 | 0 | 0 | 0 | 0 | 0
Commercial_Lodging_Existing_Food Preparation_Natural Gas_Range_E1_Baseline Forecast | Commercial | Lodging | Existing | Food Preparation | Natural Gas | Range | E1 |  | Baseline Forecast | 0 | 33.9369 | 43.8924 | 51.6728 | 57.7427 | 62.419 | 66.0444 | 68.866 | 71.0537 | 72.7189 | 64.3102 | 59.5069 | 57.1687 | 56.4715 | 56.8244 | 66.0285 | 68.1319 | 69.7211 | 70.9013 | 69.9151 | 67.9571 | 65.7476 | 63.6927 | 61.994 | 59.9431 | 59.5739 | 60.1718 | 61.2637 | 62.1944 | 64.7063 | 64.5678 | 63.9399 | 63.0176
Commercial_Lodging_Existing_Food Preparation_Natural Gas_Range_E2_Baseline Forecast | Commercial | Lodging | Existing | Food Preparation | Natural Gas | Range | E2 |  | Baseline Forecast | 0 | 48.836 | 63.1622 | 74.3584 | 83.0932 | 89.8225 | 95.0394 | 99.0998 | 102.248 | 104.6443 | 92.5439 | 85.6318 | 82.2672 | 81.2639 | 81.7717 | 95.0166 | 98.0434 | 100.3303 | 102.0286 | 100.6096 | 97.7919 | 94.6124 | 91.6554 | 89.2109 | 86.2596 | 85.7283 | 86.5888 | 88.1599 | 89.4993 | 93.114 | 92.9146 | 92.011 | 90.6838
Commercial_Lodging_Existing_Food Preparation_Natural Gas_Range_E3_Baseline Forecast | Commercial | Lodging | Existing | Food Preparation | Natural Gas | Range | E3 |  | Baseline Forecast | 0 | 0 | 0 | 0 | 0 | 0 | 0 | 0 | 0 | 0 | 0 | 0 | 0 | 0 | 0 | 0 | 0 | 0 | 0 | 0 | 0 | 0 | 0 | 0 | 0 | 0 | 0 | 0 | 0 | 0 | 0 | 0 | 0
Commercial_Lodging_Existing_Food Preparation_Natural Gas_Range_E4_Baseline Forecast | Commercial | Lodging | Existing | Food Preparation | Natural Gas | Range | E4 |  | Baseline Forecast | 0 | 0 | 0 | 0 | 0 | 0 | 0 | 0 | 0 | 0 | 0 | 0 | 0 | 0 | 0 | 0 | 0 | 0 | 0 | 0 | 0 | 0 | 0 | 0 | 0 | 0 | 0 | 0 | 0 | 0 | 0 | 0 | 0
Commercial_Lodging_Existing_Food Preparation_Natural Gas_Range_E5_Baseline Forecast | Commercial | Lodging | Existing | Food Preparation | Natural Gas | Range | E5 |  | Baseline Forecast | 0 | 0 | 0 | 0 | 0 | 0 | 0 | 0 | 0 | 0 | 0 | 0 | 0 | 0 | 0 | 0 | 0 | 0 | 0 | 0 | 0 | 0 | 0 | 0 | 0 | 0 | 0 | 0 | 0 | 0 | 0 | 0 | 0
Commercial_Lodging_Existing_Food Preparation_Natural Gas_Range_E6_Baseline Forecast | Commercial | Lodging | Existing | Food Preparation | Natural Gas | Range | E6 |  | Baseline Forecast | 0 | 0 | 0 | 0 | 0 | 0 | 0 | 0 | 0 | 0 | 0 | 0 | 0 | 0 | 0 | 0 | 0 | 0 | 0 | 0 | 0 | 0 | 0 | 0 | 0 | 0 | 0 | 0 | 0 | 0 | 0 | 0 | 0
Commercial_Lodging_Existing_Food Preparation_Natural Gas_Range_E7_Baseline Forecast | Commercial | Lodging | Existing | Food Preparation | Natural Gas | Range | E7 |  | Baseline Forecast | 0 | 0 | 0 | 0 | 0 | 0 | 0 | 0 | 0 | 0 | 0 | 0 | 0 | 0 | 0 | 0 | 0 | 0 | 0 | 0 | 0 | 0 | 0 | 0 | 0 | 0 | 0 | 0 | 0 | 0 | 0 | 0 | 0
Commercial_Lodging_Existing_Food Preparation_Natural Gas_Range_E8_Baseline Forecast | Commercial | Lodging | Existing | Food Preparation | Natural Gas | Range | E8 |  | Baseline Forecast | 0 | 0 | 0 | 0 | 0 | 0 | 0 | 0 | 0 | 0 | 0 | 0 | 0 | 0 | 0 | 0 | 0 | 0 | 0 | 0 | 0 | 0 | 0 | 0 | 0 | 0 | 0 | 0 | 0 | 0 | 0 | 0 | 0
Commercial_Lodging_Existing_Food Preparation_Natural Gas_Range_E9_Baseline Forecast | Commercial | Lodging | Existing | Food Preparation | Natural Gas | Range | E9 |  | Baseline Forecast | 0 | 0 | 0 | 0 | 0 | 0 | 0 | 0 | 0 | 0 | 0 | 0 | 0 | 0 | 0 | 0 | 0 | 0 | 0 | 0 | 0 | 0 | 0 | 0 | 0 | 0 | 0 | 0 | 0 | 0 | 0 | 0 | 0
Commercial_Lodging_Existing_Food Preparation_Natural Gas_Range_E10_Baseline Forecast | Commercial | Lodging | Existing | Food Preparation | Natural Gas | Range | E10 |  | Baseline Forecast | 0 | 0 | 0 | 0 | 0 | 0 | 0 | 0 | 0 | 0 | 0 | 0 | 0 | 0 | 0 | 0 | 0 | 0 | 0 | 0 | 0 | 0 | 0 | 0 | 0 | 0 | 0 | 0 | 0 | 0 | 0 | 0 | 0
Commercial_Lodging_Existing_Food Preparation_Natural Gas_Steamer_E1_Baseline Forecast | Commercial | Lodging | Existing | Food Preparation | Natural Gas | Steamer | E1 |  | Baseline Forecast | 0 | 38.3208 | 43.42 | 0 | 0 | 0 | 0 | 0 | 0 | 0 | 0 | 0 | 0 | 0 | 0 | 0 | 0 | 0 | 0 | 0 | 0 | 0 | 0 | 0 | 0 | 0 | 0 | 0 | 0 | 0 | 0 | 0 | 0
Commercial_Lodging_Existing_Food Preparation_Natural Gas_Steamer_E2_Baseline Forecast | Commercial | Lodging | Existing | Food Preparation | Natural Gas | Steamer | E2 |  | Baseline Forecast | 0 | 38.3208 | 43.42 | 95.656 | 103.3053 | 109.8672 | 115.5752 | 120.5794 | 124.9633 | 128.7613 | 121.9378 | 116.9807 | 113.5344 | 111.3025 | 110.0371 | 109.5351 | 109.6262 | 110.1694 | 111.048 | 132.4338 | 132.4189 | 131.6917 | 130.5043 | 129.048 | 127.4659 | 125.8619 | 124.3104 | 122.8621 | 120.8723 | 119.616 | 118.8373 | 118.3518 | 118.0336
Commercial_Lodging_Existing_Food Preparation_Natural Gas_Steamer_E3_Baseline Forecast | Commercial | Lodging | Existing | Food Preparation | Natural Gas | Steamer | E3 |  | Baseline Forecast | 0 | 0 | 0 | 0 | 0 | 0 | 0 | 0 | 0 | 0 | 0 | 0 | 0 | 0 | 0 | 0 | 0 | 0 | 0 | 0 | 0 | 0 | 0 | 0 | 0 | 0 | 0 | 0 | 0 | 0 | 0 | 0 | 0
Commercial_Lodging_Existing_Food Preparation_Natural Gas_Steamer_E4_Baseline Forecast | Commercial | Lodging | Existing | Food Preparation | Natural Gas | Steamer | E4 |  | Baseline Forecast | 0 | 0 | 0 | 0 | 0 | 0 | 0 | 0 | 0 | 0 | 0 | 0 | 0 | 0 | 0 | 0 | 0 | 0 | 0 | 0 | 0 | 0 | 0 | 0 | 0 | 0 | 0 | 0 | 0 | 0 | 0 | 0 | 0
Commercial_Lodging_Existing_Food Preparation_Natural Gas_Steamer_E5_Baseline Forecast | Commercial | Lodging | Existing | Food Preparation | Natural Gas | Steamer | E5 |  | Baseline Forecast | 0 | 0 | 0 | 0 | 0 | 0 | 0 | 0 | 0 | 0 | 0 | 0 | 0 | 0 | 0 | 0 | 0 | 0 | 0 | 0 | 0 | 0 | 0 | 0 | 0 | 0 | 0 | 0 | 0 | 0 | 0 | 0 | 0
Commercial_Lodging_Existing_Food Preparation_Natural Gas_Steamer_E6_Baseline Forecast | Commercial | Lodging | Existing | Food Preparation | Natural Gas | Steamer | E6 |  | Baseline Forecast | 0 | 0 | 0 | 0 | 0 | 0 | 0 | 0 | 0 | 0 | 0 | 0 | 0 | 0 | 0 | 0 | 0 | 0 | 0 | 0 | 0 | 0 | 0 | 0 | 0 | 0 | 0 | 0 | 0 | 0 | 0 | 0 | 0
Commercial_Lodging_Existing_Food Preparation_Natural Gas_Steamer_E7_Baseline Forecast | Commercial | Lodging | Existing | Food Preparation | Natural Gas | Steamer | E7 |  | Baseline Forecast | 0 | 0 | 0 | 0 | 0 | 0 | 0 | 0 | 0 | 0 | 0 | 0 | 0 | 0 | 0 | 0 | 0 | 0 | 0 | 0 | 0 | 0 | 0 | 0 | 0 | 0 | 0 | 0 | 0 | 0 | 0 | 0 | 0
Commercial_Lodging_Existing_Food Preparation_Natural Gas_Steamer_E8_Baseline Forecast | Commercial | Lodging | Existing | Food Preparation | Natural Gas | Steamer | E8 |  | Baseline Forecast | 0 | 0 | 0 | 0 | 0 | 0 | 0 | 0 | 0 | 0 | 0 | 0 | 0 | 0 | 0 | 0 | 0 | 0 | 0 | 0 | 0 | 0 | 0 | 0 | 0 | 0 | 0 | 0 | 0 | 0 | 0 | 0 | 0
Commercial_Lodging_Existing_Food Preparation_Natural Gas_Steamer_E9_Baseline Forecast | Commercial | Lodging | Existing | Food Preparation | Natural Gas | Steamer | E9 |  | Baseline Forecast | 0 | 0 | 0 | 0 | 0 | 0 | 0 | 0 | 0 | 0 | 0 | 0 | 0 | 0 | 0 | 0 | 0 | 0 | 0 | 0 | 0 | 0 | 0 | 0 | 0 | 0 | 0 | 0 | 0 | 0 | 0 | 0 | 0
Commercial_Lodging_Existing_Food Preparation_Natural Gas_Steamer_E10_Baseline Forecast | Commercial | Lodging | Existing | Food Preparation | Natural Gas | Steamer | E10 |  | Baseline Forecast | 0 | 0 | 0 | 0 | 0 | 0 | 0 | 0 | 0 | 0 | 0 | 0 | 0 | 0 | 0 | 0 | 0 | 0 | 0 | 0 | 0 | 0 | 0 | 0 | 0 | 0 | 0 | 0 | 0 | 0 | 0 | 0 | 0
Commercial_Lodging_Existing_Food Preparation_Natural Gas_Food Prep Other_E1_Baseline Forecast | Commercial | Lodging | Existing | Food Preparation | Natural Gas | Food Prep Other | E1 |  | Baseline Forecast | 0 | 0 | 0 | 0 | 0 | 0 | 0 | 0 | 0 | 0 | 0 | 0 | 0 | 0 | 0 | 0 | 0 | 0 | 0 | 0 | 0 | 0 | 0 | 0 | 0 | 0 | 0 | 0 | 0 | 0 | 0 | 0 | 0
Commercial_Lodging_Existing_Food Preparation_Natural Gas_Food Prep Other_E2_Baseline Forecast | Commercial | Lodging | Existing | Food Preparation | Natural Gas | Food Prep Other | E2 |  | Baseline Forecast | 0 | 0 | 0 | 0 | 0 | 0 | 0 | 0 | 0 | 0 | 0 | 0 | 0 | 0 | 0 | 0 | 0 | 0 | 0 | 0 | 0 | 0 | 0 | 0 | 0 | 0 | 0 | 0 | 0 | 0 | 0 | 0 | 0
Commercial_Lodging_Existing_Food Preparation_Natural Gas_Food Prep Other_E3_Baseline Forecast | Commercial | Lodging | Existing | Food Preparation | Natural Gas | Food Prep Other | E3 |  | Baseline Forecast | 0 | 0 | 0 | 0 | 0 | 0 | 0 | 0 | 0 | 0 | 0 | 0 | 0 | 0 | 0 | 0 | 0 | 0 | 0 | 0 | 0 | 0 | 0 | 0 | 0 | 0 | 0 | 0 | 0 | 0 | 0 | 0 | 0
Commercial_Lodging_Existing_Food Preparation_Natural Gas_Food Prep Other_E4_Baseline Forecast | Commercial | Lodging | Existing | Food Preparation | Natural Gas | Food Prep Other | E4 |  | Baseline Forecast | 0 | 0 | 0 | 0 | 0 | 0 | 0 | 0 | 0 | 0 | 0 | 0 | 0 | 0 | 0 | 0 | 0 | 0 | 0 | 0 | 0 | 0 | 0 | 0 | 0 | 0 | 0 | 0 | 0 | 0 | 0 | 0 | 0
Commercial_Lodging_Existing_Food Preparation_Natural Gas_Food Prep Other_E5_Baseline Forecast | Commercial | Lodging | Existing | Food Preparation | Natural Gas | Food Prep Other | E5 |  | Baseline Forecast | 0 | 0 | 0 | 0 | 0 | 0 | 0 | 0 | 0 | 0 | 0 | 0 | 0 | 0 | 0 | 0 | 0 | 0 | 0 | 0 | 0 | 0 | 0 | 0 | 0 | 0 | 0 | 0 | 0 | 0 | 0 | 0 | 0
Commercial_Lodging_Existing_Food Preparation_Natural Gas_Food Prep Other_E6_Baseline Forecast | Commercial | Lodging | Existing | Food Preparation | Natural Gas | Food Prep Other | E6 |  | Baseline Forecast | 0 | 0 | 0 | 0 | 0 | 0 | 0 | 0 | 0 | 0 | 0 | 0 | 0 | 0 | 0 | 0 | 0 | 0 | 0 | 0 | 0 | 0 | 0 | 0 | 0 | 0 | 0 | 0 | 0 | 0 | 0 | 0 | 0
Commercial_Lodging_Existing_Food Preparation_Natural Gas_Food Prep Other_E7_Baseline Forecast | Commercial | Lodging | Existing | Food Preparation | Natural Gas | Food Prep Other | E7 |  | Baseline Forecast | 0 | 0 | 0 | 0 | 0 | 0 | 0 | 0 | 0 | 0 | 0 | 0 | 0 | 0 | 0 | 0 | 0 | 0 | 0 | 0 | 0 | 0 | 0 | 0 | 0 | 0 | 0 | 0 | 0 | 0 | 0 | 0 | 0
Commercial_Lodging_Existing_Food Preparation_Natural Gas_Food Prep Other_E8_Baseline Forecast | Commercial | Lodging | Existing | Food Preparation | Natural Gas | Food Prep Other | E8 |  | Baseline Forecast | 0 | 0 | 0 | 0 | 0 | 0 | 0 | 0 | 0 | 0 | 0 | 0 | 0 | 0 | 0 | 0 | 0 | 0 | 0 | 0 | 0 | 0 | 0 | 0 | 0 | 0 | 0 | 0 | 0 | 0 | 0 | 0 | 0
Commercial_Lodging_Existing_Food Preparation_Natural Gas_Food Prep Other_E9_Baseline Forecast | Commercial | Lodging | Existing | Food Preparation | Natural Gas | Food Prep Other | E9 |  | Baseline Forecast | 0 | 0 | 0 | 0 | 0 | 0 | 0 | 0 | 0 | 0 | 0 | 0 | 0 | 0 | 0 | 0 | 0 | 0 | 0 | 0 | 0 | 0 | 0 | 0 | 0 | 0 | 0 | 0 | 0 | 0 | 0 | 0 | 0
Commercial_Lodging_Existing_Food Preparation_Natural Gas_Food Prep Other_E10_Baseline Forecast | Commercial | Lodging | Existing | Food Preparation | Natural Gas | Food Prep Other | E10 |  | Baseline Forecast | 0 | 0 | 0 | 0 | 0 | 0 | 0 | 0 | 0 | 0 | 0 | 0 | 0 | 0 | 0 | 0 | 0 | 0 | 0 | 0 | 0 | 0 | 0 | 0 | 0 | 0 | 0 | 0 | 0 | 0 | 0 | 0 | 0
Commercial_Lodging_Existing_Miscellaneous_Natural Gas_Pool Heater_E1_Baseline Forecast | Commercial | Lodging | Existing | Miscellaneous | Natural Gas | Pool Heater | E1 |  | Baseline Forecast | 0 | 3153.9362 | 4079.1499 | 4802.2285 | 5366.3362 | 5800.9296 | 5221.061 | 4941.9162 | 4862.9785 | 4911.3665 | 5036.5286 | 5804.9374 | 5815.704 | 5761.3359 | 5689.3449 | 5626.0368 | 5473.1832 | 5426.1572 | 5426.546 | 5443.9627 | 5464.3182 | 5610.4693 | 5530.068 | 5449.8269 | 5384.7748 | 5338.8211 | 5308.1515 | 5293.913 | 5278.4071 | 5257.3613 | 5232.1627 | 5237.0832 | 5182.1801
Commercial_Lodging_Existing_Miscellaneous_Natural Gas_Pool Heater_E2_Baseline Forecast | Commercial | Lodging | Existing | Miscellaneous | Natural Gas | Pool Heater | E2 |  | Baseline Forecast | 0 | 350.4374 | 453.2389 | 533.5809 | 596.2596 | 644.5477 | 580.1179 | 549.1018 | 540.3309 | 545.7074 | 559.6143 | 644.993 | 646.1893 | 640.1484 | 632.1494 | 625.1152 | 608.1315 | 602.9064 | 602.9496 | 604.8847 | 607.1465 | 623.3855 | 614.452 | 605.5363 | 598.3083 | 593.2023 | 589.7946 | 588.2126 | 586.4897 | 584.1513 | 581.3514 | 581.8981 | 575.7978
Commercial_Lodging_Existing_Miscellaneous_Natural Gas_Pool Heater_E3_Baseline Forecast | Commercial | Lodging | Existing | Miscellaneous | Natural Gas | Pool Heater | E3 |  | Baseline Forecast | 0 | 0 | 0 | 0 | 0 | 0 | 0 | 0 | 0 | 0 | 0 | 0 | 0 | 0 | 0 | 0 | 0 | 0 | 0 | 0 | 0 | 0 | 0 | 0 | 0 | 0 | 0 | 0 | 0 | 0 | 0 | 0 | 0
Commercial_Lodging_Existing_Miscellaneous_Natural Gas_Pool Heater_E4_Baseline Forecast | Commercial | Lodging | Existing | Miscellaneous | Natural Gas | Pool Heater | E4 |  | Baseline Forecast | 0 | 0 | 0 | 0 | 0 | 0 | 0 | 0 | 0 | 0 | 0 | 0 | 0 | 0 | 0 | 0 | 0 | 0 | 0 | 0 | 0 | 0 | 0 | 0 | 0 | 0 | 0 | 0 | 0 | 0 | 0 | 0 | 0
Commercial_Lodging_Existing_Miscellaneous_Natural Gas_Pool Heater_E5_Baseline Forecast | Commercial | Lodging | Existing | Miscellaneous | Natural Gas | Pool Heater | E5 |  | Baseline Forecast | 0 | 0 | 0 | 0 | 0 | 0 | 0 | 0 | 0 | 0 | 0 | 0 | 0 | 0 | 0 | 0 | 0 | 0 | 0 | 0 | 0 | 0 | 0 | 0 | 0 | 0 | 0 | 0 | 0 | 0 | 0 | 0 | 0
Commercial_Lodging_Existing_Miscellaneous_Natural Gas_Pool Heater_E6_Baseline Forecast | Commercial | Lodging | Existing | Miscellaneous | Natural Gas | Pool Heater | E6 |  | Baseline Forecast | 0 | 0 | 0 | 0 | 0 | 0 | 0 | 0 | 0 | 0 | 0 | 0 | 0 | 0 | 0 | 0 | 0 | 0 | 0 | 0 | 0 | 0 | 0 | 0 | 0 | 0 | 0 | 0 | 0 | 0 | 0 | 0 | 0
Commercial_Lodging_Existing_Miscellaneous_Natural Gas_Pool Heater_E7_Baseline Forecast | Commercial | Lodging | Existing | Miscellaneous | Natural Gas | Pool Heater | E7 |  | Baseline Forecast | 0 | 0 | 0 | 0 | 0 | 0 | 0 | 0 | 0 | 0 | 0 | 0 | 0 | 0 | 0 | 0 | 0 | 0 | 0 | 0 | 0 | 0 | 0 | 0 | 0 | 0 | 0 | 0 | 0 | 0 | 0 | 0 | 0
Commercial_Lodging_Existing_Miscellaneous_Natural Gas_Pool Heater_E8_Baseline Forecast | Commercial | Lodging | Existing | Miscellaneous | Natural Gas | Pool Heater | E8 |  | Baseline Forecast | 0 | 0 | 0 | 0 | 0 | 0 | 0 | 0 | 0 | 0 | 0 | 0 | 0 | 0 | 0 | 0 | 0 | 0 | 0 | 0 | 0 | 0 | 0 | 0 | 0 | 0 | 0 | 0 | 0 | 0 | 0 | 0 | 0
Commercial_Lodging_Existing_Miscellaneous_Natural Gas_Pool Heater_E9_Baseline Forecast | Commercial | Lodging | Existing | Miscellaneous | Natural Gas | Pool Heater | E9 |  | Baseline Forecast | 0 | 0 | 0 | 0 | 0 | 0 | 0 | 0 | 0 | 0 | 0 | 0 | 0 | 0 | 0 | 0 | 0 | 0 | 0 | 0 | 0 | 0 | 0 | 0 | 0 | 0 | 0 | 0 | 0 | 0 | 0 | 0 | 0
Commercial_Lodging_Existing_Miscellaneous_Natural Gas_Pool Heater_E10_Baseline Forecast | Commercial | Lodging | Existing | Miscellaneous | Natural Gas | Pool Heater | E10 |  | Baseline Forecast | 0 | 0 | 0 | 0 | 0 | 0 | 0 | 0 | 0 | 0 | 0 | 0 | 0 | 0 | 0 | 0 | 0 | 0 | 0 | 0 | 0 | 0 | 0 | 0 | 0 | 0 | 0 | 0 | 0 | 0 | 0 | 0 | 0
Commercial_Lodging_Existing_Miscellaneous_Natural Gas_Miscellaneous_E1_Baseline Forecast | Commercial | Lodging | Existing | Miscellaneous | Natural Gas | Miscellaneous | E1 |  | Baseline Forecast | 0 | 45672.9233 | 54094.478 | 61131.317 | 58472.1829 | 57341.243 | 57381.0268 | 57082.0915 | 56710.6937 | 56419.1083 | 56136.7024 | 68398.7248 | 68639.7874 | 68452.5018 | 67360.2546 | 66885.8593 | 66766.4684 | 66404.0786 | 65996.9946 | 65650.3457 | 65302.9467 | 68411.3741 | 67707.5696 | 66939.5534 | 66470.7475 | 66139.3257 | 65844.0705 | 65457.0139 | 65065.3573 | 64703.7709 | 64338.2928 | 64920.9263 | 64321.158
Commercial_Lodging_Existing_Miscellaneous_Natural Gas_Miscellaneous_E2_Baseline Forecast | Commercial | Lodging | Existing | Miscellaneous | Natural Gas | Miscellaneous | E2 |  | Baseline Forecast | 0 | 0 | 0 | 0 | 0 | 0 | 0 | 0 | 0 | 0 | 0 | 0 | 0 | 0 | 0 | 0 | 0 | 0 | 0 | 0 | 0 | 0 | 0 | 0 | 0 | 0 | 0 | 0 | 0 | 0 | 0 | 0 | 0
Commercial_Lodging_Existing_Miscellaneous_Natural Gas_Miscellaneous_E3_Baseline Forecast | Commercial | Lodging | Existing | Miscellaneous | Natural Gas | Miscellaneous | E3 |  | Baseline Forecast | 0 | 0 | 0 | 0 | 0 | 0 | 0 | 0 | 0 | 0 | 0 | 0 | 0 | 0 | 0 | 0 | 0 | 0 | 0 | 0 | 0 | 0 | 0 | 0 | 0 | 0 | 0 | 0 | 0 | 0 | 0 | 0 | 0
Commercial_Lodging_Existing_Miscellaneous_Natural Gas_Miscellaneous_E4_Baseline Forecast | Commercial | Lodging | Existing | Miscellaneous | Natural Gas | Miscellaneous | E4 |  | Baseline Forecast | 0 | 0 | 0 | 0 | 0 | 0 | 0 | 0 | 0 | 0 | 0 | 0 | 0 | 0 | 0 | 0 | 0 | 0 | 0 | 0 | 0 | 0 | 0 | 0 | 0 | 0 | 0 | 0 | 0 | 0 | 0 | 0 | 0
Commercial_Lodging_Existing_Miscellaneous_Natural Gas_Miscellaneous_E5_Baseline Forecast | Commercial | Lodging | Existing | Miscellaneous | Natural Gas | Miscellaneous | E5 |  | Baseline Forecast | 0 | 0 | 0 | 0 | 0 | 0 | 0 | 0 | 0 | 0 | 0 | 0 | 0 | 0 | 0 | 0 | 0 | 0 | 0 | 0 | 0 | 0 | 0 | 0 | 0 | 0 | 0 | 0 | 0 | 0 | 0 | 0 | 0
Commercial_Lodging_Existing_Miscellaneous_Natural Gas_Miscellaneous_E6_Baseline Forecast | Commercial | Lodging | Existing | Miscellaneous | Natural Gas | Miscellaneous | E6 |  | Baseline Forecast | 0 | 0 | 0 | 0 | 0 | 0 | 0 | 0 | 0 | 0 | 0 | 0 | 0 | 0 | 0 | 0 | 0 | 0 | 0 | 0 | 0 | 0 | 0 | 0 | 0 | 0 | 0 | 0 | 0 | 0 | 0 | 0 | 0
Commercial_Lodging_Existing_Miscellaneous_Natural Gas_Miscellaneous_E7_Baseline Forecast | Commercial | Lodging | Existing | Miscellaneous | Natural Gas | Miscellaneous | E7 |  | Baseline Forecast | 0 | 0 | 0 | 0 | 0 | 0 | 0 | 0 | 0 | 0 | 0 | 0 | 0 | 0 | 0 | 0 | 0 | 0 | 0 | 0 | 0 | 0 | 0 | 0 | 0 | 0 | 0 | 0 | 0 | 0 | 0 | 0 | 0
Commercial_Lodging_Existing_Miscellaneous_Natural Gas_Miscellaneous_E8_Baseline Forecast | Commercial | Lodging | Existing | Miscellaneous | Natural Gas | Miscellaneous | E8 |  | Baseline Forecast | 0 | 0 | 0 | 0 | 0 | 0 | 0 | 0 | 0 | 0 | 0 | 0 | 0 | 0 | 0 | 0 | 0 | 0 | 0 | 0 | 0 | 0 | 0 | 0 | 0 | 0 | 0 | 0 | 0 | 0 | 0 | 0 | 0
Commercial_Lodging_Existing_Miscellaneous_Natural Gas_Miscellaneous_E9_Baseline Forecast | Commercial | Lodging | Existing | Miscellaneous | Natural Gas | Miscellaneous | E9 |  | Baseline Forecast | 0 | 0 | 0 | 0 | 0 | 0 | 0 | 0 | 0 | 0 | 0 | 0 | 0 | 0 | 0 | 0 | 0 | 0 | 0 | 0 | 0 | 0 | 0 | 0 | 0 | 0 | 0 | 0 | 0 | 0 | 0 | 0 | 0
Commercial_Lodging_Existing_Miscellaneous_Natural Gas_Miscellaneous_E10_Baseline Forecast | Commercial | Lodging | Existing | Miscellaneous | Natural Gas | Miscellaneous | E10 |  | Baseline Forecast | 0 | 0 | 0 | 0 | 0 | 0 | 0 | 0 | 0 | 0 | 0 | 0 | 0 | 0 | 0 | 0 | 0 | 0 | 0 | 0 | 0 | 0 | 0 | 0 | 0 | 0 | 0 | 0 | 0 | 0 | 0 | 0 | 0
Commercial_Lodging_New_Space Heating_Natural Gas_Furnace_E1_Baseline Forecast | Commercial | Lodging | New | Space Heating | Natural Gas | Furnace | E1 |  | Baseline Forecast | 0 | 1615.3228 | 7791.3017 | 4979.1875 | 6421.6644 | 8714.9027 | 8145.602 | 7219.5377 | 6332.3444 | 6115.8244 | 6037.8596 | 5979.4494 | 5971.2569 | 5991.5684 | 6028.4226 | 6039.5288 | 6042.6687 | 6034.8406 | 6026.8884 | 6140.187 | 6717.5812 | 7039.3639 | 7436.403 | 7974.5657 | 8427.8946 | 8784.5877 | 9059.3405 | 9296.23 | 9508.8367 | 9700.5549 | 9876.9802 | 10041.2355 | 7408.0316
Commercial_Lodging_New_Space Heating_Natural Gas_Furnace_E2_Baseline Forecast | Commercial | Lodging | New | Space Heating | Natural Gas | Furnace | E2 |  | Baseline Forecast | 0 | 0 | 0 | 0 | 0 | 0 | 0 | 0 | 160.7469 | 153.5209 | 149.706 | 146.644 | 146.4431 | 143.6363 | 144.5198 | 144.786 | 143.3362 | 143.1505 | 142.9619 | 145.6494 | 159.3456 | 166.9785 | 176.3966 | 189.1621 | 199.9154 | 208.3764 | 214.8937 | 220.5129 | 225.5561 | 230.1038 | 234.2887 | 238.185 | 175.7236
Commercial_Lodging_New_Space Heating_Natural Gas_Furnace_E3_Baseline Forecast | Commercial | Lodging | New | Space Heating | Natural Gas | Furnace | E3 |  | Baseline Forecast | 0 | 0 | 0 | 0 | 0 | 0 | 0 | 0 | 0 | 0 | 0 | 0 | 0 | 0 | 0 | 0 | 0 | 0 | 0 | 0 | 0 | 0 | 0 | 0 | 0 | 0 | 0 | 0 | 0 | 0 | 0 | 0 | 0
Commercial_Lodging_New_Space Heating_Natural Gas_Furnace_E4_Baseline Forecast | Commercial | Lodging | New | Space Heating | Natural Gas | Furnace | E4 |  | Baseline Forecast | 0 | 0 | 0 | 0 | 0 | 0 | 0 | 0 | 0 | 0 | 0 | 0 | 0 | 0 | 0 | 0 | 0 | 0 | 0 | 0 | 0 | 0 | 0 | 0 | 0 | 0 | 0 | 0 | 0 | 0 | 0 | 0 | 0
Commercial_Lodging_New_Space Heating_Natural Gas_Furnace_E5_Baseline Forecast | Commercial | Lodging | New | Space Heating | Natural Gas | Furnace | E5 |  | Baseline Forecast | 0 | 0 | 0 | 0 | 0 | 0 | 0 | 0 | 0 | 0 | 0 | 0 | 0 | 0 | 0 | 0 | 0 | 0 | 0 | 0 | 0 | 0 | 0 | 0 | 0 | 0 | 0 | 0 | 0 | 0 | 0 | 0 | 0
Commercial_Lodging_New_Space Heating_Natural Gas_Furnace_E6_Baseline Forecast | Commercial | Lodging | New | Space Heating | Natural Gas | Furnace | E6 |  | Baseline Forecast | 0 | 0 | 0 | 0 | 0 | 0 | 0 | 0 | 0 | 0 | 0 | 0 | 0 | 0 | 0 | 0 | 0 | 0 | 0 | 0 | 0 | 0 | 0 | 0 | 0 | 0 | 0 | 0 | 0 | 0 | 0 | 0 | 0
Commercial_Lodging_New_Space Heating_Natural Gas_Furnace_E7_Baseline Forecast | Commercial | Lodging | New | Space Heating | Natural Gas | Furnace | E7 |  | Baseline Forecast | 0 | 0 | 0 | 0 | 0 | 0 | 0 | 0 | 0 | 0 | 0 | 0 | 0 | 0 | 0 | 0 | 0 | 0 | 0 | 0 | 0 | 0 | 0 | 0 | 0 | 0 | 0 | 0 | 0 | 0 | 0 | 0 | 0
Commercial_Lodging_New_Space Heating_Natural Gas_Furnace_E8_Baseline Forecast | Commercial | Lodging | New | Space Heating | Natural Gas | Furnace | E8 |  | Baseline Forecast | 0 | 0 | 0 | 0 | 0 | 0 | 0 | 0 | 0 | 0 | 0 | 0 | 0 | 0 | 0 | 0 | 0 | 0 | 0 | 0 | 0 | 0 | 0 | 0 | 0 | 0 | 0 | 0 | 0 | 0 | 0 | 0 | 0
Commercial_Lodging_New_Space Heating_Natural Gas_Furnace_E9_Baseline Forecast | Commercial | Lodging | New | Space Heating | Natural Gas | Furnace | E9 |  | Baseline Forecast | 0 | 0 | 0 | 0 | 0 | 0 | 0 | 0 | 0 | 0 | 0 | 0 | 0 | 0 | 0 | 0 | 0 | 0 | 0 | 0 | 0 | 0 | 0 | 0 | 0 | 0 | 0 | 0 | 0 | 0 | 0 | 0 | 0
Commercial_Lodging_New_Space Heating_Natural Gas_Furnace_E10_Baseline Forecast | Commercial | Lodging | New | Space Heating | Natural Gas | Furnace | E10 |  | Baseline Forecast | 0 | 0 | 0 | 0 | 0 | 0 | 0 | 0 | 0 | 0 | 0 | 0 | 0 | 0 | 0 | 0 | 0 | 0 | 0 | 0 | 0 | 0 | 0 | 0 | 0 | 0 | 0 | 0 | 0 | 0 | 0 | 0 | 0
Commercial_Lodging_New_Space Heating_Natural Gas_Boiler_E1_Baseline Forecast | Commercial | Lodging | New | Space Heating | Natural Gas | Boiler | E1 |  | Baseline Forecast | 0 | 683.6652 | 3297.5712 | 2107.3789 | 2717.8893 | 3688.4738 | 3447.5243 | 3055.5792 | 1978.6463 | 1910.4639 | 1885.5431 | 1866.8106 | 1864.2529 | 1869.5871 | 1881.087 | 1884.5525 | 1885.0675 | 1882.6255 | 1880.1447 | 1877.6248 | 1878.0263 | 1878.4305 | 1920.9384 | 2130.4398 | 2242.7547 | 2387.2274 | 2582.1259 | 2743.5656 | 2864.7052 | 2954.7385 | 3030.4196 | 3096.9865 | 2125.655
Commercial_Lodging_New_Space Heating_Natural Gas_Boiler_E2_Baseline Forecast | Commercial | Lodging | New | Space Heating | Natural Gas | Boiler | E2 |  | Baseline Forecast | 0 | 0 | 0 | 0 | 0 | 0 | 0 | 0 | 0 | 0 | 0 | 0 | 0 | 0 | 0 | 0 | 0 | 0 | 0 | 0 | 0 | 0 | 0 | 0 | 0 | 0 | 0 | 0 | 0 | 0 | 0 | 0 | 0
Commercial_Lodging_New_Space Heating_Natural Gas_Boiler_E3_Baseline Forecast | Commercial | Lodging | New | Space Heating | Natural Gas | Boiler | E3 |  | Baseline Forecast | 0 | 435.0597 | 2098.4544 | 1341.0593 | 1729.5659 | 2347.2106 | 2193.8791 | 1944.4595 | 2518.2771 | 2431.4995 | 2399.7821 | 2375.9408 | 2372.6855 | 2379.4745 | 2394.1107 | 2398.5213 | 2399.1768 | 2396.0688 | 2392.9114 | 2389.7042 | 2390.2152 | 2390.7297 | 2444.8307 | 2711.4688 | 2854.4151 | 3038.2895 | 3286.342 | 3491.8108 | 3645.9884 | 3760.5762 | 3856.8977 | 3941.6191 | 2705.379
Commercial_Lodging_New_Space Heating_Natural Gas_Boiler_E4_Baseline Forecast | Commercial | Lodging | New | Space Heating | Natural Gas | Boiler | E4 |  | Baseline Forecast | 0 | 0 | 0 | 0 | 0 | 0 | 0 | 0 | 0 | 0 | 0 | 0 | 0 | 0 | 0 | 0 | 0 | 0 | 0 | 0 | 0 | 0 | 0 | 0 | 0 | 0 | 0 | 0 | 0 | 0 | 0 | 0 | 0
Commercial_Lodging_New_Space Heating_Natural Gas_Boiler_E5_Baseline Forecast | Commercial | Lodging | New | Space Heating | Natural Gas | Boiler | E5 |  | Baseline Forecast | 0 | 0 | 0 | 0 | 0 | 0 | 0 | 0 | 0 | 0 | 0 | 0 | 0 | 0 | 0 | 0 | 0 | 0 | 0 | 0 | 0 | 0 | 0 | 0 | 0 | 0 | 0 | 0 | 0 | 0 | 0 | 0 | 0
Commercial_Lodging_New_Space Heating_Natural Gas_Boiler_E6_Baseline Forecast | Commercial | Lodging | New | Space Heating | Natural Gas | Boiler | E6 |  | Baseline Forecast | 0 | 0 | 0 | 0 | 0 | 0 | 0 | 0 | 0 | 0 | 0 | 0 | 0 | 0 | 0 | 0 | 0 | 0 | 0 | 0 | 0 | 0 | 0 | 0 | 0 | 0 | 0 | 0 | 0 | 0 | 0 | 0 | 0
Commercial_Lodging_New_Space Heating_Natural Gas_Boiler_E7_Baseline Forecast | Commercial | Lodging | New | Space Heating | Natural Gas | Boiler | E7 |  | Baseline Forecast | 0 | 0 | 0 | 0 | 0 | 0 | 0 | 0 | 0 | 0 | 0 | 0 | 0 | 0 | 0 | 0 | 0 | 0 | 0 | 0 | 0 | 0 | 0 | 0 | 0 | 0 | 0 | 0 | 0 | 0 | 0 | 0 | 0
Commercial_Lodging_New_Space Heating_Natural Gas_Boiler_E8_Baseline Forecast | Commercial | Lodging | New | Space Heating | Natural Gas | Boiler | E8 |  | Baseline Forecast | 0 | 0 | 0 | 0 | 0 | 0 | 0 | 0 | 0 | 0 | 0 | 0 | 0 | 0 | 0 | 0 | 0 | 0 | 0 | 0 | 0 | 0 | 0 | 0 | 0 | 0 | 0 | 0 | 0 | 0 | 0 | 0 | 0
Commercial_Lodging_New_Space Heating_Natural Gas_Boiler_E9_Baseline Forecast | Commercial | Lodging | New | Space Heating | Natural Gas | Boiler | E9 |  | Baseline Forecast | 0 | 0 | 0 | 0 | 0 | 0 | 0 | 0 | 0 | 0 | 0 | 0 | 0 | 0 | 0 | 0 | 0 | 0 | 0 | 0 | 0 | 0 | 0 | 0 | 0 | 0 | 0 | 0 | 0 | 0 | 0 | 0 | 0
Commercial_Lodging_New_Space Heating_Natural Gas_Boiler_E10_Baseline Forecast | Commercial | Lodging | New | Space Heating | Natural Gas | Boiler | E10 |  | Baseline Forecast | 0 | 0 | 0 | 0 | 0 | 0 | 0 | 0 | 0 | 0 | 0 | 0 | 0 | 0 | 0 | 0 | 0 | 0 | 0 | 0 | 0 | 0 | 0 | 0 | 0 | 0 | 0 | 0 | 0 | 0 | 0 | 0 | 0
Commercial_Lodging_New_Space Heating_Natural Gas_Unit Heater_E1_Baseline Forecast | Commercial | Lodging | New | Space Heating | Natural Gas | Unit Heater | E1 |  | Baseline Forecast | 0 | 74.8106 | 360.8392 | 230.6016 | 297.4071 | 403.6141 | 377.248 | 334.3591 | 300.7151 | 290.3527 | 286.5653 | 283.7183 | 298.2917 | 368.2778 | 399.3184 | 436.6404 | 487.3964 | 541.9053 | 632.2241 | 588.5472 | 603.5544 | 625.1441 | 606.7035 | 590.4616 | 593.815 | 609.1368 | 630.592 | 658.1638 | 695.6996 | 758.3281 | 789.4963 | 819.0891 | 694.0467
Commercial_Lodging_New_Space Heating_Natural Gas_Unit Heater_E2_Baseline Forecast | Commercial | Lodging | New | Space Heating | Natural Gas | Unit Heater | E2 |  | Baseline Forecast | 0 | 0 | 0 | 0 | 0 | 0 | 0 | 0 | 0 | 0 | 0 | 0 | 0 | 0 | 0 | 0 | 0 | 0 | 0 | 0 | 0 | 0 | 0 | 0 | 0 | 0 | 0 | 0 | 0 | 0 | 0 | 0 | 0
Commercial_Lodging_New_Space Heating_Natural Gas_Unit Heater_E3_Baseline Forecast | Commercial | Lodging | New | Space Heating | Natural Gas | Unit Heater | E3 |  | Baseline Forecast | 0 | 0 | 0 | 0 | 0 | 0 | 0 | 0 | 0 | 0 | 0 | 0 | 0 | 0 | 0 | 0 | 0 | 0 | 0 | 0 | 0 | 0 | 0 | 0 | 0 | 0 | 0 | 0 | 0 | 0 | 0 | 0 | 0
Commercial_Lodging_New_Space Heating_Natural Gas_Unit Heater_E4_Baseline Forecast | Commercial | Lodging | New | Space Heating | Natural Gas | Unit Heater | E4 |  | Baseline Forecast | 0 | 0 | 0 | 0 | 0 | 0 | 0 | 0 | 0 | 0 | 0 | 0 | 0 | 0 | 0 | 0 | 0 | 0 | 0 | 0 | 0 | 0 | 0 | 0 | 0 | 0 | 0 | 0 | 0 | 0 | 0 | 0 | 0
Commercial_Lodging_New_Space Heating_Natural Gas_Unit Heater_E5_Baseline Forecast | Commercial | Lodging | New | Space Heating | Natural Gas | Unit Heater | E5 |  | Baseline Forecast | 0 | 0 | 0 | 0 | 0 | 0 | 0 | 0 | 0 | 0 | 0 | 0 | 0 | 0 | 0 | 0 | 0 | 0 | 0 | 0 | 0 | 0 | 0 | 0 | 0 | 0 | 0 | 0 | 0 | 0 | 0 | 0 | 0
Commercial_Lodging_New_Space Heating_Natural Gas_Unit Heater_E6_Baseline Forecast | Commercial | Lodging | New | Space Heating | Natural Gas | Unit Heater | E6 |  | Baseline Forecast | 0 | 0 | 0 | 0 | 0 | 0 | 0 | 0 | 0 | 0 | 0 | 0 | 0 | 0 | 0 | 0 | 0 | 0 | 0 | 0 | 0 | 0 | 0 | 0 | 0 | 0 | 0 | 0 | 0 | 0 | 0 | 0 | 0
Commercial_Lodging_New_Space Heating_Natural Gas_Unit Heater_E7_Baseline Forecast | Commercial | Lodging | New | Space Heating | Natural Gas | Unit Heater | E7 |  | Baseline Forecast | 0 | 0 | 0 | 0 | 0 | 0 | 0 | 0 | 0 | 0 | 0 | 0 | 0 | 0 | 0 | 0 | 0 | 0 | 0 | 0 | 0 | 0 | 0 | 0 | 0 | 0 | 0 | 0 | 0 | 0 | 0 | 0 | 0
Commercial_Lodging_New_Space Heating_Natural Gas_Unit Heater_E8_Baseline Forecast | Commercial | Lodging | New | Space Heating | Natural Gas | Unit Heater | E8 |  | Baseline Forecast | 0 | 0 | 0 | 0 | 0 | 0 | 0 | 0 | 0 | 0 | 0 | 0 | 0 | 0 | 0 | 0 | 0 | 0 | 0 | 0 | 0 | 0 | 0 | 0 | 0 | 0 | 0 | 0 | 0 | 0 | 0 | 0 | 0
Commercial_Lodging_New_Space Heating_Natural Gas_Unit Heater_E9_Baseline Forecast | Commercial | Lodging | New | Space Heating | Natural Gas | Unit Heater | E9 |  | Baseline Forecast | 0 | 0 | 0 | 0 | 0 | 0 | 0 | 0 | 0 | 0 | 0 | 0 | 0 | 0 | 0 | 0 | 0 | 0 | 0 | 0 | 0 | 0 | 0 | 0 | 0 | 0 | 0 | 0 | 0 | 0 | 0 | 0 | 0
Commercial_Lodging_New_Space Heating_Natural Gas_Unit Heater_E10_Baseline Forecast | Commercial | Lodging | New | Space Heating | Natural Gas | Unit Heater | E10 |  | Baseline Forecast | 0 | 0 | 0 | 0 | 0 | 0 | 0 | 0 | 0 | 0 | 0 | 0 | 0 | 0 | 0 | 0 | 0 | 0 | 0 | 0 | 0 | 0 | 0 | 0 | 0 | 0 | 0 | 0 | 0 | 0 | 0 | 0 | 0
Commercial_Lodging_New_Water Heating_Natural Gas_Water Heater_E1_Baseline Forecast | Commercial | Lodging | New | Water Heating | Natural Gas | Water Heater | E1 |  | Baseline Forecast | 0 | 0 | 0 | 0 | 0 | 0 | 0 | 0 | 0 | 0 | 0 | 0 | 0 | 0 | 0 | 0 | 0 | 0 | 0 | 0 | 0 | 0 | 0 | 0 | 0 | 0 | 0 | 0 | 0 | 0 | 0 | 0 | 0
Commercial_Lodging_New_Water Heating_Natural Gas_Water Heater_E2_Baseline Forecast | Commercial | Lodging | New | Water Heating | Natural Gas | Water Heater | E2 |  | Baseline Forecast | 0 | 3973.4101 | 19165.2324 | 12247.9258 | 15796.1655 | 21437.1285 | 20036.7487 | 17758.7934 | 15971.863 | 15421.4873 | 16015.0055 | 19537.9048 | 21073.0851 | 23070.453 | 25854.9212 | 28797.737 | 33619.0162 | 31299.8397 | 32073.6482 | 33355.6724 | 33259.5399 | 33260.2887 | 33768.3805 | 35052.0384 | 36963.4767 | 40242.2093 | 41880.8139 | 43468.1446 | 45201.2761 | 46610.5964 | 48231.1652 | 47757.9488 | 40131.7604
Commercial_Lodging_New_Water Heating_Natural Gas_Water Heater_E3_Baseline Forecast | Commercial | Lodging | New | Water Heating | Natural Gas | Water Heater | E3 |  | Baseline Forecast | 0 | 0 | 0 | 0 | 0 | 0 | 0 | 0 | 0 | 0 | 0 | 0 | 0 | 0 | 0 | 0 | 0 | 0 | 0 | 0 | 0 | 0 | 0 | 0 | 0 | 0 | 0 | 0 | 0 | 0 | 0 | 0 | 0
Commercial_Lodging_New_Water Heating_Natural Gas_Water Heater_E4_Baseline Forecast | Commercial | Lodging | New | Water Heating | Natural Gas | Water Heater | E4 |  | Baseline Forecast | 0 | 0 | 0 | 0 | 0 | 0 | 0 | 0 | 0 | 0 | 0 | 0 | 0 | 0 | 0 | 0 | 0 | 0 | 0 | 0 | 0 | 0 | 0 | 0 | 0 | 0 | 0 | 0 | 0 | 0 | 0 | 0 | 0
Commercial_Lodging_New_Water Heating_Natural Gas_Water Heater_E5_Baseline Forecast | Commercial | Lodging | New | Water Heating | Natural Gas | Water Heater | E5 |  | Baseline Forecast | 0 | 0 | 0 | 0 | 0 | 0 | 0 | 0 | 0 | 0 | 0 | 0 | 0 | 0 | 0 | 0 | 0 | 0 | 0 | 0 | 0 | 0 | 0 | 0 | 0 | 0 | 0 | 0 | 0 | 0 | 0 | 0 | 0
Commercial_Lodging_New_Water Heating_Natural Gas_Water Heater_E6_Baseline Forecast | Commercial | Lodging | New | Water Heating | Natural Gas | Water Heater | E6 |  | Baseline Forecast | 0 | 0 | 0 | 0 | 0 | 0 | 0 | 0 | 0 | 0 | 0 | 0 | 0 | 0 | 0 | 0 | 0 | 0 | 0 | 0 | 0 | 0 | 0 | 0 | 0 | 0 | 0 | 0 | 0 | 0 | 0 | 0 | 0
Commercial_Lodging_New_Water Heating_Natural Gas_Water Heater_E7_Baseline Forecast | Commercial | Lodging | New | Water Heating | Natural Gas | Water Heater | E7 |  | Baseline Forecast | 0 | 0 | 0 | 0 | 0 | 0 | 0 | 0 | 0 | 0 | 0 | 0 | 0 | 0 | 0 | 0 | 0 | 0 | 0 | 0 | 0 | 0 | 0 | 0 | 0 | 0 | 0 | 0 | 0 | 0 | 0 | 0 | 0
Commercial_Lodging_New_Water Heating_Natural Gas_Water Heater_E8_Baseline Forecast | Commercial | Lodging | New | Water Heating | Natural Gas | Water Heater | E8 |  | Baseline Forecast | 0 | 0 | 0 | 0 | 0 | 0 | 0 | 0 | 0 | 0 | 0 | 0 | 0 | 0 | 0 | 0 | 0 | 0 | 0 | 0 | 0 | 0 | 0 | 0 | 0 | 0 | 0 | 0 | 0 | 0 | 0 | 0 | 0
Commercial_Lodging_New_Water Heating_Natural Gas_Water Heater_E9_Baseline Forecast | Commercial | Lodging | New | Water Heating | Natural Gas | Water Heater | E9 |  | Baseline Forecast | 0 | 0 | 0 | 0 | 0 | 0 | 0 | 0 | 0 | 0 | 0 | 0 | 0 | 0 | 0 | 0 | 0 | 0 | 0 | 0 | 0 | 0 | 0 | 0 | 0 | 0 | 0 | 0 | 0 | 0 | 0 | 0 | 0
Commercial_Lodging_New_Water Heating_Natural Gas_Water Heater_E10_Baseline Forecast | Commercial | Lodging | New | Water Heating | Natural Gas | Water Heater | E10 |  | Baseline Forecast | 0 | 0 | 0 | 0 | 0 | 0 | 0 | 0 | 0 | 0 | 0 | 0 | 0 | 0 | 0 | 0 | 0 | 0 | 0 | 0 | 0 | 0 | 0 | 0 | 0 | 0 | 0 | 0 | 0 | 0 | 0 | 0 | 0
Commercial_Lodging_New_Food Preparation_Natural Gas_Oven_E1_Baseline Forecast | Commercial | Lodging | New | Food Preparation | Natural Gas | Oven | E1 |  | Baseline Forecast | 0 | 217.7643 | 1050.3582 | 671.2524 | 865.7151 | 1174.8703 | 1098.122 | 973.2777 | 875.3443 | 845.1807 | 834.1559 | 825.8687 | 868.29 | 1072.0109 | 1162.3661 | 1271.0059 | 1418.7502 | 1577.4189 | 1840.3257 | 1713.1878 | 1756.8718 | 1819.7167 | 1766.0384 | 1718.7602 | 1728.5217 | 1773.1214 | 1835.5748 | 1915.8328 | 2025.0949 | 2207.3988 | 2298.1255 | 2384.2664 | 2020.2837
Commercial_Lodging_New_Food Preparation_Natural Gas_Oven_E2_Baseline Forecast | Commercial | Lodging | New | Food Preparation | Natural Gas | Oven | E2 |  | Baseline Forecast | 0 | 313.3682 | 1511.491 | 965.9486 | 1245.7852 | 1690.6671 | 1580.2243 | 1400.5704 | 1259.6418 | 1216.2357 | 1200.3706 | 1188.4452 | 1249.4905 | 1542.6499 | 1672.6732 | 1829.0086 | 2041.6161 | 2269.9443 | 2648.2736 | 2465.3191 | 2528.1814 | 2618.6168 | 2541.3724 | 2473.3379 | 2487.3849 | 2551.5649 | 2641.4369 | 2756.9302 | 2914.161 | 3176.5007 | 3307.0587 | 3431.0175 | 2907.2375
Commercial_Lodging_New_Food Preparation_Natural Gas_Oven_E3_Baseline Forecast | Commercial | Lodging | New | Food Preparation | Natural Gas | Oven | E3 |  | Baseline Forecast | 0 | 0 | 0 | 0 | 0 | 0 | 0 | 0 | 0 | 0 | 0 | 0 | 0 | 0 | 0 | 0 | 0 | 0 | 0 | 0 | 0 | 0 | 0 | 0 | 0 | 0 | 0 | 0 | 0 | 0 | 0 | 0 | 0
Commercial_Lodging_New_Food Preparation_Natural Gas_Oven_E4_Baseline Forecast | Commercial | Lodging | New | Food Preparation | Natural Gas | Oven | E4 |  | Baseline Forecast | 0 | 0 | 0 | 0 | 0 | 0 | 0 | 0 | 0 | 0 | 0 | 0 | 0 | 0 | 0 | 0 | 0 | 0 | 0 | 0 | 0 | 0 | 0 | 0 | 0 | 0 | 0 | 0 | 0 | 0 | 0 | 0 | 0
Commercial_Lodging_New_Food Preparation_Natural Gas_Oven_E5_Baseline Forecast | Commercial | Lodging | New | Food Preparation | Natural Gas | Oven | E5 |  | Baseline Forecast | 0 | 0 | 0 | 0 | 0 | 0 | 0 | 0 | 0 | 0 | 0 | 0 | 0 | 0 | 0 | 0 | 0 | 0 | 0 | 0 | 0 | 0 | 0 | 0 | 0 | 0 | 0 | 0 | 0 | 0 | 0 | 0 | 0
Commercial_Lodging_New_Food Preparation_Natural Gas_Oven_E6_Baseline Forecast | Commercial | Lodging | New | Food Preparation | Natural Gas | Oven | E6 |  | Baseline Forecast | 0 | 0 | 0 | 0 | 0 | 0 | 0 | 0 | 0 | 0 | 0 | 0 | 0 | 0 | 0 | 0 | 0 | 0 | 0 | 0 | 0 | 0 | 0 | 0 | 0 | 0 | 0 | 0 | 0 | 0 | 0 | 0 | 0
Commercial_Lodging_New_Food Preparation_Natural Gas_Oven_E7_Baseline Forecast | Commercial | Lodging | New | Food Preparation | Natural Gas | Oven | E7 |  | Baseline Forecast | 0 | 0 | 0 | 0 | 0 | 0 | 0 | 0 | 0 | 0 | 0 | 0 | 0 | 0 | 0 | 0 | 0 | 0 | 0 | 0 | 0 | 0 | 0 | 0 | 0 | 0 | 0 | 0 | 0 | 0 | 0 | 0 | 0
Commercial_Lodging_New_Food Preparation_Natural Gas_Oven_E8_Baseline Forecast | Commercial | Lodging | New | Food Preparation | Natural Gas | Oven | E8 |  | Baseline Forecast | 0 | 0 | 0 | 0 | 0 | 0 | 0 | 0 | 0 | 0 | 0 | 0 | 0 | 0 | 0 | 0 | 0 | 0 | 0 | 0 | 0 | 0 | 0 | 0 | 0 | 0 | 0 | 0 | 0 | 0 | 0 | 0 | 0
Commercial_Lodging_New_Food Preparation_Natural Gas_Oven_E9_Baseline Forecast | Commercial | Lodging | New | Food Preparation | Natural Gas | Oven | E9 |  | Baseline Forecast | 0 | 0 | 0 | 0 | 0 | 0 | 0 | 0 | 0 | 0 | 0 | 0 | 0 | 0 | 0 | 0 | 0 | 0 | 0 | 0 | 0 | 0 | 0 | 0 | 0 | 0 | 0 | 0 | 0 | 0 | 0 | 0 | 0
Commercial_Lodging_New_Food Preparation_Natural Gas_Oven_E10_Baseline Forecast | Commercial | Lodging | New | Food Preparation | Natural Gas | Oven | E10 |  | Baseline Forecast | 0 | 0 | 0 | 0 | 0 | 0 | 0 | 0 | 0 | 0 | 0 | 0 | 0 | 0 | 0 | 0 | 0 | 0 | 0 | 0 | 0 | 0 | 0 | 0 | 0 | 0 | 0 | 0 | 0 | 0 | 0 | 0 | 0
Commercial_Lodging_New_Food Preparation_Natural Gas_Conveyor Oven_E1_Baseline Forecast | Commercial | Lodging | New | Food Preparation | Natural Gas | Conveyor Oven | E1 |  | Baseline Forecast | 0 | 108.8822 | 525.1791 | 335.6262 | 432.8576 | 587.4352 | 549.061 | 486.6389 | 437.6721 | 422.5904 | 417.0779 | 412.9344 | 412.3686 | 413.5485 | 416.0922 | 416.8588 | 416.9727 | 438.209 | 538.3408 | 580.4172 | 634.0594 | 707.907 | 787.2858 | 918.7855 | 855.2647 | 877.0874 | 908.4904 | 882.2173 | 854.7962 | 836.6371 | 831.5159 | 830.0956 | 601.4833
Commercial_Lodging_New_Food Preparation_Natural Gas_Conveyor Oven_E2_Baseline Forecast | Commercial | Lodging | New | Food Preparation | Natural Gas | Conveyor Oven | E2 |  | Baseline Forecast | 0 | 156.6841 | 755.7455 | 482.9743 | 622.8926 | 845.3335 | 790.1121 | 700.2852 | 629.8209 | 608.1178 | 600.1853 | 594.2226 | 593.4084 | 595.1064 | 598.7669 | 599.87 | 600.0339 | 630.5934 | 774.6855 | 835.2345 | 912.4269 | 1018.6954 | 1132.9235 | 1322.1547 | 1230.7467 | 1262.1502 | 1307.3399 | 1269.5323 | 1230.0726 | 1203.9412 | 1196.5717 | 1194.5278 | 865.5492
Commercial_Lodging_New_Food Preparation_Natural Gas_Conveyor Oven_E3_Baseline Forecast | Commercial | Lodging | New | Food Preparation | Natural Gas | Conveyor Oven | E3 |  | Baseline Forecast | 0 | 0 | 0 | 0 | 0 | 0 | 0 | 0 | 0 | 0 | 0 | 0 | 0 | 0 | 0 | 0 | 0 | 0 | 0 | 0 | 0 | 0 | 0 | 0 | 0 | 0 | 0 | 0 | 0 | 0 | 0 | 0 | 0
Commercial_Lodging_New_Food Preparation_Natural Gas_Conveyor Oven_E4_Baseline Forecast | Commercial | Lodging | New | Food Preparation | Natural Gas | Conveyor Oven | E4 |  | Baseline Forecast | 0 | 0 | 0 | 0 | 0 | 0 | 0 | 0 | 0 | 0 | 0 | 0 | 0 | 0 | 0 | 0 | 0 | 0 | 0 | 0 | 0 | 0 | 0 | 0 | 0 | 0 | 0 | 0 | 0 | 0 | 0 | 0 | 0
Commercial_Lodging_New_Food Preparation_Natural Gas_Conveyor Oven_E5_Baseline Forecast | Commercial | Lodging | New | Food Preparation | Natural Gas | Conveyor Oven | E5 |  | Baseline Forecast | 0 | 0 | 0 | 0 | 0 | 0 | 0 | 0 | 0 | 0 | 0 | 0 | 0 | 0 | 0 | 0 | 0 | 0 | 0 | 0 | 0 | 0 | 0 | 0 | 0 | 0 | 0 | 0 | 0 | 0 | 0 | 0 | 0
Commercial_Lodging_New_Food Preparation_Natural Gas_Conveyor Oven_E6_Baseline Forecast | Commercial | Lodging | New | Food Preparation | Natural Gas | Conveyor Oven | E6 |  | Baseline Forecast | 0 | 0 | 0 | 0 | 0 | 0 | 0 | 0 | 0 | 0 | 0 | 0 | 0 | 0 | 0 | 0 | 0 | 0 | 0 | 0 | 0 | 0 | 0 | 0 | 0 | 0 | 0 | 0 | 0 | 0 | 0 | 0 | 0
Commercial_Lodging_New_Food Preparation_Natural Gas_Conveyor Oven_E7_Baseline Forecast | Commercial | Lodging | New | Food Preparation | Natural Gas | Conveyor Oven | E7 |  | Baseline Forecast | 0 | 0 | 0 | 0 | 0 | 0 | 0 | 0 | 0 | 0 | 0 | 0 | 0 | 0 | 0 | 0 | 0 | 0 | 0 | 0 | 0 | 0 | 0 | 0 | 0 | 0 | 0 | 0 | 0 | 0 | 0 | 0 | 0
Commercial_Lodging_New_Food Preparation_Natural Gas_Conveyor Oven_E8_Baseline Forecast | Commercial | Lodging | New | Food Preparation | Natural Gas | Conveyor Oven | E8 |  | Baseline Forecast | 0 | 0 | 0 | 0 | 0 | 0 | 0 | 0 | 0 | 0 | 0 | 0 | 0 | 0 | 0 | 0 | 0 | 0 | 0 | 0 | 0 | 0 | 0 | 0 | 0 | 0 | 0 | 0 | 0 | 0 | 0 | 0 | 0
Commercial_Lodging_New_Food Preparation_Natural Gas_Conveyor Oven_E9_Baseline Forecast | Commercial | Lodging | New | Food Preparation | Natural Gas | Conveyor Oven | E9 |  | Baseline Forecast | 0 | 0 | 0 | 0 | 0 | 0 | 0 | 0 | 0 | 0 | 0 | 0 | 0 | 0 | 0 | 0 | 0 | 0 | 0 | 0 | 0 | 0 | 0 | 0 | 0 | 0 | 0 | 0 | 0 | 0 | 0 | 0 | 0
Commercial_Lodging_New_Food Preparation_Natural Gas_Conveyor Oven_E10_Baseline Forecast | Commercial | Lodging | New | Food Preparation | Natural Gas | Conveyor Oven | E10 |  | Baseline Forecast | 0 | 0 | 0 | 0 | 0 | 0 | 0 | 0 | 0 | 0 | 0 | 0 | 0 | 0 | 0 | 0 | 0 | 0 | 0 | 0 | 0 | 0 | 0 | 0 | 0 | 0 | 0 | 0 | 0 | 0 | 0 | 0 | 0
Commercial_Lodging_New_Food Preparation_Natural Gas_Double Rack Oven_E1_Baseline Forecast | Commercial | Lodging | New | Food Preparation | Natural Gas | Double Rack Oven | E1 |  | Baseline Forecast | 0 | 108.8822 | 525.1791 | 335.6262 | 432.8576 | 587.4352 | 549.061 | 486.6389 | 437.6721 | 422.5904 | 417.0779 | 412.9344 | 434.145 | 536.0055 | 581.1831 | 635.503 | 709.3751 | 788.7095 | 920.1628 | 856.5939 | 878.4359 | 909.8584 | 883.0192 | 859.3801 | 864.2609 | 886.5607 | 917.7874 | 957.9164 | 1012.5475 | 1103.6994 | 1149.0628 | 1192.1332 | 1010.1418
Commercial_Lodging_New_Food Preparation_Natural Gas_Double Rack Oven_E2_Baseline Forecast | Commercial | Lodging | New | Food Preparation | Natural Gas | Double Rack Oven | E2 |  | Baseline Forecast | 0 | 156.6841 | 755.7455 | 482.9743 | 622.8926 | 845.3335 | 790.1121 | 700.2852 | 629.8209 | 608.1178 | 600.1853 | 594.2226 | 624.7453 | 771.3249 | 836.3366 | 914.5043 | 1020.8081 | 1134.9721 | 1324.1368 | 1232.6595 | 1264.0907 | 1309.3084 | 1270.6862 | 1236.6689 | 1243.6924 | 1275.7824 | 1320.7184 | 1378.4651 | 1457.0805 | 1588.2504 | 1653.5293 | 1715.5087 | 1453.6188
Commercial_Lodging_New_Food Preparation_Natural Gas_Double Rack Oven_E3_Baseline Forecast | Commercial | Lodging | New | Food Preparation | Natural Gas | Double Rack Oven | E3 |  | Baseline Forecast | 0 | 0 | 0 | 0 | 0 | 0 | 0 | 0 | 0 | 0 | 0 | 0 | 0 | 0 | 0 | 0 | 0 | 0 | 0 | 0 | 0 | 0 | 0 | 0 | 0 | 0 | 0 | 0 | 0 | 0 | 0 | 0 | 0
Commercial_Lodging_New_Food Preparation_Natural Gas_Double Rack Oven_E4_Baseline Forecast | Commercial | Lodging | New | Food Preparation | Natural Gas | Double Rack Oven | E4 |  | Baseline Forecast | 0 | 0 | 0 | 0 | 0 | 0 | 0 | 0 | 0 | 0 | 0 | 0 | 0 | 0 | 0 | 0 | 0 | 0 | 0 | 0 | 0 | 0 | 0 | 0 | 0 | 0 | 0 | 0 | 0 | 0 | 0 | 0 | 0
Commercial_Lodging_New_Food Preparation_Natural Gas_Double Rack Oven_E5_Baseline Forecast | Commercial | Lodging | New | Food Preparation | Natural Gas | Double Rack Oven | E5 |  | Baseline Forecast | 0 | 0 | 0 | 0 | 0 | 0 | 0 | 0 | 0 | 0 | 0 | 0 | 0 | 0 | 0 | 0 | 0 | 0 | 0 | 0 | 0 | 0 | 0 | 0 | 0 | 0 | 0 | 0 | 0 | 0 | 0 | 0 | 0
Commercial_Lodging_New_Food Preparation_Natural Gas_Double Rack Oven_E6_Baseline Forecast | Commercial | Lodging | New | Food Preparation | Natural Gas | Double Rack Oven | E6 |  | Baseline Forecast | 0 | 0 | 0 | 0 | 0 | 0 | 0 | 0 | 0 | 0 | 0 | 0 | 0 | 0 | 0 | 0 | 0 | 0 | 0 | 0 | 0 | 0 | 0 | 0 | 0 | 0 | 0 | 0 | 0 | 0 | 0 | 0 | 0
Commercial_Lodging_New_Food Preparation_Natural Gas_Double Rack Oven_E7_Baseline Forecast | Commercial | Lodging | New | Food Preparation | Natural Gas | Double Rack Oven | E7 |  | Baseline Forecast | 0 | 0 | 0 | 0 | 0 | 0 | 0 | 0 | 0 | 0 | 0 | 0 | 0 | 0 | 0 | 0 | 0 | 0 | 0 | 0 | 0 | 0 | 0 | 0 | 0 | 0 | 0 | 0 | 0 | 0 | 0 | 0 | 0
Commercial_Lodging_New_Food Preparation_Natural Gas_Double Rack Oven_E8_Baseline Forecast | Commercial | Lodging | New | Food Preparation | Natural Gas | Double Rack Oven | E8 |  | Baseline Forecast | 0 | 0 | 0 | 0 | 0 | 0 | 0 | 0 | 0 | 0 | 0 | 0 | 0 | 0 | 0 | 0 | 0 | 0 | 0 | 0 | 0 | 0 | 0 | 0 | 0 | 0 | 0 | 0 | 0 | 0 | 0 | 0 | 0
Commercial_Lodging_New_Food Preparation_Natural Gas_Double Rack Oven_E9_Baseline Forecast | Commercial | Lodging | New | Food Preparation | Natural Gas | Double Rack Oven | E9 |  | Baseline Forecast | 0 | 0 | 0 | 0 | 0 | 0 | 0 | 0 | 0 | 0 | 0 | 0 | 0 | 0 | 0 | 0 | 0 | 0 | 0 | 0 | 0 | 0 | 0 | 0 | 0 | 0 | 0 | 0 | 0 | 0 | 0 | 0 | 0
Commercial_Lodging_New_Food Preparation_Natural Gas_Double Rack Oven_E10_Baseline Forecast | Commercial | Lodging | New | Food Preparation | Natural Gas | Double Rack Oven | E10 |  | Baseline Forecast | 0 | 0 | 0 | 0 | 0 | 0 | 0 | 0 | 0 | 0 | 0 | 0 | 0 | 0 | 0 | 0 | 0 | 0 | 0 | 0 | 0 | 0 | 0 | 0 | 0 | 0 | 0 | 0 | 0 | 0 | 0 | 0 | 0
Commercial_Lodging_New_Food Preparation_Natural Gas_Fryer_E1_Baseline Forecast | Commercial | Lodging | New | Food Preparation | Natural Gas | Fryer | E1 |  | Baseline Forecast | 0 | 298.587 | 1440.1961 | 0 | 0 | 0 | 0 | 0 | 0 | 0 | 0 | 0 | 0 | 0 | 0 | 0 | 0 | 0 | 0 | 0 | 0 | 0 | 0 | 0 | 0 | 0 | 0 | 0 | 0 | 0 | 0 | 0 | 0
Commercial_Lodging_New_Food Preparation_Natural Gas_Fryer_E2_Baseline Forecast | Commercial | Lodging | New | Food Preparation | Natural Gas | Fryer | E2 |  | Baseline Forecast | 0 | 104.909 | 506.0149 | 1243.7651 | 1604.0855 | 2176.9199 | 2135.5867 | 2365.5967 | 2354.5249 | 2516.5068 | 2898.4429 | 3444.8693 | 3388.8243 | 3602.1671 | 3859.2474 | 3997.5675 | 4300.597 | 4454.3295 | 4663.4988 | 4936.3016 | 5216.3964 | 5359.34 | 5566.8223 | 5784.6213 | 5987.498 | 6250.4388 | 6448.0174 | 6661.2937 | 6890.8678 | 7115.5652 | 7317.3443 | 7533.4565 | 6906.9252
Commercial_Lodging_New_Food Preparation_Natural Gas_Fryer_E3_Baseline Forecast | Commercial | Lodging | New | Food Preparation | Natural Gas | Fryer | E3 |  | Baseline Forecast | 0 | 0 | 0 | 0 | 0 | 0 | 0 | 0 | 0 | 0 | 0 | 0 | 0 | 0 | 0 | 0 | 0 | 0 | 0 | 0 | 0 | 0 | 0 | 0 | 0 | 0 | 0 | 0 | 0 | 0 | 0 | 0 | 0
Commercial_Lodging_New_Food Preparation_Natural Gas_Fryer_E4_Baseline Forecast | Commercial | Lodging | New | Food Preparation | Natural Gas | Fryer | E4 |  | Baseline Forecast | 0 | 0 | 0 | 0 | 0 | 0 | 0 | 0 | 0 | 0 | 0 | 0 | 0 | 0 | 0 | 0 | 0 | 0 | 0 | 0 | 0 | 0 | 0 | 0 | 0 | 0 | 0 | 0 | 0 | 0 | 0 | 0 | 0
Commercial_Lodging_New_Food Preparation_Natural Gas_Fryer_E5_Baseline Forecast | Commercial | Lodging | New | Food Preparation | Natural Gas | Fryer | E5 |  | Baseline Forecast | 0 | 0 | 0 | 0 | 0 | 0 | 0 | 0 | 0 | 0 | 0 | 0 | 0 | 0 | 0 | 0 | 0 | 0 | 0 | 0 | 0 | 0 | 0 | 0 | 0 | 0 | 0 | 0 | 0 | 0 | 0 | 0 | 0
Commercial_Lodging_New_Food Preparation_Natural Gas_Fryer_E6_Baseline Forecast | Commercial | Lodging | New | Food Preparation | Natural Gas | Fryer | E6 |  | Baseline Forecast | 0 | 0 | 0 | 0 | 0 | 0 | 0 | 0 | 0 | 0 | 0 | 0 | 0 | 0 | 0 | 0 | 0 | 0 | 0 | 0 | 0 | 0 | 0 | 0 | 0 | 0 | 0 | 0 | 0 | 0 | 0 | 0 | 0
Commercial_Lodging_New_Food Preparation_Natural Gas_Fryer_E7_Baseline Forecast | Commercial | Lodging | New | Food Preparation | Natural Gas | Fryer | E7 |  | Baseline Forecast | 0 | 0 | 0 | 0 | 0 | 0 | 0 | 0 | 0 | 0 | 0 | 0 | 0 | 0 | 0 | 0 | 0 | 0 | 0 | 0 | 0 | 0 | 0 | 0 | 0 | 0 | 0 | 0 | 0 | 0 | 0 | 0 | 0
Commercial_Lodging_New_Food Preparation_Natural Gas_Fryer_E8_Baseline Forecast | Commercial | Lodging | New | Food Preparation | Natural Gas | Fryer | E8 |  | Baseline Forecast | 0 | 0 | 0 | 0 | 0 | 0 | 0 | 0 | 0 | 0 | 0 | 0 | 0 | 0 | 0 | 0 | 0 | 0 | 0 | 0 | 0 | 0 | 0 | 0 | 0 | 0 | 0 | 0 | 0 | 0 | 0 | 0 | 0
Commercial_Lodging_New_Food Preparation_Natural Gas_Fryer_E9_Baseline Forecast | Commercial | Lodging | New | Food Preparation | Natural Gas | Fryer | E9 |  | Baseline Forecast | 0 | 0 | 0 | 0 | 0 | 0 | 0 | 0 | 0 | 0 | 0 | 0 | 0 | 0 | 0 | 0 | 0 | 0 | 0 | 0 | 0 | 0 | 0 | 0 | 0 | 0 | 0 | 0 | 0 | 0 | 0 | 0 | 0
Commercial_Lodging_New_Food Preparation_Natural Gas_Fryer_E10_Baseline Forecast | Commercial | Lodging | New | Food Preparation | Natural Gas | Fryer | E10 |  | Baseline Forecast | 0 | 0 | 0 | 0 | 0 | 0 | 0 | 0 | 0 | 0 | 0 | 0 | 0 | 0 | 0 | 0 | 0 | 0 | 0 | 0 | 0 | 0 | 0 | 0 | 0 | 0 | 0 | 0 | 0 | 0 | 0 | 0 | 0
Commercial_Lodging_New_Food Preparation_Natural Gas_Broiler_E1_Baseline Forecast | Commercial | Lodging | New | Food Preparation | Natural Gas | Broiler | E1 |  | Baseline Forecast | 0 | 298.587 | 1440.1961 | 920.3862 | 1187.0233 | 1610.9207 | 1505.6874 | 1334.5075 | 1200.2263 | 1158.8676 | 1143.7509 | 1132.3879 | 1190.5538 | 1469.8853 | 1593.7756 | 1742.7368 | 1945.316 | 2162.8743 | 2523.3583 | 2349.0335 | 2408.9307 | 2495.1003 | 2421.4995 | 2356.6741 | 2370.0585 | 2431.2112 | 2516.8441 | 2626.8897 | 2776.7042 | 3026.6697 | 3151.0694 | 3269.1813 | 2770.1073
Commercial_Lodging_New_Food Preparation_Natural Gas_Broiler_E2_Baseline Forecast | Commercial | Lodging | New | Food Preparation | Natural Gas | Broiler | E2 |  | Baseline Forecast | 0 | 104.909 | 506.0149 | 323.3789 | 417.0622 | 565.9992 | 529.0253 | 468.881 | 421.7011 | 407.1697 | 401.8584 | 397.866 | 418.3027 | 516.4462 | 559.9752 | 612.3129 | 683.4894 | 759.9288 | 886.5853 | 825.3361 | 846.3811 | 876.6569 | 850.7971 | 828.0206 | 832.7233 | 854.2093 | 884.2966 | 922.9613 | 975.5988 | 1063.4245 | 1107.1325 | 1148.6313 | 973.2809
Commercial_Lodging_New_Food Preparation_Natural Gas_Broiler_E3_Baseline Forecast | Commercial | Lodging | New | Food Preparation | Natural Gas | Broiler | E3 |  | Baseline Forecast | 0 | 0 | 0 | 0 | 0 | 0 | 0 | 0 | 0 | 0 | 0 | 0 | 0 | 0 | 0 | 0 | 0 | 0 | 0 | 0 | 0 | 0 | 0 | 0 | 0 | 0 | 0 | 0 | 0 | 0 | 0 | 0 | 0
Commercial_Lodging_New_Food Preparation_Natural Gas_Broiler_E4_Baseline Forecast | Commercial | Lodging | New | Food Preparation | Natural Gas | Broiler | E4 |  | Baseline Forecast | 0 | 0 | 0 | 0 | 0 | 0 | 0 | 0 | 0 | 0 | 0 | 0 | 0 | 0 | 0 | 0 | 0 | 0 | 0 | 0 | 0 | 0 | 0 | 0 | 0 | 0 | 0 | 0 | 0 | 0 | 0 | 0 | 0
Commercial_Lodging_New_Food Preparation_Natural Gas_Broiler_E5_Baseline Forecast | Commercial | Lodging | New | Food Preparation | Natural Gas | Broiler | E5 |  | Baseline Forecast | 0 | 0 | 0 | 0 | 0 | 0 | 0 | 0 | 0 | 0 | 0 | 0 | 0 | 0 | 0 | 0 | 0 | 0 | 0 | 0 | 0 | 0 | 0 | 0 | 0 | 0 | 0 | 0 | 0 | 0 | 0 | 0 | 0
Commercial_Lodging_New_Food Preparation_Natural Gas_Broiler_E6_Baseline Forecast | Commercial | Lodging | New | Food Preparation | Natural Gas | Broiler | E6 |  | Baseline Forecast | 0 | 0 | 0 | 0 | 0 | 0 | 0 | 0 | 0 | 0 | 0 | 0 | 0 | 0 | 0 | 0 | 0 | 0 | 0 | 0 | 0 | 0 | 0 | 0 | 0 | 0 | 0 | 0 | 0 | 0 | 0 | 0 | 0
Commercial_Lodging_New_Food Preparation_Natural Gas_Broiler_E7_Baseline Forecast | Commercial | Lodging | New | Food Preparation | Natural Gas | Broiler | E7 |  | Baseline Forecast | 0 | 0 | 0 | 0 | 0 | 0 | 0 | 0 | 0 | 0 | 0 | 0 | 0 | 0 | 0 | 0 | 0 | 0 | 0 | 0 | 0 | 0 | 0 | 0 | 0 | 0 | 0 | 0 | 0 | 0 | 0 | 0 | 0
Commercial_Lodging_New_Food Preparation_Natural Gas_Broiler_E8_Baseline Forecast | Commercial | Lodging | New | Food Preparation | Natural Gas | Broiler | E8 |  | Baseline Forecast | 0 | 0 | 0 | 0 | 0 | 0 | 0 | 0 | 0 | 0 | 0 | 0 | 0 | 0 | 0 | 0 | 0 | 0 | 0 | 0 | 0 | 0 | 0 | 0 | 0 | 0 | 0 | 0 | 0 | 0 | 0 | 0 | 0
Commercial_Lodging_New_Food Preparation_Natural Gas_Broiler_E9_Baseline Forecast | Commercial | Lodging | New | Food Preparation | Natural Gas | Broiler | E9 |  | Baseline Forecast | 0 | 0 | 0 | 0 | 0 | 0 | 0 | 0 | 0 | 0 | 0 | 0 | 0 | 0 | 0 | 0 | 0 | 0 | 0 | 0 | 0 | 0 | 0 | 0 | 0 | 0 | 0 | 0 | 0 | 0 | 0 | 0 | 0
Commercial_Lodging_New_Food Preparation_Natural Gas_Broiler_E10_Baseline Forecast | Commercial | Lodging | New | Food Preparation | Natural Gas | Broiler | E10 |  | Baseline Forecast | 0 | 0 | 0 | 0 | 0 | 0 | 0 | 0 | 0 | 0 | 0 | 0 | 0 | 0 | 0 | 0 | 0 | 0 | 0 | 0 | 0 | 0 | 0 | 0 | 0 | 0 | 0 | 0 | 0 | 0 | 0 | 0 | 0
Commercial_Lodging_New_Food Preparation_Natural Gas_Griddle_E1_Baseline Forecast | Commercial | Lodging | New | Food Preparation | Natural Gas | Griddle | E1 |  | Baseline Forecast | 0 | 765.9013 | 3694.2262 | 2360.8693 | 3044.8161 | 4132.1494 | 3862.2168 | 3423.1258 | 3078.683 | 2972.5944 | 2933.8188 | 2904.6719 | 3053.8724 | 3770.3814 | 4088.1706 | 4470.269 | 4989.9019 | 5547.9574 | 6472.6297 | 6025.4717 | 6179.1132 | 6400.1457 | 6211.3532 | 6045.0704 | 6079.4027 | 6236.2646 | 6455.9202 | 6738.1968 | 7122.4837 | 7763.6666 | 8082.7625 | 8385.7295 | 7105.562
Commercial_Lodging_New_Food Preparation_Natural Gas_Griddle_E2_Baseline Forecast | Commercial | Lodging | New | Food Preparation | Natural Gas | Griddle | E2 |  | Baseline Forecast | 0 | 312.8329 | 1508.9093 | 964.2987 | 1243.6573 | 1687.7793 | 1577.5252 | 1398.1781 | 1257.4902 | 1214.1583 | 1198.3203 | 1186.4153 | 1247.3563 | 1540.0149 | 1669.8162 | 1825.8845 | 2038.1289 | 2266.0671 | 2643.7502 | 2461.1082 | 2523.8631 | 2614.144 | 2537.0316 | 2469.1133 | 2483.1363 | 2547.2067 | 2636.9252 | 2752.2212 | 2909.1835 | 3171.0751 | 3301.41 | 3425.1571 | 2902.2718
Commercial_Lodging_New_Food Preparation_Natural Gas_Griddle_E3_Baseline Forecast | Commercial | Lodging | New | Food Preparation | Natural Gas | Griddle | E3 |  | Baseline Forecast | 0 | 0 | 0 | 0 | 0 | 0 | 0 | 0 | 0 | 0 | 0 | 0 | 0 | 0 | 0 | 0 | 0 | 0 | 0 | 0 | 0 | 0 | 0 | 0 | 0 | 0 | 0 | 0 | 0 | 0 | 0 | 0 | 0
Commercial_Lodging_New_Food Preparation_Natural Gas_Griddle_E4_Baseline Forecast | Commercial | Lodging | New | Food Preparation | Natural Gas | Griddle | E4 |  | Baseline Forecast | 0 | 0 | 0 | 0 | 0 | 0 | 0 | 0 | 0 | 0 | 0 | 0 | 0 | 0 | 0 | 0 | 0 | 0 | 0 | 0 | 0 | 0 | 0 | 0 | 0 | 0 | 0 | 0 | 0 | 0 | 0 | 0 | 0
Commercial_Lodging_New_Food Preparation_Natural Gas_Griddle_E5_Baseline Forecast | Commercial | Lodging | New | Food Preparation | Natural Gas | Griddle | E5 |  | Baseline Forecast | 0 | 0 | 0 | 0 | 0 | 0 | 0 | 0 | 0 | 0 | 0 | 0 | 0 | 0 | 0 | 0 | 0 | 0 | 0 | 0 | 0 | 0 | 0 | 0 | 0 | 0 | 0 | 0 | 0 | 0 | 0 | 0 | 0
Commercial_Lodging_New_Food Preparation_Natural Gas_Griddle_E6_Baseline Forecast | Commercial | Lodging | New | Food Preparation | Natural Gas | Griddle | E6 |  | Baseline Forecast | 0 | 0 | 0 | 0 | 0 | 0 | 0 | 0 | 0 | 0 | 0 | 0 | 0 | 0 | 0 | 0 | 0 | 0 | 0 | 0 | 0 | 0 | 0 | 0 | 0 | 0 | 0 | 0 | 0 | 0 | 0 | 0 | 0
Commercial_Lodging_New_Food Preparation_Natural Gas_Griddle_E7_Baseline Forecast | Commercial | Lodging | New | Food Preparation | Natural Gas | Griddle | E7 |  | Baseline Forecast | 0 | 0 | 0 | 0 | 0 | 0 | 0 | 0 | 0 | 0 | 0 | 0 | 0 | 0 | 0 | 0 | 0 | 0 | 0 | 0 | 0 | 0 | 0 | 0 | 0 | 0 | 0 | 0 | 0 | 0 | 0 | 0 | 0
Commercial_Lodging_New_Food Preparation_Natural Gas_Griddle_E8_Baseline Forecast | Commercial | Lodging | New | Food Preparation | Natural Gas | Griddle | E8 |  | Baseline Forecast | 0 | 0 | 0 | 0 | 0 | 0 | 0 | 0 | 0 | 0 | 0 | 0 | 0 | 0 | 0 | 0 | 0 | 0 | 0 | 0 | 0 | 0 | 0 | 0 | 0 | 0 | 0 | 0 | 0 | 0 | 0 | 0 | 0
Commercial_Lodging_New_Food Preparation_Natural Gas_Griddle_E9_Baseline Forecast | Commercial | Lodging | New | Food Preparation | Natural Gas | Griddle | E9 |  | Baseline Forecast | 0 | 0 | 0 | 0 | 0 | 0 | 0 | 0 | 0 | 0 | 0 | 0 | 0 | 0 | 0 | 0 | 0 | 0 | 0 | 0 | 0 | 0 | 0 | 0 | 0 | 0 | 0 | 0 | 0 | 0 | 0 | 0 | 0
Commercial_Lodging_New_Food Preparation_Natural Gas_Griddle_E10_Baseline Forecast | Commercial | Lodging | New | Food Preparation | Natural Gas | Griddle | E10 |  | Baseline Forecast | 0 | 0 | 0 | 0 | 0 | 0 | 0 | 0 | 0 | 0 | 0 | 0 | 0 | 0 | 0 | 0 | 0 | 0 | 0 | 0 | 0 | 0 | 0 | 0 | 0 | 0 | 0 | 0 | 0 | 0 | 0 | 0 | 0
Commercial_Lodging_New_Food Preparation_Natural Gas_Range_E1_Baseline Forecast | Commercial | Lodging | New | Food Preparation | Natural Gas | Range | E1 |  | Baseline Forecast | 0 | 6.7524 | 32.5692 | 20.814 | 26.8439 | 36.4301 | 34.0503 | 30.1792 | 27.1425 | 26.2072 | 27.2158 | 33.2026 | 35.8114 | 39.2057 | 43.9377 | 48.9386 | 57.1319 | 53.1907 | 54.5057 | 56.6844 | 56.521 | 56.5223 | 57.3857 | 59.5672 | 62.8154 | 68.3873 | 71.1719 | 73.8694 | 76.8147 | 79.2097 | 81.9637 | 81.1595 | 68.1996
Commercial_Lodging_New_Food Preparation_Natural Gas_Range_E2_Baseline Forecast | Commercial | Lodging | New | Food Preparation | Natural Gas | Range | E2 |  | Baseline Forecast | 0 | 9.7168 | 46.8679 | 29.9519 | 38.629 | 52.4238 | 48.9992 | 43.4285 | 39.0587 | 37.7127 | 39.1642 | 47.7793 | 51.5335 | 56.418 | 63.2274 | 70.4239 | 82.2142 | 76.5427 | 78.435 | 81.5702 | 81.3351 | 81.3369 | 82.5795 | 85.7186 | 90.393 | 98.411 | 102.4181 | 106.2999 | 110.5382 | 113.9847 | 117.9477 | 116.7905 | 98.1409
Commercial_Lodging_New_Food Preparation_Natural Gas_Range_E3_Baseline Forecast | Commercial | Lodging | New | Food Preparation | Natural Gas | Range | E3 |  | Baseline Forecast | 0 | 0 | 0 | 0 | 0 | 0 | 0 | 0 | 0 | 0 | 0 | 0 | 0 | 0 | 0 | 0 | 0 | 0 | 0 | 0 | 0 | 0 | 0 | 0 | 0 | 0 | 0 | 0 | 0 | 0 | 0 | 0 | 0
Commercial_Lodging_New_Food Preparation_Natural Gas_Range_E4_Baseline Forecast | Commercial | Lodging | New | Food Preparation | Natural Gas | Range | E4 |  | Baseline Forecast | 0 | 0 | 0 | 0 | 0 | 0 | 0 | 0 | 0 | 0 | 0 | 0 | 0 | 0 | 0 | 0 | 0 | 0 | 0 | 0 | 0 | 0 | 0 | 0 | 0 | 0 | 0 | 0 | 0 | 0 | 0 | 0 | 0
Commercial_Lodging_New_Food Preparation_Natural Gas_Range_E5_Baseline Forecast | Commercial | Lodging | New | Food Preparation | Natural Gas | Range | E5 |  | Baseline Forecast | 0 | 0 | 0 | 0 | 0 | 0 | 0 | 0 | 0 | 0 | 0 | 0 | 0 | 0 | 0 | 0 | 0 | 0 | 0 | 0 | 0 | 0 | 0 | 0 | 0 | 0 | 0 | 0 | 0 | 0 | 0 | 0 | 0
Commercial_Lodging_New_Food Preparation_Natural Gas_Range_E6_Baseline Forecast | Commercial | Lodging | New | Food Preparation | Natural Gas | Range | E6 |  | Baseline Forecast | 0 | 0 | 0 | 0 | 0 | 0 | 0 | 0 | 0 | 0 | 0 | 0 | 0 | 0 | 0 | 0 | 0 | 0 | 0 | 0 | 0 | 0 | 0 | 0 | 0 | 0 | 0 | 0 | 0 | 0 | 0 | 0 | 0
Commercial_Lodging_New_Food Preparation_Natural Gas_Range_E7_Baseline Forecast | Commercial | Lodging | New | Food Preparation | Natural Gas | Range | E7 |  | Baseline Forecast | 0 | 0 | 0 | 0 | 0 | 0 | 0 | 0 | 0 | 0 | 0 | 0 | 0 | 0 | 0 | 0 | 0 | 0 | 0 | 0 | 0 | 0 | 0 | 0 | 0 | 0 | 0 | 0 | 0 | 0 | 0 | 0 | 0
Commercial_Lodging_New_Food Preparation_Natural Gas_Range_E8_Baseline Forecast | Commercial | Lodging | New | Food Preparation | Natural Gas | Range | E8 |  | Baseline Forecast | 0 | 0 | 0 | 0 | 0 | 0 | 0 | 0 | 0 | 0 | 0 | 0 | 0 | 0 | 0 | 0 | 0 | 0 | 0 | 0 | 0 | 0 | 0 | 0 | 0 | 0 | 0 | 0 | 0 | 0 | 0 | 0 | 0
Commercial_Lodging_New_Food Preparation_Natural Gas_Range_E9_Baseline Forecast | Commercial | Lodging | New | Food Preparation | Natural Gas | Range | E9 |  | Baseline Forecast | 0 | 0 | 0 | 0 | 0 | 0 | 0 | 0 | 0 | 0 | 0 | 0 | 0 | 0 | 0 | 0 | 0 | 0 | 0 | 0 | 0 | 0 | 0 | 0 | 0 | 0 | 0 | 0 | 0 | 0 | 0 | 0 | 0
Commercial_Lodging_New_Food Preparation_Natural Gas_Range_E10_Baseline Forecast | Commercial | Lodging | New | Food Preparation | Natural Gas | Range | E10 |  | Baseline Forecast | 0 | 0 | 0 | 0 | 0 | 0 | 0 | 0 | 0 | 0 | 0 | 0 | 0 | 0 | 0 | 0 | 0 | 0 | 0 | 0 | 0 | 0 | 0 | 0 | 0 | 0 | 0 | 0 | 0 | 0 | 0 | 0 | 0
Commercial_Lodging_New_Food Preparation_Natural Gas_Steamer_E1_Baseline Forecast | Commercial | Lodging | New | Food Preparation | Natural Gas | Steamer | E1 |  | Baseline Forecast | 0 | 8.2346 | 39.7186 | 0 | 0 | 0 | 0 | 0 | 0 | 0 | 0 | 0 | 0 | 0 | 0 | 0 | 0 | 0 | 0 | 0 | 0 | 0 | 0 | 0 | 0 | 0 | 0 | 0 | 0 | 0 | 0 | 0 | 0
Commercial_Lodging_New_Food Preparation_Natural Gas_Steamer_E2_Baseline Forecast | Commercial | Lodging | New | Food Preparation | Natural Gas | Steamer | E2 |  | Baseline Forecast | 0 | 8.2346 | 39.7186 | 50.7659 | 65.4729 | 88.8539 | 83.0495 | 73.6077 | 66.2011 | 63.9199 | 64.916 | 72.9123 | 77.3059 | 83.1 | 91.0744 | 97.2917 | 101.6832 | 104.6669 | 107.0551 | 114.3498 | 136.13 | 127.7599 | 134.2348 | 143.5381 | 143.5015 | 142.9157 | 143.3546 | 145.5896 | 149.3973 | 157.3588 | 162.3976 | 168.0285 | 140.2727
Commercial_Lodging_New_Food Preparation_Natural Gas_Steamer_E3_Baseline Forecast | Commercial | Lodging | New | Food Preparation | Natural Gas | Steamer | E3 |  | Baseline Forecast | 0 | 0 | 0 | 0 | 0 | 0 | 0 | 0 | 0 | 0 | 0 | 0 | 0 | 0 | 0 | 0 | 0 | 0 | 0 | 0 | 0 | 0 | 0 | 0 | 0 | 0 | 0 | 0 | 0 | 0 | 0 | 0 | 0
Commercial_Lodging_New_Food Preparation_Natural Gas_Steamer_E4_Baseline Forecast | Commercial | Lodging | New | Food Preparation | Natural Gas | Steamer | E4 |  | Baseline Forecast | 0 | 0 | 0 | 0 | 0 | 0 | 0 | 0 | 0 | 0 | 0 | 0 | 0 | 0 | 0 | 0 | 0 | 0 | 0 | 0 | 0 | 0 | 0 | 0 | 0 | 0 | 0 | 0 | 0 | 0 | 0 | 0 | 0
Commercial_Lodging_New_Food Preparation_Natural Gas_Steamer_E5_Baseline Forecast | Commercial | Lodging | New | Food Preparation | Natural Gas | Steamer | E5 |  | Baseline Forecast | 0 | 0 | 0 | 0 | 0 | 0 | 0 | 0 | 0 | 0 | 0 | 0 | 0 | 0 | 0 | 0 | 0 | 0 | 0 | 0 | 0 | 0 | 0 | 0 | 0 | 0 | 0 | 0 | 0 | 0 | 0 | 0 | 0
Commercial_Lodging_New_Food Preparation_Natural Gas_Steamer_E6_Baseline Forecast | Commercial | Lodging | New | Food Preparation | Natural Gas | Steamer | E6 |  | Baseline Forecast | 0 | 0 | 0 | 0 | 0 | 0 | 0 | 0 | 0 | 0 | 0 | 0 | 0 | 0 | 0 | 0 | 0 | 0 | 0 | 0 | 0 | 0 | 0 | 0 | 0 | 0 | 0 | 0 | 0 | 0 | 0 | 0 | 0
Commercial_Lodging_New_Food Preparation_Natural Gas_Steamer_E7_Baseline Forecast | Commercial | Lodging | New | Food Preparation | Natural Gas | Steamer | E7 |  | Baseline Forecast | 0 | 0 | 0 | 0 | 0 | 0 | 0 | 0 | 0 | 0 | 0 | 0 | 0 | 0 | 0 | 0 | 0 | 0 | 0 | 0 | 0 | 0 | 0 | 0 | 0 | 0 | 0 | 0 | 0 | 0 | 0 | 0 | 0
Commercial_Lodging_New_Food Preparation_Natural Gas_Steamer_E8_Baseline Forecast | Commercial | Lodging | New | Food Preparation | Natural Gas | Steamer | E8 |  | Baseline Forecast | 0 | 0 | 0 | 0 | 0 | 0 | 0 | 0 | 0 | 0 | 0 | 0 | 0 | 0 | 0 | 0 | 0 | 0 | 0 | 0 | 0 | 0 | 0 | 0 | 0 | 0 | 0 | 0 | 0 | 0 | 0 | 0 | 0
Commercial_Lodging_New_Food Preparation_Natural Gas_Steamer_E9_Baseline Forecast | Commercial | Lodging | New | Food Preparation | Natural Gas | Steamer | E9 |  | Baseline Forecast | 0 | 0 | 0 | 0 | 0 | 0 | 0 | 0 | 0 | 0 | 0 | 0 | 0 | 0 | 0 | 0 | 0 | 0 | 0 | 0 | 0 | 0 | 0 | 0 | 0 | 0 | 0 | 0 | 0 | 0 | 0 | 0 | 0
Commercial_Lodging_New_Food Preparation_Natural Gas_Steamer_E10_Baseline Forecast | Commercial | Lodging | New | Food Preparation | Natural Gas | Steamer | E10 |  | Baseline Forecast | 0 | 0 | 0 | 0 | 0 | 0 | 0 | 0 | 0 | 0 | 0 | 0 | 0 | 0 | 0 | 0 | 0 | 0 | 0 | 0 | 0 | 0 | 0 | 0 | 0 | 0 | 0 | 0 | 0 | 0 | 0 | 0 | 0
Commercial_Lodging_New_Food Preparation_Natural Gas_Food Prep Other_E1_Baseline Forecast | Commercial | Lodging | New | Food Preparation | Natural Gas | Food Prep Other | E1 |  | Baseline Forecast | 0 | 0 | 0 | 0 | 0 | 0 | 0 | 0 | 0 | 0 | 0 | 0 | 0 | 0 | 0 | 0 | 0 | 0 | 0 | 0 | 0 | 0 | 0 | 0 | 0 | 0 | 0 | 0 | 0 | 0 | 0 | 0 | 0
Commercial_Lodging_New_Food Preparation_Natural Gas_Food Prep Other_E2_Baseline Forecast | Commercial | Lodging | New | Food Preparation | Natural Gas | Food Prep Other | E2 |  | Baseline Forecast | 0 | 0 | 0 | 0 | 0 | 0 | 0 | 0 | 0 | 0 | 0 | 0 | 0 | 0 | 0 | 0 | 0 | 0 | 0 | 0 | 0 | 0 | 0 | 0 | 0 | 0 | 0 | 0 | 0 | 0 | 0 | 0 | 0
Commercial_Lodging_New_Food Preparation_Natural Gas_Food Prep Other_E3_Baseline Forecast | Commercial | Lodging | New | Food Preparation | Natural Gas | Food Prep Other | E3 |  | Baseline Forecast | 0 | 0 | 0 | 0 | 0 | 0 | 0 | 0 | 0 | 0 | 0 | 0 | 0 | 0 | 0 | 0 | 0 | 0 | 0 | 0 | 0 | 0 | 0 | 0 | 0 | 0 | 0 | 0 | 0 | 0 | 0 | 0 | 0
Commercial_Lodging_New_Food Preparation_Natural Gas_Food Prep Other_E4_Baseline Forecast | Commercial | Lodging | New | Food Preparation | Natural Gas | Food Prep Other | E4 |  | Baseline Forecast | 0 | 0 | 0 | 0 | 0 | 0 | 0 | 0 | 0 | 0 | 0 | 0 | 0 | 0 | 0 | 0 | 0 | 0 | 0 | 0 | 0 | 0 | 0 | 0 | 0 | 0 | 0 | 0 | 0 | 0 | 0 | 0 | 0
Commercial_Lodging_New_Food Preparation_Natural Gas_Food Prep Other_E5_Baseline Forecast | Commercial | Lodging | New | Food Preparation | Natural Gas | Food Prep Other | E5 |  | Baseline Forecast | 0 | 0 | 0 | 0 | 0 | 0 | 0 | 0 | 0 | 0 | 0 | 0 | 0 | 0 | 0 | 0 | 0 | 0 | 0 | 0 | 0 | 0 | 0 | 0 | 0 | 0 | 0 | 0 | 0 | 0 | 0 | 0 | 0
Commercial_Lodging_New_Food Preparation_Natural Gas_Food Prep Other_E6_Baseline Forecast | Commercial | Lodging | New | Food Preparation | Natural Gas | Food Prep Other | E6 |  | Baseline Forecast | 0 | 0 | 0 | 0 | 0 | 0 | 0 | 0 | 0 | 0 | 0 | 0 | 0 | 0 | 0 | 0 | 0 | 0 | 0 | 0 | 0 | 0 | 0 | 0 | 0 | 0 | 0 | 0 | 0 | 0 | 0 | 0 | 0
Commercial_Lodging_New_Food Preparation_Natural Gas_Food Prep Other_E7_Baseline Forecast | Commercial | Lodging | New | Food Preparation | Natural Gas | Food Prep Other | E7 |  | Baseline Forecast | 0 | 0 | 0 | 0 | 0 | 0 | 0 | 0 | 0 | 0 | 0 | 0 | 0 | 0 | 0 | 0 | 0 | 0 | 0 | 0 | 0 | 0 | 0 | 0 | 0 | 0 | 0 | 0 | 0 | 0 | 0 | 0 | 0
Commercial_Lodging_New_Food Preparation_Natural Gas_Food Prep Other_E8_Baseline Forecast | Commercial | Lodging | New | Food Preparation | Natural Gas | Food Prep Other | E8 |  | Baseline Forecast | 0 | 0 | 0 | 0 | 0 | 0 | 0 | 0 | 0 | 0 | 0 | 0 | 0 | 0 | 0 | 0 | 0 | 0 | 0 | 0 | 0 | 0 | 0 | 0 | 0 | 0 | 0 | 0 | 0 | 0 | 0 | 0 | 0
Commercial_Lodging_New_Food Preparation_Natural Gas_Food Prep Other_E9_Baseline Forecast | Commercial | Lodging | New | Food Preparation | Natural Gas | Food Prep Other | E9 |  | Baseline Forecast | 0 | 0 | 0 | 0 | 0 | 0 | 0 | 0 | 0 | 0 | 0 | 0 | 0 | 0 | 0 | 0 | 0 | 0 | 0 | 0 | 0 | 0 | 0 | 0 | 0 | 0 | 0 | 0 | 0 | 0 | 0 | 0 | 0
Commercial_Lodging_New_Food Preparation_Natural Gas_Food Prep Other_E10_Baseline Forecast | Commercial | Lodging | New | Food Preparation | Natural Gas | Food Prep Other | E10 |  | Baseline Forecast | 0 | 0 | 0 | 0 | 0 | 0 | 0 | 0 | 0 | 0 | 0 | 0 | 0 | 0 | 0 | 0 | 0 | 0 | 0 | 0 | 0 | 0 | 0 | 0 | 0 | 0 | 0 | 0 | 0 | 0 | 0 | 0 | 0
Commercial_Lodging_New_Miscellaneous_Natural Gas_Pool Heater_E1_Baseline Forecast | Commercial | Lodging | New | Miscellaneous | Natural Gas | Pool Heater | E1 |  | Baseline Forecast | 0 | 376.5208 | 1816.0995 | 1160.6148 | 1496.8463 | 2031.3846 | 1973.9886 | 2106.2884 | 2084.389 | 2217.4259 | 2453.4237 | 2730.3665 | 3266.5614 | 3147.5747 | 3344.4973 | 3596.8336 | 3697.1924 | 3932.263 | 4055.6965 | 4234.034 | 4456.011 | 4664.4613 | 4944.2355 | 5020.6234 | 5199.8439 | 5403.7915 | 5568.8491 | 5792.2138 | 5956.9682 | 6139.0589 | 6337.0116 | 6524.8902 | 5950.6183
Commercial_Lodging_New_Miscellaneous_Natural Gas_Pool Heater_E2_Baseline Forecast | Commercial | Lodging | New | Miscellaneous | Natural Gas | Pool Heater | E2 |  | Baseline Forecast | 0 | 41.8356 | 201.7888 | 128.9572 | 166.3163 | 225.7094 | 219.3321 | 234.032 | 231.5988 | 246.3807 | 272.6026 | 303.3741 | 362.9513 | 349.7305 | 371.6108 | 399.6482 | 410.7992 | 436.9181 | 450.6329 | 470.4482 | 495.1123 | 518.2735 | 549.3595 | 557.847 | 577.7604 | 600.4213 | 618.761 | 643.5793 | 661.8854 | 682.1177 | 704.1124 | 724.9878 | 661.1798
Commercial_Lodging_New_Miscellaneous_Natural Gas_Pool Heater_E3_Baseline Forecast | Commercial | Lodging | New | Miscellaneous | Natural Gas | Pool Heater | E3 |  | Baseline Forecast | 0 | 0 | 0 | 0 | 0 | 0 | 0 | 0 | 0 | 0 | 0 | 0 | 0 | 0 | 0 | 0 | 0 | 0 | 0 | 0 | 0 | 0 | 0 | 0 | 0 | 0 | 0 | 0 | 0 | 0 | 0 | 0 | 0
Commercial_Lodging_New_Miscellaneous_Natural Gas_Pool Heater_E4_Baseline Forecast | Commercial | Lodging | New | Miscellaneous | Natural Gas | Pool Heater | E4 |  | Baseline Forecast | 0 | 0 | 0 | 0 | 0 | 0 | 0 | 0 | 0 | 0 | 0 | 0 | 0 | 0 | 0 | 0 | 0 | 0 | 0 | 0 | 0 | 0 | 0 | 0 | 0 | 0 | 0 | 0 | 0 | 0 | 0 | 0 | 0
Commercial_Lodging_New_Miscellaneous_Natural Gas_Pool Heater_E5_Baseline Forecast | Commercial | Lodging | New | Miscellaneous | Natural Gas | Pool Heater | E5 |  | Baseline Forecast | 0 | 0 | 0 | 0 | 0 | 0 | 0 | 0 | 0 | 0 | 0 | 0 | 0 | 0 | 0 | 0 | 0 | 0 | 0 | 0 | 0 | 0 | 0 | 0 | 0 | 0 | 0 | 0 | 0 | 0 | 0 | 0 | 0
Commercial_Lodging_New_Miscellaneous_Natural Gas_Pool Heater_E6_Baseline Forecast | Commercial | Lodging | New | Miscellaneous | Natural Gas | Pool Heater | E6 |  | Baseline Forecast | 0 | 0 | 0 | 0 | 0 | 0 | 0 | 0 | 0 | 0 | 0 | 0 | 0 | 0 | 0 | 0 | 0 | 0 | 0 | 0 | 0 | 0 | 0 | 0 | 0 | 0 | 0 | 0 | 0 | 0 | 0 | 0 | 0
Commercial_Lodging_New_Miscellaneous_Natural Gas_Pool Heater_E7_Baseline Forecast | Commercial | Lodging | New | Miscellaneous | Natural Gas | Pool Heater | E7 |  | Baseline Forecast | 0 | 0 | 0 | 0 | 0 | 0 | 0 | 0 | 0 | 0 | 0 | 0 | 0 | 0 | 0 | 0 | 0 | 0 | 0 | 0 | 0 | 0 | 0 | 0 | 0 | 0 | 0 | 0 | 0 | 0 | 0 | 0 | 0
Commercial_Lodging_New_Miscellaneous_Natural Gas_Pool Heater_E8_Baseline Forecast | Commercial | Lodging | New | Miscellaneous | Natural Gas | Pool Heater | E8 |  | Baseline Forecast | 0 | 0 | 0 | 0 | 0 | 0 | 0 | 0 | 0 | 0 | 0 | 0 | 0 | 0 | 0 | 0 | 0 | 0 | 0 | 0 | 0 | 0 | 0 | 0 | 0 | 0 | 0 | 0 | 0 | 0 | 0 | 0 | 0
Commercial_Lodging_New_Miscellaneous_Natural Gas_Pool Heater_E9_Baseline Forecast | Commercial | Lodging | New | Miscellaneous | Natural Gas | Pool Heater | E9 |  | Baseline Forecast | 0 | 0 | 0 | 0 | 0 | 0 | 0 | 0 | 0 | 0 | 0 | 0 | 0 | 0 | 0 | 0 | 0 | 0 | 0 | 0 | 0 | 0 | 0 | 0 | 0 | 0 | 0 | 0 | 0 | 0 | 0 | 0 | 0
Commercial_Lodging_New_Miscellaneous_Natural Gas_Pool Heater_E10_Baseline Forecast | Commercial | Lodging | New | Miscellaneous | Natural Gas | Pool Heater | E10 |  | Baseline Forecast | 0 | 0 | 0 | 0 | 0 | 0 | 0 | 0 | 0 | 0 | 0 | 0 | 0 | 0 | 0 | 0 | 0 | 0 | 0 | 0 | 0 | 0 | 0 | 0 | 0 | 0 | 0 | 0 | 0 | 0 | 0 | 0 | 0
Commercial_Lodging_New_Miscellaneous_Natural Gas_Miscellaneous_E1_Baseline Forecast | Commercial | Lodging | New | Miscellaneous | Natural Gas | Miscellaneous | E1 |  | Baseline Forecast | 0 | 4240.8252 | 20455.0749 | 13072.2255 | 17465.098 | 26321.3106 | 26202.5103 | 25578.0792 | 26484.7738 | 28292.2892 | 30041.1813 | 32927.9975 | 39265.4667 | 38137.0858 | 41072.9296 | 45740.0807 | 46943.2104 | 48221.7089 | 50427.0658 | 52748.3172 | 54925.5916 | 57438.9375 | 60907.9215 | 62014.1254 | 64502.4291 | 67654.9702 | 69506.3128 | 71471.0143 | 73875.8615 | 76235.8133 | 78497.7644 | 80878.4608 | 74659.6913
Commercial_Lodging_New_Miscellaneous_Natural Gas_Miscellaneous_E2_Baseline Forecast | Commercial | Lodging | New | Miscellaneous | Natural Gas | Miscellaneous | E2 |  | Baseline Forecast | 0 | 0 | 0 | 0 | 0 | 0 | 0 | 0 | 0 | 0 | 0 | 0 | 0 | 0 | 0 | 0 | 0 | 0 | 0 | 0 | 0 | 0 | 0 | 0 | 0 | 0 | 0 | 0 | 0 | 0 | 0 | 0 | 0
Commercial_Lodging_New_Miscellaneous_Natural Gas_Miscellaneous_E3_Baseline Forecast | Commercial | Lodging | New | Miscellaneous | Natural Gas | Miscellaneous | E3 |  | Baseline Forecast | 0 | 0 | 0 | 0 | 0 | 0 | 0 | 0 | 0 | 0 | 0 | 0 | 0 | 0 | 0 | 0 | 0 | 0 | 0 | 0 | 0 | 0 | 0 | 0 | 0 | 0 | 0 | 0 | 0 | 0 | 0 | 0 | 0
Commercial_Lodging_New_Miscellaneous_Natural Gas_Miscellaneous_E4_Baseline Forecast | Commercial | Lodging | New | Miscellaneous | Natural Gas | Miscellaneous | E4 |  | Baseline Forecast | 0 | 0 | 0 | 0 | 0 | 0 | 0 | 0 | 0 | 0 | 0 | 0 | 0 | 0 | 0 | 0 | 0 | 0 | 0 | 0 | 0 | 0 | 0 | 0 | 0 | 0 | 0 | 0 | 0 | 0 | 0 | 0 | 0
Commercial_Lodging_New_Miscellaneous_Natural Gas_Miscellaneous_E5_Baseline Forecast | Commercial | Lodging | New | Miscellaneous | Natural Gas | Miscellaneous | E5 |  | Baseline Forecast | 0 | 0 | 0 | 0 | 0 | 0 | 0 | 0 | 0 | 0 | 0 | 0 | 0 | 0 | 0 | 0 | 0 | 0 | 0 | 0 | 0 | 0 | 0 | 0 | 0 | 0 | 0 | 0 | 0 | 0 | 0 | 0 | 0
Commercial_Lodging_New_Miscellaneous_Natural Gas_Miscellaneous_E6_Baseline Forecast | Commercial | Lodging | New | Miscellaneous | Natural Gas | Miscellaneous | E6 |  | Baseline Forecast | 0 | 0 | 0 | 0 | 0 | 0 | 0 | 0 | 0 | 0 | 0 | 0 | 0 | 0 | 0 | 0 | 0 | 0 | 0 | 0 | 0 | 0 | 0 | 0 | 0 | 0 | 0 | 0 | 0 | 0 | 0 | 0 | 0
Commercial_Lodging_New_Miscellaneous_Natural Gas_Miscellaneous_E7_Baseline Forecast | Commercial | Lodging | New | Miscellaneous | Natural Gas | Miscellaneous | E7 |  | Baseline Forecast | 0 | 0 | 0 | 0 | 0 | 0 | 0 | 0 | 0 | 0 | 0 | 0 | 0 | 0 | 0 | 0 | 0 | 0 | 0 | 0 | 0 | 0 | 0 | 0 | 0 | 0 | 0 | 0 | 0 | 0 | 0 | 0 | 0
Commercial_Lodging_New_Miscellaneous_Natural Gas_Miscellaneous_E8_Baseline Forecast | Commercial | Lodging | New | Miscellaneous | Natural Gas | Miscellaneous | E8 |  | Baseline Forecast | 0 | 0 | 0 | 0 | 0 | 0 | 0 | 0 | 0 | 0 | 0 | 0 | 0 | 0 | 0 | 0 | 0 | 0 | 0 | 0 | 0 | 0 | 0 | 0 | 0 | 0 | 0 | 0 | 0 | 0 | 0 | 0 | 0
Commercial_Lodging_New_Miscellaneous_Natural Gas_Miscellaneous_E9_Baseline Forecast | Commercial | Lodging | New | Miscellaneous | Natural Gas | Miscellaneous | E9 |  | Baseline Forecast | 0 | 0 | 0 | 0 | 0 | 0 | 0 | 0 | 0 | 0 | 0 | 0 | 0 | 0 | 0 | 0 | 0 | 0 | 0 | 0 | 0 | 0 | 0 | 0 | 0 | 0 | 0 | 0 | 0 | 0 | 0 | 0 | 0
Commercial_Lodging_New_Miscellaneous_Natural Gas_Miscellaneous_E10_Baseline Forecast | Commercial | Lodging | New | Miscellaneous | Natural Gas | Miscellaneous | E10 |  | Baseline Forecast | 0 | 0 | 0 | 0 | 0 | 0 | 0 | 0 | 0 | 0 | 0 | 0 | 0 | 0 | 0 | 0 | 0 | 0 | 0 | 0 | 0 | 0 | 0 | 0 | 0 | 0 | 0 | 0 | 0 | 0 | 0 | 0 | 0
Commercial_Warehouse_Existing_Space Heating_Natural Gas_Furnace_E1_Baseline Forecast | Commercial | Warehouse | Existing | Space Heating | Natural Gas | Furnace | E1 |  | Baseline Forecast | 0 | 8798.2421 | 9538.7977 | 10200.2075 | 10795.7652 | 11325.1948 | 11805.2972 | 12244.9666 | 12647.2785 | 13011.195 | 13338.6585 | 13632.5439 | 13895.056 | 14128.4406 | 14334.781 | 14516.542 | 14675.8258 | 14814.5824 | 14934.4945 | 14323.2708 | 13813.0006 | 13390.6665 | 13044.8002 | 12765.1261 | 12542.535 | 12368.8642 | 12236.9854 | 12140.6056 | 12074.1783 | 12032.8241 | 12012.2592 | 12008.7305 | 14430.8876
Commercial_Warehouse_Existing_Space Heating_Natural Gas_Furnace_E2_Baseline Forecast | Commercial | Warehouse | Existing | Space Heating | Natural Gas | Furnace | E2 |  | Baseline Forecast | 0 | 0 | 0 | 0 | 0 | 0 | 0 | 0 | 0 | 0 | 0 | 0 | 0 | 0 | 0 | 0 | 0 | 0 | 0 | 0 | 0 | 0 | 0 | 0 | 0 | 0 | 0 | 0 | 0 | 0 | 0 | 0 | 0
Commercial_Warehouse_Existing_Space Heating_Natural Gas_Furnace_E3_Baseline Forecast | Commercial | Warehouse | Existing | Space Heating | Natural Gas | Furnace | E3 |  | Baseline Forecast | 0 | 0 | 0 | 0 | 0 | 0 | 0 | 0 | 0 | 0 | 0 | 0 | 0 | 0 | 0 | 0 | 0 | 0 | 0 | 0 | 0 | 0 | 0 | 0 | 0 | 0 | 0 | 0 | 0 | 0 | 0 | 0 | 0
Commercial_Warehouse_Existing_Space Heating_Natural Gas_Furnace_E4_Baseline Forecast | Commercial | Warehouse | Existing | Space Heating | Natural Gas | Furnace | E4 |  | Baseline Forecast | 0 | 0 | 0 | 0 | 0 | 0 | 0 | 0 | 0 | 0 | 0 | 0 | 0 | 0 | 0 | 0 | 0 | 0 | 0 | 0 | 0 | 0 | 0 | 0 | 0 | 0 | 0 | 0 | 0 | 0 | 0 | 0 | 0
Commercial_Warehouse_Existing_Space Heating_Natural Gas_Furnace_E5_Baseline Forecast | Commercial | Warehouse | Existing | Space Heating | Natural Gas | Furnace | E5 |  | Baseline Forecast | 0 | 0 | 0 | 0 | 0 | 0 | 0 | 0 | 0 | 0 | 0 | 0 | 0 | 0 | 0 | 0 | 0 | 0 | 0 | 0 | 0 | 0 | 0 | 0 | 0 | 0 | 0 | 0 | 0 | 0 | 0 | 0 | 0
Commercial_Warehouse_Existing_Space Heating_Natural Gas_Furnace_E6_Baseline Forecast | Commercial | Warehouse | Existing | Space Heating | Natural Gas | Furnace | E6 |  | Baseline Forecast | 0 | 0 | 0 | 0 | 0 | 0 | 0 | 0 | 0 | 0 | 0 | 0 | 0 | 0 | 0 | 0 | 0 | 0 | 0 | 0 | 0 | 0 | 0 | 0 | 0 | 0 | 0 | 0 | 0 | 0 | 0 | 0 | 0
Commercial_Warehouse_Existing_Space Heating_Natural Gas_Furnace_E7_Baseline Forecast | Commercial | Warehouse | Existing | Space Heating | Natural Gas | Furnace | E7 |  | Baseline Forecast | 0 | 0 | 0 | 0 | 0 | 0 | 0 | 0 | 0 | 0 | 0 | 0 | 0 | 0 | 0 | 0 | 0 | 0 | 0 | 0 | 0 | 0 | 0 | 0 | 0 | 0 | 0 | 0 | 0 | 0 | 0 | 0 | 0
Commercial_Warehouse_Existing_Space Heating_Natural Gas_Furnace_E8_Baseline Forecast | Commercial | Warehouse | Existing | Space Heating | Natural Gas | Furnace | E8 |  | Baseline Forecast | 0 | 0 | 0 | 0 | 0 | 0 | 0 | 0 | 0 | 0 | 0 | 0 | 0 | 0 | 0 | 0 | 0 | 0 | 0 | 0 | 0 | 0 | 0 | 0 | 0 | 0 | 0 | 0 | 0 | 0 | 0 | 0 | 0
Commercial_Warehouse_Existing_Space Heating_Natural Gas_Furnace_E9_Baseline Forecast | Commercial | Warehouse | Existing | Space Heating | Natural Gas | Furnace | E9 |  | Baseline Forecast | 0 | 0 | 0 | 0 | 0 | 0 | 0 | 0 | 0 | 0 | 0 | 0 | 0 | 0 | 0 | 0 | 0 | 0 | 0 | 0 | 0 | 0 | 0 | 0 | 0 | 0 | 0 | 0 | 0 | 0 | 0 | 0 | 0
Commercial_Warehouse_Existing_Space Heating_Natural Gas_Furnace_E10_Baseline Forecast | Commercial | Warehouse | Existing | Space Heating | Natural Gas | Furnace | E10 |  | Baseline Forecast | 0 | 0 | 0 | 0 | 0 | 0 | 0 | 0 | 0 | 0 | 0 | 0 | 0 | 0 | 0 | 0 | 0 | 0 | 0 | 0 | 0 | 0 | 0 | 0 | 0 | 0 | 0 | 0 | 0 | 0 | 0 | 0 | 0
Commercial_Warehouse_Existing_Space Heating_Natural Gas_Boiler_E1_Baseline Forecast | Commercial | Warehouse | Existing | Space Heating | Natural Gas | Boiler | E1 |  | Baseline Forecast | 0 | 408.2633 | 450.4856 | 487.7211 | 520.7549 | 549.7121 | 575.5297 | 598.7529 | 619.6283 | 638.1865 | 654.5925 | 669.0475 | 681.7121 | 692.742 | 702.2789 | 710.4779 | 717.4715 | 723.3804 | 728.3088 | 732.3509 | 735.5856 | 738.0896 | 700.3277 | 669.5714 | 644.7872 | 625.07 | 609.6373 | 597.8098 | 588.9985 | 582.6943 | 578.4573 | 575.9091 | 574.7441
Commercial_Warehouse_Existing_Space Heating_Natural Gas_Boiler_E2_Baseline Forecast | Commercial | Warehouse | Existing | Space Heating | Natural Gas | Boiler | E2 |  | Baseline Forecast | 0 | 0 | 0 | 0 | 0 | 0 | 0 | 0 | 0 | 0 | 0 | 0 | 0 | 0 | 0 | 0 | 0 | 0 | 0 | 0 | 0 | 0 | 0 | 0 | 0 | 0 | 0 | 0 | 0 | 0 | 0 | 0 | 0
Commercial_Warehouse_Existing_Space Heating_Natural Gas_Boiler_E3_Baseline Forecast | Commercial | Warehouse | Existing | Space Heating | Natural Gas | Boiler | E3 |  | Baseline Forecast | 0 | 0 | 0 | 0 | 0 | 0 | 0 | 0 | 0 | 0 | 0 | 0 | 0 | 0 | 0 | 0 | 0 | 0 | 0 | 0 | 0 | 0 | 0 | 0 | 0 | 0 | 0 | 0 | 0 | 0 | 0 | 0 | 0
Commercial_Warehouse_Existing_Space Heating_Natural Gas_Boiler_E4_Baseline Forecast | Commercial | Warehouse | Existing | Space Heating | Natural Gas | Boiler | E4 |  | Baseline Forecast | 0 | 0 | 0 | 0 | 0 | 0 | 0 | 0 | 0 | 0 | 0 | 0 | 0 | 0 | 0 | 0 | 0 | 0 | 0 | 0 | 0 | 0 | 0 | 0 | 0 | 0 | 0 | 0 | 0 | 0 | 0 | 0 | 0
Commercial_Warehouse_Existing_Space Heating_Natural Gas_Boiler_E5_Baseline Forecast | Commercial | Warehouse | Existing | Space Heating | Natural Gas | Boiler | E5 |  | Baseline Forecast | 0 | 0 | 0 | 0 | 0 | 0 | 0 | 0 | 0 | 0 | 0 | 0 | 0 | 0 | 0 | 0 | 0 | 0 | 0 | 0 | 0 | 0 | 0 | 0 | 0 | 0 | 0 | 0 | 0 | 0 | 0 | 0 | 0
Commercial_Warehouse_Existing_Space Heating_Natural Gas_Boiler_E6_Baseline Forecast | Commercial | Warehouse | Existing | Space Heating | Natural Gas | Boiler | E6 |  | Baseline Forecast | 0 | 0 | 0 | 0 | 0 | 0 | 0 | 0 | 0 | 0 | 0 | 0 | 0 | 0 | 0 | 0 | 0 | 0 | 0 | 0 | 0 | 0 | 0 | 0 | 0 | 0 | 0 | 0 | 0 | 0 | 0 | 0 | 0
Commercial_Warehouse_Existing_Space Heating_Natural Gas_Boiler_E7_Baseline Forecast | Commercial | Warehouse | Existing | Space Heating | Natural Gas | Boiler | E7 |  | Baseline Forecast | 0 | 0 | 0 | 0 | 0 | 0 | 0 | 0 | 0 | 0 | 0 | 0 | 0 | 0 | 0 | 0 | 0 | 0 | 0 | 0 | 0 | 0 | 0 | 0 | 0 | 0 | 0 | 0 | 0 | 0 | 0 | 0 | 0
Commercial_Warehouse_Existing_Space Heating_Natural Gas_Boiler_E8_Baseline Forecast | Commercial | Warehouse | Existing | Space Heating | Natural Gas | Boiler | E8 |  | Baseline Forecast | 0 | 0 | 0 | 0 | 0 | 0 | 0 | 0 | 0 | 0 | 0 | 0 | 0 | 0 | 0 | 0 | 0 | 0 | 0 | 0 | 0 | 0 | 0 | 0 | 0 | 0 | 0 | 0 | 0 | 0 | 0 | 0 | 0
Commercial_Warehouse_Existing_Space Heating_Natural Gas_Boiler_E9_Baseline Forecast | Commercial | Warehouse | Existing | Space Heating | Natural Gas | Boiler | E9 |  | Baseline Forecast | 0 | 0 | 0 | 0 | 0 | 0 | 0 | 0 | 0 | 0 | 0 | 0 | 0 | 0 | 0 | 0 | 0 | 0 | 0 | 0 | 0 | 0 | 0 | 0 | 0 | 0 | 0 | 0 | 0 | 0 | 0 | 0 | 0
Commercial_Warehouse_Existing_Space Heating_Natural Gas_Boiler_E10_Baseline Forecast | Commercial | Warehouse | Existing | Space Heating | Natural Gas | Boiler | E10 |  | Baseline Forecast | 0 | 0 | 0 | 0 | 0 | 0 | 0 | 0 | 0 | 0 | 0 | 0 | 0 | 0 | 0 | 0 | 0 | 0 | 0 | 0 | 0 | 0 | 0 | 0 | 0 | 0 | 0 | 0 | 0 | 0 | 0 | 0 | 0
Commercial_Warehouse_Existing_Space Heating_Natural Gas_Unit Heater_E1_Baseline Forecast | Commercial | Warehouse | Existing | Space Heating | Natural Gas | Unit Heater | E1 |  | Baseline Forecast | 0 | 6383.4869 | 8256.096 | 9719.5888 | 10861.3286 | 11740.9346 | 12422.8561 | 12953.6025 | 13365.1067 | 13678.3329 | 13912.3679 | 14083.3703 | 12406.6642 | 11423.1205 | 10916.2194 | 10729.2584 | 10749.5272 | 12426.2771 | 12788.8531 | 13061.5043 | 13262.4978 | 13406.4573 | 13505.1285 | 13229.0139 | 12793.238 | 12326.4181 | 11900.081 | 11548.8499 | 11140.4432 | 11047.4507 | 11137.1312 | 11321.4153 | 11543.8586
Commercial_Warehouse_Existing_Space Heating_Natural Gas_Unit Heater_E2_Baseline Forecast | Commercial | Warehouse | Existing | Space Heating | Natural Gas | Unit Heater | E2 |  | Baseline Forecast | 0 | 0 | 0 | 0 | 0 | 0 | 0 | 0 | 0 | 0 | 0 | 0 | 0 | 0 | 0 | 0 | 0 | 0 | 0 | 0 | 0 | 0 | 0 | 0 | 0 | 0 | 0 | 0 | 0 | 0 | 0 | 0 | 0
Commercial_Warehouse_Existing_Space Heating_Natural Gas_Unit Heater_E3_Baseline Forecast | Commercial | Warehouse | Existing | Space Heating | Natural Gas | Unit Heater | E3 |  | Baseline Forecast | 0 | 0 | 0 | 0 | 0 | 0 | 0 | 0 | 0 | 0 | 0 | 0 | 0 | 0 | 0 | 0 | 0 | 0 | 0 | 0 | 0 | 0 | 0 | 0 | 0 | 0 | 0 | 0 | 0 | 0 | 0 | 0 | 0
Commercial_Warehouse_Existing_Space Heating_Natural Gas_Unit Heater_E4_Baseline Forecast | Commercial | Warehouse | Existing | Space Heating | Natural Gas | Unit Heater | E4 |  | Baseline Forecast | 0 | 0 | 0 | 0 | 0 | 0 | 0 | 0 | 0 | 0 | 0 | 0 | 0 | 0 | 0 | 0 | 0 | 0 | 0 | 0 | 0 | 0 | 0 | 0 | 0 | 0 | 0 | 0 | 0 | 0 | 0 | 0 | 0
Commercial_Warehouse_Existing_Space Heating_Natural Gas_Unit Heater_E5_Baseline Forecast | Commercial | Warehouse | Existing | Space Heating | Natural Gas | Unit Heater | E5 |  | Baseline Forecast | 0 | 0 | 0 | 0 | 0 | 0 | 0 | 0 | 0 | 0 | 0 | 0 | 0 | 0 | 0 | 0 | 0 | 0 | 0 | 0 | 0 | 0 | 0 | 0 | 0 | 0 | 0 | 0 | 0 | 0 | 0 | 0 | 0
Commercial_Warehouse_Existing_Space Heating_Natural Gas_Unit Heater_E6_Baseline Forecast | Commercial | Warehouse | Existing | Space Heating | Natural Gas | Unit Heater | E6 |  | Baseline Forecast | 0 | 0 | 0 | 0 | 0 | 0 | 0 | 0 | 0 | 0 | 0 | 0 | 0 | 0 | 0 | 0 | 0 | 0 | 0 | 0 | 0 | 0 | 0 | 0 | 0 | 0 | 0 | 0 | 0 | 0 | 0 | 0 | 0
Commercial_Warehouse_Existing_Space Heating_Natural Gas_Unit Heater_E7_Baseline Forecast | Commercial | Warehouse | Existing | Space Heating | Natural Gas | Unit Heater | E7 |  | Baseline Forecast | 0 | 0 | 0 | 0 | 0 | 0 | 0 | 0 | 0 | 0 | 0 | 0 | 0 | 0 | 0 | 0 | 0 | 0 | 0 | 0 | 0 | 0 | 0 | 0 | 0 | 0 | 0 | 0 | 0 | 0 | 0 | 0 | 0
Commercial_Warehouse_Existing_Space Heating_Natural Gas_Unit Heater_E8_Baseline Forecast | Commercial | Warehouse | Existing | Space Heating | Natural Gas | Unit Heater | E8 |  | Baseline Forecast | 0 | 0 | 0 | 0 | 0 | 0 | 0 | 0 | 0 | 0 | 0 | 0 | 0 | 0 | 0 | 0 | 0 | 0 | 0 | 0 | 0 | 0 | 0 | 0 | 0 | 0 | 0 | 0 | 0 | 0 | 0 | 0 | 0
Commercial_Warehouse_Existing_Space Heating_Natural Gas_Unit Heater_E9_Baseline Forecast | Commercial | Warehouse | Existing | Space Heating | Natural Gas | Unit Heater | E9 |  | Baseline Forecast | 0 | 0 | 0 | 0 | 0 | 0 | 0 | 0 | 0 | 0 | 0 | 0 | 0 | 0 | 0 | 0 | 0 | 0 | 0 | 0 | 0 | 0 | 0 | 0 | 0 | 0 | 0 | 0 | 0 | 0 | 0 | 0 | 0
Commercial_Warehouse_Existing_Space Heating_Natural Gas_Unit Heater_E10_Baseline Forecast | Commercial | Warehouse | Existing | Space Heating | Natural Gas | Unit Heater | E10 |  | Baseline Forecast | 0 | 0 | 0 | 0 | 0 | 0 | 0 | 0 | 0 | 0 | 0 | 0 | 0 | 0 | 0 | 0 | 0 | 0 | 0 | 0 | 0 | 0 | 0 | 0 | 0 | 0 | 0 | 0 | 0 | 0 | 0 | 0 | 0
Commercial_Warehouse_Existing_Water Heating_Natural Gas_Water Heater_E1_Baseline Forecast | Commercial | Warehouse | Existing | Water Heating | Natural Gas | Water Heater | E1 |  | Baseline Forecast | 0 | 0 | 0 | 0 | 0 | 0 | 0 | 0 | 0 | 0 | 0 | 0 | 0 | 0 | 0 | 0 | 0 | 0 | 0 | 0 | 0 | 0 | 0 | 0 | 0 | 0 | 0 | 0 | 0 | 0 | 0 | 0 | 0
Commercial_Warehouse_Existing_Water Heating_Natural Gas_Water Heater_E2_Baseline Forecast | Commercial | Warehouse | Existing | Water Heating | Natural Gas | Water Heater | E2 |  | Baseline Forecast | 0 | 12263.6998 | 15861.2815 | 18672.8854 | 20866.3502 | 22556.214 | 23866.2944 | 24885.9432 | 25676.5086 | 26278.2661 | 23239.6271 | 21503.8572 | 20658.9283 | 20406.9796 | 20534.497 | 23860.5646 | 24620.6492 | 25194.9453 | 25621.4203 | 25265.0632 | 24557.4909 | 23759.0547 | 23016.4845 | 22402.6434 | 21661.5118 | 21528.0841 | 21744.1605 | 22138.7165 | 22475.0575 | 23382.7732 | 23332.7089 | 23105.7965 | 22772.5061
Commercial_Warehouse_Existing_Water Heating_Natural Gas_Water Heater_E3_Baseline Forecast | Commercial | Warehouse | Existing | Water Heating | Natural Gas | Water Heater | E3 |  | Baseline Forecast | 0 | 0 | 0 | 0 | 0 | 0 | 0 | 0 | 0 | 0 | 0 | 0 | 0 | 0 | 0 | 0 | 0 | 0 | 0 | 0 | 0 | 0 | 0 | 0 | 0 | 0 | 0 | 0 | 0 | 0 | 0 | 0 | 0
Commercial_Warehouse_Existing_Water Heating_Natural Gas_Water Heater_E4_Baseline Forecast | Commercial | Warehouse | Existing | Water Heating | Natural Gas | Water Heater | E4 |  | Baseline Forecast | 0 | 0 | 0 | 0 | 0 | 0 | 0 | 0 | 0 | 0 | 0 | 0 | 0 | 0 | 0 | 0 | 0 | 0 | 0 | 0 | 0 | 0 | 0 | 0 | 0 | 0 | 0 | 0 | 0 | 0 | 0 | 0 | 0
Commercial_Warehouse_Existing_Water Heating_Natural Gas_Water Heater_E5_Baseline Forecast | Commercial | Warehouse | Existing | Water Heating | Natural Gas | Water Heater | E5 |  | Baseline Forecast | 0 | 0 | 0 | 0 | 0 | 0 | 0 | 0 | 0 | 0 | 0 | 0 | 0 | 0 | 0 | 0 | 0 | 0 | 0 | 0 | 0 | 0 | 0 | 0 | 0 | 0 | 0 | 0 | 0 | 0 | 0 | 0 | 0
Commercial_Warehouse_Existing_Water Heating_Natural Gas_Water Heater_E6_Baseline Forecast | Commercial | Warehouse | Existing | Water Heating | Natural Gas | Water Heater | E6 |  | Baseline Forecast | 0 | 0 | 0 | 0 | 0 | 0 | 0 | 0 | 0 | 0 | 0 | 0 | 0 | 0 | 0 | 0 | 0 | 0 | 0 | 0 | 0 | 0 | 0 | 0 | 0 | 0 | 0 | 0 | 0 | 0 | 0 | 0 | 0
Commercial_Warehouse_Existing_Water Heating_Natural Gas_Water Heater_E7_Baseline Forecast | Commercial | Warehouse | Existing | Water Heating | Natural Gas | Water Heater | E7 |  | Baseline Forecast | 0 | 0 | 0 | 0 | 0 | 0 | 0 | 0 | 0 | 0 | 0 | 0 | 0 | 0 | 0 | 0 | 0 | 0 | 0 | 0 | 0 | 0 | 0 | 0 | 0 | 0 | 0 | 0 | 0 | 0 | 0 | 0 | 0
Commercial_Warehouse_Existing_Water Heating_Natural Gas_Water Heater_E8_Baseline Forecast | Commercial | Warehouse | Existing | Water Heating | Natural Gas | Water Heater | E8 |  | Baseline Forecast | 0 | 0 | 0 | 0 | 0 | 0 | 0 | 0 | 0 | 0 | 0 | 0 | 0 | 0 | 0 | 0 | 0 | 0 | 0 | 0 | 0 | 0 | 0 | 0 | 0 | 0 | 0 | 0 | 0 | 0 | 0 | 0 | 0
Commercial_Warehouse_Existing_Water Heating_Natural Gas_Water Heater_E9_Baseline Forecast | Commercial | Warehouse | Existing | Water Heating | Natural Gas | Water Heater | E9 |  | Baseline Forecast | 0 | 0 | 0 | 0 | 0 | 0 | 0 | 0 | 0 | 0 | 0 | 0 | 0 | 0 | 0 | 0 | 0 | 0 | 0 | 0 | 0 | 0 | 0 | 0 | 0 | 0 | 0 | 0 | 0 | 0 | 0 | 0 | 0
Commercial_Warehouse_Existing_Water Heating_Natural Gas_Water Heater_E10_Baseline Forecast | Commercial | Warehouse | Existing | Water Heating | Natural Gas | Water Heater | E10 |  | Baseline Forecast | 0 | 0 | 0 | 0 | 0 | 0 | 0 | 0 | 0 | 0 | 0 | 0 | 0 | 0 | 0 | 0 | 0 | 0 | 0 | 0 | 0 | 0 | 0 | 0 | 0 | 0 | 0 | 0 | 0 | 0 | 0 | 0 | 0
Commercial_Warehouse_Existing_Food Preparation_Natural Gas_Oven_E1_Baseline Forecast | Commercial | Warehouse | Existing | Food Preparation | Natural Gas | Oven | E1 |  | Baseline Forecast | 0 | 85.8207 | 110.9964 | 130.6719 | 146.0216 | 157.8472 | 167.0151 | 174.1505 | 179.6828 | 183.8939 | 187.0403 | 189.3393 | 166.7974 | 153.5744 | 146.7596 | 144.246 | 144.5185 | 167.061 | 171.9356 | 175.6012 | 178.3033 | 180.2388 | 181.5653 | 177.8532 | 171.9945 | 165.7185 | 159.9868 | 155.2648 | 149.7741 | 148.5239 | 149.7295 | 152.2071 | 155.1977
Commercial_Warehouse_Existing_Food Preparation_Natural Gas_Oven_E2_Baseline Forecast | Commercial | Warehouse | Existing | Food Preparation | Natural Gas | Oven | E2 |  | Baseline Forecast | 0 | 123.4981 | 159.7265 | 188.04 | 210.1287 | 227.1459 | 240.3387 | 250.6068 | 258.568 | 264.6278 | 269.1556 | 272.4639 | 240.0255 | 220.9974 | 211.1906 | 207.5736 | 207.9657 | 240.4049 | 247.4195 | 252.6943 | 256.5829 | 259.368 | 261.2769 | 255.9351 | 247.5043 | 238.473 | 230.2249 | 223.4298 | 215.5285 | 213.7295 | 215.4645 | 219.0297 | 223.3332
Commercial_Warehouse_Existing_Food Preparation_Natural Gas_Oven_E3_Baseline Forecast | Commercial | Warehouse | Existing | Food Preparation | Natural Gas | Oven | E3 |  | Baseline Forecast | 0 | 0 | 0 | 0 | 0 | 0 | 0 | 0 | 0 | 0 | 0 | 0 | 0 | 0 | 0 | 0 | 0 | 0 | 0 | 0 | 0 | 0 | 0 | 0 | 0 | 0 | 0 | 0 | 0 | 0 | 0 | 0 | 0
Commercial_Warehouse_Existing_Food Preparation_Natural Gas_Oven_E4_Baseline Forecast | Commercial | Warehouse | Existing | Food Preparation | Natural Gas | Oven | E4 |  | Baseline Forecast | 0 | 0 | 0 | 0 | 0 | 0 | 0 | 0 | 0 | 0 | 0 | 0 | 0 | 0 | 0 | 0 | 0 | 0 | 0 | 0 | 0 | 0 | 0 | 0 | 0 | 0 | 0 | 0 | 0 | 0 | 0 | 0 | 0
Commercial_Warehouse_Existing_Food Preparation_Natural Gas_Oven_E5_Baseline Forecast | Commercial | Warehouse | Existing | Food Preparation | Natural Gas | Oven | E5 |  | Baseline Forecast | 0 | 0 | 0 | 0 | 0 | 0 | 0 | 0 | 0 | 0 | 0 | 0 | 0 | 0 | 0 | 0 | 0 | 0 | 0 | 0 | 0 | 0 | 0 | 0 | 0 | 0 | 0 | 0 | 0 | 0 | 0 | 0 | 0
Commercial_Warehouse_Existing_Food Preparation_Natural Gas_Oven_E6_Baseline Forecast | Commercial | Warehouse | Existing | Food Preparation | Natural Gas | Oven | E6 |  | Baseline Forecast | 0 | 0 | 0 | 0 | 0 | 0 | 0 | 0 | 0 | 0 | 0 | 0 | 0 | 0 | 0 | 0 | 0 | 0 | 0 | 0 | 0 | 0 | 0 | 0 | 0 | 0 | 0 | 0 | 0 | 0 | 0 | 0 | 0
Commercial_Warehouse_Existing_Food Preparation_Natural Gas_Oven_E7_Baseline Forecast | Commercial | Warehouse | Existing | Food Preparation | Natural Gas | Oven | E7 |  | Baseline Forecast | 0 | 0 | 0 | 0 | 0 | 0 | 0 | 0 | 0 | 0 | 0 | 0 | 0 | 0 | 0 | 0 | 0 | 0 | 0 | 0 | 0 | 0 | 0 | 0 | 0 | 0 | 0 | 0 | 0 | 0 | 0 | 0 | 0
Commercial_Warehouse_Existing_Food Preparation_Natural Gas_Oven_E8_Baseline Forecast | Commercial | Warehouse | Existing | Food Preparation | Natural Gas | Oven | E8 |  | Baseline Forecast | 0 | 0 | 0 | 0 | 0 | 0 | 0 | 0 | 0 | 0 | 0 | 0 | 0 | 0 | 0 | 0 | 0 | 0 | 0 | 0 | 0 | 0 | 0 | 0 | 0 | 0 | 0 | 0 | 0 | 0 | 0 | 0 | 0
Commercial_Warehouse_Existing_Food Preparation_Natural Gas_Oven_E9_Baseline Forecast | Commercial | Warehouse | Existing | Food Preparation | Natural Gas | Oven | E9 |  | Baseline Forecast | 0 | 0 | 0 | 0 | 0 | 0 | 0 | 0 | 0 | 0 | 0 | 0 | 0 | 0 | 0 | 0 | 0 | 0 | 0 | 0 | 0 | 0 | 0 | 0 | 0 | 0 | 0 | 0 | 0 | 0 | 0 | 0 | 0
Commercial_Warehouse_Existing_Food Preparation_Natural Gas_Oven_E10_Baseline Forecast | Commercial | Warehouse | Existing | Food Preparation | Natural Gas | Oven | E10 |  | Baseline Forecast | 0 | 0 | 0 | 0 | 0 | 0 | 0 | 0 | 0 | 0 | 0 | 0 | 0 | 0 | 0 | 0 | 0 | 0 | 0 | 0 | 0 | 0 | 0 | 0 | 0 | 0 | 0 | 0 | 0 | 0 | 0 | 0 | 0
Commercial_Warehouse_Existing_Food Preparation_Natural Gas_Conveyor Oven_E1_Baseline Forecast | Commercial | Warehouse | Existing | Food Preparation | Natural Gas | Conveyor Oven | E1 |  | Baseline Forecast | 0 | 30.2897 | 39.1752 | 46.1195 | 51.537 | 55.7108 | 58.9465 | 61.4649 | 63.4175 | 64.9037 | 66.0142 | 66.8256 | 67.3968 | 67.7752 | 67.9988 | 68.1003 | 68.105 | 59.7289 | 54.6851 | 51.9466 | 50.7665 | 50.6069 | 58.1471 | 59.6574 | 60.784 | 61.6048 | 62.1823 | 62.5661 | 62.7958 | 62.9029 | 62.9123 | 62.8442 | 62.7163
Commercial_Warehouse_Existing_Food Preparation_Natural Gas_Conveyor Oven_E2_Baseline Forecast | Commercial | Warehouse | Existing | Food Preparation | Natural Gas | Conveyor Oven | E2 |  | Baseline Forecast | 0 | 43.5876 | 56.3741 | 66.3671 | 74.1631 | 80.1692 | 84.8254 | 88.4495 | 91.2593 | 93.3981 | 94.9961 | 96.1637 | 96.9856 | 97.5302 | 97.852 | 97.998 | 98.0047 | 85.9514 | 78.6932 | 74.7524 | 73.0542 | 72.8246 | 83.6751 | 85.8485 | 87.4697 | 88.6508 | 89.4818 | 90.0341 | 90.3647 | 90.5188 | 90.5324 | 90.4343 | 90.2503
Commercial_Warehouse_Existing_Food Preparation_Natural Gas_Conveyor Oven_E3_Baseline Forecast | Commercial | Warehouse | Existing | Food Preparation | Natural Gas | Conveyor Oven | E3 |  | Baseline Forecast | 0 | 0 | 0 | 0 | 0 | 0 | 0 | 0 | 0 | 0 | 0 | 0 | 0 | 0 | 0 | 0 | 0 | 0 | 0 | 0 | 0 | 0 | 0 | 0 | 0 | 0 | 0 | 0 | 0 | 0 | 0 | 0 | 0
Commercial_Warehouse_Existing_Food Preparation_Natural Gas_Conveyor Oven_E4_Baseline Forecast | Commercial | Warehouse | Existing | Food Preparation | Natural Gas | Conveyor Oven | E4 |  | Baseline Forecast | 0 | 0 | 0 | 0 | 0 | 0 | 0 | 0 | 0 | 0 | 0 | 0 | 0 | 0 | 0 | 0 | 0 | 0 | 0 | 0 | 0 | 0 | 0 | 0 | 0 | 0 | 0 | 0 | 0 | 0 | 0 | 0 | 0
Commercial_Warehouse_Existing_Food Preparation_Natural Gas_Conveyor Oven_E5_Baseline Forecast | Commercial | Warehouse | Existing | Food Preparation | Natural Gas | Conveyor Oven | E5 |  | Baseline Forecast | 0 | 0 | 0 | 0 | 0 | 0 | 0 | 0 | 0 | 0 | 0 | 0 | 0 | 0 | 0 | 0 | 0 | 0 | 0 | 0 | 0 | 0 | 0 | 0 | 0 | 0 | 0 | 0 | 0 | 0 | 0 | 0 | 0
Commercial_Warehouse_Existing_Food Preparation_Natural Gas_Conveyor Oven_E6_Baseline Forecast | Commercial | Warehouse | Existing | Food Preparation | Natural Gas | Conveyor Oven | E6 |  | Baseline Forecast | 0 | 0 | 0 | 0 | 0 | 0 | 0 | 0 | 0 | 0 | 0 | 0 | 0 | 0 | 0 | 0 | 0 | 0 | 0 | 0 | 0 | 0 | 0 | 0 | 0 | 0 | 0 | 0 | 0 | 0 | 0 | 0 | 0
Commercial_Warehouse_Existing_Food Preparation_Natural Gas_Conveyor Oven_E7_Baseline Forecast | Commercial | Warehouse | Existing | Food Preparation | Natural Gas | Conveyor Oven | E7 |  | Baseline Forecast | 0 | 0 | 0 | 0 | 0 | 0 | 0 | 0 | 0 | 0 | 0 | 0 | 0 | 0 | 0 | 0 | 0 | 0 | 0 | 0 | 0 | 0 | 0 | 0 | 0 | 0 | 0 | 0 | 0 | 0 | 0 | 0 | 0
Commercial_Warehouse_Existing_Food Preparation_Natural Gas_Conveyor Oven_E8_Baseline Forecast | Commercial | Warehouse | Existing | Food Preparation | Natural Gas | Conveyor Oven | E8 |  | Baseline Forecast | 0 | 0 | 0 | 0 | 0 | 0 | 0 | 0 | 0 | 0 | 0 | 0 | 0 | 0 | 0 | 0 | 0 | 0 | 0 | 0 | 0 | 0 | 0 | 0 | 0 | 0 | 0 | 0 | 0 | 0 | 0 | 0 | 0
Commercial_Warehouse_Existing_Food Preparation_Natural Gas_Conveyor Oven_E9_Baseline Forecast | Commercial | Warehouse | Existing | Food Preparation | Natural Gas | Conveyor Oven | E9 |  | Baseline Forecast | 0 | 0 | 0 | 0 | 0 | 0 | 0 | 0 | 0 | 0 | 0 | 0 | 0 | 0 | 0 | 0 | 0 | 0 | 0 | 0 | 0 | 0 | 0 | 0 | 0 | 0 | 0 | 0 | 0 | 0 | 0 | 0 | 0
Commercial_Warehouse_Existing_Food Preparation_Natural Gas_Conveyor Oven_E10_Baseline Forecast | Commercial | Warehouse | Existing | Food Preparation | Natural Gas | Conveyor Oven | E10 |  | Baseline Forecast | 0 | 0 | 0 | 0 | 0 | 0 | 0 | 0 | 0 | 0 | 0 | 0 | 0 | 0 | 0 | 0 | 0 | 0 | 0 | 0 | 0 | 0 | 0 | 0 | 0 | 0 | 0 | 0 | 0 | 0 | 0 | 0 | 0
Commercial_Warehouse_Existing_Food Preparation_Natural Gas_Double Rack Oven_E1_Baseline Forecast | Commercial | Warehouse | Existing | Food Preparation | Natural Gas | Double Rack Oven | E1 |  | Baseline Forecast | 0 | 42.9104 | 55.4982 | 65.3359 | 73.0108 | 78.9236 | 83.5075 | 87.0753 | 89.8414 | 91.947 | 93.5202 | 94.6696 | 83.3987 | 76.7872 | 73.3798 | 72.123 | 72.2593 | 83.5305 | 85.9678 | 87.8006 | 89.1517 | 90.1194 | 90.7827 | 88.9266 | 85.9973 | 82.8593 | 79.9934 | 77.6324 | 74.887 | 74.2619 | 74.8648 | 76.1035 | 77.5988
Commercial_Warehouse_Existing_Food Preparation_Natural Gas_Double Rack Oven_E2_Baseline Forecast | Commercial | Warehouse | Existing | Food Preparation | Natural Gas | Double Rack Oven | E2 |  | Baseline Forecast | 0 | 61.7491 | 79.8633 | 94.02 | 105.0643 | 113.573 | 120.1694 | 125.3034 | 129.284 | 132.3139 | 134.5778 | 136.2319 | 120.0127 | 110.4987 | 105.5953 | 103.7868 | 103.9828 | 120.2025 | 123.7097 | 126.3472 | 128.2914 | 129.684 | 130.6385 | 127.9675 | 123.7522 | 119.2365 | 115.1124 | 111.7149 | 107.7643 | 106.8647 | 107.7322 | 109.5149 | 111.6666
Commercial_Warehouse_Existing_Food Preparation_Natural Gas_Double Rack Oven_E3_Baseline Forecast | Commercial | Warehouse | Existing | Food Preparation | Natural Gas | Double Rack Oven | E3 |  | Baseline Forecast | 0 | 0 | 0 | 0 | 0 | 0 | 0 | 0 | 0 | 0 | 0 | 0 | 0 | 0 | 0 | 0 | 0 | 0 | 0 | 0 | 0 | 0 | 0 | 0 | 0 | 0 | 0 | 0 | 0 | 0 | 0 | 0 | 0
Commercial_Warehouse_Existing_Food Preparation_Natural Gas_Double Rack Oven_E4_Baseline Forecast | Commercial | Warehouse | Existing | Food Preparation | Natural Gas | Double Rack Oven | E4 |  | Baseline Forecast | 0 | 0 | 0 | 0 | 0 | 0 | 0 | 0 | 0 | 0 | 0 | 0 | 0 | 0 | 0 | 0 | 0 | 0 | 0 | 0 | 0 | 0 | 0 | 0 | 0 | 0 | 0 | 0 | 0 | 0 | 0 | 0 | 0
Commercial_Warehouse_Existing_Food Preparation_Natural Gas_Double Rack Oven_E5_Baseline Forecast | Commercial | Warehouse | Existing | Food Preparation | Natural Gas | Double Rack Oven | E5 |  | Baseline Forecast | 0 | 0 | 0 | 0 | 0 | 0 | 0 | 0 | 0 | 0 | 0 | 0 | 0 | 0 | 0 | 0 | 0 | 0 | 0 | 0 | 0 | 0 | 0 | 0 | 0 | 0 | 0 | 0 | 0 | 0 | 0 | 0 | 0
Commercial_Warehouse_Existing_Food Preparation_Natural Gas_Double Rack Oven_E6_Baseline Forecast | Commercial | Warehouse | Existing | Food Preparation | Natural Gas | Double Rack Oven | E6 |  | Baseline Forecast | 0 | 0 | 0 | 0 | 0 | 0 | 0 | 0 | 0 | 0 | 0 | 0 | 0 | 0 | 0 | 0 | 0 | 0 | 0 | 0 | 0 | 0 | 0 | 0 | 0 | 0 | 0 | 0 | 0 | 0 | 0 | 0 | 0
Commercial_Warehouse_Existing_Food Preparation_Natural Gas_Double Rack Oven_E7_Baseline Forecast | Commercial | Warehouse | Existing | Food Preparation | Natural Gas | Double Rack Oven | E7 |  | Baseline Forecast | 0 | 0 | 0 | 0 | 0 | 0 | 0 | 0 | 0 | 0 | 0 | 0 | 0 | 0 | 0 | 0 | 0 | 0 | 0 | 0 | 0 | 0 | 0 | 0 | 0 | 0 | 0 | 0 | 0 | 0 | 0 | 0 | 0
Commercial_Warehouse_Existing_Food Preparation_Natural Gas_Double Rack Oven_E8_Baseline Forecast | Commercial | Warehouse | Existing | Food Preparation | Natural Gas | Double Rack Oven | E8 |  | Baseline Forecast | 0 | 0 | 0 | 0 | 0 | 0 | 0 | 0 | 0 | 0 | 0 | 0 | 0 | 0 | 0 | 0 | 0 | 0 | 0 | 0 | 0 | 0 | 0 | 0 | 0 | 0 | 0 | 0 | 0 | 0 | 0 | 0 | 0
Commercial_Warehouse_Existing_Food Preparation_Natural Gas_Double Rack Oven_E9_Baseline Forecast | Commercial | Warehouse | Existing | Food Preparation | Natural Gas | Double Rack Oven | E9 |  | Baseline Forecast | 0 | 0 | 0 | 0 | 0 | 0 | 0 | 0 | 0 | 0 | 0 | 0 | 0 | 0 | 0 | 0 | 0 | 0 | 0 | 0 | 0 | 0 | 0 | 0 | 0 | 0 | 0 | 0 | 0 | 0 | 0 | 0 | 0
Commercial_Warehouse_Existing_Food Preparation_Natural Gas_Double Rack Oven_E10_Baseline Forecast | Commercial | Warehouse | Existing | Food Preparation | Natural Gas | Double Rack Oven | E10 |  | Baseline Forecast | 0 | 0 | 0 | 0 | 0 | 0 | 0 | 0 | 0 | 0 | 0 | 0 | 0 | 0 | 0 | 0 | 0 | 0 | 0 | 0 | 0 | 0 | 0 | 0 | 0 | 0 | 0 | 0 | 0 | 0 | 0 | 0 | 0
Commercial_Warehouse_Existing_Food Preparation_Natural Gas_Fryer_E1_Baseline Forecast | Commercial | Warehouse | Existing | Food Preparation | Natural Gas | Fryer | E1 |  | Baseline Forecast | 0 | 633.6652 | 893.1017 | 0 | 0 | 0 | 0 | 0 | 0 | 0 | 0 | 0 | 0 | 0 | 0 | 0 | 0 | 0 | 0 | 0 | 0 | 0 | 0 | 0 | 0 | 0 | 0 | 0 | 0 | 0 | 0 | 0 | 0
Commercial_Warehouse_Existing_Food Preparation_Natural Gas_Fryer_E2_Baseline Forecast | Commercial | Warehouse | Existing | Food Preparation | Natural Gas | Fryer | E2 |  | Baseline Forecast | 0 | 222.6391 | 313.7925 | 1463.9767 | 1651.7538 | 1786.8973 | 1538.6828 | 1439.2792 | 1428.3087 | 1466.268 | 1720.9101 | 1738.3938 | 1707.2204 | 1666.1633 | 1633.3936 | 1584.2397 | 1584.7395 | 1597.1152 | 1607.266 | 1655.8413 | 1626.6491 | 1593.9315 | 1570.2075 | 1556.7522 | 1554.7262 | 1557.197 | 1553.6835 | 1544.7209 | 1543.3631 | 1524.2735 | 1509.719 | 1499.9089 | 1492.6614
Commercial_Warehouse_Existing_Food Preparation_Natural Gas_Fryer_E3_Baseline Forecast | Commercial | Warehouse | Existing | Food Preparation | Natural Gas | Fryer | E3 |  | Baseline Forecast | 0 | 0 | 0 | 0 | 0 | 0 | 0 | 0 | 0 | 0 | 0 | 0 | 0 | 0 | 0 | 0 | 0 | 0 | 0 | 0 | 0 | 0 | 0 | 0 | 0 | 0 | 0 | 0 | 0 | 0 | 0 | 0 | 0
Commercial_Warehouse_Existing_Food Preparation_Natural Gas_Fryer_E4_Baseline Forecast | Commercial | Warehouse | Existing | Food Preparation | Natural Gas | Fryer | E4 |  | Baseline Forecast | 0 | 0 | 0 | 0 | 0 | 0 | 0 | 0 | 0 | 0 | 0 | 0 | 0 | 0 | 0 | 0 | 0 | 0 | 0 | 0 | 0 | 0 | 0 | 0 | 0 | 0 | 0 | 0 | 0 | 0 | 0 | 0 | 0
Commercial_Warehouse_Existing_Food Preparation_Natural Gas_Fryer_E5_Baseline Forecast | Commercial | Warehouse | Existing | Food Preparation | Natural Gas | Fryer | E5 |  | Baseline Forecast | 0 | 0 | 0 | 0 | 0 | 0 | 0 | 0 | 0 | 0 | 0 | 0 | 0 | 0 | 0 | 0 | 0 | 0 | 0 | 0 | 0 | 0 | 0 | 0 | 0 | 0 | 0 | 0 | 0 | 0 | 0 | 0 | 0
Commercial_Warehouse_Existing_Food Preparation_Natural Gas_Fryer_E6_Baseline Forecast | Commercial | Warehouse | Existing | Food Preparation | Natural Gas | Fryer | E6 |  | Baseline Forecast | 0 | 0 | 0 | 0 | 0 | 0 | 0 | 0 | 0 | 0 | 0 | 0 | 0 | 0 | 0 | 0 | 0 | 0 | 0 | 0 | 0 | 0 | 0 | 0 | 0 | 0 | 0 | 0 | 0 | 0 | 0 | 0 | 0
Commercial_Warehouse_Existing_Food Preparation_Natural Gas_Fryer_E7_Baseline Forecast | Commercial | Warehouse | Existing | Food Preparation | Natural Gas | Fryer | E7 |  | Baseline Forecast | 0 | 0 | 0 | 0 | 0 | 0 | 0 | 0 | 0 | 0 | 0 | 0 | 0 | 0 | 0 | 0 | 0 | 0 | 0 | 0 | 0 | 0 | 0 | 0 | 0 | 0 | 0 | 0 | 0 | 0 | 0 | 0 | 0
Commercial_Warehouse_Existing_Food Preparation_Natural Gas_Fryer_E8_Baseline Forecast | Commercial | Warehouse | Existing | Food Preparation | Natural Gas | Fryer | E8 |  | Baseline Forecast | 0 | 0 | 0 | 0 | 0 | 0 | 0 | 0 | 0 | 0 | 0 | 0 | 0 | 0 | 0 | 0 | 0 | 0 | 0 | 0 | 0 | 0 | 0 | 0 | 0 | 0 | 0 | 0 | 0 | 0 | 0 | 0 | 0
Commercial_Warehouse_Existing_Food Preparation_Natural Gas_Fryer_E9_Baseline Forecast | Commercial | Warehouse | Existing | Food Preparation | Natural Gas | Fryer | E9 |  | Baseline Forecast | 0 | 0 | 0 | 0 | 0 | 0 | 0 | 0 | 0 | 0 | 0 | 0 | 0 | 0 | 0 | 0 | 0 | 0 | 0 | 0 | 0 | 0 | 0 | 0 | 0 | 0 | 0 | 0 | 0 | 0 | 0 | 0 | 0
Commercial_Warehouse_Existing_Food Preparation_Natural Gas_Fryer_E10_Baseline Forecast | Commercial | Warehouse | Existing | Food Preparation | Natural Gas | Fryer | E10 |  | Baseline Forecast | 0 | 0 | 0 | 0 | 0 | 0 | 0 | 0 | 0 | 0 | 0 | 0 | 0 | 0 | 0 | 0 | 0 | 0 | 0 | 0 | 0 | 0 | 0 | 0 | 0 | 0 | 0 | 0 | 0 | 0 | 0 | 0 | 0
Commercial_Warehouse_Existing_Food Preparation_Natural Gas_Broiler_E1_Baseline Forecast | Commercial | Warehouse | Existing | Food Preparation | Natural Gas | Broiler | E1 |  | Baseline Forecast | 0 | 0 | 0 | 0 | 0 | 0 | 0 | 0 | 0 | 0 | 0 | 0 | 0 | 0 | 0 | 0 | 0 | 0 | 0 | 0 | 0 | 0 | 0 | 0 | 0 | 0 | 0 | 0 | 0 | 0 | 0 | 0 | 0
Commercial_Warehouse_Existing_Food Preparation_Natural Gas_Broiler_E2_Baseline Forecast | Commercial | Warehouse | Existing | Food Preparation | Natural Gas | Broiler | E2 |  | Baseline Forecast | 0 | 0 | 0 | 0 | 0 | 0 | 0 | 0 | 0 | 0 | 0 | 0 | 0 | 0 | 0 | 0 | 0 | 0 | 0 | 0 | 0 | 0 | 0 | 0 | 0 | 0 | 0 | 0 | 0 | 0 | 0 | 0 | 0
Commercial_Warehouse_Existing_Food Preparation_Natural Gas_Broiler_E3_Baseline Forecast | Commercial | Warehouse | Existing | Food Preparation | Natural Gas | Broiler | E3 |  | Baseline Forecast | 0 | 0 | 0 | 0 | 0 | 0 | 0 | 0 | 0 | 0 | 0 | 0 | 0 | 0 | 0 | 0 | 0 | 0 | 0 | 0 | 0 | 0 | 0 | 0 | 0 | 0 | 0 | 0 | 0 | 0 | 0 | 0 | 0
Commercial_Warehouse_Existing_Food Preparation_Natural Gas_Broiler_E4_Baseline Forecast | Commercial | Warehouse | Existing | Food Preparation | Natural Gas | Broiler | E4 |  | Baseline Forecast | 0 | 0 | 0 | 0 | 0 | 0 | 0 | 0 | 0 | 0 | 0 | 0 | 0 | 0 | 0 | 0 | 0 | 0 | 0 | 0 | 0 | 0 | 0 | 0 | 0 | 0 | 0 | 0 | 0 | 0 | 0 | 0 | 0
Commercial_Warehouse_Existing_Food Preparation_Natural Gas_Broiler_E5_Baseline Forecast | Commercial | Warehouse | Existing | Food Preparation | Natural Gas | Broiler | E5 |  | Baseline Forecast | 0 | 0 | 0 | 0 | 0 | 0 | 0 | 0 | 0 | 0 | 0 | 0 | 0 | 0 | 0 | 0 | 0 | 0 | 0 | 0 | 0 | 0 | 0 | 0 | 0 | 0 | 0 | 0 | 0 | 0 | 0 | 0 | 0
Commercial_Warehouse_Existing_Food Preparation_Natural Gas_Broiler_E6_Baseline Forecast | Commercial | Warehouse | Existing | Food Preparation | Natural Gas | Broiler | E6 |  | Baseline Forecast | 0 | 0 | 0 | 0 | 0 | 0 | 0 | 0 | 0 | 0 | 0 | 0 | 0 | 0 | 0 | 0 | 0 | 0 | 0 | 0 | 0 | 0 | 0 | 0 | 0 | 0 | 0 | 0 | 0 | 0 | 0 | 0 | 0
Commercial_Warehouse_Existing_Food Preparation_Natural Gas_Broiler_E7_Baseline Forecast | Commercial | Warehouse | Existing | Food Preparation | Natural Gas | Broiler | E7 |  | Baseline Forecast | 0 | 0 | 0 | 0 | 0 | 0 | 0 | 0 | 0 | 0 | 0 | 0 | 0 | 0 | 0 | 0 | 0 | 0 | 0 | 0 | 0 | 0 | 0 | 0 | 0 | 0 | 0 | 0 | 0 | 0 | 0 | 0 | 0
Commercial_Warehouse_Existing_Food Preparation_Natural Gas_Broiler_E8_Baseline Forecast | Commercial | Warehouse | Existing | Food Preparation | Natural Gas | Broiler | E8 |  | Baseline Forecast | 0 | 0 | 0 | 0 | 0 | 0 | 0 | 0 | 0 | 0 | 0 | 0 | 0 | 0 | 0 | 0 | 0 | 0 | 0 | 0 | 0 | 0 | 0 | 0 | 0 | 0 | 0 | 0 | 0 | 0 | 0 | 0 | 0
Commercial_Warehouse_Existing_Food Preparation_Natural Gas_Broiler_E9_Baseline Forecast | Commercial | Warehouse | Existing | Food Preparation | Natural Gas | Broiler | E9 |  | Baseline Forecast | 0 | 0 | 0 | 0 | 0 | 0 | 0 | 0 | 0 | 0 | 0 | 0 | 0 | 0 | 0 | 0 | 0 | 0 | 0 | 0 | 0 | 0 | 0 | 0 | 0 | 0 | 0 | 0 | 0 | 0 | 0 | 0 | 0
Commercial_Warehouse_Existing_Food Preparation_Natural Gas_Broiler_E10_Baseline Forecast | Commercial | Warehouse | Existing | Food Preparation | Natural Gas | Broiler | E10 |  | Baseline Forecast | 0 | 0 | 0 | 0 | 0 | 0 | 0 | 0 | 0 | 0 | 0 | 0 | 0 | 0 | 0 | 0 | 0 | 0 | 0 | 0 | 0 | 0 | 0 | 0 | 0 | 0 | 0 | 0 | 0 | 0 | 0 | 0 | 0
Commercial_Warehouse_Existing_Food Preparation_Natural Gas_Griddle_E1_Baseline Forecast | Commercial | Warehouse | Existing | Food Preparation | Natural Gas | Griddle | E1 |  | Baseline Forecast | 0 | 297.2327 | 384.4266 | 452.5708 | 505.7334 | 546.6902 | 578.4424 | 603.1554 | 622.3162 | 636.9008 | 647.7982 | 655.7605 | 577.6884 | 531.8919 | 508.2892 | 499.5838 | 500.5276 | 578.6017 | 595.4842 | 608.1796 | 617.5384 | 624.2416 | 628.836 | 615.9793 | 595.6884 | 573.952 | 554.1005 | 537.7463 | 518.7297 | 514.3997 | 518.5755 | 527.1563 | 537.5138
Commercial_Warehouse_Existing_Food Preparation_Natural Gas_Griddle_E2_Baseline Forecast | Commercial | Warehouse | Existing | Food Preparation | Natural Gas | Griddle | E2 |  | Baseline Forecast | 0 | 121.4049 | 157.0193 | 184.8529 | 206.5672 | 223.296 | 236.2652 | 246.3592 | 254.1855 | 260.1426 | 264.5936 | 267.8458 | 235.9573 | 217.2516 | 207.6111 | 204.0554 | 204.4408 | 236.3303 | 243.2259 | 248.4114 | 252.234 | 254.9719 | 256.8485 | 251.5972 | 243.3093 | 234.4311 | 226.3228 | 219.6428 | 211.8755 | 210.1069 | 211.8125 | 215.3174 | 219.5479
Commercial_Warehouse_Existing_Food Preparation_Natural Gas_Griddle_E3_Baseline Forecast | Commercial | Warehouse | Existing | Food Preparation | Natural Gas | Griddle | E3 |  | Baseline Forecast | 0 | 0 | 0 | 0 | 0 | 0 | 0 | 0 | 0 | 0 | 0 | 0 | 0 | 0 | 0 | 0 | 0 | 0 | 0 | 0 | 0 | 0 | 0 | 0 | 0 | 0 | 0 | 0 | 0 | 0 | 0 | 0 | 0
Commercial_Warehouse_Existing_Food Preparation_Natural Gas_Griddle_E4_Baseline Forecast | Commercial | Warehouse | Existing | Food Preparation | Natural Gas | Griddle | E4 |  | Baseline Forecast | 0 | 0 | 0 | 0 | 0 | 0 | 0 | 0 | 0 | 0 | 0 | 0 | 0 | 0 | 0 | 0 | 0 | 0 | 0 | 0 | 0 | 0 | 0 | 0 | 0 | 0 | 0 | 0 | 0 | 0 | 0 | 0 | 0
Commercial_Warehouse_Existing_Food Preparation_Natural Gas_Griddle_E5_Baseline Forecast | Commercial | Warehouse | Existing | Food Preparation | Natural Gas | Griddle | E5 |  | Baseline Forecast | 0 | 0 | 0 | 0 | 0 | 0 | 0 | 0 | 0 | 0 | 0 | 0 | 0 | 0 | 0 | 0 | 0 | 0 | 0 | 0 | 0 | 0 | 0 | 0 | 0 | 0 | 0 | 0 | 0 | 0 | 0 | 0 | 0
Commercial_Warehouse_Existing_Food Preparation_Natural Gas_Griddle_E6_Baseline Forecast | Commercial | Warehouse | Existing | Food Preparation | Natural Gas | Griddle | E6 |  | Baseline Forecast | 0 | 0 | 0 | 0 | 0 | 0 | 0 | 0 | 0 | 0 | 0 | 0 | 0 | 0 | 0 | 0 | 0 | 0 | 0 | 0 | 0 | 0 | 0 | 0 | 0 | 0 | 0 | 0 | 0 | 0 | 0 | 0 | 0
Commercial_Warehouse_Existing_Food Preparation_Natural Gas_Griddle_E7_Baseline Forecast | Commercial | Warehouse | Existing | Food Preparation | Natural Gas | Griddle | E7 |  | Baseline Forecast | 0 | 0 | 0 | 0 | 0 | 0 | 0 | 0 | 0 | 0 | 0 | 0 | 0 | 0 | 0 | 0 | 0 | 0 | 0 | 0 | 0 | 0 | 0 | 0 | 0 | 0 | 0 | 0 | 0 | 0 | 0 | 0 | 0
Commercial_Warehouse_Existing_Food Preparation_Natural Gas_Griddle_E8_Baseline Forecast | Commercial | Warehouse | Existing | Food Preparation | Natural Gas | Griddle | E8 |  | Baseline Forecast | 0 | 0 | 0 | 0 | 0 | 0 | 0 | 0 | 0 | 0 | 0 | 0 | 0 | 0 | 0 | 0 | 0 | 0 | 0 | 0 | 0 | 0 | 0 | 0 | 0 | 0 | 0 | 0 | 0 | 0 | 0 | 0 | 0
Commercial_Warehouse_Existing_Food Preparation_Natural Gas_Griddle_E9_Baseline Forecast | Commercial | Warehouse | Existing | Food Preparation | Natural Gas | Griddle | E9 |  | Baseline Forecast | 0 | 0 | 0 | 0 | 0 | 0 | 0 | 0 | 0 | 0 | 0 | 0 | 0 | 0 | 0 | 0 | 0 | 0 | 0 | 0 | 0 | 0 | 0 | 0 | 0 | 0 | 0 | 0 | 0 | 0 | 0 | 0 | 0
Commercial_Warehouse_Existing_Food Preparation_Natural Gas_Griddle_E10_Baseline Forecast | Commercial | Warehouse | Existing | Food Preparation | Natural Gas | Griddle | E10 |  | Baseline Forecast | 0 | 0 | 0 | 0 | 0 | 0 | 0 | 0 | 0 | 0 | 0 | 0 | 0 | 0 | 0 | 0 | 0 | 0 | 0 | 0 | 0 | 0 | 0 | 0 | 0 | 0 | 0 | 0 | 0 | 0 | 0 | 0 | 0
Commercial_Warehouse_Existing_Food Preparation_Natural Gas_Range_E1_Baseline Forecast | Commercial | Warehouse | Existing | Food Preparation | Natural Gas | Range | E1 |  | Baseline Forecast | 0 | 205.9697 | 266.3914 | 313.6125 | 350.4519 | 378.8332 | 400.8361 | 417.9612 | 431.2388 | 441.3454 | 390.3112 | 361.1588 | 346.9682 | 342.7367 | 344.8784 | 400.7399 | 413.5056 | 423.1509 | 430.3136 | 424.3286 | 412.4448 | 399.035 | 386.5635 | 376.254 | 363.8067 | 361.5657 | 365.1947 | 371.8213 | 377.4702 | 392.7154 | 391.8745 | 388.0635 | 382.4659
Commercial_Warehouse_Existing_Food Preparation_Natural Gas_Range_E2_Baseline Forecast | Commercial | Warehouse | Existing | Food Preparation | Natural Gas | Range | E2 |  | Baseline Forecast | 0 | 296.3955 | 383.3437 | 451.296 | 504.3088 | 545.1503 | 576.813 | 601.4564 | 620.5632 | 635.1068 | 561.6674 | 519.7164 | 499.2957 | 493.2065 | 496.2884 | 576.6745 | 595.0446 | 608.9245 | 619.2318 | 610.6191 | 593.5182 | 574.2211 | 556.2743 | 541.4387 | 523.5266 | 520.3019 | 525.5241 | 535.06 | 543.1888 | 565.127 | 563.917 | 558.4329 | 550.3777
Commercial_Warehouse_Existing_Food Preparation_Natural Gas_Range_E3_Baseline Forecast | Commercial | Warehouse | Existing | Food Preparation | Natural Gas | Range | E3 |  | Baseline Forecast | 0 | 0 | 0 | 0 | 0 | 0 | 0 | 0 | 0 | 0 | 0 | 0 | 0 | 0 | 0 | 0 | 0 | 0 | 0 | 0 | 0 | 0 | 0 | 0 | 0 | 0 | 0 | 0 | 0 | 0 | 0 | 0 | 0
Commercial_Warehouse_Existing_Food Preparation_Natural Gas_Range_E4_Baseline Forecast | Commercial | Warehouse | Existing | Food Preparation | Natural Gas | Range | E4 |  | Baseline Forecast | 0 | 0 | 0 | 0 | 0 | 0 | 0 | 0 | 0 | 0 | 0 | 0 | 0 | 0 | 0 | 0 | 0 | 0 | 0 | 0 | 0 | 0 | 0 | 0 | 0 | 0 | 0 | 0 | 0 | 0 | 0 | 0 | 0
Commercial_Warehouse_Existing_Food Preparation_Natural Gas_Range_E5_Baseline Forecast | Commercial | Warehouse | Existing | Food Preparation | Natural Gas | Range | E5 |  | Baseline Forecast | 0 | 0 | 0 | 0 | 0 | 0 | 0 | 0 | 0 | 0 | 0 | 0 | 0 | 0 | 0 | 0 | 0 | 0 | 0 | 0 | 0 | 0 | 0 | 0 | 0 | 0 | 0 | 0 | 0 | 0 | 0 | 0 | 0
Commercial_Warehouse_Existing_Food Preparation_Natural Gas_Range_E6_Baseline Forecast | Commercial | Warehouse | Existing | Food Preparation | Natural Gas | Range | E6 |  | Baseline Forecast | 0 | 0 | 0 | 0 | 0 | 0 | 0 | 0 | 0 | 0 | 0 | 0 | 0 | 0 | 0 | 0 | 0 | 0 | 0 | 0 | 0 | 0 | 0 | 0 | 0 | 0 | 0 | 0 | 0 | 0 | 0 | 0 | 0
Commercial_Warehouse_Existing_Food Preparation_Natural Gas_Range_E7_Baseline Forecast | Commercial | Warehouse | Existing | Food Preparation | Natural Gas | Range | E7 |  | Baseline Forecast | 0 | 0 | 0 | 0 | 0 | 0 | 0 | 0 | 0 | 0 | 0 | 0 | 0 | 0 | 0 | 0 | 0 | 0 | 0 | 0 | 0 | 0 | 0 | 0 | 0 | 0 | 0 | 0 | 0 | 0 | 0 | 0 | 0
Commercial_Warehouse_Existing_Food Preparation_Natural Gas_Range_E8_Baseline Forecast | Commercial | Warehouse | Existing | Food Preparation | Natural Gas | Range | E8 |  | Baseline Forecast | 0 | 0 | 0 | 0 | 0 | 0 | 0 | 0 | 0 | 0 | 0 | 0 | 0 | 0 | 0 | 0 | 0 | 0 | 0 | 0 | 0 | 0 | 0 | 0 | 0 | 0 | 0 | 0 | 0 | 0 | 0 | 0 | 0
Commercial_Warehouse_Existing_Food Preparation_Natural Gas_Range_E9_Baseline Forecast | Commercial | Warehouse | Existing | Food Preparation | Natural Gas | Range | E9 |  | Baseline Forecast | 0 | 0 | 0 | 0 | 0 | 0 | 0 | 0 | 0 | 0 | 0 | 0 | 0 | 0 | 0 | 0 | 0 | 0 | 0 | 0 | 0 | 0 | 0 | 0 | 0 | 0 | 0 | 0 | 0 | 0 | 0 | 0 | 0
Commercial_Warehouse_Existing_Food Preparation_Natural Gas_Range_E10_Baseline Forecast | Commercial | Warehouse | Existing | Food Preparation | Natural Gas | Range | E10 |  | Baseline Forecast | 0 | 0 | 0 | 0 | 0 | 0 | 0 | 0 | 0 | 0 | 0 | 0 | 0 | 0 | 0 | 0 | 0 | 0 | 0 | 0 | 0 | 0 | 0 | 0 | 0 | 0 | 0 | 0 | 0 | 0 | 0 | 0 | 0
Commercial_Warehouse_Existing_Food Preparation_Natural Gas_Steamer_E1_Baseline Forecast | Commercial | Warehouse | Existing | Food Preparation | Natural Gas | Steamer | E1 |  | Baseline Forecast | 0 | 0 | 0 | 0 | 0 | 0 | 0 | 0 | 0 | 0 | 0 | 0 | 0 | 0 | 0 | 0 | 0 | 0 | 0 | 0 | 0 | 0 | 0 | 0 | 0 | 0 | 0 | 0 | 0 | 0 | 0 | 0 | 0
Commercial_Warehouse_Existing_Food Preparation_Natural Gas_Steamer_E2_Baseline Forecast | Commercial | Warehouse | Existing | Food Preparation | Natural Gas | Steamer | E2 |  | Baseline Forecast | 0 | 0 | 0 | 0 | 0 | 0 | 0 | 0 | 0 | 0 | 0 | 0 | 0 | 0 | 0 | 0 | 0 | 0 | 0 | 0 | 0 | 0 | 0 | 0 | 0 | 0 | 0 | 0 | 0 | 0 | 0 | 0 | 0
Commercial_Warehouse_Existing_Food Preparation_Natural Gas_Steamer_E3_Baseline Forecast | Commercial | Warehouse | Existing | Food Preparation | Natural Gas | Steamer | E3 |  | Baseline Forecast | 0 | 0 | 0 | 0 | 0 | 0 | 0 | 0 | 0 | 0 | 0 | 0 | 0 | 0 | 0 | 0 | 0 | 0 | 0 | 0 | 0 | 0 | 0 | 0 | 0 | 0 | 0 | 0 | 0 | 0 | 0 | 0 | 0
Commercial_Warehouse_Existing_Food Preparation_Natural Gas_Steamer_E4_Baseline Forecast | Commercial | Warehouse | Existing | Food Preparation | Natural Gas | Steamer | E4 |  | Baseline Forecast | 0 | 0 | 0 | 0 | 0 | 0 | 0 | 0 | 0 | 0 | 0 | 0 | 0 | 0 | 0 | 0 | 0 | 0 | 0 | 0 | 0 | 0 | 0 | 0 | 0 | 0 | 0 | 0 | 0 | 0 | 0 | 0 | 0
Commercial_Warehouse_Existing_Food Preparation_Natural Gas_Steamer_E5_Baseline Forecast | Commercial | Warehouse | Existing | Food Preparation | Natural Gas | Steamer | E5 |  | Baseline Forecast | 0 | 0 | 0 | 0 | 0 | 0 | 0 | 0 | 0 | 0 | 0 | 0 | 0 | 0 | 0 | 0 | 0 | 0 | 0 | 0 | 0 | 0 | 0 | 0 | 0 | 0 | 0 | 0 | 0 | 0 | 0 | 0 | 0
Commercial_Warehouse_Existing_Food Preparation_Natural Gas_Steamer_E6_Baseline Forecast | Commercial | Warehouse | Existing | Food Preparation | Natural Gas | Steamer | E6 |  | Baseline Forecast | 0 | 0 | 0 | 0 | 0 | 0 | 0 | 0 | 0 | 0 | 0 | 0 | 0 | 0 | 0 | 0 | 0 | 0 | 0 | 0 | 0 | 0 | 0 | 0 | 0 | 0 | 0 | 0 | 0 | 0 | 0 | 0 | 0
Commercial_Warehouse_Existing_Food Preparation_Natural Gas_Steamer_E7_Baseline Forecast | Commercial | Warehouse | Existing | Food Preparation | Natural Gas | Steamer | E7 |  | Baseline Forecast | 0 | 0 | 0 | 0 | 0 | 0 | 0 | 0 | 0 | 0 | 0 | 0 | 0 | 0 | 0 | 0 | 0 | 0 | 0 | 0 | 0 | 0 | 0 | 0 | 0 | 0 | 0 | 0 | 0 | 0 | 0 | 0 | 0
Commercial_Warehouse_Existing_Food Preparation_Natural Gas_Steamer_E8_Baseline Forecast | Commercial | Warehouse | Existing | Food Preparation | Natural Gas | Steamer | E8 |  | Baseline Forecast | 0 | 0 | 0 | 0 | 0 | 0 | 0 | 0 | 0 | 0 | 0 | 0 | 0 | 0 | 0 | 0 | 0 | 0 | 0 | 0 | 0 | 0 | 0 | 0 | 0 | 0 | 0 | 0 | 0 | 0 | 0 | 0 | 0
Commercial_Warehouse_Existing_Food Preparation_Natural Gas_Steamer_E9_Baseline Forecast | Commercial | Warehouse | Existing | Food Preparation | Natural Gas | Steamer | E9 |  | Baseline Forecast | 0 | 0 | 0 | 0 | 0 | 0 | 0 | 0 | 0 | 0 | 0 | 0 | 0 | 0 | 0 | 0 | 0 | 0 | 0 | 0 | 0 | 0 | 0 | 0 | 0 | 0 | 0 | 0 | 0 | 0 | 0 | 0 | 0
Commercial_Warehouse_Existing_Food Preparation_Natural Gas_Steamer_E10_Baseline Forecast | Commercial | Warehouse | Existing | Food Preparation | Natural Gas | Steamer | E10 |  | Baseline Forecast | 0 | 0 | 0 | 0 | 0 | 0 | 0 | 0 | 0 | 0 | 0 | 0 | 0 | 0 | 0 | 0 | 0 | 0 | 0 | 0 | 0 | 0 | 0 | 0 | 0 | 0 | 0 | 0 | 0 | 0 | 0 | 0 | 0
Commercial_Warehouse_Existing_Food Preparation_Natural Gas_Food Prep Other_E1_Baseline Forecast | Commercial | Warehouse | Existing | Food Preparation | Natural Gas | Food Prep Other | E1 |  | Baseline Forecast | 0 | 0 | 0 | 0 | 0 | 0 | 0 | 0 | 0 | 0 | 0 | 0 | 0 | 0 | 0 | 0 | 0 | 0 | 0 | 0 | 0 | 0 | 0 | 0 | 0 | 0 | 0 | 0 | 0 | 0 | 0 | 0 | 0
Commercial_Warehouse_Existing_Food Preparation_Natural Gas_Food Prep Other_E2_Baseline Forecast | Commercial | Warehouse | Existing | Food Preparation | Natural Gas | Food Prep Other | E2 |  | Baseline Forecast | 0 | 0 | 0 | 0 | 0 | 0 | 0 | 0 | 0 | 0 | 0 | 0 | 0 | 0 | 0 | 0 | 0 | 0 | 0 | 0 | 0 | 0 | 0 | 0 | 0 | 0 | 0 | 0 | 0 | 0 | 0 | 0 | 0
Commercial_Warehouse_Existing_Food Preparation_Natural Gas_Food Prep Other_E3_Baseline Forecast | Commercial | Warehouse | Existing | Food Preparation | Natural Gas | Food Prep Other | E3 |  | Baseline Forecast | 0 | 0 | 0 | 0 | 0 | 0 | 0 | 0 | 0 | 0 | 0 | 0 | 0 | 0 | 0 | 0 | 0 | 0 | 0 | 0 | 0 | 0 | 0 | 0 | 0 | 0 | 0 | 0 | 0 | 0 | 0 | 0 | 0
Commercial_Warehouse_Existing_Food Preparation_Natural Gas_Food Prep Other_E4_Baseline Forecast | Commercial | Warehouse | Existing | Food Preparation | Natural Gas | Food Prep Other | E4 |  | Baseline Forecast | 0 | 0 | 0 | 0 | 0 | 0 | 0 | 0 | 0 | 0 | 0 | 0 | 0 | 0 | 0 | 0 | 0 | 0 | 0 | 0 | 0 | 0 | 0 | 0 | 0 | 0 | 0 | 0 | 0 | 0 | 0 | 0 | 0
Commercial_Warehouse_Existing_Food Preparation_Natural Gas_Food Prep Other_E5_Baseline Forecast | Commercial | Warehouse | Existing | Food Preparation | Natural Gas | Food Prep Other | E5 |  | Baseline Forecast | 0 | 0 | 0 | 0 | 0 | 0 | 0 | 0 | 0 | 0 | 0 | 0 | 0 | 0 | 0 | 0 | 0 | 0 | 0 | 0 | 0 | 0 | 0 | 0 | 0 | 0 | 0 | 0 | 0 | 0 | 0 | 0 | 0
Commercial_Warehouse_Existing_Food Preparation_Natural Gas_Food Prep Other_E6_Baseline Forecast | Commercial | Warehouse | Existing | Food Preparation | Natural Gas | Food Prep Other | E6 |  | Baseline Forecast | 0 | 0 | 0 | 0 | 0 | 0 | 0 | 0 | 0 | 0 | 0 | 0 | 0 | 0 | 0 | 0 | 0 | 0 | 0 | 0 | 0 | 0 | 0 | 0 | 0 | 0 | 0 | 0 | 0 | 0 | 0 | 0 | 0
Commercial_Warehouse_Existing_Food Preparation_Natural Gas_Food Prep Other_E7_Baseline Forecast | Commercial | Warehouse | Existing | Food Preparation | Natural Gas | Food Prep Other | E7 |  | Baseline Forecast | 0 | 0 | 0 | 0 | 0 | 0 | 0 | 0 | 0 | 0 | 0 | 0 | 0 | 0 | 0 | 0 | 0 | 0 | 0 | 0 | 0 | 0 | 0 | 0 | 0 | 0 | 0 | 0 | 0 | 0 | 0 | 0 | 0
Commercial_Warehouse_Existing_Food Preparation_Natural Gas_Food Prep Other_E8_Baseline Forecast | Commercial | Warehouse | Existing | Food Preparation | Natural Gas | Food Prep Other | E8 |  | Baseline Forecast | 0 | 0 | 0 | 0 | 0 | 0 | 0 | 0 | 0 | 0 | 0 | 0 | 0 | 0 | 0 | 0 | 0 | 0 | 0 | 0 | 0 | 0 | 0 | 0 | 0 | 0 | 0 | 0 | 0 | 0 | 0 | 0 | 0
Commercial_Warehouse_Existing_Food Preparation_Natural Gas_Food Prep Other_E9_Baseline Forecast | Commercial | Warehouse | Existing | Food Preparation | Natural Gas | Food Prep Other | E9 |  | Baseline Forecast | 0 | 0 | 0 | 0 | 0 | 0 | 0 | 0 | 0 | 0 | 0 | 0 | 0 | 0 | 0 | 0 | 0 | 0 | 0 | 0 | 0 | 0 | 0 | 0 | 0 | 0 | 0 | 0 | 0 | 0 | 0 | 0 | 0
Commercial_Warehouse_Existing_Food Preparation_Natural Gas_Food Prep Other_E10_Baseline Forecast | Commercial | Warehouse | Existing | Food Preparation | Natural Gas | Food Prep Other | E10 |  | Baseline Forecast | 0 | 0 | 0 | 0 | 0 | 0 | 0 | 0 | 0 | 0 | 0 | 0 | 0 | 0 | 0 | 0 | 0 | 0 | 0 | 0 | 0 | 0 | 0 | 0 | 0 | 0 | 0 | 0 | 0 | 0 | 0 | 0 | 0
Commercial_Warehouse_Existing_Miscellaneous_Natural Gas_Pool Heater_E1_Baseline Forecast | Commercial | Warehouse | Existing | Miscellaneous | Natural Gas | Pool Heater | E1 |  | Baseline Forecast | 0 | 0 | 0 | 0 | 0 | 0 | 0 | 0 | 0 | 0 | 0 | 0 | 0 | 0 | 0 | 0 | 0 | 0 | 0 | 0 | 0 | 0 | 0 | 0 | 0 | 0 | 0 | 0 | 0 | 0 | 0 | 0 | 0
Commercial_Warehouse_Existing_Miscellaneous_Natural Gas_Pool Heater_E2_Baseline Forecast | Commercial | Warehouse | Existing | Miscellaneous | Natural Gas | Pool Heater | E2 |  | Baseline Forecast | 0 | 0 | 0 | 0 | 0 | 0 | 0 | 0 | 0 | 0 | 0 | 0 | 0 | 0 | 0 | 0 | 0 | 0 | 0 | 0 | 0 | 0 | 0 | 0 | 0 | 0 | 0 | 0 | 0 | 0 | 0 | 0 | 0
Commercial_Warehouse_Existing_Miscellaneous_Natural Gas_Pool Heater_E3_Baseline Forecast | Commercial | Warehouse | Existing | Miscellaneous | Natural Gas | Pool Heater | E3 |  | Baseline Forecast | 0 | 0 | 0 | 0 | 0 | 0 | 0 | 0 | 0 | 0 | 0 | 0 | 0 | 0 | 0 | 0 | 0 | 0 | 0 | 0 | 0 | 0 | 0 | 0 | 0 | 0 | 0 | 0 | 0 | 0 | 0 | 0 | 0
Commercial_Warehouse_Existing_Miscellaneous_Natural Gas_Pool Heater_E4_Baseline Forecast | Commercial | Warehouse | Existing | Miscellaneous | Natural Gas | Pool Heater | E4 |  | Baseline Forecast | 0 | 0 | 0 | 0 | 0 | 0 | 0 | 0 | 0 | 0 | 0 | 0 | 0 | 0 | 0 | 0 | 0 | 0 | 0 | 0 | 0 | 0 | 0 | 0 | 0 | 0 | 0 | 0 | 0 | 0 | 0 | 0 | 0
Commercial_Warehouse_Existing_Miscellaneous_Natural Gas_Pool Heater_E5_Baseline Forecast | Commercial | Warehouse | Existing | Miscellaneous | Natural Gas | Pool Heater | E5 |  | Baseline Forecast | 0 | 0 | 0 | 0 | 0 | 0 | 0 | 0 | 0 | 0 | 0 | 0 | 0 | 0 | 0 | 0 | 0 | 0 | 0 | 0 | 0 | 0 | 0 | 0 | 0 | 0 | 0 | 0 | 0 | 0 | 0 | 0 | 0
Commercial_Warehouse_Existing_Miscellaneous_Natural Gas_Pool Heater_E6_Baseline Forecast | Commercial | Warehouse | Existing | Miscellaneous | Natural Gas | Pool Heater | E6 |  | Baseline Forecast | 0 | 0 | 0 | 0 | 0 | 0 | 0 | 0 | 0 | 0 | 0 | 0 | 0 | 0 | 0 | 0 | 0 | 0 | 0 | 0 | 0 | 0 | 0 | 0 | 0 | 0 | 0 | 0 | 0 | 0 | 0 | 0 | 0
Commercial_Warehouse_Existing_Miscellaneous_Natural Gas_Pool Heater_E7_Baseline Forecast | Commercial | Warehouse | Existing | Miscellaneous | Natural Gas | Pool Heater | E7 |  | Baseline Forecast | 0 | 0 | 0 | 0 | 0 | 0 | 0 | 0 | 0 | 0 | 0 | 0 | 0 | 0 | 0 | 0 | 0 | 0 | 0 | 0 | 0 | 0 | 0 | 0 | 0 | 0 | 0 | 0 | 0 | 0 | 0 | 0 | 0
Commercial_Warehouse_Existing_Miscellaneous_Natural Gas_Pool Heater_E8_Baseline Forecast | Commercial | Warehouse | Existing | Miscellaneous | Natural Gas | Pool Heater | E8 |  | Baseline Forecast | 0 | 0 | 0 | 0 | 0 | 0 | 0 | 0 | 0 | 0 | 0 | 0 | 0 | 0 | 0 | 0 | 0 | 0 | 0 | 0 | 0 | 0 | 0 | 0 | 0 | 0 | 0 | 0 | 0 | 0 | 0 | 0 | 0
Commercial_Warehouse_Existing_Miscellaneous_Natural Gas_Pool Heater_E9_Baseline Forecast | Commercial | Warehouse | Existing | Miscellaneous | Natural Gas | Pool Heater | E9 |  | Baseline Forecast | 0 | 0 | 0 | 0 | 0 | 0 | 0 | 0 | 0 | 0 | 0 | 0 | 0 | 0 | 0 | 0 | 0 | 0 | 0 | 0 | 0 | 0 | 0 | 0 | 0 | 0 | 0 | 0 | 0 | 0 | 0 | 0 | 0
Commercial_Warehouse_Existing_Miscellaneous_Natural Gas_Pool Heater_E10_Baseline Forecast | Commercial | Warehouse | Existing | Miscellaneous | Natural Gas | Pool Heater | E10 |  | Baseline Forecast | 0 | 0 | 0 | 0 | 0 | 0 | 0 | 0 | 0 | 0 | 0 | 0 | 0 | 0 | 0 | 0 | 0 | 0 | 0 | 0 | 0 | 0 | 0 | 0 | 0 | 0 | 0 | 0 | 0 | 0 | 0 | 0 | 0
Commercial_Warehouse_Existing_Miscellaneous_Natural Gas_Miscellaneous_E1_Baseline Forecast | Commercial | Warehouse | Existing | Miscellaneous | Natural Gas | Miscellaneous | E1 |  | Baseline Forecast | 0 | 67944.8897 | 80473.1353 | 90941.4218 | 86985.5864 | 85303.1543 | 85362.3384 | 84917.6301 | 84365.1237 | 83931.3495 | 83511.231 | 101752.7119 | 102111.3263 | 101832.7127 | 100207.8416 | 99502.112 | 99324.5012 | 98785.3954 | 98179.8009 | 97664.1118 | 97147.307 | 101771.5296 | 100724.5215 | 99581.9894 | 98884.5748 | 98391.5384 | 97952.3047 | 97376.5037 | 96793.8594 | 96255.9488 | 95712.2489 | 96578.998 | 95686.7584
Commercial_Warehouse_Existing_Miscellaneous_Natural Gas_Miscellaneous_E2_Baseline Forecast | Commercial | Warehouse | Existing | Miscellaneous | Natural Gas | Miscellaneous | E2 |  | Baseline Forecast | 0 | 0 | 0 | 0 | 0 | 0 | 0 | 0 | 0 | 0 | 0 | 0 | 0 | 0 | 0 | 0 | 0 | 0 | 0 | 0 | 0 | 0 | 0 | 0 | 0 | 0 | 0 | 0 | 0 | 0 | 0 | 0 | 0
Commercial_Warehouse_Existing_Miscellaneous_Natural Gas_Miscellaneous_E3_Baseline Forecast | Commercial | Warehouse | Existing | Miscellaneous | Natural Gas | Miscellaneous | E3 |  | Baseline Forecast | 0 | 0 | 0 | 0 | 0 | 0 | 0 | 0 | 0 | 0 | 0 | 0 | 0 | 0 | 0 | 0 | 0 | 0 | 0 | 0 | 0 | 0 | 0 | 0 | 0 | 0 | 0 | 0 | 0 | 0 | 0 | 0 | 0
Commercial_Warehouse_Existing_Miscellaneous_Natural Gas_Miscellaneous_E4_Baseline Forecast | Commercial | Warehouse | Existing | Miscellaneous | Natural Gas | Miscellaneous | E4 |  | Baseline Forecast | 0 | 0 | 0 | 0 | 0 | 0 | 0 | 0 | 0 | 0 | 0 | 0 | 0 | 0 | 0 | 0 | 0 | 0 | 0 | 0 | 0 | 0 | 0 | 0 | 0 | 0 | 0 | 0 | 0 | 0 | 0 | 0 | 0
Commercial_Warehouse_Existing_Miscellaneous_Natural Gas_Miscellaneous_E5_Baseline Forecast | Commercial | Warehouse | Existing | Miscellaneous | Natural Gas | Miscellaneous | E5 |  | Baseline Forecast | 0 | 0 | 0 | 0 | 0 | 0 | 0 | 0 | 0 | 0 | 0 | 0 | 0 | 0 | 0 | 0 | 0 | 0 | 0 | 0 | 0 | 0 | 0 | 0 | 0 | 0 | 0 | 0 | 0 | 0 | 0 | 0 | 0
Commercial_Warehouse_Existing_Miscellaneous_Natural Gas_Miscellaneous_E6_Baseline Forecast | Commercial | Warehouse | Existing | Miscellaneous | Natural Gas | Miscellaneous | E6 |  | Baseline Forecast | 0 | 0 | 0 | 0 | 0 | 0 | 0 | 0 | 0 | 0 | 0 | 0 | 0 | 0 | 0 | 0 | 0 | 0 | 0 | 0 | 0 | 0 | 0 | 0 | 0 | 0 | 0 | 0 | 0 | 0 | 0 | 0 | 0
Commercial_Warehouse_Existing_Miscellaneous_Natural Gas_Miscellaneous_E7_Baseline Forecast | Commercial | Warehouse | Existing | Miscellaneous | Natural Gas | Miscellaneous | E7 |  | Baseline Forecast | 0 | 0 | 0 | 0 | 0 | 0 | 0 | 0 | 0 | 0 | 0 | 0 | 0 | 0 | 0 | 0 | 0 | 0 | 0 | 0 | 0 | 0 | 0 | 0 | 0 | 0 | 0 | 0 | 0 | 0 | 0 | 0 | 0
Commercial_Warehouse_Existing_Miscellaneous_Natural Gas_Miscellaneous_E8_Baseline Forecast | Commercial | Warehouse | Existing | Miscellaneous | Natural Gas | Miscellaneous | E8 |  | Baseline Forecast | 0 | 0 | 0 | 0 | 0 | 0 | 0 | 0 | 0 | 0 | 0 | 0 | 0 | 0 | 0 | 0 | 0 | 0 | 0 | 0 | 0 | 0 | 0 | 0 | 0 | 0 | 0 | 0 | 0 | 0 | 0 | 0 | 0
Commercial_Warehouse_Existing_Miscellaneous_Natural Gas_Miscellaneous_E9_Baseline Forecast | Commercial | Warehouse | Existing | Miscellaneous | Natural Gas | Miscellaneous | E9 |  | Baseline Forecast | 0 | 0 | 0 | 0 | 0 | 0 | 0 | 0 | 0 | 0 | 0 | 0 | 0 | 0 | 0 | 0 | 0 | 0 | 0 | 0 | 0 | 0 | 0 | 0 | 0 | 0 | 0 | 0 | 0 | 0 | 0 | 0 | 0
Commercial_Warehouse_Existing_Miscellaneous_Natural Gas_Miscellaneous_E10_Baseline Forecast | Commercial | Warehouse | Existing | Miscellaneous | Natural Gas | Miscellaneous | E10 |  | Baseline Forecast | 0 | 0 | 0 | 0 | 0 | 0 | 0 | 0 | 0 | 0 | 0 | 0 | 0 | 0 | 0 | 0 | 0 | 0 | 0 | 0 | 0 | 0 | 0 | 0 | 0 | 0 | 0 | 0 | 0 | 0 | 0 | 0 | 0
Commercial_Warehouse_New_Space Heating_Natural Gas_Furnace_E1_Baseline Forecast | Commercial | Warehouse | New | Space Heating | Natural Gas | Furnace | E1 |  | Baseline Forecast | 0 | 3489.4792 | 16831.0542 | 10756.2225 | 13872.3137 | 18826.2508 | 17596.4265 | 15595.9087 | 14026.6127 | 13543.2685 | 13366.6049 | 13233.8105 | 13215.6786 | 13253.493 | 13335.0153 | 13359.5824 | 13363.2335 | 13345.9219 | 13328.3357 | 13578.8933 | 14855.7882 | 15567.4038 | 16445.4473 | 17635.5826 | 18638.11 | 19426.9291 | 20034.5392 | 20558.4153 | 21028.5905 | 21452.5711 | 21842.7319 | 22205.9791 | 16382.7046
Commercial_Warehouse_New_Space Heating_Natural Gas_Furnace_E2_Baseline Forecast | Commercial | Warehouse | New | Space Heating | Natural Gas | Furnace | E2 |  | Baseline Forecast | 0 | 0 | 0 | 0 | 0 | 0 | 0 | 0 | 0 | 0 | 0 | 0 | 0 | 0 | 0 | 0 | 0 | 0 | 0 | 0 | 0 | 0 | 0 | 0 | 0 | 0 | 0 | 0 | 0 | 0 | 0 | 0 | 0
Commercial_Warehouse_New_Space Heating_Natural Gas_Furnace_E3_Baseline Forecast | Commercial | Warehouse | New | Space Heating | Natural Gas | Furnace | E3 |  | Baseline Forecast | 0 | 0 | 0 | 0 | 0 | 0 | 0 | 0 | 0 | 0 | 0 | 0 | 0 | 0 | 0 | 0 | 0 | 0 | 0 | 0 | 0 | 0 | 0 | 0 | 0 | 0 | 0 | 0 | 0 | 0 | 0 | 0 | 0
Commercial_Warehouse_New_Space Heating_Natural Gas_Furnace_E4_Baseline Forecast | Commercial | Warehouse | New | Space Heating | Natural Gas | Furnace | E4 |  | Baseline Forecast | 0 | 0 | 0 | 0 | 0 | 0 | 0 | 0 | 0 | 0 | 0 | 0 | 0 | 0 | 0 | 0 | 0 | 0 | 0 | 0 | 0 | 0 | 0 | 0 | 0 | 0 | 0 | 0 | 0 | 0 | 0 | 0 | 0
Commercial_Warehouse_New_Space Heating_Natural Gas_Furnace_E5_Baseline Forecast | Commercial | Warehouse | New | Space Heating | Natural Gas | Furnace | E5 |  | Baseline Forecast | 0 | 0 | 0 | 0 | 0 | 0 | 0 | 0 | 0 | 0 | 0 | 0 | 0 | 0 | 0 | 0 | 0 | 0 | 0 | 0 | 0 | 0 | 0 | 0 | 0 | 0 | 0 | 0 | 0 | 0 | 0 | 0 | 0
Commercial_Warehouse_New_Space Heating_Natural Gas_Furnace_E6_Baseline Forecast | Commercial | Warehouse | New | Space Heating | Natural Gas | Furnace | E6 |  | Baseline Forecast | 0 | 0 | 0 | 0 | 0 | 0 | 0 | 0 | 0 | 0 | 0 | 0 | 0 | 0 | 0 | 0 | 0 | 0 | 0 | 0 | 0 | 0 | 0 | 0 | 0 | 0 | 0 | 0 | 0 | 0 | 0 | 0 | 0
Commercial_Warehouse_New_Space Heating_Natural Gas_Furnace_E7_Baseline Forecast | Commercial | Warehouse | New | Space Heating | Natural Gas | Furnace | E7 |  | Baseline Forecast | 0 | 0 | 0 | 0 | 0 | 0 | 0 | 0 | 0 | 0 | 0 | 0 | 0 | 0 | 0 | 0 | 0 | 0 | 0 | 0 | 0 | 0 | 0 | 0 | 0 | 0 | 0 | 0 | 0 | 0 | 0 | 0 | 0
Commercial_Warehouse_New_Space Heating_Natural Gas_Furnace_E8_Baseline Forecast | Commercial | Warehouse | New | Space Heating | Natural Gas | Furnace | E8 |  | Baseline Forecast | 0 | 0 | 0 | 0 | 0 | 0 | 0 | 0 | 0 | 0 | 0 | 0 | 0 | 0 | 0 | 0 | 0 | 0 | 0 | 0 | 0 | 0 | 0 | 0 | 0 | 0 | 0 | 0 | 0 | 0 | 0 | 0 | 0
Commercial_Warehouse_New_Space Heating_Natural Gas_Furnace_E9_Baseline Forecast | Commercial | Warehouse | New | Space Heating | Natural Gas | Furnace | E9 |  | Baseline Forecast | 0 | 0 | 0 | 0 | 0 | 0 | 0 | 0 | 0 | 0 | 0 | 0 | 0 | 0 | 0 | 0 | 0 | 0 | 0 | 0 | 0 | 0 | 0 | 0 | 0 | 0 | 0 | 0 | 0 | 0 | 0 | 0 | 0
Commercial_Warehouse_New_Space Heating_Natural Gas_Furnace_E10_Baseline Forecast | Commercial | Warehouse | New | Space Heating | Natural Gas | Furnace | E10 |  | Baseline Forecast | 0 | 0 | 0 | 0 | 0 | 0 | 0 | 0 | 0 | 0 | 0 | 0 | 0 | 0 | 0 | 0 | 0 | 0 | 0 | 0 | 0 | 0 | 0 | 0 | 0 | 0 | 0 | 0 | 0 | 0 | 0 | 0 | 0
Commercial_Warehouse_New_Space Heating_Natural Gas_Boiler_E1_Baseline Forecast | Commercial | Warehouse | New | Space Heating | Natural Gas | Boiler | E1 |  | Baseline Forecast | 0 | 178.7096 | 861.9826 | 550.8672 | 710.4542 | 964.1642 | 901.1802 | 798.726 | 718.3564 | 693.6025 | 684.5549 | 677.754 | 676.8254 | 678.762 | 682.9371 | 684.1952 | 684.3822 | 683.4956 | 682.595 | 681.6801 | 681.8259 | 681.9726 | 697.4053 | 773.4657 | 814.2422 | 866.6936 | 937.4524 | 996.0638 | 1040.0441 | 1072.731 | 1100.2074 | 1124.3748 | 771.7286
Commercial_Warehouse_New_Space Heating_Natural Gas_Boiler_E2_Baseline Forecast | Commercial | Warehouse | New | Space Heating | Natural Gas | Boiler | E2 |  | Baseline Forecast | 0 | 0 | 0 | 0 | 0 | 0 | 0 | 0 | 0 | 0 | 0 | 0 | 0 | 0 | 0 | 0 | 0 | 0 | 0 | 0 | 0 | 0 | 0 | 0 | 0 | 0 | 0 | 0 | 0 | 0 | 0 | 0 | 0
Commercial_Warehouse_New_Space Heating_Natural Gas_Boiler_E3_Baseline Forecast | Commercial | Warehouse | New | Space Heating | Natural Gas | Boiler | E3 |  | Baseline Forecast | 0 | 0 | 0 | 0 | 0 | 0 | 0 | 0 | 0 | 0 | 0 | 0 | 0 | 0 | 0 | 0 | 0 | 0 | 0 | 0 | 0 | 0 | 0 | 0 | 0 | 0 | 0 | 0 | 0 | 0 | 0 | 0 | 0
Commercial_Warehouse_New_Space Heating_Natural Gas_Boiler_E4_Baseline Forecast | Commercial | Warehouse | New | Space Heating | Natural Gas | Boiler | E4 |  | Baseline Forecast | 0 | 0 | 0 | 0 | 0 | 0 | 0 | 0 | 0 | 0 | 0 | 0 | 0 | 0 | 0 | 0 | 0 | 0 | 0 | 0 | 0 | 0 | 0 | 0 | 0 | 0 | 0 | 0 | 0 | 0 | 0 | 0 | 0
Commercial_Warehouse_New_Space Heating_Natural Gas_Boiler_E5_Baseline Forecast | Commercial | Warehouse | New | Space Heating | Natural Gas | Boiler | E5 |  | Baseline Forecast | 0 | 0 | 0 | 0 | 0 | 0 | 0 | 0 | 0 | 0 | 0 | 0 | 0 | 0 | 0 | 0 | 0 | 0 | 0 | 0 | 0 | 0 | 0 | 0 | 0 | 0 | 0 | 0 | 0 | 0 | 0 | 0 | 0
Commercial_Warehouse_New_Space Heating_Natural Gas_Boiler_E6_Baseline Forecast | Commercial | Warehouse | New | Space Heating | Natural Gas | Boiler | E6 |  | Baseline Forecast | 0 | 0 | 0 | 0 | 0 | 0 | 0 | 0 | 0 | 0 | 0 | 0 | 0 | 0 | 0 | 0 | 0 | 0 | 0 | 0 | 0 | 0 | 0 | 0 | 0 | 0 | 0 | 0 | 0 | 0 | 0 | 0 | 0
Commercial_Warehouse_New_Space Heating_Natural Gas_Boiler_E7_Baseline Forecast | Commercial | Warehouse | New | Space Heating | Natural Gas | Boiler | E7 |  | Baseline Forecast | 0 | 0 | 0 | 0 | 0 | 0 | 0 | 0 | 0 | 0 | 0 | 0 | 0 | 0 | 0 | 0 | 0 | 0 | 0 | 0 | 0 | 0 | 0 | 0 | 0 | 0 | 0 | 0 | 0 | 0 | 0 | 0 | 0
Commercial_Warehouse_New_Space Heating_Natural Gas_Boiler_E8_Baseline Forecast | Commercial | Warehouse | New | Space Heating | Natural Gas | Boiler | E8 |  | Baseline Forecast | 0 | 0 | 0 | 0 | 0 | 0 | 0 | 0 | 0 | 0 | 0 | 0 | 0 | 0 | 0 | 0 | 0 | 0 | 0 | 0 | 0 | 0 | 0 | 0 | 0 | 0 | 0 | 0 | 0 | 0 | 0 | 0 | 0
Commercial_Warehouse_New_Space Heating_Natural Gas_Boiler_E9_Baseline Forecast | Commercial | Warehouse | New | Space Heating | Natural Gas | Boiler | E9 |  | Baseline Forecast | 0 | 0 | 0 | 0 | 0 | 0 | 0 | 0 | 0 | 0 | 0 | 0 | 0 | 0 | 0 | 0 | 0 | 0 | 0 | 0 | 0 | 0 | 0 | 0 | 0 | 0 | 0 | 0 | 0 | 0 | 0 | 0 | 0
Commercial_Warehouse_New_Space Heating_Natural Gas_Boiler_E10_Baseline Forecast | Commercial | Warehouse | New | Space Heating | Natural Gas | Boiler | E10 |  | Baseline Forecast | 0 | 0 | 0 | 0 | 0 | 0 | 0 | 0 | 0 | 0 | 0 | 0 | 0 | 0 | 0 | 0 | 0 | 0 | 0 | 0 | 0 | 0 | 0 | 0 | 0 | 0 | 0 | 0 | 0 | 0 | 0 | 0 | 0
Commercial_Warehouse_New_Space Heating_Natural Gas_Unit Heater_E1_Baseline Forecast | Commercial | Warehouse | New | Space Heating | Natural Gas | Unit Heater | E1 |  | Baseline Forecast | 0 | 1524.137 | 7351.4787 | 4698.1097 | 6059.1581 | 8222.9419 | 7685.7785 | 6811.991 | 6126.5529 | 5915.4375 | 5838.2743 | 5780.2722 | 6077.18 | 7503.0268 | 8135.4246 | 8895.797 | 9929.8622 | 11040.3877 | 12880.4778 | 11990.6373 | 12296.3825 | 12736.2353 | 12360.5397 | 12029.6385 | 12097.9594 | 12410.1133 | 12847.2261 | 13408.954 | 14173.6816 | 15449.6303 | 16084.6284 | 16687.53 | 14140.0076
Commercial_Warehouse_New_Space Heating_Natural Gas_Unit Heater_E2_Baseline Forecast | Commercial | Warehouse | New | Space Heating | Natural Gas | Unit Heater | E2 |  | Baseline Forecast | 0 | 0 | 0 | 0 | 0 | 0 | 0 | 0 | 0 | 0 | 0 | 0 | 0 | 0 | 0 | 0 | 0 | 0 | 0 | 0 | 0 | 0 | 0 | 0 | 0 | 0 | 0 | 0 | 0 | 0 | 0 | 0 | 0
Commercial_Warehouse_New_Space Heating_Natural Gas_Unit Heater_E3_Baseline Forecast | Commercial | Warehouse | New | Space Heating | Natural Gas | Unit Heater | E3 |  | Baseline Forecast | 0 | 0 | 0 | 0 | 0 | 0 | 0 | 0 | 0 | 0 | 0 | 0 | 0 | 0 | 0 | 0 | 0 | 0 | 0 | 0 | 0 | 0 | 0 | 0 | 0 | 0 | 0 | 0 | 0 | 0 | 0 | 0 | 0
Commercial_Warehouse_New_Space Heating_Natural Gas_Unit Heater_E4_Baseline Forecast | Commercial | Warehouse | New | Space Heating | Natural Gas | Unit Heater | E4 |  | Baseline Forecast | 0 | 0 | 0 | 0 | 0 | 0 | 0 | 0 | 0 | 0 | 0 | 0 | 0 | 0 | 0 | 0 | 0 | 0 | 0 | 0 | 0 | 0 | 0 | 0 | 0 | 0 | 0 | 0 | 0 | 0 | 0 | 0 | 0
Commercial_Warehouse_New_Space Heating_Natural Gas_Unit Heater_E5_Baseline Forecast | Commercial | Warehouse | New | Space Heating | Natural Gas | Unit Heater | E5 |  | Baseline Forecast | 0 | 0 | 0 | 0 | 0 | 0 | 0 | 0 | 0 | 0 | 0 | 0 | 0 | 0 | 0 | 0 | 0 | 0 | 0 | 0 | 0 | 0 | 0 | 0 | 0 | 0 | 0 | 0 | 0 | 0 | 0 | 0 | 0
Commercial_Warehouse_New_Space Heating_Natural Gas_Unit Heater_E6_Baseline Forecast | Commercial | Warehouse | New | Space Heating | Natural Gas | Unit Heater | E6 |  | Baseline Forecast | 0 | 0 | 0 | 0 | 0 | 0 | 0 | 0 | 0 | 0 | 0 | 0 | 0 | 0 | 0 | 0 | 0 | 0 | 0 | 0 | 0 | 0 | 0 | 0 | 0 | 0 | 0 | 0 | 0 | 0 | 0 | 0 | 0
Commercial_Warehouse_New_Space Heating_Natural Gas_Unit Heater_E7_Baseline Forecast | Commercial | Warehouse | New | Space Heating | Natural Gas | Unit Heater | E7 |  | Baseline Forecast | 0 | 0 | 0 | 0 | 0 | 0 | 0 | 0 | 0 | 0 | 0 | 0 | 0 | 0 | 0 | 0 | 0 | 0 | 0 | 0 | 0 | 0 | 0 | 0 | 0 | 0 | 0 | 0 | 0 | 0 | 0 | 0 | 0
Commercial_Warehouse_New_Space Heating_Natural Gas_Unit Heater_E8_Baseline Forecast | Commercial | Warehouse | New | Space Heating | Natural Gas | Unit Heater | E8 |  | Baseline Forecast | 0 | 0 | 0 | 0 | 0 | 0 | 0 | 0 | 0 | 0 | 0 | 0 | 0 | 0 | 0 | 0 | 0 | 0 | 0 | 0 | 0 | 0 | 0 | 0 | 0 | 0 | 0 | 0 | 0 | 0 | 0 | 0 | 0
Commercial_Warehouse_New_Space Heating_Natural Gas_Unit Heater_E9_Baseline Forecast | Commercial | Warehouse | New | Space Heating | Natural Gas | Unit Heater | E9 |  | Baseline Forecast | 0 | 0 | 0 | 0 | 0 | 0 | 0 | 0 | 0 | 0 | 0 | 0 | 0 | 0 | 0 | 0 | 0 | 0 | 0 | 0 | 0 | 0 | 0 | 0 | 0 | 0 | 0 | 0 | 0 | 0 | 0 | 0 | 0
Commercial_Warehouse_New_Space Heating_Natural Gas_Unit Heater_E10_Baseline Forecast | Commercial | Warehouse | New | Space Heating | Natural Gas | Unit Heater | E10 |  | Baseline Forecast | 0 | 0 | 0 | 0 | 0 | 0 | 0 | 0 | 0 | 0 | 0 | 0 | 0 | 0 | 0 | 0 | 0 | 0 | 0 | 0 | 0 | 0 | 0 | 0 | 0 | 0 | 0 | 0 | 0 | 0 | 0 | 0 | 0
Commercial_Warehouse_New_Water Heating_Natural Gas_Water Heater_E1_Baseline Forecast | Commercial | Warehouse | New | Water Heating | Natural Gas | Water Heater | E1 |  | Baseline Forecast | 0 | 0 | 0 | 0 | 0 | 0 | 0 | 0 | 0 | 0 | 0 | 0 | 0 | 0 | 0 | 0 | 0 | 0 | 0 | 0 | 0 | 0 | 0 | 0 | 0 | 0 | 0 | 0 | 0 | 0 | 0 | 0 | 0
Commercial_Warehouse_New_Water Heating_Natural Gas_Water Heater_E2_Baseline Forecast | Commercial | Warehouse | New | Water Heating | Natural Gas | Water Heater | E2 |  | Baseline Forecast | 0 | 2440.0925 | 11769.4724 | 7521.5172 | 9700.5102 | 13164.656 | 12304.6752 | 10905.7706 | 9808.4071 | 9470.4183 | 9834.9011 | 11998.3325 | 12941.095 | 14167.6894 | 15877.6462 | 17684.8453 | 20645.6188 | 19221.4 | 19696.6 | 20483.8979 | 20424.8624 | 20425.3223 | 20737.3442 | 21525.6454 | 22699.47 | 24712.9573 | 25719.2332 | 26694.0215 | 27758.3469 | 28623.8181 | 29619.0181 | 29328.4134 | 24645.13
Commercial_Warehouse_New_Water Heating_Natural Gas_Water Heater_E3_Baseline Forecast | Commercial | Warehouse | New | Water Heating | Natural Gas | Water Heater | E3 |  | Baseline Forecast | 0 | 0 | 0 | 0 | 0 | 0 | 0 | 0 | 0 | 0 | 0 | 0 | 0 | 0 | 0 | 0 | 0 | 0 | 0 | 0 | 0 | 0 | 0 | 0 | 0 | 0 | 0 | 0 | 0 | 0 | 0 | 0 | 0
Commercial_Warehouse_New_Water Heating_Natural Gas_Water Heater_E4_Baseline Forecast | Commercial | Warehouse | New | Water Heating | Natural Gas | Water Heater | E4 |  | Baseline Forecast | 0 | 0 | 0 | 0 | 0 | 0 | 0 | 0 | 0 | 0 | 0 | 0 | 0 | 0 | 0 | 0 | 0 | 0 | 0 | 0 | 0 | 0 | 0 | 0 | 0 | 0 | 0 | 0 | 0 | 0 | 0 | 0 | 0
Commercial_Warehouse_New_Water Heating_Natural Gas_Water Heater_E5_Baseline Forecast | Commercial | Warehouse | New | Water Heating | Natural Gas | Water Heater | E5 |  | Baseline Forecast | 0 | 0 | 0 | 0 | 0 | 0 | 0 | 0 | 0 | 0 | 0 | 0 | 0 | 0 | 0 | 0 | 0 | 0 | 0 | 0 | 0 | 0 | 0 | 0 | 0 | 0 | 0 | 0 | 0 | 0 | 0 | 0 | 0
Commercial_Warehouse_New_Water Heating_Natural Gas_Water Heater_E6_Baseline Forecast | Commercial | Warehouse | New | Water Heating | Natural Gas | Water Heater | E6 |  | Baseline Forecast | 0 | 0 | 0 | 0 | 0 | 0 | 0 | 0 | 0 | 0 | 0 | 0 | 0 | 0 | 0 | 0 | 0 | 0 | 0 | 0 | 0 | 0 | 0 | 0 | 0 | 0 | 0 | 0 | 0 | 0 | 0 | 0 | 0
Commercial_Warehouse_New_Water Heating_Natural Gas_Water Heater_E7_Baseline Forecast | Commercial | Warehouse | New | Water Heating | Natural Gas | Water Heater | E7 |  | Baseline Forecast | 0 | 0 | 0 | 0 | 0 | 0 | 0 | 0 | 0 | 0 | 0 | 0 | 0 | 0 | 0 | 0 | 0 | 0 | 0 | 0 | 0 | 0 | 0 | 0 | 0 | 0 | 0 | 0 | 0 | 0 | 0 | 0 | 0
Commercial_Warehouse_New_Water Heating_Natural Gas_Water Heater_E8_Baseline Forecast | Commercial | Warehouse | New | Water Heating | Natural Gas | Water Heater | E8 |  | Baseline Forecast | 0 | 0 | 0 | 0 | 0 | 0 | 0 | 0 | 0 | 0 | 0 | 0 | 0 | 0 | 0 | 0 | 0 | 0 | 0 | 0 | 0 | 0 | 0 | 0 | 0 | 0 | 0 | 0 | 0 | 0 | 0 | 0 | 0
Commercial_Warehouse_New_Water Heating_Natural Gas_Water Heater_E9_Baseline Forecast | Commercial | Warehouse | New | Water Heating | Natural Gas | Water Heater | E9 |  | Baseline Forecast | 0 | 0 | 0 | 0 | 0 | 0 | 0 | 0 | 0 | 0 | 0 | 0 | 0 | 0 | 0 | 0 | 0 | 0 | 0 | 0 | 0 | 0 | 0 | 0 | 0 | 0 | 0 | 0 | 0 | 0 | 0 | 0 | 0
Commercial_Warehouse_New_Water Heating_Natural Gas_Water Heater_E10_Baseline Forecast | Commercial | Warehouse | New | Water Heating | Natural Gas | Water Heater | E10 |  | Baseline Forecast | 0 | 0 | 0 | 0 | 0 | 0 | 0 | 0 | 0 | 0 | 0 | 0 | 0 | 0 | 0 | 0 | 0 | 0 | 0 | 0 | 0 | 0 | 0 | 0 | 0 | 0 | 0 | 0 | 0 | 0 | 0 | 0 | 0
Commercial_Warehouse_New_Food Preparation_Natural Gas_Oven_E1_Baseline Forecast | Commercial | Warehouse | New | Food Preparation | Natural Gas | Oven | E1 |  | Baseline Forecast | 0 | 20.4908 | 98.8346 | 63.1622 | 81.4604 | 110.5507 | 103.329 | 91.5816 | 82.3665 | 79.5282 | 78.4908 | 77.711 | 81.7027 | 100.872 | 109.3741 | 119.5967 | 133.4988 | 148.4289 | 173.1674 | 161.2042 | 165.3147 | 171.2282 | 166.1773 | 161.7286 | 162.6471 | 166.8437 | 172.7204 | 180.2723 | 190.5535 | 207.7075 | 216.2446 | 224.3501 | 190.1007
Commercial_Warehouse_New_Food Preparation_Natural Gas_Oven_E2_Baseline Forecast | Commercial | Warehouse | New | Food Preparation | Natural Gas | Oven | E2 |  | Baseline Forecast | 0 | 29.4867 | 142.2254 | 90.892 | 117.2235 | 159.0851 | 148.6929 | 131.7882 | 118.5273 | 114.443 | 112.9502 | 111.828 | 117.5721 | 145.1573 | 157.392 | 172.1025 | 192.108 | 213.5928 | 249.1921 | 231.9768 | 237.8919 | 246.4015 | 239.1331 | 232.7314 | 234.0531 | 240.0922 | 248.5488 | 259.4163 | 274.2111 | 298.8962 | 311.1812 | 322.8452 | 273.5596
Commercial_Warehouse_New_Food Preparation_Natural Gas_Oven_E3_Baseline Forecast | Commercial | Warehouse | New | Food Preparation | Natural Gas | Oven | E3 |  | Baseline Forecast | 0 | 0 | 0 | 0 | 0 | 0 | 0 | 0 | 0 | 0 | 0 | 0 | 0 | 0 | 0 | 0 | 0 | 0 | 0 | 0 | 0 | 0 | 0 | 0 | 0 | 0 | 0 | 0 | 0 | 0 | 0 | 0 | 0
Commercial_Warehouse_New_Food Preparation_Natural Gas_Oven_E4_Baseline Forecast | Commercial | Warehouse | New | Food Preparation | Natural Gas | Oven | E4 |  | Baseline Forecast | 0 | 0 | 0 | 0 | 0 | 0 | 0 | 0 | 0 | 0 | 0 | 0 | 0 | 0 | 0 | 0 | 0 | 0 | 0 | 0 | 0 | 0 | 0 | 0 | 0 | 0 | 0 | 0 | 0 | 0 | 0 | 0 | 0
Commercial_Warehouse_New_Food Preparation_Natural Gas_Oven_E5_Baseline Forecast | Commercial | Warehouse | New | Food Preparation | Natural Gas | Oven | E5 |  | Baseline Forecast | 0 | 0 | 0 | 0 | 0 | 0 | 0 | 0 | 0 | 0 | 0 | 0 | 0 | 0 | 0 | 0 | 0 | 0 | 0 | 0 | 0 | 0 | 0 | 0 | 0 | 0 | 0 | 0 | 0 | 0 | 0 | 0 | 0
Commercial_Warehouse_New_Food Preparation_Natural Gas_Oven_E6_Baseline Forecast | Commercial | Warehouse | New | Food Preparation | Natural Gas | Oven | E6 |  | Baseline Forecast | 0 | 0 | 0 | 0 | 0 | 0 | 0 | 0 | 0 | 0 | 0 | 0 | 0 | 0 | 0 | 0 | 0 | 0 | 0 | 0 | 0 | 0 | 0 | 0 | 0 | 0 | 0 | 0 | 0 | 0 | 0 | 0 | 0
Commercial_Warehouse_New_Food Preparation_Natural Gas_Oven_E7_Baseline Forecast | Commercial | Warehouse | New | Food Preparation | Natural Gas | Oven | E7 |  | Baseline Forecast | 0 | 0 | 0 | 0 | 0 | 0 | 0 | 0 | 0 | 0 | 0 | 0 | 0 | 0 | 0 | 0 | 0 | 0 | 0 | 0 | 0 | 0 | 0 | 0 | 0 | 0 | 0 | 0 | 0 | 0 | 0 | 0 | 0
Commercial_Warehouse_New_Food Preparation_Natural Gas_Oven_E8_Baseline Forecast | Commercial | Warehouse | New | Food Preparation | Natural Gas | Oven | E8 |  | Baseline Forecast | 0 | 0 | 0 | 0 | 0 | 0 | 0 | 0 | 0 | 0 | 0 | 0 | 0 | 0 | 0 | 0 | 0 | 0 | 0 | 0 | 0 | 0 | 0 | 0 | 0 | 0 | 0 | 0 | 0 | 0 | 0 | 0 | 0
Commercial_Warehouse_New_Food Preparation_Natural Gas_Oven_E9_Baseline Forecast | Commercial | Warehouse | New | Food Preparation | Natural Gas | Oven | E9 |  | Baseline Forecast | 0 | 0 | 0 | 0 | 0 | 0 | 0 | 0 | 0 | 0 | 0 | 0 | 0 | 0 | 0 | 0 | 0 | 0 | 0 | 0 | 0 | 0 | 0 | 0 | 0 | 0 | 0 | 0 | 0 | 0 | 0 | 0 | 0
Commercial_Warehouse_New_Food Preparation_Natural Gas_Oven_E10_Baseline Forecast | Commercial | Warehouse | New | Food Preparation | Natural Gas | Oven | E10 |  | Baseline Forecast | 0 | 0 | 0 | 0 | 0 | 0 | 0 | 0 | 0 | 0 | 0 | 0 | 0 | 0 | 0 | 0 | 0 | 0 | 0 | 0 | 0 | 0 | 0 | 0 | 0 | 0 | 0 | 0 | 0 | 0 | 0 | 0 | 0
Commercial_Warehouse_New_Food Preparation_Natural Gas_Conveyor Oven_E1_Baseline Forecast | Commercial | Warehouse | New | Food Preparation | Natural Gas | Conveyor Oven | E1 |  | Baseline Forecast | 0 | 10.2454 | 49.4173 | 31.5811 | 40.7302 | 55.2753 | 51.6645 | 45.7908 | 41.1832 | 39.7641 | 39.2454 | 38.8555 | 38.8023 | 38.9133 | 39.1526 | 39.2248 | 39.2355 | 41.2337 | 50.6557 | 54.615 | 59.6625 | 66.6113 | 74.0805 | 86.4541 | 80.477 | 82.5305 | 85.4854 | 83.0132 | 80.433 | 78.7243 | 78.2424 | 78.1087 | 56.5972
Commercial_Warehouse_New_Food Preparation_Natural Gas_Conveyor Oven_E2_Baseline Forecast | Commercial | Warehouse | New | Food Preparation | Natural Gas | Conveyor Oven | E2 |  | Baseline Forecast | 0 | 14.7434 | 71.1127 | 45.446 | 58.6117 | 79.5426 | 74.3464 | 65.8941 | 59.2637 | 57.2215 | 56.4751 | 55.914 | 55.8374 | 55.9972 | 56.3416 | 56.4454 | 56.4608 | 59.3364 | 72.8949 | 78.5923 | 85.8558 | 95.8552 | 106.6036 | 124.4096 | 115.8084 | 118.7634 | 123.0155 | 119.458 | 115.745 | 113.2861 | 112.5927 | 112.4004 | 81.4448
Commercial_Warehouse_New_Food Preparation_Natural Gas_Conveyor Oven_E3_Baseline Forecast | Commercial | Warehouse | New | Food Preparation | Natural Gas | Conveyor Oven | E3 |  | Baseline Forecast | 0 | 0 | 0 | 0 | 0 | 0 | 0 | 0 | 0 | 0 | 0 | 0 | 0 | 0 | 0 | 0 | 0 | 0 | 0 | 0 | 0 | 0 | 0 | 0 | 0 | 0 | 0 | 0 | 0 | 0 | 0 | 0 | 0
Commercial_Warehouse_New_Food Preparation_Natural Gas_Conveyor Oven_E4_Baseline Forecast | Commercial | Warehouse | New | Food Preparation | Natural Gas | Conveyor Oven | E4 |  | Baseline Forecast | 0 | 0 | 0 | 0 | 0 | 0 | 0 | 0 | 0 | 0 | 0 | 0 | 0 | 0 | 0 | 0 | 0 | 0 | 0 | 0 | 0 | 0 | 0 | 0 | 0 | 0 | 0 | 0 | 0 | 0 | 0 | 0 | 0
Commercial_Warehouse_New_Food Preparation_Natural Gas_Conveyor Oven_E5_Baseline Forecast | Commercial | Warehouse | New | Food Preparation | Natural Gas | Conveyor Oven | E5 |  | Baseline Forecast | 0 | 0 | 0 | 0 | 0 | 0 | 0 | 0 | 0 | 0 | 0 | 0 | 0 | 0 | 0 | 0 | 0 | 0 | 0 | 0 | 0 | 0 | 0 | 0 | 0 | 0 | 0 | 0 | 0 | 0 | 0 | 0 | 0
Commercial_Warehouse_New_Food Preparation_Natural Gas_Conveyor Oven_E6_Baseline Forecast | Commercial | Warehouse | New | Food Preparation | Natural Gas | Conveyor Oven | E6 |  | Baseline Forecast | 0 | 0 | 0 | 0 | 0 | 0 | 0 | 0 | 0 | 0 | 0 | 0 | 0 | 0 | 0 | 0 | 0 | 0 | 0 | 0 | 0 | 0 | 0 | 0 | 0 | 0 | 0 | 0 | 0 | 0 | 0 | 0 | 0
Commercial_Warehouse_New_Food Preparation_Natural Gas_Conveyor Oven_E7_Baseline Forecast | Commercial | Warehouse | New | Food Preparation | Natural Gas | Conveyor Oven | E7 |  | Baseline Forecast | 0 | 0 | 0 | 0 | 0 | 0 | 0 | 0 | 0 | 0 | 0 | 0 | 0 | 0 | 0 | 0 | 0 | 0 | 0 | 0 | 0 | 0 | 0 | 0 | 0 | 0 | 0 | 0 | 0 | 0 | 0 | 0 | 0
Commercial_Warehouse_New_Food Preparation_Natural Gas_Conveyor Oven_E8_Baseline Forecast | Commercial | Warehouse | New | Food Preparation | Natural Gas | Conveyor Oven | E8 |  | Baseline Forecast | 0 | 0 | 0 | 0 | 0 | 0 | 0 | 0 | 0 | 0 | 0 | 0 | 0 | 0 | 0 | 0 | 0 | 0 | 0 | 0 | 0 | 0 | 0 | 0 | 0 | 0 | 0 | 0 | 0 | 0 | 0 | 0 | 0
Commercial_Warehouse_New_Food Preparation_Natural Gas_Conveyor Oven_E9_Baseline Forecast | Commercial | Warehouse | New | Food Preparation | Natural Gas | Conveyor Oven | E9 |  | Baseline Forecast | 0 | 0 | 0 | 0 | 0 | 0 | 0 | 0 | 0 | 0 | 0 | 0 | 0 | 0 | 0 | 0 | 0 | 0 | 0 | 0 | 0 | 0 | 0 | 0 | 0 | 0 | 0 | 0 | 0 | 0 | 0 | 0 | 0
Commercial_Warehouse_New_Food Preparation_Natural Gas_Conveyor Oven_E10_Baseline Forecast | Commercial | Warehouse | New | Food Preparation | Natural Gas | Conveyor Oven | E10 |  | Baseline Forecast | 0 | 0 | 0 | 0 | 0 | 0 | 0 | 0 | 0 | 0 | 0 | 0 | 0 | 0 | 0 | 0 | 0 | 0 | 0 | 0 | 0 | 0 | 0 | 0 | 0 | 0 | 0 | 0 | 0 | 0 | 0 | 0 | 0
Commercial_Warehouse_New_Food Preparation_Natural Gas_Double Rack Oven_E1_Baseline Forecast | Commercial | Warehouse | New | Food Preparation | Natural Gas | Double Rack Oven | E1 |  | Baseline Forecast | 0 | 10.2454 | 49.4173 | 31.5811 | 40.7302 | 55.2753 | 51.6645 | 45.7908 | 41.1832 | 39.7641 | 39.2454 | 38.8555 | 40.8513 | 50.436 | 54.687 | 59.7983 | 66.7494 | 74.2145 | 86.5837 | 80.6021 | 82.6574 | 85.6141 | 83.0886 | 80.8643 | 81.3235 | 83.4219 | 86.3602 | 90.1362 | 95.2767 | 103.8538 | 108.1223 | 112.175 | 95.0504
Commercial_Warehouse_New_Food Preparation_Natural Gas_Double Rack Oven_E2_Baseline Forecast | Commercial | Warehouse | New | Food Preparation | Natural Gas | Double Rack Oven | E2 |  | Baseline Forecast | 0 | 14.7434 | 71.1127 | 45.446 | 58.6117 | 79.5426 | 74.3464 | 65.8941 | 59.2637 | 57.2215 | 56.4751 | 55.914 | 58.7861 | 72.5786 | 78.696 | 86.0513 | 96.054 | 106.7964 | 124.5961 | 115.9884 | 118.946 | 123.2008 | 119.5666 | 116.3657 | 117.0266 | 120.0461 | 124.2744 | 129.7081 | 137.1055 | 149.4481 | 155.5906 | 161.4226 | 136.7798
Commercial_Warehouse_New_Food Preparation_Natural Gas_Double Rack Oven_E3_Baseline Forecast | Commercial | Warehouse | New | Food Preparation | Natural Gas | Double Rack Oven | E3 |  | Baseline Forecast | 0 | 0 | 0 | 0 | 0 | 0 | 0 | 0 | 0 | 0 | 0 | 0 | 0 | 0 | 0 | 0 | 0 | 0 | 0 | 0 | 0 | 0 | 0 | 0 | 0 | 0 | 0 | 0 | 0 | 0 | 0 | 0 | 0
Commercial_Warehouse_New_Food Preparation_Natural Gas_Double Rack Oven_E4_Baseline Forecast | Commercial | Warehouse | New | Food Preparation | Natural Gas | Double Rack Oven | E4 |  | Baseline Forecast | 0 | 0 | 0 | 0 | 0 | 0 | 0 | 0 | 0 | 0 | 0 | 0 | 0 | 0 | 0 | 0 | 0 | 0 | 0 | 0 | 0 | 0 | 0 | 0 | 0 | 0 | 0 | 0 | 0 | 0 | 0 | 0 | 0
Commercial_Warehouse_New_Food Preparation_Natural Gas_Double Rack Oven_E5_Baseline Forecast | Commercial | Warehouse | New | Food Preparation | Natural Gas | Double Rack Oven | E5 |  | Baseline Forecast | 0 | 0 | 0 | 0 | 0 | 0 | 0 | 0 | 0 | 0 | 0 | 0 | 0 | 0 | 0 | 0 | 0 | 0 | 0 | 0 | 0 | 0 | 0 | 0 | 0 | 0 | 0 | 0 | 0 | 0 | 0 | 0 | 0
Commercial_Warehouse_New_Food Preparation_Natural Gas_Double Rack Oven_E6_Baseline Forecast | Commercial | Warehouse | New | Food Preparation | Natural Gas | Double Rack Oven | E6 |  | Baseline Forecast | 0 | 0 | 0 | 0 | 0 | 0 | 0 | 0 | 0 | 0 | 0 | 0 | 0 | 0 | 0 | 0 | 0 | 0 | 0 | 0 | 0 | 0 | 0 | 0 | 0 | 0 | 0 | 0 | 0 | 0 | 0 | 0 | 0
Commercial_Warehouse_New_Food Preparation_Natural Gas_Double Rack Oven_E7_Baseline Forecast | Commercial | Warehouse | New | Food Preparation | Natural Gas | Double Rack Oven | E7 |  | Baseline Forecast | 0 | 0 | 0 | 0 | 0 | 0 | 0 | 0 | 0 | 0 | 0 | 0 | 0 | 0 | 0 | 0 | 0 | 0 | 0 | 0 | 0 | 0 | 0 | 0 | 0 | 0 | 0 | 0 | 0 | 0 | 0 | 0 | 0
Commercial_Warehouse_New_Food Preparation_Natural Gas_Double Rack Oven_E8_Baseline Forecast | Commercial | Warehouse | New | Food Preparation | Natural Gas | Double Rack Oven | E8 |  | Baseline Forecast | 0 | 0 | 0 | 0 | 0 | 0 | 0 | 0 | 0 | 0 | 0 | 0 | 0 | 0 | 0 | 0 | 0 | 0 | 0 | 0 | 0 | 0 | 0 | 0 | 0 | 0 | 0 | 0 | 0 | 0 | 0 | 0 | 0
Commercial_Warehouse_New_Food Preparation_Natural Gas_Double Rack Oven_E9_Baseline Forecast | Commercial | Warehouse | New | Food Preparation | Natural Gas | Double Rack Oven | E9 |  | Baseline Forecast | 0 | 0 | 0 | 0 | 0 | 0 | 0 | 0 | 0 | 0 | 0 | 0 | 0 | 0 | 0 | 0 | 0 | 0 | 0 | 0 | 0 | 0 | 0 | 0 | 0 | 0 | 0 | 0 | 0 | 0 | 0 | 0 | 0
Commercial_Warehouse_New_Food Preparation_Natural Gas_Double Rack Oven_E10_Baseline Forecast | Commercial | Warehouse | New | Food Preparation | Natural Gas | Double Rack Oven | E10 |  | Baseline Forecast | 0 | 0 | 0 | 0 | 0 | 0 | 0 | 0 | 0 | 0 | 0 | 0 | 0 | 0 | 0 | 0 | 0 | 0 | 0 | 0 | 0 | 0 | 0 | 0 | 0 | 0 | 0 | 0 | 0 | 0 | 0 | 0 | 0
Commercial_Warehouse_New_Food Preparation_Natural Gas_Fryer_E1_Baseline Forecast | Commercial | Warehouse | New | Food Preparation | Natural Gas | Fryer | E1 |  | Baseline Forecast | 0 | 73.9667 | 356.7687 | 0 | 0 | 0 | 0 | 0 | 0 | 0 | 0 | 0 | 0 | 0 | 0 | 0 | 0 | 0 | 0 | 0 | 0 | 0 | 0 | 0 | 0 | 0 | 0 | 0 | 0 | 0 | 0 | 0 | 0
Commercial_Warehouse_New_Food Preparation_Natural Gas_Fryer_E2_Baseline Forecast | Commercial | Warehouse | New | Food Preparation | Natural Gas | Fryer | E2 |  | Baseline Forecast | 0 | 25.9883 | 125.3512 | 308.1083 | 397.3677 | 539.2716 | 529.0324 | 586.011 | 583.2683 | 623.3948 | 718.0089 | 853.3709 | 839.4873 | 892.3371 | 956.0216 | 990.2866 | 1065.3537 | 1103.4367 | 1155.2526 | 1222.8319 | 1292.2176 | 1327.628 | 1379.026 | 1432.9796 | 1483.2367 | 1548.373 | 1597.3176 | 1650.1509 | 1707.0215 | 1762.6841 | 1812.6693 | 1866.2051 | 1710.9993
Commercial_Warehouse_New_Food Preparation_Natural Gas_Fryer_E3_Baseline Forecast | Commercial | Warehouse | New | Food Preparation | Natural Gas | Fryer | E3 |  | Baseline Forecast | 0 | 0 | 0 | 0 | 0 | 0 | 0 | 0 | 0 | 0 | 0 | 0 | 0 | 0 | 0 | 0 | 0 | 0 | 0 | 0 | 0 | 0 | 0 | 0 | 0 | 0 | 0 | 0 | 0 | 0 | 0 | 0 | 0
Commercial_Warehouse_New_Food Preparation_Natural Gas_Fryer_E4_Baseline Forecast | Commercial | Warehouse | New | Food Preparation | Natural Gas | Fryer | E4 |  | Baseline Forecast | 0 | 0 | 0 | 0 | 0 | 0 | 0 | 0 | 0 | 0 | 0 | 0 | 0 | 0 | 0 | 0 | 0 | 0 | 0 | 0 | 0 | 0 | 0 | 0 | 0 | 0 | 0 | 0 | 0 | 0 | 0 | 0 | 0
Commercial_Warehouse_New_Food Preparation_Natural Gas_Fryer_E5_Baseline Forecast | Commercial | Warehouse | New | Food Preparation | Natural Gas | Fryer | E5 |  | Baseline Forecast | 0 | 0 | 0 | 0 | 0 | 0 | 0 | 0 | 0 | 0 | 0 | 0 | 0 | 0 | 0 | 0 | 0 | 0 | 0 | 0 | 0 | 0 | 0 | 0 | 0 | 0 | 0 | 0 | 0 | 0 | 0 | 0 | 0
Commercial_Warehouse_New_Food Preparation_Natural Gas_Fryer_E6_Baseline Forecast | Commercial | Warehouse | New | Food Preparation | Natural Gas | Fryer | E6 |  | Baseline Forecast | 0 | 0 | 0 | 0 | 0 | 0 | 0 | 0 | 0 | 0 | 0 | 0 | 0 | 0 | 0 | 0 | 0 | 0 | 0 | 0 | 0 | 0 | 0 | 0 | 0 | 0 | 0 | 0 | 0 | 0 | 0 | 0 | 0
Commercial_Warehouse_New_Food Preparation_Natural Gas_Fryer_E7_Baseline Forecast | Commercial | Warehouse | New | Food Preparation | Natural Gas | Fryer | E7 |  | Baseline Forecast | 0 | 0 | 0 | 0 | 0 | 0 | 0 | 0 | 0 | 0 | 0 | 0 | 0 | 0 | 0 | 0 | 0 | 0 | 0 | 0 | 0 | 0 | 0 | 0 | 0 | 0 | 0 | 0 | 0 | 0 | 0 | 0 | 0
Commercial_Warehouse_New_Food Preparation_Natural Gas_Fryer_E8_Baseline Forecast | Commercial | Warehouse | New | Food Preparation | Natural Gas | Fryer | E8 |  | Baseline Forecast | 0 | 0 | 0 | 0 | 0 | 0 | 0 | 0 | 0 | 0 | 0 | 0 | 0 | 0 | 0 | 0 | 0 | 0 | 0 | 0 | 0 | 0 | 0 | 0 | 0 | 0 | 0 | 0 | 0 | 0 | 0 | 0 | 0
Commercial_Warehouse_New_Food Preparation_Natural Gas_Fryer_E9_Baseline Forecast | Commercial | Warehouse | New | Food Preparation | Natural Gas | Fryer | E9 |  | Baseline Forecast | 0 | 0 | 0 | 0 | 0 | 0 | 0 | 0 | 0 | 0 | 0 | 0 | 0 | 0 | 0 | 0 | 0 | 0 | 0 | 0 | 0 | 0 | 0 | 0 | 0 | 0 | 0 | 0 | 0 | 0 | 0 | 0 | 0
Commercial_Warehouse_New_Food Preparation_Natural Gas_Fryer_E10_Baseline Forecast | Commercial | Warehouse | New | Food Preparation | Natural Gas | Fryer | E10 |  | Baseline Forecast | 0 | 0 | 0 | 0 | 0 | 0 | 0 | 0 | 0 | 0 | 0 | 0 | 0 | 0 | 0 | 0 | 0 | 0 | 0 | 0 | 0 | 0 | 0 | 0 | 0 | 0 | 0 | 0 | 0 | 0 | 0 | 0 | 0
Commercial_Warehouse_New_Food Preparation_Natural Gas_Broiler_E1_Baseline Forecast | Commercial | Warehouse | New | Food Preparation | Natural Gas | Broiler | E1 |  | Baseline Forecast | 0 | 0 | 0 | 0 | 0 | 0 | 0 | 0 | 0 | 0 | 0 | 0 | 0 | 0 | 0 | 0 | 0 | 0 | 0 | 0 | 0 | 0 | 0 | 0 | 0 | 0 | 0 | 0 | 0 | 0 | 0 | 0 | 0
Commercial_Warehouse_New_Food Preparation_Natural Gas_Broiler_E2_Baseline Forecast | Commercial | Warehouse | New | Food Preparation | Natural Gas | Broiler | E2 |  | Baseline Forecast | 0 | 0 | 0 | 0 | 0 | 0 | 0 | 0 | 0 | 0 | 0 | 0 | 0 | 0 | 0 | 0 | 0 | 0 | 0 | 0 | 0 | 0 | 0 | 0 | 0 | 0 | 0 | 0 | 0 | 0 | 0 | 0 | 0
Commercial_Warehouse_New_Food Preparation_Natural Gas_Broiler_E3_Baseline Forecast | Commercial | Warehouse | New | Food Preparation | Natural Gas | Broiler | E3 |  | Baseline Forecast | 0 | 0 | 0 | 0 | 0 | 0 | 0 | 0 | 0 | 0 | 0 | 0 | 0 | 0 | 0 | 0 | 0 | 0 | 0 | 0 | 0 | 0 | 0 | 0 | 0 | 0 | 0 | 0 | 0 | 0 | 0 | 0 | 0
Commercial_Warehouse_New_Food Preparation_Natural Gas_Broiler_E4_Baseline Forecast | Commercial | Warehouse | New | Food Preparation | Natural Gas | Broiler | E4 |  | Baseline Forecast | 0 | 0 | 0 | 0 | 0 | 0 | 0 | 0 | 0 | 0 | 0 | 0 | 0 | 0 | 0 | 0 | 0 | 0 | 0 | 0 | 0 | 0 | 0 | 0 | 0 | 0 | 0 | 0 | 0 | 0 | 0 | 0 | 0
Commercial_Warehouse_New_Food Preparation_Natural Gas_Broiler_E5_Baseline Forecast | Commercial | Warehouse | New | Food Preparation | Natural Gas | Broiler | E5 |  | Baseline Forecast | 0 | 0 | 0 | 0 | 0 | 0 | 0 | 0 | 0 | 0 | 0 | 0 | 0 | 0 | 0 | 0 | 0 | 0 | 0 | 0 | 0 | 0 | 0 | 0 | 0 | 0 | 0 | 0 | 0 | 0 | 0 | 0 | 0
Commercial_Warehouse_New_Food Preparation_Natural Gas_Broiler_E6_Baseline Forecast | Commercial | Warehouse | New | Food Preparation | Natural Gas | Broiler | E6 |  | Baseline Forecast | 0 | 0 | 0 | 0 | 0 | 0 | 0 | 0 | 0 | 0 | 0 | 0 | 0 | 0 | 0 | 0 | 0 | 0 | 0 | 0 | 0 | 0 | 0 | 0 | 0 | 0 | 0 | 0 | 0 | 0 | 0 | 0 | 0
Commercial_Warehouse_New_Food Preparation_Natural Gas_Broiler_E7_Baseline Forecast | Commercial | Warehouse | New | Food Preparation | Natural Gas | Broiler | E7 |  | Baseline Forecast | 0 | 0 | 0 | 0 | 0 | 0 | 0 | 0 | 0 | 0 | 0 | 0 | 0 | 0 | 0 | 0 | 0 | 0 | 0 | 0 | 0 | 0 | 0 | 0 | 0 | 0 | 0 | 0 | 0 | 0 | 0 | 0 | 0
Commercial_Warehouse_New_Food Preparation_Natural Gas_Broiler_E8_Baseline Forecast | Commercial | Warehouse | New | Food Preparation | Natural Gas | Broiler | E8 |  | Baseline Forecast | 0 | 0 | 0 | 0 | 0 | 0 | 0 | 0 | 0 | 0 | 0 | 0 | 0 | 0 | 0 | 0 | 0 | 0 | 0 | 0 | 0 | 0 | 0 | 0 | 0 | 0 | 0 | 0 | 0 | 0 | 0 | 0 | 0
Commercial_Warehouse_New_Food Preparation_Natural Gas_Broiler_E9_Baseline Forecast | Commercial | Warehouse | New | Food Preparation | Natural Gas | Broiler | E9 |  | Baseline Forecast | 0 | 0 | 0 | 0 | 0 | 0 | 0 | 0 | 0 | 0 | 0 | 0 | 0 | 0 | 0 | 0 | 0 | 0 | 0 | 0 | 0 | 0 | 0 | 0 | 0 | 0 | 0 | 0 | 0 | 0 | 0 | 0 | 0
Commercial_Warehouse_New_Food Preparation_Natural Gas_Broiler_E10_Baseline Forecast | Commercial | Warehouse | New | Food Preparation | Natural Gas | Broiler | E10 |  | Baseline Forecast | 0 | 0 | 0 | 0 | 0 | 0 | 0 | 0 | 0 | 0 | 0 | 0 | 0 | 0 | 0 | 0 | 0 | 0 | 0 | 0 | 0 | 0 | 0 | 0 | 0 | 0 | 0 | 0 | 0 | 0 | 0 | 0 | 0
Commercial_Warehouse_New_Food Preparation_Natural Gas_Griddle_E1_Baseline Forecast | Commercial | Warehouse | New | Food Preparation | Natural Gas | Griddle | E1 |  | Baseline Forecast | 0 | 70.968 | 342.3051 | 218.7569 | 282.1311 | 382.8828 | 357.871 | 317.1851 | 285.2692 | 275.4391 | 271.8461 | 269.1454 | 282.9702 | 349.3616 | 378.8078 | 414.2128 | 462.3617 | 514.0709 | 599.7505 | 558.3171 | 572.5534 | 593.0342 | 575.5408 | 560.1331 | 563.3143 | 577.849 | 598.2022 | 624.3578 | 659.9656 | 719.3773 | 748.9446 | 777.0173 | 658.3977
Commercial_Warehouse_New_Food Preparation_Natural Gas_Griddle_E2_Baseline Forecast | Commercial | Warehouse | New | Food Preparation | Natural Gas | Griddle | E2 |  | Baseline Forecast | 0 | 28.9869 | 139.8148 | 89.3514 | 115.2366 | 156.3888 | 146.1727 | 129.5545 | 116.5184 | 112.5033 | 111.0357 | 109.9326 | 115.5794 | 142.697 | 154.7243 | 169.1855 | 188.852 | 209.9726 | 244.9685 | 228.045 | 233.8599 | 242.2252 | 235.08 | 228.7868 | 230.0861 | 236.0229 | 244.3361 | 255.0194 | 269.5634 | 293.8302 | 305.9069 | 317.3733 | 268.923
Commercial_Warehouse_New_Food Preparation_Natural Gas_Griddle_E3_Baseline Forecast | Commercial | Warehouse | New | Food Preparation | Natural Gas | Griddle | E3 |  | Baseline Forecast | 0 | 0 | 0 | 0 | 0 | 0 | 0 | 0 | 0 | 0 | 0 | 0 | 0 | 0 | 0 | 0 | 0 | 0 | 0 | 0 | 0 | 0 | 0 | 0 | 0 | 0 | 0 | 0 | 0 | 0 | 0 | 0 | 0
Commercial_Warehouse_New_Food Preparation_Natural Gas_Griddle_E4_Baseline Forecast | Commercial | Warehouse | New | Food Preparation | Natural Gas | Griddle | E4 |  | Baseline Forecast | 0 | 0 | 0 | 0 | 0 | 0 | 0 | 0 | 0 | 0 | 0 | 0 | 0 | 0 | 0 | 0 | 0 | 0 | 0 | 0 | 0 | 0 | 0 | 0 | 0 | 0 | 0 | 0 | 0 | 0 | 0 | 0 | 0
Commercial_Warehouse_New_Food Preparation_Natural Gas_Griddle_E5_Baseline Forecast | Commercial | Warehouse | New | Food Preparation | Natural Gas | Griddle | E5 |  | Baseline Forecast | 0 | 0 | 0 | 0 | 0 | 0 | 0 | 0 | 0 | 0 | 0 | 0 | 0 | 0 | 0 | 0 | 0 | 0 | 0 | 0 | 0 | 0 | 0 | 0 | 0 | 0 | 0 | 0 | 0 | 0 | 0 | 0 | 0
Commercial_Warehouse_New_Food Preparation_Natural Gas_Griddle_E6_Baseline Forecast | Commercial | Warehouse | New | Food Preparation | Natural Gas | Griddle | E6 |  | Baseline Forecast | 0 | 0 | 0 | 0 | 0 | 0 | 0 | 0 | 0 | 0 | 0 | 0 | 0 | 0 | 0 | 0 | 0 | 0 | 0 | 0 | 0 | 0 | 0 | 0 | 0 | 0 | 0 | 0 | 0 | 0 | 0 | 0 | 0
Commercial_Warehouse_New_Food Preparation_Natural Gas_Griddle_E7_Baseline Forecast | Commercial | Warehouse | New | Food Preparation | Natural Gas | Griddle | E7 |  | Baseline Forecast | 0 | 0 | 0 | 0 | 0 | 0 | 0 | 0 | 0 | 0 | 0 | 0 | 0 | 0 | 0 | 0 | 0 | 0 | 0 | 0 | 0 | 0 | 0 | 0 | 0 | 0 | 0 | 0 | 0 | 0 | 0 | 0 | 0
Commercial_Warehouse_New_Food Preparation_Natural Gas_Griddle_E8_Baseline Forecast | Commercial | Warehouse | New | Food Preparation | Natural Gas | Griddle | E8 |  | Baseline Forecast | 0 | 0 | 0 | 0 | 0 | 0 | 0 | 0 | 0 | 0 | 0 | 0 | 0 | 0 | 0 | 0 | 0 | 0 | 0 | 0 | 0 | 0 | 0 | 0 | 0 | 0 | 0 | 0 | 0 | 0 | 0 | 0 | 0
Commercial_Warehouse_New_Food Preparation_Natural Gas_Griddle_E9_Baseline Forecast | Commercial | Warehouse | New | Food Preparation | Natural Gas | Griddle | E9 |  | Baseline Forecast | 0 | 0 | 0 | 0 | 0 | 0 | 0 | 0 | 0 | 0 | 0 | 0 | 0 | 0 | 0 | 0 | 0 | 0 | 0 | 0 | 0 | 0 | 0 | 0 | 0 | 0 | 0 | 0 | 0 | 0 | 0 | 0 | 0
Commercial_Warehouse_New_Food Preparation_Natural Gas_Griddle_E10_Baseline Forecast | Commercial | Warehouse | New | Food Preparation | Natural Gas | Griddle | E10 |  | Baseline Forecast | 0 | 0 | 0 | 0 | 0 | 0 | 0 | 0 | 0 | 0 | 0 | 0 | 0 | 0 | 0 | 0 | 0 | 0 | 0 | 0 | 0 | 0 | 0 | 0 | 0 | 0 | 0 | 0 | 0 | 0 | 0 | 0 | 0
Commercial_Warehouse_New_Food Preparation_Natural Gas_Range_E1_Baseline Forecast | Commercial | Warehouse | New | Food Preparation | Natural Gas | Range | E1 |  | Baseline Forecast | 0 | 40.9815 | 197.6691 | 126.3244 | 162.9208 | 221.1013 | 206.6579 | 183.1632 | 164.7329 | 159.0564 | 165.1779 | 201.5129 | 217.3466 | 237.9474 | 266.6662 | 297.0182 | 346.7447 | 322.8248 | 330.8058 | 344.0285 | 343.037 | 343.0448 | 348.2852 | 361.5248 | 381.2392 | 415.0559 | 431.9564 | 448.328 | 466.2034 | 480.7391 | 497.4535 | 492.5728 | 413.9167
Commercial_Warehouse_New_Food Preparation_Natural Gas_Range_E2_Baseline Forecast | Commercial | Warehouse | New | Food Preparation | Natural Gas | Range | E2 |  | Baseline Forecast | 0 | 58.9734 | 284.4507 | 181.7839 | 234.447 | 318.1702 | 297.3858 | 263.5763 | 237.0547 | 228.886 | 237.695 | 289.9819 | 312.7671 | 342.4121 | 383.7392 | 427.4165 | 498.974 | 464.5528 | 476.0376 | 495.0655 | 493.6387 | 493.6498 | 501.1909 | 520.243 | 548.6126 | 597.2756 | 621.5958 | 645.1549 | 670.8781 | 691.7953 | 715.8478 | 708.8243 | 595.6363
Commercial_Warehouse_New_Food Preparation_Natural Gas_Range_E3_Baseline Forecast | Commercial | Warehouse | New | Food Preparation | Natural Gas | Range | E3 |  | Baseline Forecast | 0 | 0 | 0 | 0 | 0 | 0 | 0 | 0 | 0 | 0 | 0 | 0 | 0 | 0 | 0 | 0 | 0 | 0 | 0 | 0 | 0 | 0 | 0 | 0 | 0 | 0 | 0 | 0 | 0 | 0 | 0 | 0 | 0
Commercial_Warehouse_New_Food Preparation_Natural Gas_Range_E4_Baseline Forecast | Commercial | Warehouse | New | Food Preparation | Natural Gas | Range | E4 |  | Baseline Forecast | 0 | 0 | 0 | 0 | 0 | 0 | 0 | 0 | 0 | 0 | 0 | 0 | 0 | 0 | 0 | 0 | 0 | 0 | 0 | 0 | 0 | 0 | 0 | 0 | 0 | 0 | 0 | 0 | 0 | 0 | 0 | 0 | 0
Commercial_Warehouse_New_Food Preparation_Natural Gas_Range_E5_Baseline Forecast | Commercial | Warehouse | New | Food Preparation | Natural Gas | Range | E5 |  | Baseline Forecast | 0 | 0 | 0 | 0 | 0 | 0 | 0 | 0 | 0 | 0 | 0 | 0 | 0 | 0 | 0 | 0 | 0 | 0 | 0 | 0 | 0 | 0 | 0 | 0 | 0 | 0 | 0 | 0 | 0 | 0 | 0 | 0 | 0
Commercial_Warehouse_New_Food Preparation_Natural Gas_Range_E6_Baseline Forecast | Commercial | Warehouse | New | Food Preparation | Natural Gas | Range | E6 |  | Baseline Forecast | 0 | 0 | 0 | 0 | 0 | 0 | 0 | 0 | 0 | 0 | 0 | 0 | 0 | 0 | 0 | 0 | 0 | 0 | 0 | 0 | 0 | 0 | 0 | 0 | 0 | 0 | 0 | 0 | 0 | 0 | 0 | 0 | 0
Commercial_Warehouse_New_Food Preparation_Natural Gas_Range_E7_Baseline Forecast | Commercial | Warehouse | New | Food Preparation | Natural Gas | Range | E7 |  | Baseline Forecast | 0 | 0 | 0 | 0 | 0 | 0 | 0 | 0 | 0 | 0 | 0 | 0 | 0 | 0 | 0 | 0 | 0 | 0 | 0 | 0 | 0 | 0 | 0 | 0 | 0 | 0 | 0 | 0 | 0 | 0 | 0 | 0 | 0
Commercial_Warehouse_New_Food Preparation_Natural Gas_Range_E8_Baseline Forecast | Commercial | Warehouse | New | Food Preparation | Natural Gas | Range | E8 |  | Baseline Forecast | 0 | 0 | 0 | 0 | 0 | 0 | 0 | 0 | 0 | 0 | 0 | 0 | 0 | 0 | 0 | 0 | 0 | 0 | 0 | 0 | 0 | 0 | 0 | 0 | 0 | 0 | 0 | 0 | 0 | 0 | 0 | 0 | 0
Commercial_Warehouse_New_Food Preparation_Natural Gas_Range_E9_Baseline Forecast | Commercial | Warehouse | New | Food Preparation | Natural Gas | Range | E9 |  | Baseline Forecast | 0 | 0 | 0 | 0 | 0 | 0 | 0 | 0 | 0 | 0 | 0 | 0 | 0 | 0 | 0 | 0 | 0 | 0 | 0 | 0 | 0 | 0 | 0 | 0 | 0 | 0 | 0 | 0 | 0 | 0 | 0 | 0 | 0
Commercial_Warehouse_New_Food Preparation_Natural Gas_Range_E10_Baseline Forecast | Commercial | Warehouse | New | Food Preparation | Natural Gas | Range | E10 |  | Baseline Forecast | 0 | 0 | 0 | 0 | 0 | 0 | 0 | 0 | 0 | 0 | 0 | 0 | 0 | 0 | 0 | 0 | 0 | 0 | 0 | 0 | 0 | 0 | 0 | 0 | 0 | 0 | 0 | 0 | 0 | 0 | 0 | 0 | 0
Commercial_Warehouse_New_Food Preparation_Natural Gas_Steamer_E1_Baseline Forecast | Commercial | Warehouse | New | Food Preparation | Natural Gas | Steamer | E1 |  | Baseline Forecast | 0 | 0 | 0 | 0 | 0 | 0 | 0 | 0 | 0 | 0 | 0 | 0 | 0 | 0 | 0 | 0 | 0 | 0 | 0 | 0 | 0 | 0 | 0 | 0 | 0 | 0 | 0 | 0 | 0 | 0 | 0 | 0 | 0
Commercial_Warehouse_New_Food Preparation_Natural Gas_Steamer_E2_Baseline Forecast | Commercial | Warehouse | New | Food Preparation | Natural Gas | Steamer | E2 |  | Baseline Forecast | 0 | 0 | 0 | 0 | 0 | 0 | 0 | 0 | 0 | 0 | 0 | 0 | 0 | 0 | 0 | 0 | 0 | 0 | 0 | 0 | 0 | 0 | 0 | 0 | 0 | 0 | 0 | 0 | 0 | 0 | 0 | 0 | 0
Commercial_Warehouse_New_Food Preparation_Natural Gas_Steamer_E3_Baseline Forecast | Commercial | Warehouse | New | Food Preparation | Natural Gas | Steamer | E3 |  | Baseline Forecast | 0 | 0 | 0 | 0 | 0 | 0 | 0 | 0 | 0 | 0 | 0 | 0 | 0 | 0 | 0 | 0 | 0 | 0 | 0 | 0 | 0 | 0 | 0 | 0 | 0 | 0 | 0 | 0 | 0 | 0 | 0 | 0 | 0
Commercial_Warehouse_New_Food Preparation_Natural Gas_Steamer_E4_Baseline Forecast | Commercial | Warehouse | New | Food Preparation | Natural Gas | Steamer | E4 |  | Baseline Forecast | 0 | 0 | 0 | 0 | 0 | 0 | 0 | 0 | 0 | 0 | 0 | 0 | 0 | 0 | 0 | 0 | 0 | 0 | 0 | 0 | 0 | 0 | 0 | 0 | 0 | 0 | 0 | 0 | 0 | 0 | 0 | 0 | 0
Commercial_Warehouse_New_Food Preparation_Natural Gas_Steamer_E5_Baseline Forecast | Commercial | Warehouse | New | Food Preparation | Natural Gas | Steamer | E5 |  | Baseline Forecast | 0 | 0 | 0 | 0 | 0 | 0 | 0 | 0 | 0 | 0 | 0 | 0 | 0 | 0 | 0 | 0 | 0 | 0 | 0 | 0 | 0 | 0 | 0 | 0 | 0 | 0 | 0 | 0 | 0 | 0 | 0 | 0 | 0
Commercial_Warehouse_New_Food Preparation_Natural Gas_Steamer_E6_Baseline Forecast | Commercial | Warehouse | New | Food Preparation | Natural Gas | Steamer | E6 |  | Baseline Forecast | 0 | 0 | 0 | 0 | 0 | 0 | 0 | 0 | 0 | 0 | 0 | 0 | 0 | 0 | 0 | 0 | 0 | 0 | 0 | 0 | 0 | 0 | 0 | 0 | 0 | 0 | 0 | 0 | 0 | 0 | 0 | 0 | 0
Commercial_Warehouse_New_Food Preparation_Natural Gas_Steamer_E7_Baseline Forecast | Commercial | Warehouse | New | Food Preparation | Natural Gas | Steamer | E7 |  | Baseline Forecast | 0 | 0 | 0 | 0 | 0 | 0 | 0 | 0 | 0 | 0 | 0 | 0 | 0 | 0 | 0 | 0 | 0 | 0 | 0 | 0 | 0 | 0 | 0 | 0 | 0 | 0 | 0 | 0 | 0 | 0 | 0 | 0 | 0
Commercial_Warehouse_New_Food Preparation_Natural Gas_Steamer_E8_Baseline Forecast | Commercial | Warehouse | New | Food Preparation | Natural Gas | Steamer | E8 |  | Baseline Forecast | 0 | 0 | 0 | 0 | 0 | 0 | 0 | 0 | 0 | 0 | 0 | 0 | 0 | 0 | 0 | 0 | 0 | 0 | 0 | 0 | 0 | 0 | 0 | 0 | 0 | 0 | 0 | 0 | 0 | 0 | 0 | 0 | 0
Commercial_Warehouse_New_Food Preparation_Natural Gas_Steamer_E9_Baseline Forecast | Commercial | Warehouse | New | Food Preparation | Natural Gas | Steamer | E9 |  | Baseline Forecast | 0 | 0 | 0 | 0 | 0 | 0 | 0 | 0 | 0 | 0 | 0 | 0 | 0 | 0 | 0 | 0 | 0 | 0 | 0 | 0 | 0 | 0 | 0 | 0 | 0 | 0 | 0 | 0 | 0 | 0 | 0 | 0 | 0
Commercial_Warehouse_New_Food Preparation_Natural Gas_Steamer_E10_Baseline Forecast | Commercial | Warehouse | New | Food Preparation | Natural Gas | Steamer | E10 |  | Baseline Forecast | 0 | 0 | 0 | 0 | 0 | 0 | 0 | 0 | 0 | 0 | 0 | 0 | 0 | 0 | 0 | 0 | 0 | 0 | 0 | 0 | 0 | 0 | 0 | 0 | 0 | 0 | 0 | 0 | 0 | 0 | 0 | 0 | 0
Commercial_Warehouse_New_Food Preparation_Natural Gas_Food Prep Other_E1_Baseline Forecast | Commercial | Warehouse | New | Food Preparation | Natural Gas | Food Prep Other | E1 |  | Baseline Forecast | 0 | 0 | 0 | 0 | 0 | 0 | 0 | 0 | 0 | 0 | 0 | 0 | 0 | 0 | 0 | 0 | 0 | 0 | 0 | 0 | 0 | 0 | 0 | 0 | 0 | 0 | 0 | 0 | 0 | 0 | 0 | 0 | 0
Commercial_Warehouse_New_Food Preparation_Natural Gas_Food Prep Other_E2_Baseline Forecast | Commercial | Warehouse | New | Food Preparation | Natural Gas | Food Prep Other | E2 |  | Baseline Forecast | 0 | 0 | 0 | 0 | 0 | 0 | 0 | 0 | 0 | 0 | 0 | 0 | 0 | 0 | 0 | 0 | 0 | 0 | 0 | 0 | 0 | 0 | 0 | 0 | 0 | 0 | 0 | 0 | 0 | 0 | 0 | 0 | 0
Commercial_Warehouse_New_Food Preparation_Natural Gas_Food Prep Other_E3_Baseline Forecast | Commercial | Warehouse | New | Food Preparation | Natural Gas | Food Prep Other | E3 |  | Baseline Forecast | 0 | 0 | 0 | 0 | 0 | 0 | 0 | 0 | 0 | 0 | 0 | 0 | 0 | 0 | 0 | 0 | 0 | 0 | 0 | 0 | 0 | 0 | 0 | 0 | 0 | 0 | 0 | 0 | 0 | 0 | 0 | 0 | 0
Commercial_Warehouse_New_Food Preparation_Natural Gas_Food Prep Other_E4_Baseline Forecast | Commercial | Warehouse | New | Food Preparation | Natural Gas | Food Prep Other | E4 |  | Baseline Forecast | 0 | 0 | 0 | 0 | 0 | 0 | 0 | 0 | 0 | 0 | 0 | 0 | 0 | 0 | 0 | 0 | 0 | 0 | 0 | 0 | 0 | 0 | 0 | 0 | 0 | 0 | 0 | 0 | 0 | 0 | 0 | 0 | 0
Commercial_Warehouse_New_Food Preparation_Natural Gas_Food Prep Other_E5_Baseline Forecast | Commercial | Warehouse | New | Food Preparation | Natural Gas | Food Prep Other | E5 |  | Baseline Forecast | 0 | 0 | 0 | 0 | 0 | 0 | 0 | 0 | 0 | 0 | 0 | 0 | 0 | 0 | 0 | 0 | 0 | 0 | 0 | 0 | 0 | 0 | 0 | 0 | 0 | 0 | 0 | 0 | 0 | 0 | 0 | 0 | 0
Commercial_Warehouse_New_Food Preparation_Natural Gas_Food Prep Other_E6_Baseline Forecast | Commercial | Warehouse | New | Food Preparation | Natural Gas | Food Prep Other | E6 |  | Baseline Forecast | 0 | 0 | 0 | 0 | 0 | 0 | 0 | 0 | 0 | 0 | 0 | 0 | 0 | 0 | 0 | 0 | 0 | 0 | 0 | 0 | 0 | 0 | 0 | 0 | 0 | 0 | 0 | 0 | 0 | 0 | 0 | 0 | 0
Commercial_Warehouse_New_Food Preparation_Natural Gas_Food Prep Other_E7_Baseline Forecast | Commercial | Warehouse | New | Food Preparation | Natural Gas | Food Prep Other | E7 |  | Baseline Forecast | 0 | 0 | 0 | 0 | 0 | 0 | 0 | 0 | 0 | 0 | 0 | 0 | 0 | 0 | 0 | 0 | 0 | 0 | 0 | 0 | 0 | 0 | 0 | 0 | 0 | 0 | 0 | 0 | 0 | 0 | 0 | 0 | 0
Commercial_Warehouse_New_Food Preparation_Natural Gas_Food Prep Other_E8_Baseline Forecast | Commercial | Warehouse | New | Food Preparation | Natural Gas | Food Prep Other | E8 |  | Baseline Forecast | 0 | 0 | 0 | 0 | 0 | 0 | 0 | 0 | 0 | 0 | 0 | 0 | 0 | 0 | 0 | 0 | 0 | 0 | 0 | 0 | 0 | 0 | 0 | 0 | 0 | 0 | 0 | 0 | 0 | 0 | 0 | 0 | 0
Commercial_Warehouse_New_Food Preparation_Natural Gas_Food Prep Other_E9_Baseline Forecast | Commercial | Warehouse | New | Food Preparation | Natural Gas | Food Prep Other | E9 |  | Baseline Forecast | 0 | 0 | 0 | 0 | 0 | 0 | 0 | 0 | 0 | 0 | 0 | 0 | 0 | 0 | 0 | 0 | 0 | 0 | 0 | 0 | 0 | 0 | 0 | 0 | 0 | 0 | 0 | 0 | 0 | 0 | 0 | 0 | 0
Commercial_Warehouse_New_Food Preparation_Natural Gas_Food Prep Other_E10_Baseline Forecast | Commercial | Warehouse | New | Food Preparation | Natural Gas | Food Prep Other | E10 |  | Baseline Forecast | 0 | 0 | 0 | 0 | 0 | 0 | 0 | 0 | 0 | 0 | 0 | 0 | 0 | 0 | 0 | 0 | 0 | 0 | 0 | 0 | 0 | 0 | 0 | 0 | 0 | 0 | 0 | 0 | 0 | 0 | 0 | 0 | 0
Commercial_Warehouse_New_Miscellaneous_Natural Gas_Pool Heater_E1_Baseline Forecast | Commercial | Warehouse | New | Miscellaneous | Natural Gas | Pool Heater | E1 |  | Baseline Forecast | 0 | 0 | 0 | 0 | 0 | 0 | 0 | 0 | 0 | 0 | 0 | 0 | 0 | 0 | 0 | 0 | 0 | 0 | 0 | 0 | 0 | 0 | 0 | 0 | 0 | 0 | 0 | 0 | 0 | 0 | 0 | 0 | 0
Commercial_Warehouse_New_Miscellaneous_Natural Gas_Pool Heater_E2_Baseline Forecast | Commercial | Warehouse | New | Miscellaneous | Natural Gas | Pool Heater | E2 |  | Baseline Forecast | 0 | 0 | 0 | 0 | 0 | 0 | 0 | 0 | 0 | 0 | 0 | 0 | 0 | 0 | 0 | 0 | 0 | 0 | 0 | 0 | 0 | 0 | 0 | 0 | 0 | 0 | 0 | 0 | 0 | 0 | 0 | 0 | 0
Commercial_Warehouse_New_Miscellaneous_Natural Gas_Pool Heater_E3_Baseline Forecast | Commercial | Warehouse | New | Miscellaneous | Natural Gas | Pool Heater | E3 |  | Baseline Forecast | 0 | 0 | 0 | 0 | 0 | 0 | 0 | 0 | 0 | 0 | 0 | 0 | 0 | 0 | 0 | 0 | 0 | 0 | 0 | 0 | 0 | 0 | 0 | 0 | 0 | 0 | 0 | 0 | 0 | 0 | 0 | 0 | 0
Commercial_Warehouse_New_Miscellaneous_Natural Gas_Pool Heater_E4_Baseline Forecast | Commercial | Warehouse | New | Miscellaneous | Natural Gas | Pool Heater | E4 |  | Baseline Forecast | 0 | 0 | 0 | 0 | 0 | 0 | 0 | 0 | 0 | 0 | 0 | 0 | 0 | 0 | 0 | 0 | 0 | 0 | 0 | 0 | 0 | 0 | 0 | 0 | 0 | 0 | 0 | 0 | 0 | 0 | 0 | 0 | 0
Commercial_Warehouse_New_Miscellaneous_Natural Gas_Pool Heater_E5_Baseline Forecast | Commercial | Warehouse | New | Miscellaneous | Natural Gas | Pool Heater | E5 |  | Baseline Forecast | 0 | 0 | 0 | 0 | 0 | 0 | 0 | 0 | 0 | 0 | 0 | 0 | 0 | 0 | 0 | 0 | 0 | 0 | 0 | 0 | 0 | 0 | 0 | 0 | 0 | 0 | 0 | 0 | 0 | 0 | 0 | 0 | 0
Commercial_Warehouse_New_Miscellaneous_Natural Gas_Pool Heater_E6_Baseline Forecast | Commercial | Warehouse | New | Miscellaneous | Natural Gas | Pool Heater | E6 |  | Baseline Forecast | 0 | 0 | 0 | 0 | 0 | 0 | 0 | 0 | 0 | 0 | 0 | 0 | 0 | 0 | 0 | 0 | 0 | 0 | 0 | 0 | 0 | 0 | 0 | 0 | 0 | 0 | 0 | 0 | 0 | 0 | 0 | 0 | 0
Commercial_Warehouse_New_Miscellaneous_Natural Gas_Pool Heater_E7_Baseline Forecast | Commercial | Warehouse | New | Miscellaneous | Natural Gas | Pool Heater | E7 |  | Baseline Forecast | 0 | 0 | 0 | 0 | 0 | 0 | 0 | 0 | 0 | 0 | 0 | 0 | 0 | 0 | 0 | 0 | 0 | 0 | 0 | 0 | 0 | 0 | 0 | 0 | 0 | 0 | 0 | 0 | 0 | 0 | 0 | 0 | 0
Commercial_Warehouse_New_Miscellaneous_Natural Gas_Pool Heater_E8_Baseline Forecast | Commercial | Warehouse | New | Miscellaneous | Natural Gas | Pool Heater | E8 |  | Baseline Forecast | 0 | 0 | 0 | 0 | 0 | 0 | 0 | 0 | 0 | 0 | 0 | 0 | 0 | 0 | 0 | 0 | 0 | 0 | 0 | 0 | 0 | 0 | 0 | 0 | 0 | 0 | 0 | 0 | 0 | 0 | 0 | 0 | 0
Commercial_Warehouse_New_Miscellaneous_Natural Gas_Pool Heater_E9_Baseline Forecast | Commercial | Warehouse | New | Miscellaneous | Natural Gas | Pool Heater | E9 |  | Baseline Forecast | 0 | 0 | 0 | 0 | 0 | 0 | 0 | 0 | 0 | 0 | 0 | 0 | 0 | 0 | 0 | 0 | 0 | 0 | 0 | 0 | 0 | 0 | 0 | 0 | 0 | 0 | 0 | 0 | 0 | 0 | 0 | 0 | 0
Commercial_Warehouse_New_Miscellaneous_Natural Gas_Pool Heater_E10_Baseline Forecast | Commercial | Warehouse | New | Miscellaneous | Natural Gas | Pool Heater | E10 |  | Baseline Forecast | 0 | 0 | 0 | 0 | 0 | 0 | 0 | 0 | 0 | 0 | 0 | 0 | 0 | 0 | 0 | 0 | 0 | 0 | 0 | 0 | 0 | 0 | 0 | 0 | 0 | 0 | 0 | 0 | 0 | 0 | 0 | 0 | 0
Commercial_Warehouse_New_Miscellaneous_Natural Gas_Miscellaneous_E1_Baseline Forecast | Commercial | Warehouse | New | Miscellaneous | Natural Gas | Miscellaneous | E1 |  | Baseline Forecast | 0 | 6308.8232 | 30429.7975 | 19446.7718 | 25981.7868 | 39156.6471 | 38979.9151 | 38050.9861 | 39399.8217 | 42088.7548 | 44690.4775 | 48985.022 | 58412.8978 | 56734.2727 | 61101.7527 | 68044.7957 | 69834.6201 | 71736.5663 | 75017.3445 | 78470.5321 | 81709.5336 | 85448.4887 | 90609.0896 | 92254.7234 | 95956.4247 | 100646.2725 | 103400.4046 | 106323.1741 | 109900.7222 | 113411.4821 | 116776.4521 | 120318.0724 | 111066.7792
Commercial_Warehouse_New_Miscellaneous_Natural Gas_Miscellaneous_E2_Baseline Forecast | Commercial | Warehouse | New | Miscellaneous | Natural Gas | Miscellaneous | E2 |  | Baseline Forecast | 0 | 0 | 0 | 0 | 0 | 0 | 0 | 0 | 0 | 0 | 0 | 0 | 0 | 0 | 0 | 0 | 0 | 0 | 0 | 0 | 0 | 0 | 0 | 0 | 0 | 0 | 0 | 0 | 0 | 0 | 0 | 0 | 0
Commercial_Warehouse_New_Miscellaneous_Natural Gas_Miscellaneous_E3_Baseline Forecast | Commercial | Warehouse | New | Miscellaneous | Natural Gas | Miscellaneous | E3 |  | Baseline Forecast | 0 | 0 | 0 | 0 | 0 | 0 | 0 | 0 | 0 | 0 | 0 | 0 | 0 | 0 | 0 | 0 | 0 | 0 | 0 | 0 | 0 | 0 | 0 | 0 | 0 | 0 | 0 | 0 | 0 | 0 | 0 | 0 | 0
Commercial_Warehouse_New_Miscellaneous_Natural Gas_Miscellaneous_E4_Baseline Forecast | Commercial | Warehouse | New | Miscellaneous | Natural Gas | Miscellaneous | E4 |  | Baseline Forecast | 0 | 0 | 0 | 0 | 0 | 0 | 0 | 0 | 0 | 0 | 0 | 0 | 0 | 0 | 0 | 0 | 0 | 0 | 0 | 0 | 0 | 0 | 0 | 0 | 0 | 0 | 0 | 0 | 0 | 0 | 0 | 0 | 0
Commercial_Warehouse_New_Miscellaneous_Natural Gas_Miscellaneous_E5_Baseline Forecast | Commercial | Warehouse | New | Miscellaneous | Natural Gas | Miscellaneous | E5 |  | Baseline Forecast | 0 | 0 | 0 | 0 | 0 | 0 | 0 | 0 | 0 | 0 | 0 | 0 | 0 | 0 | 0 | 0 | 0 | 0 | 0 | 0 | 0 | 0 | 0 | 0 | 0 | 0 | 0 | 0 | 0 | 0 | 0 | 0 | 0
Commercial_Warehouse_New_Miscellaneous_Natural Gas_Miscellaneous_E6_Baseline Forecast | Commercial | Warehouse | New | Miscellaneous | Natural Gas | Miscellaneous | E6 |  | Baseline Forecast | 0 | 0 | 0 | 0 | 0 | 0 | 0 | 0 | 0 | 0 | 0 | 0 | 0 | 0 | 0 | 0 | 0 | 0 | 0 | 0 | 0 | 0 | 0 | 0 | 0 | 0 | 0 | 0 | 0 | 0 | 0 | 0 | 0
Commercial_Warehouse_New_Miscellaneous_Natural Gas_Miscellaneous_E7_Baseline Forecast | Commercial | Warehouse | New | Miscellaneous | Natural Gas | Miscellaneous | E7 |  | Baseline Forecast | 0 | 0 | 0 | 0 | 0 | 0 | 0 | 0 | 0 | 0 | 0 | 0 | 0 | 0 | 0 | 0 | 0 | 0 | 0 | 0 | 0 | 0 | 0 | 0 | 0 | 0 | 0 | 0 | 0 | 0 | 0 | 0 | 0
Commercial_Warehouse_New_Miscellaneous_Natural Gas_Miscellaneous_E8_Baseline Forecast | Commercial | Warehouse | New | Miscellaneous | Natural Gas | Miscellaneous | E8 |  | Baseline Forecast | 0 | 0 | 0 | 0 | 0 | 0 | 0 | 0 | 0 | 0 | 0 | 0 | 0 | 0 | 0 | 0 | 0 | 0 | 0 | 0 | 0 | 0 | 0 | 0 | 0 | 0 | 0 | 0 | 0 | 0 | 0 | 0 | 0
Commercial_Warehouse_New_Miscellaneous_Natural Gas_Miscellaneous_E9_Baseline Forecast | Commercial | Warehouse | New | Miscellaneous | Natural Gas | Miscellaneous | E9 |  | Baseline Forecast | 0 | 0 | 0 | 0 | 0 | 0 | 0 | 0 | 0 | 0 | 0 | 0 | 0 | 0 | 0 | 0 | 0 | 0 | 0 | 0 | 0 | 0 | 0 | 0 | 0 | 0 | 0 | 0 | 0 | 0 | 0 | 0 | 0
Commercial_Warehouse_New_Miscellaneous_Natural Gas_Miscellaneous_E10_Baseline Forecast | Commercial | Warehouse | New | Miscellaneous | Natural Gas | Miscellaneous | E10 |  | Baseline Forecast | 0 | 0 | 0 | 0 | 0 | 0 | 0 | 0 | 0 | 0 | 0 | 0 | 0 | 0 | 0 | 0 | 0 | 0 | 0 | 0 | 0 | 0 | 0 | 0 | 0 | 0 | 0 | 0 | 0 | 0 | 0 | 0 | 0
Commercial_Miscellaneous_Existing_Space Heating_Natural Gas_Furnace_E1_Baseline Forecast | Commercial | Miscellaneous | Existing | Space Heating | Natural Gas | Furnace | E1 |  | Baseline Forecast | 0 | 21184.2762 | 22967.3751 | 24559.9077 | 25993.8826 | 27268.6355 | 28424.6188 | 29483.2483 | 30451.9288 | 31328.1615 | 32116.6234 | 32824.2363 | 33456.3089 | 34018.2489 | 34515.0722 | 34952.7138 | 35336.235 | 35670.3309 | 35959.0534 | 34487.3581 | 33258.7373 | 32241.8474 | 31409.0758 | 30735.6806 | 30199.729 | 29781.567 | 29464.0313 | 29231.9694 | 29072.0268 | 28972.4548 | 28922.9389 | 28914.4426 | 34746.4764
Commercial_Miscellaneous_Existing_Space Heating_Natural Gas_Furnace_E2_Baseline Forecast | Commercial | Miscellaneous | Existing | Space Heating | Natural Gas | Furnace | E2 |  | Baseline Forecast | 0 | 0 | 0 | 0 | 0 | 0 | 0 | 0 | 0 | 0 | 0 | 0 | 0 | 0 | 0 | 0 | 0 | 0 | 0 | 0 | 0 | 0 | 0 | 0 | 0 | 0 | 0 | 0 | 0 | 0 | 0 | 0 | 0
Commercial_Miscellaneous_Existing_Space Heating_Natural Gas_Furnace_E3_Baseline Forecast | Commercial | Miscellaneous | Existing | Space Heating | Natural Gas | Furnace | E3 |  | Baseline Forecast | 0 | 0 | 0 | 0 | 0 | 0 | 0 | 0 | 0 | 0 | 0 | 0 | 0 | 0 | 0 | 0 | 0 | 0 | 0 | 0 | 0 | 0 | 0 | 0 | 0 | 0 | 0 | 0 | 0 | 0 | 0 | 0 | 0
Commercial_Miscellaneous_Existing_Space Heating_Natural Gas_Furnace_E4_Baseline Forecast | Commercial | Miscellaneous | Existing | Space Heating | Natural Gas | Furnace | E4 |  | Baseline Forecast | 0 | 0 | 0 | 0 | 0 | 0 | 0 | 0 | 0 | 0 | 0 | 0 | 0 | 0 | 0 | 0 | 0 | 0 | 0 | 0 | 0 | 0 | 0 | 0 | 0 | 0 | 0 | 0 | 0 | 0 | 0 | 0 | 0
Commercial_Miscellaneous_Existing_Space Heating_Natural Gas_Furnace_E5_Baseline Forecast | Commercial | Miscellaneous | Existing | Space Heating | Natural Gas | Furnace | E5 |  | Baseline Forecast | 0 | 0 | 0 | 0 | 0 | 0 | 0 | 0 | 0 | 0 | 0 | 0 | 0 | 0 | 0 | 0 | 0 | 0 | 0 | 0 | 0 | 0 | 0 | 0 | 0 | 0 | 0 | 0 | 0 | 0 | 0 | 0 | 0
Commercial_Miscellaneous_Existing_Space Heating_Natural Gas_Furnace_E6_Baseline Forecast | Commercial | Miscellaneous | Existing | Space Heating | Natural Gas | Furnace | E6 |  | Baseline Forecast | 0 | 0 | 0 | 0 | 0 | 0 | 0 | 0 | 0 | 0 | 0 | 0 | 0 | 0 | 0 | 0 | 0 | 0 | 0 | 0 | 0 | 0 | 0 | 0 | 0 | 0 | 0 | 0 | 0 | 0 | 0 | 0 | 0
Commercial_Miscellaneous_Existing_Space Heating_Natural Gas_Furnace_E7_Baseline Forecast | Commercial | Miscellaneous | Existing | Space Heating | Natural Gas | Furnace | E7 |  | Baseline Forecast | 0 | 0 | 0 | 0 | 0 | 0 | 0 | 0 | 0 | 0 | 0 | 0 | 0 | 0 | 0 | 0 | 0 | 0 | 0 | 0 | 0 | 0 | 0 | 0 | 0 | 0 | 0 | 0 | 0 | 0 | 0 | 0 | 0
Commercial_Miscellaneous_Existing_Space Heating_Natural Gas_Furnace_E8_Baseline Forecast | Commercial | Miscellaneous | Existing | Space Heating | Natural Gas | Furnace | E8 |  | Baseline Forecast | 0 | 0 | 0 | 0 | 0 | 0 | 0 | 0 | 0 | 0 | 0 | 0 | 0 | 0 | 0 | 0 | 0 | 0 | 0 | 0 | 0 | 0 | 0 | 0 | 0 | 0 | 0 | 0 | 0 | 0 | 0 | 0 | 0
Commercial_Miscellaneous_Existing_Space Heating_Natural Gas_Furnace_E9_Baseline Forecast | Commercial | Miscellaneous | Existing | Space Heating | Natural Gas | Furnace | E9 |  | Baseline Forecast | 0 | 0 | 0 | 0 | 0 | 0 | 0 | 0 | 0 | 0 | 0 | 0 | 0 | 0 | 0 | 0 | 0 | 0 | 0 | 0 | 0 | 0 | 0 | 0 | 0 | 0 | 0 | 0 | 0 | 0 | 0 | 0 | 0
Commercial_Miscellaneous_Existing_Space Heating_Natural Gas_Furnace_E10_Baseline Forecast | Commercial | Miscellaneous | Existing | Space Heating | Natural Gas | Furnace | E10 |  | Baseline Forecast | 0 | 0 | 0 | 0 | 0 | 0 | 0 | 0 | 0 | 0 | 0 | 0 | 0 | 0 | 0 | 0 | 0 | 0 | 0 | 0 | 0 | 0 | 0 | 0 | 0 | 0 | 0 | 0 | 0 | 0 | 0 | 0 | 0
Commercial_Miscellaneous_Existing_Space Heating_Natural Gas_Boiler_E1_Baseline Forecast | Commercial | Miscellaneous | Existing | Space Heating | Natural Gas | Boiler | E1 |  | Baseline Forecast | 0 | 6892.1083 | 7566.7348 | 8234.3609 | 8746.0633 | 9282.0625 | 9664.8297 | 10111.4259 | 10403.9867 | 10778.8763 | 10989.4458 | 11301.8673 | 11479.7042 | 11742.0454 | 11826.0406 | 11882.1618 | 12124.2892 | 12224.142 | 12307.4256 | 12375.7317 | 12430.3929 | 12472.7082 | 11834.5827 | 11314.8433 | 10896.024 | 10562.8299 | 10302.0387 | 10102.1696 | 9953.272 | 9846.7387 | 9775.14 | 9732.078 | 9712.3919
Commercial_Miscellaneous_Existing_Space Heating_Natural Gas_Boiler_E2_Baseline Forecast | Commercial | Miscellaneous | Existing | Space Heating | Natural Gas | Boiler | E2 |  | Baseline Forecast | 0 | 0 | 0 | 0 | 0 | 0 | 0 | 0 | 0 | 0 | 0 | 0 | 0 | 0 | 0 | 0 | 0 | 0 | 0 | 0 | 0 | 0 | 0 | 0 | 0 | 0 | 0 | 0 | 0 | 0 | 0 | 0 | 0
Commercial_Miscellaneous_Existing_Space Heating_Natural Gas_Boiler_E3_Baseline Forecast | Commercial | Miscellaneous | Existing | Space Heating | Natural Gas | Boiler | E3 |  | Baseline Forecast | 0 | 2170.3359 | 2432.9406 | 2591.8516 | 2813.419 | 2920.1994 | 3110.5199 | 3179.4216 | 3350.2433 | 3387.3012 | 3540.9031 | 3549.3468 | 3652.6332 | 3635.1295 | 3762.8311 | 3888.7075 | 3801.8193 | 3833.1302 | 3859.2454 | 3880.6642 | 3897.8044 | 3911.0732 | 3710.9759 | 3548.0009 | 3416.6716 | 3312.1917 | 3230.4153 | 3167.7422 | 3121.0524 | 3087.6467 | 3065.1954 | 3051.6924 | 3045.5195
Commercial_Miscellaneous_Existing_Space Heating_Natural Gas_Boiler_E4_Baseline Forecast | Commercial | Miscellaneous | Existing | Space Heating | Natural Gas | Boiler | E4 |  | Baseline Forecast | 0 | 0 | 0 | 0 | 0 | 0 | 0 | 0 | 0 | 0 | 0 | 0 | 0 | 0 | 0 | 0 | 0 | 0 | 0 | 0 | 0 | 0 | 0 | 0 | 0 | 0 | 0 | 0 | 0 | 0 | 0 | 0 | 0
Commercial_Miscellaneous_Existing_Space Heating_Natural Gas_Boiler_E5_Baseline Forecast | Commercial | Miscellaneous | Existing | Space Heating | Natural Gas | Boiler | E5 |  | Baseline Forecast | 0 | 0 | 0 | 0 | 0 | 0 | 0 | 0 | 0 | 0 | 0 | 0 | 0 | 0 | 0 | 0 | 0 | 0 | 0 | 0 | 0 | 0 | 0 | 0 | 0 | 0 | 0 | 0 | 0 | 0 | 0 | 0 | 0
Commercial_Miscellaneous_Existing_Space Heating_Natural Gas_Boiler_E6_Baseline Forecast | Commercial | Miscellaneous | Existing | Space Heating | Natural Gas | Boiler | E6 |  | Baseline Forecast | 0 | 0 | 0 | 0 | 0 | 0 | 0 | 0 | 0 | 0 | 0 | 0 | 0 | 0 | 0 | 0 | 0 | 0 | 0 | 0 | 0 | 0 | 0 | 0 | 0 | 0 | 0 | 0 | 0 | 0 | 0 | 0 | 0
Commercial_Miscellaneous_Existing_Space Heating_Natural Gas_Boiler_E7_Baseline Forecast | Commercial | Miscellaneous | Existing | Space Heating | Natural Gas | Boiler | E7 |  | Baseline Forecast | 0 | 0 | 0 | 0 | 0 | 0 | 0 | 0 | 0 | 0 | 0 | 0 | 0 | 0 | 0 | 0 | 0 | 0 | 0 | 0 | 0 | 0 | 0 | 0 | 0 | 0 | 0 | 0 | 0 | 0 | 0 | 0 | 0
Commercial_Miscellaneous_Existing_Space Heating_Natural Gas_Boiler_E8_Baseline Forecast | Commercial | Miscellaneous | Existing | Space Heating | Natural Gas | Boiler | E8 |  | Baseline Forecast | 0 | 0 | 0 | 0 | 0 | 0 | 0 | 0 | 0 | 0 | 0 | 0 | 0 | 0 | 0 | 0 | 0 | 0 | 0 | 0 | 0 | 0 | 0 | 0 | 0 | 0 | 0 | 0 | 0 | 0 | 0 | 0 | 0
Commercial_Miscellaneous_Existing_Space Heating_Natural Gas_Boiler_E9_Baseline Forecast | Commercial | Miscellaneous | Existing | Space Heating | Natural Gas | Boiler | E9 |  | Baseline Forecast | 0 | 0 | 0 | 0 | 0 | 0 | 0 | 0 | 0 | 0 | 0 | 0 | 0 | 0 | 0 | 0 | 0 | 0 | 0 | 0 | 0 | 0 | 0 | 0 | 0 | 0 | 0 | 0 | 0 | 0 | 0 | 0 | 0
Commercial_Miscellaneous_Existing_Space Heating_Natural Gas_Boiler_E10_Baseline Forecast | Commercial | Miscellaneous | Existing | Space Heating | Natural Gas | Boiler | E10 |  | Baseline Forecast | 0 | 0 | 0 | 0 | 0 | 0 | 0 | 0 | 0 | 0 | 0 | 0 | 0 | 0 | 0 | 0 | 0 | 0 | 0 | 0 | 0 | 0 | 0 | 0 | 0 | 0 | 0 | 0 | 0 | 0 | 0 | 0 | 0
Commercial_Miscellaneous_Existing_Space Heating_Natural Gas_Unit Heater_E1_Baseline Forecast | Commercial | Miscellaneous | Existing | Space Heating | Natural Gas | Unit Heater | E1 |  | Baseline Forecast | 0 | 311.7526 | 403.2059 | 474.679 | 530.4385 | 573.3961 | 606.6994 | 632.6196 | 652.7164 | 668.0135 | 679.4432 | 687.7945 | 605.9086 | 557.8749 | 533.1192 | 523.9886 | 524.9784 | 606.8665 | 624.5737 | 637.8893 | 647.7053 | 654.7359 | 659.5547 | 646.07 | 624.7879 | 601.9896 | 581.1684 | 564.0152 | 544.0697 | 539.5282 | 543.908 | 552.9079 | 563.7715
Commercial_Miscellaneous_Existing_Space Heating_Natural Gas_Unit Heater_E2_Baseline Forecast | Commercial | Miscellaneous | Existing | Space Heating | Natural Gas | Unit Heater | E2 |  | Baseline Forecast | 0 | 0 | 0 | 0 | 0 | 0 | 0 | 0 | 0 | 0 | 0 | 0 | 0 | 0 | 0 | 0 | 0 | 0 | 0 | 0 | 0 | 0 | 0 | 0 | 0 | 0 | 0 | 0 | 0 | 0 | 0 | 0 | 0
Commercial_Miscellaneous_Existing_Space Heating_Natural Gas_Unit Heater_E3_Baseline Forecast | Commercial | Miscellaneous | Existing | Space Heating | Natural Gas | Unit Heater | E3 |  | Baseline Forecast | 0 | 0 | 0 | 0 | 0 | 0 | 0 | 0 | 0 | 0 | 0 | 0 | 0 | 0 | 0 | 0 | 0 | 0 | 0 | 0 | 0 | 0 | 0 | 0 | 0 | 0 | 0 | 0 | 0 | 0 | 0 | 0 | 0
Commercial_Miscellaneous_Existing_Space Heating_Natural Gas_Unit Heater_E4_Baseline Forecast | Commercial | Miscellaneous | Existing | Space Heating | Natural Gas | Unit Heater | E4 |  | Baseline Forecast | 0 | 0 | 0 | 0 | 0 | 0 | 0 | 0 | 0 | 0 | 0 | 0 | 0 | 0 | 0 | 0 | 0 | 0 | 0 | 0 | 0 | 0 | 0 | 0 | 0 | 0 | 0 | 0 | 0 | 0 | 0 | 0 | 0
Commercial_Miscellaneous_Existing_Space Heating_Natural Gas_Unit Heater_E5_Baseline Forecast | Commercial | Miscellaneous | Existing | Space Heating | Natural Gas | Unit Heater | E5 |  | Baseline Forecast | 0 | 0 | 0 | 0 | 0 | 0 | 0 | 0 | 0 | 0 | 0 | 0 | 0 | 0 | 0 | 0 | 0 | 0 | 0 | 0 | 0 | 0 | 0 | 0 | 0 | 0 | 0 | 0 | 0 | 0 | 0 | 0 | 0
Commercial_Miscellaneous_Existing_Space Heating_Natural Gas_Unit Heater_E6_Baseline Forecast | Commercial | Miscellaneous | Existing | Space Heating | Natural Gas | Unit Heater | E6 |  | Baseline Forecast | 0 | 0 | 0 | 0 | 0 | 0 | 0 | 0 | 0 | 0 | 0 | 0 | 0 | 0 | 0 | 0 | 0 | 0 | 0 | 0 | 0 | 0 | 0 | 0 | 0 | 0 | 0 | 0 | 0 | 0 | 0 | 0 | 0
Commercial_Miscellaneous_Existing_Space Heating_Natural Gas_Unit Heater_E7_Baseline Forecast | Commercial | Miscellaneous | Existing | Space Heating | Natural Gas | Unit Heater | E7 |  | Baseline Forecast | 0 | 0 | 0 | 0 | 0 | 0 | 0 | 0 | 0 | 0 | 0 | 0 | 0 | 0 | 0 | 0 | 0 | 0 | 0 | 0 | 0 | 0 | 0 | 0 | 0 | 0 | 0 | 0 | 0 | 0 | 0 | 0 | 0
Commercial_Miscellaneous_Existing_Space Heating_Natural Gas_Unit Heater_E8_Baseline Forecast | Commercial | Miscellaneous | Existing | Space Heating | Natural Gas | Unit Heater | E8 |  | Baseline Forecast | 0 | 0 | 0 | 0 | 0 | 0 | 0 | 0 | 0 | 0 | 0 | 0 | 0 | 0 | 0 | 0 | 0 | 0 | 0 | 0 | 0 | 0 | 0 | 0 | 0 | 0 | 0 | 0 | 0 | 0 | 0 | 0 | 0
Commercial_Miscellaneous_Existing_Space Heating_Natural Gas_Unit Heater_E9_Baseline Forecast | Commercial | Miscellaneous | Existing | Space Heating | Natural Gas | Unit Heater | E9 |  | Baseline Forecast | 0 | 0 | 0 | 0 | 0 | 0 | 0 | 0 | 0 | 0 | 0 | 0 | 0 | 0 | 0 | 0 | 0 | 0 | 0 | 0 | 0 | 0 | 0 | 0 | 0 | 0 | 0 | 0 | 0 | 0 | 0 | 0 | 0
Commercial_Miscellaneous_Existing_Space Heating_Natural Gas_Unit Heater_E10_Baseline Forecast | Commercial | Miscellaneous | Existing | Space Heating | Natural Gas | Unit Heater | E10 |  | Baseline Forecast | 0 | 0 | 0 | 0 | 0 | 0 | 0 | 0 | 0 | 0 | 0 | 0 | 0 | 0 | 0 | 0 | 0 | 0 | 0 | 0 | 0 | 0 | 0 | 0 | 0 | 0 | 0 | 0 | 0 | 0 | 0 | 0 | 0
Commercial_Miscellaneous_Existing_Water Heating_Natural Gas_Water Heater_E1_Baseline Forecast | Commercial | Miscellaneous | Existing | Water Heating | Natural Gas | Water Heater | E1 |  | Baseline Forecast | 0 | 0 | 0 | 0 | 0 | 0 | 0 | 0 | 0 | 0 | 0 | 0 | 0 | 0 | 0 | 0 | 0 | 0 | 0 | 0 | 0 | 0 | 0 | 0 | 0 | 0 | 0 | 0 | 0 | 0 | 0 | 0 | 0
Commercial_Miscellaneous_Existing_Water Heating_Natural Gas_Water Heater_E2_Baseline Forecast | Commercial | Miscellaneous | Existing | Water Heating | Natural Gas | Water Heater | E2 |  | Baseline Forecast | 0 | 46306.2736 | 59890.3148 | 70506.5971 | 78788.8598 | 85169.5846 | 90116.2928 | 93966.3654 | 96951.4465 | 99223.6114 | 87750.0714 | 81196.0103 | 78005.6593 | 77054.331 | 77535.8214 | 90094.6575 | 92964.6468 | 95133.1205 | 96743.4396 | 95397.8776 | 92726.1686 | 89711.368 | 86907.5113 | 84589.7203 | 81791.2955 | 81287.4881 | 82103.3672 | 83593.1637 | 84863.1474 | 88290.5742 | 88101.5372 | 87244.7428 | 85986.2779
Commercial_Miscellaneous_Existing_Water Heating_Natural Gas_Water Heater_E3_Baseline Forecast | Commercial | Miscellaneous | Existing | Water Heating | Natural Gas | Water Heater | E3 |  | Baseline Forecast | 0 | 0 | 0 | 0 | 0 | 0 | 0 | 0 | 0 | 0 | 0 | 0 | 0 | 0 | 0 | 0 | 0 | 0 | 0 | 0 | 0 | 0 | 0 | 0 | 0 | 0 | 0 | 0 | 0 | 0 | 0 | 0 | 0
Commercial_Miscellaneous_Existing_Water Heating_Natural Gas_Water Heater_E4_Baseline Forecast | Commercial | Miscellaneous | Existing | Water Heating | Natural Gas | Water Heater | E4 |  | Baseline Forecast | 0 | 0 | 0 | 0 | 0 | 0 | 0 | 0 | 0 | 0 | 0 | 0 | 0 | 0 | 0 | 0 | 0 | 0 | 0 | 0 | 0 | 0 | 0 | 0 | 0 | 0 | 0 | 0 | 0 | 0 | 0 | 0 | 0
Commercial_Miscellaneous_Existing_Water Heating_Natural Gas_Water Heater_E5_Baseline Forecast | Commercial | Miscellaneous | Existing | Water Heating | Natural Gas | Water Heater | E5 |  | Baseline Forecast | 0 | 0 | 0 | 0 | 0 | 0 | 0 | 0 | 0 | 0 | 0 | 0 | 0 | 0 | 0 | 0 | 0 | 0 | 0 | 0 | 0 | 0 | 0 | 0 | 0 | 0 | 0 | 0 | 0 | 0 | 0 | 0 | 0
Commercial_Miscellaneous_Existing_Water Heating_Natural Gas_Water Heater_E6_Baseline Forecast | Commercial | Miscellaneous | Existing | Water Heating | Natural Gas | Water Heater | E6 |  | Baseline Forecast | 0 | 0 | 0 | 0 | 0 | 0 | 0 | 0 | 0 | 0 | 0 | 0 | 0 | 0 | 0 | 0 | 0 | 0 | 0 | 0 | 0 | 0 | 0 | 0 | 0 | 0 | 0 | 0 | 0 | 0 | 0 | 0 | 0
Commercial_Miscellaneous_Existing_Water Heating_Natural Gas_Water Heater_E7_Baseline Forecast | Commercial | Miscellaneous | Existing | Water Heating | Natural Gas | Water Heater | E7 |  | Baseline Forecast | 0 | 0 | 0 | 0 | 0 | 0 | 0 | 0 | 0 | 0 | 0 | 0 | 0 | 0 | 0 | 0 | 0 | 0 | 0 | 0 | 0 | 0 | 0 | 0 | 0 | 0 | 0 | 0 | 0 | 0 | 0 | 0 | 0
Commercial_Miscellaneous_Existing_Water Heating_Natural Gas_Water Heater_E8_Baseline Forecast | Commercial | Miscellaneous | Existing | Water Heating | Natural Gas | Water Heater | E8 |  | Baseline Forecast | 0 | 0 | 0 | 0 | 0 | 0 | 0 | 0 | 0 | 0 | 0 | 0 | 0 | 0 | 0 | 0 | 0 | 0 | 0 | 0 | 0 | 0 | 0 | 0 | 0 | 0 | 0 | 0 | 0 | 0 | 0 | 0 | 0
Commercial_Miscellaneous_Existing_Water Heating_Natural Gas_Water Heater_E9_Baseline Forecast | Commercial | Miscellaneous | Existing | Water Heating | Natural Gas | Water Heater | E9 |  | Baseline Forecast | 0 | 0 | 0 | 0 | 0 | 0 | 0 | 0 | 0 | 0 | 0 | 0 | 0 | 0 | 0 | 0 | 0 | 0 | 0 | 0 | 0 | 0 | 0 | 0 | 0 | 0 | 0 | 0 | 0 | 0 | 0 | 0 | 0
Commercial_Miscellaneous_Existing_Water Heating_Natural Gas_Water Heater_E10_Baseline Forecast | Commercial | Miscellaneous | Existing | Water Heating | Natural Gas | Water Heater | E10 |  | Baseline Forecast | 0 | 0 | 0 | 0 | 0 | 0 | 0 | 0 | 0 | 0 | 0 | 0 | 0 | 0 | 0 | 0 | 0 | 0 | 0 | 0 | 0 | 0 | 0 | 0 | 0 | 0 | 0 | 0 | 0 | 0 | 0 | 0 | 0
Commercial_Miscellaneous_Existing_Food Preparation_Natural Gas_Oven_E1_Baseline Forecast | Commercial | Miscellaneous | Existing | Food Preparation | Natural Gas | Oven | E1 |  | Baseline Forecast | 0 | 8857.1538 | 11455.4182 | 13486.0296 | 15070.2053 | 16290.6676 | 17236.8408 | 17973.2569 | 18544.2232 | 18978.8277 | 19303.5538 | 19540.8213 | 17214.3744 | 15849.6972 | 15146.3668 | 14886.9565 | 14915.0796 | 17241.5874 | 17744.6654 | 18122.9717 | 18401.8523 | 18601.5976 | 18738.5048 | 18355.393 | 17750.7494 | 17103.032 | 16511.4849 | 16024.1482 | 15457.4797 | 15328.4516 | 15452.8843 | 15708.5803 | 16017.2226
Commercial_Miscellaneous_Existing_Food Preparation_Natural Gas_Oven_E2_Baseline Forecast | Commercial | Miscellaneous | Existing | Food Preparation | Natural Gas | Oven | E2 |  | Baseline Forecast | 0 | 12745.6604 | 16484.6262 | 19406.7255 | 21686.393 | 23442.668 | 24804.2343 | 25863.9551 | 26685.5895 | 27310.996 | 27778.2847 | 28119.7184 | 24771.9046 | 22808.1009 | 21795.9913 | 21422.6936 | 21463.1634 | 24811.0649 | 25535.0063 | 26079.3983 | 26480.7143 | 26768.1526 | 26965.1654 | 26413.8582 | 25543.7614 | 24611.6802 | 23760.4294 | 23059.1401 | 22243.6903 | 22058.0158 | 22237.0774 | 22605.0302 | 23049.174
Commercial_Miscellaneous_Existing_Food Preparation_Natural Gas_Oven_E3_Baseline Forecast | Commercial | Miscellaneous | Existing | Food Preparation | Natural Gas | Oven | E3 |  | Baseline Forecast | 0 | 0 | 0 | 0 | 0 | 0 | 0 | 0 | 0 | 0 | 0 | 0 | 0 | 0 | 0 | 0 | 0 | 0 | 0 | 0 | 0 | 0 | 0 | 0 | 0 | 0 | 0 | 0 | 0 | 0 | 0 | 0 | 0
Commercial_Miscellaneous_Existing_Food Preparation_Natural Gas_Oven_E4_Baseline Forecast | Commercial | Miscellaneous | Existing | Food Preparation | Natural Gas | Oven | E4 |  | Baseline Forecast | 0 | 0 | 0 | 0 | 0 | 0 | 0 | 0 | 0 | 0 | 0 | 0 | 0 | 0 | 0 | 0 | 0 | 0 | 0 | 0 | 0 | 0 | 0 | 0 | 0 | 0 | 0 | 0 | 0 | 0 | 0 | 0 | 0
Commercial_Miscellaneous_Existing_Food Preparation_Natural Gas_Oven_E5_Baseline Forecast | Commercial | Miscellaneous | Existing | Food Preparation | Natural Gas | Oven | E5 |  | Baseline Forecast | 0 | 0 | 0 | 0 | 0 | 0 | 0 | 0 | 0 | 0 | 0 | 0 | 0 | 0 | 0 | 0 | 0 | 0 | 0 | 0 | 0 | 0 | 0 | 0 | 0 | 0 | 0 | 0 | 0 | 0 | 0 | 0 | 0
Commercial_Miscellaneous_Existing_Food Preparation_Natural Gas_Oven_E6_Baseline Forecast | Commercial | Miscellaneous | Existing | Food Preparation | Natural Gas | Oven | E6 |  | Baseline Forecast | 0 | 0 | 0 | 0 | 0 | 0 | 0 | 0 | 0 | 0 | 0 | 0 | 0 | 0 | 0 | 0 | 0 | 0 | 0 | 0 | 0 | 0 | 0 | 0 | 0 | 0 | 0 | 0 | 0 | 0 | 0 | 0 | 0
Commercial_Miscellaneous_Existing_Food Preparation_Natural Gas_Oven_E7_Baseline Forecast | Commercial | Miscellaneous | Existing | Food Preparation | Natural Gas | Oven | E7 |  | Baseline Forecast | 0 | 0 | 0 | 0 | 0 | 0 | 0 | 0 | 0 | 0 | 0 | 0 | 0 | 0 | 0 | 0 | 0 | 0 | 0 | 0 | 0 | 0 | 0 | 0 | 0 | 0 | 0 | 0 | 0 | 0 | 0 | 0 | 0
Commercial_Miscellaneous_Existing_Food Preparation_Natural Gas_Oven_E8_Baseline Forecast | Commercial | Miscellaneous | Existing | Food Preparation | Natural Gas | Oven | E8 |  | Baseline Forecast | 0 | 0 | 0 | 0 | 0 | 0 | 0 | 0 | 0 | 0 | 0 | 0 | 0 | 0 | 0 | 0 | 0 | 0 | 0 | 0 | 0 | 0 | 0 | 0 | 0 | 0 | 0 | 0 | 0 | 0 | 0 | 0 | 0
Commercial_Miscellaneous_Existing_Food Preparation_Natural Gas_Oven_E9_Baseline Forecast | Commercial | Miscellaneous | Existing | Food Preparation | Natural Gas | Oven | E9 |  | Baseline Forecast | 0 | 0 | 0 | 0 | 0 | 0 | 0 | 0 | 0 | 0 | 0 | 0 | 0 | 0 | 0 | 0 | 0 | 0 | 0 | 0 | 0 | 0 | 0 | 0 | 0 | 0 | 0 | 0 | 0 | 0 | 0 | 0 | 0
Commercial_Miscellaneous_Existing_Food Preparation_Natural Gas_Oven_E10_Baseline Forecast | Commercial | Miscellaneous | Existing | Food Preparation | Natural Gas | Oven | E10 |  | Baseline Forecast | 0 | 0 | 0 | 0 | 0 | 0 | 0 | 0 | 0 | 0 | 0 | 0 | 0 | 0 | 0 | 0 | 0 | 0 | 0 | 0 | 0 | 0 | 0 | 0 | 0 | 0 | 0 | 0 | 0 | 0 | 0 | 0 | 0
Commercial_Miscellaneous_Existing_Food Preparation_Natural Gas_Conveyor Oven_E1_Baseline Forecast | Commercial | Miscellaneous | Existing | Food Preparation | Natural Gas | Conveyor Oven | E1 |  | Baseline Forecast | 0 | 3126.0543 | 4043.0888 | 4759.7751 | 5318.896 | 5749.6474 | 6083.5909 | 6343.5024 | 6545.02 | 6698.4098 | 6813.019 | 6896.7605 | 6955.7029 | 6994.76 | 7017.8406 | 7028.3136 | 7028.7954 | 6164.3424 | 5643.7919 | 5361.1637 | 5239.3691 | 5222.9058 | 6001.0887 | 6156.963 | 6273.2312 | 6357.9425 | 6417.5401 | 6457.152 | 6480.8594 | 6491.9101 | 6492.8886 | 6485.8517 | 6472.659
Commercial_Miscellaneous_Existing_Food Preparation_Natural Gas_Conveyor Oven_E2_Baseline Forecast | Commercial | Miscellaneous | Existing | Food Preparation | Natural Gas | Conveyor Oven | E2 |  | Baseline Forecast | 0 | 4498.4684 | 5818.1034 | 6849.4325 | 7654.0211 | 8273.8828 | 8754.4356 | 9128.4547 | 9418.4434 | 9639.175 | 9804.1005 | 9924.6065 | 10009.4261 | 10065.6302 | 10098.8438 | 10113.9147 | 10114.608 | 8870.639 | 8121.5542 | 7714.8453 | 7539.58 | 7515.8889 | 8635.713 | 8860.02 | 9027.3327 | 9149.2343 | 9234.9967 | 9291.9993 | 9326.1148 | 9342.0169 | 9343.425 | 9333.2987 | 9314.3142
Commercial_Miscellaneous_Existing_Food Preparation_Natural Gas_Conveyor Oven_E3_Baseline Forecast | Commercial | Miscellaneous | Existing | Food Preparation | Natural Gas | Conveyor Oven | E3 |  | Baseline Forecast | 0 | 0 | 0 | 0 | 0 | 0 | 0 | 0 | 0 | 0 | 0 | 0 | 0 | 0 | 0 | 0 | 0 | 0 | 0 | 0 | 0 | 0 | 0 | 0 | 0 | 0 | 0 | 0 | 0 | 0 | 0 | 0 | 0
Commercial_Miscellaneous_Existing_Food Preparation_Natural Gas_Conveyor Oven_E4_Baseline Forecast | Commercial | Miscellaneous | Existing | Food Preparation | Natural Gas | Conveyor Oven | E4 |  | Baseline Forecast | 0 | 0 | 0 | 0 | 0 | 0 | 0 | 0 | 0 | 0 | 0 | 0 | 0 | 0 | 0 | 0 | 0 | 0 | 0 | 0 | 0 | 0 | 0 | 0 | 0 | 0 | 0 | 0 | 0 | 0 | 0 | 0 | 0
Commercial_Miscellaneous_Existing_Food Preparation_Natural Gas_Conveyor Oven_E5_Baseline Forecast | Commercial | Miscellaneous | Existing | Food Preparation | Natural Gas | Conveyor Oven | E5 |  | Baseline Forecast | 0 | 0 | 0 | 0 | 0 | 0 | 0 | 0 | 0 | 0 | 0 | 0 | 0 | 0 | 0 | 0 | 0 | 0 | 0 | 0 | 0 | 0 | 0 | 0 | 0 | 0 | 0 | 0 | 0 | 0 | 0 | 0 | 0
Commercial_Miscellaneous_Existing_Food Preparation_Natural Gas_Conveyor Oven_E6_Baseline Forecast | Commercial | Miscellaneous | Existing | Food Preparation | Natural Gas | Conveyor Oven | E6 |  | Baseline Forecast | 0 | 0 | 0 | 0 | 0 | 0 | 0 | 0 | 0 | 0 | 0 | 0 | 0 | 0 | 0 | 0 | 0 | 0 | 0 | 0 | 0 | 0 | 0 | 0 | 0 | 0 | 0 | 0 | 0 | 0 | 0 | 0 | 0
Commercial_Miscellaneous_Existing_Food Preparation_Natural Gas_Conveyor Oven_E7_Baseline Forecast | Commercial | Miscellaneous | Existing | Food Preparation | Natural Gas | Conveyor Oven | E7 |  | Baseline Forecast | 0 | 0 | 0 | 0 | 0 | 0 | 0 | 0 | 0 | 0 | 0 | 0 | 0 | 0 | 0 | 0 | 0 | 0 | 0 | 0 | 0 | 0 | 0 | 0 | 0 | 0 | 0 | 0 | 0 | 0 | 0 | 0 | 0
Commercial_Miscellaneous_Existing_Food Preparation_Natural Gas_Conveyor Oven_E8_Baseline Forecast | Commercial | Miscellaneous | Existing | Food Preparation | Natural Gas | Conveyor Oven | E8 |  | Baseline Forecast | 0 | 0 | 0 | 0 | 0 | 0 | 0 | 0 | 0 | 0 | 0 | 0 | 0 | 0 | 0 | 0 | 0 | 0 | 0 | 0 | 0 | 0 | 0 | 0 | 0 | 0 | 0 | 0 | 0 | 0 | 0 | 0 | 0
Commercial_Miscellaneous_Existing_Food Preparation_Natural Gas_Conveyor Oven_E9_Baseline Forecast | Commercial | Miscellaneous | Existing | Food Preparation | Natural Gas | Conveyor Oven | E9 |  | Baseline Forecast | 0 | 0 | 0 | 0 | 0 | 0 | 0 | 0 | 0 | 0 | 0 | 0 | 0 | 0 | 0 | 0 | 0 | 0 | 0 | 0 | 0 | 0 | 0 | 0 | 0 | 0 | 0 | 0 | 0 | 0 | 0 | 0 | 0
Commercial_Miscellaneous_Existing_Food Preparation_Natural Gas_Conveyor Oven_E10_Baseline Forecast | Commercial | Miscellaneous | Existing | Food Preparation | Natural Gas | Conveyor Oven | E10 |  | Baseline Forecast | 0 | 0 | 0 | 0 | 0 | 0 | 0 | 0 | 0 | 0 | 0 | 0 | 0 | 0 | 0 | 0 | 0 | 0 | 0 | 0 | 0 | 0 | 0 | 0 | 0 | 0 | 0 | 0 | 0 | 0 | 0 | 0 | 0
Commercial_Miscellaneous_Existing_Food Preparation_Natural Gas_Double Rack Oven_E1_Baseline Forecast | Commercial | Miscellaneous | Existing | Food Preparation | Natural Gas | Double Rack Oven | E1 |  | Baseline Forecast | 0 | 4428.5769 | 5727.7091 | 6743.0148 | 7535.1027 | 8145.3338 | 8618.4204 | 8986.6284 | 9272.1116 | 9489.4138 | 9651.7769 | 9770.4106 | 8607.1872 | 7924.8486 | 7573.1834 | 7443.4783 | 7457.5398 | 8620.7937 | 8872.3327 | 9061.4858 | 9200.9261 | 9300.7988 | 9369.2524 | 9177.6965 | 8875.3747 | 8551.516 | 8255.7424 | 8012.0741 | 7728.7398 | 7664.2258 | 7726.4421 | 7854.2902 | 8008.6113
Commercial_Miscellaneous_Existing_Food Preparation_Natural Gas_Double Rack Oven_E2_Baseline Forecast | Commercial | Miscellaneous | Existing | Food Preparation | Natural Gas | Double Rack Oven | E2 |  | Baseline Forecast | 0 | 6372.8302 | 8242.3131 | 9703.3627 | 10843.1965 | 11721.334 | 12402.1172 | 12931.9775 | 13342.7948 | 13655.498 | 13889.1423 | 14059.8592 | 12385.9523 | 11404.0505 | 10897.9957 | 10711.3468 | 10731.5817 | 12405.5324 | 12767.5032 | 13039.6991 | 13240.3571 | 13384.0763 | 13482.5827 | 13206.9291 | 12771.8807 | 12305.8401 | 11880.2147 | 11529.57 | 11121.8451 | 11029.0079 | 11118.5387 | 11302.5151 | 11524.587
Commercial_Miscellaneous_Existing_Food Preparation_Natural Gas_Double Rack Oven_E3_Baseline Forecast | Commercial | Miscellaneous | Existing | Food Preparation | Natural Gas | Double Rack Oven | E3 |  | Baseline Forecast | 0 | 0 | 0 | 0 | 0 | 0 | 0 | 0 | 0 | 0 | 0 | 0 | 0 | 0 | 0 | 0 | 0 | 0 | 0 | 0 | 0 | 0 | 0 | 0 | 0 | 0 | 0 | 0 | 0 | 0 | 0 | 0 | 0
Commercial_Miscellaneous_Existing_Food Preparation_Natural Gas_Double Rack Oven_E4_Baseline Forecast | Commercial | Miscellaneous | Existing | Food Preparation | Natural Gas | Double Rack Oven | E4 |  | Baseline Forecast | 0 | 0 | 0 | 0 | 0 | 0 | 0 | 0 | 0 | 0 | 0 | 0 | 0 | 0 | 0 | 0 | 0 | 0 | 0 | 0 | 0 | 0 | 0 | 0 | 0 | 0 | 0 | 0 | 0 | 0 | 0 | 0 | 0
Commercial_Miscellaneous_Existing_Food Preparation_Natural Gas_Double Rack Oven_E5_Baseline Forecast | Commercial | Miscellaneous | Existing | Food Preparation | Natural Gas | Double Rack Oven | E5 |  | Baseline Forecast | 0 | 0 | 0 | 0 | 0 | 0 | 0 | 0 | 0 | 0 | 0 | 0 | 0 | 0 | 0 | 0 | 0 | 0 | 0 | 0 | 0 | 0 | 0 | 0 | 0 | 0 | 0 | 0 | 0 | 0 | 0 | 0 | 0
Commercial_Miscellaneous_Existing_Food Preparation_Natural Gas_Double Rack Oven_E6_Baseline Forecast | Commercial | Miscellaneous | Existing | Food Preparation | Natural Gas | Double Rack Oven | E6 |  | Baseline Forecast | 0 | 0 | 0 | 0 | 0 | 0 | 0 | 0 | 0 | 0 | 0 | 0 | 0 | 0 | 0 | 0 | 0 | 0 | 0 | 0 | 0 | 0 | 0 | 0 | 0 | 0 | 0 | 0 | 0 | 0 | 0 | 0 | 0
Commercial_Miscellaneous_Existing_Food Preparation_Natural Gas_Double Rack Oven_E7_Baseline Forecast | Commercial | Miscellaneous | Existing | Food Preparation | Natural Gas | Double Rack Oven | E7 |  | Baseline Forecast | 0 | 0 | 0 | 0 | 0 | 0 | 0 | 0 | 0 | 0 | 0 | 0 | 0 | 0 | 0 | 0 | 0 | 0 | 0 | 0 | 0 | 0 | 0 | 0 | 0 | 0 | 0 | 0 | 0 | 0 | 0 | 0 | 0
Commercial_Miscellaneous_Existing_Food Preparation_Natural Gas_Double Rack Oven_E8_Baseline Forecast | Commercial | Miscellaneous | Existing | Food Preparation | Natural Gas | Double Rack Oven | E8 |  | Baseline Forecast | 0 | 0 | 0 | 0 | 0 | 0 | 0 | 0 | 0 | 0 | 0 | 0 | 0 | 0 | 0 | 0 | 0 | 0 | 0 | 0 | 0 | 0 | 0 | 0 | 0 | 0 | 0 | 0 | 0 | 0 | 0 | 0 | 0
Commercial_Miscellaneous_Existing_Food Preparation_Natural Gas_Double Rack Oven_E9_Baseline Forecast | Commercial | Miscellaneous | Existing | Food Preparation | Natural Gas | Double Rack Oven | E9 |  | Baseline Forecast | 0 | 0 | 0 | 0 | 0 | 0 | 0 | 0 | 0 | 0 | 0 | 0 | 0 | 0 | 0 | 0 | 0 | 0 | 0 | 0 | 0 | 0 | 0 | 0 | 0 | 0 | 0 | 0 | 0 | 0 | 0 | 0 | 0
Commercial_Miscellaneous_Existing_Food Preparation_Natural Gas_Double Rack Oven_E10_Baseline Forecast | Commercial | Miscellaneous | Existing | Food Preparation | Natural Gas | Double Rack Oven | E10 |  | Baseline Forecast | 0 | 0 | 0 | 0 | 0 | 0 | 0 | 0 | 0 | 0 | 0 | 0 | 0 | 0 | 0 | 0 | 0 | 0 | 0 | 0 | 0 | 0 | 0 | 0 | 0 | 0 | 0 | 0 | 0 | 0 | 0 | 0 | 0
Commercial_Miscellaneous_Existing_Food Preparation_Natural Gas_Fryer_E1_Baseline Forecast | Commercial | Miscellaneous | Existing | Food Preparation | Natural Gas | Fryer | E1 |  | Baseline Forecast | 0 | 2807.8356 | 3957.4256 | 0 | 0 | 0 | 0 | 0 | 0 | 0 | 0 | 0 | 0 | 0 | 0 | 0 | 0 | 0 | 0 | 0 | 0 | 0 | 0 | 0 | 0 | 0 | 0 | 0 | 0 | 0 | 0 | 0 | 0
Commercial_Miscellaneous_Existing_Food Preparation_Natural Gas_Fryer_E2_Baseline Forecast | Commercial | Miscellaneous | Existing | Food Preparation | Natural Gas | Fryer | E2 |  | Baseline Forecast | 0 | 986.5368 | 1390.4468 | 6487.0315 | 7319.0913 | 7917.9257 | 6818.0618 | 6377.5941 | 6328.983 | 6497.1845 | 7625.5298 | 7703.0019 | 7564.8692 | 7382.9412 | 7237.7352 | 7019.929 | 7022.1439 | 7076.9818 | 7121.961 | 7337.2033 | 7207.8496 | 7062.8748 | 6957.751 | 6898.1294 | 6889.1518 | 6900.1 | 6884.5317 | 6844.8173 | 6838.8009 | 6754.2126 | 6689.7203 | 6646.2509 | 6614.1362
Commercial_Miscellaneous_Existing_Food Preparation_Natural Gas_Fryer_E3_Baseline Forecast | Commercial | Miscellaneous | Existing | Food Preparation | Natural Gas | Fryer | E3 |  | Baseline Forecast | 0 | 0 | 0 | 0 | 0 | 0 | 0 | 0 | 0 | 0 | 0 | 0 | 0 | 0 | 0 | 0 | 0 | 0 | 0 | 0 | 0 | 0 | 0 | 0 | 0 | 0 | 0 | 0 | 0 | 0 | 0 | 0 | 0
Commercial_Miscellaneous_Existing_Food Preparation_Natural Gas_Fryer_E4_Baseline Forecast | Commercial | Miscellaneous | Existing | Food Preparation | Natural Gas | Fryer | E4 |  | Baseline Forecast | 0 | 0 | 0 | 0 | 0 | 0 | 0 | 0 | 0 | 0 | 0 | 0 | 0 | 0 | 0 | 0 | 0 | 0 | 0 | 0 | 0 | 0 | 0 | 0 | 0 | 0 | 0 | 0 | 0 | 0 | 0 | 0 | 0
Commercial_Miscellaneous_Existing_Food Preparation_Natural Gas_Fryer_E5_Baseline Forecast | Commercial | Miscellaneous | Existing | Food Preparation | Natural Gas | Fryer | E5 |  | Baseline Forecast | 0 | 0 | 0 | 0 | 0 | 0 | 0 | 0 | 0 | 0 | 0 | 0 | 0 | 0 | 0 | 0 | 0 | 0 | 0 | 0 | 0 | 0 | 0 | 0 | 0 | 0 | 0 | 0 | 0 | 0 | 0 | 0 | 0
Commercial_Miscellaneous_Existing_Food Preparation_Natural Gas_Fryer_E6_Baseline Forecast | Commercial | Miscellaneous | Existing | Food Preparation | Natural Gas | Fryer | E6 |  | Baseline Forecast | 0 | 0 | 0 | 0 | 0 | 0 | 0 | 0 | 0 | 0 | 0 | 0 | 0 | 0 | 0 | 0 | 0 | 0 | 0 | 0 | 0 | 0 | 0 | 0 | 0 | 0 | 0 | 0 | 0 | 0 | 0 | 0 | 0
Commercial_Miscellaneous_Existing_Food Preparation_Natural Gas_Fryer_E7_Baseline Forecast | Commercial | Miscellaneous | Existing | Food Preparation | Natural Gas | Fryer | E7 |  | Baseline Forecast | 0 | 0 | 0 | 0 | 0 | 0 | 0 | 0 | 0 | 0 | 0 | 0 | 0 | 0 | 0 | 0 | 0 | 0 | 0 | 0 | 0 | 0 | 0 | 0 | 0 | 0 | 0 | 0 | 0 | 0 | 0 | 0 | 0
Commercial_Miscellaneous_Existing_Food Preparation_Natural Gas_Fryer_E8_Baseline Forecast | Commercial | Miscellaneous | Existing | Food Preparation | Natural Gas | Fryer | E8 |  | Baseline Forecast | 0 | 0 | 0 | 0 | 0 | 0 | 0 | 0 | 0 | 0 | 0 | 0 | 0 | 0 | 0 | 0 | 0 | 0 | 0 | 0 | 0 | 0 | 0 | 0 | 0 | 0 | 0 | 0 | 0 | 0 | 0 | 0 | 0
Commercial_Miscellaneous_Existing_Food Preparation_Natural Gas_Fryer_E9_Baseline Forecast | Commercial | Miscellaneous | Existing | Food Preparation | Natural Gas | Fryer | E9 |  | Baseline Forecast | 0 | 0 | 0 | 0 | 0 | 0 | 0 | 0 | 0 | 0 | 0 | 0 | 0 | 0 | 0 | 0 | 0 | 0 | 0 | 0 | 0 | 0 | 0 | 0 | 0 | 0 | 0 | 0 | 0 | 0 | 0 | 0 | 0
Commercial_Miscellaneous_Existing_Food Preparation_Natural Gas_Fryer_E10_Baseline Forecast | Commercial | Miscellaneous | Existing | Food Preparation | Natural Gas | Fryer | E10 |  | Baseline Forecast | 0 | 0 | 0 | 0 | 0 | 0 | 0 | 0 | 0 | 0 | 0 | 0 | 0 | 0 | 0 | 0 | 0 | 0 | 0 | 0 | 0 | 0 | 0 | 0 | 0 | 0 | 0 | 0 | 0 | 0 | 0 | 0 | 0
Commercial_Miscellaneous_Existing_Food Preparation_Natural Gas_Broiler_E1_Baseline Forecast | Commercial | Miscellaneous | Existing | Food Preparation | Natural Gas | Broiler | E1 |  | Baseline Forecast | 0 | 15645.9531 | 20235.7258 | 23822.7528 | 26621.1618 | 28777.0797 | 30448.4723 | 31749.3339 | 32757.9325 | 33525.651 | 34099.2719 | 34518.3994 | 30408.7858 | 27998.1159 | 26755.6994 | 26297.4572 | 26347.136 | 30456.8571 | 31345.5324 | 32013.8016 | 32506.4376 | 32859.2829 | 33101.1263 | 32424.3683 | 31356.2797 | 30212.1022 | 29167.1481 | 28306.2794 | 27305.2729 | 27077.3479 | 27297.1552 | 27748.8362 | 28294.0456
Commercial_Miscellaneous_Existing_Food Preparation_Natural Gas_Broiler_E2_Baseline Forecast | Commercial | Miscellaneous | Existing | Food Preparation | Natural Gas | Broiler | E2 |  | Baseline Forecast | 0 | 5497.2268 | 7109.8496 | 8370.1564 | 9353.3812 | 10110.8658 | 10698.1119 | 11155.1714 | 11509.5438 | 11779.2828 | 11980.8253 | 12128.0863 | 10684.168 | 9837.1759 | 9400.6511 | 9239.6471 | 9257.1018 | 10701.0579 | 11013.2952 | 11248.0924 | 11421.1808 | 11545.1535 | 11630.1254 | 11392.3456 | 11017.0713 | 10615.0629 | 10247.9169 | 9945.4495 | 9593.7445 | 9513.6628 | 9590.8924 | 9749.5911 | 9941.1512
Commercial_Miscellaneous_Existing_Food Preparation_Natural Gas_Broiler_E3_Baseline Forecast | Commercial | Miscellaneous | Existing | Food Preparation | Natural Gas | Broiler | E3 |  | Baseline Forecast | 0 | 0 | 0 | 0 | 0 | 0 | 0 | 0 | 0 | 0 | 0 | 0 | 0 | 0 | 0 | 0 | 0 | 0 | 0 | 0 | 0 | 0 | 0 | 0 | 0 | 0 | 0 | 0 | 0 | 0 | 0 | 0 | 0
Commercial_Miscellaneous_Existing_Food Preparation_Natural Gas_Broiler_E4_Baseline Forecast | Commercial | Miscellaneous | Existing | Food Preparation | Natural Gas | Broiler | E4 |  | Baseline Forecast | 0 | 0 | 0 | 0 | 0 | 0 | 0 | 0 | 0 | 0 | 0 | 0 | 0 | 0 | 0 | 0 | 0 | 0 | 0 | 0 | 0 | 0 | 0 | 0 | 0 | 0 | 0 | 0 | 0 | 0 | 0 | 0 | 0
Commercial_Miscellaneous_Existing_Food Preparation_Natural Gas_Broiler_E5_Baseline Forecast | Commercial | Miscellaneous | Existing | Food Preparation | Natural Gas | Broiler | E5 |  | Baseline Forecast | 0 | 0 | 0 | 0 | 0 | 0 | 0 | 0 | 0 | 0 | 0 | 0 | 0 | 0 | 0 | 0 | 0 | 0 | 0 | 0 | 0 | 0 | 0 | 0 | 0 | 0 | 0 | 0 | 0 | 0 | 0 | 0 | 0
Commercial_Miscellaneous_Existing_Food Preparation_Natural Gas_Broiler_E6_Baseline Forecast | Commercial | Miscellaneous | Existing | Food Preparation | Natural Gas | Broiler | E6 |  | Baseline Forecast | 0 | 0 | 0 | 0 | 0 | 0 | 0 | 0 | 0 | 0 | 0 | 0 | 0 | 0 | 0 | 0 | 0 | 0 | 0 | 0 | 0 | 0 | 0 | 0 | 0 | 0 | 0 | 0 | 0 | 0 | 0 | 0 | 0
Commercial_Miscellaneous_Existing_Food Preparation_Natural Gas_Broiler_E7_Baseline Forecast | Commercial | Miscellaneous | Existing | Food Preparation | Natural Gas | Broiler | E7 |  | Baseline Forecast | 0 | 0 | 0 | 0 | 0 | 0 | 0 | 0 | 0 | 0 | 0 | 0 | 0 | 0 | 0 | 0 | 0 | 0 | 0 | 0 | 0 | 0 | 0 | 0 | 0 | 0 | 0 | 0 | 0 | 0 | 0 | 0 | 0
Commercial_Miscellaneous_Existing_Food Preparation_Natural Gas_Broiler_E8_Baseline Forecast | Commercial | Miscellaneous | Existing | Food Preparation | Natural Gas | Broiler | E8 |  | Baseline Forecast | 0 | 0 | 0 | 0 | 0 | 0 | 0 | 0 | 0 | 0 | 0 | 0 | 0 | 0 | 0 | 0 | 0 | 0 | 0 | 0 | 0 | 0 | 0 | 0 | 0 | 0 | 0 | 0 | 0 | 0 | 0 | 0 | 0
Commercial_Miscellaneous_Existing_Food Preparation_Natural Gas_Broiler_E9_Baseline Forecast | Commercial | Miscellaneous | Existing | Food Preparation | Natural Gas | Broiler | E9 |  | Baseline Forecast | 0 | 0 | 0 | 0 | 0 | 0 | 0 | 0 | 0 | 0 | 0 | 0 | 0 | 0 | 0 | 0 | 0 | 0 | 0 | 0 | 0 | 0 | 0 | 0 | 0 | 0 | 0 | 0 | 0 | 0 | 0 | 0 | 0
Commercial_Miscellaneous_Existing_Food Preparation_Natural Gas_Broiler_E10_Baseline Forecast | Commercial | Miscellaneous | Existing | Food Preparation | Natural Gas | Broiler | E10 |  | Baseline Forecast | 0 | 0 | 0 | 0 | 0 | 0 | 0 | 0 | 0 | 0 | 0 | 0 | 0 | 0 | 0 | 0 | 0 | 0 | 0 | 0 | 0 | 0 | 0 | 0 | 0 | 0 | 0 | 0 | 0 | 0 | 0 | 0 | 0
Commercial_Miscellaneous_Existing_Food Preparation_Natural Gas_Griddle_E1_Baseline Forecast | Commercial | Miscellaneous | Existing | Food Preparation | Natural Gas | Griddle | E1 |  | Baseline Forecast | 0 | 16650.6766 | 21535.1871 | 25352.5594 | 28330.6716 | 30625.0342 | 32403.7573 | 33788.1554 | 34861.5223 | 35678.5408 | 36288.9974 | 36735.0397 | 32361.5224 | 29796.0484 | 28473.8486 | 27986.1799 | 28039.0489 | 32412.6806 | 33358.4233 | 34069.6061 | 34593.8773 | 34969.381 | 35226.7546 | 34506.5379 | 33369.8607 | 32152.2085 | 31040.1514 | 30124.001 | 29058.7136 | 28816.1522 | 29050.0746 | 29530.7609 | 30110.9816
Commercial_Miscellaneous_Existing_Food Preparation_Natural Gas_Griddle_E2_Baseline Forecast | Commercial | Miscellaneous | Existing | Food Preparation | Natural Gas | Griddle | E2 |  | Baseline Forecast | 0 | 6800.9806 | 8796.0623 | 10355.2707 | 11571.6827 | 12508.8168 | 13235.3375 | 13800.7958 | 14239.2133 | 14572.9251 | 14822.2665 | 15004.4528 | 13218.0866 | 12170.217 | 11630.1635 | 11430.9749 | 11452.5693 | 13238.9822 | 13625.2715 | 13915.7546 | 14129.8936 | 14283.2683 | 14388.3927 | 14094.2197 | 13629.9431 | 13132.5922 | 12678.3717 | 12304.1694 | 11869.052 | 11769.9776 | 11865.5234 | 12061.8601 | 12298.8516
Commercial_Miscellaneous_Existing_Food Preparation_Natural Gas_Griddle_E3_Baseline Forecast | Commercial | Miscellaneous | Existing | Food Preparation | Natural Gas | Griddle | E3 |  | Baseline Forecast | 0 | 0 | 0 | 0 | 0 | 0 | 0 | 0 | 0 | 0 | 0 | 0 | 0 | 0 | 0 | 0 | 0 | 0 | 0 | 0 | 0 | 0 | 0 | 0 | 0 | 0 | 0 | 0 | 0 | 0 | 0 | 0 | 0
Commercial_Miscellaneous_Existing_Food Preparation_Natural Gas_Griddle_E4_Baseline Forecast | Commercial | Miscellaneous | Existing | Food Preparation | Natural Gas | Griddle | E4 |  | Baseline Forecast | 0 | 0 | 0 | 0 | 0 | 0 | 0 | 0 | 0 | 0 | 0 | 0 | 0 | 0 | 0 | 0 | 0 | 0 | 0 | 0 | 0 | 0 | 0 | 0 | 0 | 0 | 0 | 0 | 0 | 0 | 0 | 0 | 0
Commercial_Miscellaneous_Existing_Food Preparation_Natural Gas_Griddle_E5_Baseline Forecast | Commercial | Miscellaneous | Existing | Food Preparation | Natural Gas | Griddle | E5 |  | Baseline Forecast | 0 | 0 | 0 | 0 | 0 | 0 | 0 | 0 | 0 | 0 | 0 | 0 | 0 | 0 | 0 | 0 | 0 | 0 | 0 | 0 | 0 | 0 | 0 | 0 | 0 | 0 | 0 | 0 | 0 | 0 | 0 | 0 | 0
Commercial_Miscellaneous_Existing_Food Preparation_Natural Gas_Griddle_E6_Baseline Forecast | Commercial | Miscellaneous | Existing | Food Preparation | Natural Gas | Griddle | E6 |  | Baseline Forecast | 0 | 0 | 0 | 0 | 0 | 0 | 0 | 0 | 0 | 0 | 0 | 0 | 0 | 0 | 0 | 0 | 0 | 0 | 0 | 0 | 0 | 0 | 0 | 0 | 0 | 0 | 0 | 0 | 0 | 0 | 0 | 0 | 0
Commercial_Miscellaneous_Existing_Food Preparation_Natural Gas_Griddle_E7_Baseline Forecast | Commercial | Miscellaneous | Existing | Food Preparation | Natural Gas | Griddle | E7 |  | Baseline Forecast | 0 | 0 | 0 | 0 | 0 | 0 | 0 | 0 | 0 | 0 | 0 | 0 | 0 | 0 | 0 | 0 | 0 | 0 | 0 | 0 | 0 | 0 | 0 | 0 | 0 | 0 | 0 | 0 | 0 | 0 | 0 | 0 | 0
Commercial_Miscellaneous_Existing_Food Preparation_Natural Gas_Griddle_E8_Baseline Forecast | Commercial | Miscellaneous | Existing | Food Preparation | Natural Gas | Griddle | E8 |  | Baseline Forecast | 0 | 0 | 0 | 0 | 0 | 0 | 0 | 0 | 0 | 0 | 0 | 0 | 0 | 0 | 0 | 0 | 0 | 0 | 0 | 0 | 0 | 0 | 0 | 0 | 0 | 0 | 0 | 0 | 0 | 0 | 0 | 0 | 0
Commercial_Miscellaneous_Existing_Food Preparation_Natural Gas_Griddle_E9_Baseline Forecast | Commercial | Miscellaneous | Existing | Food Preparation | Natural Gas | Griddle | E9 |  | Baseline Forecast | 0 | 0 | 0 | 0 | 0 | 0 | 0 | 0 | 0 | 0 | 0 | 0 | 0 | 0 | 0 | 0 | 0 | 0 | 0 | 0 | 0 | 0 | 0 | 0 | 0 | 0 | 0 | 0 | 0 | 0 | 0 | 0 | 0
Commercial_Miscellaneous_Existing_Food Preparation_Natural Gas_Griddle_E10_Baseline Forecast | Commercial | Miscellaneous | Existing | Food Preparation | Natural Gas | Griddle | E10 |  | Baseline Forecast | 0 | 0 | 0 | 0 | 0 | 0 | 0 | 0 | 0 | 0 | 0 | 0 | 0 | 0 | 0 | 0 | 0 | 0 | 0 | 0 | 0 | 0 | 0 | 0 | 0 | 0 | 0 | 0 | 0 | 0 | 0 | 0 | 0
Commercial_Miscellaneous_Existing_Food Preparation_Natural Gas_Range_E1_Baseline Forecast | Commercial | Miscellaneous | Existing | Food Preparation | Natural Gas | Range | E1 |  | Baseline Forecast | 0 | 12826.9085 | 16589.7087 | 19530.4351 | 21824.6345 | 23592.105 | 24962.3508 | 26028.8268 | 26855.6988 | 27485.0919 | 24306.9038 | 22491.4189 | 21607.6868 | 21344.1674 | 21477.541 | 24956.3578 | 25751.3492 | 26352.0197 | 26798.0805 | 26425.3578 | 25685.2904 | 24850.186 | 24073.5134 | 23431.4817 | 22656.3138 | 22516.7584 | 22742.7581 | 23155.434 | 23507.2215 | 24456.6239 | 24404.2604 | 24166.927 | 23818.3303
Commercial_Miscellaneous_Existing_Food Preparation_Natural Gas_Range_E2_Baseline Forecast | Commercial | Miscellaneous | Existing | Food Preparation | Natural Gas | Range | E2 |  | Baseline Forecast | 0 | 18458.2342 | 23872.9954 | 28104.7725 | 31406.1814 | 33949.6146 | 35921.4316 | 37456.1165 | 38646.0056 | 39551.7177 | 34978.2275 | 32365.7003 | 31093.9883 | 30714.7775 | 30906.7053 | 35912.8075 | 37056.8196 | 37921.1991 | 38563.0915 | 38026.7344 | 36961.7593 | 35760.0237 | 34642.3729 | 33718.4737 | 32602.9881 | 32402.1645 | 32727.3837 | 33321.2344 | 33827.4651 | 35193.6783 | 35118.3259 | 34776.7974 | 34275.1583
Commercial_Miscellaneous_Existing_Food Preparation_Natural Gas_Range_E3_Baseline Forecast | Commercial | Miscellaneous | Existing | Food Preparation | Natural Gas | Range | E3 |  | Baseline Forecast | 0 | 0 | 0 | 0 | 0 | 0 | 0 | 0 | 0 | 0 | 0 | 0 | 0 | 0 | 0 | 0 | 0 | 0 | 0 | 0 | 0 | 0 | 0 | 0 | 0 | 0 | 0 | 0 | 0 | 0 | 0 | 0 | 0
Commercial_Miscellaneous_Existing_Food Preparation_Natural Gas_Range_E4_Baseline Forecast | Commercial | Miscellaneous | Existing | Food Preparation | Natural Gas | Range | E4 |  | Baseline Forecast | 0 | 0 | 0 | 0 | 0 | 0 | 0 | 0 | 0 | 0 | 0 | 0 | 0 | 0 | 0 | 0 | 0 | 0 | 0 | 0 | 0 | 0 | 0 | 0 | 0 | 0 | 0 | 0 | 0 | 0 | 0 | 0 | 0
Commercial_Miscellaneous_Existing_Food Preparation_Natural Gas_Range_E5_Baseline Forecast | Commercial | Miscellaneous | Existing | Food Preparation | Natural Gas | Range | E5 |  | Baseline Forecast | 0 | 0 | 0 | 0 | 0 | 0 | 0 | 0 | 0 | 0 | 0 | 0 | 0 | 0 | 0 | 0 | 0 | 0 | 0 | 0 | 0 | 0 | 0 | 0 | 0 | 0 | 0 | 0 | 0 | 0 | 0 | 0 | 0
Commercial_Miscellaneous_Existing_Food Preparation_Natural Gas_Range_E6_Baseline Forecast | Commercial | Miscellaneous | Existing | Food Preparation | Natural Gas | Range | E6 |  | Baseline Forecast | 0 | 0 | 0 | 0 | 0 | 0 | 0 | 0 | 0 | 0 | 0 | 0 | 0 | 0 | 0 | 0 | 0 | 0 | 0 | 0 | 0 | 0 | 0 | 0 | 0 | 0 | 0 | 0 | 0 | 0 | 0 | 0 | 0
Commercial_Miscellaneous_Existing_Food Preparation_Natural Gas_Range_E7_Baseline Forecast | Commercial | Miscellaneous | Existing | Food Preparation | Natural Gas | Range | E7 |  | Baseline Forecast | 0 | 0 | 0 | 0 | 0 | 0 | 0 | 0 | 0 | 0 | 0 | 0 | 0 | 0 | 0 | 0 | 0 | 0 | 0 | 0 | 0 | 0 | 0 | 0 | 0 | 0 | 0 | 0 | 0 | 0 | 0 | 0 | 0
Commercial_Miscellaneous_Existing_Food Preparation_Natural Gas_Range_E8_Baseline Forecast | Commercial | Miscellaneous | Existing | Food Preparation | Natural Gas | Range | E8 |  | Baseline Forecast | 0 | 0 | 0 | 0 | 0 | 0 | 0 | 0 | 0 | 0 | 0 | 0 | 0 | 0 | 0 | 0 | 0 | 0 | 0 | 0 | 0 | 0 | 0 | 0 | 0 | 0 | 0 | 0 | 0 | 0 | 0 | 0 | 0
Commercial_Miscellaneous_Existing_Food Preparation_Natural Gas_Range_E9_Baseline Forecast | Commercial | Miscellaneous | Existing | Food Preparation | Natural Gas | Range | E9 |  | Baseline Forecast | 0 | 0 | 0 | 0 | 0 | 0 | 0 | 0 | 0 | 0 | 0 | 0 | 0 | 0 | 0 | 0 | 0 | 0 | 0 | 0 | 0 | 0 | 0 | 0 | 0 | 0 | 0 | 0 | 0 | 0 | 0 | 0 | 0
Commercial_Miscellaneous_Existing_Food Preparation_Natural Gas_Range_E10_Baseline Forecast | Commercial | Miscellaneous | Existing | Food Preparation | Natural Gas | Range | E10 |  | Baseline Forecast | 0 | 0 | 0 | 0 | 0 | 0 | 0 | 0 | 0 | 0 | 0 | 0 | 0 | 0 | 0 | 0 | 0 | 0 | 0 | 0 | 0 | 0 | 0 | 0 | 0 | 0 | 0 | 0 | 0 | 0 | 0 | 0 | 0
Commercial_Miscellaneous_Existing_Food Preparation_Natural Gas_Steamer_E1_Baseline Forecast | Commercial | Miscellaneous | Existing | Food Preparation | Natural Gas | Steamer | E1 |  | Baseline Forecast | 0 | 510.3948 | 578.3104 | 0 | 0 | 0 | 0 | 0 | 0 | 0 | 0 | 0 | 0 | 0 | 0 | 0 | 0 | 0 | 0 | 0 | 0 | 0 | 0 | 0 | 0 | 0 | 0 | 0 | 0 | 0 | 0 | 0 | 0
Commercial_Miscellaneous_Existing_Food Preparation_Natural Gas_Steamer_E2_Baseline Forecast | Commercial | Miscellaneous | Existing | Food Preparation | Natural Gas | Steamer | E2 |  | Baseline Forecast | 0 | 510.3948 | 578.3104 | 1274.0419 | 1375.9236 | 1463.3213 | 1539.3463 | 1605.9965 | 1664.3857 | 1714.9716 | 1624.0896 | 1558.0657 | 1512.1643 | 1482.4384 | 1465.5845 | 1458.8977 | 1460.1107 | 1467.3467 | 1479.0477 | 1763.8856 | 1763.6867 | 1754.0015 | 1738.1871 | 1718.7904 | 1697.7184 | 1676.3544 | 1655.6903 | 1636.4008 | 1609.8978 | 1593.1655 | 1582.7943 | 1576.3273 | 1572.0898
Commercial_Miscellaneous_Existing_Food Preparation_Natural Gas_Steamer_E3_Baseline Forecast | Commercial | Miscellaneous | Existing | Food Preparation | Natural Gas | Steamer | E3 |  | Baseline Forecast | 0 | 0 | 0 | 0 | 0 | 0 | 0 | 0 | 0 | 0 | 0 | 0 | 0 | 0 | 0 | 0 | 0 | 0 | 0 | 0 | 0 | 0 | 0 | 0 | 0 | 0 | 0 | 0 | 0 | 0 | 0 | 0 | 0
Commercial_Miscellaneous_Existing_Food Preparation_Natural Gas_Steamer_E4_Baseline Forecast | Commercial | Miscellaneous | Existing | Food Preparation | Natural Gas | Steamer | E4 |  | Baseline Forecast | 0 | 0 | 0 | 0 | 0 | 0 | 0 | 0 | 0 | 0 | 0 | 0 | 0 | 0 | 0 | 0 | 0 | 0 | 0 | 0 | 0 | 0 | 0 | 0 | 0 | 0 | 0 | 0 | 0 | 0 | 0 | 0 | 0
Commercial_Miscellaneous_Existing_Food Preparation_Natural Gas_Steamer_E5_Baseline Forecast | Commercial | Miscellaneous | Existing | Food Preparation | Natural Gas | Steamer | E5 |  | Baseline Forecast | 0 | 0 | 0 | 0 | 0 | 0 | 0 | 0 | 0 | 0 | 0 | 0 | 0 | 0 | 0 | 0 | 0 | 0 | 0 | 0 | 0 | 0 | 0 | 0 | 0 | 0 | 0 | 0 | 0 | 0 | 0 | 0 | 0
Commercial_Miscellaneous_Existing_Food Preparation_Natural Gas_Steamer_E6_Baseline Forecast | Commercial | Miscellaneous | Existing | Food Preparation | Natural Gas | Steamer | E6 |  | Baseline Forecast | 0 | 0 | 0 | 0 | 0 | 0 | 0 | 0 | 0 | 0 | 0 | 0 | 0 | 0 | 0 | 0 | 0 | 0 | 0 | 0 | 0 | 0 | 0 | 0 | 0 | 0 | 0 | 0 | 0 | 0 | 0 | 0 | 0
Commercial_Miscellaneous_Existing_Food Preparation_Natural Gas_Steamer_E7_Baseline Forecast | Commercial | Miscellaneous | Existing | Food Preparation | Natural Gas | Steamer | E7 |  | Baseline Forecast | 0 | 0 | 0 | 0 | 0 | 0 | 0 | 0 | 0 | 0 | 0 | 0 | 0 | 0 | 0 | 0 | 0 | 0 | 0 | 0 | 0 | 0 | 0 | 0 | 0 | 0 | 0 | 0 | 0 | 0 | 0 | 0 | 0
Commercial_Miscellaneous_Existing_Food Preparation_Natural Gas_Steamer_E8_Baseline Forecast | Commercial | Miscellaneous | Existing | Food Preparation | Natural Gas | Steamer | E8 |  | Baseline Forecast | 0 | 0 | 0 | 0 | 0 | 0 | 0 | 0 | 0 | 0 | 0 | 0 | 0 | 0 | 0 | 0 | 0 | 0 | 0 | 0 | 0 | 0 | 0 | 0 | 0 | 0 | 0 | 0 | 0 | 0 | 0 | 0 | 0
Commercial_Miscellaneous_Existing_Food Preparation_Natural Gas_Steamer_E9_Baseline Forecast | Commercial | Miscellaneous | Existing | Food Preparation | Natural Gas | Steamer | E9 |  | Baseline Forecast | 0 | 0 | 0 | 0 | 0 | 0 | 0 | 0 | 0 | 0 | 0 | 0 | 0 | 0 | 0 | 0 | 0 | 0 | 0 | 0 | 0 | 0 | 0 | 0 | 0 | 0 | 0 | 0 | 0 | 0 | 0 | 0 | 0
Commercial_Miscellaneous_Existing_Food Preparation_Natural Gas_Steamer_E10_Baseline Forecast | Commercial | Miscellaneous | Existing | Food Preparation | Natural Gas | Steamer | E10 |  | Baseline Forecast | 0 | 0 | 0 | 0 | 0 | 0 | 0 | 0 | 0 | 0 | 0 | 0 | 0 | 0 | 0 | 0 | 0 | 0 | 0 | 0 | 0 | 0 | 0 | 0 | 0 | 0 | 0 | 0 | 0 | 0 | 0 | 0 | 0
Commercial_Miscellaneous_Existing_Food Preparation_Natural Gas_Food Prep Other_E1_Baseline Forecast | Commercial | Miscellaneous | Existing | Food Preparation | Natural Gas | Food Prep Other | E1 |  | Baseline Forecast | 0 | 0 | 0 | 0 | 0 | 0 | 0 | 0 | 0 | 0 | 0 | 0 | 0 | 0 | 0 | 0 | 0 | 0 | 0 | 0 | 0 | 0 | 0 | 0 | 0 | 0 | 0 | 0 | 0 | 0 | 0 | 0 | 0
Commercial_Miscellaneous_Existing_Food Preparation_Natural Gas_Food Prep Other_E2_Baseline Forecast | Commercial | Miscellaneous | Existing | Food Preparation | Natural Gas | Food Prep Other | E2 |  | Baseline Forecast | 0 | 0 | 0 | 0 | 0 | 0 | 0 | 0 | 0 | 0 | 0 | 0 | 0 | 0 | 0 | 0 | 0 | 0 | 0 | 0 | 0 | 0 | 0 | 0 | 0 | 0 | 0 | 0 | 0 | 0 | 0 | 0 | 0
Commercial_Miscellaneous_Existing_Food Preparation_Natural Gas_Food Prep Other_E3_Baseline Forecast | Commercial | Miscellaneous | Existing | Food Preparation | Natural Gas | Food Prep Other | E3 |  | Baseline Forecast | 0 | 0 | 0 | 0 | 0 | 0 | 0 | 0 | 0 | 0 | 0 | 0 | 0 | 0 | 0 | 0 | 0 | 0 | 0 | 0 | 0 | 0 | 0 | 0 | 0 | 0 | 0 | 0 | 0 | 0 | 0 | 0 | 0
Commercial_Miscellaneous_Existing_Food Preparation_Natural Gas_Food Prep Other_E4_Baseline Forecast | Commercial | Miscellaneous | Existing | Food Preparation | Natural Gas | Food Prep Other | E4 |  | Baseline Forecast | 0 | 0 | 0 | 0 | 0 | 0 | 0 | 0 | 0 | 0 | 0 | 0 | 0 | 0 | 0 | 0 | 0 | 0 | 0 | 0 | 0 | 0 | 0 | 0 | 0 | 0 | 0 | 0 | 0 | 0 | 0 | 0 | 0
Commercial_Miscellaneous_Existing_Food Preparation_Natural Gas_Food Prep Other_E5_Baseline Forecast | Commercial | Miscellaneous | Existing | Food Preparation | Natural Gas | Food Prep Other | E5 |  | Baseline Forecast | 0 | 0 | 0 | 0 | 0 | 0 | 0 | 0 | 0 | 0 | 0 | 0 | 0 | 0 | 0 | 0 | 0 | 0 | 0 | 0 | 0 | 0 | 0 | 0 | 0 | 0 | 0 | 0 | 0 | 0 | 0 | 0 | 0
Commercial_Miscellaneous_Existing_Food Preparation_Natural Gas_Food Prep Other_E6_Baseline Forecast | Commercial | Miscellaneous | Existing | Food Preparation | Natural Gas | Food Prep Other | E6 |  | Baseline Forecast | 0 | 0 | 0 | 0 | 0 | 0 | 0 | 0 | 0 | 0 | 0 | 0 | 0 | 0 | 0 | 0 | 0 | 0 | 0 | 0 | 0 | 0 | 0 | 0 | 0 | 0 | 0 | 0 | 0 | 0 | 0 | 0 | 0
Commercial_Miscellaneous_Existing_Food Preparation_Natural Gas_Food Prep Other_E7_Baseline Forecast | Commercial | Miscellaneous | Existing | Food Preparation | Natural Gas | Food Prep Other | E7 |  | Baseline Forecast | 0 | 0 | 0 | 0 | 0 | 0 | 0 | 0 | 0 | 0 | 0 | 0 | 0 | 0 | 0 | 0 | 0 | 0 | 0 | 0 | 0 | 0 | 0 | 0 | 0 | 0 | 0 | 0 | 0 | 0 | 0 | 0 | 0
Commercial_Miscellaneous_Existing_Food Preparation_Natural Gas_Food Prep Other_E8_Baseline Forecast | Commercial | Miscellaneous | Existing | Food Preparation | Natural Gas | Food Prep Other | E8 |  | Baseline Forecast | 0 | 0 | 0 | 0 | 0 | 0 | 0 | 0 | 0 | 0 | 0 | 0 | 0 | 0 | 0 | 0 | 0 | 0 | 0 | 0 | 0 | 0 | 0 | 0 | 0 | 0 | 0 | 0 | 0 | 0 | 0 | 0 | 0
Commercial_Miscellaneous_Existing_Food Preparation_Natural Gas_Food Prep Other_E9_Baseline Forecast | Commercial | Miscellaneous | Existing | Food Preparation | Natural Gas | Food Prep Other | E9 |  | Baseline Forecast | 0 | 0 | 0 | 0 | 0 | 0 | 0 | 0 | 0 | 0 | 0 | 0 | 0 | 0 | 0 | 0 | 0 | 0 | 0 | 0 | 0 | 0 | 0 | 0 | 0 | 0 | 0 | 0 | 0 | 0 | 0 | 0 | 0
Commercial_Miscellaneous_Existing_Food Preparation_Natural Gas_Food Prep Other_E10_Baseline Forecast | Commercial | Miscellaneous | Existing | Food Preparation | Natural Gas | Food Prep Other | E10 |  | Baseline Forecast | 0 | 0 | 0 | 0 | 0 | 0 | 0 | 0 | 0 | 0 | 0 | 0 | 0 | 0 | 0 | 0 | 0 | 0 | 0 | 0 | 0 | 0 | 0 | 0 | 0 | 0 | 0 | 0 | 0 | 0 | 0 | 0 | 0
Commercial_Miscellaneous_Existing_Miscellaneous_Natural Gas_Pool Heater_E1_Baseline Forecast | Commercial | Miscellaneous | Existing | Miscellaneous | Natural Gas | Pool Heater | E1 |  | Baseline Forecast | 0 | 1427.3688 | 1846.0904 | 2173.3323 | 2428.6291 | 2625.3119 | 2362.8822 | 2236.5504 | 2200.8258 | 2222.7246 | 2279.3689 | 2627.1257 | 2631.9983 | 2607.3931 | 2574.8123 | 2546.1611 | 2476.9846 | 2455.7021 | 2455.8781 | 2463.7603 | 2472.9725 | 2539.1157 | 2502.7287 | 2466.4142 | 2436.9738 | 2416.1766 | 2402.2965 | 2395.8527 | 2388.8352 | 2379.3106 | 2367.9065 | 2370.1334 | 2345.286
Commercial_Miscellaneous_Existing_Miscellaneous_Natural Gas_Pool Heater_E2_Baseline Forecast | Commercial | Miscellaneous | Existing | Miscellaneous | Natural Gas | Pool Heater | E2 |  | Baseline Forecast | 0 | 158.5965 | 205.1212 | 241.4814 | 269.8477 | 291.7013 | 262.5425 | 248.5056 | 244.5362 | 246.9694 | 253.2632 | 291.9029 | 292.4443 | 289.7103 | 286.0903 | 282.9068 | 275.2205 | 272.8558 | 272.8753 | 273.7511 | 274.7747 | 282.124 | 278.081 | 274.046 | 270.7749 | 268.4641 | 266.9218 | 266.2059 | 265.4261 | 264.3678 | 263.1007 | 263.3482 | 260.5873
Commercial_Miscellaneous_Existing_Miscellaneous_Natural Gas_Pool Heater_E3_Baseline Forecast | Commercial | Miscellaneous | Existing | Miscellaneous | Natural Gas | Pool Heater | E3 |  | Baseline Forecast | 0 | 0 | 0 | 0 | 0 | 0 | 0 | 0 | 0 | 0 | 0 | 0 | 0 | 0 | 0 | 0 | 0 | 0 | 0 | 0 | 0 | 0 | 0 | 0 | 0 | 0 | 0 | 0 | 0 | 0 | 0 | 0 | 0
Commercial_Miscellaneous_Existing_Miscellaneous_Natural Gas_Pool Heater_E4_Baseline Forecast | Commercial | Miscellaneous | Existing | Miscellaneous | Natural Gas | Pool Heater | E4 |  | Baseline Forecast | 0 | 0 | 0 | 0 | 0 | 0 | 0 | 0 | 0 | 0 | 0 | 0 | 0 | 0 | 0 | 0 | 0 | 0 | 0 | 0 | 0 | 0 | 0 | 0 | 0 | 0 | 0 | 0 | 0 | 0 | 0 | 0 | 0
Commercial_Miscellaneous_Existing_Miscellaneous_Natural Gas_Pool Heater_E5_Baseline Forecast | Commercial | Miscellaneous | Existing | Miscellaneous | Natural Gas | Pool Heater | E5 |  | Baseline Forecast | 0 | 0 | 0 | 0 | 0 | 0 | 0 | 0 | 0 | 0 | 0 | 0 | 0 | 0 | 0 | 0 | 0 | 0 | 0 | 0 | 0 | 0 | 0 | 0 | 0 | 0 | 0 | 0 | 0 | 0 | 0 | 0 | 0
Commercial_Miscellaneous_Existing_Miscellaneous_Natural Gas_Pool Heater_E6_Baseline Forecast | Commercial | Miscellaneous | Existing | Miscellaneous | Natural Gas | Pool Heater | E6 |  | Baseline Forecast | 0 | 0 | 0 | 0 | 0 | 0 | 0 | 0 | 0 | 0 | 0 | 0 | 0 | 0 | 0 | 0 | 0 | 0 | 0 | 0 | 0 | 0 | 0 | 0 | 0 | 0 | 0 | 0 | 0 | 0 | 0 | 0 | 0
Commercial_Miscellaneous_Existing_Miscellaneous_Natural Gas_Pool Heater_E7_Baseline Forecast | Commercial | Miscellaneous | Existing | Miscellaneous | Natural Gas | Pool Heater | E7 |  | Baseline Forecast | 0 | 0 | 0 | 0 | 0 | 0 | 0 | 0 | 0 | 0 | 0 | 0 | 0 | 0 | 0 | 0 | 0 | 0 | 0 | 0 | 0 | 0 | 0 | 0 | 0 | 0 | 0 | 0 | 0 | 0 | 0 | 0 | 0
Commercial_Miscellaneous_Existing_Miscellaneous_Natural Gas_Pool Heater_E8_Baseline Forecast | Commercial | Miscellaneous | Existing | Miscellaneous | Natural Gas | Pool Heater | E8 |  | Baseline Forecast | 0 | 0 | 0 | 0 | 0 | 0 | 0 | 0 | 0 | 0 | 0 | 0 | 0 | 0 | 0 | 0 | 0 | 0 | 0 | 0 | 0 | 0 | 0 | 0 | 0 | 0 | 0 | 0 | 0 | 0 | 0 | 0 | 0
Commercial_Miscellaneous_Existing_Miscellaneous_Natural Gas_Pool Heater_E9_Baseline Forecast | Commercial | Miscellaneous | Existing | Miscellaneous | Natural Gas | Pool Heater | E9 |  | Baseline Forecast | 0 | 0 | 0 | 0 | 0 | 0 | 0 | 0 | 0 | 0 | 0 | 0 | 0 | 0 | 0 | 0 | 0 | 0 | 0 | 0 | 0 | 0 | 0 | 0 | 0 | 0 | 0 | 0 | 0 | 0 | 0 | 0 | 0
Commercial_Miscellaneous_Existing_Miscellaneous_Natural Gas_Pool Heater_E10_Baseline Forecast | Commercial | Miscellaneous | Existing | Miscellaneous | Natural Gas | Pool Heater | E10 |  | Baseline Forecast | 0 | 0 | 0 | 0 | 0 | 0 | 0 | 0 | 0 | 0 | 0 | 0 | 0 | 0 | 0 | 0 | 0 | 0 | 0 | 0 | 0 | 0 | 0 | 0 | 0 | 0 | 0 | 0 | 0 | 0 | 0 | 0 | 0
Commercial_Miscellaneous_Existing_Miscellaneous_Natural Gas_Miscellaneous_E1_Baseline Forecast | Commercial | Miscellaneous | Existing | Miscellaneous | Natural Gas | Miscellaneous | E1 |  | Baseline Forecast | 0 | 167842.7978 | 198791.0531 | 224650.6358 | 214878.6208 | 210722.545 | 210868.7463 | 209770.1928 | 208405.3483 | 207333.8052 | 206295.9956 | 251357.5329 | 252243.4104 | 251555.1571 | 247541.2732 | 245797.9245 | 245359.1764 | 244027.435 | 242531.4478 | 241257.5523 | 239980.9004 | 251404.0179 | 248817.6163 | 245995.2439 | 244272.4357 | 243054.4984 | 241969.469 | 240547.08 | 239107.7864 | 237778.9976 | 236435.9073 | 238577.0189 | 236372.9386
Commercial_Miscellaneous_Existing_Miscellaneous_Natural Gas_Miscellaneous_E2_Baseline Forecast | Commercial | Miscellaneous | Existing | Miscellaneous | Natural Gas | Miscellaneous | E2 |  | Baseline Forecast | 0 | 0 | 0 | 0 | 0 | 0 | 0 | 0 | 0 | 0 | 0 | 0 | 0 | 0 | 0 | 0 | 0 | 0 | 0 | 0 | 0 | 0 | 0 | 0 | 0 | 0 | 0 | 0 | 0 | 0 | 0 | 0 | 0
Commercial_Miscellaneous_Existing_Miscellaneous_Natural Gas_Miscellaneous_E3_Baseline Forecast | Commercial | Miscellaneous | Existing | Miscellaneous | Natural Gas | Miscellaneous | E3 |  | Baseline Forecast | 0 | 0 | 0 | 0 | 0 | 0 | 0 | 0 | 0 | 0 | 0 | 0 | 0 | 0 | 0 | 0 | 0 | 0 | 0 | 0 | 0 | 0 | 0 | 0 | 0 | 0 | 0 | 0 | 0 | 0 | 0 | 0 | 0
Commercial_Miscellaneous_Existing_Miscellaneous_Natural Gas_Miscellaneous_E4_Baseline Forecast | Commercial | Miscellaneous | Existing | Miscellaneous | Natural Gas | Miscellaneous | E4 |  | Baseline Forecast | 0 | 0 | 0 | 0 | 0 | 0 | 0 | 0 | 0 | 0 | 0 | 0 | 0 | 0 | 0 | 0 | 0 | 0 | 0 | 0 | 0 | 0 | 0 | 0 | 0 | 0 | 0 | 0 | 0 | 0 | 0 | 0 | 0
Commercial_Miscellaneous_Existing_Miscellaneous_Natural Gas_Miscellaneous_E5_Baseline Forecast | Commercial | Miscellaneous | Existing | Miscellaneous | Natural Gas | Miscellaneous | E5 |  | Baseline Forecast | 0 | 0 | 0 | 0 | 0 | 0 | 0 | 0 | 0 | 0 | 0 | 0 | 0 | 0 | 0 | 0 | 0 | 0 | 0 | 0 | 0 | 0 | 0 | 0 | 0 | 0 | 0 | 0 | 0 | 0 | 0 | 0 | 0
Commercial_Miscellaneous_Existing_Miscellaneous_Natural Gas_Miscellaneous_E6_Baseline Forecast | Commercial | Miscellaneous | Existing | Miscellaneous | Natural Gas | Miscellaneous | E6 |  | Baseline Forecast | 0 | 0 | 0 | 0 | 0 | 0 | 0 | 0 | 0 | 0 | 0 | 0 | 0 | 0 | 0 | 0 | 0 | 0 | 0 | 0 | 0 | 0 | 0 | 0 | 0 | 0 | 0 | 0 | 0 | 0 | 0 | 0 | 0
Commercial_Miscellaneous_Existing_Miscellaneous_Natural Gas_Miscellaneous_E7_Baseline Forecast | Commercial | Miscellaneous | Existing | Miscellaneous | Natural Gas | Miscellaneous | E7 |  | Baseline Forecast | 0 | 0 | 0 | 0 | 0 | 0 | 0 | 0 | 0 | 0 | 0 | 0 | 0 | 0 | 0 | 0 | 0 | 0 | 0 | 0 | 0 | 0 | 0 | 0 | 0 | 0 | 0 | 0 | 0 | 0 | 0 | 0 | 0
Commercial_Miscellaneous_Existing_Miscellaneous_Natural Gas_Miscellaneous_E8_Baseline Forecast | Commercial | Miscellaneous | Existing | Miscellaneous | Natural Gas | Miscellaneous | E8 |  | Baseline Forecast | 0 | 0 | 0 | 0 | 0 | 0 | 0 | 0 | 0 | 0 | 0 | 0 | 0 | 0 | 0 | 0 | 0 | 0 | 0 | 0 | 0 | 0 | 0 | 0 | 0 | 0 | 0 | 0 | 0 | 0 | 0 | 0 | 0
Commercial_Miscellaneous_Existing_Miscellaneous_Natural Gas_Miscellaneous_E9_Baseline Forecast | Commercial | Miscellaneous | Existing | Miscellaneous | Natural Gas | Miscellaneous | E9 |  | Baseline Forecast | 0 | 0 | 0 | 0 | 0 | 0 | 0 | 0 | 0 | 0 | 0 | 0 | 0 | 0 | 0 | 0 | 0 | 0 | 0 | 0 | 0 | 0 | 0 | 0 | 0 | 0 | 0 | 0 | 0 | 0 | 0 | 0 | 0
Commercial_Miscellaneous_Existing_Miscellaneous_Natural Gas_Miscellaneous_E10_Baseline Forecast | Commercial | Miscellaneous | Existing | Miscellaneous | Natural Gas | Miscellaneous | E10 |  | Baseline Forecast | 0 | 0 | 0 | 0 | 0 | 0 | 0 | 0 | 0 | 0 | 0 | 0 | 0 | 0 | 0 | 0 | 0 | 0 | 0 | 0 | 0 | 0 | 0 | 0 | 0 | 0 | 0 | 0 | 0 | 0 | 0 | 0 | 0
Commercial_Miscellaneous_New_Space Heating_Natural Gas_Furnace_E1_Baseline Forecast | Commercial | Miscellaneous | New | Space Heating | Natural Gas | Furnace | E1 |  | Baseline Forecast | 0 | 8401.9161 | 40525.5617 | 25898.6723 | 33401.5505 | 45329.5664 | 42368.4138 | 37551.5968 | 33773.0693 | 32609.2803 | 32183.9123 | 31864.1719 | 31820.5142 | 31911.5631 | 32107.8513 | 32167.0035 | 32175.7947 | 32134.112 | 32091.7682 | 32695.057 | 35769.5457 | 37482.9632 | 39597.1033 | 42462.6933 | 44876.5637 | 46775.8706 | 48238.8652 | 49500.2464 | 50632.3271 | 51653.1813 | 52592.6047 | 53467.2259 | 39446.0322
Commercial_Miscellaneous_New_Space Heating_Natural Gas_Furnace_E2_Baseline Forecast | Commercial | Miscellaneous | New | Space Heating | Natural Gas | Furnace | E2 |  | Baseline Forecast | 0 | 0 | 0 | 0 | 0 | 0 | 0 | 0 | 0 | 0 | 0 | 0 | 0 | 0 | 0 | 0 | 0 | 0 | 0 | 0 | 0 | 0 | 0 | 0 | 0 | 0 | 0 | 0 | 0 | 0 | 0 | 0 | 0
Commercial_Miscellaneous_New_Space Heating_Natural Gas_Furnace_E3_Baseline Forecast | Commercial | Miscellaneous | New | Space Heating | Natural Gas | Furnace | E3 |  | Baseline Forecast | 0 | 0 | 0 | 0 | 0 | 0 | 0 | 0 | 0 | 0 | 0 | 0 | 0 | 0 | 0 | 0 | 0 | 0 | 0 | 0 | 0 | 0 | 0 | 0 | 0 | 0 | 0 | 0 | 0 | 0 | 0 | 0 | 0
Commercial_Miscellaneous_New_Space Heating_Natural Gas_Furnace_E4_Baseline Forecast | Commercial | Miscellaneous | New | Space Heating | Natural Gas | Furnace | E4 |  | Baseline Forecast | 0 | 0 | 0 | 0 | 0 | 0 | 0 | 0 | 0 | 0 | 0 | 0 | 0 | 0 | 0 | 0 | 0 | 0 | 0 | 0 | 0 | 0 | 0 | 0 | 0 | 0 | 0 | 0 | 0 | 0 | 0 | 0 | 0
Commercial_Miscellaneous_New_Space Heating_Natural Gas_Furnace_E5_Baseline Forecast | Commercial | Miscellaneous | New | Space Heating | Natural Gas | Furnace | E5 |  | Baseline Forecast | 0 | 0 | 0 | 0 | 0 | 0 | 0 | 0 | 0 | 0 | 0 | 0 | 0 | 0 | 0 | 0 | 0 | 0 | 0 | 0 | 0 | 0 | 0 | 0 | 0 | 0 | 0 | 0 | 0 | 0 | 0 | 0 | 0
Commercial_Miscellaneous_New_Space Heating_Natural Gas_Furnace_E6_Baseline Forecast | Commercial | Miscellaneous | New | Space Heating | Natural Gas | Furnace | E6 |  | Baseline Forecast | 0 | 0 | 0 | 0 | 0 | 0 | 0 | 0 | 0 | 0 | 0 | 0 | 0 | 0 | 0 | 0 | 0 | 0 | 0 | 0 | 0 | 0 | 0 | 0 | 0 | 0 | 0 | 0 | 0 | 0 | 0 | 0 | 0
Commercial_Miscellaneous_New_Space Heating_Natural Gas_Furnace_E7_Baseline Forecast | Commercial | Miscellaneous | New | Space Heating | Natural Gas | Furnace | E7 |  | Baseline Forecast | 0 | 0 | 0 | 0 | 0 | 0 | 0 | 0 | 0 | 0 | 0 | 0 | 0 | 0 | 0 | 0 | 0 | 0 | 0 | 0 | 0 | 0 | 0 | 0 | 0 | 0 | 0 | 0 | 0 | 0 | 0 | 0 | 0
Commercial_Miscellaneous_New_Space Heating_Natural Gas_Furnace_E8_Baseline Forecast | Commercial | Miscellaneous | New | Space Heating | Natural Gas | Furnace | E8 |  | Baseline Forecast | 0 | 0 | 0 | 0 | 0 | 0 | 0 | 0 | 0 | 0 | 0 | 0 | 0 | 0 | 0 | 0 | 0 | 0 | 0 | 0 | 0 | 0 | 0 | 0 | 0 | 0 | 0 | 0 | 0 | 0 | 0 | 0 | 0
Commercial_Miscellaneous_New_Space Heating_Natural Gas_Furnace_E9_Baseline Forecast | Commercial | Miscellaneous | New | Space Heating | Natural Gas | Furnace | E9 |  | Baseline Forecast | 0 | 0 | 0 | 0 | 0 | 0 | 0 | 0 | 0 | 0 | 0 | 0 | 0 | 0 | 0 | 0 | 0 | 0 | 0 | 0 | 0 | 0 | 0 | 0 | 0 | 0 | 0 | 0 | 0 | 0 | 0 | 0 | 0
Commercial_Miscellaneous_New_Space Heating_Natural Gas_Furnace_E10_Baseline Forecast | Commercial | Miscellaneous | New | Space Heating | Natural Gas | Furnace | E10 |  | Baseline Forecast | 0 | 0 | 0 | 0 | 0 | 0 | 0 | 0 | 0 | 0 | 0 | 0 | 0 | 0 | 0 | 0 | 0 | 0 | 0 | 0 | 0 | 0 | 0 | 0 | 0 | 0 | 0 | 0 | 0 | 0 | 0 | 0 | 0
Commercial_Miscellaneous_New_Space Heating_Natural Gas_Boiler_E1_Baseline Forecast | Commercial | Miscellaneous | New | Space Heating | Natural Gas | Boiler | E1 |  | Baseline Forecast | 0 | 3498.2492 | 16819.6489 | 10712.9411 | 13767.7583 | 18684.3576 | 17398.8209 | 15420.7686 | 13814.5772 | 13338.5396 | 13109.792 | 12979.549 | 12961.7655 | 13414.613 | 13447.9693 | 13472.7445 | 13424.1634 | 13406.7728 | 13389.1064 | 13371.1611 | 13374.0204 | 13376.8988 | 13679.6114 | 15171.537 | 15971.3674 | 17000.2034 | 18388.1368 | 19537.8004 | 20400.4738 | 21041.6292 | 21580.5787 | 22054.6223 | 15137.4628
Commercial_Miscellaneous_New_Space Heating_Natural Gas_Boiler_E2_Baseline Forecast | Commercial | Miscellaneous | New | Space Heating | Natural Gas | Boiler | E2 |  | Baseline Forecast | 0 | 0 | 0 | 0 | 0 | 0 | 0 | 0 | 0 | 0 | 0 | 0 | 0 | 0 | 0 | 0 | 0 | 0 | 0 | 0 | 0 | 0 | 0 | 0 | 0 | 0 | 0 | 0 | 0 | 0 | 0 | 0 | 0
Commercial_Miscellaneous_New_Space Heating_Natural Gas_Boiler_E3_Baseline Forecast | Commercial | Miscellaneous | New | Space Heating | Natural Gas | Boiler | E3 |  | Baseline Forecast | 0 | 468.665 | 2314.2515 | 1514.9614 | 2002.583 | 2717.7247 | 2605.171 | 2308.9921 | 2131.1744 | 2057.7361 | 2085.6487 | 2064.9282 | 2062.0991 | 1652.2397 | 1711.5597 | 1714.7129 | 1767.4447 | 1765.155 | 1762.8291 | 1760.4663 | 1760.8428 | 1761.2218 | 1801.0774 | 1997.5064 | 2102.8133 | 2238.2713 | 2421.0086 | 2572.375 | 2685.9558 | 2770.3712 | 2841.3301 | 2903.7434 | 1993.0202
Commercial_Miscellaneous_New_Space Heating_Natural Gas_Boiler_E4_Baseline Forecast | Commercial | Miscellaneous | New | Space Heating | Natural Gas | Boiler | E4 |  | Baseline Forecast | 0 | 0 | 0 | 0 | 0 | 0 | 0 | 0 | 0 | 0 | 0 | 0 | 0 | 0 | 0 | 0 | 0 | 0 | 0 | 0 | 0 | 0 | 0 | 0 | 0 | 0 | 0 | 0 | 0 | 0 | 0 | 0 | 0
Commercial_Miscellaneous_New_Space Heating_Natural Gas_Boiler_E5_Baseline Forecast | Commercial | Miscellaneous | New | Space Heating | Natural Gas | Boiler | E5 |  | Baseline Forecast | 0 | 0 | 0 | 0 | 0 | 0 | 0 | 0 | 0 | 0 | 0 | 0 | 0 | 0 | 0 | 0 | 0 | 0 | 0 | 0 | 0 | 0 | 0 | 0 | 0 | 0 | 0 | 0 | 0 | 0 | 0 | 0 | 0
Commercial_Miscellaneous_New_Space Heating_Natural Gas_Boiler_E6_Baseline Forecast | Commercial | Miscellaneous | New | Space Heating | Natural Gas | Boiler | E6 |  | Baseline Forecast | 0 | 0 | 0 | 0 | 0 | 0 | 0 | 0 | 0 | 0 | 0 | 0 | 0 | 0 | 0 | 0 | 0 | 0 | 0 | 0 | 0 | 0 | 0 | 0 | 0 | 0 | 0 | 0 | 0 | 0 | 0 | 0 | 0
Commercial_Miscellaneous_New_Space Heating_Natural Gas_Boiler_E7_Baseline Forecast | Commercial | Miscellaneous | New | Space Heating | Natural Gas | Boiler | E7 |  | Baseline Forecast | 0 | 0 | 0 | 0 | 0 | 0 | 0 | 0 | 0 | 0 | 0 | 0 | 0 | 0 | 0 | 0 | 0 | 0 | 0 | 0 | 0 | 0 | 0 | 0 | 0 | 0 | 0 | 0 | 0 | 0 | 0 | 0 | 0
Commercial_Miscellaneous_New_Space Heating_Natural Gas_Boiler_E8_Baseline Forecast | Commercial | Miscellaneous | New | Space Heating | Natural Gas | Boiler | E8 |  | Baseline Forecast | 0 | 0 | 0 | 0 | 0 | 0 | 0 | 0 | 0 | 0 | 0 | 0 | 0 | 0 | 0 | 0 | 0 | 0 | 0 | 0 | 0 | 0 | 0 | 0 | 0 | 0 | 0 | 0 | 0 | 0 | 0 | 0 | 0
Commercial_Miscellaneous_New_Space Heating_Natural Gas_Boiler_E9_Baseline Forecast | Commercial | Miscellaneous | New | Space Heating | Natural Gas | Boiler | E9 |  | Baseline Forecast | 0 | 0 | 0 | 0 | 0 | 0 | 0 | 0 | 0 | 0 | 0 | 0 | 0 | 0 | 0 | 0 | 0 | 0 | 0 | 0 | 0 | 0 | 0 | 0 | 0 | 0 | 0 | 0 | 0 | 0 | 0 | 0 | 0
Commercial_Miscellaneous_New_Space Heating_Natural Gas_Boiler_E10_Baseline Forecast | Commercial | Miscellaneous | New | Space Heating | Natural Gas | Boiler | E10 |  | Baseline Forecast | 0 | 0 | 0 | 0 | 0 | 0 | 0 | 0 | 0 | 0 | 0 | 0 | 0 | 0 | 0 | 0 | 0 | 0 | 0 | 0 | 0 | 0 | 0 | 0 | 0 | 0 | 0 | 0 | 0 | 0 | 0 | 0 | 0
Commercial_Miscellaneous_New_Space Heating_Natural Gas_Unit Heater_E1_Baseline Forecast | Commercial | Miscellaneous | New | Space Heating | Natural Gas | Unit Heater | E1 |  | Baseline Forecast | 0 | 74.4348 | 359.0267 | 229.4432 | 295.9132 | 401.5867 | 375.3531 | 332.6796 | 299.2046 | 288.8943 | 285.1258 | 282.2932 | 296.7934 | 366.428 | 397.3126 | 434.4472 | 484.9482 | 539.1833 | 629.0484 | 585.591 | 600.5227 | 622.004 | 603.656 | 587.4957 | 590.8323 | 606.0771 | 627.4245 | 654.8578 | 692.2051 | 754.519 | 785.5306 | 814.9748 | 690.5605
Commercial_Miscellaneous_New_Space Heating_Natural Gas_Unit Heater_E2_Baseline Forecast | Commercial | Miscellaneous | New | Space Heating | Natural Gas | Unit Heater | E2 |  | Baseline Forecast | 0 | 0 | 0 | 0 | 0 | 0 | 0 | 0 | 0 | 0 | 0 | 0 | 0 | 0 | 0 | 0 | 0 | 0 | 0 | 0 | 0 | 0 | 0 | 0 | 0 | 0 | 0 | 0 | 0 | 0 | 0 | 0 | 0
Commercial_Miscellaneous_New_Space Heating_Natural Gas_Unit Heater_E3_Baseline Forecast | Commercial | Miscellaneous | New | Space Heating | Natural Gas | Unit Heater | E3 |  | Baseline Forecast | 0 | 0 | 0 | 0 | 0 | 0 | 0 | 0 | 0 | 0 | 0 | 0 | 0 | 0 | 0 | 0 | 0 | 0 | 0 | 0 | 0 | 0 | 0 | 0 | 0 | 0 | 0 | 0 | 0 | 0 | 0 | 0 | 0
Commercial_Miscellaneous_New_Space Heating_Natural Gas_Unit Heater_E4_Baseline Forecast | Commercial | Miscellaneous | New | Space Heating | Natural Gas | Unit Heater | E4 |  | Baseline Forecast | 0 | 0 | 0 | 0 | 0 | 0 | 0 | 0 | 0 | 0 | 0 | 0 | 0 | 0 | 0 | 0 | 0 | 0 | 0 | 0 | 0 | 0 | 0 | 0 | 0 | 0 | 0 | 0 | 0 | 0 | 0 | 0 | 0
Commercial_Miscellaneous_New_Space Heating_Natural Gas_Unit Heater_E5_Baseline Forecast | Commercial | Miscellaneous | New | Space Heating | Natural Gas | Unit Heater | E5 |  | Baseline Forecast | 0 | 0 | 0 | 0 | 0 | 0 | 0 | 0 | 0 | 0 | 0 | 0 | 0 | 0 | 0 | 0 | 0 | 0 | 0 | 0 | 0 | 0 | 0 | 0 | 0 | 0 | 0 | 0 | 0 | 0 | 0 | 0 | 0
Commercial_Miscellaneous_New_Space Heating_Natural Gas_Unit Heater_E6_Baseline Forecast | Commercial | Miscellaneous | New | Space Heating | Natural Gas | Unit Heater | E6 |  | Baseline Forecast | 0 | 0 | 0 | 0 | 0 | 0 | 0 | 0 | 0 | 0 | 0 | 0 | 0 | 0 | 0 | 0 | 0 | 0 | 0 | 0 | 0 | 0 | 0 | 0 | 0 | 0 | 0 | 0 | 0 | 0 | 0 | 0 | 0
Commercial_Miscellaneous_New_Space Heating_Natural Gas_Unit Heater_E7_Baseline Forecast | Commercial | Miscellaneous | New | Space Heating | Natural Gas | Unit Heater | E7 |  | Baseline Forecast | 0 | 0 | 0 | 0 | 0 | 0 | 0 | 0 | 0 | 0 | 0 | 0 | 0 | 0 | 0 | 0 | 0 | 0 | 0 | 0 | 0 | 0 | 0 | 0 | 0 | 0 | 0 | 0 | 0 | 0 | 0 | 0 | 0
Commercial_Miscellaneous_New_Space Heating_Natural Gas_Unit Heater_E8_Baseline Forecast | Commercial | Miscellaneous | New | Space Heating | Natural Gas | Unit Heater | E8 |  | Baseline Forecast | 0 | 0 | 0 | 0 | 0 | 0 | 0 | 0 | 0 | 0 | 0 | 0 | 0 | 0 | 0 | 0 | 0 | 0 | 0 | 0 | 0 | 0 | 0 | 0 | 0 | 0 | 0 | 0 | 0 | 0 | 0 | 0 | 0
Commercial_Miscellaneous_New_Space Heating_Natural Gas_Unit Heater_E9_Baseline Forecast | Commercial | Miscellaneous | New | Space Heating | Natural Gas | Unit Heater | E9 |  | Baseline Forecast | 0 | 0 | 0 | 0 | 0 | 0 | 0 | 0 | 0 | 0 | 0 | 0 | 0 | 0 | 0 | 0 | 0 | 0 | 0 | 0 | 0 | 0 | 0 | 0 | 0 | 0 | 0 | 0 | 0 | 0 | 0 | 0 | 0
Commercial_Miscellaneous_New_Space Heating_Natural Gas_Unit Heater_E10_Baseline Forecast | Commercial | Miscellaneous | New | Space Heating | Natural Gas | Unit Heater | E10 |  | Baseline Forecast | 0 | 0 | 0 | 0 | 0 | 0 | 0 | 0 | 0 | 0 | 0 | 0 | 0 | 0 | 0 | 0 | 0 | 0 | 0 | 0 | 0 | 0 | 0 | 0 | 0 | 0 | 0 | 0 | 0 | 0 | 0 | 0 | 0
Commercial_Miscellaneous_New_Water Heating_Natural Gas_Water Heater_E1_Baseline Forecast | Commercial | Miscellaneous | New | Water Heating | Natural Gas | Water Heater | E1 |  | Baseline Forecast | 0 | 0 | 0 | 0 | 0 | 0 | 0 | 0 | 0 | 0 | 0 | 0 | 0 | 0 | 0 | 0 | 0 | 0 | 0 | 0 | 0 | 0 | 0 | 0 | 0 | 0 | 0 | 0 | 0 | 0 | 0 | 0 | 0
Commercial_Miscellaneous_New_Water Heating_Natural Gas_Water Heater_E2_Baseline Forecast | Commercial | Miscellaneous | New | Water Heating | Natural Gas | Water Heater | E2 |  | Baseline Forecast | 0 | 9213.4995 | 44440.1296 | 28400.3553 | 36627.9742 | 49708.1772 | 46460.992 | 41178.8944 | 37035.3799 | 35759.1747 | 37135.4182 | 45304.2783 | 48864.0374 | 53495.5121 | 59952.1061 | 66775.8749 | 77955.4041 | 72577.723 | 74372.0218 | 77344.7653 | 77121.8543 | 77123.5908 | 78301.7482 | 81278.2801 | 85710.5022 | 93313.1912 | 97112.7695 | 100793.4543 | 104812.2206 | 108080.137 | 111837.894 | 110740.6051 | 93057.0834
Commercial_Miscellaneous_New_Water Heating_Natural Gas_Water Heater_E3_Baseline Forecast | Commercial | Miscellaneous | New | Water Heating | Natural Gas | Water Heater | E3 |  | Baseline Forecast | 0 | 0 | 0 | 0 | 0 | 0 | 0 | 0 | 0 | 0 | 0 | 0 | 0 | 0 | 0 | 0 | 0 | 0 | 0 | 0 | 0 | 0 | 0 | 0 | 0 | 0 | 0 | 0 | 0 | 0 | 0 | 0 | 0
Commercial_Miscellaneous_New_Water Heating_Natural Gas_Water Heater_E4_Baseline Forecast | Commercial | Miscellaneous | New | Water Heating | Natural Gas | Water Heater | E4 |  | Baseline Forecast | 0 | 0 | 0 | 0 | 0 | 0 | 0 | 0 | 0 | 0 | 0 | 0 | 0 | 0 | 0 | 0 | 0 | 0 | 0 | 0 | 0 | 0 | 0 | 0 | 0 | 0 | 0 | 0 | 0 | 0 | 0 | 0 | 0
Commercial_Miscellaneous_New_Water Heating_Natural Gas_Water Heater_E5_Baseline Forecast | Commercial | Miscellaneous | New | Water Heating | Natural Gas | Water Heater | E5 |  | Baseline Forecast | 0 | 0 | 0 | 0 | 0 | 0 | 0 | 0 | 0 | 0 | 0 | 0 | 0 | 0 | 0 | 0 | 0 | 0 | 0 | 0 | 0 | 0 | 0 | 0 | 0 | 0 | 0 | 0 | 0 | 0 | 0 | 0 | 0
Commercial_Miscellaneous_New_Water Heating_Natural Gas_Water Heater_E6_Baseline Forecast | Commercial | Miscellaneous | New | Water Heating | Natural Gas | Water Heater | E6 |  | Baseline Forecast | 0 | 0 | 0 | 0 | 0 | 0 | 0 | 0 | 0 | 0 | 0 | 0 | 0 | 0 | 0 | 0 | 0 | 0 | 0 | 0 | 0 | 0 | 0 | 0 | 0 | 0 | 0 | 0 | 0 | 0 | 0 | 0 | 0
Commercial_Miscellaneous_New_Water Heating_Natural Gas_Water Heater_E7_Baseline Forecast | Commercial | Miscellaneous | New | Water Heating | Natural Gas | Water Heater | E7 |  | Baseline Forecast | 0 | 0 | 0 | 0 | 0 | 0 | 0 | 0 | 0 | 0 | 0 | 0 | 0 | 0 | 0 | 0 | 0 | 0 | 0 | 0 | 0 | 0 | 0 | 0 | 0 | 0 | 0 | 0 | 0 | 0 | 0 | 0 | 0
Commercial_Miscellaneous_New_Water Heating_Natural Gas_Water Heater_E8_Baseline Forecast | Commercial | Miscellaneous | New | Water Heating | Natural Gas | Water Heater | E8 |  | Baseline Forecast | 0 | 0 | 0 | 0 | 0 | 0 | 0 | 0 | 0 | 0 | 0 | 0 | 0 | 0 | 0 | 0 | 0 | 0 | 0 | 0 | 0 | 0 | 0 | 0 | 0 | 0 | 0 | 0 | 0 | 0 | 0 | 0 | 0
Commercial_Miscellaneous_New_Water Heating_Natural Gas_Water Heater_E9_Baseline Forecast | Commercial | Miscellaneous | New | Water Heating | Natural Gas | Water Heater | E9 |  | Baseline Forecast | 0 | 0 | 0 | 0 | 0 | 0 | 0 | 0 | 0 | 0 | 0 | 0 | 0 | 0 | 0 | 0 | 0 | 0 | 0 | 0 | 0 | 0 | 0 | 0 | 0 | 0 | 0 | 0 | 0 | 0 | 0 | 0 | 0
Commercial_Miscellaneous_New_Water Heating_Natural Gas_Water Heater_E10_Baseline Forecast | Commercial | Miscellaneous | New | Water Heating | Natural Gas | Water Heater | E10 |  | Baseline Forecast | 0 | 0 | 0 | 0 | 0 | 0 | 0 | 0 | 0 | 0 | 0 | 0 | 0 | 0 | 0 | 0 | 0 | 0 | 0 | 0 | 0 | 0 | 0 | 0 | 0 | 0 | 0 | 0 | 0 | 0 | 0 | 0 | 0
Commercial_Miscellaneous_New_Food Preparation_Natural Gas_Oven_E1_Baseline Forecast | Commercial | Miscellaneous | New | Food Preparation | Natural Gas | Oven | E1 |  | Baseline Forecast | 0 | 2114.7557 | 10200.2523 | 6518.6757 | 8407.1443 | 11409.4166 | 10664.0968 | 9451.7077 | 8500.6552 | 8207.7305 | 8100.6657 | 8020.1873 | 8432.1498 | 10410.527 | 11287.9854 | 12343.01 | 13777.786 | 15318.6517 | 17871.7956 | 16637.1327 | 17061.3573 | 17671.6576 | 17150.3761 | 16691.2473 | 16786.0432 | 17219.16 | 17825.6585 | 18605.0617 | 19666.1292 | 21436.5211 | 22317.5875 | 23154.1197 | 19619.4061
Commercial_Miscellaneous_New_Food Preparation_Natural Gas_Oven_E2_Baseline Forecast | Commercial | Miscellaneous | New | Food Preparation | Natural Gas | Oven | E2 |  | Baseline Forecast | 0 | 3043.1851 | 14678.4119 | 9380.5333 | 12098.0856 | 16418.4287 | 15345.8954 | 13601.2379 | 12232.6502 | 11811.1243 | 11657.0555 | 11541.2451 | 12134.0692 | 14981.0022 | 16243.6863 | 17761.8924 | 19826.5701 | 22043.9134 | 25717.9497 | 23941.2397 | 24551.7093 | 25429.9463 | 24679.8095 | 24019.1119 | 24155.5256 | 24778.7913 | 25651.5574 | 26773.1376 | 28300.0395 | 30847.6767 | 32115.5527 | 33319.3429 | 28232.8039
Commercial_Miscellaneous_New_Food Preparation_Natural Gas_Oven_E3_Baseline Forecast | Commercial | Miscellaneous | New | Food Preparation | Natural Gas | Oven | E3 |  | Baseline Forecast | 0 | 0 | 0 | 0 | 0 | 0 | 0 | 0 | 0 | 0 | 0 | 0 | 0 | 0 | 0 | 0 | 0 | 0 | 0 | 0 | 0 | 0 | 0 | 0 | 0 | 0 | 0 | 0 | 0 | 0 | 0 | 0 | 0
Commercial_Miscellaneous_New_Food Preparation_Natural Gas_Oven_E4_Baseline Forecast | Commercial | Miscellaneous | New | Food Preparation | Natural Gas | Oven | E4 |  | Baseline Forecast | 0 | 0 | 0 | 0 | 0 | 0 | 0 | 0 | 0 | 0 | 0 | 0 | 0 | 0 | 0 | 0 | 0 | 0 | 0 | 0 | 0 | 0 | 0 | 0 | 0 | 0 | 0 | 0 | 0 | 0 | 0 | 0 | 0
Commercial_Miscellaneous_New_Food Preparation_Natural Gas_Oven_E5_Baseline Forecast | Commercial | Miscellaneous | New | Food Preparation | Natural Gas | Oven | E5 |  | Baseline Forecast | 0 | 0 | 0 | 0 | 0 | 0 | 0 | 0 | 0 | 0 | 0 | 0 | 0 | 0 | 0 | 0 | 0 | 0 | 0 | 0 | 0 | 0 | 0 | 0 | 0 | 0 | 0 | 0 | 0 | 0 | 0 | 0 | 0
Commercial_Miscellaneous_New_Food Preparation_Natural Gas_Oven_E6_Baseline Forecast | Commercial | Miscellaneous | New | Food Preparation | Natural Gas | Oven | E6 |  | Baseline Forecast | 0 | 0 | 0 | 0 | 0 | 0 | 0 | 0 | 0 | 0 | 0 | 0 | 0 | 0 | 0 | 0 | 0 | 0 | 0 | 0 | 0 | 0 | 0 | 0 | 0 | 0 | 0 | 0 | 0 | 0 | 0 | 0 | 0
Commercial_Miscellaneous_New_Food Preparation_Natural Gas_Oven_E7_Baseline Forecast | Commercial | Miscellaneous | New | Food Preparation | Natural Gas | Oven | E7 |  | Baseline Forecast | 0 | 0 | 0 | 0 | 0 | 0 | 0 | 0 | 0 | 0 | 0 | 0 | 0 | 0 | 0 | 0 | 0 | 0 | 0 | 0 | 0 | 0 | 0 | 0 | 0 | 0 | 0 | 0 | 0 | 0 | 0 | 0 | 0
Commercial_Miscellaneous_New_Food Preparation_Natural Gas_Oven_E8_Baseline Forecast | Commercial | Miscellaneous | New | Food Preparation | Natural Gas | Oven | E8 |  | Baseline Forecast | 0 | 0 | 0 | 0 | 0 | 0 | 0 | 0 | 0 | 0 | 0 | 0 | 0 | 0 | 0 | 0 | 0 | 0 | 0 | 0 | 0 | 0 | 0 | 0 | 0 | 0 | 0 | 0 | 0 | 0 | 0 | 0 | 0
Commercial_Miscellaneous_New_Food Preparation_Natural Gas_Oven_E9_Baseline Forecast | Commercial | Miscellaneous | New | Food Preparation | Natural Gas | Oven | E9 |  | Baseline Forecast | 0 | 0 | 0 | 0 | 0 | 0 | 0 | 0 | 0 | 0 | 0 | 0 | 0 | 0 | 0 | 0 | 0 | 0 | 0 | 0 | 0 | 0 | 0 | 0 | 0 | 0 | 0 | 0 | 0 | 0 | 0 | 0 | 0
Commercial_Miscellaneous_New_Food Preparation_Natural Gas_Oven_E10_Baseline Forecast | Commercial | Miscellaneous | New | Food Preparation | Natural Gas | Oven | E10 |  | Baseline Forecast | 0 | 0 | 0 | 0 | 0 | 0 | 0 | 0 | 0 | 0 | 0 | 0 | 0 | 0 | 0 | 0 | 0 | 0 | 0 | 0 | 0 | 0 | 0 | 0 | 0 | 0 | 0 | 0 | 0 | 0 | 0 | 0 | 0
Commercial_Miscellaneous_New_Food Preparation_Natural Gas_Conveyor Oven_E1_Baseline Forecast | Commercial | Miscellaneous | New | Food Preparation | Natural Gas | Conveyor Oven | E1 |  | Baseline Forecast | 0 | 1057.3779 | 5100.1262 | 3259.3378 | 4203.5721 | 5704.7083 | 5332.0484 | 4725.8538 | 4250.3276 | 4103.8652 | 4050.3328 | 4010.0936 | 4004.5993 | 4016.0578 | 4040.7606 | 4048.2049 | 4049.3112 | 4255.5411 | 5227.9422 | 5636.5556 | 6157.486 | 6874.636 | 7645.5006 | 8922.5219 | 8305.6578 | 8517.583 | 8822.5443 | 8567.4009 | 8301.1083 | 8124.7613 | 8075.0287 | 8061.2357 | 5841.1328
Commercial_Miscellaneous_New_Food Preparation_Natural Gas_Conveyor Oven_E2_Baseline Forecast | Commercial | Miscellaneous | New | Food Preparation | Natural Gas | Conveyor Oven | E2 |  | Baseline Forecast | 0 | 1521.5926 | 7339.206 | 4690.2666 | 6049.0428 | 8209.2144 | 7672.9477 | 6800.6189 | 6116.3251 | 5905.5622 | 5828.5277 | 5770.6225 | 5762.7161 | 5779.2051 | 5814.753 | 5825.4655 | 5827.0576 | 6123.8274 | 7523.1364 | 8111.1409 | 8860.7726 | 9892.7688 | 11002.0618 | 12839.7266 | 11952.0441 | 12257.0097 | 12695.8564 | 12328.6989 | 11945.4973 | 11691.7297 | 11620.1633 | 11600.3148 | 8405.5326
Commercial_Miscellaneous_New_Food Preparation_Natural Gas_Conveyor Oven_E3_Baseline Forecast | Commercial | Miscellaneous | New | Food Preparation | Natural Gas | Conveyor Oven | E3 |  | Baseline Forecast | 0 | 0 | 0 | 0 | 0 | 0 | 0 | 0 | 0 | 0 | 0 | 0 | 0 | 0 | 0 | 0 | 0 | 0 | 0 | 0 | 0 | 0 | 0 | 0 | 0 | 0 | 0 | 0 | 0 | 0 | 0 | 0 | 0
Commercial_Miscellaneous_New_Food Preparation_Natural Gas_Conveyor Oven_E4_Baseline Forecast | Commercial | Miscellaneous | New | Food Preparation | Natural Gas | Conveyor Oven | E4 |  | Baseline Forecast | 0 | 0 | 0 | 0 | 0 | 0 | 0 | 0 | 0 | 0 | 0 | 0 | 0 | 0 | 0 | 0 | 0 | 0 | 0 | 0 | 0 | 0 | 0 | 0 | 0 | 0 | 0 | 0 | 0 | 0 | 0 | 0 | 0
Commercial_Miscellaneous_New_Food Preparation_Natural Gas_Conveyor Oven_E5_Baseline Forecast | Commercial | Miscellaneous | New | Food Preparation | Natural Gas | Conveyor Oven | E5 |  | Baseline Forecast | 0 | 0 | 0 | 0 | 0 | 0 | 0 | 0 | 0 | 0 | 0 | 0 | 0 | 0 | 0 | 0 | 0 | 0 | 0 | 0 | 0 | 0 | 0 | 0 | 0 | 0 | 0 | 0 | 0 | 0 | 0 | 0 | 0
Commercial_Miscellaneous_New_Food Preparation_Natural Gas_Conveyor Oven_E6_Baseline Forecast | Commercial | Miscellaneous | New | Food Preparation | Natural Gas | Conveyor Oven | E6 |  | Baseline Forecast | 0 | 0 | 0 | 0 | 0 | 0 | 0 | 0 | 0 | 0 | 0 | 0 | 0 | 0 | 0 | 0 | 0 | 0 | 0 | 0 | 0 | 0 | 0 | 0 | 0 | 0 | 0 | 0 | 0 | 0 | 0 | 0 | 0
Commercial_Miscellaneous_New_Food Preparation_Natural Gas_Conveyor Oven_E7_Baseline Forecast | Commercial | Miscellaneous | New | Food Preparation | Natural Gas | Conveyor Oven | E7 |  | Baseline Forecast | 0 | 0 | 0 | 0 | 0 | 0 | 0 | 0 | 0 | 0 | 0 | 0 | 0 | 0 | 0 | 0 | 0 | 0 | 0 | 0 | 0 | 0 | 0 | 0 | 0 | 0 | 0 | 0 | 0 | 0 | 0 | 0 | 0
Commercial_Miscellaneous_New_Food Preparation_Natural Gas_Conveyor Oven_E8_Baseline Forecast | Commercial | Miscellaneous | New | Food Preparation | Natural Gas | Conveyor Oven | E8 |  | Baseline Forecast | 0 | 0 | 0 | 0 | 0 | 0 | 0 | 0 | 0 | 0 | 0 | 0 | 0 | 0 | 0 | 0 | 0 | 0 | 0 | 0 | 0 | 0 | 0 | 0 | 0 | 0 | 0 | 0 | 0 | 0 | 0 | 0 | 0
Commercial_Miscellaneous_New_Food Preparation_Natural Gas_Conveyor Oven_E9_Baseline Forecast | Commercial | Miscellaneous | New | Food Preparation | Natural Gas | Conveyor Oven | E9 |  | Baseline Forecast | 0 | 0 | 0 | 0 | 0 | 0 | 0 | 0 | 0 | 0 | 0 | 0 | 0 | 0 | 0 | 0 | 0 | 0 | 0 | 0 | 0 | 0 | 0 | 0 | 0 | 0 | 0 | 0 | 0 | 0 | 0 | 0 | 0
Commercial_Miscellaneous_New_Food Preparation_Natural Gas_Conveyor Oven_E10_Baseline Forecast | Commercial | Miscellaneous | New | Food Preparation | Natural Gas | Conveyor Oven | E10 |  | Baseline Forecast | 0 | 0 | 0 | 0 | 0 | 0 | 0 | 0 | 0 | 0 | 0 | 0 | 0 | 0 | 0 | 0 | 0 | 0 | 0 | 0 | 0 | 0 | 0 | 0 | 0 | 0 | 0 | 0 | 0 | 0 | 0 | 0 | 0
Commercial_Miscellaneous_New_Food Preparation_Natural Gas_Double Rack Oven_E1_Baseline Forecast | Commercial | Miscellaneous | New | Food Preparation | Natural Gas | Double Rack Oven | E1 |  | Baseline Forecast | 0 | 1057.3779 | 5100.1262 | 3259.3378 | 4203.5721 | 5704.7083 | 5332.0484 | 4725.8538 | 4250.3276 | 4103.8652 | 4050.3328 | 4010.0936 | 4216.0749 | 5205.2635 | 5643.9927 | 6171.505 | 6888.893 | 7659.3258 | 8935.8978 | 8318.5664 | 8530.6787 | 8835.8288 | 8575.1881 | 8345.6236 | 8393.0216 | 8609.58 | 8912.8293 | 9302.5309 | 9833.0646 | 10718.2605 | 11158.7937 | 11577.0598 | 9809.7031
Commercial_Miscellaneous_New_Food Preparation_Natural Gas_Double Rack Oven_E2_Baseline Forecast | Commercial | Miscellaneous | New | Food Preparation | Natural Gas | Double Rack Oven | E2 |  | Baseline Forecast | 0 | 1521.5926 | 7339.206 | 4690.2666 | 6049.0428 | 8209.2144 | 7672.9477 | 6800.6189 | 6116.3251 | 5905.5622 | 5828.5277 | 5770.6225 | 6067.0346 | 7490.5011 | 8121.8432 | 8880.9462 | 9913.285 | 11021.9567 | 12858.9749 | 11970.6199 | 12275.8547 | 12714.9731 | 12339.9048 | 12009.556 | 12077.7628 | 12389.3956 | 12825.7787 | 13386.5688 | 14150.0198 | 15423.8383 | 16057.7763 | 16659.6715 | 14116.402
Commercial_Miscellaneous_New_Food Preparation_Natural Gas_Double Rack Oven_E3_Baseline Forecast | Commercial | Miscellaneous | New | Food Preparation | Natural Gas | Double Rack Oven | E3 |  | Baseline Forecast | 0 | 0 | 0 | 0 | 0 | 0 | 0 | 0 | 0 | 0 | 0 | 0 | 0 | 0 | 0 | 0 | 0 | 0 | 0 | 0 | 0 | 0 | 0 | 0 | 0 | 0 | 0 | 0 | 0 | 0 | 0 | 0 | 0
Commercial_Miscellaneous_New_Food Preparation_Natural Gas_Double Rack Oven_E4_Baseline Forecast | Commercial | Miscellaneous | New | Food Preparation | Natural Gas | Double Rack Oven | E4 |  | Baseline Forecast | 0 | 0 | 0 | 0 | 0 | 0 | 0 | 0 | 0 | 0 | 0 | 0 | 0 | 0 | 0 | 0 | 0 | 0 | 0 | 0 | 0 | 0 | 0 | 0 | 0 | 0 | 0 | 0 | 0 | 0 | 0 | 0 | 0
Commercial_Miscellaneous_New_Food Preparation_Natural Gas_Double Rack Oven_E5_Baseline Forecast | Commercial | Miscellaneous | New | Food Preparation | Natural Gas | Double Rack Oven | E5 |  | Baseline Forecast | 0 | 0 | 0 | 0 | 0 | 0 | 0 | 0 | 0 | 0 | 0 | 0 | 0 | 0 | 0 | 0 | 0 | 0 | 0 | 0 | 0 | 0 | 0 | 0 | 0 | 0 | 0 | 0 | 0 | 0 | 0 | 0 | 0
Commercial_Miscellaneous_New_Food Preparation_Natural Gas_Double Rack Oven_E6_Baseline Forecast | Commercial | Miscellaneous | New | Food Preparation | Natural Gas | Double Rack Oven | E6 |  | Baseline Forecast | 0 | 0 | 0 | 0 | 0 | 0 | 0 | 0 | 0 | 0 | 0 | 0 | 0 | 0 | 0 | 0 | 0 | 0 | 0 | 0 | 0 | 0 | 0 | 0 | 0 | 0 | 0 | 0 | 0 | 0 | 0 | 0 | 0
Commercial_Miscellaneous_New_Food Preparation_Natural Gas_Double Rack Oven_E7_Baseline Forecast | Commercial | Miscellaneous | New | Food Preparation | Natural Gas | Double Rack Oven | E7 |  | Baseline Forecast | 0 | 0 | 0 | 0 | 0 | 0 | 0 | 0 | 0 | 0 | 0 | 0 | 0 | 0 | 0 | 0 | 0 | 0 | 0 | 0 | 0 | 0 | 0 | 0 | 0 | 0 | 0 | 0 | 0 | 0 | 0 | 0 | 0
Commercial_Miscellaneous_New_Food Preparation_Natural Gas_Double Rack Oven_E8_Baseline Forecast | Commercial | Miscellaneous | New | Food Preparation | Natural Gas | Double Rack Oven | E8 |  | Baseline Forecast | 0 | 0 | 0 | 0 | 0 | 0 | 0 | 0 | 0 | 0 | 0 | 0 | 0 | 0 | 0 | 0 | 0 | 0 | 0 | 0 | 0 | 0 | 0 | 0 | 0 | 0 | 0 | 0 | 0 | 0 | 0 | 0 | 0
Commercial_Miscellaneous_New_Food Preparation_Natural Gas_Double Rack Oven_E9_Baseline Forecast | Commercial | Miscellaneous | New | Food Preparation | Natural Gas | Double Rack Oven | E9 |  | Baseline Forecast | 0 | 0 | 0 | 0 | 0 | 0 | 0 | 0 | 0 | 0 | 0 | 0 | 0 | 0 | 0 | 0 | 0 | 0 | 0 | 0 | 0 | 0 | 0 | 0 | 0 | 0 | 0 | 0 | 0 | 0 | 0 | 0 | 0
Commercial_Miscellaneous_New_Food Preparation_Natural Gas_Double Rack Oven_E10_Baseline Forecast | Commercial | Miscellaneous | New | Food Preparation | Natural Gas | Double Rack Oven | E10 |  | Baseline Forecast | 0 | 0 | 0 | 0 | 0 | 0 | 0 | 0 | 0 | 0 | 0 | 0 | 0 | 0 | 0 | 0 | 0 | 0 | 0 | 0 | 0 | 0 | 0 | 0 | 0 | 0 | 0 | 0 | 0 | 0 | 0 | 0 | 0
Commercial_Miscellaneous_New_Food Preparation_Natural Gas_Fryer_E1_Baseline Forecast | Commercial | Miscellaneous | New | Food Preparation | Natural Gas | Fryer | E1 |  | Baseline Forecast | 0 | 327.7539 | 1580.8788 | 0 | 0 | 0 | 0 | 0 | 0 | 0 | 0 | 0 | 0 | 0 | 0 | 0 | 0 | 0 | 0 | 0 | 0 | 0 | 0 | 0 | 0 | 0 | 0 | 0 | 0 | 0 | 0 | 0 | 0
Commercial_Miscellaneous_New_Food Preparation_Natural Gas_Fryer_E2_Baseline Forecast | Commercial | Miscellaneous | New | Food Preparation | Natural Gas | Fryer | E2 |  | Baseline Forecast | 0 | 115.1568 | 555.4439 | 1365.2598 | 1760.7773 | 2389.5679 | 2344.1971 | 2596.6752 | 2584.5218 | 2762.3266 | 3181.5713 | 3781.3744 | 3719.8547 | 3954.0374 | 4236.2301 | 4388.0618 | 4720.692 | 4889.4416 | 5119.0432 | 5418.4941 | 5725.9494 | 5882.8562 | 6110.606 | 6349.6802 | 6572.3745 | 6861.0002 | 7077.8788 | 7311.9885 | 7563.9882 | 7810.6346 | 8032.1241 | 8269.3468 | 7581.6141
Commercial_Miscellaneous_New_Food Preparation_Natural Gas_Fryer_E3_Baseline Forecast | Commercial | Miscellaneous | New | Food Preparation | Natural Gas | Fryer | E3 |  | Baseline Forecast | 0 | 0 | 0 | 0 | 0 | 0 | 0 | 0 | 0 | 0 | 0 | 0 | 0 | 0 | 0 | 0 | 0 | 0 | 0 | 0 | 0 | 0 | 0 | 0 | 0 | 0 | 0 | 0 | 0 | 0 | 0 | 0 | 0
Commercial_Miscellaneous_New_Food Preparation_Natural Gas_Fryer_E4_Baseline Forecast | Commercial | Miscellaneous | New | Food Preparation | Natural Gas | Fryer | E4 |  | Baseline Forecast | 0 | 0 | 0 | 0 | 0 | 0 | 0 | 0 | 0 | 0 | 0 | 0 | 0 | 0 | 0 | 0 | 0 | 0 | 0 | 0 | 0 | 0 | 0 | 0 | 0 | 0 | 0 | 0 | 0 | 0 | 0 | 0 | 0
Commercial_Miscellaneous_New_Food Preparation_Natural Gas_Fryer_E5_Baseline Forecast | Commercial | Miscellaneous | New | Food Preparation | Natural Gas | Fryer | E5 |  | Baseline Forecast | 0 | 0 | 0 | 0 | 0 | 0 | 0 | 0 | 0 | 0 | 0 | 0 | 0 | 0 | 0 | 0 | 0 | 0 | 0 | 0 | 0 | 0 | 0 | 0 | 0 | 0 | 0 | 0 | 0 | 0 | 0 | 0 | 0
Commercial_Miscellaneous_New_Food Preparation_Natural Gas_Fryer_E6_Baseline Forecast | Commercial | Miscellaneous | New | Food Preparation | Natural Gas | Fryer | E6 |  | Baseline Forecast | 0 | 0 | 0 | 0 | 0 | 0 | 0 | 0 | 0 | 0 | 0 | 0 | 0 | 0 | 0 | 0 | 0 | 0 | 0 | 0 | 0 | 0 | 0 | 0 | 0 | 0 | 0 | 0 | 0 | 0 | 0 | 0 | 0
Commercial_Miscellaneous_New_Food Preparation_Natural Gas_Fryer_E7_Baseline Forecast | Commercial | Miscellaneous | New | Food Preparation | Natural Gas | Fryer | E7 |  | Baseline Forecast | 0 | 0 | 0 | 0 | 0 | 0 | 0 | 0 | 0 | 0 | 0 | 0 | 0 | 0 | 0 | 0 | 0 | 0 | 0 | 0 | 0 | 0 | 0 | 0 | 0 | 0 | 0 | 0 | 0 | 0 | 0 | 0 | 0
Commercial_Miscellaneous_New_Food Preparation_Natural Gas_Fryer_E8_Baseline Forecast | Commercial | Miscellaneous | New | Food Preparation | Natural Gas | Fryer | E8 |  | Baseline Forecast | 0 | 0 | 0 | 0 | 0 | 0 | 0 | 0 | 0 | 0 | 0 | 0 | 0 | 0 | 0 | 0 | 0 | 0 | 0 | 0 | 0 | 0 | 0 | 0 | 0 | 0 | 0 | 0 | 0 | 0 | 0 | 0 | 0
Commercial_Miscellaneous_New_Food Preparation_Natural Gas_Fryer_E9_Baseline Forecast | Commercial | Miscellaneous | New | Food Preparation | Natural Gas | Fryer | E9 |  | Baseline Forecast | 0 | 0 | 0 | 0 | 0 | 0 | 0 | 0 | 0 | 0 | 0 | 0 | 0 | 0 | 0 | 0 | 0 | 0 | 0 | 0 | 0 | 0 | 0 | 0 | 0 | 0 | 0 | 0 | 0 | 0 | 0 | 0 | 0
Commercial_Miscellaneous_New_Food Preparation_Natural Gas_Fryer_E10_Baseline Forecast | Commercial | Miscellaneous | New | Food Preparation | Natural Gas | Fryer | E10 |  | Baseline Forecast | 0 | 0 | 0 | 0 | 0 | 0 | 0 | 0 | 0 | 0 | 0 | 0 | 0 | 0 | 0 | 0 | 0 | 0 | 0 | 0 | 0 | 0 | 0 | 0 | 0 | 0 | 0 | 0 | 0 | 0 | 0 | 0 | 0
Commercial_Miscellaneous_New_Food Preparation_Natural Gas_Broiler_E1_Baseline Forecast | Commercial | Miscellaneous | New | Food Preparation | Natural Gas | Broiler | E1 |  | Baseline Forecast | 0 | 3735.6661 | 18018.5049 | 11515.0866 | 14851.0218 | 20154.465 | 18837.8752 | 16696.2184 | 15016.2068 | 14498.7621 | 14309.6346 | 14167.4714 | 14895.1935 | 18389.9501 | 19939.9597 | 21803.6357 | 24338.1336 | 27060.0365 | 31570.1049 | 29389.1021 | 30138.4848 | 31216.5659 | 30295.7345 | 29484.6942 | 29652.149 | 30417.2396 | 31488.6049 | 32865.4022 | 34739.7528 | 37867.1084 | 39423.4913 | 40901.2057 | 34657.2177
Commercial_Miscellaneous_New_Food Preparation_Natural Gas_Broiler_E2_Baseline Forecast | Commercial | Miscellaneous | New | Food Preparation | Natural Gas | Broiler | E2 |  | Baseline Forecast | 0 | 1312.5313 | 6330.826 | 4045.8412 | 5217.9266 | 7081.2985 | 6618.7129 | 5866.2389 | 5275.9645 | 5094.1596 | 5027.7095 | 4977.7602 | 5233.4464 | 6461.3338 | 7005.9318 | 7660.7369 | 8551.2361 | 9507.5804 | 11092.199 | 10325.9007 | 10589.1974 | 10967.9826 | 10644.4472 | 10359.4872 | 10418.3226 | 10687.1382 | 11063.5639 | 11547.3035 | 12205.8591 | 13304.6597 | 13851.4969 | 14370.6939 | 12176.8603
Commercial_Miscellaneous_New_Food Preparation_Natural Gas_Broiler_E3_Baseline Forecast | Commercial | Miscellaneous | New | Food Preparation | Natural Gas | Broiler | E3 |  | Baseline Forecast | 0 | 0 | 0 | 0 | 0 | 0 | 0 | 0 | 0 | 0 | 0 | 0 | 0 | 0 | 0 | 0 | 0 | 0 | 0 | 0 | 0 | 0 | 0 | 0 | 0 | 0 | 0 | 0 | 0 | 0 | 0 | 0 | 0
Commercial_Miscellaneous_New_Food Preparation_Natural Gas_Broiler_E4_Baseline Forecast | Commercial | Miscellaneous | New | Food Preparation | Natural Gas | Broiler | E4 |  | Baseline Forecast | 0 | 0 | 0 | 0 | 0 | 0 | 0 | 0 | 0 | 0 | 0 | 0 | 0 | 0 | 0 | 0 | 0 | 0 | 0 | 0 | 0 | 0 | 0 | 0 | 0 | 0 | 0 | 0 | 0 | 0 | 0 | 0 | 0
Commercial_Miscellaneous_New_Food Preparation_Natural Gas_Broiler_E5_Baseline Forecast | Commercial | Miscellaneous | New | Food Preparation | Natural Gas | Broiler | E5 |  | Baseline Forecast | 0 | 0 | 0 | 0 | 0 | 0 | 0 | 0 | 0 | 0 | 0 | 0 | 0 | 0 | 0 | 0 | 0 | 0 | 0 | 0 | 0 | 0 | 0 | 0 | 0 | 0 | 0 | 0 | 0 | 0 | 0 | 0 | 0
Commercial_Miscellaneous_New_Food Preparation_Natural Gas_Broiler_E6_Baseline Forecast | Commercial | Miscellaneous | New | Food Preparation | Natural Gas | Broiler | E6 |  | Baseline Forecast | 0 | 0 | 0 | 0 | 0 | 0 | 0 | 0 | 0 | 0 | 0 | 0 | 0 | 0 | 0 | 0 | 0 | 0 | 0 | 0 | 0 | 0 | 0 | 0 | 0 | 0 | 0 | 0 | 0 | 0 | 0 | 0 | 0
Commercial_Miscellaneous_New_Food Preparation_Natural Gas_Broiler_E7_Baseline Forecast | Commercial | Miscellaneous | New | Food Preparation | Natural Gas | Broiler | E7 |  | Baseline Forecast | 0 | 0 | 0 | 0 | 0 | 0 | 0 | 0 | 0 | 0 | 0 | 0 | 0 | 0 | 0 | 0 | 0 | 0 | 0 | 0 | 0 | 0 | 0 | 0 | 0 | 0 | 0 | 0 | 0 | 0 | 0 | 0 | 0
Commercial_Miscellaneous_New_Food Preparation_Natural Gas_Broiler_E8_Baseline Forecast | Commercial | Miscellaneous | New | Food Preparation | Natural Gas | Broiler | E8 |  | Baseline Forecast | 0 | 0 | 0 | 0 | 0 | 0 | 0 | 0 | 0 | 0 | 0 | 0 | 0 | 0 | 0 | 0 | 0 | 0 | 0 | 0 | 0 | 0 | 0 | 0 | 0 | 0 | 0 | 0 | 0 | 0 | 0 | 0 | 0
Commercial_Miscellaneous_New_Food Preparation_Natural Gas_Broiler_E9_Baseline Forecast | Commercial | Miscellaneous | New | Food Preparation | Natural Gas | Broiler | E9 |  | Baseline Forecast | 0 | 0 | 0 | 0 | 0 | 0 | 0 | 0 | 0 | 0 | 0 | 0 | 0 | 0 | 0 | 0 | 0 | 0 | 0 | 0 | 0 | 0 | 0 | 0 | 0 | 0 | 0 | 0 | 0 | 0 | 0 | 0 | 0
Commercial_Miscellaneous_New_Food Preparation_Natural Gas_Broiler_E10_Baseline Forecast | Commercial | Miscellaneous | New | Food Preparation | Natural Gas | Broiler | E10 |  | Baseline Forecast | 0 | 0 | 0 | 0 | 0 | 0 | 0 | 0 | 0 | 0 | 0 | 0 | 0 | 0 | 0 | 0 | 0 | 0 | 0 | 0 | 0 | 0 | 0 | 0 | 0 | 0 | 0 | 0 | 0 | 0 | 0 | 0 | 0
Commercial_Miscellaneous_New_Food Preparation_Natural Gas_Griddle_E1_Baseline Forecast | Commercial | Miscellaneous | New | Food Preparation | Natural Gas | Griddle | E1 |  | Baseline Forecast | 0 | 3975.5564 | 19175.5847 | 12254.5417 | 15804.6979 | 21448.708 | 20047.5718 | 17768.386 | 15980.4904 | 15429.8174 | 15228.5449 | 15077.2525 | 15851.7062 | 19570.8827 | 21220.4281 | 23203.7822 | 25901.036 | 28797.7291 | 33597.4169 | 31276.3584 | 32073.8637 | 33221.1749 | 32241.2112 | 31378.0891 | 31556.2972 | 32370.519 | 33510.6833 | 34975.8933 | 36970.6076 | 40298.79 | 41955.1179 | 43527.7255 | 36882.7723
Commercial_Miscellaneous_New_Food Preparation_Natural Gas_Griddle_E2_Baseline Forecast | Commercial | Miscellaneous | New | Food Preparation | Natural Gas | Griddle | E2 |  | Baseline Forecast | 0 | 1623.8188 | 7832.2811 | 5005.3762 | 6455.44 | 8760.7399 | 8188.4448 | 7257.5098 | 6527.2426 | 6302.3198 | 6220.1099 | 6158.3144 | 6474.6405 | 7993.7408 | 8667.4988 | 9477.6012 | 10579.2964 | 11762.4527 | 13722.8886 | 12774.8506 | 13100.5922 | 13569.2123 | 13168.9454 | 12816.4026 | 12889.1918 | 13221.7613 | 13687.4622 | 14285.9282 | 15100.6707 | 16460.0691 | 17136.5974 | 17778.9301 | 15064.7943
Commercial_Miscellaneous_New_Food Preparation_Natural Gas_Griddle_E3_Baseline Forecast | Commercial | Miscellaneous | New | Food Preparation | Natural Gas | Griddle | E3 |  | Baseline Forecast | 0 | 0 | 0 | 0 | 0 | 0 | 0 | 0 | 0 | 0 | 0 | 0 | 0 | 0 | 0 | 0 | 0 | 0 | 0 | 0 | 0 | 0 | 0 | 0 | 0 | 0 | 0 | 0 | 0 | 0 | 0 | 0 | 0
Commercial_Miscellaneous_New_Food Preparation_Natural Gas_Griddle_E4_Baseline Forecast | Commercial | Miscellaneous | New | Food Preparation | Natural Gas | Griddle | E4 |  | Baseline Forecast | 0 | 0 | 0 | 0 | 0 | 0 | 0 | 0 | 0 | 0 | 0 | 0 | 0 | 0 | 0 | 0 | 0 | 0 | 0 | 0 | 0 | 0 | 0 | 0 | 0 | 0 | 0 | 0 | 0 | 0 | 0 | 0 | 0
Commercial_Miscellaneous_New_Food Preparation_Natural Gas_Griddle_E5_Baseline Forecast | Commercial | Miscellaneous | New | Food Preparation | Natural Gas | Griddle | E5 |  | Baseline Forecast | 0 | 0 | 0 | 0 | 0 | 0 | 0 | 0 | 0 | 0 | 0 | 0 | 0 | 0 | 0 | 0 | 0 | 0 | 0 | 0 | 0 | 0 | 0 | 0 | 0 | 0 | 0 | 0 | 0 | 0 | 0 | 0 | 0
Commercial_Miscellaneous_New_Food Preparation_Natural Gas_Griddle_E6_Baseline Forecast | Commercial | Miscellaneous | New | Food Preparation | Natural Gas | Griddle | E6 |  | Baseline Forecast | 0 | 0 | 0 | 0 | 0 | 0 | 0 | 0 | 0 | 0 | 0 | 0 | 0 | 0 | 0 | 0 | 0 | 0 | 0 | 0 | 0 | 0 | 0 | 0 | 0 | 0 | 0 | 0 | 0 | 0 | 0 | 0 | 0
Commercial_Miscellaneous_New_Food Preparation_Natural Gas_Griddle_E7_Baseline Forecast | Commercial | Miscellaneous | New | Food Preparation | Natural Gas | Griddle | E7 |  | Baseline Forecast | 0 | 0 | 0 | 0 | 0 | 0 | 0 | 0 | 0 | 0 | 0 | 0 | 0 | 0 | 0 | 0 | 0 | 0 | 0 | 0 | 0 | 0 | 0 | 0 | 0 | 0 | 0 | 0 | 0 | 0 | 0 | 0 | 0
Commercial_Miscellaneous_New_Food Preparation_Natural Gas_Griddle_E8_Baseline Forecast | Commercial | Miscellaneous | New | Food Preparation | Natural Gas | Griddle | E8 |  | Baseline Forecast | 0 | 0 | 0 | 0 | 0 | 0 | 0 | 0 | 0 | 0 | 0 | 0 | 0 | 0 | 0 | 0 | 0 | 0 | 0 | 0 | 0 | 0 | 0 | 0 | 0 | 0 | 0 | 0 | 0 | 0 | 0 | 0 | 0
Commercial_Miscellaneous_New_Food Preparation_Natural Gas_Griddle_E9_Baseline Forecast | Commercial | Miscellaneous | New | Food Preparation | Natural Gas | Griddle | E9 |  | Baseline Forecast | 0 | 0 | 0 | 0 | 0 | 0 | 0 | 0 | 0 | 0 | 0 | 0 | 0 | 0 | 0 | 0 | 0 | 0 | 0 | 0 | 0 | 0 | 0 | 0 | 0 | 0 | 0 | 0 | 0 | 0 | 0 | 0 | 0
Commercial_Miscellaneous_New_Food Preparation_Natural Gas_Griddle_E10_Baseline Forecast | Commercial | Miscellaneous | New | Food Preparation | Natural Gas | Griddle | E10 |  | Baseline Forecast | 0 | 0 | 0 | 0 | 0 | 0 | 0 | 0 | 0 | 0 | 0 | 0 | 0 | 0 | 0 | 0 | 0 | 0 | 0 | 0 | 0 | 0 | 0 | 0 | 0 | 0 | 0 | 0 | 0 | 0 | 0 | 0 | 0
Commercial_Miscellaneous_New_Food Preparation_Natural Gas_Range_E1_Baseline Forecast | Commercial | Miscellaneous | New | Food Preparation | Natural Gas | Range | E1 |  | Baseline Forecast | 0 | 2552.1534 | 12309.9838 | 7866.9418 | 10146.0048 | 13769.241 | 12869.7658 | 11406.6166 | 10258.8568 | 9905.346 | 10286.5676 | 12549.3543 | 13535.413 | 14818.3386 | 16606.825 | 18497.0194 | 21593.766 | 20104.1401 | 20601.1636 | 21424.6181 | 21362.8715 | 21363.3525 | 21689.7039 | 22514.2078 | 23741.94 | 25847.8965 | 26900.3855 | 27919.9408 | 29033.1452 | 29938.3631 | 30979.2675 | 30675.3168 | 25776.9542
Commercial_Miscellaneous_New_Food Preparation_Natural Gas_Range_E2_Baseline Forecast | Commercial | Miscellaneous | New | Food Preparation | Natural Gas | Range | E2 |  | Baseline Forecast | 0 | 3672.611 | 17714.3669 | 11320.7211 | 14600.3484 | 19814.2737 | 18519.9068 | 16414.3996 | 14762.7452 | 14254.0345 | 14802.6216 | 18058.8269 | 19477.7894 | 21323.9506 | 23897.6262 | 26617.662 | 31073.956 | 28930.348 | 29645.5769 | 30830.548 | 30741.6931 | 30742.3852 | 31212.0129 | 32398.4941 | 34165.2308 | 37195.7535 | 38710.3108 | 40177.4758 | 41779.4041 | 43082.0346 | 44579.9215 | 44142.529 | 37093.6659
Commercial_Miscellaneous_New_Food Preparation_Natural Gas_Range_E3_Baseline Forecast | Commercial | Miscellaneous | New | Food Preparation | Natural Gas | Range | E3 |  | Baseline Forecast | 0 | 0 | 0 | 0 | 0 | 0 | 0 | 0 | 0 | 0 | 0 | 0 | 0 | 0 | 0 | 0 | 0 | 0 | 0 | 0 | 0 | 0 | 0 | 0 | 0 | 0 | 0 | 0 | 0 | 0 | 0 | 0 | 0
Commercial_Miscellaneous_New_Food Preparation_Natural Gas_Range_E4_Baseline Forecast | Commercial | Miscellaneous | New | Food Preparation | Natural Gas | Range | E4 |  | Baseline Forecast | 0 | 0 | 0 | 0 | 0 | 0 | 0 | 0 | 0 | 0 | 0 | 0 | 0 | 0 | 0 | 0 | 0 | 0 | 0 | 0 | 0 | 0 | 0 | 0 | 0 | 0 | 0 | 0 | 0 | 0 | 0 | 0 | 0
Commercial_Miscellaneous_New_Food Preparation_Natural Gas_Range_E5_Baseline Forecast | Commercial | Miscellaneous | New | Food Preparation | Natural Gas | Range | E5 |  | Baseline Forecast | 0 | 0 | 0 | 0 | 0 | 0 | 0 | 0 | 0 | 0 | 0 | 0 | 0 | 0 | 0 | 0 | 0 | 0 | 0 | 0 | 0 | 0 | 0 | 0 | 0 | 0 | 0 | 0 | 0 | 0 | 0 | 0 | 0
Commercial_Miscellaneous_New_Food Preparation_Natural Gas_Range_E6_Baseline Forecast | Commercial | Miscellaneous | New | Food Preparation | Natural Gas | Range | E6 |  | Baseline Forecast | 0 | 0 | 0 | 0 | 0 | 0 | 0 | 0 | 0 | 0 | 0 | 0 | 0 | 0 | 0 | 0 | 0 | 0 | 0 | 0 | 0 | 0 | 0 | 0 | 0 | 0 | 0 | 0 | 0 | 0 | 0 | 0 | 0
Commercial_Miscellaneous_New_Food Preparation_Natural Gas_Range_E7_Baseline Forecast | Commercial | Miscellaneous | New | Food Preparation | Natural Gas | Range | E7 |  | Baseline Forecast | 0 | 0 | 0 | 0 | 0 | 0 | 0 | 0 | 0 | 0 | 0 | 0 | 0 | 0 | 0 | 0 | 0 | 0 | 0 | 0 | 0 | 0 | 0 | 0 | 0 | 0 | 0 | 0 | 0 | 0 | 0 | 0 | 0
Commercial_Miscellaneous_New_Food Preparation_Natural Gas_Range_E8_Baseline Forecast | Commercial | Miscellaneous | New | Food Preparation | Natural Gas | Range | E8 |  | Baseline Forecast | 0 | 0 | 0 | 0 | 0 | 0 | 0 | 0 | 0 | 0 | 0 | 0 | 0 | 0 | 0 | 0 | 0 | 0 | 0 | 0 | 0 | 0 | 0 | 0 | 0 | 0 | 0 | 0 | 0 | 0 | 0 | 0 | 0
Commercial_Miscellaneous_New_Food Preparation_Natural Gas_Range_E9_Baseline Forecast | Commercial | Miscellaneous | New | Food Preparation | Natural Gas | Range | E9 |  | Baseline Forecast | 0 | 0 | 0 | 0 | 0 | 0 | 0 | 0 | 0 | 0 | 0 | 0 | 0 | 0 | 0 | 0 | 0 | 0 | 0 | 0 | 0 | 0 | 0 | 0 | 0 | 0 | 0 | 0 | 0 | 0 | 0 | 0 | 0
Commercial_Miscellaneous_New_Food Preparation_Natural Gas_Range_E10_Baseline Forecast | Commercial | Miscellaneous | New | Food Preparation | Natural Gas | Range | E10 |  | Baseline Forecast | 0 | 0 | 0 | 0 | 0 | 0 | 0 | 0 | 0 | 0 | 0 | 0 | 0 | 0 | 0 | 0 | 0 | 0 | 0 | 0 | 0 | 0 | 0 | 0 | 0 | 0 | 0 | 0 | 0 | 0 | 0 | 0 | 0
Commercial_Miscellaneous_New_Food Preparation_Natural Gas_Steamer_E1_Baseline Forecast | Commercial | Miscellaneous | New | Food Preparation | Natural Gas | Steamer | E1 |  | Baseline Forecast | 0 | 109.6768 | 529.0119 | 0 | 0 | 0 | 0 | 0 | 0 | 0 | 0 | 0 | 0 | 0 | 0 | 0 | 0 | 0 | 0 | 0 | 0 | 0 | 0 | 0 | 0 | 0 | 0 | 0 | 0 | 0 | 0 | 0 | 0
Commercial_Miscellaneous_New_Food Preparation_Natural Gas_Steamer_E2_Baseline Forecast | Commercial | Miscellaneous | New | Food Preparation | Natural Gas | Steamer | E2 |  | Baseline Forecast | 0 | 109.6768 | 529.0119 | 676.1513 | 872.0332 | 1183.4447 | 1106.1362 | 980.3808 | 881.7327 | 851.349 | 864.6163 | 971.1188 | 1029.6377 | 1106.8094 | 1213.0194 | 1295.8276 | 1354.3188 | 1394.0579 | 1425.8673 | 1523.0253 | 1813.1149 | 1701.6341 | 1787.8731 | 1911.7834 | 1911.2958 | 1903.4945 | 1909.3394 | 1939.1076 | 1989.8222 | 2095.8621 | 2162.9735 | 2237.9711 | 1868.2916
Commercial_Miscellaneous_New_Food Preparation_Natural Gas_Steamer_E3_Baseline Forecast | Commercial | Miscellaneous | New | Food Preparation | Natural Gas | Steamer | E3 |  | Baseline Forecast | 0 | 0 | 0 | 0 | 0 | 0 | 0 | 0 | 0 | 0 | 0 | 0 | 0 | 0 | 0 | 0 | 0 | 0 | 0 | 0 | 0 | 0 | 0 | 0 | 0 | 0 | 0 | 0 | 0 | 0 | 0 | 0 | 0
Commercial_Miscellaneous_New_Food Preparation_Natural Gas_Steamer_E4_Baseline Forecast | Commercial | Miscellaneous | New | Food Preparation | Natural Gas | Steamer | E4 |  | Baseline Forecast | 0 | 0 | 0 | 0 | 0 | 0 | 0 | 0 | 0 | 0 | 0 | 0 | 0 | 0 | 0 | 0 | 0 | 0 | 0 | 0 | 0 | 0 | 0 | 0 | 0 | 0 | 0 | 0 | 0 | 0 | 0 | 0 | 0
Commercial_Miscellaneous_New_Food Preparation_Natural Gas_Steamer_E5_Baseline Forecast | Commercial | Miscellaneous | New | Food Preparation | Natural Gas | Steamer | E5 |  | Baseline Forecast | 0 | 0 | 0 | 0 | 0 | 0 | 0 | 0 | 0 | 0 | 0 | 0 | 0 | 0 | 0 | 0 | 0 | 0 | 0 | 0 | 0 | 0 | 0 | 0 | 0 | 0 | 0 | 0 | 0 | 0 | 0 | 0 | 0
Commercial_Miscellaneous_New_Food Preparation_Natural Gas_Steamer_E6_Baseline Forecast | Commercial | Miscellaneous | New | Food Preparation | Natural Gas | Steamer | E6 |  | Baseline Forecast | 0 | 0 | 0 | 0 | 0 | 0 | 0 | 0 | 0 | 0 | 0 | 0 | 0 | 0 | 0 | 0 | 0 | 0 | 0 | 0 | 0 | 0 | 0 | 0 | 0 | 0 | 0 | 0 | 0 | 0 | 0 | 0 | 0
Commercial_Miscellaneous_New_Food Preparation_Natural Gas_Steamer_E7_Baseline Forecast | Commercial | Miscellaneous | New | Food Preparation | Natural Gas | Steamer | E7 |  | Baseline Forecast | 0 | 0 | 0 | 0 | 0 | 0 | 0 | 0 | 0 | 0 | 0 | 0 | 0 | 0 | 0 | 0 | 0 | 0 | 0 | 0 | 0 | 0 | 0 | 0 | 0 | 0 | 0 | 0 | 0 | 0 | 0 | 0 | 0
Commercial_Miscellaneous_New_Food Preparation_Natural Gas_Steamer_E8_Baseline Forecast | Commercial | Miscellaneous | New | Food Preparation | Natural Gas | Steamer | E8 |  | Baseline Forecast | 0 | 0 | 0 | 0 | 0 | 0 | 0 | 0 | 0 | 0 | 0 | 0 | 0 | 0 | 0 | 0 | 0 | 0 | 0 | 0 | 0 | 0 | 0 | 0 | 0 | 0 | 0 | 0 | 0 | 0 | 0 | 0 | 0
Commercial_Miscellaneous_New_Food Preparation_Natural Gas_Steamer_E9_Baseline Forecast | Commercial | Miscellaneous | New | Food Preparation | Natural Gas | Steamer | E9 |  | Baseline Forecast | 0 | 0 | 0 | 0 | 0 | 0 | 0 | 0 | 0 | 0 | 0 | 0 | 0 | 0 | 0 | 0 | 0 | 0 | 0 | 0 | 0 | 0 | 0 | 0 | 0 | 0 | 0 | 0 | 0 | 0 | 0 | 0 | 0
Commercial_Miscellaneous_New_Food Preparation_Natural Gas_Steamer_E10_Baseline Forecast | Commercial | Miscellaneous | New | Food Preparation | Natural Gas | Steamer | E10 |  | Baseline Forecast | 0 | 0 | 0 | 0 | 0 | 0 | 0 | 0 | 0 | 0 | 0 | 0 | 0 | 0 | 0 | 0 | 0 | 0 | 0 | 0 | 0 | 0 | 0 | 0 | 0 | 0 | 0 | 0 | 0 | 0 | 0 | 0 | 0
Commercial_Miscellaneous_New_Food Preparation_Natural Gas_Food Prep Other_E1_Baseline Forecast | Commercial | Miscellaneous | New | Food Preparation | Natural Gas | Food Prep Other | E1 |  | Baseline Forecast | 0 | 0 | 0 | 0 | 0 | 0 | 0 | 0 | 0 | 0 | 0 | 0 | 0 | 0 | 0 | 0 | 0 | 0 | 0 | 0 | 0 | 0 | 0 | 0 | 0 | 0 | 0 | 0 | 0 | 0 | 0 | 0 | 0
Commercial_Miscellaneous_New_Food Preparation_Natural Gas_Food Prep Other_E2_Baseline Forecast | Commercial | Miscellaneous | New | Food Preparation | Natural Gas | Food Prep Other | E2 |  | Baseline Forecast | 0 | 0 | 0 | 0 | 0 | 0 | 0 | 0 | 0 | 0 | 0 | 0 | 0 | 0 | 0 | 0 | 0 | 0 | 0 | 0 | 0 | 0 | 0 | 0 | 0 | 0 | 0 | 0 | 0 | 0 | 0 | 0 | 0
Commercial_Miscellaneous_New_Food Preparation_Natural Gas_Food Prep Other_E3_Baseline Forecast | Commercial | Miscellaneous | New | Food Preparation | Natural Gas | Food Prep Other | E3 |  | Baseline Forecast | 0 | 0 | 0 | 0 | 0 | 0 | 0 | 0 | 0 | 0 | 0 | 0 | 0 | 0 | 0 | 0 | 0 | 0 | 0 | 0 | 0 | 0 | 0 | 0 | 0 | 0 | 0 | 0 | 0 | 0 | 0 | 0 | 0
Commercial_Miscellaneous_New_Food Preparation_Natural Gas_Food Prep Other_E4_Baseline Forecast | Commercial | Miscellaneous | New | Food Preparation | Natural Gas | Food Prep Other | E4 |  | Baseline Forecast | 0 | 0 | 0 | 0 | 0 | 0 | 0 | 0 | 0 | 0 | 0 | 0 | 0 | 0 | 0 | 0 | 0 | 0 | 0 | 0 | 0 | 0 | 0 | 0 | 0 | 0 | 0 | 0 | 0 | 0 | 0 | 0 | 0
Commercial_Miscellaneous_New_Food Preparation_Natural Gas_Food Prep Other_E5_Baseline Forecast | Commercial | Miscellaneous | New | Food Preparation | Natural Gas | Food Prep Other | E5 |  | Baseline Forecast | 0 | 0 | 0 | 0 | 0 | 0 | 0 | 0 | 0 | 0 | 0 | 0 | 0 | 0 | 0 | 0 | 0 | 0 | 0 | 0 | 0 | 0 | 0 | 0 | 0 | 0 | 0 | 0 | 0 | 0 | 0 | 0 | 0
Commercial_Miscellaneous_New_Food Preparation_Natural Gas_Food Prep Other_E6_Baseline Forecast | Commercial | Miscellaneous | New | Food Preparation | Natural Gas | Food Prep Other | E6 |  | Baseline Forecast | 0 | 0 | 0 | 0 | 0 | 0 | 0 | 0 | 0 | 0 | 0 | 0 | 0 | 0 | 0 | 0 | 0 | 0 | 0 | 0 | 0 | 0 | 0 | 0 | 0 | 0 | 0 | 0 | 0 | 0 | 0 | 0 | 0
Commercial_Miscellaneous_New_Food Preparation_Natural Gas_Food Prep Other_E7_Baseline Forecast | Commercial | Miscellaneous | New | Food Preparation | Natural Gas | Food Prep Other | E7 |  | Baseline Forecast | 0 | 0 | 0 | 0 | 0 | 0 | 0 | 0 | 0 | 0 | 0 | 0 | 0 | 0 | 0 | 0 | 0 | 0 | 0 | 0 | 0 | 0 | 0 | 0 | 0 | 0 | 0 | 0 | 0 | 0 | 0 | 0 | 0
Commercial_Miscellaneous_New_Food Preparation_Natural Gas_Food Prep Other_E8_Baseline Forecast | Commercial | Miscellaneous | New | Food Preparation | Natural Gas | Food Prep Other | E8 |  | Baseline Forecast | 0 | 0 | 0 | 0 | 0 | 0 | 0 | 0 | 0 | 0 | 0 | 0 | 0 | 0 | 0 | 0 | 0 | 0 | 0 | 0 | 0 | 0 | 0 | 0 | 0 | 0 | 0 | 0 | 0 | 0 | 0 | 0 | 0
Commercial_Miscellaneous_New_Food Preparation_Natural Gas_Food Prep Other_E9_Baseline Forecast | Commercial | Miscellaneous | New | Food Preparation | Natural Gas | Food Prep Other | E9 |  | Baseline Forecast | 0 | 0 | 0 | 0 | 0 | 0 | 0 | 0 | 0 | 0 | 0 | 0 | 0 | 0 | 0 | 0 | 0 | 0 | 0 | 0 | 0 | 0 | 0 | 0 | 0 | 0 | 0 | 0 | 0 | 0 | 0 | 0 | 0
Commercial_Miscellaneous_New_Food Preparation_Natural Gas_Food Prep Other_E10_Baseline Forecast | Commercial | Miscellaneous | New | Food Preparation | Natural Gas | Food Prep Other | E10 |  | Baseline Forecast | 0 | 0 | 0 | 0 | 0 | 0 | 0 | 0 | 0 | 0 | 0 | 0 | 0 | 0 | 0 | 0 | 0 | 0 | 0 | 0 | 0 | 0 | 0 | 0 | 0 | 0 | 0 | 0 | 0 | 0 | 0 | 0 | 0
Commercial_Miscellaneous_New_Miscellaneous_Natural Gas_Pool Heater_E1_Baseline Forecast | Commercial | Miscellaneous | New | Miscellaneous | Natural Gas | Pool Heater | E1 |  | Baseline Forecast | 0 | 170.401 | 821.9075 | 525.2565 | 677.4239 | 919.3385 | 893.363 | 953.2375 | 943.3266 | 1003.5348 | 1110.3397 | 1235.675 | 1478.3394 | 1424.4898 | 1513.6106 | 1627.8098 | 1673.2289 | 1779.6142 | 1835.4762 | 1916.1859 | 2016.6455 | 2110.9833 | 2237.6 | 2272.1707 | 2353.2801 | 2445.5801 | 2520.2798 | 2621.3674 | 2695.9299 | 2778.3382 | 2867.9251 | 2952.9529 | 2693.0561
Commercial_Miscellaneous_New_Miscellaneous_Natural Gas_Pool Heater_E2_Baseline Forecast | Commercial | Miscellaneous | New | Miscellaneous | Natural Gas | Pool Heater | E2 |  | Baseline Forecast | 0 | 18.9334 | 91.3231 | 58.3618 | 75.2693 | 102.1487 | 99.2626 | 105.9153 | 104.8141 | 111.5039 | 123.3711 | 137.2972 | 164.2599 | 158.2766 | 168.179 | 180.8678 | 185.9143 | 197.7349 | 203.9418 | 212.9095 | 224.0717 | 234.5537 | 248.6222 | 252.4634 | 261.4756 | 271.7311 | 280.0311 | 291.263 | 299.5478 | 308.7042 | 318.6583 | 328.1059 | 299.2285
Commercial_Miscellaneous_New_Miscellaneous_Natural Gas_Pool Heater_E3_Baseline Forecast | Commercial | Miscellaneous | New | Miscellaneous | Natural Gas | Pool Heater | E3 |  | Baseline Forecast | 0 | 0 | 0 | 0 | 0 | 0 | 0 | 0 | 0 | 0 | 0 | 0 | 0 | 0 | 0 | 0 | 0 | 0 | 0 | 0 | 0 | 0 | 0 | 0 | 0 | 0 | 0 | 0 | 0 | 0 | 0 | 0 | 0
Commercial_Miscellaneous_New_Miscellaneous_Natural Gas_Pool Heater_E4_Baseline Forecast | Commercial | Miscellaneous | New | Miscellaneous | Natural Gas | Pool Heater | E4 |  | Baseline Forecast | 0 | 0 | 0 | 0 | 0 | 0 | 0 | 0 | 0 | 0 | 0 | 0 | 0 | 0 | 0 | 0 | 0 | 0 | 0 | 0 | 0 | 0 | 0 | 0 | 0 | 0 | 0 | 0 | 0 | 0 | 0 | 0 | 0
Commercial_Miscellaneous_New_Miscellaneous_Natural Gas_Pool Heater_E5_Baseline Forecast | Commercial | Miscellaneous | New | Miscellaneous | Natural Gas | Pool Heater | E5 |  | Baseline Forecast | 0 | 0 | 0 | 0 | 0 | 0 | 0 | 0 | 0 | 0 | 0 | 0 | 0 | 0 | 0 | 0 | 0 | 0 | 0 | 0 | 0 | 0 | 0 | 0 | 0 | 0 | 0 | 0 | 0 | 0 | 0 | 0 | 0
Commercial_Miscellaneous_New_Miscellaneous_Natural Gas_Pool Heater_E6_Baseline Forecast | Commercial | Miscellaneous | New | Miscellaneous | Natural Gas | Pool Heater | E6 |  | Baseline Forecast | 0 | 0 | 0 | 0 | 0 | 0 | 0 | 0 | 0 | 0 | 0 | 0 | 0 | 0 | 0 | 0 | 0 | 0 | 0 | 0 | 0 | 0 | 0 | 0 | 0 | 0 | 0 | 0 | 0 | 0 | 0 | 0 | 0
Commercial_Miscellaneous_New_Miscellaneous_Natural Gas_Pool Heater_E7_Baseline Forecast | Commercial | Miscellaneous | New | Miscellaneous | Natural Gas | Pool Heater | E7 |  | Baseline Forecast | 0 | 0 | 0 | 0 | 0 | 0 | 0 | 0 | 0 | 0 | 0 | 0 | 0 | 0 | 0 | 0 | 0 | 0 | 0 | 0 | 0 | 0 | 0 | 0 | 0 | 0 | 0 | 0 | 0 | 0 | 0 | 0 | 0
Commercial_Miscellaneous_New_Miscellaneous_Natural Gas_Pool Heater_E8_Baseline Forecast | Commercial | Miscellaneous | New | Miscellaneous | Natural Gas | Pool Heater | E8 |  | Baseline Forecast | 0 | 0 | 0 | 0 | 0 | 0 | 0 | 0 | 0 | 0 | 0 | 0 | 0 | 0 | 0 | 0 | 0 | 0 | 0 | 0 | 0 | 0 | 0 | 0 | 0 | 0 | 0 | 0 | 0 | 0 | 0 | 0 | 0
Commercial_Miscellaneous_New_Miscellaneous_Natural Gas_Pool Heater_E9_Baseline Forecast | Commercial | Miscellaneous | New | Miscellaneous | Natural Gas | Pool Heater | E9 |  | Baseline Forecast | 0 | 0 | 0 | 0 | 0 | 0 | 0 | 0 | 0 | 0 | 0 | 0 | 0 | 0 | 0 | 0 | 0 | 0 | 0 | 0 | 0 | 0 | 0 | 0 | 0 | 0 | 0 | 0 | 0 | 0 | 0 | 0 | 0
Commercial_Miscellaneous_New_Miscellaneous_Natural Gas_Pool Heater_E10_Baseline Forecast | Commercial | Miscellaneous | New | Miscellaneous | Natural Gas | Pool Heater | E10 |  | Baseline Forecast | 0 | 0 | 0 | 0 | 0 | 0 | 0 | 0 | 0 | 0 | 0 | 0 | 0 | 0 | 0 | 0 | 0 | 0 | 0 | 0 | 0 | 0 | 0 | 0 | 0 | 0 | 0 | 0 | 0 | 0 | 0 | 0 | 0
Commercial_Miscellaneous_New_Miscellaneous_Natural Gas_Miscellaneous_E1_Baseline Forecast | Commercial | Miscellaneous | New | Miscellaneous | Natural Gas | Miscellaneous | E1 |  | Baseline Forecast | 0 | 15584.5502 | 75170.0734 | 48038.9417 | 64182.2483 | 96727.8221 | 96291.2448 | 93996.5316 | 97328.531 | 103970.9445 | 110397.9241 | 121006.645 | 144296.1236 | 140149.4522 | 150938.3439 | 168089.5935 | 172510.9581 | 177209.2948 | 185313.7305 | 193844.0655 | 201845.3012 | 211081.5614 | 223829.6828 | 227894.8564 | 237039.0896 | 248624.3195 | 255427.7929 | 262647.8474 | 271485.3874 | 280157.9419 | 288470.3548 | 297219.1432 | 274365.8728
Commercial_Miscellaneous_New_Miscellaneous_Natural Gas_Miscellaneous_E2_Baseline Forecast | Commercial | Miscellaneous | New | Miscellaneous | Natural Gas | Miscellaneous | E2 |  | Baseline Forecast | 0 | 0 | 0 | 0 | 0 | 0 | 0 | 0 | 0 | 0 | 0 | 0 | 0 | 0 | 0 | 0 | 0 | 0 | 0 | 0 | 0 | 0 | 0 | 0 | 0 | 0 | 0 | 0 | 0 | 0 | 0 | 0 | 0
Commercial_Miscellaneous_New_Miscellaneous_Natural Gas_Miscellaneous_E3_Baseline Forecast | Commercial | Miscellaneous | New | Miscellaneous | Natural Gas | Miscellaneous | E3 |  | Baseline Forecast | 0 | 0 | 0 | 0 | 0 | 0 | 0 | 0 | 0 | 0 | 0 | 0 | 0 | 0 | 0 | 0 | 0 | 0 | 0 | 0 | 0 | 0 | 0 | 0 | 0 | 0 | 0 | 0 | 0 | 0 | 0 | 0 | 0
Commercial_Miscellaneous_New_Miscellaneous_Natural Gas_Miscellaneous_E4_Baseline Forecast | Commercial | Miscellaneous | New | Miscellaneous | Natural Gas | Miscellaneous | E4 |  | Baseline Forecast | 0 | 0 | 0 | 0 | 0 | 0 | 0 | 0 | 0 | 0 | 0 | 0 | 0 | 0 | 0 | 0 | 0 | 0 | 0 | 0 | 0 | 0 | 0 | 0 | 0 | 0 | 0 | 0 | 0 | 0 | 0 | 0 | 0
Commercial_Miscellaneous_New_Miscellaneous_Natural Gas_Miscellaneous_E5_Baseline Forecast | Commercial | Miscellaneous | New | Miscellaneous | Natural Gas | Miscellaneous | E5 |  | Baseline Forecast | 0 | 0 | 0 | 0 | 0 | 0 | 0 | 0 | 0 | 0 | 0 | 0 | 0 | 0 | 0 | 0 | 0 | 0 | 0 | 0 | 0 | 0 | 0 | 0 | 0 | 0 | 0 | 0 | 0 | 0 | 0 | 0 | 0
Commercial_Miscellaneous_New_Miscellaneous_Natural Gas_Miscellaneous_E6_Baseline Forecast | Commercial | Miscellaneous | New | Miscellaneous | Natural Gas | Miscellaneous | E6 |  | Baseline Forecast | 0 | 0 | 0 | 0 | 0 | 0 | 0 | 0 | 0 | 0 | 0 | 0 | 0 | 0 | 0 | 0 | 0 | 0 | 0 | 0 | 0 | 0 | 0 | 0 | 0 | 0 | 0 | 0 | 0 | 0 | 0 | 0 | 0
Commercial_Miscellaneous_New_Miscellaneous_Natural Gas_Miscellaneous_E7_Baseline Forecast | Commercial | Miscellaneous | New | Miscellaneous | Natural Gas | Miscellaneous | E7 |  | Baseline Forecast | 0 | 0 | 0 | 0 | 0 | 0 | 0 | 0 | 0 | 0 | 0 | 0 | 0 | 0 | 0 | 0 | 0 | 0 | 0 | 0 | 0 | 0 | 0 | 0 | 0 | 0 | 0 | 0 | 0 | 0 | 0 | 0 | 0
Commercial_Miscellaneous_New_Miscellaneous_Natural Gas_Miscellaneous_E8_Baseline Forecast | Commercial | Miscellaneous | New | Miscellaneous | Natural Gas | Miscellaneous | E8 |  | Baseline Forecast | 0 | 0 | 0 | 0 | 0 | 0 | 0 | 0 | 0 | 0 | 0 | 0 | 0 | 0 | 0 | 0 | 0 | 0 | 0 | 0 | 0 | 0 | 0 | 0 | 0 | 0 | 0 | 0 | 0 | 0 | 0 | 0 | 0
Commercial_Miscellaneous_New_Miscellaneous_Natural Gas_Miscellaneous_E9_Baseline Forecast | Commercial | Miscellaneous | New | Miscellaneous | Natural Gas | Miscellaneous | E9 |  | Baseline Forecast | 0 | 0 | 0 | 0 | 0 | 0 | 0 | 0 | 0 | 0 | 0 | 0 | 0 | 0 | 0 | 0 | 0 | 0 | 0 | 0 | 0 | 0 | 0 | 0 | 0 | 0 | 0 | 0 | 0 | 0 | 0 | 0 | 0
Commercial_Miscellaneous_New_Miscellaneous_Natural Gas_Miscellaneous_E10_Baseline Forecast | Commercial | Miscellaneous | New | Miscellaneous | Natural Gas | Miscellaneous | E10 |  | Baseline Forecast | 0 | 0 | 0 | 0 | 0 | 0 | 0 | 0 | 0 | 0 | 0 | 0 | 0 | 0 | 0 | 0 | 0 | 0 | 0 | 0 | 0 | 0 | 0 | 0 | 0 | 0 | 0 | 0 | 0 | 0 | 0 | 0 | 0
Commercial_Office_Existing_Space Heating_Natural Gas_Furnace_E1_Codes & Standards Forecast | Commercial | Office | Existing | Space Heating | Natural Gas | Furnace | E1 |  | Codes & Standards Forecast | 0 | 74602.4811 | 80881.8366 | 86490.0944 | 91539.9758 | 96029.1415 | 100100.0486 | 103828.115 | 107239.4173 | 110325.1558 | 113101.8008 | 115593.7281 | 117819.6331 | 119798.5591 | 121548.1705 | 123089.3678 | 124439.9748 | 125616.5258 | 126633.2902 | 121450.5726 | 117123.8653 | 113542.7892 | 110610.1032 | 108238.6767 | 106351.2712 | 104878.6733 | 103760.4406 | 102943.2123 | 102379.9586 | 102029.3065 | 101854.9313 | 101825.0108 | 122363.0828
Commercial_Office_Existing_Space Heating_Natural Gas_Furnace_E2_Codes & Standards Forecast | Commercial | Office | Existing | Space Heating | Natural Gas | Furnace | E2 |  | Codes & Standards Forecast | 0 | 0 | 0 | 0 | 0 | 0 | 0 | 0 | 0 | 0 | 0 | 0 | 0 | 0 | 0 | 0 | 0 | 0 | 0 | 0 | 0 | 0 | 0 | 0 | 0 | 0 | 0 | 0 | 0 | 0 | 0 | 0 | 0
Commercial_Office_Existing_Space Heating_Natural Gas_Furnace_E3_Codes & Standards Forecast | Commercial | Office | Existing | Space Heating | Natural Gas | Furnace | E3 |  | Codes & Standards Forecast | 0 | 0 | 0 | 0 | 0 | 0 | 0 | 0 | 0 | 0 | 0 | 0 | 0 | 0 | 0 | 0 | 0 | 0 | 0 | 0 | 0 | 0 | 0 | 0 | 0 | 0 | 0 | 0 | 0 | 0 | 0 | 0 | 0
Commercial_Office_Existing_Space Heating_Natural Gas_Furnace_E4_Codes & Standards Forecast | Commercial | Office | Existing | Space Heating | Natural Gas | Furnace | E4 |  | Codes & Standards Forecast | 0 | 0 | 0 | 0 | 0 | 0 | 0 | 0 | 0 | 0 | 0 | 0 | 0 | 0 | 0 | 0 | 0 | 0 | 0 | 0 | 0 | 0 | 0 | 0 | 0 | 0 | 0 | 0 | 0 | 0 | 0 | 0 | 0
Commercial_Office_Existing_Space Heating_Natural Gas_Furnace_E5_Codes & Standards Forecast | Commercial | Office | Existing | Space Heating | Natural Gas | Furnace | E5 |  | Codes & Standards Forecast | 0 | 0 | 0 | 0 | 0 | 0 | 0 | 0 | 0 | 0 | 0 | 0 | 0 | 0 | 0 | 0 | 0 | 0 | 0 | 0 | 0 | 0 | 0 | 0 | 0 | 0 | 0 | 0 | 0 | 0 | 0 | 0 | 0
Commercial_Office_Existing_Space Heating_Natural Gas_Furnace_E6_Codes & Standards Forecast | Commercial | Office | Existing | Space Heating | Natural Gas | Furnace | E6 |  | Codes & Standards Forecast | 0 | 0 | 0 | 0 | 0 | 0 | 0 | 0 | 0 | 0 | 0 | 0 | 0 | 0 | 0 | 0 | 0 | 0 | 0 | 0 | 0 | 0 | 0 | 0 | 0 | 0 | 0 | 0 | 0 | 0 | 0 | 0 | 0
Commercial_Office_Existing_Space Heating_Natural Gas_Furnace_E7_Codes & Standards Forecast | Commercial | Office | Existing | Space Heating | Natural Gas | Furnace | E7 |  | Codes & Standards Forecast | 0 | 0 | 0 | 0 | 0 | 0 | 0 | 0 | 0 | 0 | 0 | 0 | 0 | 0 | 0 | 0 | 0 | 0 | 0 | 0 | 0 | 0 | 0 | 0 | 0 | 0 | 0 | 0 | 0 | 0 | 0 | 0 | 0
Commercial_Office_Existing_Space Heating_Natural Gas_Furnace_E8_Codes & Standards Forecast | Commercial | Office | Existing | Space Heating | Natural Gas | Furnace | E8 |  | Codes & Standards Forecast | 0 | 0 | 0 | 0 | 0 | 0 | 0 | 0 | 0 | 0 | 0 | 0 | 0 | 0 | 0 | 0 | 0 | 0 | 0 | 0 | 0 | 0 | 0 | 0 | 0 | 0 | 0 | 0 | 0 | 0 | 0 | 0 | 0
Commercial_Office_Existing_Space Heating_Natural Gas_Furnace_E9_Codes & Standards Forecast | Commercial | Office | Existing | Space Heating | Natural Gas | Furnace | E9 |  | Codes & Standards Forecast | 0 | 0 | 0 | 0 | 0 | 0 | 0 | 0 | 0 | 0 | 0 | 0 | 0 | 0 | 0 | 0 | 0 | 0 | 0 | 0 | 0 | 0 | 0 | 0 | 0 | 0 | 0 | 0 | 0 | 0 | 0 | 0 | 0
Commercial_Office_Existing_Space Heating_Natural Gas_Furnace_E10_Codes & Standards Forecast | Commercial | Office | Existing | Space Heating | Natural Gas | Furnace | E10 |  | Codes & Standards Forecast | 0 | 0 | 0 | 0 | 0 | 0 | 0 | 0 | 0 | 0 | 0 | 0 | 0 | 0 | 0 | 0 | 0 | 0 | 0 | 0 | 0 | 0 | 0 | 0 | 0 | 0 | 0 | 0 | 0 | 0 | 0 | 0 | 0
Commercial_Office_Existing_Space Heating_Natural Gas_Boiler_E1_Codes & Standards Forecast | Commercial | Office | Existing | Space Heating | Natural Gas | Boiler | E1 |  | Codes & Standards Forecast | 0 | 72987.3229 | 80535.617 | 87192.4011 | 93098.0265 | 98274.8595 | 102890.4066 | 107042.1361 | 110774.1361 | 114091.888 | 117024.8607 | 119609.052 | 121873.1694 | 123845.0479 | 125550.0164 | 127015.792 | 128266.0615 | 129322.4306 | 130203.5094 | 130926.1379 | 131504.4135 | 131952.0776 | 125201.1795 | 119702.719 | 115271.9189 | 111746.9711 | 108987.9916 | 106873.523 | 105298.2965 | 104171.2523 | 103413.7908 | 102958.226 | 102749.9616
Commercial_Office_Existing_Space Heating_Natural Gas_Boiler_E2_Codes & Standards Forecast | Commercial | Office | Existing | Space Heating | Natural Gas | Boiler | E2 |  | Codes & Standards Forecast | 0 | 0 | 0 | 0 | 0 | 0 | 0 | 0 | 0 | 0 | 0 | 0 | 0 | 0 | 0 | 0 | 0 | 0 | 0 | 0 | 0 | 0 | 0 | 0 | 0 | 0 | 0 | 0 | 0 | 0 | 0 | 0 | 0
Commercial_Office_Existing_Space Heating_Natural Gas_Boiler_E3_Codes & Standards Forecast | Commercial | Office | Existing | Space Heating | Natural Gas | Boiler | E3 |  | Codes & Standards Forecast | 0 | 0 | 0 | 0 | 0 | 0 | 0 | 0 | 0 | 0 | 0 | 0 | 0 | 0 | 0 | 0 | 0 | 0 | 0 | 0 | 0 | 0 | 0 | 0 | 0 | 0 | 0 | 0 | 0 | 0 | 0 | 0 | 0
Commercial_Office_Existing_Space Heating_Natural Gas_Boiler_E4_Codes & Standards Forecast | Commercial | Office | Existing | Space Heating | Natural Gas | Boiler | E4 |  | Codes & Standards Forecast | 0 | 0 | 0 | 0 | 0 | 0 | 0 | 0 | 0 | 0 | 0 | 0 | 0 | 0 | 0 | 0 | 0 | 0 | 0 | 0 | 0 | 0 | 0 | 0 | 0 | 0 | 0 | 0 | 0 | 0 | 0 | 0 | 0
Commercial_Office_Existing_Space Heating_Natural Gas_Boiler_E5_Codes & Standards Forecast | Commercial | Office | Existing | Space Heating | Natural Gas | Boiler | E5 |  | Codes & Standards Forecast | 0 | 0 | 0 | 0 | 0 | 0 | 0 | 0 | 0 | 0 | 0 | 0 | 0 | 0 | 0 | 0 | 0 | 0 | 0 | 0 | 0 | 0 | 0 | 0 | 0 | 0 | 0 | 0 | 0 | 0 | 0 | 0 | 0
Commercial_Office_Existing_Space Heating_Natural Gas_Boiler_E6_Codes & Standards Forecast | Commercial | Office | Existing | Space Heating | Natural Gas | Boiler | E6 |  | Codes & Standards Forecast | 0 | 0 | 0 | 0 | 0 | 0 | 0 | 0 | 0 | 0 | 0 | 0 | 0 | 0 | 0 | 0 | 0 | 0 | 0 | 0 | 0 | 0 | 0 | 0 | 0 | 0 | 0 | 0 | 0 | 0 | 0 | 0 | 0
Commercial_Office_Existing_Space Heating_Natural Gas_Boiler_E7_Codes & Standards Forecast | Commercial | Office | Existing | Space Heating | Natural Gas | Boiler | E7 |  | Codes & Standards Forecast | 0 | 0 | 0 | 0 | 0 | 0 | 0 | 0 | 0 | 0 | 0 | 0 | 0 | 0 | 0 | 0 | 0 | 0 | 0 | 0 | 0 | 0 | 0 | 0 | 0 | 0 | 0 | 0 | 0 | 0 | 0 | 0 | 0
Commercial_Office_Existing_Space Heating_Natural Gas_Boiler_E8_Codes & Standards Forecast | Commercial | Office | Existing | Space Heating | Natural Gas | Boiler | E8 |  | Codes & Standards Forecast | 0 | 0 | 0 | 0 | 0 | 0 | 0 | 0 | 0 | 0 | 0 | 0 | 0 | 0 | 0 | 0 | 0 | 0 | 0 | 0 | 0 | 0 | 0 | 0 | 0 | 0 | 0 | 0 | 0 | 0 | 0 | 0 | 0
Commercial_Office_Existing_Space Heating_Natural Gas_Boiler_E9_Codes & Standards Forecast | Commercial | Office | Existing | Space Heating | Natural Gas | Boiler | E9 |  | Codes & Standards Forecast | 0 | 0 | 0 | 0 | 0 | 0 | 0 | 0 | 0 | 0 | 0 | 0 | 0 | 0 | 0 | 0 | 0 | 0 | 0 | 0 | 0 | 0 | 0 | 0 | 0 | 0 | 0 | 0 | 0 | 0 | 0 | 0 | 0
Commercial_Office_Existing_Space Heating_Natural Gas_Boiler_E10_Codes & Standards Forecast | Commercial | Office | Existing | Space Heating | Natural Gas | Boiler | E10 |  | Codes & Standards Forecast | 0 | 0 | 0 | 0 | 0 | 0 | 0 | 0 | 0 | 0 | 0 | 0 | 0 | 0 | 0 | 0 | 0 | 0 | 0 | 0 | 0 | 0 | 0 | 0 | 0 | 0 | 0 | 0 | 0 | 0 | 0 | 0 | 0
Commercial_Office_Existing_Space Heating_Natural Gas_Unit Heater_E1_Codes & Standards Forecast | Commercial | Office | Existing | Space Heating | Natural Gas | Unit Heater | E1 |  | Codes & Standards Forecast | 0 | 5480.9774 | 7088.8335 | 8345.4149 | 9325.7334 | 10080.9789 | 10666.4891 | 11122.1976 | 11475.5226 | 11744.4642 | 11945.4109 | 12092.2367 | 10652.5865 | 9808.098 | 9372.8636 | 9212.3355 | 9229.7386 | 10669.4265 | 10980.7408 | 11214.844 | 11387.4207 | 11511.0269 | 11595.7477 | 11358.6708 | 10984.5057 | 10583.6857 | 10217.6249 | 9916.0516 | 9565.3862 | 9485.5412 | 9562.5425 | 9720.7721 | 9911.7659
Commercial_Office_Existing_Space Heating_Natural Gas_Unit Heater_E2_Codes & Standards Forecast | Commercial | Office | Existing | Space Heating | Natural Gas | Unit Heater | E2 |  | Codes & Standards Forecast | 0 | 0 | 0 | 0 | 0 | 0 | 0 | 0 | 0 | 0 | 0 | 0 | 0 | 0 | 0 | 0 | 0 | 0 | 0 | 0 | 0 | 0 | 0 | 0 | 0 | 0 | 0 | 0 | 0 | 0 | 0 | 0 | 0
Commercial_Office_Existing_Space Heating_Natural Gas_Unit Heater_E3_Codes & Standards Forecast | Commercial | Office | Existing | Space Heating | Natural Gas | Unit Heater | E3 |  | Codes & Standards Forecast | 0 | 0 | 0 | 0 | 0 | 0 | 0 | 0 | 0 | 0 | 0 | 0 | 0 | 0 | 0 | 0 | 0 | 0 | 0 | 0 | 0 | 0 | 0 | 0 | 0 | 0 | 0 | 0 | 0 | 0 | 0 | 0 | 0
Commercial_Office_Existing_Space Heating_Natural Gas_Unit Heater_E4_Codes & Standards Forecast | Commercial | Office | Existing | Space Heating | Natural Gas | Unit Heater | E4 |  | Codes & Standards Forecast | 0 | 0 | 0 | 0 | 0 | 0 | 0 | 0 | 0 | 0 | 0 | 0 | 0 | 0 | 0 | 0 | 0 | 0 | 0 | 0 | 0 | 0 | 0 | 0 | 0 | 0 | 0 | 0 | 0 | 0 | 0 | 0 | 0
Commercial_Office_Existing_Space Heating_Natural Gas_Unit Heater_E5_Codes & Standards Forecast | Commercial | Office | Existing | Space Heating | Natural Gas | Unit Heater | E5 |  | Codes & Standards Forecast | 0 | 0 | 0 | 0 | 0 | 0 | 0 | 0 | 0 | 0 | 0 | 0 | 0 | 0 | 0 | 0 | 0 | 0 | 0 | 0 | 0 | 0 | 0 | 0 | 0 | 0 | 0 | 0 | 0 | 0 | 0 | 0 | 0
Commercial_Office_Existing_Space Heating_Natural Gas_Unit Heater_E6_Codes & Standards Forecast | Commercial | Office | Existing | Space Heating | Natural Gas | Unit Heater | E6 |  | Codes & Standards Forecast | 0 | 0 | 0 | 0 | 0 | 0 | 0 | 0 | 0 | 0 | 0 | 0 | 0 | 0 | 0 | 0 | 0 | 0 | 0 | 0 | 0 | 0 | 0 | 0 | 0 | 0 | 0 | 0 | 0 | 0 | 0 | 0 | 0
Commercial_Office_Existing_Space Heating_Natural Gas_Unit Heater_E7_Codes & Standards Forecast | Commercial | Office | Existing | Space Heating | Natural Gas | Unit Heater | E7 |  | Codes & Standards Forecast | 0 | 0 | 0 | 0 | 0 | 0 | 0 | 0 | 0 | 0 | 0 | 0 | 0 | 0 | 0 | 0 | 0 | 0 | 0 | 0 | 0 | 0 | 0 | 0 | 0 | 0 | 0 | 0 | 0 | 0 | 0 | 0 | 0
Commercial_Office_Existing_Space Heating_Natural Gas_Unit Heater_E8_Codes & Standards Forecast | Commercial | Office | Existing | Space Heating | Natural Gas | Unit Heater | E8 |  | Codes & Standards Forecast | 0 | 0 | 0 | 0 | 0 | 0 | 0 | 0 | 0 | 0 | 0 | 0 | 0 | 0 | 0 | 0 | 0 | 0 | 0 | 0 | 0 | 0 | 0 | 0 | 0 | 0 | 0 | 0 | 0 | 0 | 0 | 0 | 0
Commercial_Office_Existing_Space Heating_Natural Gas_Unit Heater_E9_Codes & Standards Forecast | Commercial | Office | Existing | Space Heating | Natural Gas | Unit Heater | E9 |  | Codes & Standards Forecast | 0 | 0 | 0 | 0 | 0 | 0 | 0 | 0 | 0 | 0 | 0 | 0 | 0 | 0 | 0 | 0 | 0 | 0 | 0 | 0 | 0 | 0 | 0 | 0 | 0 | 0 | 0 | 0 | 0 | 0 | 0 | 0 | 0
Commercial_Office_Existing_Space Heating_Natural Gas_Unit Heater_E10_Codes & Standards Forecast | Commercial | Office | Existing | Space Heating | Natural Gas | Unit Heater | E10 |  | Codes & Standards Forecast | 0 | 0 | 0 | 0 | 0 | 0 | 0 | 0 | 0 | 0 | 0 | 0 | 0 | 0 | 0 | 0 | 0 | 0 | 0 | 0 | 0 | 0 | 0 | 0 | 0 | 0 | 0 | 0 | 0 | 0 | 0 | 0 | 0
Commercial_Office_Existing_Water Heating_Natural Gas_Water Heater_E1_Codes & Standards Forecast | Commercial | Office | Existing | Water Heating | Natural Gas | Water Heater | E1 |  | Codes & Standards Forecast | 0 | 223381.2756 | 288910.6352 | 340123.5378 | 380077.1396 | 410857.7302 | 434720.6303 | 453293.3648 | 467693.3842 | 478654.2982 | 423305.988 | 391689.2237 | 376298.9835 | 371709.7795 | 374032.4874 | 434616.2617 | 448461.0787 | 458921.7867 | 466689.9594 | 460198.9737 | 447310.6607 | 432767.275 | 419241.4814 | 408060.4671 | 394560.8771 | 392130.5123 | 396066.3099 | 403253.0821 | 409379.4785 | 425913.3711 | 425001.4575 | 420868.2848 | 414797.4551
Commercial_Office_Existing_Water Heating_Natural Gas_Water Heater_E2_Codes & Standards Forecast | Commercial | Office | Existing | Water Heating | Natural Gas | Water Heater | E2 |  | Codes & Standards Forecast | 0 | 0 | 0 | 0 | 0 | 0 | 0 | 0 | 0 | 0 | 0 | 0 | 0 | 0 | 0 | 0 | 0 | 0 | 0 | 0 | 0 | 0 | 0 | 0 | 0 | 0 | 0 | 0 | 0 | 0 | 0 | 0 | 0
Commercial_Office_Existing_Water Heating_Natural Gas_Water Heater_E3_Codes & Standards Forecast | Commercial | Office | Existing | Water Heating | Natural Gas | Water Heater | E3 |  | Codes & Standards Forecast | 0 | 0 | 0 | 0 | 0 | 0 | 0 | 0 | 0 | 0 | 0 | 0 | 0 | 0 | 0 | 0 | 0 | 0 | 0 | 0 | 0 | 0 | 0 | 0 | 0 | 0 | 0 | 0 | 0 | 0 | 0 | 0 | 0
Commercial_Office_Existing_Water Heating_Natural Gas_Water Heater_E4_Codes & Standards Forecast | Commercial | Office | Existing | Water Heating | Natural Gas | Water Heater | E4 |  | Codes & Standards Forecast | 0 | 0 | 0 | 0 | 0 | 0 | 0 | 0 | 0 | 0 | 0 | 0 | 0 | 0 | 0 | 0 | 0 | 0 | 0 | 0 | 0 | 0 | 0 | 0 | 0 | 0 | 0 | 0 | 0 | 0 | 0 | 0 | 0
Commercial_Office_Existing_Water Heating_Natural Gas_Water Heater_E5_Codes & Standards Forecast | Commercial | Office | Existing | Water Heating | Natural Gas | Water Heater | E5 |  | Codes & Standards Forecast | 0 | 0 | 0 | 0 | 0 | 0 | 0 | 0 | 0 | 0 | 0 | 0 | 0 | 0 | 0 | 0 | 0 | 0 | 0 | 0 | 0 | 0 | 0 | 0 | 0 | 0 | 0 | 0 | 0 | 0 | 0 | 0 | 0
Commercial_Office_Existing_Water Heating_Natural Gas_Water Heater_E6_Codes & Standards Forecast | Commercial | Office | Existing | Water Heating | Natural Gas | Water Heater | E6 |  | Codes & Standards Forecast | 0 | 0 | 0 | 0 | 0 | 0 | 0 | 0 | 0 | 0 | 0 | 0 | 0 | 0 | 0 | 0 | 0 | 0 | 0 | 0 | 0 | 0 | 0 | 0 | 0 | 0 | 0 | 0 | 0 | 0 | 0 | 0 | 0
Commercial_Office_Existing_Water Heating_Natural Gas_Water Heater_E7_Codes & Standards Forecast | Commercial | Office | Existing | Water Heating | Natural Gas | Water Heater | E7 |  | Codes & Standards Forecast | 0 | 0 | 0 | 0 | 0 | 0 | 0 | 0 | 0 | 0 | 0 | 0 | 0 | 0 | 0 | 0 | 0 | 0 | 0 | 0 | 0 | 0 | 0 | 0 | 0 | 0 | 0 | 0 | 0 | 0 | 0 | 0 | 0
Commercial_Office_Existing_Water Heating_Natural Gas_Water Heater_E8_Codes & Standards Forecast | Commercial | Office | Existing | Water Heating | Natural Gas | Water Heater | E8 |  | Codes & Standards Forecast | 0 | 0 | 0 | 0 | 0 | 0 | 0 | 0 | 0 | 0 | 0 | 0 | 0 | 0 | 0 | 0 | 0 | 0 | 0 | 0 | 0 | 0 | 0 | 0 | 0 | 0 | 0 | 0 | 0 | 0 | 0 | 0 | 0
Commercial_Office_Existing_Water Heating_Natural Gas_Water Heater_E9_Codes & Standards Forecast | Commercial | Office | Existing | Water Heating | Natural Gas | Water Heater | E9 |  | Codes & Standards Forecast | 0 | 0 | 0 | 0 | 0 | 0 | 0 | 0 | 0 | 0 | 0 | 0 | 0 | 0 | 0 | 0 | 0 | 0 | 0 | 0 | 0 | 0 | 0 | 0 | 0 | 0 | 0 | 0 | 0 | 0 | 0 | 0 | 0
Commercial_Office_Existing_Water Heating_Natural Gas_Water Heater_E10_Codes & Standards Forecast | Commercial | Office | Existing | Water Heating | Natural Gas | Water Heater | E10 |  | Codes & Standards Forecast | 0 | 0 | 0 | 0 | 0 | 0 | 0 | 0 | 0 | 0 | 0 | 0 | 0 | 0 | 0 | 0 | 0 | 0 | 0 | 0 | 0 | 0 | 0 | 0 | 0 | 0 | 0 | 0 | 0 | 0 | 0 | 0 | 0
Commercial_Office_Existing_Food Preparation_Natural Gas_Oven_E1_Codes & Standards Forecast | Commercial | Office | Existing | Food Preparation | Natural Gas | Oven | E1 |  | Codes & Standards Forecast | 0 | 2520.1793 | 3259.4791 | 3837.2612 | 4288.0162 | 4635.2817 | 4904.5021 | 5114.039 | 5276.4995 | 5400.1601 | 5492.5564 | 5560.0675 | 4898.1096 | 4509.8098 | 4309.687 | 4235.8754 | 4243.8774 | 4905.8527 | 5048.9965 | 5156.6382 | 5235.9898 | 5292.8246 | 5331.7796 | 5222.7705 | 5050.7276 | 4866.4287 | 4698.1122 | 4559.4474 | 4398.2098 | 4361.4966 | 4396.9022 | 4469.6569 | 4557.4768
Commercial_Office_Existing_Food Preparation_Natural Gas_Oven_E2_Codes & Standards Forecast | Commercial | Office | Existing | Food Preparation | Natural Gas | Oven | E2 |  | Codes & Standards Forecast | 0 | 0 | 0 | 0 | 0 | 0 | 0 | 0 | 0 | 0 | 0 | 0 | 0 | 0 | 0 | 0 | 0 | 0 | 0 | 0 | 0 | 0 | 0 | 0 | 0 | 0 | 0 | 0 | 0 | 0 | 0 | 0 | 0
Commercial_Office_Existing_Food Preparation_Natural Gas_Oven_E3_Codes & Standards Forecast | Commercial | Office | Existing | Food Preparation | Natural Gas | Oven | E3 |  | Codes & Standards Forecast | 0 | 0 | 0 | 0 | 0 | 0 | 0 | 0 | 0 | 0 | 0 | 0 | 0 | 0 | 0 | 0 | 0 | 0 | 0 | 0 | 0 | 0 | 0 | 0 | 0 | 0 | 0 | 0 | 0 | 0 | 0 | 0 | 0
Commercial_Office_Existing_Food Preparation_Natural Gas_Oven_E4_Codes & Standards Forecast | Commercial | Office | Existing | Food Preparation | Natural Gas | Oven | E4 |  | Codes & Standards Forecast | 0 | 0 | 0 | 0 | 0 | 0 | 0 | 0 | 0 | 0 | 0 | 0 | 0 | 0 | 0 | 0 | 0 | 0 | 0 | 0 | 0 | 0 | 0 | 0 | 0 | 0 | 0 | 0 | 0 | 0 | 0 | 0 | 0
Commercial_Office_Existing_Food Preparation_Natural Gas_Oven_E5_Codes & Standards Forecast | Commercial | Office | Existing | Food Preparation | Natural Gas | Oven | E5 |  | Codes & Standards Forecast | 0 | 0 | 0 | 0 | 0 | 0 | 0 | 0 | 0 | 0 | 0 | 0 | 0 | 0 | 0 | 0 | 0 | 0 | 0 | 0 | 0 | 0 | 0 | 0 | 0 | 0 | 0 | 0 | 0 | 0 | 0 | 0 | 0
Commercial_Office_Existing_Food Preparation_Natural Gas_Oven_E6_Codes & Standards Forecast | Commercial | Office | Existing | Food Preparation | Natural Gas | Oven | E6 |  | Codes & Standards Forecast | 0 | 0 | 0 | 0 | 0 | 0 | 0 | 0 | 0 | 0 | 0 | 0 | 0 | 0 | 0 | 0 | 0 | 0 | 0 | 0 | 0 | 0 | 0 | 0 | 0 | 0 | 0 | 0 | 0 | 0 | 0 | 0 | 0
Commercial_Office_Existing_Food Preparation_Natural Gas_Oven_E7_Codes & Standards Forecast | Commercial | Office | Existing | Food Preparation | Natural Gas | Oven | E7 |  | Codes & Standards Forecast | 0 | 0 | 0 | 0 | 0 | 0 | 0 | 0 | 0 | 0 | 0 | 0 | 0 | 0 | 0 | 0 | 0 | 0 | 0 | 0 | 0 | 0 | 0 | 0 | 0 | 0 | 0 | 0 | 0 | 0 | 0 | 0 | 0
Commercial_Office_Existing_Food Preparation_Natural Gas_Oven_E8_Codes & Standards Forecast | Commercial | Office | Existing | Food Preparation | Natural Gas | Oven | E8 |  | Codes & Standards Forecast | 0 | 0 | 0 | 0 | 0 | 0 | 0 | 0 | 0 | 0 | 0 | 0 | 0 | 0 | 0 | 0 | 0 | 0 | 0 | 0 | 0 | 0 | 0 | 0 | 0 | 0 | 0 | 0 | 0 | 0 | 0 | 0 | 0
Commercial_Office_Existing_Food Preparation_Natural Gas_Oven_E9_Codes & Standards Forecast | Commercial | Office | Existing | Food Preparation | Natural Gas | Oven | E9 |  | Codes & Standards Forecast | 0 | 0 | 0 | 0 | 0 | 0 | 0 | 0 | 0 | 0 | 0 | 0 | 0 | 0 | 0 | 0 | 0 | 0 | 0 | 0 | 0 | 0 | 0 | 0 | 0 | 0 | 0 | 0 | 0 | 0 | 0 | 0 | 0
Commercial_Office_Existing_Food Preparation_Natural Gas_Oven_E10_Codes & Standards Forecast | Commercial | Office | Existing | Food Preparation | Natural Gas | Oven | E10 |  | Codes & Standards Forecast | 0 | 0 | 0 | 0 | 0 | 0 | 0 | 0 | 0 | 0 | 0 | 0 | 0 | 0 | 0 | 0 | 0 | 0 | 0 | 0 | 0 | 0 | 0 | 0 | 0 | 0 | 0 | 0 | 0 | 0 | 0 | 0 | 0
Commercial_Office_Existing_Food Preparation_Natural Gas_Conveyor Oven_E1_Codes & Standards Forecast | Commercial | Office | Existing | Food Preparation | Natural Gas | Conveyor Oven | E1 |  | Codes & Standards Forecast | 0 | 889.475 | 1150.4044 | 1354.3275 | 1513.4175 | 1635.9818 | 1731.0007 | 1804.9549 | 1862.2939 | 1905.9389 | 1938.5493 | 1962.3768 | 1979.148 | 1990.2612 | 1996.8284 | 1999.8084 | 1999.9455 | 1753.9775 | 1605.8621 | 1525.4442 | 1490.7892 | 1486.1048 | 1707.5259 | 1751.8778 | 1784.9602 | 1809.0637 | 1826.0213 | 1837.2923 | 1844.038 | 1847.1823 | 1847.4607 | 1845.4584 | 1841.7046
Commercial_Office_Existing_Food Preparation_Natural Gas_Conveyor Oven_E2_Codes & Standards Forecast | Commercial | Office | Existing | Food Preparation | Natural Gas | Conveyor Oven | E2 |  | Codes & Standards Forecast | 0 | 0 | 0 | 0 | 0 | 0 | 0 | 0 | 0 | 0 | 0 | 0 | 0 | 0 | 0 | 0 | 0 | 0 | 0 | 0 | 0 | 0 | 0 | 0 | 0 | 0 | 0 | 0 | 0 | 0 | 0 | 0 | 0
Commercial_Office_Existing_Food Preparation_Natural Gas_Conveyor Oven_E3_Codes & Standards Forecast | Commercial | Office | Existing | Food Preparation | Natural Gas | Conveyor Oven | E3 |  | Codes & Standards Forecast | 0 | 0 | 0 | 0 | 0 | 0 | 0 | 0 | 0 | 0 | 0 | 0 | 0 | 0 | 0 | 0 | 0 | 0 | 0 | 0 | 0 | 0 | 0 | 0 | 0 | 0 | 0 | 0 | 0 | 0 | 0 | 0 | 0
Commercial_Office_Existing_Food Preparation_Natural Gas_Conveyor Oven_E4_Codes & Standards Forecast | Commercial | Office | Existing | Food Preparation | Natural Gas | Conveyor Oven | E4 |  | Codes & Standards Forecast | 0 | 0 | 0 | 0 | 0 | 0 | 0 | 0 | 0 | 0 | 0 | 0 | 0 | 0 | 0 | 0 | 0 | 0 | 0 | 0 | 0 | 0 | 0 | 0 | 0 | 0 | 0 | 0 | 0 | 0 | 0 | 0 | 0
Commercial_Office_Existing_Food Preparation_Natural Gas_Conveyor Oven_E5_Codes & Standards Forecast | Commercial | Office | Existing | Food Preparation | Natural Gas | Conveyor Oven | E5 |  | Codes & Standards Forecast | 0 | 0 | 0 | 0 | 0 | 0 | 0 | 0 | 0 | 0 | 0 | 0 | 0 | 0 | 0 | 0 | 0 | 0 | 0 | 0 | 0 | 0 | 0 | 0 | 0 | 0 | 0 | 0 | 0 | 0 | 0 | 0 | 0
Commercial_Office_Existing_Food Preparation_Natural Gas_Conveyor Oven_E6_Codes & Standards Forecast | Commercial | Office | Existing | Food Preparation | Natural Gas | Conveyor Oven | E6 |  | Codes & Standards Forecast | 0 | 0 | 0 | 0 | 0 | 0 | 0 | 0 | 0 | 0 | 0 | 0 | 0 | 0 | 0 | 0 | 0 | 0 | 0 | 0 | 0 | 0 | 0 | 0 | 0 | 0 | 0 | 0 | 0 | 0 | 0 | 0 | 0
Commercial_Office_Existing_Food Preparation_Natural Gas_Conveyor Oven_E7_Codes & Standards Forecast | Commercial | Office | Existing | Food Preparation | Natural Gas | Conveyor Oven | E7 |  | Codes & Standards Forecast | 0 | 0 | 0 | 0 | 0 | 0 | 0 | 0 | 0 | 0 | 0 | 0 | 0 | 0 | 0 | 0 | 0 | 0 | 0 | 0 | 0 | 0 | 0 | 0 | 0 | 0 | 0 | 0 | 0 | 0 | 0 | 0 | 0
Commercial_Office_Existing_Food Preparation_Natural Gas_Conveyor Oven_E8_Codes & Standards Forecast | Commercial | Office | Existing | Food Preparation | Natural Gas | Conveyor Oven | E8 |  | Codes & Standards Forecast | 0 | 0 | 0 | 0 | 0 | 0 | 0 | 0 | 0 | 0 | 0 | 0 | 0 | 0 | 0 | 0 | 0 | 0 | 0 | 0 | 0 | 0 | 0 | 0 | 0 | 0 | 0 | 0 | 0 | 0 | 0 | 0 | 0
Commercial_Office_Existing_Food Preparation_Natural Gas_Conveyor Oven_E9_Codes & Standards Forecast | Commercial | Office | Existing | Food Preparation | Natural Gas | Conveyor Oven | E9 |  | Codes & Standards Forecast | 0 | 0 | 0 | 0 | 0 | 0 | 0 | 0 | 0 | 0 | 0 | 0 | 0 | 0 | 0 | 0 | 0 | 0 | 0 | 0 | 0 | 0 | 0 | 0 | 0 | 0 | 0 | 0 | 0 | 0 | 0 | 0 | 0
Commercial_Office_Existing_Food Preparation_Natural Gas_Conveyor Oven_E10_Codes & Standards Forecast | Commercial | Office | Existing | Food Preparation | Natural Gas | Conveyor Oven | E10 |  | Codes & Standards Forecast | 0 | 0 | 0 | 0 | 0 | 0 | 0 | 0 | 0 | 0 | 0 | 0 | 0 | 0 | 0 | 0 | 0 | 0 | 0 | 0 | 0 | 0 | 0 | 0 | 0 | 0 | 0 | 0 | 0 | 0 | 0 | 0 | 0
Commercial_Office_Existing_Food Preparation_Natural Gas_Double Rack Oven_E1_Codes & Standards Forecast | Commercial | Office | Existing | Food Preparation | Natural Gas | Double Rack Oven | E1 |  | Codes & Standards Forecast | 0 | 1260.0896 | 1629.7396 | 1918.6306 | 2144.0081 | 2317.6409 | 2452.251 | 2557.0195 | 2638.2497 | 2700.0801 | 2746.2782 | 2780.0338 | 2449.0548 | 2254.9049 | 2154.8435 | 2117.9377 | 2121.9387 | 2452.9263 | 2524.4982 | 2578.3191 | 2617.9949 | 2646.4123 | 2665.8898 | 2611.3852 | 2525.3638 | 2433.2143 | 2349.0561 | 2279.7237 | 2199.1049 | 2180.7483 | 2198.4511 | 2234.8285 | 2278.7384
Commercial_Office_Existing_Food Preparation_Natural Gas_Double Rack Oven_E2_Codes & Standards Forecast | Commercial | Office | Existing | Food Preparation | Natural Gas | Double Rack Oven | E2 |  | Codes & Standards Forecast | 0 | 0 | 0 | 0 | 0 | 0 | 0 | 0 | 0 | 0 | 0 | 0 | 0 | 0 | 0 | 0 | 0 | 0 | 0 | 0 | 0 | 0 | 0 | 0 | 0 | 0 | 0 | 0 | 0 | 0 | 0 | 0 | 0
Commercial_Office_Existing_Food Preparation_Natural Gas_Double Rack Oven_E3_Codes & Standards Forecast | Commercial | Office | Existing | Food Preparation | Natural Gas | Double Rack Oven | E3 |  | Codes & Standards Forecast | 0 | 0 | 0 | 0 | 0 | 0 | 0 | 0 | 0 | 0 | 0 | 0 | 0 | 0 | 0 | 0 | 0 | 0 | 0 | 0 | 0 | 0 | 0 | 0 | 0 | 0 | 0 | 0 | 0 | 0 | 0 | 0 | 0
Commercial_Office_Existing_Food Preparation_Natural Gas_Double Rack Oven_E4_Codes & Standards Forecast | Commercial | Office | Existing | Food Preparation | Natural Gas | Double Rack Oven | E4 |  | Codes & Standards Forecast | 0 | 0 | 0 | 0 | 0 | 0 | 0 | 0 | 0 | 0 | 0 | 0 | 0 | 0 | 0 | 0 | 0 | 0 | 0 | 0 | 0 | 0 | 0 | 0 | 0 | 0 | 0 | 0 | 0 | 0 | 0 | 0 | 0
Commercial_Office_Existing_Food Preparation_Natural Gas_Double Rack Oven_E5_Codes & Standards Forecast | Commercial | Office | Existing | Food Preparation | Natural Gas | Double Rack Oven | E5 |  | Codes & Standards Forecast | 0 | 0 | 0 | 0 | 0 | 0 | 0 | 0 | 0 | 0 | 0 | 0 | 0 | 0 | 0 | 0 | 0 | 0 | 0 | 0 | 0 | 0 | 0 | 0 | 0 | 0 | 0 | 0 | 0 | 0 | 0 | 0 | 0
Commercial_Office_Existing_Food Preparation_Natural Gas_Double Rack Oven_E6_Codes & Standards Forecast | Commercial | Office | Existing | Food Preparation | Natural Gas | Double Rack Oven | E6 |  | Codes & Standards Forecast | 0 | 0 | 0 | 0 | 0 | 0 | 0 | 0 | 0 | 0 | 0 | 0 | 0 | 0 | 0 | 0 | 0 | 0 | 0 | 0 | 0 | 0 | 0 | 0 | 0 | 0 | 0 | 0 | 0 | 0 | 0 | 0 | 0
Commercial_Office_Existing_Food Preparation_Natural Gas_Double Rack Oven_E7_Codes & Standards Forecast | Commercial | Office | Existing | Food Preparation | Natural Gas | Double Rack Oven | E7 |  | Codes & Standards Forecast | 0 | 0 | 0 | 0 | 0 | 0 | 0 | 0 | 0 | 0 | 0 | 0 | 0 | 0 | 0 | 0 | 0 | 0 | 0 | 0 | 0 | 0 | 0 | 0 | 0 | 0 | 0 | 0 | 0 | 0 | 0 | 0 | 0
Commercial_Office_Existing_Food Preparation_Natural Gas_Double Rack Oven_E8_Codes & Standards Forecast | Commercial | Office | Existing | Food Preparation | Natural Gas | Double Rack Oven | E8 |  | Codes & Standards Forecast | 0 | 0 | 0 | 0 | 0 | 0 | 0 | 0 | 0 | 0 | 0 | 0 | 0 | 0 | 0 | 0 | 0 | 0 | 0 | 0 | 0 | 0 | 0 | 0 | 0 | 0 | 0 | 0 | 0 | 0 | 0 | 0 | 0
Commercial_Office_Existing_Food Preparation_Natural Gas_Double Rack Oven_E9_Codes & Standards Forecast | Commercial | Office | Existing | Food Preparation | Natural Gas | Double Rack Oven | E9 |  | Codes & Standards Forecast | 0 | 0 | 0 | 0 | 0 | 0 | 0 | 0 | 0 | 0 | 0 | 0 | 0 | 0 | 0 | 0 | 0 | 0 | 0 | 0 | 0 | 0 | 0 | 0 | 0 | 0 | 0 | 0 | 0 | 0 | 0 | 0 | 0
Commercial_Office_Existing_Food Preparation_Natural Gas_Double Rack Oven_E10_Codes & Standards Forecast | Commercial | Office | Existing | Food Preparation | Natural Gas | Double Rack Oven | E10 |  | Codes & Standards Forecast | 0 | 0 | 0 | 0 | 0 | 0 | 0 | 0 | 0 | 0 | 0 | 0 | 0 | 0 | 0 | 0 | 0 | 0 | 0 | 0 | 0 | 0 | 0 | 0 | 0 | 0 | 0 | 0 | 0 | 0 | 0 | 0 | 0
Commercial_Office_Existing_Food Preparation_Natural Gas_Fryer_E1_Codes & Standards Forecast | Commercial | Office | Existing | Food Preparation | Natural Gas | Fryer | E1 |  | Codes & Standards Forecast | 0 | 10309.8244 | 14530.8947 | 0 | 0 | 0 | 0 | 0 | 0 | 0 | 0 | 0 | 0 | 0 | 0 | 0 | 0 | 0 | 0 | 0 | 0 | 0 | 0 | 0 | 0 | 0 | 0 | 0 | 0 | 0 | 0 | 0 | 0
Commercial_Office_Existing_Food Preparation_Natural Gas_Fryer_E2_Codes & Standards Forecast | Commercial | Office | Existing | Food Preparation | Natural Gas | Fryer | E2 |  | Codes & Standards Forecast | 0 | 0 | 0 | 17626.1444 | 19886.9639 | 21514.078 | 18525.5986 | 17328.7883 | 17196.7053 | 17653.7315 | 20719.5988 | 20930.101 | 20554.7756 | 20060.4526 | 19665.9082 | 19074.0992 | 19080.1175 | 19229.1193 | 19351.334 | 19936.1765 | 19584.7051 | 19190.7887 | 18905.1531 | 18743.1531 | 18718.7598 | 18748.5076 | 18706.2065 | 18598.297 | 18581.9495 | 18352.1118 | 18176.8774 | 18058.765 | 17971.505
Commercial_Office_Existing_Food Preparation_Natural Gas_Fryer_E3_Codes & Standards Forecast | Commercial | Office | Existing | Food Preparation | Natural Gas | Fryer | E3 |  | Codes & Standards Forecast | 0 | 0 | 0 | 0 | 0 | 0 | 0 | 0 | 0 | 0 | 0 | 0 | 0 | 0 | 0 | 0 | 0 | 0 | 0 | 0 | 0 | 0 | 0 | 0 | 0 | 0 | 0 | 0 | 0 | 0 | 0 | 0 | 0
Commercial_Office_Existing_Food Preparation_Natural Gas_Fryer_E4_Codes & Standards Forecast | Commercial | Office | Existing | Food Preparation | Natural Gas | Fryer | E4 |  | Codes & Standards Forecast | 0 | 0 | 0 | 0 | 0 | 0 | 0 | 0 | 0 | 0 | 0 | 0 | 0 | 0 | 0 | 0 | 0 | 0 | 0 | 0 | 0 | 0 | 0 | 0 | 0 | 0 | 0 | 0 | 0 | 0 | 0 | 0 | 0
Commercial_Office_Existing_Food Preparation_Natural Gas_Fryer_E5_Codes & Standards Forecast | Commercial | Office | Existing | Food Preparation | Natural Gas | Fryer | E5 |  | Codes & Standards Forecast | 0 | 0 | 0 | 0 | 0 | 0 | 0 | 0 | 0 | 0 | 0 | 0 | 0 | 0 | 0 | 0 | 0 | 0 | 0 | 0 | 0 | 0 | 0 | 0 | 0 | 0 | 0 | 0 | 0 | 0 | 0 | 0 | 0
Commercial_Office_Existing_Food Preparation_Natural Gas_Fryer_E6_Codes & Standards Forecast | Commercial | Office | Existing | Food Preparation | Natural Gas | Fryer | E6 |  | Codes & Standards Forecast | 0 | 0 | 0 | 0 | 0 | 0 | 0 | 0 | 0 | 0 | 0 | 0 | 0 | 0 | 0 | 0 | 0 | 0 | 0 | 0 | 0 | 0 | 0 | 0 | 0 | 0 | 0 | 0 | 0 | 0 | 0 | 0 | 0
Commercial_Office_Existing_Food Preparation_Natural Gas_Fryer_E7_Codes & Standards Forecast | Commercial | Office | Existing | Food Preparation | Natural Gas | Fryer | E7 |  | Codes & Standards Forecast | 0 | 0 | 0 | 0 | 0 | 0 | 0 | 0 | 0 | 0 | 0 | 0 | 0 | 0 | 0 | 0 | 0 | 0 | 0 | 0 | 0 | 0 | 0 | 0 | 0 | 0 | 0 | 0 | 0 | 0 | 0 | 0 | 0
Commercial_Office_Existing_Food Preparation_Natural Gas_Fryer_E8_Codes & Standards Forecast | Commercial | Office | Existing | Food Preparation | Natural Gas | Fryer | E8 |  | Codes & Standards Forecast | 0 | 0 | 0 | 0 | 0 | 0 | 0 | 0 | 0 | 0 | 0 | 0 | 0 | 0 | 0 | 0 | 0 | 0 | 0 | 0 | 0 | 0 | 0 | 0 | 0 | 0 | 0 | 0 | 0 | 0 | 0 | 0 | 0
Commercial_Office_Existing_Food Preparation_Natural Gas_Fryer_E9_Codes & Standards Forecast | Commercial | Office | Existing | Food Preparation | Natural Gas | Fryer | E9 |  | Codes & Standards Forecast | 0 | 0 | 0 | 0 | 0 | 0 | 0 | 0 | 0 | 0 | 0 | 0 | 0 | 0 | 0 | 0 | 0 | 0 | 0 | 0 | 0 | 0 | 0 | 0 | 0 | 0 | 0 | 0 | 0 | 0 | 0 | 0 | 0
Commercial_Office_Existing_Food Preparation_Natural Gas_Fryer_E10_Codes & Standards Forecast | Commercial | Office | Existing | Food Preparation | Natural Gas | Fryer | E10 |  | Codes & Standards Forecast | 0 | 0 | 0 | 0 | 0 | 0 | 0 | 0 | 0 | 0 | 0 | 0 | 0 | 0 | 0 | 0 | 0 | 0 | 0 | 0 | 0 | 0 | 0 | 0 | 0 | 0 | 0 | 0 | 0 | 0 | 0 | 0 | 0
Commercial_Office_Existing_Food Preparation_Natural Gas_Broiler_E1_Codes & Standards Forecast | Commercial | Office | Existing | Food Preparation | Natural Gas | Broiler | E1 |  | Codes & Standards Forecast | 0 | 0 | 0 | 0 | 0 | 0 | 0 | 0 | 0 | 0 | 0 | 0 | 0 | 0 | 0 | 0 | 0 | 0 | 0 | 0 | 0 | 0 | 0 | 0 | 0 | 0 | 0 | 0 | 0 | 0 | 0 | 0 | 0
Commercial_Office_Existing_Food Preparation_Natural Gas_Broiler_E2_Codes & Standards Forecast | Commercial | Office | Existing | Food Preparation | Natural Gas | Broiler | E2 |  | Codes & Standards Forecast | 0 | 0 | 0 | 0 | 0 | 0 | 0 | 0 | 0 | 0 | 0 | 0 | 0 | 0 | 0 | 0 | 0 | 0 | 0 | 0 | 0 | 0 | 0 | 0 | 0 | 0 | 0 | 0 | 0 | 0 | 0 | 0 | 0
Commercial_Office_Existing_Food Preparation_Natural Gas_Broiler_E3_Codes & Standards Forecast | Commercial | Office | Existing | Food Preparation | Natural Gas | Broiler | E3 |  | Codes & Standards Forecast | 0 | 0 | 0 | 0 | 0 | 0 | 0 | 0 | 0 | 0 | 0 | 0 | 0 | 0 | 0 | 0 | 0 | 0 | 0 | 0 | 0 | 0 | 0 | 0 | 0 | 0 | 0 | 0 | 0 | 0 | 0 | 0 | 0
Commercial_Office_Existing_Food Preparation_Natural Gas_Broiler_E4_Codes & Standards Forecast | Commercial | Office | Existing | Food Preparation | Natural Gas | Broiler | E4 |  | Codes & Standards Forecast | 0 | 0 | 0 | 0 | 0 | 0 | 0 | 0 | 0 | 0 | 0 | 0 | 0 | 0 | 0 | 0 | 0 | 0 | 0 | 0 | 0 | 0 | 0 | 0 | 0 | 0 | 0 | 0 | 0 | 0 | 0 | 0 | 0
Commercial_Office_Existing_Food Preparation_Natural Gas_Broiler_E5_Codes & Standards Forecast | Commercial | Office | Existing | Food Preparation | Natural Gas | Broiler | E5 |  | Codes & Standards Forecast | 0 | 0 | 0 | 0 | 0 | 0 | 0 | 0 | 0 | 0 | 0 | 0 | 0 | 0 | 0 | 0 | 0 | 0 | 0 | 0 | 0 | 0 | 0 | 0 | 0 | 0 | 0 | 0 | 0 | 0 | 0 | 0 | 0
Commercial_Office_Existing_Food Preparation_Natural Gas_Broiler_E6_Codes & Standards Forecast | Commercial | Office | Existing | Food Preparation | Natural Gas | Broiler | E6 |  | Codes & Standards Forecast | 0 | 0 | 0 | 0 | 0 | 0 | 0 | 0 | 0 | 0 | 0 | 0 | 0 | 0 | 0 | 0 | 0 | 0 | 0 | 0 | 0 | 0 | 0 | 0 | 0 | 0 | 0 | 0 | 0 | 0 | 0 | 0 | 0
Commercial_Office_Existing_Food Preparation_Natural Gas_Broiler_E7_Codes & Standards Forecast | Commercial | Office | Existing | Food Preparation | Natural Gas | Broiler | E7 |  | Codes & Standards Forecast | 0 | 0 | 0 | 0 | 0 | 0 | 0 | 0 | 0 | 0 | 0 | 0 | 0 | 0 | 0 | 0 | 0 | 0 | 0 | 0 | 0 | 0 | 0 | 0 | 0 | 0 | 0 | 0 | 0 | 0 | 0 | 0 | 0
Commercial_Office_Existing_Food Preparation_Natural Gas_Broiler_E8_Codes & Standards Forecast | Commercial | Office | Existing | Food Preparation | Natural Gas | Broiler | E8 |  | Codes & Standards Forecast | 0 | 0 | 0 | 0 | 0 | 0 | 0 | 0 | 0 | 0 | 0 | 0 | 0 | 0 | 0 | 0 | 0 | 0 | 0 | 0 | 0 | 0 | 0 | 0 | 0 | 0 | 0 | 0 | 0 | 0 | 0 | 0 | 0
Commercial_Office_Existing_Food Preparation_Natural Gas_Broiler_E9_Codes & Standards Forecast | Commercial | Office | Existing | Food Preparation | Natural Gas | Broiler | E9 |  | Codes & Standards Forecast | 0 | 0 | 0 | 0 | 0 | 0 | 0 | 0 | 0 | 0 | 0 | 0 | 0 | 0 | 0 | 0 | 0 | 0 | 0 | 0 | 0 | 0 | 0 | 0 | 0 | 0 | 0 | 0 | 0 | 0 | 0 | 0 | 0
Commercial_Office_Existing_Food Preparation_Natural Gas_Broiler_E10_Codes & Standards Forecast | Commercial | Office | Existing | Food Preparation | Natural Gas | Broiler | E10 |  | Codes & Standards Forecast | 0 | 0 | 0 | 0 | 0 | 0 | 0 | 0 | 0 | 0 | 0 | 0 | 0 | 0 | 0 | 0 | 0 | 0 | 0 | 0 | 0 | 0 | 0 | 0 | 0 | 0 | 0 | 0 | 0 | 0 | 0 | 0 | 0
Commercial_Office_Existing_Food Preparation_Natural Gas_Griddle_E1_Codes & Standards Forecast | Commercial | Office | Existing | Food Preparation | Natural Gas | Griddle | E1 |  | Codes & Standards Forecast | 0 | 5040.3586 | 6518.9582 | 7674.5224 | 8576.0325 | 9270.5635 | 9809.0042 | 10228.078 | 10552.999 | 10800.3202 | 10985.1127 | 11120.1351 | 9796.2192 | 9019.6196 | 8619.3739 | 8471.7507 | 8487.7548 | 9811.7054 | 10097.993 | 10313.2765 | 10471.9797 | 10585.6491 | 10663.5592 | 10445.541 | 10101.4552 | 9732.8573 | 9396.2244 | 9118.8947 | 8796.4195 | 8722.9933 | 8793.8044 | 8939.3139 | 9114.9536
Commercial_Office_Existing_Food Preparation_Natural Gas_Griddle_E2_Codes & Standards Forecast | Commercial | Office | Existing | Food Preparation | Natural Gas | Griddle | E2 |  | Codes & Standards Forecast | 0 | 0 | 0 | 0 | 0 | 0 | 0 | 0 | 0 | 0 | 0 | 0 | 0 | 0 | 0 | 0 | 0 | 0 | 0 | 0 | 0 | 0 | 0 | 0 | 0 | 0 | 0 | 0 | 0 | 0 | 0 | 0 | 0
Commercial_Office_Existing_Food Preparation_Natural Gas_Griddle_E3_Codes & Standards Forecast | Commercial | Office | Existing | Food Preparation | Natural Gas | Griddle | E3 |  | Codes & Standards Forecast | 0 | 0 | 0 | 0 | 0 | 0 | 0 | 0 | 0 | 0 | 0 | 0 | 0 | 0 | 0 | 0 | 0 | 0 | 0 | 0 | 0 | 0 | 0 | 0 | 0 | 0 | 0 | 0 | 0 | 0 | 0 | 0 | 0
Commercial_Office_Existing_Food Preparation_Natural Gas_Griddle_E4_Codes & Standards Forecast | Commercial | Office | Existing | Food Preparation | Natural Gas | Griddle | E4 |  | Codes & Standards Forecast | 0 | 0 | 0 | 0 | 0 | 0 | 0 | 0 | 0 | 0 | 0 | 0 | 0 | 0 | 0 | 0 | 0 | 0 | 0 | 0 | 0 | 0 | 0 | 0 | 0 | 0 | 0 | 0 | 0 | 0 | 0 | 0 | 0
Commercial_Office_Existing_Food Preparation_Natural Gas_Griddle_E5_Codes & Standards Forecast | Commercial | Office | Existing | Food Preparation | Natural Gas | Griddle | E5 |  | Codes & Standards Forecast | 0 | 0 | 0 | 0 | 0 | 0 | 0 | 0 | 0 | 0 | 0 | 0 | 0 | 0 | 0 | 0 | 0 | 0 | 0 | 0 | 0 | 0 | 0 | 0 | 0 | 0 | 0 | 0 | 0 | 0 | 0 | 0 | 0
Commercial_Office_Existing_Food Preparation_Natural Gas_Griddle_E6_Codes & Standards Forecast | Commercial | Office | Existing | Food Preparation | Natural Gas | Griddle | E6 |  | Codes & Standards Forecast | 0 | 0 | 0 | 0 | 0 | 0 | 0 | 0 | 0 | 0 | 0 | 0 | 0 | 0 | 0 | 0 | 0 | 0 | 0 | 0 | 0 | 0 | 0 | 0 | 0 | 0 | 0 | 0 | 0 | 0 | 0 | 0 | 0
Commercial_Office_Existing_Food Preparation_Natural Gas_Griddle_E7_Codes & Standards Forecast | Commercial | Office | Existing | Food Preparation | Natural Gas | Griddle | E7 |  | Codes & Standards Forecast | 0 | 0 | 0 | 0 | 0 | 0 | 0 | 0 | 0 | 0 | 0 | 0 | 0 | 0 | 0 | 0 | 0 | 0 | 0 | 0 | 0 | 0 | 0 | 0 | 0 | 0 | 0 | 0 | 0 | 0 | 0 | 0 | 0
Commercial_Office_Existing_Food Preparation_Natural Gas_Griddle_E8_Codes & Standards Forecast | Commercial | Office | Existing | Food Preparation | Natural Gas | Griddle | E8 |  | Codes & Standards Forecast | 0 | 0 | 0 | 0 | 0 | 0 | 0 | 0 | 0 | 0 | 0 | 0 | 0 | 0 | 0 | 0 | 0 | 0 | 0 | 0 | 0 | 0 | 0 | 0 | 0 | 0 | 0 | 0 | 0 | 0 | 0 | 0 | 0
Commercial_Office_Existing_Food Preparation_Natural Gas_Griddle_E9_Codes & Standards Forecast | Commercial | Office | Existing | Food Preparation | Natural Gas | Griddle | E9 |  | Codes & Standards Forecast | 0 | 0 | 0 | 0 | 0 | 0 | 0 | 0 | 0 | 0 | 0 | 0 | 0 | 0 | 0 | 0 | 0 | 0 | 0 | 0 | 0 | 0 | 0 | 0 | 0 | 0 | 0 | 0 | 0 | 0 | 0 | 0 | 0
Commercial_Office_Existing_Food Preparation_Natural Gas_Griddle_E10_Codes & Standards Forecast | Commercial | Office | Existing | Food Preparation | Natural Gas | Griddle | E10 |  | Codes & Standards Forecast | 0 | 0 | 0 | 0 | 0 | 0 | 0 | 0 | 0 | 0 | 0 | 0 | 0 | 0 | 0 | 0 | 0 | 0 | 0 | 0 | 0 | 0 | 0 | 0 | 0 | 0 | 0 | 0 | 0 | 0 | 0 | 0 | 0
Commercial_Office_Existing_Food Preparation_Natural Gas_Range_E1_Codes & Standards Forecast | Commercial | Office | Existing | Food Preparation | Natural Gas | Range | E1 |  | Codes & Standards Forecast | 0 | 6048.4303 | 7822.7499 | 9209.4269 | 10291.239 | 11124.6762 | 11770.805 | 12273.6936 | 12663.5988 | 12960.3843 | 11461.734 | 10605.656 | 10188.939 | 10064.6784 | 10127.5697 | 11767.9791 | 12142.8512 | 12426.0928 | 12636.4293 | 12460.6748 | 12111.7016 | 11717.9146 | 11351.6806 | 11048.9355 | 10683.411 | 10617.6047 | 10724.1731 | 10918.7673 | 11084.65 | 11532.3334 | 11507.6418 | 11395.7291 | 11231.351
Commercial_Office_Existing_Food Preparation_Natural Gas_Range_E2_Codes & Standards Forecast | Commercial | Office | Existing | Food Preparation | Natural Gas | Range | E2 |  | Codes & Standards Forecast | 0 | 0 | 0 | 0 | 0 | 0 | 0 | 0 | 0 | 0 | 0 | 0 | 0 | 0 | 0 | 0 | 0 | 0 | 0 | 0 | 0 | 0 | 0 | 0 | 0 | 0 | 0 | 0 | 0 | 0 | 0 | 0 | 0
Commercial_Office_Existing_Food Preparation_Natural Gas_Range_E3_Codes & Standards Forecast | Commercial | Office | Existing | Food Preparation | Natural Gas | Range | E3 |  | Codes & Standards Forecast | 0 | 0 | 0 | 0 | 0 | 0 | 0 | 0 | 0 | 0 | 0 | 0 | 0 | 0 | 0 | 0 | 0 | 0 | 0 | 0 | 0 | 0 | 0 | 0 | 0 | 0 | 0 | 0 | 0 | 0 | 0 | 0 | 0
Commercial_Office_Existing_Food Preparation_Natural Gas_Range_E4_Codes & Standards Forecast | Commercial | Office | Existing | Food Preparation | Natural Gas | Range | E4 |  | Codes & Standards Forecast | 0 | 0 | 0 | 0 | 0 | 0 | 0 | 0 | 0 | 0 | 0 | 0 | 0 | 0 | 0 | 0 | 0 | 0 | 0 | 0 | 0 | 0 | 0 | 0 | 0 | 0 | 0 | 0 | 0 | 0 | 0 | 0 | 0
Commercial_Office_Existing_Food Preparation_Natural Gas_Range_E5_Codes & Standards Forecast | Commercial | Office | Existing | Food Preparation | Natural Gas | Range | E5 |  | Codes & Standards Forecast | 0 | 0 | 0 | 0 | 0 | 0 | 0 | 0 | 0 | 0 | 0 | 0 | 0 | 0 | 0 | 0 | 0 | 0 | 0 | 0 | 0 | 0 | 0 | 0 | 0 | 0 | 0 | 0 | 0 | 0 | 0 | 0 | 0
Commercial_Office_Existing_Food Preparation_Natural Gas_Range_E6_Codes & Standards Forecast | Commercial | Office | Existing | Food Preparation | Natural Gas | Range | E6 |  | Codes & Standards Forecast | 0 | 0 | 0 | 0 | 0 | 0 | 0 | 0 | 0 | 0 | 0 | 0 | 0 | 0 | 0 | 0 | 0 | 0 | 0 | 0 | 0 | 0 | 0 | 0 | 0 | 0 | 0 | 0 | 0 | 0 | 0 | 0 | 0
Commercial_Office_Existing_Food Preparation_Natural Gas_Range_E7_Codes & Standards Forecast | Commercial | Office | Existing | Food Preparation | Natural Gas | Range | E7 |  | Codes & Standards Forecast | 0 | 0 | 0 | 0 | 0 | 0 | 0 | 0 | 0 | 0 | 0 | 0 | 0 | 0 | 0 | 0 | 0 | 0 | 0 | 0 | 0 | 0 | 0 | 0 | 0 | 0 | 0 | 0 | 0 | 0 | 0 | 0 | 0
Commercial_Office_Existing_Food Preparation_Natural Gas_Range_E8_Codes & Standards Forecast | Commercial | Office | Existing | Food Preparation | Natural Gas | Range | E8 |  | Codes & Standards Forecast | 0 | 0 | 0 | 0 | 0 | 0 | 0 | 0 | 0 | 0 | 0 | 0 | 0 | 0 | 0 | 0 | 0 | 0 | 0 | 0 | 0 | 0 | 0 | 0 | 0 | 0 | 0 | 0 | 0 | 0 | 0 | 0 | 0
Commercial_Office_Existing_Food Preparation_Natural Gas_Range_E9_Codes & Standards Forecast | Commercial | Office | Existing | Food Preparation | Natural Gas | Range | E9 |  | Codes & Standards Forecast | 0 | 0 | 0 | 0 | 0 | 0 | 0 | 0 | 0 | 0 | 0 | 0 | 0 | 0 | 0 | 0 | 0 | 0 | 0 | 0 | 0 | 0 | 0 | 0 | 0 | 0 | 0 | 0 | 0 | 0 | 0 | 0 | 0
Commercial_Office_Existing_Food Preparation_Natural Gas_Range_E10_Codes & Standards Forecast | Commercial | Office | Existing | Food Preparation | Natural Gas | Range | E10 |  | Codes & Standards Forecast | 0 | 0 | 0 | 0 | 0 | 0 | 0 | 0 | 0 | 0 | 0 | 0 | 0 | 0 | 0 | 0 | 0 | 0 | 0 | 0 | 0 | 0 | 0 | 0 | 0 | 0 | 0 | 0 | 0 | 0 | 0 | 0 | 0
Commercial_Office_Existing_Food Preparation_Natural Gas_Steamer_E1_Codes & Standards Forecast | Commercial | Office | Existing | Food Preparation | Natural Gas | Steamer | E1 |  | Codes & Standards Forecast | 0 | 0 | 0 | 0 | 0 | 0 | 0 | 0 | 0 | 0 | 0 | 0 | 0 | 0 | 0 | 0 | 0 | 0 | 0 | 0 | 0 | 0 | 0 | 0 | 0 | 0 | 0 | 0 | 0 | 0 | 0 | 0 | 0
Commercial_Office_Existing_Food Preparation_Natural Gas_Steamer_E2_Codes & Standards Forecast | Commercial | Office | Existing | Food Preparation | Natural Gas | Steamer | E2 |  | Codes & Standards Forecast | 0 | 0 | 0 | 0 | 0 | 0 | 0 | 0 | 0 | 0 | 0 | 0 | 0 | 0 | 0 | 0 | 0 | 0 | 0 | 0 | 0 | 0 | 0 | 0 | 0 | 0 | 0 | 0 | 0 | 0 | 0 | 0 | 0
Commercial_Office_Existing_Food Preparation_Natural Gas_Steamer_E3_Codes & Standards Forecast | Commercial | Office | Existing | Food Preparation | Natural Gas | Steamer | E3 |  | Codes & Standards Forecast | 0 | 0 | 0 | 0 | 0 | 0 | 0 | 0 | 0 | 0 | 0 | 0 | 0 | 0 | 0 | 0 | 0 | 0 | 0 | 0 | 0 | 0 | 0 | 0 | 0 | 0 | 0 | 0 | 0 | 0 | 0 | 0 | 0
Commercial_Office_Existing_Food Preparation_Natural Gas_Steamer_E4_Codes & Standards Forecast | Commercial | Office | Existing | Food Preparation | Natural Gas | Steamer | E4 |  | Codes & Standards Forecast | 0 | 0 | 0 | 0 | 0 | 0 | 0 | 0 | 0 | 0 | 0 | 0 | 0 | 0 | 0 | 0 | 0 | 0 | 0 | 0 | 0 | 0 | 0 | 0 | 0 | 0 | 0 | 0 | 0 | 0 | 0 | 0 | 0
Commercial_Office_Existing_Food Preparation_Natural Gas_Steamer_E5_Codes & Standards Forecast | Commercial | Office | Existing | Food Preparation | Natural Gas | Steamer | E5 |  | Codes & Standards Forecast | 0 | 0 | 0 | 0 | 0 | 0 | 0 | 0 | 0 | 0 | 0 | 0 | 0 | 0 | 0 | 0 | 0 | 0 | 0 | 0 | 0 | 0 | 0 | 0 | 0 | 0 | 0 | 0 | 0 | 0 | 0 | 0 | 0
Commercial_Office_Existing_Food Preparation_Natural Gas_Steamer_E6_Codes & Standards Forecast | Commercial | Office | Existing | Food Preparation | Natural Gas | Steamer | E6 |  | Codes & Standards Forecast | 0 | 0 | 0 | 0 | 0 | 0 | 0 | 0 | 0 | 0 | 0 | 0 | 0 | 0 | 0 | 0 | 0 | 0 | 0 | 0 | 0 | 0 | 0 | 0 | 0 | 0 | 0 | 0 | 0 | 0 | 0 | 0 | 0
Commercial_Office_Existing_Food Preparation_Natural Gas_Steamer_E7_Codes & Standards Forecast | Commercial | Office | Existing | Food Preparation | Natural Gas | Steamer | E7 |  | Codes & Standards Forecast | 0 | 0 | 0 | 0 | 0 | 0 | 0 | 0 | 0 | 0 | 0 | 0 | 0 | 0 | 0 | 0 | 0 | 0 | 0 | 0 | 0 | 0 | 0 | 0 | 0 | 0 | 0 | 0 | 0 | 0 | 0 | 0 | 0
Commercial_Office_Existing_Food Preparation_Natural Gas_Steamer_E8_Codes & Standards Forecast | Commercial | Office | Existing | Food Preparation | Natural Gas | Steamer | E8 |  | Codes & Standards Forecast | 0 | 0 | 0 | 0 | 0 | 0 | 0 | 0 | 0 | 0 | 0 | 0 | 0 | 0 | 0 | 0 | 0 | 0 | 0 | 0 | 0 | 0 | 0 | 0 | 0 | 0 | 0 | 0 | 0 | 0 | 0 | 0 | 0
Commercial_Office_Existing_Food Preparation_Natural Gas_Steamer_E9_Codes & Standards Forecast | Commercial | Office | Existing | Food Preparation | Natural Gas | Steamer | E9 |  | Codes & Standards Forecast | 0 | 0 | 0 | 0 | 0 | 0 | 0 | 0 | 0 | 0 | 0 | 0 | 0 | 0 | 0 | 0 | 0 | 0 | 0 | 0 | 0 | 0 | 0 | 0 | 0 | 0 | 0 | 0 | 0 | 0 | 0 | 0 | 0
Commercial_Office_Existing_Food Preparation_Natural Gas_Steamer_E10_Codes & Standards Forecast | Commercial | Office | Existing | Food Preparation | Natural Gas | Steamer | E10 |  | Codes & Standards Forecast | 0 | 0 | 0 | 0 | 0 | 0 | 0 | 0 | 0 | 0 | 0 | 0 | 0 | 0 | 0 | 0 | 0 | 0 | 0 | 0 | 0 | 0 | 0 | 0 | 0 | 0 | 0 | 0 | 0 | 0 | 0 | 0 | 0
Commercial_Office_Existing_Food Preparation_Natural Gas_Food Prep Other_E1_Codes & Standards Forecast | Commercial | Office | Existing | Food Preparation | Natural Gas | Food Prep Other | E1 |  | Codes & Standards Forecast | 0 | 0 | 0 | 0 | 0 | 0 | 0 | 0 | 0 | 0 | 0 | 0 | 0 | 0 | 0 | 0 | 0 | 0 | 0 | 0 | 0 | 0 | 0 | 0 | 0 | 0 | 0 | 0 | 0 | 0 | 0 | 0 | 0
Commercial_Office_Existing_Food Preparation_Natural Gas_Food Prep Other_E2_Codes & Standards Forecast | Commercial | Office | Existing | Food Preparation | Natural Gas | Food Prep Other | E2 |  | Codes & Standards Forecast | 0 | 0 | 0 | 0 | 0 | 0 | 0 | 0 | 0 | 0 | 0 | 0 | 0 | 0 | 0 | 0 | 0 | 0 | 0 | 0 | 0 | 0 | 0 | 0 | 0 | 0 | 0 | 0 | 0 | 0 | 0 | 0 | 0
Commercial_Office_Existing_Food Preparation_Natural Gas_Food Prep Other_E3_Codes & Standards Forecast | Commercial | Office | Existing | Food Preparation | Natural Gas | Food Prep Other | E3 |  | Codes & Standards Forecast | 0 | 0 | 0 | 0 | 0 | 0 | 0 | 0 | 0 | 0 | 0 | 0 | 0 | 0 | 0 | 0 | 0 | 0 | 0 | 0 | 0 | 0 | 0 | 0 | 0 | 0 | 0 | 0 | 0 | 0 | 0 | 0 | 0
Commercial_Office_Existing_Food Preparation_Natural Gas_Food Prep Other_E4_Codes & Standards Forecast | Commercial | Office | Existing | Food Preparation | Natural Gas | Food Prep Other | E4 |  | Codes & Standards Forecast | 0 | 0 | 0 | 0 | 0 | 0 | 0 | 0 | 0 | 0 | 0 | 0 | 0 | 0 | 0 | 0 | 0 | 0 | 0 | 0 | 0 | 0 | 0 | 0 | 0 | 0 | 0 | 0 | 0 | 0 | 0 | 0 | 0
Commercial_Office_Existing_Food Preparation_Natural Gas_Food Prep Other_E5_Codes & Standards Forecast | Commercial | Office | Existing | Food Preparation | Natural Gas | Food Prep Other | E5 |  | Codes & Standards Forecast | 0 | 0 | 0 | 0 | 0 | 0 | 0 | 0 | 0 | 0 | 0 | 0 | 0 | 0 | 0 | 0 | 0 | 0 | 0 | 0 | 0 | 0 | 0 | 0 | 0 | 0 | 0 | 0 | 0 | 0 | 0 | 0 | 0
Commercial_Office_Existing_Food Preparation_Natural Gas_Food Prep Other_E6_Codes & Standards Forecast | Commercial | Office | Existing | Food Preparation | Natural Gas | Food Prep Other | E6 |  | Codes & Standards Forecast | 0 | 0 | 0 | 0 | 0 | 0 | 0 | 0 | 0 | 0 | 0 | 0 | 0 | 0 | 0 | 0 | 0 | 0 | 0 | 0 | 0 | 0 | 0 | 0 | 0 | 0 | 0 | 0 | 0 | 0 | 0 | 0 | 0
Commercial_Office_Existing_Food Preparation_Natural Gas_Food Prep Other_E7_Codes & Standards Forecast | Commercial | Office | Existing | Food Preparation | Natural Gas | Food Prep Other | E7 |  | Codes & Standards Forecast | 0 | 0 | 0 | 0 | 0 | 0 | 0 | 0 | 0 | 0 | 0 | 0 | 0 | 0 | 0 | 0 | 0 | 0 | 0 | 0 | 0 | 0 | 0 | 0 | 0 | 0 | 0 | 0 | 0 | 0 | 0 | 0 | 0
Commercial_Office_Existing_Food Preparation_Natural Gas_Food Prep Other_E8_Codes & Standards Forecast | Commercial | Office | Existing | Food Preparation | Natural Gas | Food Prep Other | E8 |  | Codes & Standards Forecast | 0 | 0 | 0 | 0 | 0 | 0 | 0 | 0 | 0 | 0 | 0 | 0 | 0 | 0 | 0 | 0 | 0 | 0 | 0 | 0 | 0 | 0 | 0 | 0 | 0 | 0 | 0 | 0 | 0 | 0 | 0 | 0 | 0
Commercial_Office_Existing_Food Preparation_Natural Gas_Food Prep Other_E9_Codes & Standards Forecast | Commercial | Office | Existing | Food Preparation | Natural Gas | Food Prep Other | E9 |  | Codes & Standards Forecast | 0 | 0 | 0 | 0 | 0 | 0 | 0 | 0 | 0 | 0 | 0 | 0 | 0 | 0 | 0 | 0 | 0 | 0 | 0 | 0 | 0 | 0 | 0 | 0 | 0 | 0 | 0 | 0 | 0 | 0 | 0 | 0 | 0
Commercial_Office_Existing_Food Preparation_Natural Gas_Food Prep Other_E10_Codes & Standards Forecast | Commercial | Office | Existing | Food Preparation | Natural Gas | Food Prep Other | E10 |  | Codes & Standards Forecast | 0 | 0 | 0 | 0 | 0 | 0 | 0 | 0 | 0 | 0 | 0 | 0 | 0 | 0 | 0 | 0 | 0 | 0 | 0 | 0 | 0 | 0 | 0 | 0 | 0 | 0 | 0 | 0 | 0 | 0 | 0 | 0 | 0
Commercial_Office_Existing_Miscellaneous_Natural Gas_Pool Heater_E1_Codes & Standards Forecast | Commercial | Office | Existing | Miscellaneous | Natural Gas | Pool Heater | E1 |  | Codes & Standards Forecast | 0 | 0 | 0 | 0 | 0 | 0 | 0 | 0 | 0 | 0 | 0 | 0 | 0 | 0 | 0 | 0 | 0 | 0 | 0 | 0 | 0 | 0 | 0 | 0 | 0 | 0 | 0 | 0 | 0 | 0 | 0 | 0 | 0
Commercial_Office_Existing_Miscellaneous_Natural Gas_Pool Heater_E2_Codes & Standards Forecast | Commercial | Office | Existing | Miscellaneous | Natural Gas | Pool Heater | E2 |  | Codes & Standards Forecast | 0 | 0 | 0 | 0 | 0 | 0 | 0 | 0 | 0 | 0 | 0 | 0 | 0 | 0 | 0 | 0 | 0 | 0 | 0 | 0 | 0 | 0 | 0 | 0 | 0 | 0 | 0 | 0 | 0 | 0 | 0 | 0 | 0
Commercial_Office_Existing_Miscellaneous_Natural Gas_Pool Heater_E3_Codes & Standards Forecast | Commercial | Office | Existing | Miscellaneous | Natural Gas | Pool Heater | E3 |  | Codes & Standards Forecast | 0 | 0 | 0 | 0 | 0 | 0 | 0 | 0 | 0 | 0 | 0 | 0 | 0 | 0 | 0 | 0 | 0 | 0 | 0 | 0 | 0 | 0 | 0 | 0 | 0 | 0 | 0 | 0 | 0 | 0 | 0 | 0 | 0
Commercial_Office_Existing_Miscellaneous_Natural Gas_Pool Heater_E4_Codes & Standards Forecast | Commercial | Office | Existing | Miscellaneous | Natural Gas | Pool Heater | E4 |  | Codes & Standards Forecast | 0 | 0 | 0 | 0 | 0 | 0 | 0 | 0 | 0 | 0 | 0 | 0 | 0 | 0 | 0 | 0 | 0 | 0 | 0 | 0 | 0 | 0 | 0 | 0 | 0 | 0 | 0 | 0 | 0 | 0 | 0 | 0 | 0
Commercial_Office_Existing_Miscellaneous_Natural Gas_Pool Heater_E5_Codes & Standards Forecast | Commercial | Office | Existing | Miscellaneous | Natural Gas | Pool Heater | E5 |  | Codes & Standards Forecast | 0 | 0 | 0 | 0 | 0 | 0 | 0 | 0 | 0 | 0 | 0 | 0 | 0 | 0 | 0 | 0 | 0 | 0 | 0 | 0 | 0 | 0 | 0 | 0 | 0 | 0 | 0 | 0 | 0 | 0 | 0 | 0 | 0
Commercial_Office_Existing_Miscellaneous_Natural Gas_Pool Heater_E6_Codes & Standards Forecast | Commercial | Office | Existing | Miscellaneous | Natural Gas | Pool Heater | E6 |  | Codes & Standards Forecast | 0 | 0 | 0 | 0 | 0 | 0 | 0 | 0 | 0 | 0 | 0 | 0 | 0 | 0 | 0 | 0 | 0 | 0 | 0 | 0 | 0 | 0 | 0 | 0 | 0 | 0 | 0 | 0 | 0 | 0 | 0 | 0 | 0
Commercial_Office_Existing_Miscellaneous_Natural Gas_Pool Heater_E7_Codes & Standards Forecast | Commercial | Office | Existing | Miscellaneous | Natural Gas | Pool Heater | E7 |  | Codes & Standards Forecast | 0 | 0 | 0 | 0 | 0 | 0 | 0 | 0 | 0 | 0 | 0 | 0 | 0 | 0 | 0 | 0 | 0 | 0 | 0 | 0 | 0 | 0 | 0 | 0 | 0 | 0 | 0 | 0 | 0 | 0 | 0 | 0 | 0
Commercial_Office_Existing_Miscellaneous_Natural Gas_Pool Heater_E8_Codes & Standards Forecast | Commercial | Office | Existing | Miscellaneous | Natural Gas | Pool Heater | E8 |  | Codes & Standards Forecast | 0 | 0 | 0 | 0 | 0 | 0 | 0 | 0 | 0 | 0 | 0 | 0 | 0 | 0 | 0 | 0 | 0 | 0 | 0 | 0 | 0 | 0 | 0 | 0 | 0 | 0 | 0 | 0 | 0 | 0 | 0 | 0 | 0
Commercial_Office_Existing_Miscellaneous_Natural Gas_Pool Heater_E9_Codes & Standards Forecast | Commercial | Office | Existing | Miscellaneous | Natural Gas | Pool Heater | E9 |  | Codes & Standards Forecast | 0 | 0 | 0 | 0 | 0 | 0 | 0 | 0 | 0 | 0 | 0 | 0 | 0 | 0 | 0 | 0 | 0 | 0 | 0 | 0 | 0 | 0 | 0 | 0 | 0 | 0 | 0 | 0 | 0 | 0 | 0 | 0 | 0
Commercial_Office_Existing_Miscellaneous_Natural Gas_Pool Heater_E10_Codes & Standards Forecast | Commercial | Office | Existing | Miscellaneous | Natural Gas | Pool Heater | E10 |  | Codes & Standards Forecast | 0 | 0 | 0 | 0 | 0 | 0 | 0 | 0 | 0 | 0 | 0 | 0 | 0 | 0 | 0 | 0 | 0 | 0 | 0 | 0 | 0 | 0 | 0 | 0 | 0 | 0 | 0 | 0 | 0 | 0 | 0 | 0 | 0
Commercial_Office_Existing_Miscellaneous_Natural Gas_Miscellaneous_E1_Codes & Standards Forecast | Commercial | Office | Existing | Miscellaneous | Natural Gas | Miscellaneous | E1 |  | Codes & Standards Forecast | 0 | 818050.2007 | 968889.1215 | 1094926.3251 | 1047298.4319 | 1027042.1046 | 1027754.6759 | 1022400.4285 | 1015748.3031 | 1010525.7015 | 1005467.5138 | 1225093.2599 | 1229410.9446 | 1226056.4619 | 1206493.1644 | 1197996.2449 | 1195857.8275 | 1189367.0437 | 1182075.7412 | 1175866.8927 | 1169644.6103 | 1225319.8231 | 1212713.9422 | 1198957.9617 | 1190561.1541 | 1184625.0411 | 1179336.7085 | 1172404.1168 | 1165389.1337 | 1158912.7403 | 1152366.6432 | 1162802.2222 | 1152059.7397
Commercial_Office_Existing_Miscellaneous_Natural Gas_Miscellaneous_E2_Codes & Standards Forecast | Commercial | Office | Existing | Miscellaneous | Natural Gas | Miscellaneous | E2 |  | Codes & Standards Forecast | 0 | 0 | 0 | 0 | 0 | 0 | 0 | 0 | 0 | 0 | 0 | 0 | 0 | 0 | 0 | 0 | 0 | 0 | 0 | 0 | 0 | 0 | 0 | 0 | 0 | 0 | 0 | 0 | 0 | 0 | 0 | 0 | 0
Commercial_Office_Existing_Miscellaneous_Natural Gas_Miscellaneous_E3_Codes & Standards Forecast | Commercial | Office | Existing | Miscellaneous | Natural Gas | Miscellaneous | E3 |  | Codes & Standards Forecast | 0 | 0 | 0 | 0 | 0 | 0 | 0 | 0 | 0 | 0 | 0 | 0 | 0 | 0 | 0 | 0 | 0 | 0 | 0 | 0 | 0 | 0 | 0 | 0 | 0 | 0 | 0 | 0 | 0 | 0 | 0 | 0 | 0
Commercial_Office_Existing_Miscellaneous_Natural Gas_Miscellaneous_E4_Codes & Standards Forecast | Commercial | Office | Existing | Miscellaneous | Natural Gas | Miscellaneous | E4 |  | Codes & Standards Forecast | 0 | 0 | 0 | 0 | 0 | 0 | 0 | 0 | 0 | 0 | 0 | 0 | 0 | 0 | 0 | 0 | 0 | 0 | 0 | 0 | 0 | 0 | 0 | 0 | 0 | 0 | 0 | 0 | 0 | 0 | 0 | 0 | 0
Commercial_Office_Existing_Miscellaneous_Natural Gas_Miscellaneous_E5_Codes & Standards Forecast | Commercial | Office | Existing | Miscellaneous | Natural Gas | Miscellaneous | E5 |  | Codes & Standards Forecast | 0 | 0 | 0 | 0 | 0 | 0 | 0 | 0 | 0 | 0 | 0 | 0 | 0 | 0 | 0 | 0 | 0 | 0 | 0 | 0 | 0 | 0 | 0 | 0 | 0 | 0 | 0 | 0 | 0 | 0 | 0 | 0 | 0
Commercial_Office_Existing_Miscellaneous_Natural Gas_Miscellaneous_E6_Codes & Standards Forecast | Commercial | Office | Existing | Miscellaneous | Natural Gas | Miscellaneous | E6 |  | Codes & Standards Forecast | 0 | 0 | 0 | 0 | 0 | 0 | 0 | 0 | 0 | 0 | 0 | 0 | 0 | 0 | 0 | 0 | 0 | 0 | 0 | 0 | 0 | 0 | 0 | 0 | 0 | 0 | 0 | 0 | 0 | 0 | 0 | 0 | 0
Commercial_Office_Existing_Miscellaneous_Natural Gas_Miscellaneous_E7_Codes & Standards Forecast | Commercial | Office | Existing | Miscellaneous | Natural Gas | Miscellaneous | E7 |  | Codes & Standards Forecast | 0 | 0 | 0 | 0 | 0 | 0 | 0 | 0 | 0 | 0 | 0 | 0 | 0 | 0 | 0 | 0 | 0 | 0 | 0 | 0 | 0 | 0 | 0 | 0 | 0 | 0 | 0 | 0 | 0 | 0 | 0 | 0 | 0
Commercial_Office_Existing_Miscellaneous_Natural Gas_Miscellaneous_E8_Codes & Standards Forecast | Commercial | Office | Existing | Miscellaneous | Natural Gas | Miscellaneous | E8 |  | Codes & Standards Forecast | 0 | 0 | 0 | 0 | 0 | 0 | 0 | 0 | 0 | 0 | 0 | 0 | 0 | 0 | 0 | 0 | 0 | 0 | 0 | 0 | 0 | 0 | 0 | 0 | 0 | 0 | 0 | 0 | 0 | 0 | 0 | 0 | 0
Commercial_Office_Existing_Miscellaneous_Natural Gas_Miscellaneous_E9_Codes & Standards Forecast | Commercial | Office | Existing | Miscellaneous | Natural Gas | Miscellaneous | E9 |  | Codes & Standards Forecast | 0 | 0 | 0 | 0 | 0 | 0 | 0 | 0 | 0 | 0 | 0 | 0 | 0 | 0 | 0 | 0 | 0 | 0 | 0 | 0 | 0 | 0 | 0 | 0 | 0 | 0 | 0 | 0 | 0 | 0 | 0 | 0 | 0
Commercial_Office_Existing_Miscellaneous_Natural Gas_Miscellaneous_E10_Codes & Standards Forecast | Commercial | Office | Existing | Miscellaneous | Natural Gas | Miscellaneous | E10 |  | Codes & Standards Forecast | 0 | 0 | 0 | 0 | 0 | 0 | 0 | 0 | 0 | 0 | 0 | 0 | 0 | 0 | 0 | 0 | 0 | 0 | 0 | 0 | 0 | 0 | 0 | 0 | 0 | 0 | 0 | 0 | 0 | 0 | 0 | 0 | 0
Commercial_Office_New_Space Heating_Natural Gas_Furnace_E1_Codes & Standards Forecast | Commercial | Office | New | Space Heating | Natural Gas | Furnace | E1 |  | Codes & Standards Forecast | 0 | 29588.1616 | 142714.6916 | 91204.6834 | 117626.7959 | 159632.4596 | 149204.4739 | 132241.5859 | 118935.1353 | 114836.7397 | 113338.7651 | 112212.7681 | 112059.0234 | 112379.661 | 113070.909 | 113279.2192 | 113310.1781 | 113163.3886 | 113014.2707 | 115138.8108 | 125965.9206 | 131999.886 | 139445.0352 | 149536.4883 | 158037.1667 | 164725.7599 | 169877.8372 | 174319.9132 | 178306.645 | 181901.6819 | 185209.9524 | 188290.0156 | 138913.0239
Commercial_Office_New_Space Heating_Natural Gas_Furnace_E2_Codes & Standards Forecast | Commercial | Office | New | Space Heating | Natural Gas | Furnace | E2 |  | Codes & Standards Forecast | 0 | 0 | 0 | 0 | 0 | 0 | 0 | 0 | 0 | 0 | 0 | 0 | 0 | 0 | 0 | 0 | 0 | 0 | 0 | 0 | 0 | 0 | 0 | 0 | 0 | 0 | 0 | 0 | 0 | 0 | 0 | 0 | 0
Commercial_Office_New_Space Heating_Natural Gas_Furnace_E3_Codes & Standards Forecast | Commercial | Office | New | Space Heating | Natural Gas | Furnace | E3 |  | Codes & Standards Forecast | 0 | 0 | 0 | 0 | 0 | 0 | 0 | 0 | 0 | 0 | 0 | 0 | 0 | 0 | 0 | 0 | 0 | 0 | 0 | 0 | 0 | 0 | 0 | 0 | 0 | 0 | 0 | 0 | 0 | 0 | 0 | 0 | 0
Commercial_Office_New_Space Heating_Natural Gas_Furnace_E4_Codes & Standards Forecast | Commercial | Office | New | Space Heating | Natural Gas | Furnace | E4 |  | Codes & Standards Forecast | 0 | 0 | 0 | 0 | 0 | 0 | 0 | 0 | 0 | 0 | 0 | 0 | 0 | 0 | 0 | 0 | 0 | 0 | 0 | 0 | 0 | 0 | 0 | 0 | 0 | 0 | 0 | 0 | 0 | 0 | 0 | 0 | 0
Commercial_Office_New_Space Heating_Natural Gas_Furnace_E5_Codes & Standards Forecast | Commercial | Office | New | Space Heating | Natural Gas | Furnace | E5 |  | Codes & Standards Forecast | 0 | 0 | 0 | 0 | 0 | 0 | 0 | 0 | 0 | 0 | 0 | 0 | 0 | 0 | 0 | 0 | 0 | 0 | 0 | 0 | 0 | 0 | 0 | 0 | 0 | 0 | 0 | 0 | 0 | 0 | 0 | 0 | 0
Commercial_Office_New_Space Heating_Natural Gas_Furnace_E6_Codes & Standards Forecast | Commercial | Office | New | Space Heating | Natural Gas | Furnace | E6 |  | Codes & Standards Forecast | 0 | 0 | 0 | 0 | 0 | 0 | 0 | 0 | 0 | 0 | 0 | 0 | 0 | 0 | 0 | 0 | 0 | 0 | 0 | 0 | 0 | 0 | 0 | 0 | 0 | 0 | 0 | 0 | 0 | 0 | 0 | 0 | 0
Commercial_Office_New_Space Heating_Natural Gas_Furnace_E7_Codes & Standards Forecast | Commercial | Office | New | Space Heating | Natural Gas | Furnace | E7 |  | Codes & Standards Forecast | 0 | 0 | 0 | 0 | 0 | 0 | 0 | 0 | 0 | 0 | 0 | 0 | 0 | 0 | 0 | 0 | 0 | 0 | 0 | 0 | 0 | 0 | 0 | 0 | 0 | 0 | 0 | 0 | 0 | 0 | 0 | 0 | 0
Commercial_Office_New_Space Heating_Natural Gas_Furnace_E8_Codes & Standards Forecast | Commercial | Office | New | Space Heating | Natural Gas | Furnace | E8 |  | Codes & Standards Forecast | 0 | 0 | 0 | 0 | 0 | 0 | 0 | 0 | 0 | 0 | 0 | 0 | 0 | 0 | 0 | 0 | 0 | 0 | 0 | 0 | 0 | 0 | 0 | 0 | 0 | 0 | 0 | 0 | 0 | 0 | 0 | 0 | 0
Commercial_Office_New_Space Heating_Natural Gas_Furnace_E9_Codes & Standards Forecast | Commercial | Office | New | Space Heating | Natural Gas | Furnace | E9 |  | Codes & Standards Forecast | 0 | 0 | 0 | 0 | 0 | 0 | 0 | 0 | 0 | 0 | 0 | 0 | 0 | 0 | 0 | 0 | 0 | 0 | 0 | 0 | 0 | 0 | 0 | 0 | 0 | 0 | 0 | 0 | 0 | 0 | 0 | 0 | 0
Commercial_Office_New_Space Heating_Natural Gas_Furnace_E10_Codes & Standards Forecast | Commercial | Office | New | Space Heating | Natural Gas | Furnace | E10 |  | Codes & Standards Forecast | 0 | 0 | 0 | 0 | 0 | 0 | 0 | 0 | 0 | 0 | 0 | 0 | 0 | 0 | 0 | 0 | 0 | 0 | 0 | 0 | 0 | 0 | 0 | 0 | 0 | 0 | 0 | 0 | 0 | 0 | 0 | 0 | 0
Commercial_Office_New_Space Heating_Natural Gas_Boiler_E1_Codes & Standards Forecast | Commercial | Office | New | Space Heating | Natural Gas | Boiler | E1 |  | Codes & Standards Forecast | 0 | 31948.8255 | 154101.0503 | 98481.3641 | 127011.5402 | 172368.5866 | 161108.6138 | 142792.3575 | 128424.2642 | 123998.8819 | 122381.3928 | 121165.5592 | 120999.5481 | 121345.7675 | 122092.1661 | 122317.0961 | 122350.525 | 122192.0241 | 122031.0089 | 121867.4515 | 121893.5115 | 121919.7466 | 124678.7301 | 138276.4398 | 145566.2548 | 154943.2728 | 167593.1771 | 178071.4425 | 185934.0218 | 191777.6404 | 196689.7347 | 201010.2636 | 137965.8806
Commercial_Office_New_Space Heating_Natural Gas_Boiler_E2_Codes & Standards Forecast | Commercial | Office | New | Space Heating | Natural Gas | Boiler | E2 |  | Codes & Standards Forecast | 0 | 0 | 0 | 0 | 0 | 0 | 0 | 0 | 0 | 0 | 0 | 0 | 0 | 0 | 0 | 0 | 0 | 0 | 0 | 0 | 0 | 0 | 0 | 0 | 0 | 0 | 0 | 0 | 0 | 0 | 0 | 0 | 0
Commercial_Office_New_Space Heating_Natural Gas_Boiler_E3_Codes & Standards Forecast | Commercial | Office | New | Space Heating | Natural Gas | Boiler | E3 |  | Codes & Standards Forecast | 0 | 0 | 0 | 0 | 0 | 0 | 0 | 0 | 0 | 0 | 0 | 0 | 0 | 0 | 0 | 0 | 0 | 0 | 0 | 0 | 0 | 0 | 0 | 0 | 0 | 0 | 0 | 0 | 0 | 0 | 0 | 0 | 0
Commercial_Office_New_Space Heating_Natural Gas_Boiler_E4_Codes & Standards Forecast | Commercial | Office | New | Space Heating | Natural Gas | Boiler | E4 |  | Codes & Standards Forecast | 0 | 0 | 0 | 0 | 0 | 0 | 0 | 0 | 0 | 0 | 0 | 0 | 0 | 0 | 0 | 0 | 0 | 0 | 0 | 0 | 0 | 0 | 0 | 0 | 0 | 0 | 0 | 0 | 0 | 0 | 0 | 0 | 0
Commercial_Office_New_Space Heating_Natural Gas_Boiler_E5_Codes & Standards Forecast | Commercial | Office | New | Space Heating | Natural Gas | Boiler | E5 |  | Codes & Standards Forecast | 0 | 0 | 0 | 0 | 0 | 0 | 0 | 0 | 0 | 0 | 0 | 0 | 0 | 0 | 0 | 0 | 0 | 0 | 0 | 0 | 0 | 0 | 0 | 0 | 0 | 0 | 0 | 0 | 0 | 0 | 0 | 0 | 0
Commercial_Office_New_Space Heating_Natural Gas_Boiler_E6_Codes & Standards Forecast | Commercial | Office | New | Space Heating | Natural Gas | Boiler | E6 |  | Codes & Standards Forecast | 0 | 0 | 0 | 0 | 0 | 0 | 0 | 0 | 0 | 0 | 0 | 0 | 0 | 0 | 0 | 0 | 0 | 0 | 0 | 0 | 0 | 0 | 0 | 0 | 0 | 0 | 0 | 0 | 0 | 0 | 0 | 0 | 0
Commercial_Office_New_Space Heating_Natural Gas_Boiler_E7_Codes & Standards Forecast | Commercial | Office | New | Space Heating | Natural Gas | Boiler | E7 |  | Codes & Standards Forecast | 0 | 0 | 0 | 0 | 0 | 0 | 0 | 0 | 0 | 0 | 0 | 0 | 0 | 0 | 0 | 0 | 0 | 0 | 0 | 0 | 0 | 0 | 0 | 0 | 0 | 0 | 0 | 0 | 0 | 0 | 0 | 0 | 0
Commercial_Office_New_Space Heating_Natural Gas_Boiler_E8_Codes & Standards Forecast | Commercial | Office | New | Space Heating | Natural Gas | Boiler | E8 |  | Codes & Standards Forecast | 0 | 0 | 0 | 0 | 0 | 0 | 0 | 0 | 0 | 0 | 0 | 0 | 0 | 0 | 0 | 0 | 0 | 0 | 0 | 0 | 0 | 0 | 0 | 0 | 0 | 0 | 0 | 0 | 0 | 0 | 0 | 0 | 0
Commercial_Office_New_Space Heating_Natural Gas_Boiler_E9_Codes & Standards Forecast | Commercial | Office | New | Space Heating | Natural Gas | Boiler | E9 |  | Codes & Standards Forecast | 0 | 0 | 0 | 0 | 0 | 0 | 0 | 0 | 0 | 0 | 0 | 0 | 0 | 0 | 0 | 0 | 0 | 0 | 0 | 0 | 0 | 0 | 0 | 0 | 0 | 0 | 0 | 0 | 0 | 0 | 0 | 0 | 0
Commercial_Office_New_Space Heating_Natural Gas_Boiler_E10_Codes & Standards Forecast | Commercial | Office | New | Space Heating | Natural Gas | Boiler | E10 |  | Codes & Standards Forecast | 0 | 0 | 0 | 0 | 0 | 0 | 0 | 0 | 0 | 0 | 0 | 0 | 0 | 0 | 0 | 0 | 0 | 0 | 0 | 0 | 0 | 0 | 0 | 0 | 0 | 0 | 0 | 0 | 0 | 0 | 0 | 0 | 0
Commercial_Office_New_Space Heating_Natural Gas_Unit Heater_E1_Codes & Standards Forecast | Commercial | Office | New | Space Heating | Natural Gas | Unit Heater | E1 |  | Codes & Standards Forecast | 0 | 1308.6516 | 6312.1126 | 4033.8821 | 5202.5028 | 7060.3668 | 6599.1485 | 5848.8988 | 5260.3692 | 5079.1017 | 5012.848 | 4963.0464 | 5217.9767 | 6442.2346 | 6985.2228 | 7638.0924 | 8525.9594 | 9479.4768 | 11059.4114 | 10295.3782 | 10557.8966 | 10935.5621 | 10612.9831 | 10328.8654 | 10387.5269 | 10655.5479 | 11030.8609 | 11513.1706 | 12169.7796 | 13265.3322 | 13810.5531 | 14328.2153 | 12140.8665
Commercial_Office_New_Space Heating_Natural Gas_Unit Heater_E2_Codes & Standards Forecast | Commercial | Office | New | Space Heating | Natural Gas | Unit Heater | E2 |  | Codes & Standards Forecast | 0 | 0 | 0 | 0 | 0 | 0 | 0 | 0 | 0 | 0 | 0 | 0 | 0 | 0 | 0 | 0 | 0 | 0 | 0 | 0 | 0 | 0 | 0 | 0 | 0 | 0 | 0 | 0 | 0 | 0 | 0 | 0 | 0
Commercial_Office_New_Space Heating_Natural Gas_Unit Heater_E3_Codes & Standards Forecast | Commercial | Office | New | Space Heating | Natural Gas | Unit Heater | E3 |  | Codes & Standards Forecast | 0 | 0 | 0 | 0 | 0 | 0 | 0 | 0 | 0 | 0 | 0 | 0 | 0 | 0 | 0 | 0 | 0 | 0 | 0 | 0 | 0 | 0 | 0 | 0 | 0 | 0 | 0 | 0 | 0 | 0 | 0 | 0 | 0
Commercial_Office_New_Space Heating_Natural Gas_Unit Heater_E4_Codes & Standards Forecast | Commercial | Office | New | Space Heating | Natural Gas | Unit Heater | E4 |  | Codes & Standards Forecast | 0 | 0 | 0 | 0 | 0 | 0 | 0 | 0 | 0 | 0 | 0 | 0 | 0 | 0 | 0 | 0 | 0 | 0 | 0 | 0 | 0 | 0 | 0 | 0 | 0 | 0 | 0 | 0 | 0 | 0 | 0 | 0 | 0
Commercial_Office_New_Space Heating_Natural Gas_Unit Heater_E5_Codes & Standards Forecast | Commercial | Office | New | Space Heating | Natural Gas | Unit Heater | E5 |  | Codes & Standards Forecast | 0 | 0 | 0 | 0 | 0 | 0 | 0 | 0 | 0 | 0 | 0 | 0 | 0 | 0 | 0 | 0 | 0 | 0 | 0 | 0 | 0 | 0 | 0 | 0 | 0 | 0 | 0 | 0 | 0 | 0 | 0 | 0 | 0
Commercial_Office_New_Space Heating_Natural Gas_Unit Heater_E6_Codes & Standards Forecast | Commercial | Office | New | Space Heating | Natural Gas | Unit Heater | E6 |  | Codes & Standards Forecast | 0 | 0 | 0 | 0 | 0 | 0 | 0 | 0 | 0 | 0 | 0 | 0 | 0 | 0 | 0 | 0 | 0 | 0 | 0 | 0 | 0 | 0 | 0 | 0 | 0 | 0 | 0 | 0 | 0 | 0 | 0 | 0 | 0
Commercial_Office_New_Space Heating_Natural Gas_Unit Heater_E7_Codes & Standards Forecast | Commercial | Office | New | Space Heating | Natural Gas | Unit Heater | E7 |  | Codes & Standards Forecast | 0 | 0 | 0 | 0 | 0 | 0 | 0 | 0 | 0 | 0 | 0 | 0 | 0 | 0 | 0 | 0 | 0 | 0 | 0 | 0 | 0 | 0 | 0 | 0 | 0 | 0 | 0 | 0 | 0 | 0 | 0 | 0 | 0
Commercial_Office_New_Space Heating_Natural Gas_Unit Heater_E8_Codes & Standards Forecast | Commercial | Office | New | Space Heating | Natural Gas | Unit Heater | E8 |  | Codes & Standards Forecast | 0 | 0 | 0 | 0 | 0 | 0 | 0 | 0 | 0 | 0 | 0 | 0 | 0 | 0 | 0 | 0 | 0 | 0 | 0 | 0 | 0 | 0 | 0 | 0 | 0 | 0 | 0 | 0 | 0 | 0 | 0 | 0 | 0
Commercial_Office_New_Space Heating_Natural Gas_Unit Heater_E9_Codes & Standards Forecast | Commercial | Office | New | Space Heating | Natural Gas | Unit Heater | E9 |  | Codes & Standards Forecast | 0 | 0 | 0 | 0 | 0 | 0 | 0 | 0 | 0 | 0 | 0 | 0 | 0 | 0 | 0 | 0 | 0 | 0 | 0 | 0 | 0 | 0 | 0 | 0 | 0 | 0 | 0 | 0 | 0 | 0 | 0 | 0 | 0
Commercial_Office_New_Space Heating_Natural Gas_Unit Heater_E10_Codes & Standards Forecast | Commercial | Office | New | Space Heating | Natural Gas | Unit Heater | E10 |  | Codes & Standards Forecast | 0 | 0 | 0 | 0 | 0 | 0 | 0 | 0 | 0 | 0 | 0 | 0 | 0 | 0 | 0 | 0 | 0 | 0 | 0 | 0 | 0 | 0 | 0 | 0 | 0 | 0 | 0 | 0 | 0 | 0 | 0 | 0 | 0
Commercial_Office_New_Water Heating_Natural Gas_Water Heater_E1_Codes & Standards Forecast | Commercial | Office | New | Water Heating | Natural Gas | Water Heater | E1 |  | Codes & Standards Forecast | 0 | 44445.884 | 214379.0044 | 137003.1986 | 176693.199 | 239792.045 | 224127.6368 | 198646.8191 | 178658.5222 | 172502.1134 | 179141.1064 | 218547.6544 | 235719.9179 | 258062.1331 | 289208.7164 | 322126.5494 | 376056.5528 | 350114.6409 | 358770.3308 | 373110.8335 | 372035.5118 | 372043.8885 | 377727.3154 | 392086.093 | 413467.1145 | 450142.4552 | 468471.6054 | 486227.2138 | 505613.7263 | 521378.1418 | 539505.5462 | 534212.229 | 448906.9921
Commercial_Office_New_Water Heating_Natural Gas_Water Heater_E2_Codes & Standards Forecast | Commercial | Office | New | Water Heating | Natural Gas | Water Heater | E2 |  | Codes & Standards Forecast | 0 | 0 | 0 | 0 | 0 | 0 | 0 | 0 | 0 | 0 | 0 | 0 | 0 | 0 | 0 | 0 | 0 | 0 | 0 | 0 | 0 | 0 | 0 | 0 | 0 | 0 | 0 | 0 | 0 | 0 | 0 | 0 | 0
Commercial_Office_New_Water Heating_Natural Gas_Water Heater_E3_Codes & Standards Forecast | Commercial | Office | New | Water Heating | Natural Gas | Water Heater | E3 |  | Codes & Standards Forecast | 0 | 0 | 0 | 0 | 0 | 0 | 0 | 0 | 0 | 0 | 0 | 0 | 0 | 0 | 0 | 0 | 0 | 0 | 0 | 0 | 0 | 0 | 0 | 0 | 0 | 0 | 0 | 0 | 0 | 0 | 0 | 0 | 0
Commercial_Office_New_Water Heating_Natural Gas_Water Heater_E4_Codes & Standards Forecast | Commercial | Office | New | Water Heating | Natural Gas | Water Heater | E4 |  | Codes & Standards Forecast | 0 | 0 | 0 | 0 | 0 | 0 | 0 | 0 | 0 | 0 | 0 | 0 | 0 | 0 | 0 | 0 | 0 | 0 | 0 | 0 | 0 | 0 | 0 | 0 | 0 | 0 | 0 | 0 | 0 | 0 | 0 | 0 | 0
Commercial_Office_New_Water Heating_Natural Gas_Water Heater_E5_Codes & Standards Forecast | Commercial | Office | New | Water Heating | Natural Gas | Water Heater | E5 |  | Codes & Standards Forecast | 0 | 0 | 0 | 0 | 0 | 0 | 0 | 0 | 0 | 0 | 0 | 0 | 0 | 0 | 0 | 0 | 0 | 0 | 0 | 0 | 0 | 0 | 0 | 0 | 0 | 0 | 0 | 0 | 0 | 0 | 0 | 0 | 0
Commercial_Office_New_Water Heating_Natural Gas_Water Heater_E6_Codes & Standards Forecast | Commercial | Office | New | Water Heating | Natural Gas | Water Heater | E6 |  | Codes & Standards Forecast | 0 | 0 | 0 | 0 | 0 | 0 | 0 | 0 | 0 | 0 | 0 | 0 | 0 | 0 | 0 | 0 | 0 | 0 | 0 | 0 | 0 | 0 | 0 | 0 | 0 | 0 | 0 | 0 | 0 | 0 | 0 | 0 | 0
Commercial_Office_New_Water Heating_Natural Gas_Water Heater_E7_Codes & Standards Forecast | Commercial | Office | New | Water Heating | Natural Gas | Water Heater | E7 |  | Codes & Standards Forecast | 0 | 0 | 0 | 0 | 0 | 0 | 0 | 0 | 0 | 0 | 0 | 0 | 0 | 0 | 0 | 0 | 0 | 0 | 0 | 0 | 0 | 0 | 0 | 0 | 0 | 0 | 0 | 0 | 0 | 0 | 0 | 0 | 0
Commercial_Office_New_Water Heating_Natural Gas_Water Heater_E8_Codes & Standards Forecast | Commercial | Office | New | Water Heating | Natural Gas | Water Heater | E8 |  | Codes & Standards Forecast | 0 | 0 | 0 | 0 | 0 | 0 | 0 | 0 | 0 | 0 | 0 | 0 | 0 | 0 | 0 | 0 | 0 | 0 | 0 | 0 | 0 | 0 | 0 | 0 | 0 | 0 | 0 | 0 | 0 | 0 | 0 | 0 | 0
Commercial_Office_New_Water Heating_Natural Gas_Water Heater_E9_Codes & Standards Forecast | Commercial | Office | New | Water Heating | Natural Gas | Water Heater | E9 |  | Codes & Standards Forecast | 0 | 0 | 0 | 0 | 0 | 0 | 0 | 0 | 0 | 0 | 0 | 0 | 0 | 0 | 0 | 0 | 0 | 0 | 0 | 0 | 0 | 0 | 0 | 0 | 0 | 0 | 0 | 0 | 0 | 0 | 0 | 0 | 0
Commercial_Office_New_Water Heating_Natural Gas_Water Heater_E10_Codes & Standards Forecast | Commercial | Office | New | Water Heating | Natural Gas | Water Heater | E10 |  | Codes & Standards Forecast | 0 | 0 | 0 | 0 | 0 | 0 | 0 | 0 | 0 | 0 | 0 | 0 | 0 | 0 | 0 | 0 | 0 | 0 | 0 | 0 | 0 | 0 | 0 | 0 | 0 | 0 | 0 | 0 | 0 | 0 | 0 | 0 | 0
Commercial_Office_New_Food Preparation_Natural Gas_Oven_E1_Codes & Standards Forecast | Commercial | Office | New | Food Preparation | Natural Gas | Oven | E1 |  | Codes & Standards Forecast | 0 | 601.7242 | 2902.3392 | 1854.798 | 2392.1354 | 3246.39 | 3034.3197 | 2689.3513 | 2418.7426 | 2335.395 | 2304.9312 | 2282.0322 | 2399.2503 | 2962.1699 | 3211.8385 | 3512.0309 | 3920.2764 | 4358.7082 | 5085.1696 | 4733.8635 | 4854.5707 | 5028.2231 | 4879.8998 | 4749.2611 | 4776.2339 | 4899.4713 | 5072.0419 | 5293.8102 | 5595.7221 | 6099.4624 | 6350.1575 | 6588.1811 | 5582.4277
Commercial_Office_New_Food Preparation_Natural Gas_Oven_E2_Codes & Standards Forecast | Commercial | Office | New | Food Preparation | Natural Gas | Oven | E2 |  | Codes & Standards Forecast | 0 | 0 | 0 | 0 | 0 | 0 | 0 | 0 | 0 | 0 | 0 | 0 | 0 | 0 | 0 | 0 | 0 | 0 | 0 | 0 | 0 | 0 | 0 | 0 | 0 | 0 | 0 | 0 | 0 | 0 | 0 | 0 | 0
Commercial_Office_New_Food Preparation_Natural Gas_Oven_E3_Codes & Standards Forecast | Commercial | Office | New | Food Preparation | Natural Gas | Oven | E3 |  | Codes & Standards Forecast | 0 | 0 | 0 | 0 | 0 | 0 | 0 | 0 | 0 | 0 | 0 | 0 | 0 | 0 | 0 | 0 | 0 | 0 | 0 | 0 | 0 | 0 | 0 | 0 | 0 | 0 | 0 | 0 | 0 | 0 | 0 | 0 | 0
Commercial_Office_New_Food Preparation_Natural Gas_Oven_E4_Codes & Standards Forecast | Commercial | Office | New | Food Preparation | Natural Gas | Oven | E4 |  | Codes & Standards Forecast | 0 | 0 | 0 | 0 | 0 | 0 | 0 | 0 | 0 | 0 | 0 | 0 | 0 | 0 | 0 | 0 | 0 | 0 | 0 | 0 | 0 | 0 | 0 | 0 | 0 | 0 | 0 | 0 | 0 | 0 | 0 | 0 | 0
Commercial_Office_New_Food Preparation_Natural Gas_Oven_E5_Codes & Standards Forecast | Commercial | Office | New | Food Preparation | Natural Gas | Oven | E5 |  | Codes & Standards Forecast | 0 | 0 | 0 | 0 | 0 | 0 | 0 | 0 | 0 | 0 | 0 | 0 | 0 | 0 | 0 | 0 | 0 | 0 | 0 | 0 | 0 | 0 | 0 | 0 | 0 | 0 | 0 | 0 | 0 | 0 | 0 | 0 | 0
Commercial_Office_New_Food Preparation_Natural Gas_Oven_E6_Codes & Standards Forecast | Commercial | Office | New | Food Preparation | Natural Gas | Oven | E6 |  | Codes & Standards Forecast | 0 | 0 | 0 | 0 | 0 | 0 | 0 | 0 | 0 | 0 | 0 | 0 | 0 | 0 | 0 | 0 | 0 | 0 | 0 | 0 | 0 | 0 | 0 | 0 | 0 | 0 | 0 | 0 | 0 | 0 | 0 | 0 | 0
Commercial_Office_New_Food Preparation_Natural Gas_Oven_E7_Codes & Standards Forecast | Commercial | Office | New | Food Preparation | Natural Gas | Oven | E7 |  | Codes & Standards Forecast | 0 | 0 | 0 | 0 | 0 | 0 | 0 | 0 | 0 | 0 | 0 | 0 | 0 | 0 | 0 | 0 | 0 | 0 | 0 | 0 | 0 | 0 | 0 | 0 | 0 | 0 | 0 | 0 | 0 | 0 | 0 | 0 | 0
Commercial_Office_New_Food Preparation_Natural Gas_Oven_E8_Codes & Standards Forecast | Commercial | Office | New | Food Preparation | Natural Gas | Oven | E8 |  | Codes & Standards Forecast | 0 | 0 | 0 | 0 | 0 | 0 | 0 | 0 | 0 | 0 | 0 | 0 | 0 | 0 | 0 | 0 | 0 | 0 | 0 | 0 | 0 | 0 | 0 | 0 | 0 | 0 | 0 | 0 | 0 | 0 | 0 | 0 | 0
Commercial_Office_New_Food Preparation_Natural Gas_Oven_E9_Codes & Standards Forecast | Commercial | Office | New | Food Preparation | Natural Gas | Oven | E9 |  | Codes & Standards Forecast | 0 | 0 | 0 | 0 | 0 | 0 | 0 | 0 | 0 | 0 | 0 | 0 | 0 | 0 | 0 | 0 | 0 | 0 | 0 | 0 | 0 | 0 | 0 | 0 | 0 | 0 | 0 | 0 | 0 | 0 | 0 | 0 | 0
Commercial_Office_New_Food Preparation_Natural Gas_Oven_E10_Codes & Standards Forecast | Commercial | Office | New | Food Preparation | Natural Gas | Oven | E10 |  | Codes & Standards Forecast | 0 | 0 | 0 | 0 | 0 | 0 | 0 | 0 | 0 | 0 | 0 | 0 | 0 | 0 | 0 | 0 | 0 | 0 | 0 | 0 | 0 | 0 | 0 | 0 | 0 | 0 | 0 | 0 | 0 | 0 | 0 | 0 | 0
Commercial_Office_New_Food Preparation_Natural Gas_Conveyor Oven_E1_Codes & Standards Forecast | Commercial | Office | New | Food Preparation | Natural Gas | Conveyor Oven | E1 |  | Codes & Standards Forecast | 0 | 300.8621 | 1451.1696 | 927.399 | 1196.0677 | 1623.195 | 1517.1598 | 1344.6756 | 1209.3713 | 1167.6975 | 1152.4656 | 1141.0161 | 1139.4528 | 1142.7131 | 1149.7419 | 1151.8601 | 1152.1749 | 1210.8547 | 1487.5379 | 1603.8031 | 1752.0266 | 1956.0816 | 2175.4203 | 2538.7789 | 2363.2588 | 2423.5592 | 2510.3316 | 2437.7342 | 2361.9643 | 2311.7873 | 2297.6365 | 2293.7119 | 1662.0127
Commercial_Office_New_Food Preparation_Natural Gas_Conveyor Oven_E2_Codes & Standards Forecast | Commercial | Office | New | Food Preparation | Natural Gas | Conveyor Oven | E2 |  | Codes & Standards Forecast | 0 | 0 | 0 | 0 | 0 | 0 | 0 | 0 | 0 | 0 | 0 | 0 | 0 | 0 | 0 | 0 | 0 | 0 | 0 | 0 | 0 | 0 | 0 | 0 | 0 | 0 | 0 | 0 | 0 | 0 | 0 | 0 | 0
Commercial_Office_New_Food Preparation_Natural Gas_Conveyor Oven_E3_Codes & Standards Forecast | Commercial | Office | New | Food Preparation | Natural Gas | Conveyor Oven | E3 |  | Codes & Standards Forecast | 0 | 0 | 0 | 0 | 0 | 0 | 0 | 0 | 0 | 0 | 0 | 0 | 0 | 0 | 0 | 0 | 0 | 0 | 0 | 0 | 0 | 0 | 0 | 0 | 0 | 0 | 0 | 0 | 0 | 0 | 0 | 0 | 0
Commercial_Office_New_Food Preparation_Natural Gas_Conveyor Oven_E4_Codes & Standards Forecast | Commercial | Office | New | Food Preparation | Natural Gas | Conveyor Oven | E4 |  | Codes & Standards Forecast | 0 | 0 | 0 | 0 | 0 | 0 | 0 | 0 | 0 | 0 | 0 | 0 | 0 | 0 | 0 | 0 | 0 | 0 | 0 | 0 | 0 | 0 | 0 | 0 | 0 | 0 | 0 | 0 | 0 | 0 | 0 | 0 | 0
Commercial_Office_New_Food Preparation_Natural Gas_Conveyor Oven_E5_Codes & Standards Forecast | Commercial | Office | New | Food Preparation | Natural Gas | Conveyor Oven | E5 |  | Codes & Standards Forecast | 0 | 0 | 0 | 0 | 0 | 0 | 0 | 0 | 0 | 0 | 0 | 0 | 0 | 0 | 0 | 0 | 0 | 0 | 0 | 0 | 0 | 0 | 0 | 0 | 0 | 0 | 0 | 0 | 0 | 0 | 0 | 0 | 0
Commercial_Office_New_Food Preparation_Natural Gas_Conveyor Oven_E6_Codes & Standards Forecast | Commercial | Office | New | Food Preparation | Natural Gas | Conveyor Oven | E6 |  | Codes & Standards Forecast | 0 | 0 | 0 | 0 | 0 | 0 | 0 | 0 | 0 | 0 | 0 | 0 | 0 | 0 | 0 | 0 | 0 | 0 | 0 | 0 | 0 | 0 | 0 | 0 | 0 | 0 | 0 | 0 | 0 | 0 | 0 | 0 | 0
Commercial_Office_New_Food Preparation_Natural Gas_Conveyor Oven_E7_Codes & Standards Forecast | Commercial | Office | New | Food Preparation | Natural Gas | Conveyor Oven | E7 |  | Codes & Standards Forecast | 0 | 0 | 0 | 0 | 0 | 0 | 0 | 0 | 0 | 0 | 0 | 0 | 0 | 0 | 0 | 0 | 0 | 0 | 0 | 0 | 0 | 0 | 0 | 0 | 0 | 0 | 0 | 0 | 0 | 0 | 0 | 0 | 0
Commercial_Office_New_Food Preparation_Natural Gas_Conveyor Oven_E8_Codes & Standards Forecast | Commercial | Office | New | Food Preparation | Natural Gas | Conveyor Oven | E8 |  | Codes & Standards Forecast | 0 | 0 | 0 | 0 | 0 | 0 | 0 | 0 | 0 | 0 | 0 | 0 | 0 | 0 | 0 | 0 | 0 | 0 | 0 | 0 | 0 | 0 | 0 | 0 | 0 | 0 | 0 | 0 | 0 | 0 | 0 | 0 | 0
Commercial_Office_New_Food Preparation_Natural Gas_Conveyor Oven_E9_Codes & Standards Forecast | Commercial | Office | New | Food Preparation | Natural Gas | Conveyor Oven | E9 |  | Codes & Standards Forecast | 0 | 0 | 0 | 0 | 0 | 0 | 0 | 0 | 0 | 0 | 0 | 0 | 0 | 0 | 0 | 0 | 0 | 0 | 0 | 0 | 0 | 0 | 0 | 0 | 0 | 0 | 0 | 0 | 0 | 0 | 0 | 0 | 0
Commercial_Office_New_Food Preparation_Natural Gas_Conveyor Oven_E10_Codes & Standards Forecast | Commercial | Office | New | Food Preparation | Natural Gas | Conveyor Oven | E10 |  | Codes & Standards Forecast | 0 | 0 | 0 | 0 | 0 | 0 | 0 | 0 | 0 | 0 | 0 | 0 | 0 | 0 | 0 | 0 | 0 | 0 | 0 | 0 | 0 | 0 | 0 | 0 | 0 | 0 | 0 | 0 | 0 | 0 | 0 | 0 | 0
Commercial_Office_New_Food Preparation_Natural Gas_Double Rack Oven_E1_Codes & Standards Forecast | Commercial | Office | New | Food Preparation | Natural Gas | Double Rack Oven | E1 |  | Codes & Standards Forecast | 0 | 300.8621 | 1451.1696 | 927.399 | 1196.0677 | 1623.195 | 1517.1598 | 1344.6756 | 1209.3713 | 1167.6975 | 1152.4656 | 1141.0161 | 1199.6252 | 1481.085 | 1605.9192 | 1756.0155 | 1960.1382 | 2179.3541 | 2542.5848 | 2366.9318 | 2427.2854 | 2514.1116 | 2439.9499 | 2374.6305 | 2388.117 | 2449.7356 | 2536.021 | 2646.9051 | 2797.8611 | 3049.7312 | 3175.0788 | 3294.0905 | 2791.2139
Commercial_Office_New_Food Preparation_Natural Gas_Double Rack Oven_E2_Codes & Standards Forecast | Commercial | Office | New | Food Preparation | Natural Gas | Double Rack Oven | E2 |  | Codes & Standards Forecast | 0 | 0 | 0 | 0 | 0 | 0 | 0 | 0 | 0 | 0 | 0 | 0 | 0 | 0 | 0 | 0 | 0 | 0 | 0 | 0 | 0 | 0 | 0 | 0 | 0 | 0 | 0 | 0 | 0 | 0 | 0 | 0 | 0
Commercial_Office_New_Food Preparation_Natural Gas_Double Rack Oven_E3_Codes & Standards Forecast | Commercial | Office | New | Food Preparation | Natural Gas | Double Rack Oven | E3 |  | Codes & Standards Forecast | 0 | 0 | 0 | 0 | 0 | 0 | 0 | 0 | 0 | 0 | 0 | 0 | 0 | 0 | 0 | 0 | 0 | 0 | 0 | 0 | 0 | 0 | 0 | 0 | 0 | 0 | 0 | 0 | 0 | 0 | 0 | 0 | 0
Commercial_Office_New_Food Preparation_Natural Gas_Double Rack Oven_E4_Codes & Standards Forecast | Commercial | Office | New | Food Preparation | Natural Gas | Double Rack Oven | E4 |  | Codes & Standards Forecast | 0 | 0 | 0 | 0 | 0 | 0 | 0 | 0 | 0 | 0 | 0 | 0 | 0 | 0 | 0 | 0 | 0 | 0 | 0 | 0 | 0 | 0 | 0 | 0 | 0 | 0 | 0 | 0 | 0 | 0 | 0 | 0 | 0
Commercial_Office_New_Food Preparation_Natural Gas_Double Rack Oven_E5_Codes & Standards Forecast | Commercial | Office | New | Food Preparation | Natural Gas | Double Rack Oven | E5 |  | Codes & Standards Forecast | 0 | 0 | 0 | 0 | 0 | 0 | 0 | 0 | 0 | 0 | 0 | 0 | 0 | 0 | 0 | 0 | 0 | 0 | 0 | 0 | 0 | 0 | 0 | 0 | 0 | 0 | 0 | 0 | 0 | 0 | 0 | 0 | 0
Commercial_Office_New_Food Preparation_Natural Gas_Double Rack Oven_E6_Codes & Standards Forecast | Commercial | Office | New | Food Preparation | Natural Gas | Double Rack Oven | E6 |  | Codes & Standards Forecast | 0 | 0 | 0 | 0 | 0 | 0 | 0 | 0 | 0 | 0 | 0 | 0 | 0 | 0 | 0 | 0 | 0 | 0 | 0 | 0 | 0 | 0 | 0 | 0 | 0 | 0 | 0 | 0 | 0 | 0 | 0 | 0 | 0
Commercial_Office_New_Food Preparation_Natural Gas_Double Rack Oven_E7_Codes & Standards Forecast | Commercial | Office | New | Food Preparation | Natural Gas | Double Rack Oven | E7 |  | Codes & Standards Forecast | 0 | 0 | 0 | 0 | 0 | 0 | 0 | 0 | 0 | 0 | 0 | 0 | 0 | 0 | 0 | 0 | 0 | 0 | 0 | 0 | 0 | 0 | 0 | 0 | 0 | 0 | 0 | 0 | 0 | 0 | 0 | 0 | 0
Commercial_Office_New_Food Preparation_Natural Gas_Double Rack Oven_E8_Codes & Standards Forecast | Commercial | Office | New | Food Preparation | Natural Gas | Double Rack Oven | E8 |  | Codes & Standards Forecast | 0 | 0 | 0 | 0 | 0 | 0 | 0 | 0 | 0 | 0 | 0 | 0 | 0 | 0 | 0 | 0 | 0 | 0 | 0 | 0 | 0 | 0 | 0 | 0 | 0 | 0 | 0 | 0 | 0 | 0 | 0 | 0 | 0
Commercial_Office_New_Food Preparation_Natural Gas_Double Rack Oven_E9_Codes & Standards Forecast | Commercial | Office | New | Food Preparation | Natural Gas | Double Rack Oven | E9 |  | Codes & Standards Forecast | 0 | 0 | 0 | 0 | 0 | 0 | 0 | 0 | 0 | 0 | 0 | 0 | 0 | 0 | 0 | 0 | 0 | 0 | 0 | 0 | 0 | 0 | 0 | 0 | 0 | 0 | 0 | 0 | 0 | 0 | 0 | 0 | 0
Commercial_Office_New_Food Preparation_Natural Gas_Double Rack Oven_E10_Codes & Standards Forecast | Commercial | Office | New | Food Preparation | Natural Gas | Double Rack Oven | E10 |  | Codes & Standards Forecast | 0 | 0 | 0 | 0 | 0 | 0 | 0 | 0 | 0 | 0 | 0 | 0 | 0 | 0 | 0 | 0 | 0 | 0 | 0 | 0 | 0 | 0 | 0 | 0 | 0 | 0 | 0 | 0 | 0 | 0 | 0 | 0 | 0
Commercial_Office_New_Food Preparation_Natural Gas_Fryer_E1_Codes & Standards Forecast | Commercial | Office | New | Food Preparation | Natural Gas | Fryer | E1 |  | Codes & Standards Forecast | 0 | 1203.4484 | 5804.6784 | 0 | 0 | 0 | 0 | 0 | 0 | 0 | 0 | 0 | 0 | 0 | 0 | 0 | 0 | 0 | 0 | 0 | 0 | 0 | 0 | 0 | 0 | 0 | 0 | 0 | 0 | 0 | 0 | 0 | 0
Commercial_Office_New_Food Preparation_Natural Gas_Fryer_E2_Codes & Standards Forecast | Commercial | Office | New | Food Preparation | Natural Gas | Fryer | E2 |  | Codes & Standards Forecast | 0 | 0 | 0 | 3709.5961 | 4784.2707 | 6492.78 | 6369.5014 | 7055.5188 | 7022.4964 | 7505.616 | 8644.7608 | 10274.507 | 10107.3498 | 10743.656 | 11510.4117 | 11922.959 | 12826.7604 | 13285.2759 | 13909.1347 | 14722.7835 | 15558.1812 | 15984.5182 | 16603.3453 | 17252.9423 | 17858.0331 | 18642.268 | 19231.5567 | 19867.6646 | 20552.3818 | 21222.5537 | 21824.3706 | 22468.9368 | 20600.2739
Commercial_Office_New_Food Preparation_Natural Gas_Fryer_E3_Codes & Standards Forecast | Commercial | Office | New | Food Preparation | Natural Gas | Fryer | E3 |  | Codes & Standards Forecast | 0 | 0 | 0 | 0 | 0 | 0 | 0 | 0 | 0 | 0 | 0 | 0 | 0 | 0 | 0 | 0 | 0 | 0 | 0 | 0 | 0 | 0 | 0 | 0 | 0 | 0 | 0 | 0 | 0 | 0 | 0 | 0 | 0
Commercial_Office_New_Food Preparation_Natural Gas_Fryer_E4_Codes & Standards Forecast | Commercial | Office | New | Food Preparation | Natural Gas | Fryer | E4 |  | Codes & Standards Forecast | 0 | 0 | 0 | 0 | 0 | 0 | 0 | 0 | 0 | 0 | 0 | 0 | 0 | 0 | 0 | 0 | 0 | 0 | 0 | 0 | 0 | 0 | 0 | 0 | 0 | 0 | 0 | 0 | 0 | 0 | 0 | 0 | 0
Commercial_Office_New_Food Preparation_Natural Gas_Fryer_E5_Codes & Standards Forecast | Commercial | Office | New | Food Preparation | Natural Gas | Fryer | E5 |  | Codes & Standards Forecast | 0 | 0 | 0 | 0 | 0 | 0 | 0 | 0 | 0 | 0 | 0 | 0 | 0 | 0 | 0 | 0 | 0 | 0 | 0 | 0 | 0 | 0 | 0 | 0 | 0 | 0 | 0 | 0 | 0 | 0 | 0 | 0 | 0
Commercial_Office_New_Food Preparation_Natural Gas_Fryer_E6_Codes & Standards Forecast | Commercial | Office | New | Food Preparation | Natural Gas | Fryer | E6 |  | Codes & Standards Forecast | 0 | 0 | 0 | 0 | 0 | 0 | 0 | 0 | 0 | 0 | 0 | 0 | 0 | 0 | 0 | 0 | 0 | 0 | 0 | 0 | 0 | 0 | 0 | 0 | 0 | 0 | 0 | 0 | 0 | 0 | 0 | 0 | 0
Commercial_Office_New_Food Preparation_Natural Gas_Fryer_E7_Codes & Standards Forecast | Commercial | Office | New | Food Preparation | Natural Gas | Fryer | E7 |  | Codes & Standards Forecast | 0 | 0 | 0 | 0 | 0 | 0 | 0 | 0 | 0 | 0 | 0 | 0 | 0 | 0 | 0 | 0 | 0 | 0 | 0 | 0 | 0 | 0 | 0 | 0 | 0 | 0 | 0 | 0 | 0 | 0 | 0 | 0 | 0
Commercial_Office_New_Food Preparation_Natural Gas_Fryer_E8_Codes & Standards Forecast | Commercial | Office | New | Food Preparation | Natural Gas | Fryer | E8 |  | Codes & Standards Forecast | 0 | 0 | 0 | 0 | 0 | 0 | 0 | 0 | 0 | 0 | 0 | 0 | 0 | 0 | 0 | 0 | 0 | 0 | 0 | 0 | 0 | 0 | 0 | 0 | 0 | 0 | 0 | 0 | 0 | 0 | 0 | 0 | 0
Commercial_Office_New_Food Preparation_Natural Gas_Fryer_E9_Codes & Standards Forecast | Commercial | Office | New | Food Preparation | Natural Gas | Fryer | E9 |  | Codes & Standards Forecast | 0 | 0 | 0 | 0 | 0 | 0 | 0 | 0 | 0 | 0 | 0 | 0 | 0 | 0 | 0 | 0 | 0 | 0 | 0 | 0 | 0 | 0 | 0 | 0 | 0 | 0 | 0 | 0 | 0 | 0 | 0 | 0 | 0
Commercial_Office_New_Food Preparation_Natural Gas_Fryer_E10_Codes & Standards Forecast | Commercial | Office | New | Food Preparation | Natural Gas | Fryer | E10 |  | Codes & Standards Forecast | 0 | 0 | 0 | 0 | 0 | 0 | 0 | 0 | 0 | 0 | 0 | 0 | 0 | 0 | 0 | 0 | 0 | 0 | 0 | 0 | 0 | 0 | 0 | 0 | 0 | 0 | 0 | 0 | 0 | 0 | 0 | 0 | 0
Commercial_Office_New_Food Preparation_Natural Gas_Broiler_E1_Codes & Standards Forecast | Commercial | Office | New | Food Preparation | Natural Gas | Broiler | E1 |  | Codes & Standards Forecast | 0 | 0 | 0 | 0 | 0 | 0 | 0 | 0 | 0 | 0 | 0 | 0 | 0 | 0 | 0 | 0 | 0 | 0 | 0 | 0 | 0 | 0 | 0 | 0 | 0 | 0 | 0 | 0 | 0 | 0 | 0 | 0 | 0
Commercial_Office_New_Food Preparation_Natural Gas_Broiler_E2_Codes & Standards Forecast | Commercial | Office | New | Food Preparation | Natural Gas | Broiler | E2 |  | Codes & Standards Forecast | 0 | 0 | 0 | 0 | 0 | 0 | 0 | 0 | 0 | 0 | 0 | 0 | 0 | 0 | 0 | 0 | 0 | 0 | 0 | 0 | 0 | 0 | 0 | 0 | 0 | 0 | 0 | 0 | 0 | 0 | 0 | 0 | 0
Commercial_Office_New_Food Preparation_Natural Gas_Broiler_E3_Codes & Standards Forecast | Commercial | Office | New | Food Preparation | Natural Gas | Broiler | E3 |  | Codes & Standards Forecast | 0 | 0 | 0 | 0 | 0 | 0 | 0 | 0 | 0 | 0 | 0 | 0 | 0 | 0 | 0 | 0 | 0 | 0 | 0 | 0 | 0 | 0 | 0 | 0 | 0 | 0 | 0 | 0 | 0 | 0 | 0 | 0 | 0
Commercial_Office_New_Food Preparation_Natural Gas_Broiler_E4_Codes & Standards Forecast | Commercial | Office | New | Food Preparation | Natural Gas | Broiler | E4 |  | Codes & Standards Forecast | 0 | 0 | 0 | 0 | 0 | 0 | 0 | 0 | 0 | 0 | 0 | 0 | 0 | 0 | 0 | 0 | 0 | 0 | 0 | 0 | 0 | 0 | 0 | 0 | 0 | 0 | 0 | 0 | 0 | 0 | 0 | 0 | 0
Commercial_Office_New_Food Preparation_Natural Gas_Broiler_E5_Codes & Standards Forecast | Commercial | Office | New | Food Preparation | Natural Gas | Broiler | E5 |  | Codes & Standards Forecast | 0 | 0 | 0 | 0 | 0 | 0 | 0 | 0 | 0 | 0 | 0 | 0 | 0 | 0 | 0 | 0 | 0 | 0 | 0 | 0 | 0 | 0 | 0 | 0 | 0 | 0 | 0 | 0 | 0 | 0 | 0 | 0 | 0
Commercial_Office_New_Food Preparation_Natural Gas_Broiler_E6_Codes & Standards Forecast | Commercial | Office | New | Food Preparation | Natural Gas | Broiler | E6 |  | Codes & Standards Forecast | 0 | 0 | 0 | 0 | 0 | 0 | 0 | 0 | 0 | 0 | 0 | 0 | 0 | 0 | 0 | 0 | 0 | 0 | 0 | 0 | 0 | 0 | 0 | 0 | 0 | 0 | 0 | 0 | 0 | 0 | 0 | 0 | 0
Commercial_Office_New_Food Preparation_Natural Gas_Broiler_E7_Codes & Standards Forecast | Commercial | Office | New | Food Preparation | Natural Gas | Broiler | E7 |  | Codes & Standards Forecast | 0 | 0 | 0 | 0 | 0 | 0 | 0 | 0 | 0 | 0 | 0 | 0 | 0 | 0 | 0 | 0 | 0 | 0 | 0 | 0 | 0 | 0 | 0 | 0 | 0 | 0 | 0 | 0 | 0 | 0 | 0 | 0 | 0
Commercial_Office_New_Food Preparation_Natural Gas_Broiler_E8_Codes & Standards Forecast | Commercial | Office | New | Food Preparation | Natural Gas | Broiler | E8 |  | Codes & Standards Forecast | 0 | 0 | 0 | 0 | 0 | 0 | 0 | 0 | 0 | 0 | 0 | 0 | 0 | 0 | 0 | 0 | 0 | 0 | 0 | 0 | 0 | 0 | 0 | 0 | 0 | 0 | 0 | 0 | 0 | 0 | 0 | 0 | 0
Commercial_Office_New_Food Preparation_Natural Gas_Broiler_E9_Codes & Standards Forecast | Commercial | Office | New | Food Preparation | Natural Gas | Broiler | E9 |  | Codes & Standards Forecast | 0 | 0 | 0 | 0 | 0 | 0 | 0 | 0 | 0 | 0 | 0 | 0 | 0 | 0 | 0 | 0 | 0 | 0 | 0 | 0 | 0 | 0 | 0 | 0 | 0 | 0 | 0 | 0 | 0 | 0 | 0 | 0 | 0
Commercial_Office_New_Food Preparation_Natural Gas_Broiler_E10_Codes & Standards Forecast | Commercial | Office | New | Food Preparation | Natural Gas | Broiler | E10 |  | Codes & Standards Forecast | 0 | 0 | 0 | 0 | 0 | 0 | 0 | 0 | 0 | 0 | 0 | 0 | 0 | 0 | 0 | 0 | 0 | 0 | 0 | 0 | 0 | 0 | 0 | 0 | 0 | 0 | 0 | 0 | 0 | 0 | 0 | 0 | 0
Commercial_Office_New_Food Preparation_Natural Gas_Griddle_E1_Codes & Standards Forecast | Commercial | Office | New | Food Preparation | Natural Gas | Griddle | E1 |  | Codes & Standards Forecast | 0 | 1203.4484 | 5804.6784 | 3709.5961 | 4784.2707 | 6492.78 | 6068.6393 | 5378.7026 | 4837.4852 | 4670.7899 | 4609.8624 | 4564.0643 | 4798.5007 | 5924.3398 | 6423.6769 | 7024.0619 | 7840.5528 | 8717.4164 | 10170.3392 | 9467.7271 | 9709.1414 | 10056.4463 | 9759.7995 | 9498.5222 | 9552.4679 | 9798.9425 | 10144.0839 | 10587.6204 | 11191.4443 | 12198.9248 | 12700.3151 | 13176.3621 | 11164.8555
Commercial_Office_New_Food Preparation_Natural Gas_Griddle_E2_Codes & Standards Forecast | Commercial | Office | New | Food Preparation | Natural Gas | Griddle | E2 |  | Codes & Standards Forecast | 0 | 0 | 0 | 0 | 0 | 0 | 0 | 0 | 0 | 0 | 0 | 0 | 0 | 0 | 0 | 0 | 0 | 0 | 0 | 0 | 0 | 0 | 0 | 0 | 0 | 0 | 0 | 0 | 0 | 0 | 0 | 0 | 0
Commercial_Office_New_Food Preparation_Natural Gas_Griddle_E3_Codes & Standards Forecast | Commercial | Office | New | Food Preparation | Natural Gas | Griddle | E3 |  | Codes & Standards Forecast | 0 | 0 | 0 | 0 | 0 | 0 | 0 | 0 | 0 | 0 | 0 | 0 | 0 | 0 | 0 | 0 | 0 | 0 | 0 | 0 | 0 | 0 | 0 | 0 | 0 | 0 | 0 | 0 | 0 | 0 | 0 | 0 | 0
Commercial_Office_New_Food Preparation_Natural Gas_Griddle_E4_Codes & Standards Forecast | Commercial | Office | New | Food Preparation | Natural Gas | Griddle | E4 |  | Codes & Standards Forecast | 0 | 0 | 0 | 0 | 0 | 0 | 0 | 0 | 0 | 0 | 0 | 0 | 0 | 0 | 0 | 0 | 0 | 0 | 0 | 0 | 0 | 0 | 0 | 0 | 0 | 0 | 0 | 0 | 0 | 0 | 0 | 0 | 0
Commercial_Office_New_Food Preparation_Natural Gas_Griddle_E5_Codes & Standards Forecast | Commercial | Office | New | Food Preparation | Natural Gas | Griddle | E5 |  | Codes & Standards Forecast | 0 | 0 | 0 | 0 | 0 | 0 | 0 | 0 | 0 | 0 | 0 | 0 | 0 | 0 | 0 | 0 | 0 | 0 | 0 | 0 | 0 | 0 | 0 | 0 | 0 | 0 | 0 | 0 | 0 | 0 | 0 | 0 | 0
Commercial_Office_New_Food Preparation_Natural Gas_Griddle_E6_Codes & Standards Forecast | Commercial | Office | New | Food Preparation | Natural Gas | Griddle | E6 |  | Codes & Standards Forecast | 0 | 0 | 0 | 0 | 0 | 0 | 0 | 0 | 0 | 0 | 0 | 0 | 0 | 0 | 0 | 0 | 0 | 0 | 0 | 0 | 0 | 0 | 0 | 0 | 0 | 0 | 0 | 0 | 0 | 0 | 0 | 0 | 0
Commercial_Office_New_Food Preparation_Natural Gas_Griddle_E7_Codes & Standards Forecast | Commercial | Office | New | Food Preparation | Natural Gas | Griddle | E7 |  | Codes & Standards Forecast | 0 | 0 | 0 | 0 | 0 | 0 | 0 | 0 | 0 | 0 | 0 | 0 | 0 | 0 | 0 | 0 | 0 | 0 | 0 | 0 | 0 | 0 | 0 | 0 | 0 | 0 | 0 | 0 | 0 | 0 | 0 | 0 | 0
Commercial_Office_New_Food Preparation_Natural Gas_Griddle_E8_Codes & Standards Forecast | Commercial | Office | New | Food Preparation | Natural Gas | Griddle | E8 |  | Codes & Standards Forecast | 0 | 0 | 0 | 0 | 0 | 0 | 0 | 0 | 0 | 0 | 0 | 0 | 0 | 0 | 0 | 0 | 0 | 0 | 0 | 0 | 0 | 0 | 0 | 0 | 0 | 0 | 0 | 0 | 0 | 0 | 0 | 0 | 0
Commercial_Office_New_Food Preparation_Natural Gas_Griddle_E9_Codes & Standards Forecast | Commercial | Office | New | Food Preparation | Natural Gas | Griddle | E9 |  | Codes & Standards Forecast | 0 | 0 | 0 | 0 | 0 | 0 | 0 | 0 | 0 | 0 | 0 | 0 | 0 | 0 | 0 | 0 | 0 | 0 | 0 | 0 | 0 | 0 | 0 | 0 | 0 | 0 | 0 | 0 | 0 | 0 | 0 | 0 | 0
Commercial_Office_New_Food Preparation_Natural Gas_Griddle_E10_Codes & Standards Forecast | Commercial | Office | New | Food Preparation | Natural Gas | Griddle | E10 |  | Codes & Standards Forecast | 0 | 0 | 0 | 0 | 0 | 0 | 0 | 0 | 0 | 0 | 0 | 0 | 0 | 0 | 0 | 0 | 0 | 0 | 0 | 0 | 0 | 0 | 0 | 0 | 0 | 0 | 0 | 0 | 0 | 0 | 0 | 0 | 0
Commercial_Office_New_Food Preparation_Natural Gas_Range_E1_Codes & Standards Forecast | Commercial | Office | New | Food Preparation | Natural Gas | Range | E1 |  | Codes & Standards Forecast | 0 | 1203.4484 | 5804.6784 | 3709.5961 | 4784.2707 | 6492.78 | 6068.6393 | 5378.7026 | 4837.4852 | 4670.7899 | 4850.552 | 5917.5518 | 6382.5202 | 6987.4739 | 7830.8209 | 8722.1276 | 10182.3747 | 9479.9531 | 9714.3207 | 10102.6143 | 10073.4982 | 10073.725 | 10227.6135 | 10616.402 | 11195.3297 | 12188.3773 | 12684.6704 | 13165.4339 | 13690.3569 | 14117.2054 | 14608.0359 | 14464.7103 | 12154.925
Commercial_Office_New_Food Preparation_Natural Gas_Range_E2_Codes & Standards Forecast | Commercial | Office | New | Food Preparation | Natural Gas | Range | E2 |  | Codes & Standards Forecast | 0 | 0 | 0 | 0 | 0 | 0 | 0 | 0 | 0 | 0 | 0 | 0 | 0 | 0 | 0 | 0 | 0 | 0 | 0 | 0 | 0 | 0 | 0 | 0 | 0 | 0 | 0 | 0 | 0 | 0 | 0 | 0 | 0
Commercial_Office_New_Food Preparation_Natural Gas_Range_E3_Codes & Standards Forecast | Commercial | Office | New | Food Preparation | Natural Gas | Range | E3 |  | Codes & Standards Forecast | 0 | 0 | 0 | 0 | 0 | 0 | 0 | 0 | 0 | 0 | 0 | 0 | 0 | 0 | 0 | 0 | 0 | 0 | 0 | 0 | 0 | 0 | 0 | 0 | 0 | 0 | 0 | 0 | 0 | 0 | 0 | 0 | 0
Commercial_Office_New_Food Preparation_Natural Gas_Range_E4_Codes & Standards Forecast | Commercial | Office | New | Food Preparation | Natural Gas | Range | E4 |  | Codes & Standards Forecast | 0 | 0 | 0 | 0 | 0 | 0 | 0 | 0 | 0 | 0 | 0 | 0 | 0 | 0 | 0 | 0 | 0 | 0 | 0 | 0 | 0 | 0 | 0 | 0 | 0 | 0 | 0 | 0 | 0 | 0 | 0 | 0 | 0
Commercial_Office_New_Food Preparation_Natural Gas_Range_E5_Codes & Standards Forecast | Commercial | Office | New | Food Preparation | Natural Gas | Range | E5 |  | Codes & Standards Forecast | 0 | 0 | 0 | 0 | 0 | 0 | 0 | 0 | 0 | 0 | 0 | 0 | 0 | 0 | 0 | 0 | 0 | 0 | 0 | 0 | 0 | 0 | 0 | 0 | 0 | 0 | 0 | 0 | 0 | 0 | 0 | 0 | 0
Commercial_Office_New_Food Preparation_Natural Gas_Range_E6_Codes & Standards Forecast | Commercial | Office | New | Food Preparation | Natural Gas | Range | E6 |  | Codes & Standards Forecast | 0 | 0 | 0 | 0 | 0 | 0 | 0 | 0 | 0 | 0 | 0 | 0 | 0 | 0 | 0 | 0 | 0 | 0 | 0 | 0 | 0 | 0 | 0 | 0 | 0 | 0 | 0 | 0 | 0 | 0 | 0 | 0 | 0
Commercial_Office_New_Food Preparation_Natural Gas_Range_E7_Codes & Standards Forecast | Commercial | Office | New | Food Preparation | Natural Gas | Range | E7 |  | Codes & Standards Forecast | 0 | 0 | 0 | 0 | 0 | 0 | 0 | 0 | 0 | 0 | 0 | 0 | 0 | 0 | 0 | 0 | 0 | 0 | 0 | 0 | 0 | 0 | 0 | 0 | 0 | 0 | 0 | 0 | 0 | 0 | 0 | 0 | 0
Commercial_Office_New_Food Preparation_Natural Gas_Range_E8_Codes & Standards Forecast | Commercial | Office | New | Food Preparation | Natural Gas | Range | E8 |  | Codes & Standards Forecast | 0 | 0 | 0 | 0 | 0 | 0 | 0 | 0 | 0 | 0 | 0 | 0 | 0 | 0 | 0 | 0 | 0 | 0 | 0 | 0 | 0 | 0 | 0 | 0 | 0 | 0 | 0 | 0 | 0 | 0 | 0 | 0 | 0
Commercial_Office_New_Food Preparation_Natural Gas_Range_E9_Codes & Standards Forecast | Commercial | Office | New | Food Preparation | Natural Gas | Range | E9 |  | Codes & Standards Forecast | 0 | 0 | 0 | 0 | 0 | 0 | 0 | 0 | 0 | 0 | 0 | 0 | 0 | 0 | 0 | 0 | 0 | 0 | 0 | 0 | 0 | 0 | 0 | 0 | 0 | 0 | 0 | 0 | 0 | 0 | 0 | 0 | 0
Commercial_Office_New_Food Preparation_Natural Gas_Range_E10_Codes & Standards Forecast | Commercial | Office | New | Food Preparation | Natural Gas | Range | E10 |  | Codes & Standards Forecast | 0 | 0 | 0 | 0 | 0 | 0 | 0 | 0 | 0 | 0 | 0 | 0 | 0 | 0 | 0 | 0 | 0 | 0 | 0 | 0 | 0 | 0 | 0 | 0 | 0 | 0 | 0 | 0 | 0 | 0 | 0 | 0 | 0
Commercial_Office_New_Food Preparation_Natural Gas_Steamer_E1_Codes & Standards Forecast | Commercial | Office | New | Food Preparation | Natural Gas | Steamer | E1 |  | Codes & Standards Forecast | 0 | 0 | 0 | 0 | 0 | 0 | 0 | 0 | 0 | 0 | 0 | 0 | 0 | 0 | 0 | 0 | 0 | 0 | 0 | 0 | 0 | 0 | 0 | 0 | 0 | 0 | 0 | 0 | 0 | 0 | 0 | 0 | 0
Commercial_Office_New_Food Preparation_Natural Gas_Steamer_E2_Codes & Standards Forecast | Commercial | Office | New | Food Preparation | Natural Gas | Steamer | E2 |  | Codes & Standards Forecast | 0 | 0 | 0 | 0 | 0 | 0 | 0 | 0 | 0 | 0 | 0 | 0 | 0 | 0 | 0 | 0 | 0 | 0 | 0 | 0 | 0 | 0 | 0 | 0 | 0 | 0 | 0 | 0 | 0 | 0 | 0 | 0 | 0
Commercial_Office_New_Food Preparation_Natural Gas_Steamer_E3_Codes & Standards Forecast | Commercial | Office | New | Food Preparation | Natural Gas | Steamer | E3 |  | Codes & Standards Forecast | 0 | 0 | 0 | 0 | 0 | 0 | 0 | 0 | 0 | 0 | 0 | 0 | 0 | 0 | 0 | 0 | 0 | 0 | 0 | 0 | 0 | 0 | 0 | 0 | 0 | 0 | 0 | 0 | 0 | 0 | 0 | 0 | 0
Commercial_Office_New_Food Preparation_Natural Gas_Steamer_E4_Codes & Standards Forecast | Commercial | Office | New | Food Preparation | Natural Gas | Steamer | E4 |  | Codes & Standards Forecast | 0 | 0 | 0 | 0 | 0 | 0 | 0 | 0 | 0 | 0 | 0 | 0 | 0 | 0 | 0 | 0 | 0 | 0 | 0 | 0 | 0 | 0 | 0 | 0 | 0 | 0 | 0 | 0 | 0 | 0 | 0 | 0 | 0
Commercial_Office_New_Food Preparation_Natural Gas_Steamer_E5_Codes & Standards Forecast | Commercial | Office | New | Food Preparation | Natural Gas | Steamer | E5 |  | Codes & Standards Forecast | 0 | 0 | 0 | 0 | 0 | 0 | 0 | 0 | 0 | 0 | 0 | 0 | 0 | 0 | 0 | 0 | 0 | 0 | 0 | 0 | 0 | 0 | 0 | 0 | 0 | 0 | 0 | 0 | 0 | 0 | 0 | 0 | 0
Commercial_Office_New_Food Preparation_Natural Gas_Steamer_E6_Codes & Standards Forecast | Commercial | Office | New | Food Preparation | Natural Gas | Steamer | E6 |  | Codes & Standards Forecast | 0 | 0 | 0 | 0 | 0 | 0 | 0 | 0 | 0 | 0 | 0 | 0 | 0 | 0 | 0 | 0 | 0 | 0 | 0 | 0 | 0 | 0 | 0 | 0 | 0 | 0 | 0 | 0 | 0 | 0 | 0 | 0 | 0
Commercial_Office_New_Food Preparation_Natural Gas_Steamer_E7_Codes & Standards Forecast | Commercial | Office | New | Food Preparation | Natural Gas | Steamer | E7 |  | Codes & Standards Forecast | 0 | 0 | 0 | 0 | 0 | 0 | 0 | 0 | 0 | 0 | 0 | 0 | 0 | 0 | 0 | 0 | 0 | 0 | 0 | 0 | 0 | 0 | 0 | 0 | 0 | 0 | 0 | 0 | 0 | 0 | 0 | 0 | 0
Commercial_Office_New_Food Preparation_Natural Gas_Steamer_E8_Codes & Standards Forecast | Commercial | Office | New | Food Preparation | Natural Gas | Steamer | E8 |  | Codes & Standards Forecast | 0 | 0 | 0 | 0 | 0 | 0 | 0 | 0 | 0 | 0 | 0 | 0 | 0 | 0 | 0 | 0 | 0 | 0 | 0 | 0 | 0 | 0 | 0 | 0 | 0 | 0 | 0 | 0 | 0 | 0 | 0 | 0 | 0
Commercial_Office_New_Food Preparation_Natural Gas_Steamer_E9_Codes & Standards Forecast | Commercial | Office | New | Food Preparation | Natural Gas | Steamer | E9 |  | Codes & Standards Forecast | 0 | 0 | 0 | 0 | 0 | 0 | 0 | 0 | 0 | 0 | 0 | 0 | 0 | 0 | 0 | 0 | 0 | 0 | 0 | 0 | 0 | 0 | 0 | 0 | 0 | 0 | 0 | 0 | 0 | 0 | 0 | 0 | 0
Commercial_Office_New_Food Preparation_Natural Gas_Steamer_E10_Codes & Standards Forecast | Commercial | Office | New | Food Preparation | Natural Gas | Steamer | E10 |  | Codes & Standards Forecast | 0 | 0 | 0 | 0 | 0 | 0 | 0 | 0 | 0 | 0 | 0 | 0 | 0 | 0 | 0 | 0 | 0 | 0 | 0 | 0 | 0 | 0 | 0 | 0 | 0 | 0 | 0 | 0 | 0 | 0 | 0 | 0 | 0
Commercial_Office_New_Food Preparation_Natural Gas_Food Prep Other_E1_Codes & Standards Forecast | Commercial | Office | New | Food Preparation | Natural Gas | Food Prep Other | E1 |  | Codes & Standards Forecast | 0 | 0 | 0 | 0 | 0 | 0 | 0 | 0 | 0 | 0 | 0 | 0 | 0 | 0 | 0 | 0 | 0 | 0 | 0 | 0 | 0 | 0 | 0 | 0 | 0 | 0 | 0 | 0 | 0 | 0 | 0 | 0 | 0
Commercial_Office_New_Food Preparation_Natural Gas_Food Prep Other_E2_Codes & Standards Forecast | Commercial | Office | New | Food Preparation | Natural Gas | Food Prep Other | E2 |  | Codes & Standards Forecast | 0 | 0 | 0 | 0 | 0 | 0 | 0 | 0 | 0 | 0 | 0 | 0 | 0 | 0 | 0 | 0 | 0 | 0 | 0 | 0 | 0 | 0 | 0 | 0 | 0 | 0 | 0 | 0 | 0 | 0 | 0 | 0 | 0
Commercial_Office_New_Food Preparation_Natural Gas_Food Prep Other_E3_Codes & Standards Forecast | Commercial | Office | New | Food Preparation | Natural Gas | Food Prep Other | E3 |  | Codes & Standards Forecast | 0 | 0 | 0 | 0 | 0 | 0 | 0 | 0 | 0 | 0 | 0 | 0 | 0 | 0 | 0 | 0 | 0 | 0 | 0 | 0 | 0 | 0 | 0 | 0 | 0 | 0 | 0 | 0 | 0 | 0 | 0 | 0 | 0
Commercial_Office_New_Food Preparation_Natural Gas_Food Prep Other_E4_Codes & Standards Forecast | Commercial | Office | New | Food Preparation | Natural Gas | Food Prep Other | E4 |  | Codes & Standards Forecast | 0 | 0 | 0 | 0 | 0 | 0 | 0 | 0 | 0 | 0 | 0 | 0 | 0 | 0 | 0 | 0 | 0 | 0 | 0 | 0 | 0 | 0 | 0 | 0 | 0 | 0 | 0 | 0 | 0 | 0 | 0 | 0 | 0
Commercial_Office_New_Food Preparation_Natural Gas_Food Prep Other_E5_Codes & Standards Forecast | Commercial | Office | New | Food Preparation | Natural Gas | Food Prep Other | E5 |  | Codes & Standards Forecast | 0 | 0 | 0 | 0 | 0 | 0 | 0 | 0 | 0 | 0 | 0 | 0 | 0 | 0 | 0 | 0 | 0 | 0 | 0 | 0 | 0 | 0 | 0 | 0 | 0 | 0 | 0 | 0 | 0 | 0 | 0 | 0 | 0
Commercial_Office_New_Food Preparation_Natural Gas_Food Prep Other_E6_Codes & Standards Forecast | Commercial | Office | New | Food Preparation | Natural Gas | Food Prep Other | E6 |  | Codes & Standards Forecast | 0 | 0 | 0 | 0 | 0 | 0 | 0 | 0 | 0 | 0 | 0 | 0 | 0 | 0 | 0 | 0 | 0 | 0 | 0 | 0 | 0 | 0 | 0 | 0 | 0 | 0 | 0 | 0 | 0 | 0 | 0 | 0 | 0
Commercial_Office_New_Food Preparation_Natural Gas_Food Prep Other_E7_Codes & Standards Forecast | Commercial | Office | New | Food Preparation | Natural Gas | Food Prep Other | E7 |  | Codes & Standards Forecast | 0 | 0 | 0 | 0 | 0 | 0 | 0 | 0 | 0 | 0 | 0 | 0 | 0 | 0 | 0 | 0 | 0 | 0 | 0 | 0 | 0 | 0 | 0 | 0 | 0 | 0 | 0 | 0 | 0 | 0 | 0 | 0 | 0
Commercial_Office_New_Food Preparation_Natural Gas_Food Prep Other_E8_Codes & Standards Forecast | Commercial | Office | New | Food Preparation | Natural Gas | Food Prep Other | E8 |  | Codes & Standards Forecast | 0 | 0 | 0 | 0 | 0 | 0 | 0 | 0 | 0 | 0 | 0 | 0 | 0 | 0 | 0 | 0 | 0 | 0 | 0 | 0 | 0 | 0 | 0 | 0 | 0 | 0 | 0 | 0 | 0 | 0 | 0 | 0 | 0
Commercial_Office_New_Food Preparation_Natural Gas_Food Prep Other_E9_Codes & Standards Forecast | Commercial | Office | New | Food Preparation | Natural Gas | Food Prep Other | E9 |  | Codes & Standards Forecast | 0 | 0 | 0 | 0 | 0 | 0 | 0 | 0 | 0 | 0 | 0 | 0 | 0 | 0 | 0 | 0 | 0 | 0 | 0 | 0 | 0 | 0 | 0 | 0 | 0 | 0 | 0 | 0 | 0 | 0 | 0 | 0 | 0
Commercial_Office_New_Food Preparation_Natural Gas_Food Prep Other_E10_Codes & Standards Forecast | Commercial | Office | New | Food Preparation | Natural Gas | Food Prep Other | E10 |  | Codes & Standards Forecast | 0 | 0 | 0 | 0 | 0 | 0 | 0 | 0 | 0 | 0 | 0 | 0 | 0 | 0 | 0 | 0 | 0 | 0 | 0 | 0 | 0 | 0 | 0 | 0 | 0 | 0 | 0 | 0 | 0 | 0 | 0 | 0 | 0
Commercial_Office_New_Miscellaneous_Natural Gas_Pool Heater_E1_Codes & Standards Forecast | Commercial | Office | New | Miscellaneous | Natural Gas | Pool Heater | E1 |  | Codes & Standards Forecast | 0 | 0 | 0 | 0 | 0 | 0 | 0 | 0 | 0 | 0 | 0 | 0 | 0 | 0 | 0 | 0 | 0 | 0 | 0 | 0 | 0 | 0 | 0 | 0 | 0 | 0 | 0 | 0 | 0 | 0 | 0 | 0 | 0
Commercial_Office_New_Miscellaneous_Natural Gas_Pool Heater_E2_Codes & Standards Forecast | Commercial | Office | New | Miscellaneous | Natural Gas | Pool Heater | E2 |  | Codes & Standards Forecast | 0 | 0 | 0 | 0 | 0 | 0 | 0 | 0 | 0 | 0 | 0 | 0 | 0 | 0 | 0 | 0 | 0 | 0 | 0 | 0 | 0 | 0 | 0 | 0 | 0 | 0 | 0 | 0 | 0 | 0 | 0 | 0 | 0
Commercial_Office_New_Miscellaneous_Natural Gas_Pool Heater_E3_Codes & Standards Forecast | Commercial | Office | New | Miscellaneous | Natural Gas | Pool Heater | E3 |  | Codes & Standards Forecast | 0 | 0 | 0 | 0 | 0 | 0 | 0 | 0 | 0 | 0 | 0 | 0 | 0 | 0 | 0 | 0 | 0 | 0 | 0 | 0 | 0 | 0 | 0 | 0 | 0 | 0 | 0 | 0 | 0 | 0 | 0 | 0 | 0
Commercial_Office_New_Miscellaneous_Natural Gas_Pool Heater_E4_Codes & Standards Forecast | Commercial | Office | New | Miscellaneous | Natural Gas | Pool Heater | E4 |  | Codes & Standards Forecast | 0 | 0 | 0 | 0 | 0 | 0 | 0 | 0 | 0 | 0 | 0 | 0 | 0 | 0 | 0 | 0 | 0 | 0 | 0 | 0 | 0 | 0 | 0 | 0 | 0 | 0 | 0 | 0 | 0 | 0 | 0 | 0 | 0
Commercial_Office_New_Miscellaneous_Natural Gas_Pool Heater_E5_Codes & Standards Forecast | Commercial | Office | New | Miscellaneous | Natural Gas | Pool Heater | E5 |  | Codes & Standards Forecast | 0 | 0 | 0 | 0 | 0 | 0 | 0 | 0 | 0 | 0 | 0 | 0 | 0 | 0 | 0 | 0 | 0 | 0 | 0 | 0 | 0 | 0 | 0 | 0 | 0 | 0 | 0 | 0 | 0 | 0 | 0 | 0 | 0
Commercial_Office_New_Miscellaneous_Natural Gas_Pool Heater_E6_Codes & Standards Forecast | Commercial | Office | New | Miscellaneous | Natural Gas | Pool Heater | E6 |  | Codes & Standards Forecast | 0 | 0 | 0 | 0 | 0 | 0 | 0 | 0 | 0 | 0 | 0 | 0 | 0 | 0 | 0 | 0 | 0 | 0 | 0 | 0 | 0 | 0 | 0 | 0 | 0 | 0 | 0 | 0 | 0 | 0 | 0 | 0 | 0
Commercial_Office_New_Miscellaneous_Natural Gas_Pool Heater_E7_Codes & Standards Forecast | Commercial | Office | New | Miscellaneous | Natural Gas | Pool Heater | E7 |  | Codes & Standards Forecast | 0 | 0 | 0 | 0 | 0 | 0 | 0 | 0 | 0 | 0 | 0 | 0 | 0 | 0 | 0 | 0 | 0 | 0 | 0 | 0 | 0 | 0 | 0 | 0 | 0 | 0 | 0 | 0 | 0 | 0 | 0 | 0 | 0
Commercial_Office_New_Miscellaneous_Natural Gas_Pool Heater_E8_Codes & Standards Forecast | Commercial | Office | New | Miscellaneous | Natural Gas | Pool Heater | E8 |  | Codes & Standards Forecast | 0 | 0 | 0 | 0 | 0 | 0 | 0 | 0 | 0 | 0 | 0 | 0 | 0 | 0 | 0 | 0 | 0 | 0 | 0 | 0 | 0 | 0 | 0 | 0 | 0 | 0 | 0 | 0 | 0 | 0 | 0 | 0 | 0
Commercial_Office_New_Miscellaneous_Natural Gas_Pool Heater_E9_Codes & Standards Forecast | Commercial | Office | New | Miscellaneous | Natural Gas | Pool Heater | E9 |  | Codes & Standards Forecast | 0 | 0 | 0 | 0 | 0 | 0 | 0 | 0 | 0 | 0 | 0 | 0 | 0 | 0 | 0 | 0 | 0 | 0 | 0 | 0 | 0 | 0 | 0 | 0 | 0 | 0 | 0 | 0 | 0 | 0 | 0 | 0 | 0
Commercial_Office_New_Miscellaneous_Natural Gas_Pool Heater_E10_Codes & Standards Forecast | Commercial | Office | New | Miscellaneous | Natural Gas | Pool Heater | E10 |  | Codes & Standards Forecast | 0 | 0 | 0 | 0 | 0 | 0 | 0 | 0 | 0 | 0 | 0 | 0 | 0 | 0 | 0 | 0 | 0 | 0 | 0 | 0 | 0 | 0 | 0 | 0 | 0 | 0 | 0 | 0 | 0 | 0 | 0 | 0 | 0
Commercial_Office_New_Miscellaneous_Natural Gas_Miscellaneous_E1_Codes & Standards Forecast | Commercial | Office | New | Miscellaneous | Natural Gas | Miscellaneous | E1 |  | Codes & Standards Forecast | 0 | 75957.6497 | 366371.953 | 234137.3381 | 312818.3147 | 471442.4172 | 469314.5799 | 458130.3608 | 474370.2167 | 506744.7229 | 538069.2242 | 589775.1442 | 703285.8986 | 683075.4076 | 735659.4632 | 819253.0605 | 840802.3806 | 863701.6372 | 903201.9036 | 944777.9636 | 983775.2432 | 1028791.9172 | 1090925.0761 | 1110738.3547 | 1155306.4978 | 1211771.8315 | 1244931.3287 | 1280121.2036 | 1323194.5526 | 1365463.777 | 1405977.7051 | 1448618.487 | 1337233.7705
Commercial_Office_New_Miscellaneous_Natural Gas_Miscellaneous_E2_Codes & Standards Forecast | Commercial | Office | New | Miscellaneous | Natural Gas | Miscellaneous | E2 |  | Codes & Standards Forecast | 0 | 0 | 0 | 0 | 0 | 0 | 0 | 0 | 0 | 0 | 0 | 0 | 0 | 0 | 0 | 0 | 0 | 0 | 0 | 0 | 0 | 0 | 0 | 0 | 0 | 0 | 0 | 0 | 0 | 0 | 0 | 0 | 0
Commercial_Office_New_Miscellaneous_Natural Gas_Miscellaneous_E3_Codes & Standards Forecast | Commercial | Office | New | Miscellaneous | Natural Gas | Miscellaneous | E3 |  | Codes & Standards Forecast | 0 | 0 | 0 | 0 | 0 | 0 | 0 | 0 | 0 | 0 | 0 | 0 | 0 | 0 | 0 | 0 | 0 | 0 | 0 | 0 | 0 | 0 | 0 | 0 | 0 | 0 | 0 | 0 | 0 | 0 | 0 | 0 | 0
Commercial_Office_New_Miscellaneous_Natural Gas_Miscellaneous_E4_Codes & Standards Forecast | Commercial | Office | New | Miscellaneous | Natural Gas | Miscellaneous | E4 |  | Codes & Standards Forecast | 0 | 0 | 0 | 0 | 0 | 0 | 0 | 0 | 0 | 0 | 0 | 0 | 0 | 0 | 0 | 0 | 0 | 0 | 0 | 0 | 0 | 0 | 0 | 0 | 0 | 0 | 0 | 0 | 0 | 0 | 0 | 0 | 0
Commercial_Office_New_Miscellaneous_Natural Gas_Miscellaneous_E5_Codes & Standards Forecast | Commercial | Office | New | Miscellaneous | Natural Gas | Miscellaneous | E5 |  | Codes & Standards Forecast | 0 | 0 | 0 | 0 | 0 | 0 | 0 | 0 | 0 | 0 | 0 | 0 | 0 | 0 | 0 | 0 | 0 | 0 | 0 | 0 | 0 | 0 | 0 | 0 | 0 | 0 | 0 | 0 | 0 | 0 | 0 | 0 | 0
Commercial_Office_New_Miscellaneous_Natural Gas_Miscellaneous_E6_Codes & Standards Forecast | Commercial | Office | New | Miscellaneous | Natural Gas | Miscellaneous | E6 |  | Codes & Standards Forecast | 0 | 0 | 0 | 0 | 0 | 0 | 0 | 0 | 0 | 0 | 0 | 0 | 0 | 0 | 0 | 0 | 0 | 0 | 0 | 0 | 0 | 0 | 0 | 0 | 0 | 0 | 0 | 0 | 0 | 0 | 0 | 0 | 0
Commercial_Office_New_Miscellaneous_Natural Gas_Miscellaneous_E7_Codes & Standards Forecast | Commercial | Office | New | Miscellaneous | Natural Gas | Miscellaneous | E7 |  | Codes & Standards Forecast | 0 | 0 | 0 | 0 | 0 | 0 | 0 | 0 | 0 | 0 | 0 | 0 | 0 | 0 | 0 | 0 | 0 | 0 | 0 | 0 | 0 | 0 | 0 | 0 | 0 | 0 | 0 | 0 | 0 | 0 | 0 | 0 | 0
Commercial_Office_New_Miscellaneous_Natural Gas_Miscellaneous_E8_Codes & Standards Forecast | Commercial | Office | New | Miscellaneous | Natural Gas | Miscellaneous | E8 |  | Codes & Standards Forecast | 0 | 0 | 0 | 0 | 0 | 0 | 0 | 0 | 0 | 0 | 0 | 0 | 0 | 0 | 0 | 0 | 0 | 0 | 0 | 0 | 0 | 0 | 0 | 0 | 0 | 0 | 0 | 0 | 0 | 0 | 0 | 0 | 0
Commercial_Office_New_Miscellaneous_Natural Gas_Miscellaneous_E9_Codes & Standards Forecast | Commercial | Office | New | Miscellaneous | Natural Gas | Miscellaneous | E9 |  | Codes & Standards Forecast | 0 | 0 | 0 | 0 | 0 | 0 | 0 | 0 | 0 | 0 | 0 | 0 | 0 | 0 | 0 | 0 | 0 | 0 | 0 | 0 | 0 | 0 | 0 | 0 | 0 | 0 | 0 | 0 | 0 | 0 | 0 | 0 | 0
Commercial_Office_New_Miscellaneous_Natural Gas_Miscellaneous_E10_Codes & Standards Forecast | Commercial | Office | New | Miscellaneous | Natural Gas | Miscellaneous | E10 |  | Codes & Standards Forecast | 0 | 0 | 0 | 0 | 0 | 0 | 0 | 0 | 0 | 0 | 0 | 0 | 0 | 0 | 0 | 0 | 0 | 0 | 0 | 0 | 0 | 0 | 0 | 0 | 0 | 0 | 0 | 0 | 0 | 0 | 0 | 0 | 0
Commercial_Restaurant_Existing_Space Heating_Natural Gas_Furnace_E1_Codes & Standards Forecast | Commercial | Restaurant | Existing | Space Heating | Natural Gas | Furnace | E1 |  | Codes & Standards Forecast | 0 | 12940.44 | 14029.6481 | 15002.4485 | 15878.3937 | 16657.078 | 17363.2118 | 18009.8768 | 18601.5965 | 19136.8443 | 19618.4772 | 20050.7233 | 20436.8256 | 20780.0873 | 21083.5724 | 21350.9063 | 21585.1807 | 21789.2635 | 21965.63 | 21066.6432 | 20316.1387 | 19694.9704 | 19186.2708 | 18774.9266 | 18447.5399 | 18192.1052 | 17998.1381 | 17856.3829 | 17758.6817 | 17697.8581 | 17667.6112 | 17662.4212 | 21224.9259
Commercial_Restaurant_Existing_Space Heating_Natural Gas_Furnace_E2_Codes & Standards Forecast | Commercial | Restaurant | Existing | Space Heating | Natural Gas | Furnace | E2 |  | Codes & Standards Forecast | 0 | 0 | 0 | 0 | 0 | 0 | 0 | 0 | 0 | 0 | 0 | 0 | 0 | 0 | 0 | 0 | 0 | 0 | 0 | 0 | 0 | 0 | 0 | 0 | 0 | 0 | 0 | 0 | 0 | 0 | 0 | 0 | 0
Commercial_Restaurant_Existing_Space Heating_Natural Gas_Furnace_E3_Codes & Standards Forecast | Commercial | Restaurant | Existing | Space Heating | Natural Gas | Furnace | E3 |  | Codes & Standards Forecast | 0 | 0 | 0 | 0 | 0 | 0 | 0 | 0 | 0 | 0 | 0 | 0 | 0 | 0 | 0 | 0 | 0 | 0 | 0 | 0 | 0 | 0 | 0 | 0 | 0 | 0 | 0 | 0 | 0 | 0 | 0 | 0 | 0
Commercial_Restaurant_Existing_Space Heating_Natural Gas_Furnace_E4_Codes & Standards Forecast | Commercial | Restaurant | Existing | Space Heating | Natural Gas | Furnace | E4 |  | Codes & Standards Forecast | 0 | 0 | 0 | 0 | 0 | 0 | 0 | 0 | 0 | 0 | 0 | 0 | 0 | 0 | 0 | 0 | 0 | 0 | 0 | 0 | 0 | 0 | 0 | 0 | 0 | 0 | 0 | 0 | 0 | 0 | 0 | 0 | 0
Commercial_Restaurant_Existing_Space Heating_Natural Gas_Furnace_E5_Codes & Standards Forecast | Commercial | Restaurant | Existing | Space Heating | Natural Gas | Furnace | E5 |  | Codes & Standards Forecast | 0 | 0 | 0 | 0 | 0 | 0 | 0 | 0 | 0 | 0 | 0 | 0 | 0 | 0 | 0 | 0 | 0 | 0 | 0 | 0 | 0 | 0 | 0 | 0 | 0 | 0 | 0 | 0 | 0 | 0 | 0 | 0 | 0
Commercial_Restaurant_Existing_Space Heating_Natural Gas_Furnace_E6_Codes & Standards Forecast | Commercial | Restaurant | Existing | Space Heating | Natural Gas | Furnace | E6 |  | Codes & Standards Forecast | 0 | 0 | 0 | 0 | 0 | 0 | 0 | 0 | 0 | 0 | 0 | 0 | 0 | 0 | 0 | 0 | 0 | 0 | 0 | 0 | 0 | 0 | 0 | 0 | 0 | 0 | 0 | 0 | 0 | 0 | 0 | 0 | 0
Commercial_Restaurant_Existing_Space Heating_Natural Gas_Furnace_E7_Codes & Standards Forecast | Commercial | Restaurant | Existing | Space Heating | Natural Gas | Furnace | E7 |  | Codes & Standards Forecast | 0 | 0 | 0 | 0 | 0 | 0 | 0 | 0 | 0 | 0 | 0 | 0 | 0 | 0 | 0 | 0 | 0 | 0 | 0 | 0 | 0 | 0 | 0 | 0 | 0 | 0 | 0 | 0 | 0 | 0 | 0 | 0 | 0
Commercial_Restaurant_Existing_Space Heating_Natural Gas_Furnace_E8_Codes & Standards Forecast | Commercial | Restaurant | Existing | Space Heating | Natural Gas | Furnace | E8 |  | Codes & Standards Forecast | 0 | 0 | 0 | 0 | 0 | 0 | 0 | 0 | 0 | 0 | 0 | 0 | 0 | 0 | 0 | 0 | 0 | 0 | 0 | 0 | 0 | 0 | 0 | 0 | 0 | 0 | 0 | 0 | 0 | 0 | 0 | 0 | 0
Commercial_Restaurant_Existing_Space Heating_Natural Gas_Furnace_E9_Codes & Standards Forecast | Commercial | Restaurant | Existing | Space Heating | Natural Gas | Furnace | E9 |  | Codes & Standards Forecast | 0 | 0 | 0 | 0 | 0 | 0 | 0 | 0 | 0 | 0 | 0 | 0 | 0 | 0 | 0 | 0 | 0 | 0 | 0 | 0 | 0 | 0 | 0 | 0 | 0 | 0 | 0 | 0 | 0 | 0 | 0 | 0 | 0
Commercial_Restaurant_Existing_Space Heating_Natural Gas_Furnace_E10_Codes & Standards Forecast | Commercial | Restaurant | Existing | Space Heating | Natural Gas | Furnace | E10 |  | Codes & Standards Forecast | 0 | 0 | 0 | 0 | 0 | 0 | 0 | 0 | 0 | 0 | 0 | 0 | 0 | 0 | 0 | 0 | 0 | 0 | 0 | 0 | 0 | 0 | 0 | 0 | 0 | 0 | 0 | 0 | 0 | 0 | 0 | 0 | 0
Commercial_Restaurant_Existing_Space Heating_Natural Gas_Boiler_E1_Codes & Standards Forecast | Commercial | Restaurant | Existing | Space Heating | Natural Gas | Boiler | E1 |  | Codes & Standards Forecast | 0 | 60.965 | 67.27 | 72.8303 | 77.7632 | 82.0873 | 85.9426 | 89.4104 | 92.5277 | 95.299 | 97.7488 | 99.9074 | 101.7985 | 103.4456 | 104.8698 | 106.0941 | 107.1384 | 108.0208 | 108.7567 | 109.3603 | 109.8434 | 110.2173 | 104.5784 | 99.9856 | 96.2846 | 93.3403 | 91.0358 | 89.2696 | 87.9538 | 87.0124 | 86.3797 | 85.9992 | 85.8253
Commercial_Restaurant_Existing_Space Heating_Natural Gas_Boiler_E2_Codes & Standards Forecast | Commercial | Restaurant | Existing | Space Heating | Natural Gas | Boiler | E2 |  | Codes & Standards Forecast | 0 | 0 | 0 | 0 | 0 | 0 | 0 | 0 | 0 | 0 | 0 | 0 | 0 | 0 | 0 | 0 | 0 | 0 | 0 | 0 | 0 | 0 | 0 | 0 | 0 | 0 | 0 | 0 | 0 | 0 | 0 | 0 | 0
Commercial_Restaurant_Existing_Space Heating_Natural Gas_Boiler_E3_Codes & Standards Forecast | Commercial | Restaurant | Existing | Space Heating | Natural Gas | Boiler | E3 |  | Codes & Standards Forecast | 0 | 0 | 0 | 0 | 0 | 0 | 0 | 0 | 0 | 0 | 0 | 0 | 0 | 0 | 0 | 0 | 0 | 0 | 0 | 0 | 0 | 0 | 0 | 0 | 0 | 0 | 0 | 0 | 0 | 0 | 0 | 0 | 0
Commercial_Restaurant_Existing_Space Heating_Natural Gas_Boiler_E4_Codes & Standards Forecast | Commercial | Restaurant | Existing | Space Heating | Natural Gas | Boiler | E4 |  | Codes & Standards Forecast | 0 | 0 | 0 | 0 | 0 | 0 | 0 | 0 | 0 | 0 | 0 | 0 | 0 | 0 | 0 | 0 | 0 | 0 | 0 | 0 | 0 | 0 | 0 | 0 | 0 | 0 | 0 | 0 | 0 | 0 | 0 | 0 | 0
Commercial_Restaurant_Existing_Space Heating_Natural Gas_Boiler_E5_Codes & Standards Forecast | Commercial | Restaurant | Existing | Space Heating | Natural Gas | Boiler | E5 |  | Codes & Standards Forecast | 0 | 0 | 0 | 0 | 0 | 0 | 0 | 0 | 0 | 0 | 0 | 0 | 0 | 0 | 0 | 0 | 0 | 0 | 0 | 0 | 0 | 0 | 0 | 0 | 0 | 0 | 0 | 0 | 0 | 0 | 0 | 0 | 0
Commercial_Restaurant_Existing_Space Heating_Natural Gas_Boiler_E6_Codes & Standards Forecast | Commercial | Restaurant | Existing | Space Heating | Natural Gas | Boiler | E6 |  | Codes & Standards Forecast | 0 | 0 | 0 | 0 | 0 | 0 | 0 | 0 | 0 | 0 | 0 | 0 | 0 | 0 | 0 | 0 | 0 | 0 | 0 | 0 | 0 | 0 | 0 | 0 | 0 | 0 | 0 | 0 | 0 | 0 | 0 | 0 | 0
Commercial_Restaurant_Existing_Space Heating_Natural Gas_Boiler_E7_Codes & Standards Forecast | Commercial | Restaurant | Existing | Space Heating | Natural Gas | Boiler | E7 |  | Codes & Standards Forecast | 0 | 0 | 0 | 0 | 0 | 0 | 0 | 0 | 0 | 0 | 0 | 0 | 0 | 0 | 0 | 0 | 0 | 0 | 0 | 0 | 0 | 0 | 0 | 0 | 0 | 0 | 0 | 0 | 0 | 0 | 0 | 0 | 0
Commercial_Restaurant_Existing_Space Heating_Natural Gas_Boiler_E8_Codes & Standards Forecast | Commercial | Restaurant | Existing | Space Heating | Natural Gas | Boiler | E8 |  | Codes & Standards Forecast | 0 | 0 | 0 | 0 | 0 | 0 | 0 | 0 | 0 | 0 | 0 | 0 | 0 | 0 | 0 | 0 | 0 | 0 | 0 | 0 | 0 | 0 | 0 | 0 | 0 | 0 | 0 | 0 | 0 | 0 | 0 | 0 | 0
Commercial_Restaurant_Existing_Space Heating_Natural Gas_Boiler_E9_Codes & Standards Forecast | Commercial | Restaurant | Existing | Space Heating | Natural Gas | Boiler | E9 |  | Codes & Standards Forecast | 0 | 0 | 0 | 0 | 0 | 0 | 0 | 0 | 0 | 0 | 0 | 0 | 0 | 0 | 0 | 0 | 0 | 0 | 0 | 0 | 0 | 0 | 0 | 0 | 0 | 0 | 0 | 0 | 0 | 0 | 0 | 0 | 0
Commercial_Restaurant_Existing_Space Heating_Natural Gas_Boiler_E10_Codes & Standards Forecast | Commercial | Restaurant | Existing | Space Heating | Natural Gas | Boiler | E10 |  | Codes & Standards Forecast | 0 | 0 | 0 | 0 | 0 | 0 | 0 | 0 | 0 | 0 | 0 | 0 | 0 | 0 | 0 | 0 | 0 | 0 | 0 | 0 | 0 | 0 | 0 | 0 | 0 | 0 | 0 | 0 | 0 | 0 | 0 | 0 | 0
Commercial_Restaurant_Existing_Space Heating_Natural Gas_Unit Heater_E1_Codes & Standards Forecast | Commercial | Restaurant | Existing | Space Heating | Natural Gas | Unit Heater | E1 |  | Codes & Standards Forecast | 0 | 268.3086 | 347.0174 | 408.5305 | 456.5197 | 493.491 | 522.1533 | 544.4614 | 561.7576 | 574.923 | 584.7599 | 591.9474 | 521.4727 | 480.1327 | 458.8268 | 450.9686 | 451.8205 | 522.2971 | 537.5367 | 548.9967 | 557.4448 | 563.4957 | 567.643 | 556.0374 | 537.721 | 518.0998 | 500.1802 | 485.4173 | 468.2513 | 464.3427 | 468.1121 | 475.8579 | 485.2075
Commercial_Restaurant_Existing_Space Heating_Natural Gas_Unit Heater_E2_Codes & Standards Forecast | Commercial | Restaurant | Existing | Space Heating | Natural Gas | Unit Heater | E2 |  | Codes & Standards Forecast | 0 | 0 | 0 | 0 | 0 | 0 | 0 | 0 | 0 | 0 | 0 | 0 | 0 | 0 | 0 | 0 | 0 | 0 | 0 | 0 | 0 | 0 | 0 | 0 | 0 | 0 | 0 | 0 | 0 | 0 | 0 | 0 | 0
Commercial_Restaurant_Existing_Space Heating_Natural Gas_Unit Heater_E3_Codes & Standards Forecast | Commercial | Restaurant | Existing | Space Heating | Natural Gas | Unit Heater | E3 |  | Codes & Standards Forecast | 0 | 0 | 0 | 0 | 0 | 0 | 0 | 0 | 0 | 0 | 0 | 0 | 0 | 0 | 0 | 0 | 0 | 0 | 0 | 0 | 0 | 0 | 0 | 0 | 0 | 0 | 0 | 0 | 0 | 0 | 0 | 0 | 0
Commercial_Restaurant_Existing_Space Heating_Natural Gas_Unit Heater_E4_Codes & Standards Forecast | Commercial | Restaurant | Existing | Space Heating | Natural Gas | Unit Heater | E4 |  | Codes & Standards Forecast | 0 | 0 | 0 | 0 | 0 | 0 | 0 | 0 | 0 | 0 | 0 | 0 | 0 | 0 | 0 | 0 | 0 | 0 | 0 | 0 | 0 | 0 | 0 | 0 | 0 | 0 | 0 | 0 | 0 | 0 | 0 | 0 | 0
Commercial_Restaurant_Existing_Space Heating_Natural Gas_Unit Heater_E5_Codes & Standards Forecast | Commercial | Restaurant | Existing | Space Heating | Natural Gas | Unit Heater | E5 |  | Codes & Standards Forecast | 0 | 0 | 0 | 0 | 0 | 0 | 0 | 0 | 0 | 0 | 0 | 0 | 0 | 0 | 0 | 0 | 0 | 0 | 0 | 0 | 0 | 0 | 0 | 0 | 0 | 0 | 0 | 0 | 0 | 0 | 0 | 0 | 0
Commercial_Restaurant_Existing_Space Heating_Natural Gas_Unit Heater_E6_Codes & Standards Forecast | Commercial | Restaurant | Existing | Space Heating | Natural Gas | Unit Heater | E6 |  | Codes & Standards Forecast | 0 | 0 | 0 | 0 | 0 | 0 | 0 | 0 | 0 | 0 | 0 | 0 | 0 | 0 | 0 | 0 | 0 | 0 | 0 | 0 | 0 | 0 | 0 | 0 | 0 | 0 | 0 | 0 | 0 | 0 | 0 | 0 | 0
Commercial_Restaurant_Existing_Space Heating_Natural Gas_Unit Heater_E7_Codes & Standards Forecast | Commercial | Restaurant | Existing | Space Heating | Natural Gas | Unit Heater | E7 |  | Codes & Standards Forecast | 0 | 0 | 0 | 0 | 0 | 0 | 0 | 0 | 0 | 0 | 0 | 0 | 0 | 0 | 0 | 0 | 0 | 0 | 0 | 0 | 0 | 0 | 0 | 0 | 0 | 0 | 0 | 0 | 0 | 0 | 0 | 0 | 0
Commercial_Restaurant_Existing_Space Heating_Natural Gas_Unit Heater_E8_Codes & Standards Forecast | Commercial | Restaurant | Existing | Space Heating | Natural Gas | Unit Heater | E8 |  | Codes & Standards Forecast | 0 | 0 | 0 | 0 | 0 | 0 | 0 | 0 | 0 | 0 | 0 | 0 | 0 | 0 | 0 | 0 | 0 | 0 | 0 | 0 | 0 | 0 | 0 | 0 | 0 | 0 | 0 | 0 | 0 | 0 | 0 | 0 | 0
Commercial_Restaurant_Existing_Space Heating_Natural Gas_Unit Heater_E9_Codes & Standards Forecast | Commercial | Restaurant | Existing | Space Heating | Natural Gas | Unit Heater | E9 |  | Codes & Standards Forecast | 0 | 0 | 0 | 0 | 0 | 0 | 0 | 0 | 0 | 0 | 0 | 0 | 0 | 0 | 0 | 0 | 0 | 0 | 0 | 0 | 0 | 0 | 0 | 0 | 0 | 0 | 0 | 0 | 0 | 0 | 0 | 0 | 0
Commercial_Restaurant_Existing_Space Heating_Natural Gas_Unit Heater_E10_Codes & Standards Forecast | Commercial | Restaurant | Existing | Space Heating | Natural Gas | Unit Heater | E10 |  | Codes & Standards Forecast | 0 | 0 | 0 | 0 | 0 | 0 | 0 | 0 | 0 | 0 | 0 | 0 | 0 | 0 | 0 | 0 | 0 | 0 | 0 | 0 | 0 | 0 | 0 | 0 | 0 | 0 | 0 | 0 | 0 | 0 | 0 | 0 | 0
Commercial_Restaurant_Existing_Water Heating_Natural Gas_Water Heater_E1_Codes & Standards Forecast | Commercial | Restaurant | Existing | Water Heating | Natural Gas | Water Heater | E1 |  | Codes & Standards Forecast | 0 | 22765.7379 | 29444.1142 | 34663.4394 | 38735.2812 | 41872.2624 | 44304.2323 | 46197.0588 | 47664.6261 | 48781.6996 | 43140.9174 | 39918.7182 | 38350.2332 | 37882.5279 | 38119.245 | 44293.5956 | 45704.5799 | 46770.6753 | 47562.3628 | 46900.8388 | 45587.3359 | 44105.1575 | 42726.6862 | 41587.1814 | 40211.3806 | 39963.6918 | 40364.8057 | 41097.2403 | 41721.6075 | 43406.6469 | 43313.7099 | 42892.4807 | 42273.7766
Commercial_Restaurant_Existing_Water Heating_Natural Gas_Water Heater_E2_Codes & Standards Forecast | Commercial | Restaurant | Existing | Water Heating | Natural Gas | Water Heater | E2 |  | Codes & Standards Forecast | 0 | 0 | 0 | 0 | 0 | 0 | 0 | 0 | 0 | 0 | 0 | 0 | 0 | 0 | 0 | 0 | 0 | 0 | 0 | 0 | 0 | 0 | 0 | 0 | 0 | 0 | 0 | 0 | 0 | 0 | 0 | 0 | 0
Commercial_Restaurant_Existing_Water Heating_Natural Gas_Water Heater_E3_Codes & Standards Forecast | Commercial | Restaurant | Existing | Water Heating | Natural Gas | Water Heater | E3 |  | Codes & Standards Forecast | 0 | 0 | 0 | 0 | 0 | 0 | 0 | 0 | 0 | 0 | 0 | 0 | 0 | 0 | 0 | 0 | 0 | 0 | 0 | 0 | 0 | 0 | 0 | 0 | 0 | 0 | 0 | 0 | 0 | 0 | 0 | 0 | 0
Commercial_Restaurant_Existing_Water Heating_Natural Gas_Water Heater_E4_Codes & Standards Forecast | Commercial | Restaurant | Existing | Water Heating | Natural Gas | Water Heater | E4 |  | Codes & Standards Forecast | 0 | 0 | 0 | 0 | 0 | 0 | 0 | 0 | 0 | 0 | 0 | 0 | 0 | 0 | 0 | 0 | 0 | 0 | 0 | 0 | 0 | 0 | 0 | 0 | 0 | 0 | 0 | 0 | 0 | 0 | 0 | 0 | 0
Commercial_Restaurant_Existing_Water Heating_Natural Gas_Water Heater_E5_Codes & Standards Forecast | Commercial | Restaurant | Existing | Water Heating | Natural Gas | Water Heater | E5 |  | Codes & Standards Forecast | 0 | 0 | 0 | 0 | 0 | 0 | 0 | 0 | 0 | 0 | 0 | 0 | 0 | 0 | 0 | 0 | 0 | 0 | 0 | 0 | 0 | 0 | 0 | 0 | 0 | 0 | 0 | 0 | 0 | 0 | 0 | 0 | 0
Commercial_Restaurant_Existing_Water Heating_Natural Gas_Water Heater_E6_Codes & Standards Forecast | Commercial | Restaurant | Existing | Water Heating | Natural Gas | Water Heater | E6 |  | Codes & Standards Forecast | 0 | 0 | 0 | 0 | 0 | 0 | 0 | 0 | 0 | 0 | 0 | 0 | 0 | 0 | 0 | 0 | 0 | 0 | 0 | 0 | 0 | 0 | 0 | 0 | 0 | 0 | 0 | 0 | 0 | 0 | 0 | 0 | 0
Commercial_Restaurant_Existing_Water Heating_Natural Gas_Water Heater_E7_Codes & Standards Forecast | Commercial | Restaurant | Existing | Water Heating | Natural Gas | Water Heater | E7 |  | Codes & Standards Forecast | 0 | 0 | 0 | 0 | 0 | 0 | 0 | 0 | 0 | 0 | 0 | 0 | 0 | 0 | 0 | 0 | 0 | 0 | 0 | 0 | 0 | 0 | 0 | 0 | 0 | 0 | 0 | 0 | 0 | 0 | 0 | 0 | 0
Commercial_Restaurant_Existing_Water Heating_Natural Gas_Water Heater_E8_Codes & Standards Forecast | Commercial | Restaurant | Existing | Water Heating | Natural Gas | Water Heater | E8 |  | Codes & Standards Forecast | 0 | 0 | 0 | 0 | 0 | 0 | 0 | 0 | 0 | 0 | 0 | 0 | 0 | 0 | 0 | 0 | 0 | 0 | 0 | 0 | 0 | 0 | 0 | 0 | 0 | 0 | 0 | 0 | 0 | 0 | 0 | 0 | 0
Commercial_Restaurant_Existing_Water Heating_Natural Gas_Water Heater_E9_Codes & Standards Forecast | Commercial | Restaurant | Existing | Water Heating | Natural Gas | Water Heater | E9 |  | Codes & Standards Forecast | 0 | 0 | 0 | 0 | 0 | 0 | 0 | 0 | 0 | 0 | 0 | 0 | 0 | 0 | 0 | 0 | 0 | 0 | 0 | 0 | 0 | 0 | 0 | 0 | 0 | 0 | 0 | 0 | 0 | 0 | 0 | 0 | 0
Commercial_Restaurant_Existing_Water Heating_Natural Gas_Water Heater_E10_Codes & Standards Forecast | Commercial | Restaurant | Existing | Water Heating | Natural Gas | Water Heater | E10 |  | Codes & Standards Forecast | 0 | 0 | 0 | 0 | 0 | 0 | 0 | 0 | 0 | 0 | 0 | 0 | 0 | 0 | 0 | 0 | 0 | 0 | 0 | 0 | 0 | 0 | 0 | 0 | 0 | 0 | 0 | 0 | 0 | 0 | 0 | 0 | 0
Commercial_Restaurant_Existing_Food Preparation_Natural Gas_Oven_E1_Codes & Standards Forecast | Commercial | Restaurant | Existing | Food Preparation | Natural Gas | Oven | E1 |  | Codes & Standards Forecast | 0 | 1952.8756 | 2525.7557 | 2973.4764 | 3322.7645 | 3591.8589 | 3800.4766 | 3962.8458 | 4088.7357 | 4184.5598 | 4256.1572 | 4308.4713 | 3795.5231 | 3494.6313 | 3339.557 | 3282.3608 | 3288.5615 | 3801.5232 | 3912.4446 | 3995.8558 | 4057.3449 | 4101.3859 | 4131.572 | 4047.1013 | 3913.7861 | 3770.9737 | 3640.546 | 3533.0952 | 3408.1529 | 3379.7041 | 3407.1397 | 3463.517 | 3531.5683
Commercial_Restaurant_Existing_Food Preparation_Natural Gas_Oven_E2_Codes & Standards Forecast | Commercial | Restaurant | Existing | Food Preparation | Natural Gas | Oven | E2 |  | Codes & Standards Forecast | 0 | 0 | 0 | 0 | 0 | 0 | 0 | 0 | 0 | 0 | 0 | 0 | 0 | 0 | 0 | 0 | 0 | 0 | 0 | 0 | 0 | 0 | 0 | 0 | 0 | 0 | 0 | 0 | 0 | 0 | 0 | 0 | 0
Commercial_Restaurant_Existing_Food Preparation_Natural Gas_Oven_E3_Codes & Standards Forecast | Commercial | Restaurant | Existing | Food Preparation | Natural Gas | Oven | E3 |  | Codes & Standards Forecast | 0 | 0 | 0 | 0 | 0 | 0 | 0 | 0 | 0 | 0 | 0 | 0 | 0 | 0 | 0 | 0 | 0 | 0 | 0 | 0 | 0 | 0 | 0 | 0 | 0 | 0 | 0 | 0 | 0 | 0 | 0 | 0 | 0
Commercial_Restaurant_Existing_Food Preparation_Natural Gas_Oven_E4_Codes & Standards Forecast | Commercial | Restaurant | Existing | Food Preparation | Natural Gas | Oven | E4 |  | Codes & Standards Forecast | 0 | 0 | 0 | 0 | 0 | 0 | 0 | 0 | 0 | 0 | 0 | 0 | 0 | 0 | 0 | 0 | 0 | 0 | 0 | 0 | 0 | 0 | 0 | 0 | 0 | 0 | 0 | 0 | 0 | 0 | 0 | 0 | 0
Commercial_Restaurant_Existing_Food Preparation_Natural Gas_Oven_E5_Codes & Standards Forecast | Commercial | Restaurant | Existing | Food Preparation | Natural Gas | Oven | E5 |  | Codes & Standards Forecast | 0 | 0 | 0 | 0 | 0 | 0 | 0 | 0 | 0 | 0 | 0 | 0 | 0 | 0 | 0 | 0 | 0 | 0 | 0 | 0 | 0 | 0 | 0 | 0 | 0 | 0 | 0 | 0 | 0 | 0 | 0 | 0 | 0
Commercial_Restaurant_Existing_Food Preparation_Natural Gas_Oven_E6_Codes & Standards Forecast | Commercial | Restaurant | Existing | Food Preparation | Natural Gas | Oven | E6 |  | Codes & Standards Forecast | 0 | 0 | 0 | 0 | 0 | 0 | 0 | 0 | 0 | 0 | 0 | 0 | 0 | 0 | 0 | 0 | 0 | 0 | 0 | 0 | 0 | 0 | 0 | 0 | 0 | 0 | 0 | 0 | 0 | 0 | 0 | 0 | 0
Commercial_Restaurant_Existing_Food Preparation_Natural Gas_Oven_E7_Codes & Standards Forecast | Commercial | Restaurant | Existing | Food Preparation | Natural Gas | Oven | E7 |  | Codes & Standards Forecast | 0 | 0 | 0 | 0 | 0 | 0 | 0 | 0 | 0 | 0 | 0 | 0 | 0 | 0 | 0 | 0 | 0 | 0 | 0 | 0 | 0 | 0 | 0 | 0 | 0 | 0 | 0 | 0 | 0 | 0 | 0 | 0 | 0
Commercial_Restaurant_Existing_Food Preparation_Natural Gas_Oven_E8_Codes & Standards Forecast | Commercial | Restaurant | Existing | Food Preparation | Natural Gas | Oven | E8 |  | Codes & Standards Forecast | 0 | 0 | 0 | 0 | 0 | 0 | 0 | 0 | 0 | 0 | 0 | 0 | 0 | 0 | 0 | 0 | 0 | 0 | 0 | 0 | 0 | 0 | 0 | 0 | 0 | 0 | 0 | 0 | 0 | 0 | 0 | 0 | 0
Commercial_Restaurant_Existing_Food Preparation_Natural Gas_Oven_E9_Codes & Standards Forecast | Commercial | Restaurant | Existing | Food Preparation | Natural Gas | Oven | E9 |  | Codes & Standards Forecast | 0 | 0 | 0 | 0 | 0 | 0 | 0 | 0 | 0 | 0 | 0 | 0 | 0 | 0 | 0 | 0 | 0 | 0 | 0 | 0 | 0 | 0 | 0 | 0 | 0 | 0 | 0 | 0 | 0 | 0 | 0 | 0 | 0
Commercial_Restaurant_Existing_Food Preparation_Natural Gas_Oven_E10_Codes & Standards Forecast | Commercial | Restaurant | Existing | Food Preparation | Natural Gas | Oven | E10 |  | Codes & Standards Forecast | 0 | 0 | 0 | 0 | 0 | 0 | 0 | 0 | 0 | 0 | 0 | 0 | 0 | 0 | 0 | 0 | 0 | 0 | 0 | 0 | 0 | 0 | 0 | 0 | 0 | 0 | 0 | 0 | 0 | 0 | 0 | 0 | 0
Commercial_Restaurant_Existing_Food Preparation_Natural Gas_Conveyor Oven_E1_Codes & Standards Forecast | Commercial | Restaurant | Existing | Food Preparation | Natural Gas | Conveyor Oven | E1 |  | Codes & Standards Forecast | 0 | 689.2502 | 891.4432 | 1049.4623 | 1172.7404 | 1267.7149 | 1341.3447 | 1398.6515 | 1443.0832 | 1476.9034 | 1502.1731 | 1520.6369 | 1533.6329 | 1542.2444 | 1547.3334 | 1549.6425 | 1549.7487 | 1359.1492 | 1244.3753 | 1182.0598 | 1155.2059 | 1151.576 | 1323.1541 | 1357.5222 | 1383.1577 | 1401.8353 | 1414.9757 | 1423.7096 | 1428.9367 | 1431.3732 | 1431.589 | 1430.0374 | 1427.1286
Commercial_Restaurant_Existing_Food Preparation_Natural Gas_Conveyor Oven_E2_Codes & Standards Forecast | Commercial | Restaurant | Existing | Food Preparation | Natural Gas | Conveyor Oven | E2 |  | Codes & Standards Forecast | 0 | 0 | 0 | 0 | 0 | 0 | 0 | 0 | 0 | 0 | 0 | 0 | 0 | 0 | 0 | 0 | 0 | 0 | 0 | 0 | 0 | 0 | 0 | 0 | 0 | 0 | 0 | 0 | 0 | 0 | 0 | 0 | 0
Commercial_Restaurant_Existing_Food Preparation_Natural Gas_Conveyor Oven_E3_Codes & Standards Forecast | Commercial | Restaurant | Existing | Food Preparation | Natural Gas | Conveyor Oven | E3 |  | Codes & Standards Forecast | 0 | 0 | 0 | 0 | 0 | 0 | 0 | 0 | 0 | 0 | 0 | 0 | 0 | 0 | 0 | 0 | 0 | 0 | 0 | 0 | 0 | 0 | 0 | 0 | 0 | 0 | 0 | 0 | 0 | 0 | 0 | 0 | 0
Commercial_Restaurant_Existing_Food Preparation_Natural Gas_Conveyor Oven_E4_Codes & Standards Forecast | Commercial | Restaurant | Existing | Food Preparation | Natural Gas | Conveyor Oven | E4 |  | Codes & Standards Forecast | 0 | 0 | 0 | 0 | 0 | 0 | 0 | 0 | 0 | 0 | 0 | 0 | 0 | 0 | 0 | 0 | 0 | 0 | 0 | 0 | 0 | 0 | 0 | 0 | 0 | 0 | 0 | 0 | 0 | 0 | 0 | 0 | 0
Commercial_Restaurant_Existing_Food Preparation_Natural Gas_Conveyor Oven_E5_Codes & Standards Forecast | Commercial | Restaurant | Existing | Food Preparation | Natural Gas | Conveyor Oven | E5 |  | Codes & Standards Forecast | 0 | 0 | 0 | 0 | 0 | 0 | 0 | 0 | 0 | 0 | 0 | 0 | 0 | 0 | 0 | 0 | 0 | 0 | 0 | 0 | 0 | 0 | 0 | 0 | 0 | 0 | 0 | 0 | 0 | 0 | 0 | 0 | 0
Commercial_Restaurant_Existing_Food Preparation_Natural Gas_Conveyor Oven_E6_Codes & Standards Forecast | Commercial | Restaurant | Existing | Food Preparation | Natural Gas | Conveyor Oven | E6 |  | Codes & Standards Forecast | 0 | 0 | 0 | 0 | 0 | 0 | 0 | 0 | 0 | 0 | 0 | 0 | 0 | 0 | 0 | 0 | 0 | 0 | 0 | 0 | 0 | 0 | 0 | 0 | 0 | 0 | 0 | 0 | 0 | 0 | 0 | 0 | 0
Commercial_Restaurant_Existing_Food Preparation_Natural Gas_Conveyor Oven_E7_Codes & Standards Forecast | Commercial | Restaurant | Existing | Food Preparation | Natural Gas | Conveyor Oven | E7 |  | Codes & Standards Forecast | 0 | 0 | 0 | 0 | 0 | 0 | 0 | 0 | 0 | 0 | 0 | 0 | 0 | 0 | 0 | 0 | 0 | 0 | 0 | 0 | 0 | 0 | 0 | 0 | 0 | 0 | 0 | 0 | 0 | 0 | 0 | 0 | 0
Commercial_Restaurant_Existing_Food Preparation_Natural Gas_Conveyor Oven_E8_Codes & Standards Forecast | Commercial | Restaurant | Existing | Food Preparation | Natural Gas | Conveyor Oven | E8 |  | Codes & Standards Forecast | 0 | 0 | 0 | 0 | 0 | 0 | 0 | 0 | 0 | 0 | 0 | 0 | 0 | 0 | 0 | 0 | 0 | 0 | 0 | 0 | 0 | 0 | 0 | 0 | 0 | 0 | 0 | 0 | 0 | 0 | 0 | 0 | 0
Commercial_Restaurant_Existing_Food Preparation_Natural Gas_Conveyor Oven_E9_Codes & Standards Forecast | Commercial | Restaurant | Existing | Food Preparation | Natural Gas | Conveyor Oven | E9 |  | Codes & Standards Forecast | 0 | 0 | 0 | 0 | 0 | 0 | 0 | 0 | 0 | 0 | 0 | 0 | 0 | 0 | 0 | 0 | 0 | 0 | 0 | 0 | 0 | 0 | 0 | 0 | 0 | 0 | 0 | 0 | 0 | 0 | 0 | 0 | 0
Commercial_Restaurant_Existing_Food Preparation_Natural Gas_Conveyor Oven_E10_Codes & Standards Forecast | Commercial | Restaurant | Existing | Food Preparation | Natural Gas | Conveyor Oven | E10 |  | Codes & Standards Forecast | 0 | 0 | 0 | 0 | 0 | 0 | 0 | 0 | 0 | 0 | 0 | 0 | 0 | 0 | 0 | 0 | 0 | 0 | 0 | 0 | 0 | 0 | 0 | 0 | 0 | 0 | 0 | 0 | 0 | 0 | 0 | 0 | 0
Commercial_Restaurant_Existing_Food Preparation_Natural Gas_Double Rack Oven_E1_Codes & Standards Forecast | Commercial | Restaurant | Existing | Food Preparation | Natural Gas | Double Rack Oven | E1 |  | Codes & Standards Forecast | 0 | 976.4378 | 1262.8778 | 1486.7382 | 1661.3822 | 1795.9295 | 1900.2383 | 1981.4229 | 2044.3678 | 2092.2799 | 2128.0786 | 2154.2356 | 1897.7615 | 1747.3156 | 1669.7785 | 1641.1804 | 1644.2808 | 1900.7616 | 1956.2223 | 1997.9279 | 2028.6725 | 2050.693 | 2065.786 | 2023.5507 | 1956.893 | 1885.4868 | 1820.273 | 1766.5476 | 1704.0765 | 1689.8521 | 1703.5699 | 1731.7585 | 1765.7841
Commercial_Restaurant_Existing_Food Preparation_Natural Gas_Double Rack Oven_E2_Codes & Standards Forecast | Commercial | Restaurant | Existing | Food Preparation | Natural Gas | Double Rack Oven | E2 |  | Codes & Standards Forecast | 0 | 0 | 0 | 0 | 0 | 0 | 0 | 0 | 0 | 0 | 0 | 0 | 0 | 0 | 0 | 0 | 0 | 0 | 0 | 0 | 0 | 0 | 0 | 0 | 0 | 0 | 0 | 0 | 0 | 0 | 0 | 0 | 0
Commercial_Restaurant_Existing_Food Preparation_Natural Gas_Double Rack Oven_E3_Codes & Standards Forecast | Commercial | Restaurant | Existing | Food Preparation | Natural Gas | Double Rack Oven | E3 |  | Codes & Standards Forecast | 0 | 0 | 0 | 0 | 0 | 0 | 0 | 0 | 0 | 0 | 0 | 0 | 0 | 0 | 0 | 0 | 0 | 0 | 0 | 0 | 0 | 0 | 0 | 0 | 0 | 0 | 0 | 0 | 0 | 0 | 0 | 0 | 0
Commercial_Restaurant_Existing_Food Preparation_Natural Gas_Double Rack Oven_E4_Codes & Standards Forecast | Commercial | Restaurant | Existing | Food Preparation | Natural Gas | Double Rack Oven | E4 |  | Codes & Standards Forecast | 0 | 0 | 0 | 0 | 0 | 0 | 0 | 0 | 0 | 0 | 0 | 0 | 0 | 0 | 0 | 0 | 0 | 0 | 0 | 0 | 0 | 0 | 0 | 0 | 0 | 0 | 0 | 0 | 0 | 0 | 0 | 0 | 0
Commercial_Restaurant_Existing_Food Preparation_Natural Gas_Double Rack Oven_E5_Codes & Standards Forecast | Commercial | Restaurant | Existing | Food Preparation | Natural Gas | Double Rack Oven | E5 |  | Codes & Standards Forecast | 0 | 0 | 0 | 0 | 0 | 0 | 0 | 0 | 0 | 0 | 0 | 0 | 0 | 0 | 0 | 0 | 0 | 0 | 0 | 0 | 0 | 0 | 0 | 0 | 0 | 0 | 0 | 0 | 0 | 0 | 0 | 0 | 0
Commercial_Restaurant_Existing_Food Preparation_Natural Gas_Double Rack Oven_E6_Codes & Standards Forecast | Commercial | Restaurant | Existing | Food Preparation | Natural Gas | Double Rack Oven | E6 |  | Codes & Standards Forecast | 0 | 0 | 0 | 0 | 0 | 0 | 0 | 0 | 0 | 0 | 0 | 0 | 0 | 0 | 0 | 0 | 0 | 0 | 0 | 0 | 0 | 0 | 0 | 0 | 0 | 0 | 0 | 0 | 0 | 0 | 0 | 0 | 0
Commercial_Restaurant_Existing_Food Preparation_Natural Gas_Double Rack Oven_E7_Codes & Standards Forecast | Commercial | Restaurant | Existing | Food Preparation | Natural Gas | Double Rack Oven | E7 |  | Codes & Standards Forecast | 0 | 0 | 0 | 0 | 0 | 0 | 0 | 0 | 0 | 0 | 0 | 0 | 0 | 0 | 0 | 0 | 0 | 0 | 0 | 0 | 0 | 0 | 0 | 0 | 0 | 0 | 0 | 0 | 0 | 0 | 0 | 0 | 0
Commercial_Restaurant_Existing_Food Preparation_Natural Gas_Double Rack Oven_E8_Codes & Standards Forecast | Commercial | Restaurant | Existing | Food Preparation | Natural Gas | Double Rack Oven | E8 |  | Codes & Standards Forecast | 0 | 0 | 0 | 0 | 0 | 0 | 0 | 0 | 0 | 0 | 0 | 0 | 0 | 0 | 0 | 0 | 0 | 0 | 0 | 0 | 0 | 0 | 0 | 0 | 0 | 0 | 0 | 0 | 0 | 0 | 0 | 0 | 0
Commercial_Restaurant_Existing_Food Preparation_Natural Gas_Double Rack Oven_E9_Codes & Standards Forecast | Commercial | Restaurant | Existing | Food Preparation | Natural Gas | Double Rack Oven | E9 |  | Codes & Standards Forecast | 0 | 0 | 0 | 0 | 0 | 0 | 0 | 0 | 0 | 0 | 0 | 0 | 0 | 0 | 0 | 0 | 0 | 0 | 0 | 0 | 0 | 0 | 0 | 0 | 0 | 0 | 0 | 0 | 0 | 0 | 0 | 0 | 0
Commercial_Restaurant_Existing_Food Preparation_Natural Gas_Double Rack Oven_E10_Codes & Standards Forecast | Commercial | Restaurant | Existing | Food Preparation | Natural Gas | Double Rack Oven | E10 |  | Codes & Standards Forecast | 0 | 0 | 0 | 0 | 0 | 0 | 0 | 0 | 0 | 0 | 0 | 0 | 0 | 0 | 0 | 0 | 0 | 0 | 0 | 0 | 0 | 0 | 0 | 0 | 0 | 0 | 0 | 0 | 0 | 0 | 0 | 0 | 0
Commercial_Restaurant_Existing_Food Preparation_Natural Gas_Fryer_E1_Codes & Standards Forecast | Commercial | Restaurant | Existing | Food Preparation | Natural Gas | Fryer | E1 |  | Codes & Standards Forecast | 0 | 52156.3512 | 73510.3155 | 0 | 0 | 0 | 0 | 0 | 0 | 0 | 0 | 0 | 0 | 0 | 0 | 0 | 0 | 0 | 0 | 0 | 0 | 0 | 0 | 0 | 0 | 0 | 0 | 0 | 0 | 0 | 0 | 0 | 0
Commercial_Restaurant_Existing_Food Preparation_Natural Gas_Fryer_E2_Codes & Standards Forecast | Commercial | Restaurant | Existing | Food Preparation | Natural Gas | Fryer | E2 |  | Codes & Standards Forecast | 0 | 0 | 0 | 89168.8686 | 100606.1239 | 108837.5284 | 93719.1156 | 87664.5742 | 86996.3798 | 89308.4289 | 104818.3393 | 105883.2482 | 103984.5152 | 101483.7856 | 99487.826 | 96493.9242 | 96524.3704 | 97278.1552 | 97896.4267 | 100855.0858 | 99077.0273 | 97084.2447 | 95639.2431 | 94819.7017 | 94696.2986 | 94846.7897 | 94632.7926 | 94086.8896 | 94004.189 | 92841.4636 | 91954.9706 | 91357.4521 | 90916.0126
Commercial_Restaurant_Existing_Food Preparation_Natural Gas_Fryer_E3_Codes & Standards Forecast | Commercial | Restaurant | Existing | Food Preparation | Natural Gas | Fryer | E3 |  | Codes & Standards Forecast | 0 | 0 | 0 | 0 | 0 | 0 | 0 | 0 | 0 | 0 | 0 | 0 | 0 | 0 | 0 | 0 | 0 | 0 | 0 | 0 | 0 | 0 | 0 | 0 | 0 | 0 | 0 | 0 | 0 | 0 | 0 | 0 | 0
Commercial_Restaurant_Existing_Food Preparation_Natural Gas_Fryer_E4_Codes & Standards Forecast | Commercial | Restaurant | Existing | Food Preparation | Natural Gas | Fryer | E4 |  | Codes & Standards Forecast | 0 | 0 | 0 | 0 | 0 | 0 | 0 | 0 | 0 | 0 | 0 | 0 | 0 | 0 | 0 | 0 | 0 | 0 | 0 | 0 | 0 | 0 | 0 | 0 | 0 | 0 | 0 | 0 | 0 | 0 | 0 | 0 | 0
Commercial_Restaurant_Existing_Food Preparation_Natural Gas_Fryer_E5_Codes & Standards Forecast | Commercial | Restaurant | Existing | Food Preparation | Natural Gas | Fryer | E5 |  | Codes & Standards Forecast | 0 | 0 | 0 | 0 | 0 | 0 | 0 | 0 | 0 | 0 | 0 | 0 | 0 | 0 | 0 | 0 | 0 | 0 | 0 | 0 | 0 | 0 | 0 | 0 | 0 | 0 | 0 | 0 | 0 | 0 | 0 | 0 | 0
Commercial_Restaurant_Existing_Food Preparation_Natural Gas_Fryer_E6_Codes & Standards Forecast | Commercial | Restaurant | Existing | Food Preparation | Natural Gas | Fryer | E6 |  | Codes & Standards Forecast | 0 | 0 | 0 | 0 | 0 | 0 | 0 | 0 | 0 | 0 | 0 | 0 | 0 | 0 | 0 | 0 | 0 | 0 | 0 | 0 | 0 | 0 | 0 | 0 | 0 | 0 | 0 | 0 | 0 | 0 | 0 | 0 | 0
Commercial_Restaurant_Existing_Food Preparation_Natural Gas_Fryer_E7_Codes & Standards Forecast | Commercial | Restaurant | Existing | Food Preparation | Natural Gas | Fryer | E7 |  | Codes & Standards Forecast | 0 | 0 | 0 | 0 | 0 | 0 | 0 | 0 | 0 | 0 | 0 | 0 | 0 | 0 | 0 | 0 | 0 | 0 | 0 | 0 | 0 | 0 | 0 | 0 | 0 | 0 | 0 | 0 | 0 | 0 | 0 | 0 | 0
Commercial_Restaurant_Existing_Food Preparation_Natural Gas_Fryer_E8_Codes & Standards Forecast | Commercial | Restaurant | Existing | Food Preparation | Natural Gas | Fryer | E8 |  | Codes & Standards Forecast | 0 | 0 | 0 | 0 | 0 | 0 | 0 | 0 | 0 | 0 | 0 | 0 | 0 | 0 | 0 | 0 | 0 | 0 | 0 | 0 | 0 | 0 | 0 | 0 | 0 | 0 | 0 | 0 | 0 | 0 | 0 | 0 | 0
Commercial_Restaurant_Existing_Food Preparation_Natural Gas_Fryer_E9_Codes & Standards Forecast | Commercial | Restaurant | Existing | Food Preparation | Natural Gas | Fryer | E9 |  | Codes & Standards Forecast | 0 | 0 | 0 | 0 | 0 | 0 | 0 | 0 | 0 | 0 | 0 | 0 | 0 | 0 | 0 | 0 | 0 | 0 | 0 | 0 | 0 | 0 | 0 | 0 | 0 | 0 | 0 | 0 | 0 | 0 | 0 | 0 | 0
Commercial_Restaurant_Existing_Food Preparation_Natural Gas_Fryer_E10_Codes & Standards Forecast | Commercial | Restaurant | Existing | Food Preparation | Natural Gas | Fryer | E10 |  | Codes & Standards Forecast | 0 | 0 | 0 | 0 | 0 | 0 | 0 | 0 | 0 | 0 | 0 | 0 | 0 | 0 | 0 | 0 | 0 | 0 | 0 | 0 | 0 | 0 | 0 | 0 | 0 | 0 | 0 | 0 | 0 | 0 | 0 | 0 | 0
Commercial_Restaurant_Existing_Food Preparation_Natural Gas_Broiler_E1_Codes & Standards Forecast | Commercial | Restaurant | Existing | Food Preparation | Natural Gas | Broiler | E1 |  | Codes & Standards Forecast | 0 | 23038.7273 | 29797.1857 | 35079.097 | 39199.7653 | 42374.3628 | 44835.495 | 46751.0188 | 48236.1841 | 49366.6527 | 50211.3117 | 50828.4786 | 44777.0565 | 41227.3356 | 39397.8724 | 38723.109 | 38796.2612 | 44847.8417 | 46156.4196 | 47140.4485 | 47865.8569 | 48385.423 | 48741.5383 | 47745.0096 | 46172.245 | 44487.4391 | 42948.7401 | 41681.1076 | 40207.1215 | 39871.5011 | 40195.1681 | 40860.2702 | 41663.0932
Commercial_Restaurant_Existing_Food Preparation_Natural Gas_Broiler_E2_Codes & Standards Forecast | Commercial | Restaurant | Existing | Food Preparation | Natural Gas | Broiler | E2 |  | Codes & Standards Forecast | 0 | 0 | 0 | 0 | 0 | 0 | 0 | 0 | 0 | 0 | 0 | 0 | 0 | 0 | 0 | 0 | 0 | 0 | 0 | 0 | 0 | 0 | 0 | 0 | 0 | 0 | 0 | 0 | 0 | 0 | 0 | 0 | 0
Commercial_Restaurant_Existing_Food Preparation_Natural Gas_Broiler_E3_Codes & Standards Forecast | Commercial | Restaurant | Existing | Food Preparation | Natural Gas | Broiler | E3 |  | Codes & Standards Forecast | 0 | 0 | 0 | 0 | 0 | 0 | 0 | 0 | 0 | 0 | 0 | 0 | 0 | 0 | 0 | 0 | 0 | 0 | 0 | 0 | 0 | 0 | 0 | 0 | 0 | 0 | 0 | 0 | 0 | 0 | 0 | 0 | 0
Commercial_Restaurant_Existing_Food Preparation_Natural Gas_Broiler_E4_Codes & Standards Forecast | Commercial | Restaurant | Existing | Food Preparation | Natural Gas | Broiler | E4 |  | Codes & Standards Forecast | 0 | 0 | 0 | 0 | 0 | 0 | 0 | 0 | 0 | 0 | 0 | 0 | 0 | 0 | 0 | 0 | 0 | 0 | 0 | 0 | 0 | 0 | 0 | 0 | 0 | 0 | 0 | 0 | 0 | 0 | 0 | 0 | 0
Commercial_Restaurant_Existing_Food Preparation_Natural Gas_Broiler_E5_Codes & Standards Forecast | Commercial | Restaurant | Existing | Food Preparation | Natural Gas | Broiler | E5 |  | Codes & Standards Forecast | 0 | 0 | 0 | 0 | 0 | 0 | 0 | 0 | 0 | 0 | 0 | 0 | 0 | 0 | 0 | 0 | 0 | 0 | 0 | 0 | 0 | 0 | 0 | 0 | 0 | 0 | 0 | 0 | 0 | 0 | 0 | 0 | 0
Commercial_Restaurant_Existing_Food Preparation_Natural Gas_Broiler_E6_Codes & Standards Forecast | Commercial | Restaurant | Existing | Food Preparation | Natural Gas | Broiler | E6 |  | Codes & Standards Forecast | 0 | 0 | 0 | 0 | 0 | 0 | 0 | 0 | 0 | 0 | 0 | 0 | 0 | 0 | 0 | 0 | 0 | 0 | 0 | 0 | 0 | 0 | 0 | 0 | 0 | 0 | 0 | 0 | 0 | 0 | 0 | 0 | 0
Commercial_Restaurant_Existing_Food Preparation_Natural Gas_Broiler_E7_Codes & Standards Forecast | Commercial | Restaurant | Existing | Food Preparation | Natural Gas | Broiler | E7 |  | Codes & Standards Forecast | 0 | 0 | 0 | 0 | 0 | 0 | 0 | 0 | 0 | 0 | 0 | 0 | 0 | 0 | 0 | 0 | 0 | 0 | 0 | 0 | 0 | 0 | 0 | 0 | 0 | 0 | 0 | 0 | 0 | 0 | 0 | 0 | 0
Commercial_Restaurant_Existing_Food Preparation_Natural Gas_Broiler_E8_Codes & Standards Forecast | Commercial | Restaurant | Existing | Food Preparation | Natural Gas | Broiler | E8 |  | Codes & Standards Forecast | 0 | 0 | 0 | 0 | 0 | 0 | 0 | 0 | 0 | 0 | 0 | 0 | 0 | 0 | 0 | 0 | 0 | 0 | 0 | 0 | 0 | 0 | 0 | 0 | 0 | 0 | 0 | 0 | 0 | 0 | 0 | 0 | 0
Commercial_Restaurant_Existing_Food Preparation_Natural Gas_Broiler_E9_Codes & Standards Forecast | Commercial | Restaurant | Existing | Food Preparation | Natural Gas | Broiler | E9 |  | Codes & Standards Forecast | 0 | 0 | 0 | 0 | 0 | 0 | 0 | 0 | 0 | 0 | 0 | 0 | 0 | 0 | 0 | 0 | 0 | 0 | 0 | 0 | 0 | 0 | 0 | 0 | 0 | 0 | 0 | 0 | 0 | 0 | 0 | 0 | 0
Commercial_Restaurant_Existing_Food Preparation_Natural Gas_Broiler_E10_Codes & Standards Forecast | Commercial | Restaurant | Existing | Food Preparation | Natural Gas | Broiler | E10 |  | Codes & Standards Forecast | 0 | 0 | 0 | 0 | 0 | 0 | 0 | 0 | 0 | 0 | 0 | 0 | 0 | 0 | 0 | 0 | 0 | 0 | 0 | 0 | 0 | 0 | 0 | 0 | 0 | 0 | 0 | 0 | 0 | 0 | 0 | 0 | 0
Commercial_Restaurant_Existing_Food Preparation_Natural Gas_Griddle_E1_Codes & Standards Forecast | Commercial | Restaurant | Existing | Food Preparation | Natural Gas | Griddle | E1 |  | Codes & Standards Forecast | 0 | 26322.4254 | 34044.1634 | 40078.9029 | 44786.8879 | 48413.9592 | 51225.8753 | 53414.4178 | 55111.2629 | 56402.8566 | 57367.9045 | 58073.0358 | 51159.1076 | 47103.4468 | 45013.2311 | 44242.294 | 44325.8726 | 51239.9817 | 52735.0706 | 53859.3526 | 54688.1532 | 55281.7728 | 55688.645 | 54550.0815 | 52753.1516 | 50828.2112 | 49070.2022 | 47621.8947 | 45937.8221 | 45554.3659 | 45924.165 | 46684.0638 | 47601.3127
Commercial_Restaurant_Existing_Food Preparation_Natural Gas_Griddle_E2_Codes & Standards Forecast | Commercial | Restaurant | Existing | Food Preparation | Natural Gas | Griddle | E2 |  | Codes & Standards Forecast | 0 | 0 | 0 | 0 | 0 | 0 | 0 | 0 | 0 | 0 | 0 | 0 | 0 | 0 | 0 | 0 | 0 | 0 | 0 | 0 | 0 | 0 | 0 | 0 | 0 | 0 | 0 | 0 | 0 | 0 | 0 | 0 | 0
Commercial_Restaurant_Existing_Food Preparation_Natural Gas_Griddle_E3_Codes & Standards Forecast | Commercial | Restaurant | Existing | Food Preparation | Natural Gas | Griddle | E3 |  | Codes & Standards Forecast | 0 | 0 | 0 | 0 | 0 | 0 | 0 | 0 | 0 | 0 | 0 | 0 | 0 | 0 | 0 | 0 | 0 | 0 | 0 | 0 | 0 | 0 | 0 | 0 | 0 | 0 | 0 | 0 | 0 | 0 | 0 | 0 | 0
Commercial_Restaurant_Existing_Food Preparation_Natural Gas_Griddle_E4_Codes & Standards Forecast | Commercial | Restaurant | Existing | Food Preparation | Natural Gas | Griddle | E4 |  | Codes & Standards Forecast | 0 | 0 | 0 | 0 | 0 | 0 | 0 | 0 | 0 | 0 | 0 | 0 | 0 | 0 | 0 | 0 | 0 | 0 | 0 | 0 | 0 | 0 | 0 | 0 | 0 | 0 | 0 | 0 | 0 | 0 | 0 | 0 | 0
Commercial_Restaurant_Existing_Food Preparation_Natural Gas_Griddle_E5_Codes & Standards Forecast | Commercial | Restaurant | Existing | Food Preparation | Natural Gas | Griddle | E5 |  | Codes & Standards Forecast | 0 | 0 | 0 | 0 | 0 | 0 | 0 | 0 | 0 | 0 | 0 | 0 | 0 | 0 | 0 | 0 | 0 | 0 | 0 | 0 | 0 | 0 | 0 | 0 | 0 | 0 | 0 | 0 | 0 | 0 | 0 | 0 | 0
Commercial_Restaurant_Existing_Food Preparation_Natural Gas_Griddle_E6_Codes & Standards Forecast | Commercial | Restaurant | Existing | Food Preparation | Natural Gas | Griddle | E6 |  | Codes & Standards Forecast | 0 | 0 | 0 | 0 | 0 | 0 | 0 | 0 | 0 | 0 | 0 | 0 | 0 | 0 | 0 | 0 | 0 | 0 | 0 | 0 | 0 | 0 | 0 | 0 | 0 | 0 | 0 | 0 | 0 | 0 | 0 | 0 | 0
Commercial_Restaurant_Existing_Food Preparation_Natural Gas_Griddle_E7_Codes & Standards Forecast | Commercial | Restaurant | Existing | Food Preparation | Natural Gas | Griddle | E7 |  | Codes & Standards Forecast | 0 | 0 | 0 | 0 | 0 | 0 | 0 | 0 | 0 | 0 | 0 | 0 | 0 | 0 | 0 | 0 | 0 | 0 | 0 | 0 | 0 | 0 | 0 | 0 | 0 | 0 | 0 | 0 | 0 | 0 | 0 | 0 | 0
Commercial_Restaurant_Existing_Food Preparation_Natural Gas_Griddle_E8_Codes & Standards Forecast | Commercial | Restaurant | Existing | Food Preparation | Natural Gas | Griddle | E8 |  | Codes & Standards Forecast | 0 | 0 | 0 | 0 | 0 | 0 | 0 | 0 | 0 | 0 | 0 | 0 | 0 | 0 | 0 | 0 | 0 | 0 | 0 | 0 | 0 | 0 | 0 | 0 | 0 | 0 | 0 | 0 | 0 | 0 | 0 | 0 | 0
Commercial_Restaurant_Existing_Food Preparation_Natural Gas_Griddle_E9_Codes & Standards Forecast | Commercial | Restaurant | Existing | Food Preparation | Natural Gas | Griddle | E9 |  | Codes & Standards Forecast | 0 | 0 | 0 | 0 | 0 | 0 | 0 | 0 | 0 | 0 | 0 | 0 | 0 | 0 | 0 | 0 | 0 | 0 | 0 | 0 | 0 | 0 | 0 | 0 | 0 | 0 | 0 | 0 | 0 | 0 | 0 | 0 | 0
Commercial_Restaurant_Existing_Food Preparation_Natural Gas_Griddle_E10_Codes & Standards Forecast | Commercial | Restaurant | Existing | Food Preparation | Natural Gas | Griddle | E10 |  | Codes & Standards Forecast | 0 | 0 | 0 | 0 | 0 | 0 | 0 | 0 | 0 | 0 | 0 | 0 | 0 | 0 | 0 | 0 | 0 | 0 | 0 | 0 | 0 | 0 | 0 | 0 | 0 | 0 | 0 | 0 | 0 | 0 | 0 | 0 | 0
Commercial_Restaurant_Existing_Food Preparation_Natural Gas_Range_E1_Codes & Standards Forecast | Commercial | Restaurant | Existing | Food Preparation | Natural Gas | Range | E1 |  | Codes & Standards Forecast | 0 | 29279.6101 | 37868.8443 | 44581.5547 | 49818.4569 | 53853.0103 | 56980.8302 | 59415.2439 | 61302.7206 | 62739.4179 | 55484.6606 | 51340.5061 | 49323.2366 | 48721.7085 | 49026.1565 | 56967.1502 | 58781.8539 | 60152.987 | 61171.1971 | 60320.3938 | 58631.0634 | 56724.795 | 54951.9071 | 53486.3602 | 51716.9069 | 51398.3478 | 51914.2309 | 52856.2341 | 53659.249 | 55826.4223 | 55706.8936 | 55165.1397 | 54369.4081
Commercial_Restaurant_Existing_Food Preparation_Natural Gas_Range_E2_Codes & Standards Forecast | Commercial | Restaurant | Existing | Food Preparation | Natural Gas | Range | E2 |  | Codes & Standards Forecast | 0 | 0 | 0 | 0 | 0 | 0 | 0 | 0 | 0 | 0 | 0 | 0 | 0 | 0 | 0 | 0 | 0 | 0 | 0 | 0 | 0 | 0 | 0 | 0 | 0 | 0 | 0 | 0 | 0 | 0 | 0 | 0 | 0
Commercial_Restaurant_Existing_Food Preparation_Natural Gas_Range_E3_Codes & Standards Forecast | Commercial | Restaurant | Existing | Food Preparation | Natural Gas | Range | E3 |  | Codes & Standards Forecast | 0 | 0 | 0 | 0 | 0 | 0 | 0 | 0 | 0 | 0 | 0 | 0 | 0 | 0 | 0 | 0 | 0 | 0 | 0 | 0 | 0 | 0 | 0 | 0 | 0 | 0 | 0 | 0 | 0 | 0 | 0 | 0 | 0
Commercial_Restaurant_Existing_Food Preparation_Natural Gas_Range_E4_Codes & Standards Forecast | Commercial | Restaurant | Existing | Food Preparation | Natural Gas | Range | E4 |  | Codes & Standards Forecast | 0 | 0 | 0 | 0 | 0 | 0 | 0 | 0 | 0 | 0 | 0 | 0 | 0 | 0 | 0 | 0 | 0 | 0 | 0 | 0 | 0 | 0 | 0 | 0 | 0 | 0 | 0 | 0 | 0 | 0 | 0 | 0 | 0
Commercial_Restaurant_Existing_Food Preparation_Natural Gas_Range_E5_Codes & Standards Forecast | Commercial | Restaurant | Existing | Food Preparation | Natural Gas | Range | E5 |  | Codes & Standards Forecast | 0 | 0 | 0 | 0 | 0 | 0 | 0 | 0 | 0 | 0 | 0 | 0 | 0 | 0 | 0 | 0 | 0 | 0 | 0 | 0 | 0 | 0 | 0 | 0 | 0 | 0 | 0 | 0 | 0 | 0 | 0 | 0 | 0
Commercial_Restaurant_Existing_Food Preparation_Natural Gas_Range_E6_Codes & Standards Forecast | Commercial | Restaurant | Existing | Food Preparation | Natural Gas | Range | E6 |  | Codes & Standards Forecast | 0 | 0 | 0 | 0 | 0 | 0 | 0 | 0 | 0 | 0 | 0 | 0 | 0 | 0 | 0 | 0 | 0 | 0 | 0 | 0 | 0 | 0 | 0 | 0 | 0 | 0 | 0 | 0 | 0 | 0 | 0 | 0 | 0
Commercial_Restaurant_Existing_Food Preparation_Natural Gas_Range_E7_Codes & Standards Forecast | Commercial | Restaurant | Existing | Food Preparation | Natural Gas | Range | E7 |  | Codes & Standards Forecast | 0 | 0 | 0 | 0 | 0 | 0 | 0 | 0 | 0 | 0 | 0 | 0 | 0 | 0 | 0 | 0 | 0 | 0 | 0 | 0 | 0 | 0 | 0 | 0 | 0 | 0 | 0 | 0 | 0 | 0 | 0 | 0 | 0
Commercial_Restaurant_Existing_Food Preparation_Natural Gas_Range_E8_Codes & Standards Forecast | Commercial | Restaurant | Existing | Food Preparation | Natural Gas | Range | E8 |  | Codes & Standards Forecast | 0 | 0 | 0 | 0 | 0 | 0 | 0 | 0 | 0 | 0 | 0 | 0 | 0 | 0 | 0 | 0 | 0 | 0 | 0 | 0 | 0 | 0 | 0 | 0 | 0 | 0 | 0 | 0 | 0 | 0 | 0 | 0 | 0
Commercial_Restaurant_Existing_Food Preparation_Natural Gas_Range_E9_Codes & Standards Forecast | Commercial | Restaurant | Existing | Food Preparation | Natural Gas | Range | E9 |  | Codes & Standards Forecast | 0 | 0 | 0 | 0 | 0 | 0 | 0 | 0 | 0 | 0 | 0 | 0 | 0 | 0 | 0 | 0 | 0 | 0 | 0 | 0 | 0 | 0 | 0 | 0 | 0 | 0 | 0 | 0 | 0 | 0 | 0 | 0 | 0
Commercial_Restaurant_Existing_Food Preparation_Natural Gas_Range_E10_Codes & Standards Forecast | Commercial | Restaurant | Existing | Food Preparation | Natural Gas | Range | E10 |  | Codes & Standards Forecast | 0 | 0 | 0 | 0 | 0 | 0 | 0 | 0 | 0 | 0 | 0 | 0 | 0 | 0 | 0 | 0 | 0 | 0 | 0 | 0 | 0 | 0 | 0 | 0 | 0 | 0 | 0 | 0 | 0 | 0 | 0 | 0 | 0
Commercial_Restaurant_Existing_Food Preparation_Natural Gas_Steamer_E1_Codes & Standards Forecast | Commercial | Restaurant | Existing | Food Preparation | Natural Gas | Steamer | E1 |  | Codes & Standards Forecast | 0 | 1874.803 | 2124.2734 | 0 | 0 | 0 | 0 | 0 | 0 | 0 | 0 | 0 | 0 | 0 | 0 | 0 | 0 | 0 | 0 | 0 | 0 | 0 | 0 | 0 | 0 | 0 | 0 | 0 | 0 | 0 | 0 | 0 | 0
Commercial_Restaurant_Existing_Food Preparation_Natural Gas_Steamer_E2_Codes & Standards Forecast | Commercial | Restaurant | Existing | Food Preparation | Natural Gas | Steamer | E2 |  | Codes & Standards Forecast | 0 | 0 | 0 | 2339.9315 | 2527.0497 | 2687.5659 | 2827.195 | 2949.6063 | 3056.845 | 3149.7522 | 2982.8363 | 2861.5755 | 2777.272 | 2722.6768 | 2691.7226 | 2679.4415 | 2681.6693 | 2694.959 | 2716.4494 | 3239.5886 | 3239.2233 | 3221.4353 | 3192.3902 | 3156.7657 | 3118.0646 | 3078.8269 | 3040.8749 | 3005.4473 | 2956.7714 | 2926.0405 | 2906.9925 | 2895.1152 | 2887.3325
Commercial_Restaurant_Existing_Food Preparation_Natural Gas_Steamer_E3_Codes & Standards Forecast | Commercial | Restaurant | Existing | Food Preparation | Natural Gas | Steamer | E3 |  | Codes & Standards Forecast | 0 | 0 | 0 | 0 | 0 | 0 | 0 | 0 | 0 | 0 | 0 | 0 | 0 | 0 | 0 | 0 | 0 | 0 | 0 | 0 | 0 | 0 | 0 | 0 | 0 | 0 | 0 | 0 | 0 | 0 | 0 | 0 | 0
Commercial_Restaurant_Existing_Food Preparation_Natural Gas_Steamer_E4_Codes & Standards Forecast | Commercial | Restaurant | Existing | Food Preparation | Natural Gas | Steamer | E4 |  | Codes & Standards Forecast | 0 | 0 | 0 | 0 | 0 | 0 | 0 | 0 | 0 | 0 | 0 | 0 | 0 | 0 | 0 | 0 | 0 | 0 | 0 | 0 | 0 | 0 | 0 | 0 | 0 | 0 | 0 | 0 | 0 | 0 | 0 | 0 | 0
Commercial_Restaurant_Existing_Food Preparation_Natural Gas_Steamer_E5_Codes & Standards Forecast | Commercial | Restaurant | Existing | Food Preparation | Natural Gas | Steamer | E5 |  | Codes & Standards Forecast | 0 | 0 | 0 | 0 | 0 | 0 | 0 | 0 | 0 | 0 | 0 | 0 | 0 | 0 | 0 | 0 | 0 | 0 | 0 | 0 | 0 | 0 | 0 | 0 | 0 | 0 | 0 | 0 | 0 | 0 | 0 | 0 | 0
Commercial_Restaurant_Existing_Food Preparation_Natural Gas_Steamer_E6_Codes & Standards Forecast | Commercial | Restaurant | Existing | Food Preparation | Natural Gas | Steamer | E6 |  | Codes & Standards Forecast | 0 | 0 | 0 | 0 | 0 | 0 | 0 | 0 | 0 | 0 | 0 | 0 | 0 | 0 | 0 | 0 | 0 | 0 | 0 | 0 | 0 | 0 | 0 | 0 | 0 | 0 | 0 | 0 | 0 | 0 | 0 | 0 | 0
Commercial_Restaurant_Existing_Food Preparation_Natural Gas_Steamer_E7_Codes & Standards Forecast | Commercial | Restaurant | Existing | Food Preparation | Natural Gas | Steamer | E7 |  | Codes & Standards Forecast | 0 | 0 | 0 | 0 | 0 | 0 | 0 | 0 | 0 | 0 | 0 | 0 | 0 | 0 | 0 | 0 | 0 | 0 | 0 | 0 | 0 | 0 | 0 | 0 | 0 | 0 | 0 | 0 | 0 | 0 | 0 | 0 | 0
Commercial_Restaurant_Existing_Food Preparation_Natural Gas_Steamer_E8_Codes & Standards Forecast | Commercial | Restaurant | Existing | Food Preparation | Natural Gas | Steamer | E8 |  | Codes & Standards Forecast | 0 | 0 | 0 | 0 | 0 | 0 | 0 | 0 | 0 | 0 | 0 | 0 | 0 | 0 | 0 | 0 | 0 | 0 | 0 | 0 | 0 | 0 | 0 | 0 | 0 | 0 | 0 | 0 | 0 | 0 | 0 | 0 | 0
Commercial_Restaurant_Existing_Food Preparation_Natural Gas_Steamer_E9_Codes & Standards Forecast | Commercial | Restaurant | Existing | Food Preparation | Natural Gas | Steamer | E9 |  | Codes & Standards Forecast | 0 | 0 | 0 | 0 | 0 | 0 | 0 | 0 | 0 | 0 | 0 | 0 | 0 | 0 | 0 | 0 | 0 | 0 | 0 | 0 | 0 | 0 | 0 | 0 | 0 | 0 | 0 | 0 | 0 | 0 | 0 | 0 | 0
Commercial_Restaurant_Existing_Food Preparation_Natural Gas_Steamer_E10_Codes & Standards Forecast | Commercial | Restaurant | Existing | Food Preparation | Natural Gas | Steamer | E10 |  | Codes & Standards Forecast | 0 | 0 | 0 | 0 | 0 | 0 | 0 | 0 | 0 | 0 | 0 | 0 | 0 | 0 | 0 | 0 | 0 | 0 | 0 | 0 | 0 | 0 | 0 | 0 | 0 | 0 | 0 | 0 | 0 | 0 | 0 | 0 | 0
Commercial_Restaurant_Existing_Food Preparation_Natural Gas_Food Prep Other_E1_Codes & Standards Forecast | Commercial | Restaurant | Existing | Food Preparation | Natural Gas | Food Prep Other | E1 |  | Codes & Standards Forecast | 0 | 113.9491 | 147.3763 | 173.5005 | 193.8812 | 209.5827 | 221.7554 | 231.2296 | 238.5752 | 244.1664 | 215.9327 | 199.8047 | 191.954 | 189.613 | 190.7978 | 221.7022 | 228.7646 | 234.1007 | 238.0633 | 234.7522 | 228.1777 | 220.759 | 213.8594 | 208.1558 | 201.2695 | 200.0298 | 202.0375 | 205.7035 | 208.8286 | 217.2628 | 216.7976 | 214.6892 | 211.5924
Commercial_Restaurant_Existing_Food Preparation_Natural Gas_Food Prep Other_E2_Codes & Standards Forecast | Commercial | Restaurant | Existing | Food Preparation | Natural Gas | Food Prep Other | E2 |  | Codes & Standards Forecast | 0 | 0 | 0 | 0 | 0 | 0 | 0 | 0 | 0 | 0 | 0 | 0 | 0 | 0 | 0 | 0 | 0 | 0 | 0 | 0 | 0 | 0 | 0 | 0 | 0 | 0 | 0 | 0 | 0 | 0 | 0 | 0 | 0
Commercial_Restaurant_Existing_Food Preparation_Natural Gas_Food Prep Other_E3_Codes & Standards Forecast | Commercial | Restaurant | Existing | Food Preparation | Natural Gas | Food Prep Other | E3 |  | Codes & Standards Forecast | 0 | 0 | 0 | 0 | 0 | 0 | 0 | 0 | 0 | 0 | 0 | 0 | 0 | 0 | 0 | 0 | 0 | 0 | 0 | 0 | 0 | 0 | 0 | 0 | 0 | 0 | 0 | 0 | 0 | 0 | 0 | 0 | 0
Commercial_Restaurant_Existing_Food Preparation_Natural Gas_Food Prep Other_E4_Codes & Standards Forecast | Commercial | Restaurant | Existing | Food Preparation | Natural Gas | Food Prep Other | E4 |  | Codes & Standards Forecast | 0 | 0 | 0 | 0 | 0 | 0 | 0 | 0 | 0 | 0 | 0 | 0 | 0 | 0 | 0 | 0 | 0 | 0 | 0 | 0 | 0 | 0 | 0 | 0 | 0 | 0 | 0 | 0 | 0 | 0 | 0 | 0 | 0
Commercial_Restaurant_Existing_Food Preparation_Natural Gas_Food Prep Other_E5_Codes & Standards Forecast | Commercial | Restaurant | Existing | Food Preparation | Natural Gas | Food Prep Other | E5 |  | Codes & Standards Forecast | 0 | 0 | 0 | 0 | 0 | 0 | 0 | 0 | 0 | 0 | 0 | 0 | 0 | 0 | 0 | 0 | 0 | 0 | 0 | 0 | 0 | 0 | 0 | 0 | 0 | 0 | 0 | 0 | 0 | 0 | 0 | 0 | 0
Commercial_Restaurant_Existing_Food Preparation_Natural Gas_Food Prep Other_E6_Codes & Standards Forecast | Commercial | Restaurant | Existing | Food Preparation | Natural Gas | Food Prep Other | E6 |  | Codes & Standards Forecast | 0 | 0 | 0 | 0 | 0 | 0 | 0 | 0 | 0 | 0 | 0 | 0 | 0 | 0 | 0 | 0 | 0 | 0 | 0 | 0 | 0 | 0 | 0 | 0 | 0 | 0 | 0 | 0 | 0 | 0 | 0 | 0 | 0
Commercial_Restaurant_Existing_Food Preparation_Natural Gas_Food Prep Other_E7_Codes & Standards Forecast | Commercial | Restaurant | Existing | Food Preparation | Natural Gas | Food Prep Other | E7 |  | Codes & Standards Forecast | 0 | 0 | 0 | 0 | 0 | 0 | 0 | 0 | 0 | 0 | 0 | 0 | 0 | 0 | 0 | 0 | 0 | 0 | 0 | 0 | 0 | 0 | 0 | 0 | 0 | 0 | 0 | 0 | 0 | 0 | 0 | 0 | 0
Commercial_Restaurant_Existing_Food Preparation_Natural Gas_Food Prep Other_E8_Codes & Standards Forecast | Commercial | Restaurant | Existing | Food Preparation | Natural Gas | Food Prep Other | E8 |  | Codes & Standards Forecast | 0 | 0 | 0 | 0 | 0 | 0 | 0 | 0 | 0 | 0 | 0 | 0 | 0 | 0 | 0 | 0 | 0 | 0 | 0 | 0 | 0 | 0 | 0 | 0 | 0 | 0 | 0 | 0 | 0 | 0 | 0 | 0 | 0
Commercial_Restaurant_Existing_Food Preparation_Natural Gas_Food Prep Other_E9_Codes & Standards Forecast | Commercial | Restaurant | Existing | Food Preparation | Natural Gas | Food Prep Other | E9 |  | Codes & Standards Forecast | 0 | 0 | 0 | 0 | 0 | 0 | 0 | 0 | 0 | 0 | 0 | 0 | 0 | 0 | 0 | 0 | 0 | 0 | 0 | 0 | 0 | 0 | 0 | 0 | 0 | 0 | 0 | 0 | 0 | 0 | 0 | 0 | 0
Commercial_Restaurant_Existing_Food Preparation_Natural Gas_Food Prep Other_E10_Codes & Standards Forecast | Commercial | Restaurant | Existing | Food Preparation | Natural Gas | Food Prep Other | E10 |  | Codes & Standards Forecast | 0 | 0 | 0 | 0 | 0 | 0 | 0 | 0 | 0 | 0 | 0 | 0 | 0 | 0 | 0 | 0 | 0 | 0 | 0 | 0 | 0 | 0 | 0 | 0 | 0 | 0 | 0 | 0 | 0 | 0 | 0 | 0 | 0
Commercial_Restaurant_Existing_Miscellaneous_Natural Gas_Pool Heater_E1_Codes & Standards Forecast | Commercial | Restaurant | Existing | Miscellaneous | Natural Gas | Pool Heater | E1 |  | Codes & Standards Forecast | 0 | 0 | 0 | 0 | 0 | 0 | 0 | 0 | 0 | 0 | 0 | 0 | 0 | 0 | 0 | 0 | 0 | 0 | 0 | 0 | 0 | 0 | 0 | 0 | 0 | 0 | 0 | 0 | 0 | 0 | 0 | 0 | 0
Commercial_Restaurant_Existing_Miscellaneous_Natural Gas_Pool Heater_E2_Codes & Standards Forecast | Commercial | Restaurant | Existing | Miscellaneous | Natural Gas | Pool Heater | E2 |  | Codes & Standards Forecast | 0 | 0 | 0 | 0 | 0 | 0 | 0 | 0 | 0 | 0 | 0 | 0 | 0 | 0 | 0 | 0 | 0 | 0 | 0 | 0 | 0 | 0 | 0 | 0 | 0 | 0 | 0 | 0 | 0 | 0 | 0 | 0 | 0
Commercial_Restaurant_Existing_Miscellaneous_Natural Gas_Pool Heater_E3_Codes & Standards Forecast | Commercial | Restaurant | Existing | Miscellaneous | Natural Gas | Pool Heater | E3 |  | Codes & Standards Forecast | 0 | 0 | 0 | 0 | 0 | 0 | 0 | 0 | 0 | 0 | 0 | 0 | 0 | 0 | 0 | 0 | 0 | 0 | 0 | 0 | 0 | 0 | 0 | 0 | 0 | 0 | 0 | 0 | 0 | 0 | 0 | 0 | 0
Commercial_Restaurant_Existing_Miscellaneous_Natural Gas_Pool Heater_E4_Codes & Standards Forecast | Commercial | Restaurant | Existing | Miscellaneous | Natural Gas | Pool Heater | E4 |  | Codes & Standards Forecast | 0 | 0 | 0 | 0 | 0 | 0 | 0 | 0 | 0 | 0 | 0 | 0 | 0 | 0 | 0 | 0 | 0 | 0 | 0 | 0 | 0 | 0 | 0 | 0 | 0 | 0 | 0 | 0 | 0 | 0 | 0 | 0 | 0
Commercial_Restaurant_Existing_Miscellaneous_Natural Gas_Pool Heater_E5_Codes & Standards Forecast | Commercial | Restaurant | Existing | Miscellaneous | Natural Gas | Pool Heater | E5 |  | Codes & Standards Forecast | 0 | 0 | 0 | 0 | 0 | 0 | 0 | 0 | 0 | 0 | 0 | 0 | 0 | 0 | 0 | 0 | 0 | 0 | 0 | 0 | 0 | 0 | 0 | 0 | 0 | 0 | 0 | 0 | 0 | 0 | 0 | 0 | 0
Commercial_Restaurant_Existing_Miscellaneous_Natural Gas_Pool Heater_E6_Codes & Standards Forecast | Commercial | Restaurant | Existing | Miscellaneous | Natural Gas | Pool Heater | E6 |  | Codes & Standards Forecast | 0 | 0 | 0 | 0 | 0 | 0 | 0 | 0 | 0 | 0 | 0 | 0 | 0 | 0 | 0 | 0 | 0 | 0 | 0 | 0 | 0 | 0 | 0 | 0 | 0 | 0 | 0 | 0 | 0 | 0 | 0 | 0 | 0
Commercial_Restaurant_Existing_Miscellaneous_Natural Gas_Pool Heater_E7_Codes & Standards Forecast | Commercial | Restaurant | Existing | Miscellaneous | Natural Gas | Pool Heater | E7 |  | Codes & Standards Forecast | 0 | 0 | 0 | 0 | 0 | 0 | 0 | 0 | 0 | 0 | 0 | 0 | 0 | 0 | 0 | 0 | 0 | 0 | 0 | 0 | 0 | 0 | 0 | 0 | 0 | 0 | 0 | 0 | 0 | 0 | 0 | 0 | 0
Commercial_Restaurant_Existing_Miscellaneous_Natural Gas_Pool Heater_E8_Codes & Standards Forecast | Commercial | Restaurant | Existing | Miscellaneous | Natural Gas | Pool Heater | E8 |  | Codes & Standards Forecast | 0 | 0 | 0 | 0 | 0 | 0 | 0 | 0 | 0 | 0 | 0 | 0 | 0 | 0 | 0 | 0 | 0 | 0 | 0 | 0 | 0 | 0 | 0 | 0 | 0 | 0 | 0 | 0 | 0 | 0 | 0 | 0 | 0
Commercial_Restaurant_Existing_Miscellaneous_Natural Gas_Pool Heater_E9_Codes & Standards Forecast | Commercial | Restaurant | Existing | Miscellaneous | Natural Gas | Pool Heater | E9 |  | Codes & Standards Forecast | 0 | 0 | 0 | 0 | 0 | 0 | 0 | 0 | 0 | 0 | 0 | 0 | 0 | 0 | 0 | 0 | 0 | 0 | 0 | 0 | 0 | 0 | 0 | 0 | 0 | 0 | 0 | 0 | 0 | 0 | 0 | 0 | 0
Commercial_Restaurant_Existing_Miscellaneous_Natural Gas_Pool Heater_E10_Codes & Standards Forecast | Commercial | Restaurant | Existing | Miscellaneous | Natural Gas | Pool Heater | E10 |  | Codes & Standards Forecast | 0 | 0 | 0 | 0 | 0 | 0 | 0 | 0 | 0 | 0 | 0 | 0 | 0 | 0 | 0 | 0 | 0 | 0 | 0 | 0 | 0 | 0 | 0 | 0 | 0 | 0 | 0 | 0 | 0 | 0 | 0 | 0 | 0
Commercial_Restaurant_Existing_Miscellaneous_Natural Gas_Miscellaneous_E1_Codes & Standards Forecast | Commercial | Restaurant | Existing | Miscellaneous | Natural Gas | Miscellaneous | E1 |  | Codes & Standards Forecast | 0 | 77065.8836 | 91275.9342 | 103149.4946 | 98662.6236 | 96754.34 | 96821.4691 | 96317.0626 | 95690.3873 | 95198.3827 | 94721.8671 | 115412.1037 | 115818.8589 | 115502.8438 | 113659.8484 | 112859.3809 | 112657.9274 | 112046.4515 | 111359.5613 | 110774.6456 | 110188.4644 | 115433.4475 | 114245.8879 | 112949.9811 | 112158.9448 | 111599.7227 | 111101.5258 | 110448.4286 | 109787.5696 | 109177.4494 | 108560.7626 | 109543.865 | 108531.8502
Commercial_Restaurant_Existing_Miscellaneous_Natural Gas_Miscellaneous_E2_Codes & Standards Forecast | Commercial | Restaurant | Existing | Miscellaneous | Natural Gas | Miscellaneous | E2 |  | Codes & Standards Forecast | 0 | 0 | 0 | 0 | 0 | 0 | 0 | 0 | 0 | 0 | 0 | 0 | 0 | 0 | 0 | 0 | 0 | 0 | 0 | 0 | 0 | 0 | 0 | 0 | 0 | 0 | 0 | 0 | 0 | 0 | 0 | 0 | 0
Commercial_Restaurant_Existing_Miscellaneous_Natural Gas_Miscellaneous_E3_Codes & Standards Forecast | Commercial | Restaurant | Existing | Miscellaneous | Natural Gas | Miscellaneous | E3 |  | Codes & Standards Forecast | 0 | 0 | 0 | 0 | 0 | 0 | 0 | 0 | 0 | 0 | 0 | 0 | 0 | 0 | 0 | 0 | 0 | 0 | 0 | 0 | 0 | 0 | 0 | 0 | 0 | 0 | 0 | 0 | 0 | 0 | 0 | 0 | 0
Commercial_Restaurant_Existing_Miscellaneous_Natural Gas_Miscellaneous_E4_Codes & Standards Forecast | Commercial | Restaurant | Existing | Miscellaneous | Natural Gas | Miscellaneous | E4 |  | Codes & Standards Forecast | 0 | 0 | 0 | 0 | 0 | 0 | 0 | 0 | 0 | 0 | 0 | 0 | 0 | 0 | 0 | 0 | 0 | 0 | 0 | 0 | 0 | 0 | 0 | 0 | 0 | 0 | 0 | 0 | 0 | 0 | 0 | 0 | 0
Commercial_Restaurant_Existing_Miscellaneous_Natural Gas_Miscellaneous_E5_Codes & Standards Forecast | Commercial | Restaurant | Existing | Miscellaneous | Natural Gas | Miscellaneous | E5 |  | Codes & Standards Forecast | 0 | 0 | 0 | 0 | 0 | 0 | 0 | 0 | 0 | 0 | 0 | 0 | 0 | 0 | 0 | 0 | 0 | 0 | 0 | 0 | 0 | 0 | 0 | 0 | 0 | 0 | 0 | 0 | 0 | 0 | 0 | 0 | 0
Commercial_Restaurant_Existing_Miscellaneous_Natural Gas_Miscellaneous_E6_Codes & Standards Forecast | Commercial | Restaurant | Existing | Miscellaneous | Natural Gas | Miscellaneous | E6 |  | Codes & Standards Forecast | 0 | 0 | 0 | 0 | 0 | 0 | 0 | 0 | 0 | 0 | 0 | 0 | 0 | 0 | 0 | 0 | 0 | 0 | 0 | 0 | 0 | 0 | 0 | 0 | 0 | 0 | 0 | 0 | 0 | 0 | 0 | 0 | 0
Commercial_Restaurant_Existing_Miscellaneous_Natural Gas_Miscellaneous_E7_Codes & Standards Forecast | Commercial | Restaurant | Existing | Miscellaneous | Natural Gas | Miscellaneous | E7 |  | Codes & Standards Forecast | 0 | 0 | 0 | 0 | 0 | 0 | 0 | 0 | 0 | 0 | 0 | 0 | 0 | 0 | 0 | 0 | 0 | 0 | 0 | 0 | 0 | 0 | 0 | 0 | 0 | 0 | 0 | 0 | 0 | 0 | 0 | 0 | 0
Commercial_Restaurant_Existing_Miscellaneous_Natural Gas_Miscellaneous_E8_Codes & Standards Forecast | Commercial | Restaurant | Existing | Miscellaneous | Natural Gas | Miscellaneous | E8 |  | Codes & Standards Forecast | 0 | 0 | 0 | 0 | 0 | 0 | 0 | 0 | 0 | 0 | 0 | 0 | 0 | 0 | 0 | 0 | 0 | 0 | 0 | 0 | 0 | 0 | 0 | 0 | 0 | 0 | 0 | 0 | 0 | 0 | 0 | 0 | 0
Commercial_Restaurant_Existing_Miscellaneous_Natural Gas_Miscellaneous_E9_Codes & Standards Forecast | Commercial | Restaurant | Existing | Miscellaneous | Natural Gas | Miscellaneous | E9 |  | Codes & Standards Forecast | 0 | 0 | 0 | 0 | 0 | 0 | 0 | 0 | 0 | 0 | 0 | 0 | 0 | 0 | 0 | 0 | 0 | 0 | 0 | 0 | 0 | 0 | 0 | 0 | 0 | 0 | 0 | 0 | 0 | 0 | 0 | 0 | 0
Commercial_Restaurant_Existing_Miscellaneous_Natural Gas_Miscellaneous_E10_Codes & Standards Forecast | Commercial | Restaurant | Existing | Miscellaneous | Natural Gas | Miscellaneous | E10 |  | Codes & Standards Forecast | 0 | 0 | 0 | 0 | 0 | 0 | 0 | 0 | 0 | 0 | 0 | 0 | 0 | 0 | 0 | 0 | 0 | 0 | 0 | 0 | 0 | 0 | 0 | 0 | 0 | 0 | 0 | 0 | 0 | 0 | 0 | 0 | 0
Commercial_Restaurant_New_Space Heating_Natural Gas_Furnace_E1_Codes & Standards Forecast | Commercial | Restaurant | New | Space Heating | Natural Gas | Furnace | E1 |  | Codes & Standards Forecast | 0 | 5132.3203 | 24755.087 | 15820.2344 | 20403.3764 | 27689.6189 | 25880.7954 | 22938.437 | 20630.319 | 19919.4172 | 19659.5806 | 19464.2668 | 19437.5985 | 19493.2158 | 19613.1187 | 19649.2519 | 19654.622 | 19629.1601 | 19603.2943 | 19971.814 | 21849.869 | 22896.5121 | 24187.9371 | 25938.3861 | 27412.9017 | 28573.0955 | 29466.7675 | 30237.2837 | 30928.8165 | 31552.4065 | 32126.2544 | 32660.5177 | 24095.6551
Commercial_Restaurant_New_Space Heating_Natural Gas_Furnace_E2_Codes & Standards Forecast | Commercial | Restaurant | New | Space Heating | Natural Gas | Furnace | E2 |  | Codes & Standards Forecast | 0 | 0 | 0 | 0 | 0 | 0 | 0 | 0 | 0 | 0 | 0 | 0 | 0 | 0 | 0 | 0 | 0 | 0 | 0 | 0 | 0 | 0 | 0 | 0 | 0 | 0 | 0 | 0 | 0 | 0 | 0 | 0 | 0
Commercial_Restaurant_New_Space Heating_Natural Gas_Furnace_E3_Codes & Standards Forecast | Commercial | Restaurant | New | Space Heating | Natural Gas | Furnace | E3 |  | Codes & Standards Forecast | 0 | 0 | 0 | 0 | 0 | 0 | 0 | 0 | 0 | 0 | 0 | 0 | 0 | 0 | 0 | 0 | 0 | 0 | 0 | 0 | 0 | 0 | 0 | 0 | 0 | 0 | 0 | 0 | 0 | 0 | 0 | 0 | 0
Commercial_Restaurant_New_Space Heating_Natural Gas_Furnace_E4_Codes & Standards Forecast | Commercial | Restaurant | New | Space Heating | Natural Gas | Furnace | E4 |  | Codes & Standards Forecast | 0 | 0 | 0 | 0 | 0 | 0 | 0 | 0 | 0 | 0 | 0 | 0 | 0 | 0 | 0 | 0 | 0 | 0 | 0 | 0 | 0 | 0 | 0 | 0 | 0 | 0 | 0 | 0 | 0 | 0 | 0 | 0 | 0
Commercial_Restaurant_New_Space Heating_Natural Gas_Furnace_E5_Codes & Standards Forecast | Commercial | Restaurant | New | Space Heating | Natural Gas | Furnace | E5 |  | Codes & Standards Forecast | 0 | 0 | 0 | 0 | 0 | 0 | 0 | 0 | 0 | 0 | 0 | 0 | 0 | 0 | 0 | 0 | 0 | 0 | 0 | 0 | 0 | 0 | 0 | 0 | 0 | 0 | 0 | 0 | 0 | 0 | 0 | 0 | 0
Commercial_Restaurant_New_Space Heating_Natural Gas_Furnace_E6_Codes & Standards Forecast | Commercial | Restaurant | New | Space Heating | Natural Gas | Furnace | E6 |  | Codes & Standards Forecast | 0 | 0 | 0 | 0 | 0 | 0 | 0 | 0 | 0 | 0 | 0 | 0 | 0 | 0 | 0 | 0 | 0 | 0 | 0 | 0 | 0 | 0 | 0 | 0 | 0 | 0 | 0 | 0 | 0 | 0 | 0 | 0 | 0
Commercial_Restaurant_New_Space Heating_Natural Gas_Furnace_E7_Codes & Standards Forecast | Commercial | Restaurant | New | Space Heating | Natural Gas | Furnace | E7 |  | Codes & Standards Forecast | 0 | 0 | 0 | 0 | 0 | 0 | 0 | 0 | 0 | 0 | 0 | 0 | 0 | 0 | 0 | 0 | 0 | 0 | 0 | 0 | 0 | 0 | 0 | 0 | 0 | 0 | 0 | 0 | 0 | 0 | 0 | 0 | 0
Commercial_Restaurant_New_Space Heating_Natural Gas_Furnace_E8_Codes & Standards Forecast | Commercial | Restaurant | New | Space Heating | Natural Gas | Furnace | E8 |  | Codes & Standards Forecast | 0 | 0 | 0 | 0 | 0 | 0 | 0 | 0 | 0 | 0 | 0 | 0 | 0 | 0 | 0 | 0 | 0 | 0 | 0 | 0 | 0 | 0 | 0 | 0 | 0 | 0 | 0 | 0 | 0 | 0 | 0 | 0 | 0
Commercial_Restaurant_New_Space Heating_Natural Gas_Furnace_E9_Codes & Standards Forecast | Commercial | Restaurant | New | Space Heating | Natural Gas | Furnace | E9 |  | Codes & Standards Forecast | 0 | 0 | 0 | 0 | 0 | 0 | 0 | 0 | 0 | 0 | 0 | 0 | 0 | 0 | 0 | 0 | 0 | 0 | 0 | 0 | 0 | 0 | 0 | 0 | 0 | 0 | 0 | 0 | 0 | 0 | 0 | 0 | 0
Commercial_Restaurant_New_Space Heating_Natural Gas_Furnace_E10_Codes & Standards Forecast | Commercial | Restaurant | New | Space Heating | Natural Gas | Furnace | E10 |  | Codes & Standards Forecast | 0 | 0 | 0 | 0 | 0 | 0 | 0 | 0 | 0 | 0 | 0 | 0 | 0 | 0 | 0 | 0 | 0 | 0 | 0 | 0 | 0 | 0 | 0 | 0 | 0 | 0 | 0 | 0 | 0 | 0 | 0 | 0 | 0
Commercial_Restaurant_New_Space Heating_Natural Gas_Boiler_E1_Codes & Standards Forecast | Commercial | Restaurant | New | Space Heating | Natural Gas | Boiler | E1 |  | Codes & Standards Forecast | 0 | 26.6863 | 128.7179 | 82.2598 | 106.0905 | 143.9765 | 134.5712 | 119.272 | 107.2706 | 103.5741 | 102.2231 | 101.2075 | 101.0688 | 101.358 | 101.9815 | 102.1694 | 102.1973 | 102.0649 | 101.9304 | 101.7938 | 101.8155 | 101.8375 | 104.142 | 115.4999 | 121.589 | 129.4214 | 139.9877 | 148.74 | 155.3075 | 160.1885 | 164.2915 | 167.9004 | 115.2405
Commercial_Restaurant_New_Space Heating_Natural Gas_Boiler_E2_Codes & Standards Forecast | Commercial | Restaurant | New | Space Heating | Natural Gas | Boiler | E2 |  | Codes & Standards Forecast | 0 | 0 | 0 | 0 | 0 | 0 | 0 | 0 | 0 | 0 | 0 | 0 | 0 | 0 | 0 | 0 | 0 | 0 | 0 | 0 | 0 | 0 | 0 | 0 | 0 | 0 | 0 | 0 | 0 | 0 | 0 | 0 | 0
Commercial_Restaurant_New_Space Heating_Natural Gas_Boiler_E3_Codes & Standards Forecast | Commercial | Restaurant | New | Space Heating | Natural Gas | Boiler | E3 |  | Codes & Standards Forecast | 0 | 0 | 0 | 0 | 0 | 0 | 0 | 0 | 0 | 0 | 0 | 0 | 0 | 0 | 0 | 0 | 0 | 0 | 0 | 0 | 0 | 0 | 0 | 0 | 0 | 0 | 0 | 0 | 0 | 0 | 0 | 0 | 0
Commercial_Restaurant_New_Space Heating_Natural Gas_Boiler_E4_Codes & Standards Forecast | Commercial | Restaurant | New | Space Heating | Natural Gas | Boiler | E4 |  | Codes & Standards Forecast | 0 | 0 | 0 | 0 | 0 | 0 | 0 | 0 | 0 | 0 | 0 | 0 | 0 | 0 | 0 | 0 | 0 | 0 | 0 | 0 | 0 | 0 | 0 | 0 | 0 | 0 | 0 | 0 | 0 | 0 | 0 | 0 | 0
Commercial_Restaurant_New_Space Heating_Natural Gas_Boiler_E5_Codes & Standards Forecast | Commercial | Restaurant | New | Space Heating | Natural Gas | Boiler | E5 |  | Codes & Standards Forecast | 0 | 0 | 0 | 0 | 0 | 0 | 0 | 0 | 0 | 0 | 0 | 0 | 0 | 0 | 0 | 0 | 0 | 0 | 0 | 0 | 0 | 0 | 0 | 0 | 0 | 0 | 0 | 0 | 0 | 0 | 0 | 0 | 0
Commercial_Restaurant_New_Space Heating_Natural Gas_Boiler_E6_Codes & Standards Forecast | Commercial | Restaurant | New | Space Heating | Natural Gas | Boiler | E6 |  | Codes & Standards Forecast | 0 | 0 | 0 | 0 | 0 | 0 | 0 | 0 | 0 | 0 | 0 | 0 | 0 | 0 | 0 | 0 | 0 | 0 | 0 | 0 | 0 | 0 | 0 | 0 | 0 | 0 | 0 | 0 | 0 | 0 | 0 | 0 | 0
Commercial_Restaurant_New_Space Heating_Natural Gas_Boiler_E7_Codes & Standards Forecast | Commercial | Restaurant | New | Space Heating | Natural Gas | Boiler | E7 |  | Codes & Standards Forecast | 0 | 0 | 0 | 0 | 0 | 0 | 0 | 0 | 0 | 0 | 0 | 0 | 0 | 0 | 0 | 0 | 0 | 0 | 0 | 0 | 0 | 0 | 0 | 0 | 0 | 0 | 0 | 0 | 0 | 0 | 0 | 0 | 0
Commercial_Restaurant_New_Space Heating_Natural Gas_Boiler_E8_Codes & Standards Forecast | Commercial | Restaurant | New | Space Heating | Natural Gas | Boiler | E8 |  | Codes & Standards Forecast | 0 | 0 | 0 | 0 | 0 | 0 | 0 | 0 | 0 | 0 | 0 | 0 | 0 | 0 | 0 | 0 | 0 | 0 | 0 | 0 | 0 | 0 | 0 | 0 | 0 | 0 | 0 | 0 | 0 | 0 | 0 | 0 | 0
Commercial_Restaurant_New_Space Heating_Natural Gas_Boiler_E9_Codes & Standards Forecast | Commercial | Restaurant | New | Space Heating | Natural Gas | Boiler | E9 |  | Codes & Standards Forecast | 0 | 0 | 0 | 0 | 0 | 0 | 0 | 0 | 0 | 0 | 0 | 0 | 0 | 0 | 0 | 0 | 0 | 0 | 0 | 0 | 0 | 0 | 0 | 0 | 0 | 0 | 0 | 0 | 0 | 0 | 0 | 0 | 0
Commercial_Restaurant_New_Space Heating_Natural Gas_Boiler_E10_Codes & Standards Forecast | Commercial | Restaurant | New | Space Heating | Natural Gas | Boiler | E10 |  | Codes & Standards Forecast | 0 | 0 | 0 | 0 | 0 | 0 | 0 | 0 | 0 | 0 | 0 | 0 | 0 | 0 | 0 | 0 | 0 | 0 | 0 | 0 | 0 | 0 | 0 | 0 | 0 | 0 | 0 | 0 | 0 | 0 | 0 | 0 | 0
Commercial_Restaurant_New_Space Heating_Natural Gas_Unit Heater_E1_Codes & Standards Forecast | Commercial | Restaurant | New | Space Heating | Natural Gas | Unit Heater | E1 |  | Codes & Standards Forecast | 0 | 64.062 | 308.9949 | 197.4694 | 254.6765 | 345.6239 | 323.046 | 286.3193 | 257.5092 | 248.6357 | 245.3924 | 242.9544 | 255.434 | 315.3647 | 341.9454 | 373.9051 | 417.3686 | 464.0458 | 541.3879 | 503.9864 | 516.8374 | 535.3251 | 519.534 | 505.6257 | 508.4973 | 521.6177 | 539.9903 | 563.6006 | 595.7434 | 649.3736 | 676.0636 | 701.4046 | 594.328
Commercial_Restaurant_New_Space Heating_Natural Gas_Unit Heater_E2_Codes & Standards Forecast | Commercial | Restaurant | New | Space Heating | Natural Gas | Unit Heater | E2 |  | Codes & Standards Forecast | 0 | 0 | 0 | 0 | 0 | 0 | 0 | 0 | 0 | 0 | 0 | 0 | 0 | 0 | 0 | 0 | 0 | 0 | 0 | 0 | 0 | 0 | 0 | 0 | 0 | 0 | 0 | 0 | 0 | 0 | 0 | 0 | 0
Commercial_Restaurant_New_Space Heating_Natural Gas_Unit Heater_E3_Codes & Standards Forecast | Commercial | Restaurant | New | Space Heating | Natural Gas | Unit Heater | E3 |  | Codes & Standards Forecast | 0 | 0 | 0 | 0 | 0 | 0 | 0 | 0 | 0 | 0 | 0 | 0 | 0 | 0 | 0 | 0 | 0 | 0 | 0 | 0 | 0 | 0 | 0 | 0 | 0 | 0 | 0 | 0 | 0 | 0 | 0 | 0 | 0
Commercial_Restaurant_New_Space Heating_Natural Gas_Unit Heater_E4_Codes & Standards Forecast | Commercial | Restaurant | New | Space Heating | Natural Gas | Unit Heater | E4 |  | Codes & Standards Forecast | 0 | 0 | 0 | 0 | 0 | 0 | 0 | 0 | 0 | 0 | 0 | 0 | 0 | 0 | 0 | 0 | 0 | 0 | 0 | 0 | 0 | 0 | 0 | 0 | 0 | 0 | 0 | 0 | 0 | 0 | 0 | 0 | 0
Commercial_Restaurant_New_Space Heating_Natural Gas_Unit Heater_E5_Codes & Standards Forecast | Commercial | Restaurant | New | Space Heating | Natural Gas | Unit Heater | E5 |  | Codes & Standards Forecast | 0 | 0 | 0 | 0 | 0 | 0 | 0 | 0 | 0 | 0 | 0 | 0 | 0 | 0 | 0 | 0 | 0 | 0 | 0 | 0 | 0 | 0 | 0 | 0 | 0 | 0 | 0 | 0 | 0 | 0 | 0 | 0 | 0
Commercial_Restaurant_New_Space Heating_Natural Gas_Unit Heater_E6_Codes & Standards Forecast | Commercial | Restaurant | New | Space Heating | Natural Gas | Unit Heater | E6 |  | Codes & Standards Forecast | 0 | 0 | 0 | 0 | 0 | 0 | 0 | 0 | 0 | 0 | 0 | 0 | 0 | 0 | 0 | 0 | 0 | 0 | 0 | 0 | 0 | 0 | 0 | 0 | 0 | 0 | 0 | 0 | 0 | 0 | 0 | 0 | 0
Commercial_Restaurant_New_Space Heating_Natural Gas_Unit Heater_E7_Codes & Standards Forecast | Commercial | Restaurant | New | Space Heating | Natural Gas | Unit Heater | E7 |  | Codes & Standards Forecast | 0 | 0 | 0 | 0 | 0 | 0 | 0 | 0 | 0 | 0 | 0 | 0 | 0 | 0 | 0 | 0 | 0 | 0 | 0 | 0 | 0 | 0 | 0 | 0 | 0 | 0 | 0 | 0 | 0 | 0 | 0 | 0 | 0
Commercial_Restaurant_New_Space Heating_Natural Gas_Unit Heater_E8_Codes & Standards Forecast | Commercial | Restaurant | New | Space Heating | Natural Gas | Unit Heater | E8 |  | Codes & Standards Forecast | 0 | 0 | 0 | 0 | 0 | 0 | 0 | 0 | 0 | 0 | 0 | 0 | 0 | 0 | 0 | 0 | 0 | 0 | 0 | 0 | 0 | 0 | 0 | 0 | 0 | 0 | 0 | 0 | 0 | 0 | 0 | 0 | 0
Commercial_Restaurant_New_Space Heating_Natural Gas_Unit Heater_E9_Codes & Standards Forecast | Commercial | Restaurant | New | Space Heating | Natural Gas | Unit Heater | E9 |  | Codes & Standards Forecast | 0 | 0 | 0 | 0 | 0 | 0 | 0 | 0 | 0 | 0 | 0 | 0 | 0 | 0 | 0 | 0 | 0 | 0 | 0 | 0 | 0 | 0 | 0 | 0 | 0 | 0 | 0 | 0 | 0 | 0 | 0 | 0 | 0
Commercial_Restaurant_New_Space Heating_Natural Gas_Unit Heater_E10_Codes & Standards Forecast | Commercial | Restaurant | New | Space Heating | Natural Gas | Unit Heater | E10 |  | Codes & Standards Forecast | 0 | 0 | 0 | 0 | 0 | 0 | 0 | 0 | 0 | 0 | 0 | 0 | 0 | 0 | 0 | 0 | 0 | 0 | 0 | 0 | 0 | 0 | 0 | 0 | 0 | 0 | 0 | 0 | 0 | 0 | 0 | 0 | 0
Commercial_Restaurant_New_Water Heating_Natural Gas_Water Heater_E1_Codes & Standards Forecast | Commercial | Restaurant | New | Water Heating | Natural Gas | Water Heater | E1 |  | Codes & Standards Forecast | 0 | 4529.6695 | 21848.278 | 13962.5799 | 18007.557 | 24438.2293 | 22841.8027 | 20244.944 | 18207.8515 | 17580.4256 | 18257.0337 | 22273.1229 | 24023.2215 | 26300.2119 | 29474.4929 | 32829.2896 | 38325.5261 | 35681.6753 | 36563.8135 | 38025.3153 | 37915.7247 | 37916.5784 | 38495.8006 | 39959.1649 | 42138.1959 | 45875.9362 | 47743.938 | 49553.4877 | 51529.2498 | 53135.8686 | 54983.3096 | 54443.8451 | 45750.0249
Commercial_Restaurant_New_Water Heating_Natural Gas_Water Heater_E2_Codes & Standards Forecast | Commercial | Restaurant | New | Water Heating | Natural Gas | Water Heater | E2 |  | Codes & Standards Forecast | 0 | 0 | 0 | 0 | 0 | 0 | 0 | 0 | 0 | 0 | 0 | 0 | 0 | 0 | 0 | 0 | 0 | 0 | 0 | 0 | 0 | 0 | 0 | 0 | 0 | 0 | 0 | 0 | 0 | 0 | 0 | 0 | 0
Commercial_Restaurant_New_Water Heating_Natural Gas_Water Heater_E3_Codes & Standards Forecast | Commercial | Restaurant | New | Water Heating | Natural Gas | Water Heater | E3 |  | Codes & Standards Forecast | 0 | 0 | 0 | 0 | 0 | 0 | 0 | 0 | 0 | 0 | 0 | 0 | 0 | 0 | 0 | 0 | 0 | 0 | 0 | 0 | 0 | 0 | 0 | 0 | 0 | 0 | 0 | 0 | 0 | 0 | 0 | 0 | 0
Commercial_Restaurant_New_Water Heating_Natural Gas_Water Heater_E4_Codes & Standards Forecast | Commercial | Restaurant | New | Water Heating | Natural Gas | Water Heater | E4 |  | Codes & Standards Forecast | 0 | 0 | 0 | 0 | 0 | 0 | 0 | 0 | 0 | 0 | 0 | 0 | 0 | 0 | 0 | 0 | 0 | 0 | 0 | 0 | 0 | 0 | 0 | 0 | 0 | 0 | 0 | 0 | 0 | 0 | 0 | 0 | 0
Commercial_Restaurant_New_Water Heating_Natural Gas_Water Heater_E5_Codes & Standards Forecast | Commercial | Restaurant | New | Water Heating | Natural Gas | Water Heater | E5 |  | Codes & Standards Forecast | 0 | 0 | 0 | 0 | 0 | 0 | 0 | 0 | 0 | 0 | 0 | 0 | 0 | 0 | 0 | 0 | 0 | 0 | 0 | 0 | 0 | 0 | 0 | 0 | 0 | 0 | 0 | 0 | 0 | 0 | 0 | 0 | 0
Commercial_Restaurant_New_Water Heating_Natural Gas_Water Heater_E6_Codes & Standards Forecast | Commercial | Restaurant | New | Water Heating | Natural Gas | Water Heater | E6 |  | Codes & Standards Forecast | 0 | 0 | 0 | 0 | 0 | 0 | 0 | 0 | 0 | 0 | 0 | 0 | 0 | 0 | 0 | 0 | 0 | 0 | 0 | 0 | 0 | 0 | 0 | 0 | 0 | 0 | 0 | 0 | 0 | 0 | 0 | 0 | 0
Commercial_Restaurant_New_Water Heating_Natural Gas_Water Heater_E7_Codes & Standards Forecast | Commercial | Restaurant | New | Water Heating | Natural Gas | Water Heater | E7 |  | Codes & Standards Forecast | 0 | 0 | 0 | 0 | 0 | 0 | 0 | 0 | 0 | 0 | 0 | 0 | 0 | 0 | 0 | 0 | 0 | 0 | 0 | 0 | 0 | 0 | 0 | 0 | 0 | 0 | 0 | 0 | 0 | 0 | 0 | 0 | 0
Commercial_Restaurant_New_Water Heating_Natural Gas_Water Heater_E8_Codes & Standards Forecast | Commercial | Restaurant | New | Water Heating | Natural Gas | Water Heater | E8 |  | Codes & Standards Forecast | 0 | 0 | 0 | 0 | 0 | 0 | 0 | 0 | 0 | 0 | 0 | 0 | 0 | 0 | 0 | 0 | 0 | 0 | 0 | 0 | 0 | 0 | 0 | 0 | 0 | 0 | 0 | 0 | 0 | 0 | 0 | 0 | 0
Commercial_Restaurant_New_Water Heating_Natural Gas_Water Heater_E9_Codes & Standards Forecast | Commercial | Restaurant | New | Water Heating | Natural Gas | Water Heater | E9 |  | Codes & Standards Forecast | 0 | 0 | 0 | 0 | 0 | 0 | 0 | 0 | 0 | 0 | 0 | 0 | 0 | 0 | 0 | 0 | 0 | 0 | 0 | 0 | 0 | 0 | 0 | 0 | 0 | 0 | 0 | 0 | 0 | 0 | 0 | 0 | 0
Commercial_Restaurant_New_Water Heating_Natural Gas_Water Heater_E10_Codes & Standards Forecast | Commercial | Restaurant | New | Water Heating | Natural Gas | Water Heater | E10 |  | Codes & Standards Forecast | 0 | 0 | 0 | 0 | 0 | 0 | 0 | 0 | 0 | 0 | 0 | 0 | 0 | 0 | 0 | 0 | 0 | 0 | 0 | 0 | 0 | 0 | 0 | 0 | 0 | 0 | 0 | 0 | 0 | 0 | 0 | 0 | 0
Commercial_Restaurant_New_Food Preparation_Natural Gas_Oven_E1_Codes & Standards Forecast | Commercial | Restaurant | New | Food Preparation | Natural Gas | Oven | E1 |  | Codes & Standards Forecast | 0 | 466.2734 | 2249.0096 | 1437.2746 | 1853.6549 | 2515.613 | 2351.2806 | 2083.9662 | 1874.2728 | 1809.687 | 1786.0808 | 1768.3365 | 1859.1683 | 2295.3721 | 2488.8392 | 2721.457 | 3037.8045 | 3377.5434 | 3940.475 | 3668.2495 | 3761.785 | 3896.3475 | 3781.4124 | 3680.181 | 3701.0822 | 3796.5782 | 3930.3025 | 4102.1497 | 4336.0999 | 4726.446 | 4920.7085 | 5105.1519 | 4325.7981
Commercial_Restaurant_New_Food Preparation_Natural Gas_Oven_E2_Codes & Standards Forecast | Commercial | Restaurant | New | Food Preparation | Natural Gas | Oven | E2 |  | Codes & Standards Forecast | 0 | 0 | 0 | 0 | 0 | 0 | 0 | 0 | 0 | 0 | 0 | 0 | 0 | 0 | 0 | 0 | 0 | 0 | 0 | 0 | 0 | 0 | 0 | 0 | 0 | 0 | 0 | 0 | 0 | 0 | 0 | 0 | 0
Commercial_Restaurant_New_Food Preparation_Natural Gas_Oven_E3_Codes & Standards Forecast | Commercial | Restaurant | New | Food Preparation | Natural Gas | Oven | E3 |  | Codes & Standards Forecast | 0 | 0 | 0 | 0 | 0 | 0 | 0 | 0 | 0 | 0 | 0 | 0 | 0 | 0 | 0 | 0 | 0 | 0 | 0 | 0 | 0 | 0 | 0 | 0 | 0 | 0 | 0 | 0 | 0 | 0 | 0 | 0 | 0
Commercial_Restaurant_New_Food Preparation_Natural Gas_Oven_E4_Codes & Standards Forecast | Commercial | Restaurant | New | Food Preparation | Natural Gas | Oven | E4 |  | Codes & Standards Forecast | 0 | 0 | 0 | 0 | 0 | 0 | 0 | 0 | 0 | 0 | 0 | 0 | 0 | 0 | 0 | 0 | 0 | 0 | 0 | 0 | 0 | 0 | 0 | 0 | 0 | 0 | 0 | 0 | 0 | 0 | 0 | 0 | 0
Commercial_Restaurant_New_Food Preparation_Natural Gas_Oven_E5_Codes & Standards Forecast | Commercial | Restaurant | New | Food Preparation | Natural Gas | Oven | E5 |  | Codes & Standards Forecast | 0 | 0 | 0 | 0 | 0 | 0 | 0 | 0 | 0 | 0 | 0 | 0 | 0 | 0 | 0 | 0 | 0 | 0 | 0 | 0 | 0 | 0 | 0 | 0 | 0 | 0 | 0 | 0 | 0 | 0 | 0 | 0 | 0
Commercial_Restaurant_New_Food Preparation_Natural Gas_Oven_E6_Codes & Standards Forecast | Commercial | Restaurant | New | Food Preparation | Natural Gas | Oven | E6 |  | Codes & Standards Forecast | 0 | 0 | 0 | 0 | 0 | 0 | 0 | 0 | 0 | 0 | 0 | 0 | 0 | 0 | 0 | 0 | 0 | 0 | 0 | 0 | 0 | 0 | 0 | 0 | 0 | 0 | 0 | 0 | 0 | 0 | 0 | 0 | 0
Commercial_Restaurant_New_Food Preparation_Natural Gas_Oven_E7_Codes & Standards Forecast | Commercial | Restaurant | New | Food Preparation | Natural Gas | Oven | E7 |  | Codes & Standards Forecast | 0 | 0 | 0 | 0 | 0 | 0 | 0 | 0 | 0 | 0 | 0 | 0 | 0 | 0 | 0 | 0 | 0 | 0 | 0 | 0 | 0 | 0 | 0 | 0 | 0 | 0 | 0 | 0 | 0 | 0 | 0 | 0 | 0
Commercial_Restaurant_New_Food Preparation_Natural Gas_Oven_E8_Codes & Standards Forecast | Commercial | Restaurant | New | Food Preparation | Natural Gas | Oven | E8 |  | Codes & Standards Forecast | 0 | 0 | 0 | 0 | 0 | 0 | 0 | 0 | 0 | 0 | 0 | 0 | 0 | 0 | 0 | 0 | 0 | 0 | 0 | 0 | 0 | 0 | 0 | 0 | 0 | 0 | 0 | 0 | 0 | 0 | 0 | 0 | 0
Commercial_Restaurant_New_Food Preparation_Natural Gas_Oven_E9_Codes & Standards Forecast | Commercial | Restaurant | New | Food Preparation | Natural Gas | Oven | E9 |  | Codes & Standards Forecast | 0 | 0 | 0 | 0 | 0 | 0 | 0 | 0 | 0 | 0 | 0 | 0 | 0 | 0 | 0 | 0 | 0 | 0 | 0 | 0 | 0 | 0 | 0 | 0 | 0 | 0 | 0 | 0 | 0 | 0 | 0 | 0 | 0
Commercial_Restaurant_New_Food Preparation_Natural Gas_Oven_E10_Codes & Standards Forecast | Commercial | Restaurant | New | Food Preparation | Natural Gas | Oven | E10 |  | Codes & Standards Forecast | 0 | 0 | 0 | 0 | 0 | 0 | 0 | 0 | 0 | 0 | 0 | 0 | 0 | 0 | 0 | 0 | 0 | 0 | 0 | 0 | 0 | 0 | 0 | 0 | 0 | 0 | 0 | 0 | 0 | 0 | 0 | 0 | 0
Commercial_Restaurant_New_Food Preparation_Natural Gas_Conveyor Oven_E1_Codes & Standards Forecast | Commercial | Restaurant | New | Food Preparation | Natural Gas | Conveyor Oven | E1 |  | Codes & Standards Forecast | 0 | 233.1367 | 1124.5048 | 718.6373 | 926.8275 | 1257.8065 | 1175.6403 | 1041.9831 | 937.1364 | 904.8435 | 893.0404 | 884.1682 | 882.9568 | 885.4832 | 890.9299 | 892.5712 | 892.8151 | 938.2859 | 1152.6864 | 1242.7798 | 1357.6375 | 1515.7588 | 1685.7234 | 1967.2883 | 1831.2786 | 1878.0051 | 1945.2447 | 1888.9892 | 1830.2755 | 1791.3935 | 1780.4282 | 1777.387 | 1287.8861
Commercial_Restaurant_New_Food Preparation_Natural Gas_Conveyor Oven_E2_Codes & Standards Forecast | Commercial | Restaurant | New | Food Preparation | Natural Gas | Conveyor Oven | E2 |  | Codes & Standards Forecast | 0 | 0 | 0 | 0 | 0 | 0 | 0 | 0 | 0 | 0 | 0 | 0 | 0 | 0 | 0 | 0 | 0 | 0 | 0 | 0 | 0 | 0 | 0 | 0 | 0 | 0 | 0 | 0 | 0 | 0 | 0 | 0 | 0
Commercial_Restaurant_New_Food Preparation_Natural Gas_Conveyor Oven_E3_Codes & Standards Forecast | Commercial | Restaurant | New | Food Preparation | Natural Gas | Conveyor Oven | E3 |  | Codes & Standards Forecast | 0 | 0 | 0 | 0 | 0 | 0 | 0 | 0 | 0 | 0 | 0 | 0 | 0 | 0 | 0 | 0 | 0 | 0 | 0 | 0 | 0 | 0 | 0 | 0 | 0 | 0 | 0 | 0 | 0 | 0 | 0 | 0 | 0
Commercial_Restaurant_New_Food Preparation_Natural Gas_Conveyor Oven_E4_Codes & Standards Forecast | Commercial | Restaurant | New | Food Preparation | Natural Gas | Conveyor Oven | E4 |  | Codes & Standards Forecast | 0 | 0 | 0 | 0 | 0 | 0 | 0 | 0 | 0 | 0 | 0 | 0 | 0 | 0 | 0 | 0 | 0 | 0 | 0 | 0 | 0 | 0 | 0 | 0 | 0 | 0 | 0 | 0 | 0 | 0 | 0 | 0 | 0
Commercial_Restaurant_New_Food Preparation_Natural Gas_Conveyor Oven_E5_Codes & Standards Forecast | Commercial | Restaurant | New | Food Preparation | Natural Gas | Conveyor Oven | E5 |  | Codes & Standards Forecast | 0 | 0 | 0 | 0 | 0 | 0 | 0 | 0 | 0 | 0 | 0 | 0 | 0 | 0 | 0 | 0 | 0 | 0 | 0 | 0 | 0 | 0 | 0 | 0 | 0 | 0 | 0 | 0 | 0 | 0 | 0 | 0 | 0
Commercial_Restaurant_New_Food Preparation_Natural Gas_Conveyor Oven_E6_Codes & Standards Forecast | Commercial | Restaurant | New | Food Preparation | Natural Gas | Conveyor Oven | E6 |  | Codes & Standards Forecast | 0 | 0 | 0 | 0 | 0 | 0 | 0 | 0 | 0 | 0 | 0 | 0 | 0 | 0 | 0 | 0 | 0 | 0 | 0 | 0 | 0 | 0 | 0 | 0 | 0 | 0 | 0 | 0 | 0 | 0 | 0 | 0 | 0
Commercial_Restaurant_New_Food Preparation_Natural Gas_Conveyor Oven_E7_Codes & Standards Forecast | Commercial | Restaurant | New | Food Preparation | Natural Gas | Conveyor Oven | E7 |  | Codes & Standards Forecast | 0 | 0 | 0 | 0 | 0 | 0 | 0 | 0 | 0 | 0 | 0 | 0 | 0 | 0 | 0 | 0 | 0 | 0 | 0 | 0 | 0 | 0 | 0 | 0 | 0 | 0 | 0 | 0 | 0 | 0 | 0 | 0 | 0
Commercial_Restaurant_New_Food Preparation_Natural Gas_Conveyor Oven_E8_Codes & Standards Forecast | Commercial | Restaurant | New | Food Preparation | Natural Gas | Conveyor Oven | E8 |  | Codes & Standards Forecast | 0 | 0 | 0 | 0 | 0 | 0 | 0 | 0 | 0 | 0 | 0 | 0 | 0 | 0 | 0 | 0 | 0 | 0 | 0 | 0 | 0 | 0 | 0 | 0 | 0 | 0 | 0 | 0 | 0 | 0 | 0 | 0 | 0
Commercial_Restaurant_New_Food Preparation_Natural Gas_Conveyor Oven_E9_Codes & Standards Forecast | Commercial | Restaurant | New | Food Preparation | Natural Gas | Conveyor Oven | E9 |  | Codes & Standards Forecast | 0 | 0 | 0 | 0 | 0 | 0 | 0 | 0 | 0 | 0 | 0 | 0 | 0 | 0 | 0 | 0 | 0 | 0 | 0 | 0 | 0 | 0 | 0 | 0 | 0 | 0 | 0 | 0 | 0 | 0 | 0 | 0 | 0
Commercial_Restaurant_New_Food Preparation_Natural Gas_Conveyor Oven_E10_Codes & Standards Forecast | Commercial | Restaurant | New | Food Preparation | Natural Gas | Conveyor Oven | E10 |  | Codes & Standards Forecast | 0 | 0 | 0 | 0 | 0 | 0 | 0 | 0 | 0 | 0 | 0 | 0 | 0 | 0 | 0 | 0 | 0 | 0 | 0 | 0 | 0 | 0 | 0 | 0 | 0 | 0 | 0 | 0 | 0 | 0 | 0 | 0 | 0
Commercial_Restaurant_New_Food Preparation_Natural Gas_Double Rack Oven_E1_Codes & Standards Forecast | Commercial | Restaurant | New | Food Preparation | Natural Gas | Double Rack Oven | E1 |  | Codes & Standards Forecast | 0 | 233.1367 | 1124.5048 | 718.6373 | 926.8275 | 1257.8065 | 1175.6403 | 1041.9831 | 937.1364 | 904.8435 | 893.0404 | 884.1682 | 929.5841 | 1147.6861 | 1244.4196 | 1360.7285 | 1518.9023 | 1688.7717 | 1970.2375 | 1834.1248 | 1880.8925 | 1948.1737 | 1890.7062 | 1840.0905 | 1850.5411 | 1898.2891 | 1965.1512 | 2051.0749 | 2168.0499 | 2363.223 | 2460.3542 | 2552.5759 | 2162.8991
Commercial_Restaurant_New_Food Preparation_Natural Gas_Double Rack Oven_E2_Codes & Standards Forecast | Commercial | Restaurant | New | Food Preparation | Natural Gas | Double Rack Oven | E2 |  | Codes & Standards Forecast | 0 | 0 | 0 | 0 | 0 | 0 | 0 | 0 | 0 | 0 | 0 | 0 | 0 | 0 | 0 | 0 | 0 | 0 | 0 | 0 | 0 | 0 | 0 | 0 | 0 | 0 | 0 | 0 | 0 | 0 | 0 | 0 | 0
Commercial_Restaurant_New_Food Preparation_Natural Gas_Double Rack Oven_E3_Codes & Standards Forecast | Commercial | Restaurant | New | Food Preparation | Natural Gas | Double Rack Oven | E3 |  | Codes & Standards Forecast | 0 | 0 | 0 | 0 | 0 | 0 | 0 | 0 | 0 | 0 | 0 | 0 | 0 | 0 | 0 | 0 | 0 | 0 | 0 | 0 | 0 | 0 | 0 | 0 | 0 | 0 | 0 | 0 | 0 | 0 | 0 | 0 | 0
Commercial_Restaurant_New_Food Preparation_Natural Gas_Double Rack Oven_E4_Codes & Standards Forecast | Commercial | Restaurant | New | Food Preparation | Natural Gas | Double Rack Oven | E4 |  | Codes & Standards Forecast | 0 | 0 | 0 | 0 | 0 | 0 | 0 | 0 | 0 | 0 | 0 | 0 | 0 | 0 | 0 | 0 | 0 | 0 | 0 | 0 | 0 | 0 | 0 | 0 | 0 | 0 | 0 | 0 | 0 | 0 | 0 | 0 | 0
Commercial_Restaurant_New_Food Preparation_Natural Gas_Double Rack Oven_E5_Codes & Standards Forecast | Commercial | Restaurant | New | Food Preparation | Natural Gas | Double Rack Oven | E5 |  | Codes & Standards Forecast | 0 | 0 | 0 | 0 | 0 | 0 | 0 | 0 | 0 | 0 | 0 | 0 | 0 | 0 | 0 | 0 | 0 | 0 | 0 | 0 | 0 | 0 | 0 | 0 | 0 | 0 | 0 | 0 | 0 | 0 | 0 | 0 | 0
Commercial_Restaurant_New_Food Preparation_Natural Gas_Double Rack Oven_E6_Codes & Standards Forecast | Commercial | Restaurant | New | Food Preparation | Natural Gas | Double Rack Oven | E6 |  | Codes & Standards Forecast | 0 | 0 | 0 | 0 | 0 | 0 | 0 | 0 | 0 | 0 | 0 | 0 | 0 | 0 | 0 | 0 | 0 | 0 | 0 | 0 | 0 | 0 | 0 | 0 | 0 | 0 | 0 | 0 | 0 | 0 | 0 | 0 | 0
Commercial_Restaurant_New_Food Preparation_Natural Gas_Double Rack Oven_E7_Codes & Standards Forecast | Commercial | Restaurant | New | Food Preparation | Natural Gas | Double Rack Oven | E7 |  | Codes & Standards Forecast | 0 | 0 | 0 | 0 | 0 | 0 | 0 | 0 | 0 | 0 | 0 | 0 | 0 | 0 | 0 | 0 | 0 | 0 | 0 | 0 | 0 | 0 | 0 | 0 | 0 | 0 | 0 | 0 | 0 | 0 | 0 | 0 | 0
Commercial_Restaurant_New_Food Preparation_Natural Gas_Double Rack Oven_E8_Codes & Standards Forecast | Commercial | Restaurant | New | Food Preparation | Natural Gas | Double Rack Oven | E8 |  | Codes & Standards Forecast | 0 | 0 | 0 | 0 | 0 | 0 | 0 | 0 | 0 | 0 | 0 | 0 | 0 | 0 | 0 | 0 | 0 | 0 | 0 | 0 | 0 | 0 | 0 | 0 | 0 | 0 | 0 | 0 | 0 | 0 | 0 | 0 | 0
Commercial_Restaurant_New_Food Preparation_Natural Gas_Double Rack Oven_E9_Codes & Standards Forecast | Commercial | Restaurant | New | Food Preparation | Natural Gas | Double Rack Oven | E9 |  | Codes & Standards Forecast | 0 | 0 | 0 | 0 | 0 | 0 | 0 | 0 | 0 | 0 | 0 | 0 | 0 | 0 | 0 | 0 | 0 | 0 | 0 | 0 | 0 | 0 | 0 | 0 | 0 | 0 | 0 | 0 | 0 | 0 | 0 | 0 | 0
Commercial_Restaurant_New_Food Preparation_Natural Gas_Double Rack Oven_E10_Codes & Standards Forecast | Commercial | Restaurant | New | Food Preparation | Natural Gas | Double Rack Oven | E10 |  | Codes & Standards Forecast | 0 | 0 | 0 | 0 | 0 | 0 | 0 | 0 | 0 | 0 | 0 | 0 | 0 | 0 | 0 | 0 | 0 | 0 | 0 | 0 | 0 | 0 | 0 | 0 | 0 | 0 | 0 | 0 | 0 | 0 | 0 | 0 | 0
Commercial_Restaurant_New_Food Preparation_Natural Gas_Fryer_E1_Codes & Standards Forecast | Commercial | Restaurant | New | Food Preparation | Natural Gas | Fryer | E1 |  | Codes & Standards Forecast | 0 | 6088.1227 | 29365.2767 | 0 | 0 | 0 | 0 | 0 | 0 | 0 | 0 | 0 | 0 | 0 | 0 | 0 | 0 | 0 | 0 | 0 | 0 | 0 | 0 | 0 | 0 | 0 | 0 | 0 | 0 | 0 | 0 | 0 | 0
Commercial_Restaurant_New_Food Preparation_Natural Gas_Fryer_E2_Codes & Standards Forecast | Commercial | Restaurant | New | Food Preparation | Natural Gas | Fryer | E2 |  | Codes & Standards Forecast | 0 | 0 | 0 | 18766.4685 | 24203.1382 | 32846.3124 | 32222.6587 | 35693.1505 | 35526.0937 | 37970.1465 | 43732.9642 | 51977.684 | 51132.053 | 54351.0609 | 58229.9998 | 60317.0346 | 64889.274 | 67208.8571 | 70364.895 | 74481.0614 | 78707.2533 | 80864.0491 | 83994.6323 | 87280.8769 | 90341.9696 | 94309.3343 | 97290.4859 | 100508.4909 | 103972.4054 | 107362.7366 | 110407.2672 | 113668.0619 | 104214.6866
Commercial_Restaurant_New_Food Preparation_Natural Gas_Fryer_E3_Codes & Standards Forecast | Commercial | Restaurant | New | Food Preparation | Natural Gas | Fryer | E3 |  | Codes & Standards Forecast | 0 | 0 | 0 | 0 | 0 | 0 | 0 | 0 | 0 | 0 | 0 | 0 | 0 | 0 | 0 | 0 | 0 | 0 | 0 | 0 | 0 | 0 | 0 | 0 | 0 | 0 | 0 | 0 | 0 | 0 | 0 | 0 | 0
Commercial_Restaurant_New_Food Preparation_Natural Gas_Fryer_E4_Codes & Standards Forecast | Commercial | Restaurant | New | Food Preparation | Natural Gas | Fryer | E4 |  | Codes & Standards Forecast | 0 | 0 | 0 | 0 | 0 | 0 | 0 | 0 | 0 | 0 | 0 | 0 | 0 | 0 | 0 | 0 | 0 | 0 | 0 | 0 | 0 | 0 | 0 | 0 | 0 | 0 | 0 | 0 | 0 | 0 | 0 | 0 | 0
Commercial_Restaurant_New_Food Preparation_Natural Gas_Fryer_E5_Codes & Standards Forecast | Commercial | Restaurant | New | Food Preparation | Natural Gas | Fryer | E5 |  | Codes & Standards Forecast | 0 | 0 | 0 | 0 | 0 | 0 | 0 | 0 | 0 | 0 | 0 | 0 | 0 | 0 | 0 | 0 | 0 | 0 | 0 | 0 | 0 | 0 | 0 | 0 | 0 | 0 | 0 | 0 | 0 | 0 | 0 | 0 | 0
Commercial_Restaurant_New_Food Preparation_Natural Gas_Fryer_E6_Codes & Standards Forecast | Commercial | Restaurant | New | Food Preparation | Natural Gas | Fryer | E6 |  | Codes & Standards Forecast | 0 | 0 | 0 | 0 | 0 | 0 | 0 | 0 | 0 | 0 | 0 | 0 | 0 | 0 | 0 | 0 | 0 | 0 | 0 | 0 | 0 | 0 | 0 | 0 | 0 | 0 | 0 | 0 | 0 | 0 | 0 | 0 | 0
Commercial_Restaurant_New_Food Preparation_Natural Gas_Fryer_E7_Codes & Standards Forecast | Commercial | Restaurant | New | Food Preparation | Natural Gas | Fryer | E7 |  | Codes & Standards Forecast | 0 | 0 | 0 | 0 | 0 | 0 | 0 | 0 | 0 | 0 | 0 | 0 | 0 | 0 | 0 | 0 | 0 | 0 | 0 | 0 | 0 | 0 | 0 | 0 | 0 | 0 | 0 | 0 | 0 | 0 | 0 | 0 | 0
Commercial_Restaurant_New_Food Preparation_Natural Gas_Fryer_E8_Codes & Standards Forecast | Commercial | Restaurant | New | Food Preparation | Natural Gas | Fryer | E8 |  | Codes & Standards Forecast | 0 | 0 | 0 | 0 | 0 | 0 | 0 | 0 | 0 | 0 | 0 | 0 | 0 | 0 | 0 | 0 | 0 | 0 | 0 | 0 | 0 | 0 | 0 | 0 | 0 | 0 | 0 | 0 | 0 | 0 | 0 | 0 | 0
Commercial_Restaurant_New_Food Preparation_Natural Gas_Fryer_E9_Codes & Standards Forecast | Commercial | Restaurant | New | Food Preparation | Natural Gas | Fryer | E9 |  | Codes & Standards Forecast | 0 | 0 | 0 | 0 | 0 | 0 | 0 | 0 | 0 | 0 | 0 | 0 | 0 | 0 | 0 | 0 | 0 | 0 | 0 | 0 | 0 | 0 | 0 | 0 | 0 | 0 | 0 | 0 | 0 | 0 | 0 | 0 | 0
Commercial_Restaurant_New_Food Preparation_Natural Gas_Fryer_E10_Codes & Standards Forecast | Commercial | Restaurant | New | Food Preparation | Natural Gas | Fryer | E10 |  | Codes & Standards Forecast | 0 | 0 | 0 | 0 | 0 | 0 | 0 | 0 | 0 | 0 | 0 | 0 | 0 | 0 | 0 | 0 | 0 | 0 | 0 | 0 | 0 | 0 | 0 | 0 | 0 | 0 | 0 | 0 | 0 | 0 | 0 | 0 | 0
Commercial_Restaurant_New_Food Preparation_Natural Gas_Broiler_E1_Codes & Standards Forecast | Commercial | Restaurant | New | Food Preparation | Natural Gas | Broiler | E1 |  | Codes & Standards Forecast | 0 | 5500.783 | 26532.3192 | 16956.0102 | 21868.1879 | 29677.5288 | 27738.8451 | 24585.2472 | 22111.4234 | 21349.4841 | 21070.9932 | 20861.6573 | 21933.2309 | 27079.2737 | 29361.669 | 32105.9392 | 35837.9973 | 39846.0099 | 46487.1034 | 43275.5682 | 44379.0372 | 45966.5157 | 44610.5879 | 43416.3279 | 43662.9058 | 44789.5047 | 46367.0943 | 48394.4337 | 51154.4224 | 55759.4657 | 58051.2456 | 60227.1859 | 51032.889
Commercial_Restaurant_New_Food Preparation_Natural Gas_Broiler_E2_Codes & Standards Forecast | Commercial | Restaurant | New | Food Preparation | Natural Gas | Broiler | E2 |  | Codes & Standards Forecast | 0 | 0 | 0 | 0 | 0 | 0 | 0 | 0 | 0 | 0 | 0 | 0 | 0 | 0 | 0 | 0 | 0 | 0 | 0 | 0 | 0 | 0 | 0 | 0 | 0 | 0 | 0 | 0 | 0 | 0 | 0 | 0 | 0
Commercial_Restaurant_New_Food Preparation_Natural Gas_Broiler_E3_Codes & Standards Forecast | Commercial | Restaurant | New | Food Preparation | Natural Gas | Broiler | E3 |  | Codes & Standards Forecast | 0 | 0 | 0 | 0 | 0 | 0 | 0 | 0 | 0 | 0 | 0 | 0 | 0 | 0 | 0 | 0 | 0 | 0 | 0 | 0 | 0 | 0 | 0 | 0 | 0 | 0 | 0 | 0 | 0 | 0 | 0 | 0 | 0
Commercial_Restaurant_New_Food Preparation_Natural Gas_Broiler_E4_Codes & Standards Forecast | Commercial | Restaurant | New | Food Preparation | Natural Gas | Broiler | E4 |  | Codes & Standards Forecast | 0 | 0 | 0 | 0 | 0 | 0 | 0 | 0 | 0 | 0 | 0 | 0 | 0 | 0 | 0 | 0 | 0 | 0 | 0 | 0 | 0 | 0 | 0 | 0 | 0 | 0 | 0 | 0 | 0 | 0 | 0 | 0 | 0
Commercial_Restaurant_New_Food Preparation_Natural Gas_Broiler_E5_Codes & Standards Forecast | Commercial | Restaurant | New | Food Preparation | Natural Gas | Broiler | E5 |  | Codes & Standards Forecast | 0 | 0 | 0 | 0 | 0 | 0 | 0 | 0 | 0 | 0 | 0 | 0 | 0 | 0 | 0 | 0 | 0 | 0 | 0 | 0 | 0 | 0 | 0 | 0 | 0 | 0 | 0 | 0 | 0 | 0 | 0 | 0 | 0
Commercial_Restaurant_New_Food Preparation_Natural Gas_Broiler_E6_Codes & Standards Forecast | Commercial | Restaurant | New | Food Preparation | Natural Gas | Broiler | E6 |  | Codes & Standards Forecast | 0 | 0 | 0 | 0 | 0 | 0 | 0 | 0 | 0 | 0 | 0 | 0 | 0 | 0 | 0 | 0 | 0 | 0 | 0 | 0 | 0 | 0 | 0 | 0 | 0 | 0 | 0 | 0 | 0 | 0 | 0 | 0 | 0
Commercial_Restaurant_New_Food Preparation_Natural Gas_Broiler_E7_Codes & Standards Forecast | Commercial | Restaurant | New | Food Preparation | Natural Gas | Broiler | E7 |  | Codes & Standards Forecast | 0 | 0 | 0 | 0 | 0 | 0 | 0 | 0 | 0 | 0 | 0 | 0 | 0 | 0 | 0 | 0 | 0 | 0 | 0 | 0 | 0 | 0 | 0 | 0 | 0 | 0 | 0 | 0 | 0 | 0 | 0 | 0 | 0
Commercial_Restaurant_New_Food Preparation_Natural Gas_Broiler_E8_Codes & Standards Forecast | Commercial | Restaurant | New | Food Preparation | Natural Gas | Broiler | E8 |  | Codes & Standards Forecast | 0 | 0 | 0 | 0 | 0 | 0 | 0 | 0 | 0 | 0 | 0 | 0 | 0 | 0 | 0 | 0 | 0 | 0 | 0 | 0 | 0 | 0 | 0 | 0 | 0 | 0 | 0 | 0 | 0 | 0 | 0 | 0 | 0
Commercial_Restaurant_New_Food Preparation_Natural Gas_Broiler_E9_Codes & Standards Forecast | Commercial | Restaurant | New | Food Preparation | Natural Gas | Broiler | E9 |  | Codes & Standards Forecast | 0 | 0 | 0 | 0 | 0 | 0 | 0 | 0 | 0 | 0 | 0 | 0 | 0 | 0 | 0 | 0 | 0 | 0 | 0 | 0 | 0 | 0 | 0 | 0 | 0 | 0 | 0 | 0 | 0 | 0 | 0 | 0 | 0
Commercial_Restaurant_New_Food Preparation_Natural Gas_Broiler_E10_Codes & Standards Forecast | Commercial | Restaurant | New | Food Preparation | Natural Gas | Broiler | E10 |  | Codes & Standards Forecast | 0 | 0 | 0 | 0 | 0 | 0 | 0 | 0 | 0 | 0 | 0 | 0 | 0 | 0 | 0 | 0 | 0 | 0 | 0 | 0 | 0 | 0 | 0 | 0 | 0 | 0 | 0 | 0 | 0 | 0 | 0 | 0 | 0
Commercial_Restaurant_New_Food Preparation_Natural Gas_Griddle_E1_Codes & Standards Forecast | Commercial | Restaurant | New | Food Preparation | Natural Gas | Griddle | E1 |  | Codes & Standards Forecast | 0 | 6284.8068 | 30313.9572 | 19372.7418 | 24985.0496 | 33907.4519 | 31692.4486 | 28089.37 | 25262.9534 | 24392.4152 | 24074.2311 | 23835.0587 | 25059.3632 | 30938.8688 | 33546.5727 | 36681.9823 | 40945.9688 | 45525.2415 | 53112.8866 | 49443.6129 | 50704.3588 | 52518.0999 | 50968.9123 | 49604.4351 | 49886.1576 | 51173.3301 | 52975.7727 | 55292.0678 | 58445.4362 | 63706.834 | 66325.2602 | 68811.3361 | 58306.5808
Commercial_Restaurant_New_Food Preparation_Natural Gas_Griddle_E2_Codes & Standards Forecast | Commercial | Restaurant | New | Food Preparation | Natural Gas | Griddle | E2 |  | Codes & Standards Forecast | 0 | 0 | 0 | 0 | 0 | 0 | 0 | 0 | 0 | 0 | 0 | 0 | 0 | 0 | 0 | 0 | 0 | 0 | 0 | 0 | 0 | 0 | 0 | 0 | 0 | 0 | 0 | 0 | 0 | 0 | 0 | 0 | 0
Commercial_Restaurant_New_Food Preparation_Natural Gas_Griddle_E3_Codes & Standards Forecast | Commercial | Restaurant | New | Food Preparation | Natural Gas | Griddle | E3 |  | Codes & Standards Forecast | 0 | 0 | 0 | 0 | 0 | 0 | 0 | 0 | 0 | 0 | 0 | 0 | 0 | 0 | 0 | 0 | 0 | 0 | 0 | 0 | 0 | 0 | 0 | 0 | 0 | 0 | 0 | 0 | 0 | 0 | 0 | 0 | 0
Commercial_Restaurant_New_Food Preparation_Natural Gas_Griddle_E4_Codes & Standards Forecast | Commercial | Restaurant | New | Food Preparation | Natural Gas | Griddle | E4 |  | Codes & Standards Forecast | 0 | 0 | 0 | 0 | 0 | 0 | 0 | 0 | 0 | 0 | 0 | 0 | 0 | 0 | 0 | 0 | 0 | 0 | 0 | 0 | 0 | 0 | 0 | 0 | 0 | 0 | 0 | 0 | 0 | 0 | 0 | 0 | 0
Commercial_Restaurant_New_Food Preparation_Natural Gas_Griddle_E5_Codes & Standards Forecast | Commercial | Restaurant | New | Food Preparation | Natural Gas | Griddle | E5 |  | Codes & Standards Forecast | 0 | 0 | 0 | 0 | 0 | 0 | 0 | 0 | 0 | 0 | 0 | 0 | 0 | 0 | 0 | 0 | 0 | 0 | 0 | 0 | 0 | 0 | 0 | 0 | 0 | 0 | 0 | 0 | 0 | 0 | 0 | 0 | 0
Commercial_Restaurant_New_Food Preparation_Natural Gas_Griddle_E6_Codes & Standards Forecast | Commercial | Restaurant | New | Food Preparation | Natural Gas | Griddle | E6 |  | Codes & Standards Forecast | 0 | 0 | 0 | 0 | 0 | 0 | 0 | 0 | 0 | 0 | 0 | 0 | 0 | 0 | 0 | 0 | 0 | 0 | 0 | 0 | 0 | 0 | 0 | 0 | 0 | 0 | 0 | 0 | 0 | 0 | 0 | 0 | 0
Commercial_Restaurant_New_Food Preparation_Natural Gas_Griddle_E7_Codes & Standards Forecast | Commercial | Restaurant | New | Food Preparation | Natural Gas | Griddle | E7 |  | Codes & Standards Forecast | 0 | 0 | 0 | 0 | 0 | 0 | 0 | 0 | 0 | 0 | 0 | 0 | 0 | 0 | 0 | 0 | 0 | 0 | 0 | 0 | 0 | 0 | 0 | 0 | 0 | 0 | 0 | 0 | 0 | 0 | 0 | 0 | 0
Commercial_Restaurant_New_Food Preparation_Natural Gas_Griddle_E8_Codes & Standards Forecast | Commercial | Restaurant | New | Food Preparation | Natural Gas | Griddle | E8 |  | Codes & Standards Forecast | 0 | 0 | 0 | 0 | 0 | 0 | 0 | 0 | 0 | 0 | 0 | 0 | 0 | 0 | 0 | 0 | 0 | 0 | 0 | 0 | 0 | 0 | 0 | 0 | 0 | 0 | 0 | 0 | 0 | 0 | 0 | 0 | 0
Commercial_Restaurant_New_Food Preparation_Natural Gas_Griddle_E9_Codes & Standards Forecast | Commercial | Restaurant | New | Food Preparation | Natural Gas | Griddle | E9 |  | Codes & Standards Forecast | 0 | 0 | 0 | 0 | 0 | 0 | 0 | 0 | 0 | 0 | 0 | 0 | 0 | 0 | 0 | 0 | 0 | 0 | 0 | 0 | 0 | 0 | 0 | 0 | 0 | 0 | 0 | 0 | 0 | 0 | 0 | 0 | 0
Commercial_Restaurant_New_Food Preparation_Natural Gas_Griddle_E10_Codes & Standards Forecast | Commercial | Restaurant | New | Food Preparation | Natural Gas | Griddle | E10 |  | Codes & Standards Forecast | 0 | 0 | 0 | 0 | 0 | 0 | 0 | 0 | 0 | 0 | 0 | 0 | 0 | 0 | 0 | 0 | 0 | 0 | 0 | 0 | 0 | 0 | 0 | 0 | 0 | 0 | 0 | 0 | 0 | 0 | 0 | 0 | 0
Commercial_Restaurant_New_Food Preparation_Natural Gas_Range_E1_Codes & Standards Forecast | Commercial | Restaurant | New | Food Preparation | Natural Gas | Range | E1 |  | Codes & Standards Forecast | 0 | 5825.7262 | 28099.641 | 17957.6387 | 23159.9894 | 31430.645 | 29377.4391 | 26037.5512 | 23417.5933 | 22610.6445 | 23480.8478 | 28646.0451 | 30896.8926 | 33825.3894 | 37907.9152 | 42222.6068 | 49291.4601 | 45891.1345 | 47025.6755 | 48905.3511 | 48764.4038 | 48765.5017 | 49510.4546 | 51392.5256 | 54195.0343 | 59002.2397 | 61404.7256 | 63732.0348 | 66273.114 | 68339.4284 | 70715.4706 | 70021.6512 | 58840.3019
Commercial_Restaurant_New_Food Preparation_Natural Gas_Range_E2_Codes & Standards Forecast | Commercial | Restaurant | New | Food Preparation | Natural Gas | Range | E2 |  | Codes & Standards Forecast | 0 | 0 | 0 | 0 | 0 | 0 | 0 | 0 | 0 | 0 | 0 | 0 | 0 | 0 | 0 | 0 | 0 | 0 | 0 | 0 | 0 | 0 | 0 | 0 | 0 | 0 | 0 | 0 | 0 | 0 | 0 | 0 | 0
Commercial_Restaurant_New_Food Preparation_Natural Gas_Range_E3_Codes & Standards Forecast | Commercial | Restaurant | New | Food Preparation | Natural Gas | Range | E3 |  | Codes & Standards Forecast | 0 | 0 | 0 | 0 | 0 | 0 | 0 | 0 | 0 | 0 | 0 | 0 | 0 | 0 | 0 | 0 | 0 | 0 | 0 | 0 | 0 | 0 | 0 | 0 | 0 | 0 | 0 | 0 | 0 | 0 | 0 | 0 | 0
Commercial_Restaurant_New_Food Preparation_Natural Gas_Range_E4_Codes & Standards Forecast | Commercial | Restaurant | New | Food Preparation | Natural Gas | Range | E4 |  | Codes & Standards Forecast | 0 | 0 | 0 | 0 | 0 | 0 | 0 | 0 | 0 | 0 | 0 | 0 | 0 | 0 | 0 | 0 | 0 | 0 | 0 | 0 | 0 | 0 | 0 | 0 | 0 | 0 | 0 | 0 | 0 | 0 | 0 | 0 | 0
Commercial_Restaurant_New_Food Preparation_Natural Gas_Range_E5_Codes & Standards Forecast | Commercial | Restaurant | New | Food Preparation | Natural Gas | Range | E5 |  | Codes & Standards Forecast | 0 | 0 | 0 | 0 | 0 | 0 | 0 | 0 | 0 | 0 | 0 | 0 | 0 | 0 | 0 | 0 | 0 | 0 | 0 | 0 | 0 | 0 | 0 | 0 | 0 | 0 | 0 | 0 | 0 | 0 | 0 | 0 | 0
Commercial_Restaurant_New_Food Preparation_Natural Gas_Range_E6_Codes & Standards Forecast | Commercial | Restaurant | New | Food Preparation | Natural Gas | Range | E6 |  | Codes & Standards Forecast | 0 | 0 | 0 | 0 | 0 | 0 | 0 | 0 | 0 | 0 | 0 | 0 | 0 | 0 | 0 | 0 | 0 | 0 | 0 | 0 | 0 | 0 | 0 | 0 | 0 | 0 | 0 | 0 | 0 | 0 | 0 | 0 | 0
Commercial_Restaurant_New_Food Preparation_Natural Gas_Range_E7_Codes & Standards Forecast | Commercial | Restaurant | New | Food Preparation | Natural Gas | Range | E7 |  | Codes & Standards Forecast | 0 | 0 | 0 | 0 | 0 | 0 | 0 | 0 | 0 | 0 | 0 | 0 | 0 | 0 | 0 | 0 | 0 | 0 | 0 | 0 | 0 | 0 | 0 | 0 | 0 | 0 | 0 | 0 | 0 | 0 | 0 | 0 | 0
Commercial_Restaurant_New_Food Preparation_Natural Gas_Range_E8_Codes & Standards Forecast | Commercial | Restaurant | New | Food Preparation | Natural Gas | Range | E8 |  | Codes & Standards Forecast | 0 | 0 | 0 | 0 | 0 | 0 | 0 | 0 | 0 | 0 | 0 | 0 | 0 | 0 | 0 | 0 | 0 | 0 | 0 | 0 | 0 | 0 | 0 | 0 | 0 | 0 | 0 | 0 | 0 | 0 | 0 | 0 | 0
Commercial_Restaurant_New_Food Preparation_Natural Gas_Range_E9_Codes & Standards Forecast | Commercial | Restaurant | New | Food Preparation | Natural Gas | Range | E9 |  | Codes & Standards Forecast | 0 | 0 | 0 | 0 | 0 | 0 | 0 | 0 | 0 | 0 | 0 | 0 | 0 | 0 | 0 | 0 | 0 | 0 | 0 | 0 | 0 | 0 | 0 | 0 | 0 | 0 | 0 | 0 | 0 | 0 | 0 | 0 | 0
Commercial_Restaurant_New_Food Preparation_Natural Gas_Range_E10_Codes & Standards Forecast | Commercial | Restaurant | New | Food Preparation | Natural Gas | Range | E10 |  | Codes & Standards Forecast | 0 | 0 | 0 | 0 | 0 | 0 | 0 | 0 | 0 | 0 | 0 | 0 | 0 | 0 | 0 | 0 | 0 | 0 | 0 | 0 | 0 | 0 | 0 | 0 | 0 | 0 | 0 | 0 | 0 | 0 | 0 | 0 | 0
Commercial_Restaurant_New_Food Preparation_Natural Gas_Steamer_E1_Codes & Standards Forecast | Commercial | Restaurant | New | Food Preparation | Natural Gas | Steamer | E1 |  | Codes & Standards Forecast | 0 | 402.8693 | 1943.1883 | 0 | 0 | 0 | 0 | 0 | 0 | 0 | 0 | 0 | 0 | 0 | 0 | 0 | 0 | 0 | 0 | 0 | 0 | 0 | 0 | 0 | 0 | 0 | 0 | 0 | 0 | 0 | 0 | 0 | 0
Commercial_Restaurant_New_Food Preparation_Natural Gas_Steamer_E2_Codes & Standards Forecast | Commercial | Restaurant | New | Food Preparation | Natural Gas | Steamer | E2 |  | Codes & Standards Forecast | 0 | 0 | 0 | 1241.8334 | 1601.5941 | 2173.5389 | 2031.5525 | 1800.5876 | 1619.4084 | 1563.605 | 1587.972 | 1783.5767 | 1891.0538 | 2032.7889 | 2227.8564 | 2379.9436 | 2487.3698 | 2560.3553 | 2618.7773 | 2797.2197 | 3330.0042 | 3125.2561 | 3283.6445 | 3511.2208 | 3510.3252 | 3495.9972 | 3506.7321 | 3561.4048 | 3654.5483 | 3849.3035 | 3972.5616 | 4110.3038 | 3431.3427
Commercial_Restaurant_New_Food Preparation_Natural Gas_Steamer_E3_Codes & Standards Forecast | Commercial | Restaurant | New | Food Preparation | Natural Gas | Steamer | E3 |  | Codes & Standards Forecast | 0 | 0 | 0 | 0 | 0 | 0 | 0 | 0 | 0 | 0 | 0 | 0 | 0 | 0 | 0 | 0 | 0 | 0 | 0 | 0 | 0 | 0 | 0 | 0 | 0 | 0 | 0 | 0 | 0 | 0 | 0 | 0 | 0
Commercial_Restaurant_New_Food Preparation_Natural Gas_Steamer_E4_Codes & Standards Forecast | Commercial | Restaurant | New | Food Preparation | Natural Gas | Steamer | E4 |  | Codes & Standards Forecast | 0 | 0 | 0 | 0 | 0 | 0 | 0 | 0 | 0 | 0 | 0 | 0 | 0 | 0 | 0 | 0 | 0 | 0 | 0 | 0 | 0 | 0 | 0 | 0 | 0 | 0 | 0 | 0 | 0 | 0 | 0 | 0 | 0
Commercial_Restaurant_New_Food Preparation_Natural Gas_Steamer_E5_Codes & Standards Forecast | Commercial | Restaurant | New | Food Preparation | Natural Gas | Steamer | E5 |  | Codes & Standards Forecast | 0 | 0 | 0 | 0 | 0 | 0 | 0 | 0 | 0 | 0 | 0 | 0 | 0 | 0 | 0 | 0 | 0 | 0 | 0 | 0 | 0 | 0 | 0 | 0 | 0 | 0 | 0 | 0 | 0 | 0 | 0 | 0 | 0
Commercial_Restaurant_New_Food Preparation_Natural Gas_Steamer_E6_Codes & Standards Forecast | Commercial | Restaurant | New | Food Preparation | Natural Gas | Steamer | E6 |  | Codes & Standards Forecast | 0 | 0 | 0 | 0 | 0 | 0 | 0 | 0 | 0 | 0 | 0 | 0 | 0 | 0 | 0 | 0 | 0 | 0 | 0 | 0 | 0 | 0 | 0 | 0 | 0 | 0 | 0 | 0 | 0 | 0 | 0 | 0 | 0
Commercial_Restaurant_New_Food Preparation_Natural Gas_Steamer_E7_Codes & Standards Forecast | Commercial | Restaurant | New | Food Preparation | Natural Gas | Steamer | E7 |  | Codes & Standards Forecast | 0 | 0 | 0 | 0 | 0 | 0 | 0 | 0 | 0 | 0 | 0 | 0 | 0 | 0 | 0 | 0 | 0 | 0 | 0 | 0 | 0 | 0 | 0 | 0 | 0 | 0 | 0 | 0 | 0 | 0 | 0 | 0 | 0
Commercial_Restaurant_New_Food Preparation_Natural Gas_Steamer_E8_Codes & Standards Forecast | Commercial | Restaurant | New | Food Preparation | Natural Gas | Steamer | E8 |  | Codes & Standards Forecast | 0 | 0 | 0 | 0 | 0 | 0 | 0 | 0 | 0 | 0 | 0 | 0 | 0 | 0 | 0 | 0 | 0 | 0 | 0 | 0 | 0 | 0 | 0 | 0 | 0 | 0 | 0 | 0 | 0 | 0 | 0 | 0 | 0
Commercial_Restaurant_New_Food Preparation_Natural Gas_Steamer_E9_Codes & Standards Forecast | Commercial | Restaurant | New | Food Preparation | Natural Gas | Steamer | E9 |  | Codes & Standards Forecast | 0 | 0 | 0 | 0 | 0 | 0 | 0 | 0 | 0 | 0 | 0 | 0 | 0 | 0 | 0 | 0 | 0 | 0 | 0 | 0 | 0 | 0 | 0 | 0 | 0 | 0 | 0 | 0 | 0 | 0 | 0 | 0 | 0
Commercial_Restaurant_New_Food Preparation_Natural Gas_Steamer_E10_Codes & Standards Forecast | Commercial | Restaurant | New | Food Preparation | Natural Gas | Steamer | E10 |  | Codes & Standards Forecast | 0 | 0 | 0 | 0 | 0 | 0 | 0 | 0 | 0 | 0 | 0 | 0 | 0 | 0 | 0 | 0 | 0 | 0 | 0 | 0 | 0 | 0 | 0 | 0 | 0 | 0 | 0 | 0 | 0 | 0 | 0 | 0 | 0
Commercial_Restaurant_New_Food Preparation_Natural Gas_Food Prep Other_E1_Codes & Standards Forecast | Commercial | Restaurant | New | Food Preparation | Natural Gas | Food Prep Other | E1 |  | Codes & Standards Forecast | 0 | 22.6723 | 109.3569 | 69.8867 | 90.133 | 122.3204 | 114.3298 | 101.3318 | 91.1355 | 87.9951 | 91.3817 | 111.4834 | 120.2431 | 131.6401 | 147.5283 | 164.32 | 191.8303 | 178.5971 | 183.0124 | 190.3276 | 189.7791 | 189.7834 | 192.6826 | 200.0071 | 210.9138 | 229.6223 | 238.9721 | 248.0295 | 257.9187 | 265.9603 | 275.2073 | 272.5071 | 228.992
Commercial_Restaurant_New_Food Preparation_Natural Gas_Food Prep Other_E2_Codes & Standards Forecast | Commercial | Restaurant | New | Food Preparation | Natural Gas | Food Prep Other | E2 |  | Codes & Standards Forecast | 0 | 0 | 0 | 0 | 0 | 0 | 0 | 0 | 0 | 0 | 0 | 0 | 0 | 0 | 0 | 0 | 0 | 0 | 0 | 0 | 0 | 0 | 0 | 0 | 0 | 0 | 0 | 0 | 0 | 0 | 0 | 0 | 0
Commercial_Restaurant_New_Food Preparation_Natural Gas_Food Prep Other_E3_Codes & Standards Forecast | Commercial | Restaurant | New | Food Preparation | Natural Gas | Food Prep Other | E3 |  | Codes & Standards Forecast | 0 | 0 | 0 | 0 | 0 | 0 | 0 | 0 | 0 | 0 | 0 | 0 | 0 | 0 | 0 | 0 | 0 | 0 | 0 | 0 | 0 | 0 | 0 | 0 | 0 | 0 | 0 | 0 | 0 | 0 | 0 | 0 | 0
Commercial_Restaurant_New_Food Preparation_Natural Gas_Food Prep Other_E4_Codes & Standards Forecast | Commercial | Restaurant | New | Food Preparation | Natural Gas | Food Prep Other | E4 |  | Codes & Standards Forecast | 0 | 0 | 0 | 0 | 0 | 0 | 0 | 0 | 0 | 0 | 0 | 0 | 0 | 0 | 0 | 0 | 0 | 0 | 0 | 0 | 0 | 0 | 0 | 0 | 0 | 0 | 0 | 0 | 0 | 0 | 0 | 0 | 0
Commercial_Restaurant_New_Food Preparation_Natural Gas_Food Prep Other_E5_Codes & Standards Forecast | Commercial | Restaurant | New | Food Preparation | Natural Gas | Food Prep Other | E5 |  | Codes & Standards Forecast | 0 | 0 | 0 | 0 | 0 | 0 | 0 | 0 | 0 | 0 | 0 | 0 | 0 | 0 | 0 | 0 | 0 | 0 | 0 | 0 | 0 | 0 | 0 | 0 | 0 | 0 | 0 | 0 | 0 | 0 | 0 | 0 | 0
Commercial_Restaurant_New_Food Preparation_Natural Gas_Food Prep Other_E6_Codes & Standards Forecast | Commercial | Restaurant | New | Food Preparation | Natural Gas | Food Prep Other | E6 |  | Codes & Standards Forecast | 0 | 0 | 0 | 0 | 0 | 0 | 0 | 0 | 0 | 0 | 0 | 0 | 0 | 0 | 0 | 0 | 0 | 0 | 0 | 0 | 0 | 0 | 0 | 0 | 0 | 0 | 0 | 0 | 0 | 0 | 0 | 0 | 0
Commercial_Restaurant_New_Food Preparation_Natural Gas_Food Prep Other_E7_Codes & Standards Forecast | Commercial | Restaurant | New | Food Preparation | Natural Gas | Food Prep Other | E7 |  | Codes & Standards Forecast | 0 | 0 | 0 | 0 | 0 | 0 | 0 | 0 | 0 | 0 | 0 | 0 | 0 | 0 | 0 | 0 | 0 | 0 | 0 | 0 | 0 | 0 | 0 | 0 | 0 | 0 | 0 | 0 | 0 | 0 | 0 | 0 | 0
Commercial_Restaurant_New_Food Preparation_Natural Gas_Food Prep Other_E8_Codes & Standards Forecast | Commercial | Restaurant | New | Food Preparation | Natural Gas | Food Prep Other | E8 |  | Codes & Standards Forecast | 0 | 0 | 0 | 0 | 0 | 0 | 0 | 0 | 0 | 0 | 0 | 0 | 0 | 0 | 0 | 0 | 0 | 0 | 0 | 0 | 0 | 0 | 0 | 0 | 0 | 0 | 0 | 0 | 0 | 0 | 0 | 0 | 0
Commercial_Restaurant_New_Food Preparation_Natural Gas_Food Prep Other_E9_Codes & Standards Forecast | Commercial | Restaurant | New | Food Preparation | Natural Gas | Food Prep Other | E9 |  | Codes & Standards Forecast | 0 | 0 | 0 | 0 | 0 | 0 | 0 | 0 | 0 | 0 | 0 | 0 | 0 | 0 | 0 | 0 | 0 | 0 | 0 | 0 | 0 | 0 | 0 | 0 | 0 | 0 | 0 | 0 | 0 | 0 | 0 | 0 | 0
Commercial_Restaurant_New_Food Preparation_Natural Gas_Food Prep Other_E10_Codes & Standards Forecast | Commercial | Restaurant | New | Food Preparation | Natural Gas | Food Prep Other | E10 |  | Codes & Standards Forecast | 0 | 0 | 0 | 0 | 0 | 0 | 0 | 0 | 0 | 0 | 0 | 0 | 0 | 0 | 0 | 0 | 0 | 0 | 0 | 0 | 0 | 0 | 0 | 0 | 0 | 0 | 0 | 0 | 0 | 0 | 0 | 0 | 0
Commercial_Restaurant_New_Miscellaneous_Natural Gas_Pool Heater_E1_Codes & Standards Forecast | Commercial | Restaurant | New | Miscellaneous | Natural Gas | Pool Heater | E1 |  | Codes & Standards Forecast | 0 | 0 | 0 | 0 | 0 | 0 | 0 | 0 | 0 | 0 | 0 | 0 | 0 | 0 | 0 | 0 | 0 | 0 | 0 | 0 | 0 | 0 | 0 | 0 | 0 | 0 | 0 | 0 | 0 | 0 | 0 | 0 | 0
Commercial_Restaurant_New_Miscellaneous_Natural Gas_Pool Heater_E2_Codes & Standards Forecast | Commercial | Restaurant | New | Miscellaneous | Natural Gas | Pool Heater | E2 |  | Codes & Standards Forecast | 0 | 0 | 0 | 0 | 0 | 0 | 0 | 0 | 0 | 0 | 0 | 0 | 0 | 0 | 0 | 0 | 0 | 0 | 0 | 0 | 0 | 0 | 0 | 0 | 0 | 0 | 0 | 0 | 0 | 0 | 0 | 0 | 0
Commercial_Restaurant_New_Miscellaneous_Natural Gas_Pool Heater_E3_Codes & Standards Forecast | Commercial | Restaurant | New | Miscellaneous | Natural Gas | Pool Heater | E3 |  | Codes & Standards Forecast | 0 | 0 | 0 | 0 | 0 | 0 | 0 | 0 | 0 | 0 | 0 | 0 | 0 | 0 | 0 | 0 | 0 | 0 | 0 | 0 | 0 | 0 | 0 | 0 | 0 | 0 | 0 | 0 | 0 | 0 | 0 | 0 | 0
Commercial_Restaurant_New_Miscellaneous_Natural Gas_Pool Heater_E4_Codes & Standards Forecast | Commercial | Restaurant | New | Miscellaneous | Natural Gas | Pool Heater | E4 |  | Codes & Standards Forecast | 0 | 0 | 0 | 0 | 0 | 0 | 0 | 0 | 0 | 0 | 0 | 0 | 0 | 0 | 0 | 0 | 0 | 0 | 0 | 0 | 0 | 0 | 0 | 0 | 0 | 0 | 0 | 0 | 0 | 0 | 0 | 0 | 0
Commercial_Restaurant_New_Miscellaneous_Natural Gas_Pool Heater_E5_Codes & Standards Forecast | Commercial | Restaurant | New | Miscellaneous | Natural Gas | Pool Heater | E5 |  | Codes & Standards Forecast | 0 | 0 | 0 | 0 | 0 | 0 | 0 | 0 | 0 | 0 | 0 | 0 | 0 | 0 | 0 | 0 | 0 | 0 | 0 | 0 | 0 | 0 | 0 | 0 | 0 | 0 | 0 | 0 | 0 | 0 | 0 | 0 | 0
Commercial_Restaurant_New_Miscellaneous_Natural Gas_Pool Heater_E6_Codes & Standards Forecast | Commercial | Restaurant | New | Miscellaneous | Natural Gas | Pool Heater | E6 |  | Codes & Standards Forecast | 0 | 0 | 0 | 0 | 0 | 0 | 0 | 0 | 0 | 0 | 0 | 0 | 0 | 0 | 0 | 0 | 0 | 0 | 0 | 0 | 0 | 0 | 0 | 0 | 0 | 0 | 0 | 0 | 0 | 0 | 0 | 0 | 0
Commercial_Restaurant_New_Miscellaneous_Natural Gas_Pool Heater_E7_Codes & Standards Forecast | Commercial | Restaurant | New | Miscellaneous | Natural Gas | Pool Heater | E7 |  | Codes & Standards Forecast | 0 | 0 | 0 | 0 | 0 | 0 | 0 | 0 | 0 | 0 | 0 | 0 | 0 | 0 | 0 | 0 | 0 | 0 | 0 | 0 | 0 | 0 | 0 | 0 | 0 | 0 | 0 | 0 | 0 | 0 | 0 | 0 | 0
Commercial_Restaurant_New_Miscellaneous_Natural Gas_Pool Heater_E8_Codes & Standards Forecast | Commercial | Restaurant | New | Miscellaneous | Natural Gas | Pool Heater | E8 |  | Codes & Standards Forecast | 0 | 0 | 0 | 0 | 0 | 0 | 0 | 0 | 0 | 0 | 0 | 0 | 0 | 0 | 0 | 0 | 0 | 0 | 0 | 0 | 0 | 0 | 0 | 0 | 0 | 0 | 0 | 0 | 0 | 0 | 0 | 0 | 0
Commercial_Restaurant_New_Miscellaneous_Natural Gas_Pool Heater_E9_Codes & Standards Forecast | Commercial | Restaurant | New | Miscellaneous | Natural Gas | Pool Heater | E9 |  | Codes & Standards Forecast | 0 | 0 | 0 | 0 | 0 | 0 | 0 | 0 | 0 | 0 | 0 | 0 | 0 | 0 | 0 | 0 | 0 | 0 | 0 | 0 | 0 | 0 | 0 | 0 | 0 | 0 | 0 | 0 | 0 | 0 | 0 | 0 | 0
Commercial_Restaurant_New_Miscellaneous_Natural Gas_Pool Heater_E10_Codes & Standards Forecast | Commercial | Restaurant | New | Miscellaneous | Natural Gas | Pool Heater | E10 |  | Codes & Standards Forecast | 0 | 0 | 0 | 0 | 0 | 0 | 0 | 0 | 0 | 0 | 0 | 0 | 0 | 0 | 0 | 0 | 0 | 0 | 0 | 0 | 0 | 0 | 0 | 0 | 0 | 0 | 0 | 0 | 0 | 0 | 0 | 0 | 0
Commercial_Restaurant_New_Miscellaneous_Natural Gas_Miscellaneous_E1_Codes & Standards Forecast | Commercial | Restaurant | New | Miscellaneous | Natural Gas | Miscellaneous | E1 |  | Codes & Standards Forecast | 0 | 7155.7264 | 34514.7257 | 22057.3271 | 29469.6093 | 44413.0769 | 44212.6202 | 43158.9908 | 44688.8955 | 47738.7938 | 50689.7745 | 55560.8233 | 66254.3071 | 64350.3416 | 69304.1167 | 77179.2012 | 79209.2934 | 81366.5589 | 85087.7522 | 89004.4994 | 92678.3079 | 96919.1843 | 102772.5497 | 104639.0951 | 108837.7168 | 114157.1347 | 117280.9845 | 120596.1096 | 124653.9116 | 128635.9595 | 132452.6466 | 136469.6978 | 125976.5012
Commercial_Restaurant_New_Miscellaneous_Natural Gas_Miscellaneous_E2_Codes & Standards Forecast | Commercial | Restaurant | New | Miscellaneous | Natural Gas | Miscellaneous | E2 |  | Codes & Standards Forecast | 0 | 0 | 0 | 0 | 0 | 0 | 0 | 0 | 0 | 0 | 0 | 0 | 0 | 0 | 0 | 0 | 0 | 0 | 0 | 0 | 0 | 0 | 0 | 0 | 0 | 0 | 0 | 0 | 0 | 0 | 0 | 0 | 0
Commercial_Restaurant_New_Miscellaneous_Natural Gas_Miscellaneous_E3_Codes & Standards Forecast | Commercial | Restaurant | New | Miscellaneous | Natural Gas | Miscellaneous | E3 |  | Codes & Standards Forecast | 0 | 0 | 0 | 0 | 0 | 0 | 0 | 0 | 0 | 0 | 0 | 0 | 0 | 0 | 0 | 0 | 0 | 0 | 0 | 0 | 0 | 0 | 0 | 0 | 0 | 0 | 0 | 0 | 0 | 0 | 0 | 0 | 0
Commercial_Restaurant_New_Miscellaneous_Natural Gas_Miscellaneous_E4_Codes & Standards Forecast | Commercial | Restaurant | New | Miscellaneous | Natural Gas | Miscellaneous | E4 |  | Codes & Standards Forecast | 0 | 0 | 0 | 0 | 0 | 0 | 0 | 0 | 0 | 0 | 0 | 0 | 0 | 0 | 0 | 0 | 0 | 0 | 0 | 0 | 0 | 0 | 0 | 0 | 0 | 0 | 0 | 0 | 0 | 0 | 0 | 0 | 0
Commercial_Restaurant_New_Miscellaneous_Natural Gas_Miscellaneous_E5_Codes & Standards Forecast | Commercial | Restaurant | New | Miscellaneous | Natural Gas | Miscellaneous | E5 |  | Codes & Standards Forecast | 0 | 0 | 0 | 0 | 0 | 0 | 0 | 0 | 0 | 0 | 0 | 0 | 0 | 0 | 0 | 0 | 0 | 0 | 0 | 0 | 0 | 0 | 0 | 0 | 0 | 0 | 0 | 0 | 0 | 0 | 0 | 0 | 0
Commercial_Restaurant_New_Miscellaneous_Natural Gas_Miscellaneous_E6_Codes & Standards Forecast | Commercial | Restaurant | New | Miscellaneous | Natural Gas | Miscellaneous | E6 |  | Codes & Standards Forecast | 0 | 0 | 0 | 0 | 0 | 0 | 0 | 0 | 0 | 0 | 0 | 0 | 0 | 0 | 0 | 0 | 0 | 0 | 0 | 0 | 0 | 0 | 0 | 0 | 0 | 0 | 0 | 0 | 0 | 0 | 0 | 0 | 0
Commercial_Restaurant_New_Miscellaneous_Natural Gas_Miscellaneous_E7_Codes & Standards Forecast | Commercial | Restaurant | New | Miscellaneous | Natural Gas | Miscellaneous | E7 |  | Codes & Standards Forecast | 0 | 0 | 0 | 0 | 0 | 0 | 0 | 0 | 0 | 0 | 0 | 0 | 0 | 0 | 0 | 0 | 0 | 0 | 0 | 0 | 0 | 0 | 0 | 0 | 0 | 0 | 0 | 0 | 0 | 0 | 0 | 0 | 0
Commercial_Restaurant_New_Miscellaneous_Natural Gas_Miscellaneous_E8_Codes & Standards Forecast | Commercial | Restaurant | New | Miscellaneous | Natural Gas | Miscellaneous | E8 |  | Codes & Standards Forecast | 0 | 0 | 0 | 0 | 0 | 0 | 0 | 0 | 0 | 0 | 0 | 0 | 0 | 0 | 0 | 0 | 0 | 0 | 0 | 0 | 0 | 0 | 0 | 0 | 0 | 0 | 0 | 0 | 0 | 0 | 0 | 0 | 0
Commercial_Restaurant_New_Miscellaneous_Natural Gas_Miscellaneous_E9_Codes & Standards Forecast | Commercial | Restaurant | New | Miscellaneous | Natural Gas | Miscellaneous | E9 |  | Codes & Standards Forecast | 0 | 0 | 0 | 0 | 0 | 0 | 0 | 0 | 0 | 0 | 0 | 0 | 0 | 0 | 0 | 0 | 0 | 0 | 0 | 0 | 0 | 0 | 0 | 0 | 0 | 0 | 0 | 0 | 0 | 0 | 0 | 0 | 0
Commercial_Restaurant_New_Miscellaneous_Natural Gas_Miscellaneous_E10_Codes & Standards Forecast | Commercial | Restaurant | New | Miscellaneous | Natural Gas | Miscellaneous | E10 |  | Codes & Standards Forecast | 0 | 0 | 0 | 0 | 0 | 0 | 0 | 0 | 0 | 0 | 0 | 0 | 0 | 0 | 0 | 0 | 0 | 0 | 0 | 0 | 0 | 0 | 0 | 0 | 0 | 0 | 0 | 0 | 0 | 0 | 0 | 0 | 0
Commercial_Retail_Existing_Space Heating_Natural Gas_Furnace_E1_Codes & Standards Forecast | Commercial | Retail | Existing | Space Heating | Natural Gas | Furnace | E1 |  | Codes & Standards Forecast | 0 | 310142.4972 | 336247.4603 | 359562.4901 | 380556.2 | 399218.864 | 416142.7156 | 431641.2861 | 445822.9836 | 458651.2249 | 470194.482 | 480554.0914 | 489807.7748 | 498034.7003 | 505308.3035 | 511715.4736 | 517330.3083 | 522221.5461 | 526448.5081 | 504902.5626 | 486915.2815 | 472027.7891 | 459835.8278 | 449977.1726 | 442130.7222 | 436008.7384 | 431359.9456 | 427962.5083 | 425620.9122 | 424163.1573 | 423438.2327 | 423313.8455 | 508696.112
Commercial_Retail_Existing_Space Heating_Natural Gas_Furnace_E2_Codes & Standards Forecast | Commercial | Retail | Existing | Space Heating | Natural Gas | Furnace | E2 |  | Codes & Standards Forecast | 0 | 0 | 0 | 0 | 0 | 0 | 0 | 0 | 0 | 0 | 0 | 0 | 0 | 0 | 0 | 0 | 0 | 0 | 0 | 0 | 0 | 0 | 0 | 0 | 0 | 0 | 0 | 0 | 0 | 0 | 0 | 0 | 0
Commercial_Retail_Existing_Space Heating_Natural Gas_Furnace_E3_Codes & Standards Forecast | Commercial | Retail | Existing | Space Heating | Natural Gas | Furnace | E3 |  | Codes & Standards Forecast | 0 | 0 | 0 | 0 | 0 | 0 | 0 | 0 | 0 | 0 | 0 | 0 | 0 | 0 | 0 | 0 | 0 | 0 | 0 | 0 | 0 | 0 | 0 | 0 | 0 | 0 | 0 | 0 | 0 | 0 | 0 | 0 | 0
Commercial_Retail_Existing_Space Heating_Natural Gas_Furnace_E4_Codes & Standards Forecast | Commercial | Retail | Existing | Space Heating | Natural Gas | Furnace | E4 |  | Codes & Standards Forecast | 0 | 0 | 0 | 0 | 0 | 0 | 0 | 0 | 0 | 0 | 0 | 0 | 0 | 0 | 0 | 0 | 0 | 0 | 0 | 0 | 0 | 0 | 0 | 0 | 0 | 0 | 0 | 0 | 0 | 0 | 0 | 0 | 0
Commercial_Retail_Existing_Space Heating_Natural Gas_Furnace_E5_Codes & Standards Forecast | Commercial | Retail | Existing | Space Heating | Natural Gas | Furnace | E5 |  | Codes & Standards Forecast | 0 | 0 | 0 | 0 | 0 | 0 | 0 | 0 | 0 | 0 | 0 | 0 | 0 | 0 | 0 | 0 | 0 | 0 | 0 | 0 | 0 | 0 | 0 | 0 | 0 | 0 | 0 | 0 | 0 | 0 | 0 | 0 | 0
Commercial_Retail_Existing_Space Heating_Natural Gas_Furnace_E6_Codes & Standards Forecast | Commercial | Retail | Existing | Space Heating | Natural Gas | Furnace | E6 |  | Codes & Standards Forecast | 0 | 0 | 0 | 0 | 0 | 0 | 0 | 0 | 0 | 0 | 0 | 0 | 0 | 0 | 0 | 0 | 0 | 0 | 0 | 0 | 0 | 0 | 0 | 0 | 0 | 0 | 0 | 0 | 0 | 0 | 0 | 0 | 0
Commercial_Retail_Existing_Space Heating_Natural Gas_Furnace_E7_Codes & Standards Forecast | Commercial | Retail | Existing | Space Heating | Natural Gas | Furnace | E7 |  | Codes & Standards Forecast | 0 | 0 | 0 | 0 | 0 | 0 | 0 | 0 | 0 | 0 | 0 | 0 | 0 | 0 | 0 | 0 | 0 | 0 | 0 | 0 | 0 | 0 | 0 | 0 | 0 | 0 | 0 | 0 | 0 | 0 | 0 | 0 | 0
Commercial_Retail_Existing_Space Heating_Natural Gas_Furnace_E8_Codes & Standards Forecast | Commercial | Retail | Existing | Space Heating | Natural Gas | Furnace | E8 |  | Codes & Standards Forecast | 0 | 0 | 0 | 0 | 0 | 0 | 0 | 0 | 0 | 0 | 0 | 0 | 0 | 0 | 0 | 0 | 0 | 0 | 0 | 0 | 0 | 0 | 0 | 0 | 0 | 0 | 0 | 0 | 0 | 0 | 0 | 0 | 0
Commercial_Retail_Existing_Space Heating_Natural Gas_Furnace_E9_Codes & Standards Forecast | Commercial | Retail | Existing | Space Heating | Natural Gas | Furnace | E9 |  | Codes & Standards Forecast | 0 | 0 | 0 | 0 | 0 | 0 | 0 | 0 | 0 | 0 | 0 | 0 | 0 | 0 | 0 | 0 | 0 | 0 | 0 | 0 | 0 | 0 | 0 | 0 | 0 | 0 | 0 | 0 | 0 | 0 | 0 | 0 | 0
Commercial_Retail_Existing_Space Heating_Natural Gas_Furnace_E10_Codes & Standards Forecast | Commercial | Retail | Existing | Space Heating | Natural Gas | Furnace | E10 |  | Codes & Standards Forecast | 0 | 0 | 0 | 0 | 0 | 0 | 0 | 0 | 0 | 0 | 0 | 0 | 0 | 0 | 0 | 0 | 0 | 0 | 0 | 0 | 0 | 0 | 0 | 0 | 0 | 0 | 0 | 0 | 0 | 0 | 0 | 0 | 0
Commercial_Retail_Existing_Space Heating_Natural Gas_Boiler_E1_Codes & Standards Forecast | Commercial | Retail | Existing | Space Heating | Natural Gas | Boiler | E1 |  | Codes & Standards Forecast | 0 | 12927.7117 | 14264.686 | 15443.7535 | 16489.7738 | 17406.7085 | 18224.2266 | 18959.5922 | 19620.6141 | 20208.2633 | 20727.7593 | 21185.4783 | 21586.5049 | 21935.7693 | 22237.7579 | 22497.3801 | 22718.8312 | 22905.9381 | 23061.9972 | 23189.9911 | 23292.4168 | 23371.7083 | 22175.971 | 21202.0688 | 20417.2735 | 19792.9253 | 19304.2474 | 18929.727 | 18650.7186 | 18451.0935 | 18316.9299 | 18236.239 | 18199.3507
Commercial_Retail_Existing_Space Heating_Natural Gas_Boiler_E2_Codes & Standards Forecast | Commercial | Retail | Existing | Space Heating | Natural Gas | Boiler | E2 |  | Codes & Standards Forecast | 0 | 0 | 0 | 0 | 0 | 0 | 0 | 0 | 0 | 0 | 0 | 0 | 0 | 0 | 0 | 0 | 0 | 0 | 0 | 0 | 0 | 0 | 0 | 0 | 0 | 0 | 0 | 0 | 0 | 0 | 0 | 0 | 0
Commercial_Retail_Existing_Space Heating_Natural Gas_Boiler_E3_Codes & Standards Forecast | Commercial | Retail | Existing | Space Heating | Natural Gas | Boiler | E3 |  | Codes & Standards Forecast | 0 | 0 | 0 | 0 | 0 | 0 | 0 | 0 | 0 | 0 | 0 | 0 | 0 | 0 | 0 | 0 | 0 | 0 | 0 | 0 | 0 | 0 | 0 | 0 | 0 | 0 | 0 | 0 | 0 | 0 | 0 | 0 | 0
Commercial_Retail_Existing_Space Heating_Natural Gas_Boiler_E4_Codes & Standards Forecast | Commercial | Retail | Existing | Space Heating | Natural Gas | Boiler | E4 |  | Codes & Standards Forecast | 0 | 0 | 0 | 0 | 0 | 0 | 0 | 0 | 0 | 0 | 0 | 0 | 0 | 0 | 0 | 0 | 0 | 0 | 0 | 0 | 0 | 0 | 0 | 0 | 0 | 0 | 0 | 0 | 0 | 0 | 0 | 0 | 0
Commercial_Retail_Existing_Space Heating_Natural Gas_Boiler_E5_Codes & Standards Forecast | Commercial | Retail | Existing | Space Heating | Natural Gas | Boiler | E5 |  | Codes & Standards Forecast | 0 | 0 | 0 | 0 | 0 | 0 | 0 | 0 | 0 | 0 | 0 | 0 | 0 | 0 | 0 | 0 | 0 | 0 | 0 | 0 | 0 | 0 | 0 | 0 | 0 | 0 | 0 | 0 | 0 | 0 | 0 | 0 | 0
Commercial_Retail_Existing_Space Heating_Natural Gas_Boiler_E6_Codes & Standards Forecast | Commercial | Retail | Existing | Space Heating | Natural Gas | Boiler | E6 |  | Codes & Standards Forecast | 0 | 0 | 0 | 0 | 0 | 0 | 0 | 0 | 0 | 0 | 0 | 0 | 0 | 0 | 0 | 0 | 0 | 0 | 0 | 0 | 0 | 0 | 0 | 0 | 0 | 0 | 0 | 0 | 0 | 0 | 0 | 0 | 0
Commercial_Retail_Existing_Space Heating_Natural Gas_Boiler_E7_Codes & Standards Forecast | Commercial | Retail | Existing | Space Heating | Natural Gas | Boiler | E7 |  | Codes & Standards Forecast | 0 | 0 | 0 | 0 | 0 | 0 | 0 | 0 | 0 | 0 | 0 | 0 | 0 | 0 | 0 | 0 | 0 | 0 | 0 | 0 | 0 | 0 | 0 | 0 | 0 | 0 | 0 | 0 | 0 | 0 | 0 | 0 | 0
Commercial_Retail_Existing_Space Heating_Natural Gas_Boiler_E8_Codes & Standards Forecast | Commercial | Retail | Existing | Space Heating | Natural Gas | Boiler | E8 |  | Codes & Standards Forecast | 0 | 0 | 0 | 0 | 0 | 0 | 0 | 0 | 0 | 0 | 0 | 0 | 0 | 0 | 0 | 0 | 0 | 0 | 0 | 0 | 0 | 0 | 0 | 0 | 0 | 0 | 0 | 0 | 0 | 0 | 0 | 0 | 0
Commercial_Retail_Existing_Space Heating_Natural Gas_Boiler_E9_Codes & Standards Forecast | Commercial | Retail | Existing | Space Heating | Natural Gas | Boiler | E9 |  | Codes & Standards Forecast | 0 | 0 | 0 | 0 | 0 | 0 | 0 | 0 | 0 | 0 | 0 | 0 | 0 | 0 | 0 | 0 | 0 | 0 | 0 | 0 | 0 | 0 | 0 | 0 | 0 | 0 | 0 | 0 | 0 | 0 | 0 | 0 | 0
Commercial_Retail_Existing_Space Heating_Natural Gas_Boiler_E10_Codes & Standards Forecast | Commercial | Retail | Existing | Space Heating | Natural Gas | Boiler | E10 |  | Codes & Standards Forecast | 0 | 0 | 0 | 0 | 0 | 0 | 0 | 0 | 0 | 0 | 0 | 0 | 0 | 0 | 0 | 0 | 0 | 0 | 0 | 0 | 0 | 0 | 0 | 0 | 0 | 0 | 0 | 0 | 0 | 0 | 0 | 0 | 0
Commercial_Retail_Existing_Space Heating_Natural Gas_Unit Heater_E1_Codes & Standards Forecast | Commercial | Retail | Existing | Space Heating | Natural Gas | Unit Heater | E1 |  | Codes & Standards Forecast | 0 | 51418.202 | 66501.838 | 78290.0927 | 87486.6664 | 94571.784 | 100064.5784 | 104339.6754 | 107654.2912 | 110177.2891 | 112062.4127 | 113439.8157 | 99934.1545 | 92011.8304 | 87928.8049 | 86422.8571 | 86586.1195 | 100092.134 | 103012.6392 | 105208.8108 | 106827.789 | 107987.365 | 108782.1488 | 106558.08 | 103047.9587 | 99287.7818 | 95853.6886 | 93024.566 | 89734.9001 | 88985.8571 | 89708.2224 | 91192.608 | 92984.3612
Commercial_Retail_Existing_Space Heating_Natural Gas_Unit Heater_E2_Codes & Standards Forecast | Commercial | Retail | Existing | Space Heating | Natural Gas | Unit Heater | E2 |  | Codes & Standards Forecast | 0 | 0 | 0 | 0 | 0 | 0 | 0 | 0 | 0 | 0 | 0 | 0 | 0 | 0 | 0 | 0 | 0 | 0 | 0 | 0 | 0 | 0 | 0 | 0 | 0 | 0 | 0 | 0 | 0 | 0 | 0 | 0 | 0
Commercial_Retail_Existing_Space Heating_Natural Gas_Unit Heater_E3_Codes & Standards Forecast | Commercial | Retail | Existing | Space Heating | Natural Gas | Unit Heater | E3 |  | Codes & Standards Forecast | 0 | 0 | 0 | 0 | 0 | 0 | 0 | 0 | 0 | 0 | 0 | 0 | 0 | 0 | 0 | 0 | 0 | 0 | 0 | 0 | 0 | 0 | 0 | 0 | 0 | 0 | 0 | 0 | 0 | 0 | 0 | 0 | 0
Commercial_Retail_Existing_Space Heating_Natural Gas_Unit Heater_E4_Codes & Standards Forecast | Commercial | Retail | Existing | Space Heating | Natural Gas | Unit Heater | E4 |  | Codes & Standards Forecast | 0 | 0 | 0 | 0 | 0 | 0 | 0 | 0 | 0 | 0 | 0 | 0 | 0 | 0 | 0 | 0 | 0 | 0 | 0 | 0 | 0 | 0 | 0 | 0 | 0 | 0 | 0 | 0 | 0 | 0 | 0 | 0 | 0
Commercial_Retail_Existing_Space Heating_Natural Gas_Unit Heater_E5_Codes & Standards Forecast | Commercial | Retail | Existing | Space Heating | Natural Gas | Unit Heater | E5 |  | Codes & Standards Forecast | 0 | 0 | 0 | 0 | 0 | 0 | 0 | 0 | 0 | 0 | 0 | 0 | 0 | 0 | 0 | 0 | 0 | 0 | 0 | 0 | 0 | 0 | 0 | 0 | 0 | 0 | 0 | 0 | 0 | 0 | 0 | 0 | 0
Commercial_Retail_Existing_Space Heating_Natural Gas_Unit Heater_E6_Codes & Standards Forecast | Commercial | Retail | Existing | Space Heating | Natural Gas | Unit Heater | E6 |  | Codes & Standards Forecast | 0 | 0 | 0 | 0 | 0 | 0 | 0 | 0 | 0 | 0 | 0 | 0 | 0 | 0 | 0 | 0 | 0 | 0 | 0 | 0 | 0 | 0 | 0 | 0 | 0 | 0 | 0 | 0 | 0 | 0 | 0 | 0 | 0
Commercial_Retail_Existing_Space Heating_Natural Gas_Unit Heater_E7_Codes & Standards Forecast | Commercial | Retail | Existing | Space Heating | Natural Gas | Unit Heater | E7 |  | Codes & Standards Forecast | 0 | 0 | 0 | 0 | 0 | 0 | 0 | 0 | 0 | 0 | 0 | 0 | 0 | 0 | 0 | 0 | 0 | 0 | 0 | 0 | 0 | 0 | 0 | 0 | 0 | 0 | 0 | 0 | 0 | 0 | 0 | 0 | 0
Commercial_Retail_Existing_Space Heating_Natural Gas_Unit Heater_E8_Codes & Standards Forecast | Commercial | Retail | Existing | Space Heating | Natural Gas | Unit Heater | E8 |  | Codes & Standards Forecast | 0 | 0 | 0 | 0 | 0 | 0 | 0 | 0 | 0 | 0 | 0 | 0 | 0 | 0 | 0 | 0 | 0 | 0 | 0 | 0 | 0 | 0 | 0 | 0 | 0 | 0 | 0 | 0 | 0 | 0 | 0 | 0 | 0
Commercial_Retail_Existing_Space Heating_Natural Gas_Unit Heater_E9_Codes & Standards Forecast | Commercial | Retail | Existing | Space Heating | Natural Gas | Unit Heater | E9 |  | Codes & Standards Forecast | 0 | 0 | 0 | 0 | 0 | 0 | 0 | 0 | 0 | 0 | 0 | 0 | 0 | 0 | 0 | 0 | 0 | 0 | 0 | 0 | 0 | 0 | 0 | 0 | 0 | 0 | 0 | 0 | 0 | 0 | 0 | 0 | 0
Commercial_Retail_Existing_Space Heating_Natural Gas_Unit Heater_E10_Codes & Standards Forecast | Commercial | Retail | Existing | Space Heating | Natural Gas | Unit Heater | E10 |  | Codes & Standards Forecast | 0 | 0 | 0 | 0 | 0 | 0 | 0 | 0 | 0 | 0 | 0 | 0 | 0 | 0 | 0 | 0 | 0 | 0 | 0 | 0 | 0 | 0 | 0 | 0 | 0 | 0 | 0 | 0 | 0 | 0 | 0 | 0 | 0
Commercial_Retail_Existing_Water Heating_Natural Gas_Water Heater_E1_Codes & Standards Forecast | Commercial | Retail | Existing | Water Heating | Natural Gas | Water Heater | E1 |  | Codes & Standards Forecast | 0 | 341186.4126 | 441274.1531 | 519495.331 | 580519.3627 | 627532.7897 | 663980.3266 | 692347.8102 | 714342.0035 | 731083.4019 | 646545.9161 | 598255.3404 | 574748.7112 | 567739.2872 | 571286.9274 | 663820.9169 | 684967.1093 | 700944.5069 | 712809.4 | 702895.2472 | 683209.9926 | 660996.8255 | 640337.9006 | 623260.3271 | 602641.4248 | 598929.3525 | 604940.7814 | 615917.6595 | 625274.9488 | 650528.3613 | 649135.5295 | 642822.6353 | 633550.2171
Commercial_Retail_Existing_Water Heating_Natural Gas_Water Heater_E2_Codes & Standards Forecast | Commercial | Retail | Existing | Water Heating | Natural Gas | Water Heater | E2 |  | Codes & Standards Forecast | 0 | 0 | 0 | 0 | 0 | 0 | 0 | 0 | 0 | 0 | 0 | 0 | 0 | 0 | 0 | 0 | 0 | 0 | 0 | 0 | 0 | 0 | 0 | 0 | 0 | 0 | 0 | 0 | 0 | 0 | 0 | 0 | 0
Commercial_Retail_Existing_Water Heating_Natural Gas_Water Heater_E3_Codes & Standards Forecast | Commercial | Retail | Existing | Water Heating | Natural Gas | Water Heater | E3 |  | Codes & Standards Forecast | 0 | 0 | 0 | 0 | 0 | 0 | 0 | 0 | 0 | 0 | 0 | 0 | 0 | 0 | 0 | 0 | 0 | 0 | 0 | 0 | 0 | 0 | 0 | 0 | 0 | 0 | 0 | 0 | 0 | 0 | 0 | 0 | 0
Commercial_Retail_Existing_Water Heating_Natural Gas_Water Heater_E4_Codes & Standards Forecast | Commercial | Retail | Existing | Water Heating | Natural Gas | Water Heater | E4 |  | Codes & Standards Forecast | 0 | 0 | 0 | 0 | 0 | 0 | 0 | 0 | 0 | 0 | 0 | 0 | 0 | 0 | 0 | 0 | 0 | 0 | 0 | 0 | 0 | 0 | 0 | 0 | 0 | 0 | 0 | 0 | 0 | 0 | 0 | 0 | 0
Commercial_Retail_Existing_Water Heating_Natural Gas_Water Heater_E5_Codes & Standards Forecast | Commercial | Retail | Existing | Water Heating | Natural Gas | Water Heater | E5 |  | Codes & Standards Forecast | 0 | 0 | 0 | 0 | 0 | 0 | 0 | 0 | 0 | 0 | 0 | 0 | 0 | 0 | 0 | 0 | 0 | 0 | 0 | 0 | 0 | 0 | 0 | 0 | 0 | 0 | 0 | 0 | 0 | 0 | 0 | 0 | 0
Commercial_Retail_Existing_Water Heating_Natural Gas_Water Heater_E6_Codes & Standards Forecast | Commercial | Retail | Existing | Water Heating | Natural Gas | Water Heater | E6 |  | Codes & Standards Forecast | 0 | 0 | 0 | 0 | 0 | 0 | 0 | 0 | 0 | 0 | 0 | 0 | 0 | 0 | 0 | 0 | 0 | 0 | 0 | 0 | 0 | 0 | 0 | 0 | 0 | 0 | 0 | 0 | 0 | 0 | 0 | 0 | 0
Commercial_Retail_Existing_Water Heating_Natural Gas_Water Heater_E7_Codes & Standards Forecast | Commercial | Retail | Existing | Water Heating | Natural Gas | Water Heater | E7 |  | Codes & Standards Forecast | 0 | 0 | 0 | 0 | 0 | 0 | 0 | 0 | 0 | 0 | 0 | 0 | 0 | 0 | 0 | 0 | 0 | 0 | 0 | 0 | 0 | 0 | 0 | 0 | 0 | 0 | 0 | 0 | 0 | 0 | 0 | 0 | 0
Commercial_Retail_Existing_Water Heating_Natural Gas_Water Heater_E8_Codes & Standards Forecast | Commercial | Retail | Existing | Water Heating | Natural Gas | Water Heater | E8 |  | Codes & Standards Forecast | 0 | 0 | 0 | 0 | 0 | 0 | 0 | 0 | 0 | 0 | 0 | 0 | 0 | 0 | 0 | 0 | 0 | 0 | 0 | 0 | 0 | 0 | 0 | 0 | 0 | 0 | 0 | 0 | 0 | 0 | 0 | 0 | 0
Commercial_Retail_Existing_Water Heating_Natural Gas_Water Heater_E9_Codes & Standards Forecast | Commercial | Retail | Existing | Water Heating | Natural Gas | Water Heater | E9 |  | Codes & Standards Forecast | 0 | 0 | 0 | 0 | 0 | 0 | 0 | 0 | 0 | 0 | 0 | 0 | 0 | 0 | 0 | 0 | 0 | 0 | 0 | 0 | 0 | 0 | 0 | 0 | 0 | 0 | 0 | 0 | 0 | 0 | 0 | 0 | 0
Commercial_Retail_Existing_Water Heating_Natural Gas_Water Heater_E10_Codes & Standards Forecast | Commercial | Retail | Existing | Water Heating | Natural Gas | Water Heater | E10 |  | Codes & Standards Forecast | 0 | 0 | 0 | 0 | 0 | 0 | 0 | 0 | 0 | 0 | 0 | 0 | 0 | 0 | 0 | 0 | 0 | 0 | 0 | 0 | 0 | 0 | 0 | 0 | 0 | 0 | 0 | 0 | 0 | 0 | 0 | 0 | 0
Commercial_Retail_Existing_Food Preparation_Natural Gas_Oven_E1_Codes & Standards Forecast | Commercial | Retail | Existing | Food Preparation | Natural Gas | Oven | E1 |  | Codes & Standards Forecast | 0 | 10942.0561 | 14151.9309 | 16660.5317 | 18617.6096 | 20125.3588 | 21294.2535 | 22204.016 | 22909.3832 | 23446.29 | 23847.454 | 24140.5724 | 21266.4987 | 19580.5876 | 18711.6989 | 18391.2256 | 18425.9686 | 21300.1175 | 21921.6159 | 22388.9725 | 22733.4993 | 22980.263 | 23149.3971 | 22676.1039 | 21929.1321 | 21128.9473 | 20398.1547 | 19796.1029 | 19096.0452 | 18936.645 | 19090.3681 | 19406.2529 | 19787.5471
Commercial_Retail_Existing_Food Preparation_Natural Gas_Oven_E2_Codes & Standards Forecast | Commercial | Retail | Existing | Food Preparation | Natural Gas | Oven | E2 |  | Codes & Standards Forecast | 0 | 0 | 0 | 0 | 0 | 0 | 0 | 0 | 0 | 0 | 0 | 0 | 0 | 0 | 0 | 0 | 0 | 0 | 0 | 0 | 0 | 0 | 0 | 0 | 0 | 0 | 0 | 0 | 0 | 0 | 0 | 0 | 0
Commercial_Retail_Existing_Food Preparation_Natural Gas_Oven_E3_Codes & Standards Forecast | Commercial | Retail | Existing | Food Preparation | Natural Gas | Oven | E3 |  | Codes & Standards Forecast | 0 | 0 | 0 | 0 | 0 | 0 | 0 | 0 | 0 | 0 | 0 | 0 | 0 | 0 | 0 | 0 | 0 | 0 | 0 | 0 | 0 | 0 | 0 | 0 | 0 | 0 | 0 | 0 | 0 | 0 | 0 | 0 | 0
Commercial_Retail_Existing_Food Preparation_Natural Gas_Oven_E4_Codes & Standards Forecast | Commercial | Retail | Existing | Food Preparation | Natural Gas | Oven | E4 |  | Codes & Standards Forecast | 0 | 0 | 0 | 0 | 0 | 0 | 0 | 0 | 0 | 0 | 0 | 0 | 0 | 0 | 0 | 0 | 0 | 0 | 0 | 0 | 0 | 0 | 0 | 0 | 0 | 0 | 0 | 0 | 0 | 0 | 0 | 0 | 0
Commercial_Retail_Existing_Food Preparation_Natural Gas_Oven_E5_Codes & Standards Forecast | Commercial | Retail | Existing | Food Preparation | Natural Gas | Oven | E5 |  | Codes & Standards Forecast | 0 | 0 | 0 | 0 | 0 | 0 | 0 | 0 | 0 | 0 | 0 | 0 | 0 | 0 | 0 | 0 | 0 | 0 | 0 | 0 | 0 | 0 | 0 | 0 | 0 | 0 | 0 | 0 | 0 | 0 | 0 | 0 | 0
Commercial_Retail_Existing_Food Preparation_Natural Gas_Oven_E6_Codes & Standards Forecast | Commercial | Retail | Existing | Food Preparation | Natural Gas | Oven | E6 |  | Codes & Standards Forecast | 0 | 0 | 0 | 0 | 0 | 0 | 0 | 0 | 0 | 0 | 0 | 0 | 0 | 0 | 0 | 0 | 0 | 0 | 0 | 0 | 0 | 0 | 0 | 0 | 0 | 0 | 0 | 0 | 0 | 0 | 0 | 0 | 0
Commercial_Retail_Existing_Food Preparation_Natural Gas_Oven_E7_Codes & Standards Forecast | Commercial | Retail | Existing | Food Preparation | Natural Gas | Oven | E7 |  | Codes & Standards Forecast | 0 | 0 | 0 | 0 | 0 | 0 | 0 | 0 | 0 | 0 | 0 | 0 | 0 | 0 | 0 | 0 | 0 | 0 | 0 | 0 | 0 | 0 | 0 | 0 | 0 | 0 | 0 | 0 | 0 | 0 | 0 | 0 | 0
Commercial_Retail_Existing_Food Preparation_Natural Gas_Oven_E8_Codes & Standards Forecast | Commercial | Retail | Existing | Food Preparation | Natural Gas | Oven | E8 |  | Codes & Standards Forecast | 0 | 0 | 0 | 0 | 0 | 0 | 0 | 0 | 0 | 0 | 0 | 0 | 0 | 0 | 0 | 0 | 0 | 0 | 0 | 0 | 0 | 0 | 0 | 0 | 0 | 0 | 0 | 0 | 0 | 0 | 0 | 0 | 0
Commercial_Retail_Existing_Food Preparation_Natural Gas_Oven_E9_Codes & Standards Forecast | Commercial | Retail | Existing | Food Preparation | Natural Gas | Oven | E9 |  | Codes & Standards Forecast | 0 | 0 | 0 | 0 | 0 | 0 | 0 | 0 | 0 | 0 | 0 | 0 | 0 | 0 | 0 | 0 | 0 | 0 | 0 | 0 | 0 | 0 | 0 | 0 | 0 | 0 | 0 | 0 | 0 | 0 | 0 | 0 | 0
Commercial_Retail_Existing_Food Preparation_Natural Gas_Oven_E10_Codes & Standards Forecast | Commercial | Retail | Existing | Food Preparation | Natural Gas | Oven | E10 |  | Codes & Standards Forecast | 0 | 0 | 0 | 0 | 0 | 0 | 0 | 0 | 0 | 0 | 0 | 0 | 0 | 0 | 0 | 0 | 0 | 0 | 0 | 0 | 0 | 0 | 0 | 0 | 0 | 0 | 0 | 0 | 0 | 0 | 0 | 0 | 0
Commercial_Retail_Existing_Food Preparation_Natural Gas_Conveyor Oven_E1_Codes & Standards Forecast | Commercial | Retail | Existing | Food Preparation | Natural Gas | Conveyor Oven | E1 |  | Codes & Standards Forecast | 0 | 3861.9021 | 4994.7991 | 5880.1877 | 6570.921 | 7103.0678 | 7515.6189 | 7836.7115 | 8085.6647 | 8275.1612 | 8416.7485 | 8520.202 | 8593.019 | 8641.2698 | 8669.7835 | 8682.7217 | 8683.3169 | 7615.3787 | 6972.2948 | 6623.1382 | 6472.6742 | 6452.3356 | 7413.6963 | 7606.2623 | 7749.8991 | 7854.5506 | 7928.177 | 7977.1133 | 8006.4013 | 8020.0531 | 8021.262 | 8012.5686 | 7996.2705
Commercial_Retail_Existing_Food Preparation_Natural Gas_Conveyor Oven_E2_Codes & Standards Forecast | Commercial | Retail | Existing | Food Preparation | Natural Gas | Conveyor Oven | E2 |  | Codes & Standards Forecast | 0 | 0 | 0 | 0 | 0 | 0 | 0 | 0 | 0 | 0 | 0 | 0 | 0 | 0 | 0 | 0 | 0 | 0 | 0 | 0 | 0 | 0 | 0 | 0 | 0 | 0 | 0 | 0 | 0 | 0 | 0 | 0 | 0
Commercial_Retail_Existing_Food Preparation_Natural Gas_Conveyor Oven_E3_Codes & Standards Forecast | Commercial | Retail | Existing | Food Preparation | Natural Gas | Conveyor Oven | E3 |  | Codes & Standards Forecast | 0 | 0 | 0 | 0 | 0 | 0 | 0 | 0 | 0 | 0 | 0 | 0 | 0 | 0 | 0 | 0 | 0 | 0 | 0 | 0 | 0 | 0 | 0 | 0 | 0 | 0 | 0 | 0 | 0 | 0 | 0 | 0 | 0
Commercial_Retail_Existing_Food Preparation_Natural Gas_Conveyor Oven_E4_Codes & Standards Forecast | Commercial | Retail | Existing | Food Preparation | Natural Gas | Conveyor Oven | E4 |  | Codes & Standards Forecast | 0 | 0 | 0 | 0 | 0 | 0 | 0 | 0 | 0 | 0 | 0 | 0 | 0 | 0 | 0 | 0 | 0 | 0 | 0 | 0 | 0 | 0 | 0 | 0 | 0 | 0 | 0 | 0 | 0 | 0 | 0 | 0 | 0
Commercial_Retail_Existing_Food Preparation_Natural Gas_Conveyor Oven_E5_Codes & Standards Forecast | Commercial | Retail | Existing | Food Preparation | Natural Gas | Conveyor Oven | E5 |  | Codes & Standards Forecast | 0 | 0 | 0 | 0 | 0 | 0 | 0 | 0 | 0 | 0 | 0 | 0 | 0 | 0 | 0 | 0 | 0 | 0 | 0 | 0 | 0 | 0 | 0 | 0 | 0 | 0 | 0 | 0 | 0 | 0 | 0 | 0 | 0
Commercial_Retail_Existing_Food Preparation_Natural Gas_Conveyor Oven_E6_Codes & Standards Forecast | Commercial | Retail | Existing | Food Preparation | Natural Gas | Conveyor Oven | E6 |  | Codes & Standards Forecast | 0 | 0 | 0 | 0 | 0 | 0 | 0 | 0 | 0 | 0 | 0 | 0 | 0 | 0 | 0 | 0 | 0 | 0 | 0 | 0 | 0 | 0 | 0 | 0 | 0 | 0 | 0 | 0 | 0 | 0 | 0 | 0 | 0
Commercial_Retail_Existing_Food Preparation_Natural Gas_Conveyor Oven_E7_Codes & Standards Forecast | Commercial | Retail | Existing | Food Preparation | Natural Gas | Conveyor Oven | E7 |  | Codes & Standards Forecast | 0 | 0 | 0 | 0 | 0 | 0 | 0 | 0 | 0 | 0 | 0 | 0 | 0 | 0 | 0 | 0 | 0 | 0 | 0 | 0 | 0 | 0 | 0 | 0 | 0 | 0 | 0 | 0 | 0 | 0 | 0 | 0 | 0
Commercial_Retail_Existing_Food Preparation_Natural Gas_Conveyor Oven_E8_Codes & Standards Forecast | Commercial | Retail | Existing | Food Preparation | Natural Gas | Conveyor Oven | E8 |  | Codes & Standards Forecast | 0 | 0 | 0 | 0 | 0 | 0 | 0 | 0 | 0 | 0 | 0 | 0 | 0 | 0 | 0 | 0 | 0 | 0 | 0 | 0 | 0 | 0 | 0 | 0 | 0 | 0 | 0 | 0 | 0 | 0 | 0 | 0 | 0
Commercial_Retail_Existing_Food Preparation_Natural Gas_Conveyor Oven_E9_Codes & Standards Forecast | Commercial | Retail | Existing | Food Preparation | Natural Gas | Conveyor Oven | E9 |  | Codes & Standards Forecast | 0 | 0 | 0 | 0 | 0 | 0 | 0 | 0 | 0 | 0 | 0 | 0 | 0 | 0 | 0 | 0 | 0 | 0 | 0 | 0 | 0 | 0 | 0 | 0 | 0 | 0 | 0 | 0 | 0 | 0 | 0 | 0 | 0
Commercial_Retail_Existing_Food Preparation_Natural Gas_Conveyor Oven_E10_Codes & Standards Forecast | Commercial | Retail | Existing | Food Preparation | Natural Gas | Conveyor Oven | E10 |  | Codes & Standards Forecast | 0 | 0 | 0 | 0 | 0 | 0 | 0 | 0 | 0 | 0 | 0 | 0 | 0 | 0 | 0 | 0 | 0 | 0 | 0 | 0 | 0 | 0 | 0 | 0 | 0 | 0 | 0 | 0 | 0 | 0 | 0 | 0 | 0
Commercial_Retail_Existing_Food Preparation_Natural Gas_Double Rack Oven_E1_Codes & Standards Forecast | Commercial | Retail | Existing | Food Preparation | Natural Gas | Double Rack Oven | E1 |  | Codes & Standards Forecast | 0 | 5471.028 | 7075.9654 | 8330.2659 | 9308.8048 | 10062.6794 | 10647.1268 | 11102.008 | 11454.6916 | 11723.145 | 11923.727 | 12070.2862 | 10633.2493 | 9790.2938 | 9355.8495 | 9195.6128 | 9212.9843 | 10650.0588 | 10960.808 | 11194.4862 | 11366.7497 | 11490.1315 | 11574.6985 | 11338.0519 | 10964.5661 | 10564.4736 | 10199.0773 | 9898.0515 | 9548.0226 | 9468.3225 | 9545.184 | 9703.1265 | 9893.7736
Commercial_Retail_Existing_Food Preparation_Natural Gas_Double Rack Oven_E2_Codes & Standards Forecast | Commercial | Retail | Existing | Food Preparation | Natural Gas | Double Rack Oven | E2 |  | Codes & Standards Forecast | 0 | 0 | 0 | 0 | 0 | 0 | 0 | 0 | 0 | 0 | 0 | 0 | 0 | 0 | 0 | 0 | 0 | 0 | 0 | 0 | 0 | 0 | 0 | 0 | 0 | 0 | 0 | 0 | 0 | 0 | 0 | 0 | 0
Commercial_Retail_Existing_Food Preparation_Natural Gas_Double Rack Oven_E3_Codes & Standards Forecast | Commercial | Retail | Existing | Food Preparation | Natural Gas | Double Rack Oven | E3 |  | Codes & Standards Forecast | 0 | 0 | 0 | 0 | 0 | 0 | 0 | 0 | 0 | 0 | 0 | 0 | 0 | 0 | 0 | 0 | 0 | 0 | 0 | 0 | 0 | 0 | 0 | 0 | 0 | 0 | 0 | 0 | 0 | 0 | 0 | 0 | 0
Commercial_Retail_Existing_Food Preparation_Natural Gas_Double Rack Oven_E4_Codes & Standards Forecast | Commercial | Retail | Existing | Food Preparation | Natural Gas | Double Rack Oven | E4 |  | Codes & Standards Forecast | 0 | 0 | 0 | 0 | 0 | 0 | 0 | 0 | 0 | 0 | 0 | 0 | 0 | 0 | 0 | 0 | 0 | 0 | 0 | 0 | 0 | 0 | 0 | 0 | 0 | 0 | 0 | 0 | 0 | 0 | 0 | 0 | 0
Commercial_Retail_Existing_Food Preparation_Natural Gas_Double Rack Oven_E5_Codes & Standards Forecast | Commercial | Retail | Existing | Food Preparation | Natural Gas | Double Rack Oven | E5 |  | Codes & Standards Forecast | 0 | 0 | 0 | 0 | 0 | 0 | 0 | 0 | 0 | 0 | 0 | 0 | 0 | 0 | 0 | 0 | 0 | 0 | 0 | 0 | 0 | 0 | 0 | 0 | 0 | 0 | 0 | 0 | 0 | 0 | 0 | 0 | 0
Commercial_Retail_Existing_Food Preparation_Natural Gas_Double Rack Oven_E6_Codes & Standards Forecast | Commercial | Retail | Existing | Food Preparation | Natural Gas | Double Rack Oven | E6 |  | Codes & Standards Forecast | 0 | 0 | 0 | 0 | 0 | 0 | 0 | 0 | 0 | 0 | 0 | 0 | 0 | 0 | 0 | 0 | 0 | 0 | 0 | 0 | 0 | 0 | 0 | 0 | 0 | 0 | 0 | 0 | 0 | 0 | 0 | 0 | 0
Commercial_Retail_Existing_Food Preparation_Natural Gas_Double Rack Oven_E7_Codes & Standards Forecast | Commercial | Retail | Existing | Food Preparation | Natural Gas | Double Rack Oven | E7 |  | Codes & Standards Forecast | 0 | 0 | 0 | 0 | 0 | 0 | 0 | 0 | 0 | 0 | 0 | 0 | 0 | 0 | 0 | 0 | 0 | 0 | 0 | 0 | 0 | 0 | 0 | 0 | 0 | 0 | 0 | 0 | 0 | 0 | 0 | 0 | 0
Commercial_Retail_Existing_Food Preparation_Natural Gas_Double Rack Oven_E8_Codes & Standards Forecast | Commercial | Retail | Existing | Food Preparation | Natural Gas | Double Rack Oven | E8 |  | Codes & Standards Forecast | 0 | 0 | 0 | 0 | 0 | 0 | 0 | 0 | 0 | 0 | 0 | 0 | 0 | 0 | 0 | 0 | 0 | 0 | 0 | 0 | 0 | 0 | 0 | 0 | 0 | 0 | 0 | 0 | 0 | 0 | 0 | 0 | 0
Commercial_Retail_Existing_Food Preparation_Natural Gas_Double Rack Oven_E9_Codes & Standards Forecast | Commercial | Retail | Existing | Food Preparation | Natural Gas | Double Rack Oven | E9 |  | Codes & Standards Forecast | 0 | 0 | 0 | 0 | 0 | 0 | 0 | 0 | 0 | 0 | 0 | 0 | 0 | 0 | 0 | 0 | 0 | 0 | 0 | 0 | 0 | 0 | 0 | 0 | 0 | 0 | 0 | 0 | 0 | 0 | 0 | 0 | 0
Commercial_Retail_Existing_Food Preparation_Natural Gas_Double Rack Oven_E10_Codes & Standards Forecast | Commercial | Retail | Existing | Food Preparation | Natural Gas | Double Rack Oven | E10 |  | Codes & Standards Forecast | 0 | 0 | 0 | 0 | 0 | 0 | 0 | 0 | 0 | 0 | 0 | 0 | 0 | 0 | 0 | 0 | 0 | 0 | 0 | 0 | 0 | 0 | 0 | 0 | 0 | 0 | 0 | 0 | 0 | 0 | 0 | 0 | 0
Commercial_Retail_Existing_Food Preparation_Natural Gas_Fryer_E1_Codes & Standards Forecast | Commercial | Retail | Existing | Food Preparation | Natural Gas | Fryer | E1 |  | Codes & Standards Forecast | 0 | 44762.9567 | 63089.9017 | 0 | 0 | 0 | 0 | 0 | 0 | 0 | 0 | 0 | 0 | 0 | 0 | 0 | 0 | 0 | 0 | 0 | 0 | 0 | 0 | 0 | 0 | 0 | 0 | 0 | 0 | 0 | 0 | 0 | 0
Commercial_Retail_Existing_Food Preparation_Natural Gas_Fryer_E2_Codes & Standards Forecast | Commercial | Retail | Existing | Food Preparation | Natural Gas | Fryer | E2 |  | Codes & Standards Forecast | 0 | 0 | 0 | 76528.7854 | 86344.759 | 93409.3253 | 80434.0147 | 75237.7314 | 74664.2565 | 76648.5624 | 89959.8741 | 90873.8275 | 89244.2483 | 87098.0082 | 85384.9848 | 82815.4818 | 82841.6121 | 83488.5446 | 84019.1734 | 86558.4294 | 85032.4186 | 83322.1218 | 82081.9556 | 81378.5878 | 81272.6776 | 81401.8359 | 81218.1739 | 80749.655 | 80678.6776 | 79680.7738 | 78919.9451 | 78407.1274 | 78028.264
Commercial_Retail_Existing_Food Preparation_Natural Gas_Fryer_E3_Codes & Standards Forecast | Commercial | Retail | Existing | Food Preparation | Natural Gas | Fryer | E3 |  | Codes & Standards Forecast | 0 | 0 | 0 | 0 | 0 | 0 | 0 | 0 | 0 | 0 | 0 | 0 | 0 | 0 | 0 | 0 | 0 | 0 | 0 | 0 | 0 | 0 | 0 | 0 | 0 | 0 | 0 | 0 | 0 | 0 | 0 | 0 | 0
Commercial_Retail_Existing_Food Preparation_Natural Gas_Fryer_E4_Codes & Standards Forecast | Commercial | Retail | Existing | Food Preparation | Natural Gas | Fryer | E4 |  | Codes & Standards Forecast | 0 | 0 | 0 | 0 | 0 | 0 | 0 | 0 | 0 | 0 | 0 | 0 | 0 | 0 | 0 | 0 | 0 | 0 | 0 | 0 | 0 | 0 | 0 | 0 | 0 | 0 | 0 | 0 | 0 | 0 | 0 | 0 | 0
Commercial_Retail_Existing_Food Preparation_Natural Gas_Fryer_E5_Codes & Standards Forecast | Commercial | Retail | Existing | Food Preparation | Natural Gas | Fryer | E5 |  | Codes & Standards Forecast | 0 | 0 | 0 | 0 | 0 | 0 | 0 | 0 | 0 | 0 | 0 | 0 | 0 | 0 | 0 | 0 | 0 | 0 | 0 | 0 | 0 | 0 | 0 | 0 | 0 | 0 | 0 | 0 | 0 | 0 | 0 | 0 | 0
Commercial_Retail_Existing_Food Preparation_Natural Gas_Fryer_E6_Codes & Standards Forecast | Commercial | Retail | Existing | Food Preparation | Natural Gas | Fryer | E6 |  | Codes & Standards Forecast | 0 | 0 | 0 | 0 | 0 | 0 | 0 | 0 | 0 | 0 | 0 | 0 | 0 | 0 | 0 | 0 | 0 | 0 | 0 | 0 | 0 | 0 | 0 | 0 | 0 | 0 | 0 | 0 | 0 | 0 | 0 | 0 | 0
Commercial_Retail_Existing_Food Preparation_Natural Gas_Fryer_E7_Codes & Standards Forecast | Commercial | Retail | Existing | Food Preparation | Natural Gas | Fryer | E7 |  | Codes & Standards Forecast | 0 | 0 | 0 | 0 | 0 | 0 | 0 | 0 | 0 | 0 | 0 | 0 | 0 | 0 | 0 | 0 | 0 | 0 | 0 | 0 | 0 | 0 | 0 | 0 | 0 | 0 | 0 | 0 | 0 | 0 | 0 | 0 | 0
Commercial_Retail_Existing_Food Preparation_Natural Gas_Fryer_E8_Codes & Standards Forecast | Commercial | Retail | Existing | Food Preparation | Natural Gas | Fryer | E8 |  | Codes & Standards Forecast | 0 | 0 | 0 | 0 | 0 | 0 | 0 | 0 | 0 | 0 | 0 | 0 | 0 | 0 | 0 | 0 | 0 | 0 | 0 | 0 | 0 | 0 | 0 | 0 | 0 | 0 | 0 | 0 | 0 | 0 | 0 | 0 | 0
Commercial_Retail_Existing_Food Preparation_Natural Gas_Fryer_E9_Codes & Standards Forecast | Commercial | Retail | Existing | Food Preparation | Natural Gas | Fryer | E9 |  | Codes & Standards Forecast | 0 | 0 | 0 | 0 | 0 | 0 | 0 | 0 | 0 | 0 | 0 | 0 | 0 | 0 | 0 | 0 | 0 | 0 | 0 | 0 | 0 | 0 | 0 | 0 | 0 | 0 | 0 | 0 | 0 | 0 | 0 | 0 | 0
Commercial_Retail_Existing_Food Preparation_Natural Gas_Fryer_E10_Codes & Standards Forecast | Commercial | Retail | Existing | Food Preparation | Natural Gas | Fryer | E10 |  | Codes & Standards Forecast | 0 | 0 | 0 | 0 | 0 | 0 | 0 | 0 | 0 | 0 | 0 | 0 | 0 | 0 | 0 | 0 | 0 | 0 | 0 | 0 | 0 | 0 | 0 | 0 | 0 | 0 | 0 | 0 | 0 | 0 | 0 | 0 | 0
Commercial_Retail_Existing_Food Preparation_Natural Gas_Broiler_E1_Codes & Standards Forecast | Commercial | Retail | Existing | Food Preparation | Natural Gas | Broiler | E1 |  | Codes & Standards Forecast | 0 | 0 | 0 | 0 | 0 | 0 | 0 | 0 | 0 | 0 | 0 | 0 | 0 | 0 | 0 | 0 | 0 | 0 | 0 | 0 | 0 | 0 | 0 | 0 | 0 | 0 | 0 | 0 | 0 | 0 | 0 | 0 | 0
Commercial_Retail_Existing_Food Preparation_Natural Gas_Broiler_E2_Codes & Standards Forecast | Commercial | Retail | Existing | Food Preparation | Natural Gas | Broiler | E2 |  | Codes & Standards Forecast | 0 | 0 | 0 | 0 | 0 | 0 | 0 | 0 | 0 | 0 | 0 | 0 | 0 | 0 | 0 | 0 | 0 | 0 | 0 | 0 | 0 | 0 | 0 | 0 | 0 | 0 | 0 | 0 | 0 | 0 | 0 | 0 | 0
Commercial_Retail_Existing_Food Preparation_Natural Gas_Broiler_E3_Codes & Standards Forecast | Commercial | Retail | Existing | Food Preparation | Natural Gas | Broiler | E3 |  | Codes & Standards Forecast | 0 | 0 | 0 | 0 | 0 | 0 | 0 | 0 | 0 | 0 | 0 | 0 | 0 | 0 | 0 | 0 | 0 | 0 | 0 | 0 | 0 | 0 | 0 | 0 | 0 | 0 | 0 | 0 | 0 | 0 | 0 | 0 | 0
Commercial_Retail_Existing_Food Preparation_Natural Gas_Broiler_E4_Codes & Standards Forecast | Commercial | Retail | Existing | Food Preparation | Natural Gas | Broiler | E4 |  | Codes & Standards Forecast | 0 | 0 | 0 | 0 | 0 | 0 | 0 | 0 | 0 | 0 | 0 | 0 | 0 | 0 | 0 | 0 | 0 | 0 | 0 | 0 | 0 | 0 | 0 | 0 | 0 | 0 | 0 | 0 | 0 | 0 | 0 | 0 | 0
Commercial_Retail_Existing_Food Preparation_Natural Gas_Broiler_E5_Codes & Standards Forecast | Commercial | Retail | Existing | Food Preparation | Natural Gas | Broiler | E5 |  | Codes & Standards Forecast | 0 | 0 | 0 | 0 | 0 | 0 | 0 | 0 | 0 | 0 | 0 | 0 | 0 | 0 | 0 | 0 | 0 | 0 | 0 | 0 | 0 | 0 | 0 | 0 | 0 | 0 | 0 | 0 | 0 | 0 | 0 | 0 | 0
Commercial_Retail_Existing_Food Preparation_Natural Gas_Broiler_E6_Codes & Standards Forecast | Commercial | Retail | Existing | Food Preparation | Natural Gas | Broiler | E6 |  | Codes & Standards Forecast | 0 | 0 | 0 | 0 | 0 | 0 | 0 | 0 | 0 | 0 | 0 | 0 | 0 | 0 | 0 | 0 | 0 | 0 | 0 | 0 | 0 | 0 | 0 | 0 | 0 | 0 | 0 | 0 | 0 | 0 | 0 | 0 | 0
Commercial_Retail_Existing_Food Preparation_Natural Gas_Broiler_E7_Codes & Standards Forecast | Commercial | Retail | Existing | Food Preparation | Natural Gas | Broiler | E7 |  | Codes & Standards Forecast | 0 | 0 | 0 | 0 | 0 | 0 | 0 | 0 | 0 | 0 | 0 | 0 | 0 | 0 | 0 | 0 | 0 | 0 | 0 | 0 | 0 | 0 | 0 | 0 | 0 | 0 | 0 | 0 | 0 | 0 | 0 | 0 | 0
Commercial_Retail_Existing_Food Preparation_Natural Gas_Broiler_E8_Codes & Standards Forecast | Commercial | Retail | Existing | Food Preparation | Natural Gas | Broiler | E8 |  | Codes & Standards Forecast | 0 | 0 | 0 | 0 | 0 | 0 | 0 | 0 | 0 | 0 | 0 | 0 | 0 | 0 | 0 | 0 | 0 | 0 | 0 | 0 | 0 | 0 | 0 | 0 | 0 | 0 | 0 | 0 | 0 | 0 | 0 | 0 | 0
Commercial_Retail_Existing_Food Preparation_Natural Gas_Broiler_E9_Codes & Standards Forecast | Commercial | Retail | Existing | Food Preparation | Natural Gas | Broiler | E9 |  | Codes & Standards Forecast | 0 | 0 | 0 | 0 | 0 | 0 | 0 | 0 | 0 | 0 | 0 | 0 | 0 | 0 | 0 | 0 | 0 | 0 | 0 | 0 | 0 | 0 | 0 | 0 | 0 | 0 | 0 | 0 | 0 | 0 | 0 | 0 | 0
Commercial_Retail_Existing_Food Preparation_Natural Gas_Broiler_E10_Codes & Standards Forecast | Commercial | Retail | Existing | Food Preparation | Natural Gas | Broiler | E10 |  | Codes & Standards Forecast | 0 | 0 | 0 | 0 | 0 | 0 | 0 | 0 | 0 | 0 | 0 | 0 | 0 | 0 | 0 | 0 | 0 | 0 | 0 | 0 | 0 | 0 | 0 | 0 | 0 | 0 | 0 | 0 | 0 | 0 | 0 | 0 | 0
Commercial_Retail_Existing_Food Preparation_Natural Gas_Griddle_E1_Codes & Standards Forecast | Commercial | Retail | Existing | Food Preparation | Natural Gas | Griddle | E1 |  | Codes & Standards Forecast | 0 | 0 | 0 | 0 | 0 | 0 | 0 | 0 | 0 | 0 | 0 | 0 | 0 | 0 | 0 | 0 | 0 | 0 | 0 | 0 | 0 | 0 | 0 | 0 | 0 | 0 | 0 | 0 | 0 | 0 | 0 | 0 | 0
Commercial_Retail_Existing_Food Preparation_Natural Gas_Griddle_E2_Codes & Standards Forecast | Commercial | Retail | Existing | Food Preparation | Natural Gas | Griddle | E2 |  | Codes & Standards Forecast | 0 | 0 | 0 | 0 | 0 | 0 | 0 | 0 | 0 | 0 | 0 | 0 | 0 | 0 | 0 | 0 | 0 | 0 | 0 | 0 | 0 | 0 | 0 | 0 | 0 | 0 | 0 | 0 | 0 | 0 | 0 | 0 | 0
Commercial_Retail_Existing_Food Preparation_Natural Gas_Griddle_E3_Codes & Standards Forecast | Commercial | Retail | Existing | Food Preparation | Natural Gas | Griddle | E3 |  | Codes & Standards Forecast | 0 | 0 | 0 | 0 | 0 | 0 | 0 | 0 | 0 | 0 | 0 | 0 | 0 | 0 | 0 | 0 | 0 | 0 | 0 | 0 | 0 | 0 | 0 | 0 | 0 | 0 | 0 | 0 | 0 | 0 | 0 | 0 | 0
Commercial_Retail_Existing_Food Preparation_Natural Gas_Griddle_E4_Codes & Standards Forecast | Commercial | Retail | Existing | Food Preparation | Natural Gas | Griddle | E4 |  | Codes & Standards Forecast | 0 | 0 | 0 | 0 | 0 | 0 | 0 | 0 | 0 | 0 | 0 | 0 | 0 | 0 | 0 | 0 | 0 | 0 | 0 | 0 | 0 | 0 | 0 | 0 | 0 | 0 | 0 | 0 | 0 | 0 | 0 | 0 | 0
Commercial_Retail_Existing_Food Preparation_Natural Gas_Griddle_E5_Codes & Standards Forecast | Commercial | Retail | Existing | Food Preparation | Natural Gas | Griddle | E5 |  | Codes & Standards Forecast | 0 | 0 | 0 | 0 | 0 | 0 | 0 | 0 | 0 | 0 | 0 | 0 | 0 | 0 | 0 | 0 | 0 | 0 | 0 | 0 | 0 | 0 | 0 | 0 | 0 | 0 | 0 | 0 | 0 | 0 | 0 | 0 | 0
Commercial_Retail_Existing_Food Preparation_Natural Gas_Griddle_E6_Codes & Standards Forecast | Commercial | Retail | Existing | Food Preparation | Natural Gas | Griddle | E6 |  | Codes & Standards Forecast | 0 | 0 | 0 | 0 | 0 | 0 | 0 | 0 | 0 | 0 | 0 | 0 | 0 | 0 | 0 | 0 | 0 | 0 | 0 | 0 | 0 | 0 | 0 | 0 | 0 | 0 | 0 | 0 | 0 | 0 | 0 | 0 | 0
Commercial_Retail_Existing_Food Preparation_Natural Gas_Griddle_E7_Codes & Standards Forecast | Commercial | Retail | Existing | Food Preparation | Natural Gas | Griddle | E7 |  | Codes & Standards Forecast | 0 | 0 | 0 | 0 | 0 | 0 | 0 | 0 | 0 | 0 | 0 | 0 | 0 | 0 | 0 | 0 | 0 | 0 | 0 | 0 | 0 | 0 | 0 | 0 | 0 | 0 | 0 | 0 | 0 | 0 | 0 | 0 | 0
Commercial_Retail_Existing_Food Preparation_Natural Gas_Griddle_E8_Codes & Standards Forecast | Commercial | Retail | Existing | Food Preparation | Natural Gas | Griddle | E8 |  | Codes & Standards Forecast | 0 | 0 | 0 | 0 | 0 | 0 | 0 | 0 | 0 | 0 | 0 | 0 | 0 | 0 | 0 | 0 | 0 | 0 | 0 | 0 | 0 | 0 | 0 | 0 | 0 | 0 | 0 | 0 | 0 | 0 | 0 | 0 | 0
Commercial_Retail_Existing_Food Preparation_Natural Gas_Griddle_E9_Codes & Standards Forecast | Commercial | Retail | Existing | Food Preparation | Natural Gas | Griddle | E9 |  | Codes & Standards Forecast | 0 | 0 | 0 | 0 | 0 | 0 | 0 | 0 | 0 | 0 | 0 | 0 | 0 | 0 | 0 | 0 | 0 | 0 | 0 | 0 | 0 | 0 | 0 | 0 | 0 | 0 | 0 | 0 | 0 | 0 | 0 | 0 | 0
Commercial_Retail_Existing_Food Preparation_Natural Gas_Griddle_E10_Codes & Standards Forecast | Commercial | Retail | Existing | Food Preparation | Natural Gas | Griddle | E10 |  | Codes & Standards Forecast | 0 | 0 | 0 | 0 | 0 | 0 | 0 | 0 | 0 | 0 | 0 | 0 | 0 | 0 | 0 | 0 | 0 | 0 | 0 | 0 | 0 | 0 | 0 | 0 | 0 | 0 | 0 | 0 | 0 | 0 | 0 | 0 | 0
Commercial_Retail_Existing_Food Preparation_Natural Gas_Range_E1_Codes & Standards Forecast | Commercial | Retail | Existing | Food Preparation | Natural Gas | Range | E1 |  | Codes & Standards Forecast | 0 | 0 | 0 | 0 | 0 | 0 | 0 | 0 | 0 | 0 | 0 | 0 | 0 | 0 | 0 | 0 | 0 | 0 | 0 | 0 | 0 | 0 | 0 | 0 | 0 | 0 | 0 | 0 | 0 | 0 | 0 | 0 | 0
Commercial_Retail_Existing_Food Preparation_Natural Gas_Range_E2_Codes & Standards Forecast | Commercial | Retail | Existing | Food Preparation | Natural Gas | Range | E2 |  | Codes & Standards Forecast | 0 | 0 | 0 | 0 | 0 | 0 | 0 | 0 | 0 | 0 | 0 | 0 | 0 | 0 | 0 | 0 | 0 | 0 | 0 | 0 | 0 | 0 | 0 | 0 | 0 | 0 | 0 | 0 | 0 | 0 | 0 | 0 | 0
Commercial_Retail_Existing_Food Preparation_Natural Gas_Range_E3_Codes & Standards Forecast | Commercial | Retail | Existing | Food Preparation | Natural Gas | Range | E3 |  | Codes & Standards Forecast | 0 | 0 | 0 | 0 | 0 | 0 | 0 | 0 | 0 | 0 | 0 | 0 | 0 | 0 | 0 | 0 | 0 | 0 | 0 | 0 | 0 | 0 | 0 | 0 | 0 | 0 | 0 | 0 | 0 | 0 | 0 | 0 | 0
Commercial_Retail_Existing_Food Preparation_Natural Gas_Range_E4_Codes & Standards Forecast | Commercial | Retail | Existing | Food Preparation | Natural Gas | Range | E4 |  | Codes & Standards Forecast | 0 | 0 | 0 | 0 | 0 | 0 | 0 | 0 | 0 | 0 | 0 | 0 | 0 | 0 | 0 | 0 | 0 | 0 | 0 | 0 | 0 | 0 | 0 | 0 | 0 | 0 | 0 | 0 | 0 | 0 | 0 | 0 | 0
Commercial_Retail_Existing_Food Preparation_Natural Gas_Range_E5_Codes & Standards Forecast | Commercial | Retail | Existing | Food Preparation | Natural Gas | Range | E5 |  | Codes & Standards Forecast | 0 | 0 | 0 | 0 | 0 | 0 | 0 | 0 | 0 | 0 | 0 | 0 | 0 | 0 | 0 | 0 | 0 | 0 | 0 | 0 | 0 | 0 | 0 | 0 | 0 | 0 | 0 | 0 | 0 | 0 | 0 | 0 | 0
Commercial_Retail_Existing_Food Preparation_Natural Gas_Range_E6_Codes & Standards Forecast | Commercial | Retail | Existing | Food Preparation | Natural Gas | Range | E6 |  | Codes & Standards Forecast | 0 | 0 | 0 | 0 | 0 | 0 | 0 | 0 | 0 | 0 | 0 | 0 | 0 | 0 | 0 | 0 | 0 | 0 | 0 | 0 | 0 | 0 | 0 | 0 | 0 | 0 | 0 | 0 | 0 | 0 | 0 | 0 | 0
Commercial_Retail_Existing_Food Preparation_Natural Gas_Range_E7_Codes & Standards Forecast | Commercial | Retail | Existing | Food Preparation | Natural Gas | Range | E7 |  | Codes & Standards Forecast | 0 | 0 | 0 | 0 | 0 | 0 | 0 | 0 | 0 | 0 | 0 | 0 | 0 | 0 | 0 | 0 | 0 | 0 | 0 | 0 | 0 | 0 | 0 | 0 | 0 | 0 | 0 | 0 | 0 | 0 | 0 | 0 | 0
Commercial_Retail_Existing_Food Preparation_Natural Gas_Range_E8_Codes & Standards Forecast | Commercial | Retail | Existing | Food Preparation | Natural Gas | Range | E8 |  | Codes & Standards Forecast | 0 | 0 | 0 | 0 | 0 | 0 | 0 | 0 | 0 | 0 | 0 | 0 | 0 | 0 | 0 | 0 | 0 | 0 | 0 | 0 | 0 | 0 | 0 | 0 | 0 | 0 | 0 | 0 | 0 | 0 | 0 | 0 | 0
Commercial_Retail_Existing_Food Preparation_Natural Gas_Range_E9_Codes & Standards Forecast | Commercial | Retail | Existing | Food Preparation | Natural Gas | Range | E9 |  | Codes & Standards Forecast | 0 | 0 | 0 | 0 | 0 | 0 | 0 | 0 | 0 | 0 | 0 | 0 | 0 | 0 | 0 | 0 | 0 | 0 | 0 | 0 | 0 | 0 | 0 | 0 | 0 | 0 | 0 | 0 | 0 | 0 | 0 | 0 | 0
Commercial_Retail_Existing_Food Preparation_Natural Gas_Range_E10_Codes & Standards Forecast | Commercial | Retail | Existing | Food Preparation | Natural Gas | Range | E10 |  | Codes & Standards Forecast | 0 | 0 | 0 | 0 | 0 | 0 | 0 | 0 | 0 | 0 | 0 | 0 | 0 | 0 | 0 | 0 | 0 | 0 | 0 | 0 | 0 | 0 | 0 | 0 | 0 | 0 | 0 | 0 | 0 | 0 | 0 | 0 | 0
Commercial_Retail_Existing_Food Preparation_Natural Gas_Steamer_E1_Codes & Standards Forecast | Commercial | Retail | Existing | Food Preparation | Natural Gas | Steamer | E1 |  | Codes & Standards Forecast | 0 | 0 | 0 | 0 | 0 | 0 | 0 | 0 | 0 | 0 | 0 | 0 | 0 | 0 | 0 | 0 | 0 | 0 | 0 | 0 | 0 | 0 | 0 | 0 | 0 | 0 | 0 | 0 | 0 | 0 | 0 | 0 | 0
Commercial_Retail_Existing_Food Preparation_Natural Gas_Steamer_E2_Codes & Standards Forecast | Commercial | Retail | Existing | Food Preparation | Natural Gas | Steamer | E2 |  | Codes & Standards Forecast | 0 | 0 | 0 | 0 | 0 | 0 | 0 | 0 | 0 | 0 | 0 | 0 | 0 | 0 | 0 | 0 | 0 | 0 | 0 | 0 | 0 | 0 | 0 | 0 | 0 | 0 | 0 | 0 | 0 | 0 | 0 | 0 | 0
Commercial_Retail_Existing_Food Preparation_Natural Gas_Steamer_E3_Codes & Standards Forecast | Commercial | Retail | Existing | Food Preparation | Natural Gas | Steamer | E3 |  | Codes & Standards Forecast | 0 | 0 | 0 | 0 | 0 | 0 | 0 | 0 | 0 | 0 | 0 | 0 | 0 | 0 | 0 | 0 | 0 | 0 | 0 | 0 | 0 | 0 | 0 | 0 | 0 | 0 | 0 | 0 | 0 | 0 | 0 | 0 | 0
Commercial_Retail_Existing_Food Preparation_Natural Gas_Steamer_E4_Codes & Standards Forecast | Commercial | Retail | Existing | Food Preparation | Natural Gas | Steamer | E4 |  | Codes & Standards Forecast | 0 | 0 | 0 | 0 | 0 | 0 | 0 | 0 | 0 | 0 | 0 | 0 | 0 | 0 | 0 | 0 | 0 | 0 | 0 | 0 | 0 | 0 | 0 | 0 | 0 | 0 | 0 | 0 | 0 | 0 | 0 | 0 | 0
Commercial_Retail_Existing_Food Preparation_Natural Gas_Steamer_E5_Codes & Standards Forecast | Commercial | Retail | Existing | Food Preparation | Natural Gas | Steamer | E5 |  | Codes & Standards Forecast | 0 | 0 | 0 | 0 | 0 | 0 | 0 | 0 | 0 | 0 | 0 | 0 | 0 | 0 | 0 | 0 | 0 | 0 | 0 | 0 | 0 | 0 | 0 | 0 | 0 | 0 | 0 | 0 | 0 | 0 | 0 | 0 | 0
Commercial_Retail_Existing_Food Preparation_Natural Gas_Steamer_E6_Codes & Standards Forecast | Commercial | Retail | Existing | Food Preparation | Natural Gas | Steamer | E6 |  | Codes & Standards Forecast | 0 | 0 | 0 | 0 | 0 | 0 | 0 | 0 | 0 | 0 | 0 | 0 | 0 | 0 | 0 | 0 | 0 | 0 | 0 | 0 | 0 | 0 | 0 | 0 | 0 | 0 | 0 | 0 | 0 | 0 | 0 | 0 | 0
Commercial_Retail_Existing_Food Preparation_Natural Gas_Steamer_E7_Codes & Standards Forecast | Commercial | Retail | Existing | Food Preparation | Natural Gas | Steamer | E7 |  | Codes & Standards Forecast | 0 | 0 | 0 | 0 | 0 | 0 | 0 | 0 | 0 | 0 | 0 | 0 | 0 | 0 | 0 | 0 | 0 | 0 | 0 | 0 | 0 | 0 | 0 | 0 | 0 | 0 | 0 | 0 | 0 | 0 | 0 | 0 | 0
Commercial_Retail_Existing_Food Preparation_Natural Gas_Steamer_E8_Codes & Standards Forecast | Commercial | Retail | Existing | Food Preparation | Natural Gas | Steamer | E8 |  | Codes & Standards Forecast | 0 | 0 | 0 | 0 | 0 | 0 | 0 | 0 | 0 | 0 | 0 | 0 | 0 | 0 | 0 | 0 | 0 | 0 | 0 | 0 | 0 | 0 | 0 | 0 | 0 | 0 | 0 | 0 | 0 | 0 | 0 | 0 | 0
Commercial_Retail_Existing_Food Preparation_Natural Gas_Steamer_E9_Codes & Standards Forecast | Commercial | Retail | Existing | Food Preparation | Natural Gas | Steamer | E9 |  | Codes & Standards Forecast | 0 | 0 | 0 | 0 | 0 | 0 | 0 | 0 | 0 | 0 | 0 | 0 | 0 | 0 | 0 | 0 | 0 | 0 | 0 | 0 | 0 | 0 | 0 | 0 | 0 | 0 | 0 | 0 | 0 | 0 | 0 | 0 | 0
Commercial_Retail_Existing_Food Preparation_Natural Gas_Steamer_E10_Codes & Standards Forecast | Commercial | Retail | Existing | Food Preparation | Natural Gas | Steamer | E10 |  | Codes & Standards Forecast | 0 | 0 | 0 | 0 | 0 | 0 | 0 | 0 | 0 | 0 | 0 | 0 | 0 | 0 | 0 | 0 | 0 | 0 | 0 | 0 | 0 | 0 | 0 | 0 | 0 | 0 | 0 | 0 | 0 | 0 | 0 | 0 | 0
Commercial_Retail_Existing_Food Preparation_Natural Gas_Food Prep Other_E1_Codes & Standards Forecast | Commercial | Retail | Existing | Food Preparation | Natural Gas | Food Prep Other | E1 |  | Codes & Standards Forecast | 0 | 0 | 0 | 0 | 0 | 0 | 0 | 0 | 0 | 0 | 0 | 0 | 0 | 0 | 0 | 0 | 0 | 0 | 0 | 0 | 0 | 0 | 0 | 0 | 0 | 0 | 0 | 0 | 0 | 0 | 0 | 0 | 0
Commercial_Retail_Existing_Food Preparation_Natural Gas_Food Prep Other_E2_Codes & Standards Forecast | Commercial | Retail | Existing | Food Preparation | Natural Gas | Food Prep Other | E2 |  | Codes & Standards Forecast | 0 | 0 | 0 | 0 | 0 | 0 | 0 | 0 | 0 | 0 | 0 | 0 | 0 | 0 | 0 | 0 | 0 | 0 | 0 | 0 | 0 | 0 | 0 | 0 | 0 | 0 | 0 | 0 | 0 | 0 | 0 | 0 | 0
Commercial_Retail_Existing_Food Preparation_Natural Gas_Food Prep Other_E3_Codes & Standards Forecast | Commercial | Retail | Existing | Food Preparation | Natural Gas | Food Prep Other | E3 |  | Codes & Standards Forecast | 0 | 0 | 0 | 0 | 0 | 0 | 0 | 0 | 0 | 0 | 0 | 0 | 0 | 0 | 0 | 0 | 0 | 0 | 0 | 0 | 0 | 0 | 0 | 0 | 0 | 0 | 0 | 0 | 0 | 0 | 0 | 0 | 0
Commercial_Retail_Existing_Food Preparation_Natural Gas_Food Prep Other_E4_Codes & Standards Forecast | Commercial | Retail | Existing | Food Preparation | Natural Gas | Food Prep Other | E4 |  | Codes & Standards Forecast | 0 | 0 | 0 | 0 | 0 | 0 | 0 | 0 | 0 | 0 | 0 | 0 | 0 | 0 | 0 | 0 | 0 | 0 | 0 | 0 | 0 | 0 | 0 | 0 | 0 | 0 | 0 | 0 | 0 | 0 | 0 | 0 | 0
Commercial_Retail_Existing_Food Preparation_Natural Gas_Food Prep Other_E5_Codes & Standards Forecast | Commercial | Retail | Existing | Food Preparation | Natural Gas | Food Prep Other | E5 |  | Codes & Standards Forecast | 0 | 0 | 0 | 0 | 0 | 0 | 0 | 0 | 0 | 0 | 0 | 0 | 0 | 0 | 0 | 0 | 0 | 0 | 0 | 0 | 0 | 0 | 0 | 0 | 0 | 0 | 0 | 0 | 0 | 0 | 0 | 0 | 0
Commercial_Retail_Existing_Food Preparation_Natural Gas_Food Prep Other_E6_Codes & Standards Forecast | Commercial | Retail | Existing | Food Preparation | Natural Gas | Food Prep Other | E6 |  | Codes & Standards Forecast | 0 | 0 | 0 | 0 | 0 | 0 | 0 | 0 | 0 | 0 | 0 | 0 | 0 | 0 | 0 | 0 | 0 | 0 | 0 | 0 | 0 | 0 | 0 | 0 | 0 | 0 | 0 | 0 | 0 | 0 | 0 | 0 | 0
Commercial_Retail_Existing_Food Preparation_Natural Gas_Food Prep Other_E7_Codes & Standards Forecast | Commercial | Retail | Existing | Food Preparation | Natural Gas | Food Prep Other | E7 |  | Codes & Standards Forecast | 0 | 0 | 0 | 0 | 0 | 0 | 0 | 0 | 0 | 0 | 0 | 0 | 0 | 0 | 0 | 0 | 0 | 0 | 0 | 0 | 0 | 0 | 0 | 0 | 0 | 0 | 0 | 0 | 0 | 0 | 0 | 0 | 0
Commercial_Retail_Existing_Food Preparation_Natural Gas_Food Prep Other_E8_Codes & Standards Forecast | Commercial | Retail | Existing | Food Preparation | Natural Gas | Food Prep Other | E8 |  | Codes & Standards Forecast | 0 | 0 | 0 | 0 | 0 | 0 | 0 | 0 | 0 | 0 | 0 | 0 | 0 | 0 | 0 | 0 | 0 | 0 | 0 | 0 | 0 | 0 | 0 | 0 | 0 | 0 | 0 | 0 | 0 | 0 | 0 | 0 | 0
Commercial_Retail_Existing_Food Preparation_Natural Gas_Food Prep Other_E9_Codes & Standards Forecast | Commercial | Retail | Existing | Food Preparation | Natural Gas | Food Prep Other | E9 |  | Codes & Standards Forecast | 0 | 0 | 0 | 0 | 0 | 0 | 0 | 0 | 0 | 0 | 0 | 0 | 0 | 0 | 0 | 0 | 0 | 0 | 0 | 0 | 0 | 0 | 0 | 0 | 0 | 0 | 0 | 0 | 0 | 0 | 0 | 0 | 0
Commercial_Retail_Existing_Food Preparation_Natural Gas_Food Prep Other_E10_Codes & Standards Forecast | Commercial | Retail | Existing | Food Preparation | Natural Gas | Food Prep Other | E10 |  | Codes & Standards Forecast | 0 | 0 | 0 | 0 | 0 | 0 | 0 | 0 | 0 | 0 | 0 | 0 | 0 | 0 | 0 | 0 | 0 | 0 | 0 | 0 | 0 | 0 | 0 | 0 | 0 | 0 | 0 | 0 | 0 | 0 | 0 | 0 | 0
Commercial_Retail_Existing_Miscellaneous_Natural Gas_Pool Heater_E1_Codes & Standards Forecast | Commercial | Retail | Existing | Miscellaneous | Natural Gas | Pool Heater | E1 |  | Codes & Standards Forecast | 0 | 0 | 0 | 0 | 0 | 0 | 0 | 0 | 0 | 0 | 0 | 0 | 0 | 0 | 0 | 0 | 0 | 0 | 0 | 0 | 0 | 0 | 0 | 0 | 0 | 0 | 0 | 0 | 0 | 0 | 0 | 0 | 0
Commercial_Retail_Existing_Miscellaneous_Natural Gas_Pool Heater_E2_Codes & Standards Forecast | Commercial | Retail | Existing | Miscellaneous | Natural Gas | Pool Heater | E2 |  | Codes & Standards Forecast | 0 | 0 | 0 | 0 | 0 | 0 | 0 | 0 | 0 | 0 | 0 | 0 | 0 | 0 | 0 | 0 | 0 | 0 | 0 | 0 | 0 | 0 | 0 | 0 | 0 | 0 | 0 | 0 | 0 | 0 | 0 | 0 | 0
Commercial_Retail_Existing_Miscellaneous_Natural Gas_Pool Heater_E3_Codes & Standards Forecast | Commercial | Retail | Existing | Miscellaneous | Natural Gas | Pool Heater | E3 |  | Codes & Standards Forecast | 0 | 0 | 0 | 0 | 0 | 0 | 0 | 0 | 0 | 0 | 0 | 0 | 0 | 0 | 0 | 0 | 0 | 0 | 0 | 0 | 0 | 0 | 0 | 0 | 0 | 0 | 0 | 0 | 0 | 0 | 0 | 0 | 0
Commercial_Retail_Existing_Miscellaneous_Natural Gas_Pool Heater_E4_Codes & Standards Forecast | Commercial | Retail | Existing | Miscellaneous | Natural Gas | Pool Heater | E4 |  | Codes & Standards Forecast | 0 | 0 | 0 | 0 | 0 | 0 | 0 | 0 | 0 | 0 | 0 | 0 | 0 | 0 | 0 | 0 | 0 | 0 | 0 | 0 | 0 | 0 | 0 | 0 | 0 | 0 | 0 | 0 | 0 | 0 | 0 | 0 | 0
Commercial_Retail_Existing_Miscellaneous_Natural Gas_Pool Heater_E5_Codes & Standards Forecast | Commercial | Retail | Existing | Miscellaneous | Natural Gas | Pool Heater | E5 |  | Codes & Standards Forecast | 0 | 0 | 0 | 0 | 0 | 0 | 0 | 0 | 0 | 0 | 0 | 0 | 0 | 0 | 0 | 0 | 0 | 0 | 0 | 0 | 0 | 0 | 0 | 0 | 0 | 0 | 0 | 0 | 0 | 0 | 0 | 0 | 0
Commercial_Retail_Existing_Miscellaneous_Natural Gas_Pool Heater_E6_Codes & Standards Forecast | Commercial | Retail | Existing | Miscellaneous | Natural Gas | Pool Heater | E6 |  | Codes & Standards Forecast | 0 | 0 | 0 | 0 | 0 | 0 | 0 | 0 | 0 | 0 | 0 | 0 | 0 | 0 | 0 | 0 | 0 | 0 | 0 | 0 | 0 | 0 | 0 | 0 | 0 | 0 | 0 | 0 | 0 | 0 | 0 | 0 | 0
Commercial_Retail_Existing_Miscellaneous_Natural Gas_Pool Heater_E7_Codes & Standards Forecast | Commercial | Retail | Existing | Miscellaneous | Natural Gas | Pool Heater | E7 |  | Codes & Standards Forecast | 0 | 0 | 0 | 0 | 0 | 0 | 0 | 0 | 0 | 0 | 0 | 0 | 0 | 0 | 0 | 0 | 0 | 0 | 0 | 0 | 0 | 0 | 0 | 0 | 0 | 0 | 0 | 0 | 0 | 0 | 0 | 0 | 0
Commercial_Retail_Existing_Miscellaneous_Natural Gas_Pool Heater_E8_Codes & Standards Forecast | Commercial | Retail | Existing | Miscellaneous | Natural Gas | Pool Heater | E8 |  | Codes & Standards Forecast | 0 | 0 | 0 | 0 | 0 | 0 | 0 | 0 | 0 | 0 | 0 | 0 | 0 | 0 | 0 | 0 | 0 | 0 | 0 | 0 | 0 | 0 | 0 | 0 | 0 | 0 | 0 | 0 | 0 | 0 | 0 | 0 | 0
Commercial_Retail_Existing_Miscellaneous_Natural Gas_Pool Heater_E9_Codes & Standards Forecast | Commercial | Retail | Existing | Miscellaneous | Natural Gas | Pool Heater | E9 |  | Codes & Standards Forecast | 0 | 0 | 0 | 0 | 0 | 0 | 0 | 0 | 0 | 0 | 0 | 0 | 0 | 0 | 0 | 0 | 0 | 0 | 0 | 0 | 0 | 0 | 0 | 0 | 0 | 0 | 0 | 0 | 0 | 0 | 0 | 0 | 0
Commercial_Retail_Existing_Miscellaneous_Natural Gas_Pool Heater_E10_Codes & Standards Forecast | Commercial | Retail | Existing | Miscellaneous | Natural Gas | Pool Heater | E10 |  | Codes & Standards Forecast | 0 | 0 | 0 | 0 | 0 | 0 | 0 | 0 | 0 | 0 | 0 | 0 | 0 | 0 | 0 | 0 | 0 | 0 | 0 | 0 | 0 | 0 | 0 | 0 | 0 | 0 | 0 | 0 | 0 | 0 | 0 | 0 | 0
Commercial_Retail_Existing_Miscellaneous_Natural Gas_Miscellaneous_E1_Codes & Standards Forecast | Commercial | Retail | Existing | Miscellaneous | Natural Gas | Miscellaneous | E1 |  | Codes & Standards Forecast | 0 | 1708836.5312 | 2023926.0672 | 2287206.9484 | 2187716.3748 | 2145402.6486 | 2146891.1489 | 2135706.5865 | 2121810.8684 | 2110901.3027 | 2100335.1836 | 2559114.4832 | 2568133.7552 | 2561126.5293 | 2520260.4829 | 2502511.1486 | 2498044.1785 | 2484485.4893 | 2469254.5852 | 2456284.8348 | 2443287.0216 | 2559587.7542 | 2533255.1529 | 2504520.0923 | 2486979.8833 | 2474579.8535 | 2463532.9816 | 2449051.3936 | 2434397.6971 | 2420869.068 | 2407194.8341 | 2428993.8612 | 2406553.739
Commercial_Retail_Existing_Miscellaneous_Natural Gas_Miscellaneous_E2_Codes & Standards Forecast | Commercial | Retail | Existing | Miscellaneous | Natural Gas | Miscellaneous | E2 |  | Codes & Standards Forecast | 0 | 0 | 0 | 0 | 0 | 0 | 0 | 0 | 0 | 0 | 0 | 0 | 0 | 0 | 0 | 0 | 0 | 0 | 0 | 0 | 0 | 0 | 0 | 0 | 0 | 0 | 0 | 0 | 0 | 0 | 0 | 0 | 0
Commercial_Retail_Existing_Miscellaneous_Natural Gas_Miscellaneous_E3_Codes & Standards Forecast | Commercial | Retail | Existing | Miscellaneous | Natural Gas | Miscellaneous | E3 |  | Codes & Standards Forecast | 0 | 0 | 0 | 0 | 0 | 0 | 0 | 0 | 0 | 0 | 0 | 0 | 0 | 0 | 0 | 0 | 0 | 0 | 0 | 0 | 0 | 0 | 0 | 0 | 0 | 0 | 0 | 0 | 0 | 0 | 0 | 0 | 0
Commercial_Retail_Existing_Miscellaneous_Natural Gas_Miscellaneous_E4_Codes & Standards Forecast | Commercial | Retail | Existing | Miscellaneous | Natural Gas | Miscellaneous | E4 |  | Codes & Standards Forecast | 0 | 0 | 0 | 0 | 0 | 0 | 0 | 0 | 0 | 0 | 0 | 0 | 0 | 0 | 0 | 0 | 0 | 0 | 0 | 0 | 0 | 0 | 0 | 0 | 0 | 0 | 0 | 0 | 0 | 0 | 0 | 0 | 0
Commercial_Retail_Existing_Miscellaneous_Natural Gas_Miscellaneous_E5_Codes & Standards Forecast | Commercial | Retail | Existing | Miscellaneous | Natural Gas | Miscellaneous | E5 |  | Codes & Standards Forecast | 0 | 0 | 0 | 0 | 0 | 0 | 0 | 0 | 0 | 0 | 0 | 0 | 0 | 0 | 0 | 0 | 0 | 0 | 0 | 0 | 0 | 0 | 0 | 0 | 0 | 0 | 0 | 0 | 0 | 0 | 0 | 0 | 0
Commercial_Retail_Existing_Miscellaneous_Natural Gas_Miscellaneous_E6_Codes & Standards Forecast | Commercial | Retail | Existing | Miscellaneous | Natural Gas | Miscellaneous | E6 |  | Codes & Standards Forecast | 0 | 0 | 0 | 0 | 0 | 0 | 0 | 0 | 0 | 0 | 0 | 0 | 0 | 0 | 0 | 0 | 0 | 0 | 0 | 0 | 0 | 0 | 0 | 0 | 0 | 0 | 0 | 0 | 0 | 0 | 0 | 0 | 0
Commercial_Retail_Existing_Miscellaneous_Natural Gas_Miscellaneous_E7_Codes & Standards Forecast | Commercial | Retail | Existing | Miscellaneous | Natural Gas | Miscellaneous | E7 |  | Codes & Standards Forecast | 0 | 0 | 0 | 0 | 0 | 0 | 0 | 0 | 0 | 0 | 0 | 0 | 0 | 0 | 0 | 0 | 0 | 0 | 0 | 0 | 0 | 0 | 0 | 0 | 0 | 0 | 0 | 0 | 0 | 0 | 0 | 0 | 0
Commercial_Retail_Existing_Miscellaneous_Natural Gas_Miscellaneous_E8_Codes & Standards Forecast | Commercial | Retail | Existing | Miscellaneous | Natural Gas | Miscellaneous | E8 |  | Codes & Standards Forecast | 0 | 0 | 0 | 0 | 0 | 0 | 0 | 0 | 0 | 0 | 0 | 0 | 0 | 0 | 0 | 0 | 0 | 0 | 0 | 0 | 0 | 0 | 0 | 0 | 0 | 0 | 0 | 0 | 0 | 0 | 0 | 0 | 0
Commercial_Retail_Existing_Miscellaneous_Natural Gas_Miscellaneous_E9_Codes & Standards Forecast | Commercial | Retail | Existing | Miscellaneous | Natural Gas | Miscellaneous | E9 |  | Codes & Standards Forecast | 0 | 0 | 0 | 0 | 0 | 0 | 0 | 0 | 0 | 0 | 0 | 0 | 0 | 0 | 0 | 0 | 0 | 0 | 0 | 0 | 0 | 0 | 0 | 0 | 0 | 0 | 0 | 0 | 0 | 0 | 0 | 0 | 0
Commercial_Retail_Existing_Miscellaneous_Natural Gas_Miscellaneous_E10_Codes & Standards Forecast | Commercial | Retail | Existing | Miscellaneous | Natural Gas | Miscellaneous | E10 |  | Codes & Standards Forecast | 0 | 0 | 0 | 0 | 0 | 0 | 0 | 0 | 0 | 0 | 0 | 0 | 0 | 0 | 0 | 0 | 0 | 0 | 0 | 0 | 0 | 0 | 0 | 0 | 0 | 0 | 0 | 0 | 0 | 0 | 0 | 0 | 0
Commercial_Retail_New_Space Heating_Natural Gas_Furnace_E1_Codes & Standards Forecast | Commercial | Retail | New | Space Heating | Natural Gas | Furnace | E1 |  | Codes & Standards Forecast | 0 | 123005.9134 | 593303.2015 | 379162.2997 | 489006.0988 | 663634.8945 | 620282.9648 | 549763.6955 | 494445.2162 | 477407.0877 | 471179.6062 | 466498.535 | 465859.3769 | 467192.3534 | 470066.0566 | 470932.0576 | 471060.7623 | 470450.519 | 469830.5958 | 478662.8781 | 523674.0738 | 548758.8845 | 579710.3641 | 621663.2374 | 657002.8346 | 684809.1081 | 706227.6735 | 724694.5734 | 741268.4854 | 756214.0171 | 769967.3835 | 782772.0314 | 577498.6505
Commercial_Retail_New_Space Heating_Natural Gas_Furnace_E2_Codes & Standards Forecast | Commercial | Retail | New | Space Heating | Natural Gas | Furnace | E2 |  | Codes & Standards Forecast | 0 | 0 | 0 | 0 | 0 | 0 | 0 | 0 | 0 | 0 | 0 | 0 | 0 | 0 | 0 | 0 | 0 | 0 | 0 | 0 | 0 | 0 | 0 | 0 | 0 | 0 | 0 | 0 | 0 | 0 | 0 | 0 | 0
Commercial_Retail_New_Space Heating_Natural Gas_Furnace_E3_Codes & Standards Forecast | Commercial | Retail | New | Space Heating | Natural Gas | Furnace | E3 |  | Codes & Standards Forecast | 0 | 0 | 0 | 0 | 0 | 0 | 0 | 0 | 0 | 0 | 0 | 0 | 0 | 0 | 0 | 0 | 0 | 0 | 0 | 0 | 0 | 0 | 0 | 0 | 0 | 0 | 0 | 0 | 0 | 0 | 0 | 0 | 0
Commercial_Retail_New_Space Heating_Natural Gas_Furnace_E4_Codes & Standards Forecast | Commercial | Retail | New | Space Heating | Natural Gas | Furnace | E4 |  | Codes & Standards Forecast | 0 | 0 | 0 | 0 | 0 | 0 | 0 | 0 | 0 | 0 | 0 | 0 | 0 | 0 | 0 | 0 | 0 | 0 | 0 | 0 | 0 | 0 | 0 | 0 | 0 | 0 | 0 | 0 | 0 | 0 | 0 | 0 | 0
Commercial_Retail_New_Space Heating_Natural Gas_Furnace_E5_Codes & Standards Forecast | Commercial | Retail | New | Space Heating | Natural Gas | Furnace | E5 |  | Codes & Standards Forecast | 0 | 0 | 0 | 0 | 0 | 0 | 0 | 0 | 0 | 0 | 0 | 0 | 0 | 0 | 0 | 0 | 0 | 0 | 0 | 0 | 0 | 0 | 0 | 0 | 0 | 0 | 0 | 0 | 0 | 0 | 0 | 0 | 0
Commercial_Retail_New_Space Heating_Natural Gas_Furnace_E6_Codes & Standards Forecast | Commercial | Retail | New | Space Heating | Natural Gas | Furnace | E6 |  | Codes & Standards Forecast | 0 | 0 | 0 | 0 | 0 | 0 | 0 | 0 | 0 | 0 | 0 | 0 | 0 | 0 | 0 | 0 | 0 | 0 | 0 | 0 | 0 | 0 | 0 | 0 | 0 | 0 | 0 | 0 | 0 | 0 | 0 | 0 | 0
Commercial_Retail_New_Space Heating_Natural Gas_Furnace_E7_Codes & Standards Forecast | Commercial | Retail | New | Space Heating | Natural Gas | Furnace | E7 |  | Codes & Standards Forecast | 0 | 0 | 0 | 0 | 0 | 0 | 0 | 0 | 0 | 0 | 0 | 0 | 0 | 0 | 0 | 0 | 0 | 0 | 0 | 0 | 0 | 0 | 0 | 0 | 0 | 0 | 0 | 0 | 0 | 0 | 0 | 0 | 0
Commercial_Retail_New_Space Heating_Natural Gas_Furnace_E8_Codes & Standards Forecast | Commercial | Retail | New | Space Heating | Natural Gas | Furnace | E8 |  | Codes & Standards Forecast | 0 | 0 | 0 | 0 | 0 | 0 | 0 | 0 | 0 | 0 | 0 | 0 | 0 | 0 | 0 | 0 | 0 | 0 | 0 | 0 | 0 | 0 | 0 | 0 | 0 | 0 | 0 | 0 | 0 | 0 | 0 | 0 | 0
Commercial_Retail_New_Space Heating_Natural Gas_Furnace_E9_Codes & Standards Forecast | Commercial | Retail | New | Space Heating | Natural Gas | Furnace | E9 |  | Codes & Standards Forecast | 0 | 0 | 0 | 0 | 0 | 0 | 0 | 0 | 0 | 0 | 0 | 0 | 0 | 0 | 0 | 0 | 0 | 0 | 0 | 0 | 0 | 0 | 0 | 0 | 0 | 0 | 0 | 0 | 0 | 0 | 0 | 0 | 0
Commercial_Retail_New_Space Heating_Natural Gas_Furnace_E10_Codes & Standards Forecast | Commercial | Retail | New | Space Heating | Natural Gas | Furnace | E10 |  | Codes & Standards Forecast | 0 | 0 | 0 | 0 | 0 | 0 | 0 | 0 | 0 | 0 | 0 | 0 | 0 | 0 | 0 | 0 | 0 | 0 | 0 | 0 | 0 | 0 | 0 | 0 | 0 | 0 | 0 | 0 | 0 | 0 | 0 | 0 | 0
Commercial_Retail_New_Space Heating_Natural Gas_Boiler_E1_Codes & Standards Forecast | Commercial | Retail | New | Space Heating | Natural Gas | Boiler | E1 |  | Codes & Standards Forecast | 0 | 5658.8622 | 27294.7941 | 17443.2851 | 22496.627 | 30530.3895 | 28535.9927 | 25291.7679 | 22746.8525 | 21963.0168 | 21676.5228 | 21461.171 | 21431.7667 | 21493.09 | 21625.2941 | 21665.1343 | 21671.0554 | 21642.9813 | 21614.4618 | 21585.4921 | 21590.1079 | 21594.7547 | 22083.4333 | 24491.8964 | 25783.0881 | 27443.9709 | 29684.5561 | 31540.4947 | 32933.136 | 33968.1735 | 34838.2169 | 35603.4807 | 24436.8893
Commercial_Retail_New_Space Heating_Natural Gas_Boiler_E2_Codes & Standards Forecast | Commercial | Retail | New | Space Heating | Natural Gas | Boiler | E2 |  | Codes & Standards Forecast | 0 | 0 | 0 | 0 | 0 | 0 | 0 | 0 | 0 | 0 | 0 | 0 | 0 | 0 | 0 | 0 | 0 | 0 | 0 | 0 | 0 | 0 | 0 | 0 | 0 | 0 | 0 | 0 | 0 | 0 | 0 | 0 | 0
Commercial_Retail_New_Space Heating_Natural Gas_Boiler_E3_Codes & Standards Forecast | Commercial | Retail | New | Space Heating | Natural Gas | Boiler | E3 |  | Codes & Standards Forecast | 0 | 0 | 0 | 0 | 0 | 0 | 0 | 0 | 0 | 0 | 0 | 0 | 0 | 0 | 0 | 0 | 0 | 0 | 0 | 0 | 0 | 0 | 0 | 0 | 0 | 0 | 0 | 0 | 0 | 0 | 0 | 0 | 0
Commercial_Retail_New_Space Heating_Natural Gas_Boiler_E4_Codes & Standards Forecast | Commercial | Retail | New | Space Heating | Natural Gas | Boiler | E4 |  | Codes & Standards Forecast | 0 | 0 | 0 | 0 | 0 | 0 | 0 | 0 | 0 | 0 | 0 | 0 | 0 | 0 | 0 | 0 | 0 | 0 | 0 | 0 | 0 | 0 | 0 | 0 | 0 | 0 | 0 | 0 | 0 | 0 | 0 | 0 | 0
Commercial_Retail_New_Space Heating_Natural Gas_Boiler_E5_Codes & Standards Forecast | Commercial | Retail | New | Space Heating | Natural Gas | Boiler | E5 |  | Codes & Standards Forecast | 0 | 0 | 0 | 0 | 0 | 0 | 0 | 0 | 0 | 0 | 0 | 0 | 0 | 0 | 0 | 0 | 0 | 0 | 0 | 0 | 0 | 0 | 0 | 0 | 0 | 0 | 0 | 0 | 0 | 0 | 0 | 0 | 0
Commercial_Retail_New_Space Heating_Natural Gas_Boiler_E6_Codes & Standards Forecast | Commercial | Retail | New | Space Heating | Natural Gas | Boiler | E6 |  | Codes & Standards Forecast | 0 | 0 | 0 | 0 | 0 | 0 | 0 | 0 | 0 | 0 | 0 | 0 | 0 | 0 | 0 | 0 | 0 | 0 | 0 | 0 | 0 | 0 | 0 | 0 | 0 | 0 | 0 | 0 | 0 | 0 | 0 | 0 | 0
Commercial_Retail_New_Space Heating_Natural Gas_Boiler_E7_Codes & Standards Forecast | Commercial | Retail | New | Space Heating | Natural Gas | Boiler | E7 |  | Codes & Standards Forecast | 0 | 0 | 0 | 0 | 0 | 0 | 0 | 0 | 0 | 0 | 0 | 0 | 0 | 0 | 0 | 0 | 0 | 0 | 0 | 0 | 0 | 0 | 0 | 0 | 0 | 0 | 0 | 0 | 0 | 0 | 0 | 0 | 0
Commercial_Retail_New_Space Heating_Natural Gas_Boiler_E8_Codes & Standards Forecast | Commercial | Retail | New | Space Heating | Natural Gas | Boiler | E8 |  | Codes & Standards Forecast | 0 | 0 | 0 | 0 | 0 | 0 | 0 | 0 | 0 | 0 | 0 | 0 | 0 | 0 | 0 | 0 | 0 | 0 | 0 | 0 | 0 | 0 | 0 | 0 | 0 | 0 | 0 | 0 | 0 | 0 | 0 | 0 | 0
Commercial_Retail_New_Space Heating_Natural Gas_Boiler_E9_Codes & Standards Forecast | Commercial | Retail | New | Space Heating | Natural Gas | Boiler | E9 |  | Codes & Standards Forecast | 0 | 0 | 0 | 0 | 0 | 0 | 0 | 0 | 0 | 0 | 0 | 0 | 0 | 0 | 0 | 0 | 0 | 0 | 0 | 0 | 0 | 0 | 0 | 0 | 0 | 0 | 0 | 0 | 0 | 0 | 0 | 0 | 0
Commercial_Retail_New_Space Heating_Natural Gas_Boiler_E10_Codes & Standards Forecast | Commercial | Retail | New | Space Heating | Natural Gas | Boiler | E10 |  | Codes & Standards Forecast | 0 | 0 | 0 | 0 | 0 | 0 | 0 | 0 | 0 | 0 | 0 | 0 | 0 | 0 | 0 | 0 | 0 | 0 | 0 | 0 | 0 | 0 | 0 | 0 | 0 | 0 | 0 | 0 | 0 | 0 | 0 | 0 | 0
Commercial_Retail_New_Space Heating_Natural Gas_Unit Heater_E1_Codes & Standards Forecast | Commercial | Retail | New | Space Heating | Natural Gas | Unit Heater | E1 |  | Codes & Standards Forecast | 0 | 12276.7359 | 59215.2565 | 37842.6963 | 48805.7734 | 66234.7859 | 61908.0005 | 54869.7499 | 49348.6303 | 47648.1217 | 47026.5813 | 46559.382 | 48950.9374 | 60435.9584 | 65529.8448 | 71654.5511 | 79983.8185 | 88928.9656 | 103750.6647 | 96583.1088 | 99045.8487 | 102588.8088 | 99562.6272 | 96897.2587 | 97447.5751 | 99961.9367 | 103482.8265 | 108007.4752 | 114167.2622 | 124444.8719 | 129559.7033 | 134416.0017 | 113896.0221
Commercial_Retail_New_Space Heating_Natural Gas_Unit Heater_E2_Codes & Standards Forecast | Commercial | Retail | New | Space Heating | Natural Gas | Unit Heater | E2 |  | Codes & Standards Forecast | 0 | 0 | 0 | 0 | 0 | 0 | 0 | 0 | 0 | 0 | 0 | 0 | 0 | 0 | 0 | 0 | 0 | 0 | 0 | 0 | 0 | 0 | 0 | 0 | 0 | 0 | 0 | 0 | 0 | 0 | 0 | 0 | 0
Commercial_Retail_New_Space Heating_Natural Gas_Unit Heater_E3_Codes & Standards Forecast | Commercial | Retail | New | Space Heating | Natural Gas | Unit Heater | E3 |  | Codes & Standards Forecast | 0 | 0 | 0 | 0 | 0 | 0 | 0 | 0 | 0 | 0 | 0 | 0 | 0 | 0 | 0 | 0 | 0 | 0 | 0 | 0 | 0 | 0 | 0 | 0 | 0 | 0 | 0 | 0 | 0 | 0 | 0 | 0 | 0
Commercial_Retail_New_Space Heating_Natural Gas_Unit Heater_E4_Codes & Standards Forecast | Commercial | Retail | New | Space Heating | Natural Gas | Unit Heater | E4 |  | Codes & Standards Forecast | 0 | 0 | 0 | 0 | 0 | 0 | 0 | 0 | 0 | 0 | 0 | 0 | 0 | 0 | 0 | 0 | 0 | 0 | 0 | 0 | 0 | 0 | 0 | 0 | 0 | 0 | 0 | 0 | 0 | 0 | 0 | 0 | 0
Commercial_Retail_New_Space Heating_Natural Gas_Unit Heater_E5_Codes & Standards Forecast | Commercial | Retail | New | Space Heating | Natural Gas | Unit Heater | E5 |  | Codes & Standards Forecast | 0 | 0 | 0 | 0 | 0 | 0 | 0 | 0 | 0 | 0 | 0 | 0 | 0 | 0 | 0 | 0 | 0 | 0 | 0 | 0 | 0 | 0 | 0 | 0 | 0 | 0 | 0 | 0 | 0 | 0 | 0 | 0 | 0
Commercial_Retail_New_Space Heating_Natural Gas_Unit Heater_E6_Codes & Standards Forecast | Commercial | Retail | New | Space Heating | Natural Gas | Unit Heater | E6 |  | Codes & Standards Forecast | 0 | 0 | 0 | 0 | 0 | 0 | 0 | 0 | 0 | 0 | 0 | 0 | 0 | 0 | 0 | 0 | 0 | 0 | 0 | 0 | 0 | 0 | 0 | 0 | 0 | 0 | 0 | 0 | 0 | 0 | 0 | 0 | 0
Commercial_Retail_New_Space Heating_Natural Gas_Unit Heater_E7_Codes & Standards Forecast | Commercial | Retail | New | Space Heating | Natural Gas | Unit Heater | E7 |  | Codes & Standards Forecast | 0 | 0 | 0 | 0 | 0 | 0 | 0 | 0 | 0 | 0 | 0 | 0 | 0 | 0 | 0 | 0 | 0 | 0 | 0 | 0 | 0 | 0 | 0 | 0 | 0 | 0 | 0 | 0 | 0 | 0 | 0 | 0 | 0
Commercial_Retail_New_Space Heating_Natural Gas_Unit Heater_E8_Codes & Standards Forecast | Commercial | Retail | New | Space Heating | Natural Gas | Unit Heater | E8 |  | Codes & Standards Forecast | 0 | 0 | 0 | 0 | 0 | 0 | 0 | 0 | 0 | 0 | 0 | 0 | 0 | 0 | 0 | 0 | 0 | 0 | 0 | 0 | 0 | 0 | 0 | 0 | 0 | 0 | 0 | 0 | 0 | 0 | 0 | 0 | 0
Commercial_Retail_New_Space Heating_Natural Gas_Unit Heater_E9_Codes & Standards Forecast | Commercial | Retail | New | Space Heating | Natural Gas | Unit Heater | E9 |  | Codes & Standards Forecast | 0 | 0 | 0 | 0 | 0 | 0 | 0 | 0 | 0 | 0 | 0 | 0 | 0 | 0 | 0 | 0 | 0 | 0 | 0 | 0 | 0 | 0 | 0 | 0 | 0 | 0 | 0 | 0 | 0 | 0 | 0 | 0 | 0
Commercial_Retail_New_Space Heating_Natural Gas_Unit Heater_E10_Codes & Standards Forecast | Commercial | Retail | New | Space Heating | Natural Gas | Unit Heater | E10 |  | Codes & Standards Forecast | 0 | 0 | 0 | 0 | 0 | 0 | 0 | 0 | 0 | 0 | 0 | 0 | 0 | 0 | 0 | 0 | 0 | 0 | 0 | 0 | 0 | 0 | 0 | 0 | 0 | 0 | 0 | 0 | 0 | 0 | 0 | 0 | 0
Commercial_Retail_New_Water Heating_Natural Gas_Water Heater_E1_Codes & Standards Forecast | Commercial | Retail | New | Water Heating | Natural Gas | Water Heater | E1 |  | Codes & Standards Forecast | 0 | 67885.4199 | 327436.5914 | 209254.915 | 269876.3292 | 366251.7701 | 342326.3841 | 303407.6844 | 272878.1099 | 263474.9806 | 273615.1956 | 333803.6727 | 360032.1153 | 394156.9998 | 441729.434 | 492007.2262 | 574378.4291 | 534755.4669 | 547975.9294 | 569879.2185 | 568236.8018 | 568249.5961 | 576930.3059 | 598861.5078 | 631518.2916 | 687535.1975 | 715530.6371 | 742650.0648 | 772260.4904 | 796338.6248 | 824025.9234 | 815941.0563 | 685648.1853
Commercial_Retail_New_Water Heating_Natural Gas_Water Heater_E2_Codes & Standards Forecast | Commercial | Retail | New | Water Heating | Natural Gas | Water Heater | E2 |  | Codes & Standards Forecast | 0 | 0 | 0 | 0 | 0 | 0 | 0 | 0 | 0 | 0 | 0 | 0 | 0 | 0 | 0 | 0 | 0 | 0 | 0 | 0 | 0 | 0 | 0 | 0 | 0 | 0 | 0 | 0 | 0 | 0 | 0 | 0 | 0
Commercial_Retail_New_Water Heating_Natural Gas_Water Heater_E3_Codes & Standards Forecast | Commercial | Retail | New | Water Heating | Natural Gas | Water Heater | E3 |  | Codes & Standards Forecast | 0 | 0 | 0 | 0 | 0 | 0 | 0 | 0 | 0 | 0 | 0 | 0 | 0 | 0 | 0 | 0 | 0 | 0 | 0 | 0 | 0 | 0 | 0 | 0 | 0 | 0 | 0 | 0 | 0 | 0 | 0 | 0 | 0
Commercial_Retail_New_Water Heating_Natural Gas_Water Heater_E4_Codes & Standards Forecast | Commercial | Retail | New | Water Heating | Natural Gas | Water Heater | E4 |  | Codes & Standards Forecast | 0 | 0 | 0 | 0 | 0 | 0 | 0 | 0 | 0 | 0 | 0 | 0 | 0 | 0 | 0 | 0 | 0 | 0 | 0 | 0 | 0 | 0 | 0 | 0 | 0 | 0 | 0 | 0 | 0 | 0 | 0 | 0 | 0
Commercial_Retail_New_Water Heating_Natural Gas_Water Heater_E5_Codes & Standards Forecast | Commercial | Retail | New | Water Heating | Natural Gas | Water Heater | E5 |  | Codes & Standards Forecast | 0 | 0 | 0 | 0 | 0 | 0 | 0 | 0 | 0 | 0 | 0 | 0 | 0 | 0 | 0 | 0 | 0 | 0 | 0 | 0 | 0 | 0 | 0 | 0 | 0 | 0 | 0 | 0 | 0 | 0 | 0 | 0 | 0
Commercial_Retail_New_Water Heating_Natural Gas_Water Heater_E6_Codes & Standards Forecast | Commercial | Retail | New | Water Heating | Natural Gas | Water Heater | E6 |  | Codes & Standards Forecast | 0 | 0 | 0 | 0 | 0 | 0 | 0 | 0 | 0 | 0 | 0 | 0 | 0 | 0 | 0 | 0 | 0 | 0 | 0 | 0 | 0 | 0 | 0 | 0 | 0 | 0 | 0 | 0 | 0 | 0 | 0 | 0 | 0
Commercial_Retail_New_Water Heating_Natural Gas_Water Heater_E7_Codes & Standards Forecast | Commercial | Retail | New | Water Heating | Natural Gas | Water Heater | E7 |  | Codes & Standards Forecast | 0 | 0 | 0 | 0 | 0 | 0 | 0 | 0 | 0 | 0 | 0 | 0 | 0 | 0 | 0 | 0 | 0 | 0 | 0 | 0 | 0 | 0 | 0 | 0 | 0 | 0 | 0 | 0 | 0 | 0 | 0 | 0 | 0
Commercial_Retail_New_Water Heating_Natural Gas_Water Heater_E8_Codes & Standards Forecast | Commercial | Retail | New | Water Heating | Natural Gas | Water Heater | E8 |  | Codes & Standards Forecast | 0 | 0 | 0 | 0 | 0 | 0 | 0 | 0 | 0 | 0 | 0 | 0 | 0 | 0 | 0 | 0 | 0 | 0 | 0 | 0 | 0 | 0 | 0 | 0 | 0 | 0 | 0 | 0 | 0 | 0 | 0 | 0 | 0
Commercial_Retail_New_Water Heating_Natural Gas_Water Heater_E9_Codes & Standards Forecast | Commercial | Retail | New | Water Heating | Natural Gas | Water Heater | E9 |  | Codes & Standards Forecast | 0 | 0 | 0 | 0 | 0 | 0 | 0 | 0 | 0 | 0 | 0 | 0 | 0 | 0 | 0 | 0 | 0 | 0 | 0 | 0 | 0 | 0 | 0 | 0 | 0 | 0 | 0 | 0 | 0 | 0 | 0 | 0 | 0
Commercial_Retail_New_Water Heating_Natural Gas_Water Heater_E10_Codes & Standards Forecast | Commercial | Retail | New | Water Heating | Natural Gas | Water Heater | E10 |  | Codes & Standards Forecast | 0 | 0 | 0 | 0 | 0 | 0 | 0 | 0 | 0 | 0 | 0 | 0 | 0 | 0 | 0 | 0 | 0 | 0 | 0 | 0 | 0 | 0 | 0 | 0 | 0 | 0 | 0 | 0 | 0 | 0 | 0 | 0 | 0
Commercial_Retail_New_Food Preparation_Natural Gas_Oven_E1_Codes & Standards Forecast | Commercial | Retail | New | Food Preparation | Natural Gas | Oven | E1 |  | Codes & Standards Forecast | 0 | 2612.5521 | 12601.3091 | 8053.1191 | 10386.1179 | 14095.1009 | 13174.3388 | 11676.5631 | 10501.6407 | 10139.7638 | 10007.4968 | 9908.0744 | 10417.0096 | 12861.0807 | 13945.0858 | 15248.4546 | 17020.9652 | 18924.5382 | 22078.6715 | 20553.379 | 21077.4627 | 21831.4227 | 21187.4358 | 20620.2317 | 20737.3419 | 21272.4109 | 22021.6742 | 22984.5426 | 24295.3767 | 26482.5046 | 27570.9668 | 28604.4119 | 24237.6554
Commercial_Retail_New_Food Preparation_Natural Gas_Oven_E2_Codes & Standards Forecast | Commercial | Retail | New | Food Preparation | Natural Gas | Oven | E2 |  | Codes & Standards Forecast | 0 | 0 | 0 | 0 | 0 | 0 | 0 | 0 | 0 | 0 | 0 | 0 | 0 | 0 | 0 | 0 | 0 | 0 | 0 | 0 | 0 | 0 | 0 | 0 | 0 | 0 | 0 | 0 | 0 | 0 | 0 | 0 | 0
Commercial_Retail_New_Food Preparation_Natural Gas_Oven_E3_Codes & Standards Forecast | Commercial | Retail | New | Food Preparation | Natural Gas | Oven | E3 |  | Codes & Standards Forecast | 0 | 0 | 0 | 0 | 0 | 0 | 0 | 0 | 0 | 0 | 0 | 0 | 0 | 0 | 0 | 0 | 0 | 0 | 0 | 0 | 0 | 0 | 0 | 0 | 0 | 0 | 0 | 0 | 0 | 0 | 0 | 0 | 0
Commercial_Retail_New_Food Preparation_Natural Gas_Oven_E4_Codes & Standards Forecast | Commercial | Retail | New | Food Preparation | Natural Gas | Oven | E4 |  | Codes & Standards Forecast | 0 | 0 | 0 | 0 | 0 | 0 | 0 | 0 | 0 | 0 | 0 | 0 | 0 | 0 | 0 | 0 | 0 | 0 | 0 | 0 | 0 | 0 | 0 | 0 | 0 | 0 | 0 | 0 | 0 | 0 | 0 | 0 | 0
Commercial_Retail_New_Food Preparation_Natural Gas_Oven_E5_Codes & Standards Forecast | Commercial | Retail | New | Food Preparation | Natural Gas | Oven | E5 |  | Codes & Standards Forecast | 0 | 0 | 0 | 0 | 0 | 0 | 0 | 0 | 0 | 0 | 0 | 0 | 0 | 0 | 0 | 0 | 0 | 0 | 0 | 0 | 0 | 0 | 0 | 0 | 0 | 0 | 0 | 0 | 0 | 0 | 0 | 0 | 0
Commercial_Retail_New_Food Preparation_Natural Gas_Oven_E6_Codes & Standards Forecast | Commercial | Retail | New | Food Preparation | Natural Gas | Oven | E6 |  | Codes & Standards Forecast | 0 | 0 | 0 | 0 | 0 | 0 | 0 | 0 | 0 | 0 | 0 | 0 | 0 | 0 | 0 | 0 | 0 | 0 | 0 | 0 | 0 | 0 | 0 | 0 | 0 | 0 | 0 | 0 | 0 | 0 | 0 | 0 | 0
Commercial_Retail_New_Food Preparation_Natural Gas_Oven_E7_Codes & Standards Forecast | Commercial | Retail | New | Food Preparation | Natural Gas | Oven | E7 |  | Codes & Standards Forecast | 0 | 0 | 0 | 0 | 0 | 0 | 0 | 0 | 0 | 0 | 0 | 0 | 0 | 0 | 0 | 0 | 0 | 0 | 0 | 0 | 0 | 0 | 0 | 0 | 0 | 0 | 0 | 0 | 0 | 0 | 0 | 0 | 0
Commercial_Retail_New_Food Preparation_Natural Gas_Oven_E8_Codes & Standards Forecast | Commercial | Retail | New | Food Preparation | Natural Gas | Oven | E8 |  | Codes & Standards Forecast | 0 | 0 | 0 | 0 | 0 | 0 | 0 | 0 | 0 | 0 | 0 | 0 | 0 | 0 | 0 | 0 | 0 | 0 | 0 | 0 | 0 | 0 | 0 | 0 | 0 | 0 | 0 | 0 | 0 | 0 | 0 | 0 | 0
Commercial_Retail_New_Food Preparation_Natural Gas_Oven_E9_Codes & Standards Forecast | Commercial | Retail | New | Food Preparation | Natural Gas | Oven | E9 |  | Codes & Standards Forecast | 0 | 0 | 0 | 0 | 0 | 0 | 0 | 0 | 0 | 0 | 0 | 0 | 0 | 0 | 0 | 0 | 0 | 0 | 0 | 0 | 0 | 0 | 0 | 0 | 0 | 0 | 0 | 0 | 0 | 0 | 0 | 0 | 0
Commercial_Retail_New_Food Preparation_Natural Gas_Oven_E10_Codes & Standards Forecast | Commercial | Retail | New | Food Preparation | Natural Gas | Oven | E10 |  | Codes & Standards Forecast | 0 | 0 | 0 | 0 | 0 | 0 | 0 | 0 | 0 | 0 | 0 | 0 | 0 | 0 | 0 | 0 | 0 | 0 | 0 | 0 | 0 | 0 | 0 | 0 | 0 | 0 | 0 | 0 | 0 | 0 | 0 | 0 | 0
Commercial_Retail_New_Food Preparation_Natural Gas_Conveyor Oven_E1_Codes & Standards Forecast | Commercial | Retail | New | Food Preparation | Natural Gas | Conveyor Oven | E1 |  | Codes & Standards Forecast | 0 | 1306.2761 | 6300.6546 | 4026.5596 | 5193.059 | 7047.5504 | 6587.1694 | 5838.2816 | 5250.8203 | 5069.8819 | 5003.7484 | 4954.0372 | 4947.2496 | 4961.4053 | 4991.9229 | 5001.1195 | 5002.4863 | 5257.261 | 6458.5575 | 6963.3551 | 7606.9084 | 8492.8696 | 9445.1895 | 11022.8113 | 10260.7424 | 10522.5531 | 10899.2998 | 10584.0977 | 10255.122 | 10037.2644 | 9975.8251 | 9958.7853 | 7216.0882
Commercial_Retail_New_Food Preparation_Natural Gas_Conveyor Oven_E2_Codes & Standards Forecast | Commercial | Retail | New | Food Preparation | Natural Gas | Conveyor Oven | E2 |  | Codes & Standards Forecast | 0 | 0 | 0 | 0 | 0 | 0 | 0 | 0 | 0 | 0 | 0 | 0 | 0 | 0 | 0 | 0 | 0 | 0 | 0 | 0 | 0 | 0 | 0 | 0 | 0 | 0 | 0 | 0 | 0 | 0 | 0 | 0 | 0
Commercial_Retail_New_Food Preparation_Natural Gas_Conveyor Oven_E3_Codes & Standards Forecast | Commercial | Retail | New | Food Preparation | Natural Gas | Conveyor Oven | E3 |  | Codes & Standards Forecast | 0 | 0 | 0 | 0 | 0 | 0 | 0 | 0 | 0 | 0 | 0 | 0 | 0 | 0 | 0 | 0 | 0 | 0 | 0 | 0 | 0 | 0 | 0 | 0 | 0 | 0 | 0 | 0 | 0 | 0 | 0 | 0 | 0
Commercial_Retail_New_Food Preparation_Natural Gas_Conveyor Oven_E4_Codes & Standards Forecast | Commercial | Retail | New | Food Preparation | Natural Gas | Conveyor Oven | E4 |  | Codes & Standards Forecast | 0 | 0 | 0 | 0 | 0 | 0 | 0 | 0 | 0 | 0 | 0 | 0 | 0 | 0 | 0 | 0 | 0 | 0 | 0 | 0 | 0 | 0 | 0 | 0 | 0 | 0 | 0 | 0 | 0 | 0 | 0 | 0 | 0
Commercial_Retail_New_Food Preparation_Natural Gas_Conveyor Oven_E5_Codes & Standards Forecast | Commercial | Retail | New | Food Preparation | Natural Gas | Conveyor Oven | E5 |  | Codes & Standards Forecast | 0 | 0 | 0 | 0 | 0 | 0 | 0 | 0 | 0 | 0 | 0 | 0 | 0 | 0 | 0 | 0 | 0 | 0 | 0 | 0 | 0 | 0 | 0 | 0 | 0 | 0 | 0 | 0 | 0 | 0 | 0 | 0 | 0
Commercial_Retail_New_Food Preparation_Natural Gas_Conveyor Oven_E6_Codes & Standards Forecast | Commercial | Retail | New | Food Preparation | Natural Gas | Conveyor Oven | E6 |  | Codes & Standards Forecast | 0 | 0 | 0 | 0 | 0 | 0 | 0 | 0 | 0 | 0 | 0 | 0 | 0 | 0 | 0 | 0 | 0 | 0 | 0 | 0 | 0 | 0 | 0 | 0 | 0 | 0 | 0 | 0 | 0 | 0 | 0 | 0 | 0
Commercial_Retail_New_Food Preparation_Natural Gas_Conveyor Oven_E7_Codes & Standards Forecast | Commercial | Retail | New | Food Preparation | Natural Gas | Conveyor Oven | E7 |  | Codes & Standards Forecast | 0 | 0 | 0 | 0 | 0 | 0 | 0 | 0 | 0 | 0 | 0 | 0 | 0 | 0 | 0 | 0 | 0 | 0 | 0 | 0 | 0 | 0 | 0 | 0 | 0 | 0 | 0 | 0 | 0 | 0 | 0 | 0 | 0
Commercial_Retail_New_Food Preparation_Natural Gas_Conveyor Oven_E8_Codes & Standards Forecast | Commercial | Retail | New | Food Preparation | Natural Gas | Conveyor Oven | E8 |  | Codes & Standards Forecast | 0 | 0 | 0 | 0 | 0 | 0 | 0 | 0 | 0 | 0 | 0 | 0 | 0 | 0 | 0 | 0 | 0 | 0 | 0 | 0 | 0 | 0 | 0 | 0 | 0 | 0 | 0 | 0 | 0 | 0 | 0 | 0 | 0
Commercial_Retail_New_Food Preparation_Natural Gas_Conveyor Oven_E9_Codes & Standards Forecast | Commercial | Retail | New | Food Preparation | Natural Gas | Conveyor Oven | E9 |  | Codes & Standards Forecast | 0 | 0 | 0 | 0 | 0 | 0 | 0 | 0 | 0 | 0 | 0 | 0 | 0 | 0 | 0 | 0 | 0 | 0 | 0 | 0 | 0 | 0 | 0 | 0 | 0 | 0 | 0 | 0 | 0 | 0 | 0 | 0 | 0
Commercial_Retail_New_Food Preparation_Natural Gas_Conveyor Oven_E10_Codes & Standards Forecast | Commercial | Retail | New | Food Preparation | Natural Gas | Conveyor Oven | E10 |  | Codes & Standards Forecast | 0 | 0 | 0 | 0 | 0 | 0 | 0 | 0 | 0 | 0 | 0 | 0 | 0 | 0 | 0 | 0 | 0 | 0 | 0 | 0 | 0 | 0 | 0 | 0 | 0 | 0 | 0 | 0 | 0 | 0 | 0 | 0 | 0
Commercial_Retail_New_Food Preparation_Natural Gas_Double Rack Oven_E1_Codes & Standards Forecast | Commercial | Retail | New | Food Preparation | Natural Gas | Double Rack Oven | E1 |  | Codes & Standards Forecast | 0 | 1306.2761 | 6300.6546 | 4026.5596 | 5193.059 | 7047.5504 | 6587.1694 | 5838.2816 | 5250.8203 | 5069.8819 | 5003.7484 | 4954.0372 | 5208.5048 | 6430.5404 | 6972.5429 | 7624.2273 | 8510.4826 | 9462.2691 | 11039.3358 | 10276.6895 | 10538.7313 | 10915.7113 | 10593.7179 | 10310.1159 | 10368.6709 | 10636.2054 | 11010.8371 | 11492.2713 | 12147.6884 | 13241.2523 | 13785.4834 | 14302.206 | 12118.8277
Commercial_Retail_New_Food Preparation_Natural Gas_Double Rack Oven_E2_Codes & Standards Forecast | Commercial | Retail | New | Food Preparation | Natural Gas | Double Rack Oven | E2 |  | Codes & Standards Forecast | 0 | 0 | 0 | 0 | 0 | 0 | 0 | 0 | 0 | 0 | 0 | 0 | 0 | 0 | 0 | 0 | 0 | 0 | 0 | 0 | 0 | 0 | 0 | 0 | 0 | 0 | 0 | 0 | 0 | 0 | 0 | 0 | 0
Commercial_Retail_New_Food Preparation_Natural Gas_Double Rack Oven_E3_Codes & Standards Forecast | Commercial | Retail | New | Food Preparation | Natural Gas | Double Rack Oven | E3 |  | Codes & Standards Forecast | 0 | 0 | 0 | 0 | 0 | 0 | 0 | 0 | 0 | 0 | 0 | 0 | 0 | 0 | 0 | 0 | 0 | 0 | 0 | 0 | 0 | 0 | 0 | 0 | 0 | 0 | 0 | 0 | 0 | 0 | 0 | 0 | 0
Commercial_Retail_New_Food Preparation_Natural Gas_Double Rack Oven_E4_Codes & Standards Forecast | Commercial | Retail | New | Food Preparation | Natural Gas | Double Rack Oven | E4 |  | Codes & Standards Forecast | 0 | 0 | 0 | 0 | 0 | 0 | 0 | 0 | 0 | 0 | 0 | 0 | 0 | 0 | 0 | 0 | 0 | 0 | 0 | 0 | 0 | 0 | 0 | 0 | 0 | 0 | 0 | 0 | 0 | 0 | 0 | 0 | 0
Commercial_Retail_New_Food Preparation_Natural Gas_Double Rack Oven_E5_Codes & Standards Forecast | Commercial | Retail | New | Food Preparation | Natural Gas | Double Rack Oven | E5 |  | Codes & Standards Forecast | 0 | 0 | 0 | 0 | 0 | 0 | 0 | 0 | 0 | 0 | 0 | 0 | 0 | 0 | 0 | 0 | 0 | 0 | 0 | 0 | 0 | 0 | 0 | 0 | 0 | 0 | 0 | 0 | 0 | 0 | 0 | 0 | 0
Commercial_Retail_New_Food Preparation_Natural Gas_Double Rack Oven_E6_Codes & Standards Forecast | Commercial | Retail | New | Food Preparation | Natural Gas | Double Rack Oven | E6 |  | Codes & Standards Forecast | 0 | 0 | 0 | 0 | 0 | 0 | 0 | 0 | 0 | 0 | 0 | 0 | 0 | 0 | 0 | 0 | 0 | 0 | 0 | 0 | 0 | 0 | 0 | 0 | 0 | 0 | 0 | 0 | 0 | 0 | 0 | 0 | 0
Commercial_Retail_New_Food Preparation_Natural Gas_Double Rack Oven_E7_Codes & Standards Forecast | Commercial | Retail | New | Food Preparation | Natural Gas | Double Rack Oven | E7 |  | Codes & Standards Forecast | 0 | 0 | 0 | 0 | 0 | 0 | 0 | 0 | 0 | 0 | 0 | 0 | 0 | 0 | 0 | 0 | 0 | 0 | 0 | 0 | 0 | 0 | 0 | 0 | 0 | 0 | 0 | 0 | 0 | 0 | 0 | 0 | 0
Commercial_Retail_New_Food Preparation_Natural Gas_Double Rack Oven_E8_Codes & Standards Forecast | Commercial | Retail | New | Food Preparation | Natural Gas | Double Rack Oven | E8 |  | Codes & Standards Forecast | 0 | 0 | 0 | 0 | 0 | 0 | 0 | 0 | 0 | 0 | 0 | 0 | 0 | 0 | 0 | 0 | 0 | 0 | 0 | 0 | 0 | 0 | 0 | 0 | 0 | 0 | 0 | 0 | 0 | 0 | 0 | 0 | 0
Commercial_Retail_New_Food Preparation_Natural Gas_Double Rack Oven_E9_Codes & Standards Forecast | Commercial | Retail | New | Food Preparation | Natural Gas | Double Rack Oven | E9 |  | Codes & Standards Forecast | 0 | 0 | 0 | 0 | 0 | 0 | 0 | 0 | 0 | 0 | 0 | 0 | 0 | 0 | 0 | 0 | 0 | 0 | 0 | 0 | 0 | 0 | 0 | 0 | 0 | 0 | 0 | 0 | 0 | 0 | 0 | 0 | 0
Commercial_Retail_New_Food Preparation_Natural Gas_Double Rack Oven_E10_Codes & Standards Forecast | Commercial | Retail | New | Food Preparation | Natural Gas | Double Rack Oven | E10 |  | Codes & Standards Forecast | 0 | 0 | 0 | 0 | 0 | 0 | 0 | 0 | 0 | 0 | 0 | 0 | 0 | 0 | 0 | 0 | 0 | 0 | 0 | 0 | 0 | 0 | 0 | 0 | 0 | 0 | 0 | 0 | 0 | 0 | 0 | 0 | 0
Commercial_Retail_New_Food Preparation_Natural Gas_Fryer_E1_Codes & Standards Forecast | Commercial | Retail | New | Food Preparation | Natural Gas | Fryer | E1 |  | Codes & Standards Forecast | 0 | 5225.1043 | 25202.6183 | 0 | 0 | 0 | 0 | 0 | 0 | 0 | 0 | 0 | 0 | 0 | 0 | 0 | 0 | 0 | 0 | 0 | 0 | 0 | 0 | 0 | 0 | 0 | 0 | 0 | 0 | 0 | 0 | 0 | 0
Commercial_Retail_New_Food Preparation_Natural Gas_Fryer_E2_Codes & Standards Forecast | Commercial | Retail | New | Food Preparation | Natural Gas | Fryer | E2 |  | Codes & Standards Forecast | 0 | 0 | 0 | 16106.2382 | 20772.2359 | 28190.2017 | 27654.9537 | 30633.4878 | 30490.1121 | 32587.7095 | 37533.6222 | 44609.6164 | 43883.8574 | 46646.5566 | 49975.6387 | 51766.827 | 55690.9312 | 57681.7031 | 60390.3585 | 63923.0401 | 67550.1505 | 69401.2109 | 72088.0201 | 74908.4249 | 77535.5941 | 80940.5673 | 83499.1274 | 86260.9658 | 89233.8551 | 92143.5918 | 94756.5467 | 97555.1092 | 89441.7918
Commercial_Retail_New_Food Preparation_Natural Gas_Fryer_E3_Codes & Standards Forecast | Commercial | Retail | New | Food Preparation | Natural Gas | Fryer | E3 |  | Codes & Standards Forecast | 0 | 0 | 0 | 0 | 0 | 0 | 0 | 0 | 0 | 0 | 0 | 0 | 0 | 0 | 0 | 0 | 0 | 0 | 0 | 0 | 0 | 0 | 0 | 0 | 0 | 0 | 0 | 0 | 0 | 0 | 0 | 0 | 0
Commercial_Retail_New_Food Preparation_Natural Gas_Fryer_E4_Codes & Standards Forecast | Commercial | Retail | New | Food Preparation | Natural Gas | Fryer | E4 |  | Codes & Standards Forecast | 0 | 0 | 0 | 0 | 0 | 0 | 0 | 0 | 0 | 0 | 0 | 0 | 0 | 0 | 0 | 0 | 0 | 0 | 0 | 0 | 0 | 0 | 0 | 0 | 0 | 0 | 0 | 0 | 0 | 0 | 0 | 0 | 0
Commercial_Retail_New_Food Preparation_Natural Gas_Fryer_E5_Codes & Standards Forecast | Commercial | Retail | New | Food Preparation | Natural Gas | Fryer | E5 |  | Codes & Standards Forecast | 0 | 0 | 0 | 0 | 0 | 0 | 0 | 0 | 0 | 0 | 0 | 0 | 0 | 0 | 0 | 0 | 0 | 0 | 0 | 0 | 0 | 0 | 0 | 0 | 0 | 0 | 0 | 0 | 0 | 0 | 0 | 0 | 0
Commercial_Retail_New_Food Preparation_Natural Gas_Fryer_E6_Codes & Standards Forecast | Commercial | Retail | New | Food Preparation | Natural Gas | Fryer | E6 |  | Codes & Standards Forecast | 0 | 0 | 0 | 0 | 0 | 0 | 0 | 0 | 0 | 0 | 0 | 0 | 0 | 0 | 0 | 0 | 0 | 0 | 0 | 0 | 0 | 0 | 0 | 0 | 0 | 0 | 0 | 0 | 0 | 0 | 0 | 0 | 0
Commercial_Retail_New_Food Preparation_Natural Gas_Fryer_E7_Codes & Standards Forecast | Commercial | Retail | New | Food Preparation | Natural Gas | Fryer | E7 |  | Codes & Standards Forecast | 0 | 0 | 0 | 0 | 0 | 0 | 0 | 0 | 0 | 0 | 0 | 0 | 0 | 0 | 0 | 0 | 0 | 0 | 0 | 0 | 0 | 0 | 0 | 0 | 0 | 0 | 0 | 0 | 0 | 0 | 0 | 0 | 0
Commercial_Retail_New_Food Preparation_Natural Gas_Fryer_E8_Codes & Standards Forecast | Commercial | Retail | New | Food Preparation | Natural Gas | Fryer | E8 |  | Codes & Standards Forecast | 0 | 0 | 0 | 0 | 0 | 0 | 0 | 0 | 0 | 0 | 0 | 0 | 0 | 0 | 0 | 0 | 0 | 0 | 0 | 0 | 0 | 0 | 0 | 0 | 0 | 0 | 0 | 0 | 0 | 0 | 0 | 0 | 0
Commercial_Retail_New_Food Preparation_Natural Gas_Fryer_E9_Codes & Standards Forecast | Commercial | Retail | New | Food Preparation | Natural Gas | Fryer | E9 |  | Codes & Standards Forecast | 0 | 0 | 0 | 0 | 0 | 0 | 0 | 0 | 0 | 0 | 0 | 0 | 0 | 0 | 0 | 0 | 0 | 0 | 0 | 0 | 0 | 0 | 0 | 0 | 0 | 0 | 0 | 0 | 0 | 0 | 0 | 0 | 0
Commercial_Retail_New_Food Preparation_Natural Gas_Fryer_E10_Codes & Standards Forecast | Commercial | Retail | New | Food Preparation | Natural Gas | Fryer | E10 |  | Codes & Standards Forecast | 0 | 0 | 0 | 0 | 0 | 0 | 0 | 0 | 0 | 0 | 0 | 0 | 0 | 0 | 0 | 0 | 0 | 0 | 0 | 0 | 0 | 0 | 0 | 0 | 0 | 0 | 0 | 0 | 0 | 0 | 0 | 0 | 0
Commercial_Retail_New_Food Preparation_Natural Gas_Broiler_E1_Codes & Standards Forecast | Commercial | Retail | New | Food Preparation | Natural Gas | Broiler | E1 |  | Codes & Standards Forecast | 0 | 0 | 0 | 0 | 0 | 0 | 0 | 0 | 0 | 0 | 0 | 0 | 0 | 0 | 0 | 0 | 0 | 0 | 0 | 0 | 0 | 0 | 0 | 0 | 0 | 0 | 0 | 0 | 0 | 0 | 0 | 0 | 0
Commercial_Retail_New_Food Preparation_Natural Gas_Broiler_E2_Codes & Standards Forecast | Commercial | Retail | New | Food Preparation | Natural Gas | Broiler | E2 |  | Codes & Standards Forecast | 0 | 0 | 0 | 0 | 0 | 0 | 0 | 0 | 0 | 0 | 0 | 0 | 0 | 0 | 0 | 0 | 0 | 0 | 0 | 0 | 0 | 0 | 0 | 0 | 0 | 0 | 0 | 0 | 0 | 0 | 0 | 0 | 0
Commercial_Retail_New_Food Preparation_Natural Gas_Broiler_E3_Codes & Standards Forecast | Commercial | Retail | New | Food Preparation | Natural Gas | Broiler | E3 |  | Codes & Standards Forecast | 0 | 0 | 0 | 0 | 0 | 0 | 0 | 0 | 0 | 0 | 0 | 0 | 0 | 0 | 0 | 0 | 0 | 0 | 0 | 0 | 0 | 0 | 0 | 0 | 0 | 0 | 0 | 0 | 0 | 0 | 0 | 0 | 0
Commercial_Retail_New_Food Preparation_Natural Gas_Broiler_E4_Codes & Standards Forecast | Commercial | Retail | New | Food Preparation | Natural Gas | Broiler | E4 |  | Codes & Standards Forecast | 0 | 0 | 0 | 0 | 0 | 0 | 0 | 0 | 0 | 0 | 0 | 0 | 0 | 0 | 0 | 0 | 0 | 0 | 0 | 0 | 0 | 0 | 0 | 0 | 0 | 0 | 0 | 0 | 0 | 0 | 0 | 0 | 0
Commercial_Retail_New_Food Preparation_Natural Gas_Broiler_E5_Codes & Standards Forecast | Commercial | Retail | New | Food Preparation | Natural Gas | Broiler | E5 |  | Codes & Standards Forecast | 0 | 0 | 0 | 0 | 0 | 0 | 0 | 0 | 0 | 0 | 0 | 0 | 0 | 0 | 0 | 0 | 0 | 0 | 0 | 0 | 0 | 0 | 0 | 0 | 0 | 0 | 0 | 0 | 0 | 0 | 0 | 0 | 0
Commercial_Retail_New_Food Preparation_Natural Gas_Broiler_E6_Codes & Standards Forecast | Commercial | Retail | New | Food Preparation | Natural Gas | Broiler | E6 |  | Codes & Standards Forecast | 0 | 0 | 0 | 0 | 0 | 0 | 0 | 0 | 0 | 0 | 0 | 0 | 0 | 0 | 0 | 0 | 0 | 0 | 0 | 0 | 0 | 0 | 0 | 0 | 0 | 0 | 0 | 0 | 0 | 0 | 0 | 0 | 0
Commercial_Retail_New_Food Preparation_Natural Gas_Broiler_E7_Codes & Standards Forecast | Commercial | Retail | New | Food Preparation | Natural Gas | Broiler | E7 |  | Codes & Standards Forecast | 0 | 0 | 0 | 0 | 0 | 0 | 0 | 0 | 0 | 0 | 0 | 0 | 0 | 0 | 0 | 0 | 0 | 0 | 0 | 0 | 0 | 0 | 0 | 0 | 0 | 0 | 0 | 0 | 0 | 0 | 0 | 0 | 0
Commercial_Retail_New_Food Preparation_Natural Gas_Broiler_E8_Codes & Standards Forecast | Commercial | Retail | New | Food Preparation | Natural Gas | Broiler | E8 |  | Codes & Standards Forecast | 0 | 0 | 0 | 0 | 0 | 0 | 0 | 0 | 0 | 0 | 0 | 0 | 0 | 0 | 0 | 0 | 0 | 0 | 0 | 0 | 0 | 0 | 0 | 0 | 0 | 0 | 0 | 0 | 0 | 0 | 0 | 0 | 0
Commercial_Retail_New_Food Preparation_Natural Gas_Broiler_E9_Codes & Standards Forecast | Commercial | Retail | New | Food Preparation | Natural Gas | Broiler | E9 |  | Codes & Standards Forecast | 0 | 0 | 0 | 0 | 0 | 0 | 0 | 0 | 0 | 0 | 0 | 0 | 0 | 0 | 0 | 0 | 0 | 0 | 0 | 0 | 0 | 0 | 0 | 0 | 0 | 0 | 0 | 0 | 0 | 0 | 0 | 0 | 0
Commercial_Retail_New_Food Preparation_Natural Gas_Broiler_E10_Codes & Standards Forecast | Commercial | Retail | New | Food Preparation | Natural Gas | Broiler | E10 |  | Codes & Standards Forecast | 0 | 0 | 0 | 0 | 0 | 0 | 0 | 0 | 0 | 0 | 0 | 0 | 0 | 0 | 0 | 0 | 0 | 0 | 0 | 0 | 0 | 0 | 0 | 0 | 0 | 0 | 0 | 0 | 0 | 0 | 0 | 0 | 0
Commercial_Retail_New_Food Preparation_Natural Gas_Griddle_E1_Codes & Standards Forecast | Commercial | Retail | New | Food Preparation | Natural Gas | Griddle | E1 |  | Codes & Standards Forecast | 0 | 0 | 0 | 0 | 0 | 0 | 0 | 0 | 0 | 0 | 0 | 0 | 0 | 0 | 0 | 0 | 0 | 0 | 0 | 0 | 0 | 0 | 0 | 0 | 0 | 0 | 0 | 0 | 0 | 0 | 0 | 0 | 0
Commercial_Retail_New_Food Preparation_Natural Gas_Griddle_E2_Codes & Standards Forecast | Commercial | Retail | New | Food Preparation | Natural Gas | Griddle | E2 |  | Codes & Standards Forecast | 0 | 0 | 0 | 0 | 0 | 0 | 0 | 0 | 0 | 0 | 0 | 0 | 0 | 0 | 0 | 0 | 0 | 0 | 0 | 0 | 0 | 0 | 0 | 0 | 0 | 0 | 0 | 0 | 0 | 0 | 0 | 0 | 0
Commercial_Retail_New_Food Preparation_Natural Gas_Griddle_E3_Codes & Standards Forecast | Commercial | Retail | New | Food Preparation | Natural Gas | Griddle | E3 |  | Codes & Standards Forecast | 0 | 0 | 0 | 0 | 0 | 0 | 0 | 0 | 0 | 0 | 0 | 0 | 0 | 0 | 0 | 0 | 0 | 0 | 0 | 0 | 0 | 0 | 0 | 0 | 0 | 0 | 0 | 0 | 0 | 0 | 0 | 0 | 0
Commercial_Retail_New_Food Preparation_Natural Gas_Griddle_E4_Codes & Standards Forecast | Commercial | Retail | New | Food Preparation | Natural Gas | Griddle | E4 |  | Codes & Standards Forecast | 0 | 0 | 0 | 0 | 0 | 0 | 0 | 0 | 0 | 0 | 0 | 0 | 0 | 0 | 0 | 0 | 0 | 0 | 0 | 0 | 0 | 0 | 0 | 0 | 0 | 0 | 0 | 0 | 0 | 0 | 0 | 0 | 0
Commercial_Retail_New_Food Preparation_Natural Gas_Griddle_E5_Codes & Standards Forecast | Commercial | Retail | New | Food Preparation | Natural Gas | Griddle | E5 |  | Codes & Standards Forecast | 0 | 0 | 0 | 0 | 0 | 0 | 0 | 0 | 0 | 0 | 0 | 0 | 0 | 0 | 0 | 0 | 0 | 0 | 0 | 0 | 0 | 0 | 0 | 0 | 0 | 0 | 0 | 0 | 0 | 0 | 0 | 0 | 0
Commercial_Retail_New_Food Preparation_Natural Gas_Griddle_E6_Codes & Standards Forecast | Commercial | Retail | New | Food Preparation | Natural Gas | Griddle | E6 |  | Codes & Standards Forecast | 0 | 0 | 0 | 0 | 0 | 0 | 0 | 0 | 0 | 0 | 0 | 0 | 0 | 0 | 0 | 0 | 0 | 0 | 0 | 0 | 0 | 0 | 0 | 0 | 0 | 0 | 0 | 0 | 0 | 0 | 0 | 0 | 0
Commercial_Retail_New_Food Preparation_Natural Gas_Griddle_E7_Codes & Standards Forecast | Commercial | Retail | New | Food Preparation | Natural Gas | Griddle | E7 |  | Codes & Standards Forecast | 0 | 0 | 0 | 0 | 0 | 0 | 0 | 0 | 0 | 0 | 0 | 0 | 0 | 0 | 0 | 0 | 0 | 0 | 0 | 0 | 0 | 0 | 0 | 0 | 0 | 0 | 0 | 0 | 0 | 0 | 0 | 0 | 0
Commercial_Retail_New_Food Preparation_Natural Gas_Griddle_E8_Codes & Standards Forecast | Commercial | Retail | New | Food Preparation | Natural Gas | Griddle | E8 |  | Codes & Standards Forecast | 0 | 0 | 0 | 0 | 0 | 0 | 0 | 0 | 0 | 0 | 0 | 0 | 0 | 0 | 0 | 0 | 0 | 0 | 0 | 0 | 0 | 0 | 0 | 0 | 0 | 0 | 0 | 0 | 0 | 0 | 0 | 0 | 0
Commercial_Retail_New_Food Preparation_Natural Gas_Griddle_E9_Codes & Standards Forecast | Commercial | Retail | New | Food Preparation | Natural Gas | Griddle | E9 |  | Codes & Standards Forecast | 0 | 0 | 0 | 0 | 0 | 0 | 0 | 0 | 0 | 0 | 0 | 0 | 0 | 0 | 0 | 0 | 0 | 0 | 0 | 0 | 0 | 0 | 0 | 0 | 0 | 0 | 0 | 0 | 0 | 0 | 0 | 0 | 0
Commercial_Retail_New_Food Preparation_Natural Gas_Griddle_E10_Codes & Standards Forecast | Commercial | Retail | New | Food Preparation | Natural Gas | Griddle | E10 |  | Codes & Standards Forecast | 0 | 0 | 0 | 0 | 0 | 0 | 0 | 0 | 0 | 0 | 0 | 0 | 0 | 0 | 0 | 0 | 0 | 0 | 0 | 0 | 0 | 0 | 0 | 0 | 0 | 0 | 0 | 0 | 0 | 0 | 0 | 0 | 0
Commercial_Retail_New_Food Preparation_Natural Gas_Range_E1_Codes & Standards Forecast | Commercial | Retail | New | Food Preparation | Natural Gas | Range | E1 |  | Codes & Standards Forecast | 0 | 0 | 0 | 0 | 0 | 0 | 0 | 0 | 0 | 0 | 0 | 0 | 0 | 0 | 0 | 0 | 0 | 0 | 0 | 0 | 0 | 0 | 0 | 0 | 0 | 0 | 0 | 0 | 0 | 0 | 0 | 0 | 0
Commercial_Retail_New_Food Preparation_Natural Gas_Range_E2_Codes & Standards Forecast | Commercial | Retail | New | Food Preparation | Natural Gas | Range | E2 |  | Codes & Standards Forecast | 0 | 0 | 0 | 0 | 0 | 0 | 0 | 0 | 0 | 0 | 0 | 0 | 0 | 0 | 0 | 0 | 0 | 0 | 0 | 0 | 0 | 0 | 0 | 0 | 0 | 0 | 0 | 0 | 0 | 0 | 0 | 0 | 0
Commercial_Retail_New_Food Preparation_Natural Gas_Range_E3_Codes & Standards Forecast | Commercial | Retail | New | Food Preparation | Natural Gas | Range | E3 |  | Codes & Standards Forecast | 0 | 0 | 0 | 0 | 0 | 0 | 0 | 0 | 0 | 0 | 0 | 0 | 0 | 0 | 0 | 0 | 0 | 0 | 0 | 0 | 0 | 0 | 0 | 0 | 0 | 0 | 0 | 0 | 0 | 0 | 0 | 0 | 0
Commercial_Retail_New_Food Preparation_Natural Gas_Range_E4_Codes & Standards Forecast | Commercial | Retail | New | Food Preparation | Natural Gas | Range | E4 |  | Codes & Standards Forecast | 0 | 0 | 0 | 0 | 0 | 0 | 0 | 0 | 0 | 0 | 0 | 0 | 0 | 0 | 0 | 0 | 0 | 0 | 0 | 0 | 0 | 0 | 0 | 0 | 0 | 0 | 0 | 0 | 0 | 0 | 0 | 0 | 0
Commercial_Retail_New_Food Preparation_Natural Gas_Range_E5_Codes & Standards Forecast | Commercial | Retail | New | Food Preparation | Natural Gas | Range | E5 |  | Codes & Standards Forecast | 0 | 0 | 0 | 0 | 0 | 0 | 0 | 0 | 0 | 0 | 0 | 0 | 0 | 0 | 0 | 0 | 0 | 0 | 0 | 0 | 0 | 0 | 0 | 0 | 0 | 0 | 0 | 0 | 0 | 0 | 0 | 0 | 0
Commercial_Retail_New_Food Preparation_Natural Gas_Range_E6_Codes & Standards Forecast | Commercial | Retail | New | Food Preparation | Natural Gas | Range | E6 |  | Codes & Standards Forecast | 0 | 0 | 0 | 0 | 0 | 0 | 0 | 0 | 0 | 0 | 0 | 0 | 0 | 0 | 0 | 0 | 0 | 0 | 0 | 0 | 0 | 0 | 0 | 0 | 0 | 0 | 0 | 0 | 0 | 0 | 0 | 0 | 0
Commercial_Retail_New_Food Preparation_Natural Gas_Range_E7_Codes & Standards Forecast | Commercial | Retail | New | Food Preparation | Natural Gas | Range | E7 |  | Codes & Standards Forecast | 0 | 0 | 0 | 0 | 0 | 0 | 0 | 0 | 0 | 0 | 0 | 0 | 0 | 0 | 0 | 0 | 0 | 0 | 0 | 0 | 0 | 0 | 0 | 0 | 0 | 0 | 0 | 0 | 0 | 0 | 0 | 0 | 0
Commercial_Retail_New_Food Preparation_Natural Gas_Range_E8_Codes & Standards Forecast | Commercial | Retail | New | Food Preparation | Natural Gas | Range | E8 |  | Codes & Standards Forecast | 0 | 0 | 0 | 0 | 0 | 0 | 0 | 0 | 0 | 0 | 0 | 0 | 0 | 0 | 0 | 0 | 0 | 0 | 0 | 0 | 0 | 0 | 0 | 0 | 0 | 0 | 0 | 0 | 0 | 0 | 0 | 0 | 0
Commercial_Retail_New_Food Preparation_Natural Gas_Range_E9_Codes & Standards Forecast | Commercial | Retail | New | Food Preparation | Natural Gas | Range | E9 |  | Codes & Standards Forecast | 0 | 0 | 0 | 0 | 0 | 0 | 0 | 0 | 0 | 0 | 0 | 0 | 0 | 0 | 0 | 0 | 0 | 0 | 0 | 0 | 0 | 0 | 0 | 0 | 0 | 0 | 0 | 0 | 0 | 0 | 0 | 0 | 0
Commercial_Retail_New_Food Preparation_Natural Gas_Range_E10_Codes & Standards Forecast | Commercial | Retail | New | Food Preparation | Natural Gas | Range | E10 |  | Codes & Standards Forecast | 0 | 0 | 0 | 0 | 0 | 0 | 0 | 0 | 0 | 0 | 0 | 0 | 0 | 0 | 0 | 0 | 0 | 0 | 0 | 0 | 0 | 0 | 0 | 0 | 0 | 0 | 0 | 0 | 0 | 0 | 0 | 0 | 0
Commercial_Retail_New_Food Preparation_Natural Gas_Steamer_E1_Codes & Standards Forecast | Commercial | Retail | New | Food Preparation | Natural Gas | Steamer | E1 |  | Codes & Standards Forecast | 0 | 0 | 0 | 0 | 0 | 0 | 0 | 0 | 0 | 0 | 0 | 0 | 0 | 0 | 0 | 0 | 0 | 0 | 0 | 0 | 0 | 0 | 0 | 0 | 0 | 0 | 0 | 0 | 0 | 0 | 0 | 0 | 0
Commercial_Retail_New_Food Preparation_Natural Gas_Steamer_E2_Codes & Standards Forecast | Commercial | Retail | New | Food Preparation | Natural Gas | Steamer | E2 |  | Codes & Standards Forecast | 0 | 0 | 0 | 0 | 0 | 0 | 0 | 0 | 0 | 0 | 0 | 0 | 0 | 0 | 0 | 0 | 0 | 0 | 0 | 0 | 0 | 0 | 0 | 0 | 0 | 0 | 0 | 0 | 0 | 0 | 0 | 0 | 0
Commercial_Retail_New_Food Preparation_Natural Gas_Steamer_E3_Codes & Standards Forecast | Commercial | Retail | New | Food Preparation | Natural Gas | Steamer | E3 |  | Codes & Standards Forecast | 0 | 0 | 0 | 0 | 0 | 0 | 0 | 0 | 0 | 0 | 0 | 0 | 0 | 0 | 0 | 0 | 0 | 0 | 0 | 0 | 0 | 0 | 0 | 0 | 0 | 0 | 0 | 0 | 0 | 0 | 0 | 0 | 0
Commercial_Retail_New_Food Preparation_Natural Gas_Steamer_E4_Codes & Standards Forecast | Commercial | Retail | New | Food Preparation | Natural Gas | Steamer | E4 |  | Codes & Standards Forecast | 0 | 0 | 0 | 0 | 0 | 0 | 0 | 0 | 0 | 0 | 0 | 0 | 0 | 0 | 0 | 0 | 0 | 0 | 0 | 0 | 0 | 0 | 0 | 0 | 0 | 0 | 0 | 0 | 0 | 0 | 0 | 0 | 0
Commercial_Retail_New_Food Preparation_Natural Gas_Steamer_E5_Codes & Standards Forecast | Commercial | Retail | New | Food Preparation | Natural Gas | Steamer | E5 |  | Codes & Standards Forecast | 0 | 0 | 0 | 0 | 0 | 0 | 0 | 0 | 0 | 0 | 0 | 0 | 0 | 0 | 0 | 0 | 0 | 0 | 0 | 0 | 0 | 0 | 0 | 0 | 0 | 0 | 0 | 0 | 0 | 0 | 0 | 0 | 0
Commercial_Retail_New_Food Preparation_Natural Gas_Steamer_E6_Codes & Standards Forecast | Commercial | Retail | New | Food Preparation | Natural Gas | Steamer | E6 |  | Codes & Standards Forecast | 0 | 0 | 0 | 0 | 0 | 0 | 0 | 0 | 0 | 0 | 0 | 0 | 0 | 0 | 0 | 0 | 0 | 0 | 0 | 0 | 0 | 0 | 0 | 0 | 0 | 0 | 0 | 0 | 0 | 0 | 0 | 0 | 0
Commercial_Retail_New_Food Preparation_Natural Gas_Steamer_E7_Codes & Standards Forecast | Commercial | Retail | New | Food Preparation | Natural Gas | Steamer | E7 |  | Codes & Standards Forecast | 0 | 0 | 0 | 0 | 0 | 0 | 0 | 0 | 0 | 0 | 0 | 0 | 0 | 0 | 0 | 0 | 0 | 0 | 0 | 0 | 0 | 0 | 0 | 0 | 0 | 0 | 0 | 0 | 0 | 0 | 0 | 0 | 0
Commercial_Retail_New_Food Preparation_Natural Gas_Steamer_E8_Codes & Standards Forecast | Commercial | Retail | New | Food Preparation | Natural Gas | Steamer | E8 |  | Codes & Standards Forecast | 0 | 0 | 0 | 0 | 0 | 0 | 0 | 0 | 0 | 0 | 0 | 0 | 0 | 0 | 0 | 0 | 0 | 0 | 0 | 0 | 0 | 0 | 0 | 0 | 0 | 0 | 0 | 0 | 0 | 0 | 0 | 0 | 0
Commercial_Retail_New_Food Preparation_Natural Gas_Steamer_E9_Codes & Standards Forecast | Commercial | Retail | New | Food Preparation | Natural Gas | Steamer | E9 |  | Codes & Standards Forecast | 0 | 0 | 0 | 0 | 0 | 0 | 0 | 0 | 0 | 0 | 0 | 0 | 0 | 0 | 0 | 0 | 0 | 0 | 0 | 0 | 0 | 0 | 0 | 0 | 0 | 0 | 0 | 0 | 0 | 0 | 0 | 0 | 0
Commercial_Retail_New_Food Preparation_Natural Gas_Steamer_E10_Codes & Standards Forecast | Commercial | Retail | New | Food Preparation | Natural Gas | Steamer | E10 |  | Codes & Standards Forecast | 0 | 0 | 0 | 0 | 0 | 0 | 0 | 0 | 0 | 0 | 0 | 0 | 0 | 0 | 0 | 0 | 0 | 0 | 0 | 0 | 0 | 0 | 0 | 0 | 0 | 0 | 0 | 0 | 0 | 0 | 0 | 0 | 0
Commercial_Retail_New_Food Preparation_Natural Gas_Food Prep Other_E1_Codes & Standards Forecast | Commercial | Retail | New | Food Preparation | Natural Gas | Food Prep Other | E1 |  | Codes & Standards Forecast | 0 | 0 | 0 | 0 | 0 | 0 | 0 | 0 | 0 | 0 | 0 | 0 | 0 | 0 | 0 | 0 | 0 | 0 | 0 | 0 | 0 | 0 | 0 | 0 | 0 | 0 | 0 | 0 | 0 | 0 | 0 | 0 | 0
Commercial_Retail_New_Food Preparation_Natural Gas_Food Prep Other_E2_Codes & Standards Forecast | Commercial | Retail | New | Food Preparation | Natural Gas | Food Prep Other | E2 |  | Codes & Standards Forecast | 0 | 0 | 0 | 0 | 0 | 0 | 0 | 0 | 0 | 0 | 0 | 0 | 0 | 0 | 0 | 0 | 0 | 0 | 0 | 0 | 0 | 0 | 0 | 0 | 0 | 0 | 0 | 0 | 0 | 0 | 0 | 0 | 0
Commercial_Retail_New_Food Preparation_Natural Gas_Food Prep Other_E3_Codes & Standards Forecast | Commercial | Retail | New | Food Preparation | Natural Gas | Food Prep Other | E3 |  | Codes & Standards Forecast | 0 | 0 | 0 | 0 | 0 | 0 | 0 | 0 | 0 | 0 | 0 | 0 | 0 | 0 | 0 | 0 | 0 | 0 | 0 | 0 | 0 | 0 | 0 | 0 | 0 | 0 | 0 | 0 | 0 | 0 | 0 | 0 | 0
Commercial_Retail_New_Food Preparation_Natural Gas_Food Prep Other_E4_Codes & Standards Forecast | Commercial | Retail | New | Food Preparation | Natural Gas | Food Prep Other | E4 |  | Codes & Standards Forecast | 0 | 0 | 0 | 0 | 0 | 0 | 0 | 0 | 0 | 0 | 0 | 0 | 0 | 0 | 0 | 0 | 0 | 0 | 0 | 0 | 0 | 0 | 0 | 0 | 0 | 0 | 0 | 0 | 0 | 0 | 0 | 0 | 0
Commercial_Retail_New_Food Preparation_Natural Gas_Food Prep Other_E5_Codes & Standards Forecast | Commercial | Retail | New | Food Preparation | Natural Gas | Food Prep Other | E5 |  | Codes & Standards Forecast | 0 | 0 | 0 | 0 | 0 | 0 | 0 | 0 | 0 | 0 | 0 | 0 | 0 | 0 | 0 | 0 | 0 | 0 | 0 | 0 | 0 | 0 | 0 | 0 | 0 | 0 | 0 | 0 | 0 | 0 | 0 | 0 | 0
Commercial_Retail_New_Food Preparation_Natural Gas_Food Prep Other_E6_Codes & Standards Forecast | Commercial | Retail | New | Food Preparation | Natural Gas | Food Prep Other | E6 |  | Codes & Standards Forecast | 0 | 0 | 0 | 0 | 0 | 0 | 0 | 0 | 0 | 0 | 0 | 0 | 0 | 0 | 0 | 0 | 0 | 0 | 0 | 0 | 0 | 0 | 0 | 0 | 0 | 0 | 0 | 0 | 0 | 0 | 0 | 0 | 0
Commercial_Retail_New_Food Preparation_Natural Gas_Food Prep Other_E7_Codes & Standards Forecast | Commercial | Retail | New | Food Preparation | Natural Gas | Food Prep Other | E7 |  | Codes & Standards Forecast | 0 | 0 | 0 | 0 | 0 | 0 | 0 | 0 | 0 | 0 | 0 | 0 | 0 | 0 | 0 | 0 | 0 | 0 | 0 | 0 | 0 | 0 | 0 | 0 | 0 | 0 | 0 | 0 | 0 | 0 | 0 | 0 | 0
Commercial_Retail_New_Food Preparation_Natural Gas_Food Prep Other_E8_Codes & Standards Forecast | Commercial | Retail | New | Food Preparation | Natural Gas | Food Prep Other | E8 |  | Codes & Standards Forecast | 0 | 0 | 0 | 0 | 0 | 0 | 0 | 0 | 0 | 0 | 0 | 0 | 0 | 0 | 0 | 0 | 0 | 0 | 0 | 0 | 0 | 0 | 0 | 0 | 0 | 0 | 0 | 0 | 0 | 0 | 0 | 0 | 0
Commercial_Retail_New_Food Preparation_Natural Gas_Food Prep Other_E9_Codes & Standards Forecast | Commercial | Retail | New | Food Preparation | Natural Gas | Food Prep Other | E9 |  | Codes & Standards Forecast | 0 | 0 | 0 | 0 | 0 | 0 | 0 | 0 | 0 | 0 | 0 | 0 | 0 | 0 | 0 | 0 | 0 | 0 | 0 | 0 | 0 | 0 | 0 | 0 | 0 | 0 | 0 | 0 | 0 | 0 | 0 | 0 | 0
Commercial_Retail_New_Food Preparation_Natural Gas_Food Prep Other_E10_Codes & Standards Forecast | Commercial | Retail | New | Food Preparation | Natural Gas | Food Prep Other | E10 |  | Codes & Standards Forecast | 0 | 0 | 0 | 0 | 0 | 0 | 0 | 0 | 0 | 0 | 0 | 0 | 0 | 0 | 0 | 0 | 0 | 0 | 0 | 0 | 0 | 0 | 0 | 0 | 0 | 0 | 0 | 0 | 0 | 0 | 0 | 0 | 0
Commercial_Retail_New_Miscellaneous_Natural Gas_Pool Heater_E1_Codes & Standards Forecast | Commercial | Retail | New | Miscellaneous | Natural Gas | Pool Heater | E1 |  | Codes & Standards Forecast | 0 | 0 | 0 | 0 | 0 | 0 | 0 | 0 | 0 | 0 | 0 | 0 | 0 | 0 | 0 | 0 | 0 | 0 | 0 | 0 | 0 | 0 | 0 | 0 | 0 | 0 | 0 | 0 | 0 | 0 | 0 | 0 | 0
Commercial_Retail_New_Miscellaneous_Natural Gas_Pool Heater_E2_Codes & Standards Forecast | Commercial | Retail | New | Miscellaneous | Natural Gas | Pool Heater | E2 |  | Codes & Standards Forecast | 0 | 0 | 0 | 0 | 0 | 0 | 0 | 0 | 0 | 0 | 0 | 0 | 0 | 0 | 0 | 0 | 0 | 0 | 0 | 0 | 0 | 0 | 0 | 0 | 0 | 0 | 0 | 0 | 0 | 0 | 0 | 0 | 0
Commercial_Retail_New_Miscellaneous_Natural Gas_Pool Heater_E3_Codes & Standards Forecast | Commercial | Retail | New | Miscellaneous | Natural Gas | Pool Heater | E3 |  | Codes & Standards Forecast | 0 | 0 | 0 | 0 | 0 | 0 | 0 | 0 | 0 | 0 | 0 | 0 | 0 | 0 | 0 | 0 | 0 | 0 | 0 | 0 | 0 | 0 | 0 | 0 | 0 | 0 | 0 | 0 | 0 | 0 | 0 | 0 | 0
Commercial_Retail_New_Miscellaneous_Natural Gas_Pool Heater_E4_Codes & Standards Forecast | Commercial | Retail | New | Miscellaneous | Natural Gas | Pool Heater | E4 |  | Codes & Standards Forecast | 0 | 0 | 0 | 0 | 0 | 0 | 0 | 0 | 0 | 0 | 0 | 0 | 0 | 0 | 0 | 0 | 0 | 0 | 0 | 0 | 0 | 0 | 0 | 0 | 0 | 0 | 0 | 0 | 0 | 0 | 0 | 0 | 0
Commercial_Retail_New_Miscellaneous_Natural Gas_Pool Heater_E5_Codes & Standards Forecast | Commercial | Retail | New | Miscellaneous | Natural Gas | Pool Heater | E5 |  | Codes & Standards Forecast | 0 | 0 | 0 | 0 | 0 | 0 | 0 | 0 | 0 | 0 | 0 | 0 | 0 | 0 | 0 | 0 | 0 | 0 | 0 | 0 | 0 | 0 | 0 | 0 | 0 | 0 | 0 | 0 | 0 | 0 | 0 | 0 | 0
Commercial_Retail_New_Miscellaneous_Natural Gas_Pool Heater_E6_Codes & Standards Forecast | Commercial | Retail | New | Miscellaneous | Natural Gas | Pool Heater | E6 |  | Codes & Standards Forecast | 0 | 0 | 0 | 0 | 0 | 0 | 0 | 0 | 0 | 0 | 0 | 0 | 0 | 0 | 0 | 0 | 0 | 0 | 0 | 0 | 0 | 0 | 0 | 0 | 0 | 0 | 0 | 0 | 0 | 0 | 0 | 0 | 0
Commercial_Retail_New_Miscellaneous_Natural Gas_Pool Heater_E7_Codes & Standards Forecast | Commercial | Retail | New | Miscellaneous | Natural Gas | Pool Heater | E7 |  | Codes & Standards Forecast | 0 | 0 | 0 | 0 | 0 | 0 | 0 | 0 | 0 | 0 | 0 | 0 | 0 | 0 | 0 | 0 | 0 | 0 | 0 | 0 | 0 | 0 | 0 | 0 | 0 | 0 | 0 | 0 | 0 | 0 | 0 | 0 | 0
Commercial_Retail_New_Miscellaneous_Natural Gas_Pool Heater_E8_Codes & Standards Forecast | Commercial | Retail | New | Miscellaneous | Natural Gas | Pool Heater | E8 |  | Codes & Standards Forecast | 0 | 0 | 0 | 0 | 0 | 0 | 0 | 0 | 0 | 0 | 0 | 0 | 0 | 0 | 0 | 0 | 0 | 0 | 0 | 0 | 0 | 0 | 0 | 0 | 0 | 0 | 0 | 0 | 0 | 0 | 0 | 0 | 0
Commercial_Retail_New_Miscellaneous_Natural Gas_Pool Heater_E9_Codes & Standards Forecast | Commercial | Retail | New | Miscellaneous | Natural Gas | Pool Heater | E9 |  | Codes & Standards Forecast | 0 | 0 | 0 | 0 | 0 | 0 | 0 | 0 | 0 | 0 | 0 | 0 | 0 | 0 | 0 | 0 | 0 | 0 | 0 | 0 | 0 | 0 | 0 | 0 | 0 | 0 | 0 | 0 | 0 | 0 | 0 | 0 | 0
Commercial_Retail_New_Miscellaneous_Natural Gas_Pool Heater_E10_Codes & Standards Forecast | Commercial | Retail | New | Miscellaneous | Natural Gas | Pool Heater | E10 |  | Codes & Standards Forecast | 0 | 0 | 0 | 0 | 0 | 0 | 0 | 0 | 0 | 0 | 0 | 0 | 0 | 0 | 0 | 0 | 0 | 0 | 0 | 0 | 0 | 0 | 0 | 0 | 0 | 0 | 0 | 0 | 0 | 0 | 0 | 0 | 0
Commercial_Retail_New_Miscellaneous_Natural Gas_Miscellaneous_E1_Codes & Standards Forecast | Commercial | Retail | New | Miscellaneous | Natural Gas | Miscellaneous | E1 |  | Codes & Standards Forecast | 0 | 158668.9991 | 765319.5083 | 489092.7674 | 653450.5624 | 984802.6737 | 980357.8044 | 956994.9325 | 990918.595 | 1058546.1548 | 1123980.3447 | 1231989.5658 | 1469103.7717 | 1426885.7939 | 1536729.3647 | 1711349.2017 | 1756363.8786 | 1804198.4567 | 1886711.1169 | 1973559.9314 | 2055021.8954 | 2149057.8568 | 2278848.6834 | 2320236.9187 | 2413335.9375 | 2531287.1646 | 2600554.5032 | 2674063.1261 | 2764039.6486 | 2852336.4238 | 2936966.5361 | 3026039.4633 | 2793366.3675
Commercial_Retail_New_Miscellaneous_Natural Gas_Miscellaneous_E2_Codes & Standards Forecast | Commercial | Retail | New | Miscellaneous | Natural Gas | Miscellaneous | E2 |  | Codes & Standards Forecast | 0 | 0 | 0 | 0 | 0 | 0 | 0 | 0 | 0 | 0 | 0 | 0 | 0 | 0 | 0 | 0 | 0 | 0 | 0 | 0 | 0 | 0 | 0 | 0 | 0 | 0 | 0 | 0 | 0 | 0 | 0 | 0 | 0
Commercial_Retail_New_Miscellaneous_Natural Gas_Miscellaneous_E3_Codes & Standards Forecast | Commercial | Retail | New | Miscellaneous | Natural Gas | Miscellaneous | E3 |  | Codes & Standards Forecast | 0 | 0 | 0 | 0 | 0 | 0 | 0 | 0 | 0 | 0 | 0 | 0 | 0 | 0 | 0 | 0 | 0 | 0 | 0 | 0 | 0 | 0 | 0 | 0 | 0 | 0 | 0 | 0 | 0 | 0 | 0 | 0 | 0
Commercial_Retail_New_Miscellaneous_Natural Gas_Miscellaneous_E4_Codes & Standards Forecast | Commercial | Retail | New | Miscellaneous | Natural Gas | Miscellaneous | E4 |  | Codes & Standards Forecast | 0 | 0 | 0 | 0 | 0 | 0 | 0 | 0 | 0 | 0 | 0 | 0 | 0 | 0 | 0 | 0 | 0 | 0 | 0 | 0 | 0 | 0 | 0 | 0 | 0 | 0 | 0 | 0 | 0 | 0 | 0 | 0 | 0
Commercial_Retail_New_Miscellaneous_Natural Gas_Miscellaneous_E5_Codes & Standards Forecast | Commercial | Retail | New | Miscellaneous | Natural Gas | Miscellaneous | E5 |  | Codes & Standards Forecast | 0 | 0 | 0 | 0 | 0 | 0 | 0 | 0 | 0 | 0 | 0 | 0 | 0 | 0 | 0 | 0 | 0 | 0 | 0 | 0 | 0 | 0 | 0 | 0 | 0 | 0 | 0 | 0 | 0 | 0 | 0 | 0 | 0
Commercial_Retail_New_Miscellaneous_Natural Gas_Miscellaneous_E6_Codes & Standards Forecast | Commercial | Retail | New | Miscellaneous | Natural Gas | Miscellaneous | E6 |  | Codes & Standards Forecast | 0 | 0 | 0 | 0 | 0 | 0 | 0 | 0 | 0 | 0 | 0 | 0 | 0 | 0 | 0 | 0 | 0 | 0 | 0 | 0 | 0 | 0 | 0 | 0 | 0 | 0 | 0 | 0 | 0 | 0 | 0 | 0 | 0
Commercial_Retail_New_Miscellaneous_Natural Gas_Miscellaneous_E7_Codes & Standards Forecast | Commercial | Retail | New | Miscellaneous | Natural Gas | Miscellaneous | E7 |  | Codes & Standards Forecast | 0 | 0 | 0 | 0 | 0 | 0 | 0 | 0 | 0 | 0 | 0 | 0 | 0 | 0 | 0 | 0 | 0 | 0 | 0 | 0 | 0 | 0 | 0 | 0 | 0 | 0 | 0 | 0 | 0 | 0 | 0 | 0 | 0
Commercial_Retail_New_Miscellaneous_Natural Gas_Miscellaneous_E8_Codes & Standards Forecast | Commercial | Retail | New | Miscellaneous | Natural Gas | Miscellaneous | E8 |  | Codes & Standards Forecast | 0 | 0 | 0 | 0 | 0 | 0 | 0 | 0 | 0 | 0 | 0 | 0 | 0 | 0 | 0 | 0 | 0 | 0 | 0 | 0 | 0 | 0 | 0 | 0 | 0 | 0 | 0 | 0 | 0 | 0 | 0 | 0 | 0
Commercial_Retail_New_Miscellaneous_Natural Gas_Miscellaneous_E9_Codes & Standards Forecast | Commercial | Retail | New | Miscellaneous | Natural Gas | Miscellaneous | E9 |  | Codes & Standards Forecast | 0 | 0 | 0 | 0 | 0 | 0 | 0 | 0 | 0 | 0 | 0 | 0 | 0 | 0 | 0 | 0 | 0 | 0 | 0 | 0 | 0 | 0 | 0 | 0 | 0 | 0 | 0 | 0 | 0 | 0 | 0 | 0 | 0
Commercial_Retail_New_Miscellaneous_Natural Gas_Miscellaneous_E10_Codes & Standards Forecast | Commercial | Retail | New | Miscellaneous | Natural Gas | Miscellaneous | E10 |  | Codes & Standards Forecast | 0 | 0 | 0 | 0 | 0 | 0 | 0 | 0 | 0 | 0 | 0 | 0 | 0 | 0 | 0 | 0 | 0 | 0 | 0 | 0 | 0 | 0 | 0 | 0 | 0 | 0 | 0 | 0 | 0 | 0 | 0 | 0 | 0
Commercial_Grocery_Existing_Space Heating_Natural Gas_Furnace_E1_Codes & Standards Forecast | Commercial | Grocery | Existing | Space Heating | Natural Gas | Furnace | E1 |  | Codes & Standards Forecast | 0 | 36542.8798 | 39618.7257 | 42365.8446 | 44839.4515 | 47038.4004 | 49032.4717 | 50858.6078 | 52529.5819 | 54041.0835 | 55401.1804 | 56621.8127 | 57712.1381 | 58681.4846 | 59538.5049 | 60293.4367 | 60955.0108 | 61531.3262 | 62029.3727 | 59490.698 | 57371.3269 | 55617.1918 | 54180.6606 | 53019.0537 | 52094.5371 | 51373.2076 | 50825.4585 | 50425.1518 | 50149.2506 | 49977.4891 | 49892.074 | 49877.418 | 59937.6771
Commercial_Grocery_Existing_Space Heating_Natural Gas_Furnace_E2_Codes & Standards Forecast | Commercial | Grocery | Existing | Space Heating | Natural Gas | Furnace | E2 |  | Codes & Standards Forecast | 0 | 0 | 0 | 0 | 0 | 0 | 0 | 0 | 0 | 0 | 0 | 0 | 0 | 0 | 0 | 0 | 0 | 0 | 0 | 0 | 0 | 0 | 0 | 0 | 0 | 0 | 0 | 0 | 0 | 0 | 0 | 0 | 0
Commercial_Grocery_Existing_Space Heating_Natural Gas_Furnace_E3_Codes & Standards Forecast | Commercial | Grocery | Existing | Space Heating | Natural Gas | Furnace | E3 |  | Codes & Standards Forecast | 0 | 0 | 0 | 0 | 0 | 0 | 0 | 0 | 0 | 0 | 0 | 0 | 0 | 0 | 0 | 0 | 0 | 0 | 0 | 0 | 0 | 0 | 0 | 0 | 0 | 0 | 0 | 0 | 0 | 0 | 0 | 0 | 0
Commercial_Grocery_Existing_Space Heating_Natural Gas_Furnace_E4_Codes & Standards Forecast | Commercial | Grocery | Existing | Space Heating | Natural Gas | Furnace | E4 |  | Codes & Standards Forecast | 0 | 0 | 0 | 0 | 0 | 0 | 0 | 0 | 0 | 0 | 0 | 0 | 0 | 0 | 0 | 0 | 0 | 0 | 0 | 0 | 0 | 0 | 0 | 0 | 0 | 0 | 0 | 0 | 0 | 0 | 0 | 0 | 0
Commercial_Grocery_Existing_Space Heating_Natural Gas_Furnace_E5_Codes & Standards Forecast | Commercial | Grocery | Existing | Space Heating | Natural Gas | Furnace | E5 |  | Codes & Standards Forecast | 0 | 0 | 0 | 0 | 0 | 0 | 0 | 0 | 0 | 0 | 0 | 0 | 0 | 0 | 0 | 0 | 0 | 0 | 0 | 0 | 0 | 0 | 0 | 0 | 0 | 0 | 0 | 0 | 0 | 0 | 0 | 0 | 0
Commercial_Grocery_Existing_Space Heating_Natural Gas_Furnace_E6_Codes & Standards Forecast | Commercial | Grocery | Existing | Space Heating | Natural Gas | Furnace | E6 |  | Codes & Standards Forecast | 0 | 0 | 0 | 0 | 0 | 0 | 0 | 0 | 0 | 0 | 0 | 0 | 0 | 0 | 0 | 0 | 0 | 0 | 0 | 0 | 0 | 0 | 0 | 0 | 0 | 0 | 0 | 0 | 0 | 0 | 0 | 0 | 0
Commercial_Grocery_Existing_Space Heating_Natural Gas_Furnace_E7_Codes & Standards Forecast | Commercial | Grocery | Existing | Space Heating | Natural Gas | Furnace | E7 |  | Codes & Standards Forecast | 0 | 0 | 0 | 0 | 0 | 0 | 0 | 0 | 0 | 0 | 0 | 0 | 0 | 0 | 0 | 0 | 0 | 0 | 0 | 0 | 0 | 0 | 0 | 0 | 0 | 0 | 0 | 0 | 0 | 0 | 0 | 0 | 0
Commercial_Grocery_Existing_Space Heating_Natural Gas_Furnace_E8_Codes & Standards Forecast | Commercial | Grocery | Existing | Space Heating | Natural Gas | Furnace | E8 |  | Codes & Standards Forecast | 0 | 0 | 0 | 0 | 0 | 0 | 0 | 0 | 0 | 0 | 0 | 0 | 0 | 0 | 0 | 0 | 0 | 0 | 0 | 0 | 0 | 0 | 0 | 0 | 0 | 0 | 0 | 0 | 0 | 0 | 0 | 0 | 0
Commercial_Grocery_Existing_Space Heating_Natural Gas_Furnace_E9_Codes & Standards Forecast | Commercial | Grocery | Existing | Space Heating | Natural Gas | Furnace | E9 |  | Codes & Standards Forecast | 0 | 0 | 0 | 0 | 0 | 0 | 0 | 0 | 0 | 0 | 0 | 0 | 0 | 0 | 0 | 0 | 0 | 0 | 0 | 0 | 0 | 0 | 0 | 0 | 0 | 0 | 0 | 0 | 0 | 0 | 0 | 0 | 0
Commercial_Grocery_Existing_Space Heating_Natural Gas_Furnace_E10_Codes & Standards Forecast | Commercial | Grocery | Existing | Space Heating | Natural Gas | Furnace | E10 |  | Codes & Standards Forecast | 0 | 0 | 0 | 0 | 0 | 0 | 0 | 0 | 0 | 0 | 0 | 0 | 0 | 0 | 0 | 0 | 0 | 0 | 0 | 0 | 0 | 0 | 0 | 0 | 0 | 0 | 0 | 0 | 0 | 0 | 0 | 0 | 0
Commercial_Grocery_Existing_Space Heating_Natural Gas_Boiler_E1_Codes & Standards Forecast | Commercial | Grocery | Existing | Space Heating | Natural Gas | Boiler | E1 |  | Codes & Standards Forecast | 0 | 221.0169 | 243.8743 | 264.0321 | 281.9152 | 297.5915 | 311.5681 | 324.1402 | 335.4412 | 345.4879 | 354.3694 | 362.1947 | 369.0508 | 375.022 | 380.1849 | 384.6235 | 388.4095 | 391.6083 | 394.2764 | 396.4646 | 398.2157 | 399.5713 | 379.1285 | 362.4784 | 349.0612 | 338.3871 | 330.0325 | 323.6296 | 318.8595 | 315.4467 | 313.153 | 311.7734 | 311.1428
Commercial_Grocery_Existing_Space Heating_Natural Gas_Boiler_E2_Codes & Standards Forecast | Commercial | Grocery | Existing | Space Heating | Natural Gas | Boiler | E2 |  | Codes & Standards Forecast | 0 | 0 | 0 | 0 | 0 | 0 | 0 | 0 | 0 | 0 | 0 | 0 | 0 | 0 | 0 | 0 | 0 | 0 | 0 | 0 | 0 | 0 | 0 | 0 | 0 | 0 | 0 | 0 | 0 | 0 | 0 | 0 | 0
Commercial_Grocery_Existing_Space Heating_Natural Gas_Boiler_E3_Codes & Standards Forecast | Commercial | Grocery | Existing | Space Heating | Natural Gas | Boiler | E3 |  | Codes & Standards Forecast | 0 | 0 | 0 | 0 | 0 | 0 | 0 | 0 | 0 | 0 | 0 | 0 | 0 | 0 | 0 | 0 | 0 | 0 | 0 | 0 | 0 | 0 | 0 | 0 | 0 | 0 | 0 | 0 | 0 | 0 | 0 | 0 | 0
Commercial_Grocery_Existing_Space Heating_Natural Gas_Boiler_E4_Codes & Standards Forecast | Commercial | Grocery | Existing | Space Heating | Natural Gas | Boiler | E4 |  | Codes & Standards Forecast | 0 | 0 | 0 | 0 | 0 | 0 | 0 | 0 | 0 | 0 | 0 | 0 | 0 | 0 | 0 | 0 | 0 | 0 | 0 | 0 | 0 | 0 | 0 | 0 | 0 | 0 | 0 | 0 | 0 | 0 | 0 | 0 | 0
Commercial_Grocery_Existing_Space Heating_Natural Gas_Boiler_E5_Codes & Standards Forecast | Commercial | Grocery | Existing | Space Heating | Natural Gas | Boiler | E5 |  | Codes & Standards Forecast | 0 | 0 | 0 | 0 | 0 | 0 | 0 | 0 | 0 | 0 | 0 | 0 | 0 | 0 | 0 | 0 | 0 | 0 | 0 | 0 | 0 | 0 | 0 | 0 | 0 | 0 | 0 | 0 | 0 | 0 | 0 | 0 | 0
Commercial_Grocery_Existing_Space Heating_Natural Gas_Boiler_E6_Codes & Standards Forecast | Commercial | Grocery | Existing | Space Heating | Natural Gas | Boiler | E6 |  | Codes & Standards Forecast | 0 | 0 | 0 | 0 | 0 | 0 | 0 | 0 | 0 | 0 | 0 | 0 | 0 | 0 | 0 | 0 | 0 | 0 | 0 | 0 | 0 | 0 | 0 | 0 | 0 | 0 | 0 | 0 | 0 | 0 | 0 | 0 | 0
Commercial_Grocery_Existing_Space Heating_Natural Gas_Boiler_E7_Codes & Standards Forecast | Commercial | Grocery | Existing | Space Heating | Natural Gas | Boiler | E7 |  | Codes & Standards Forecast | 0 | 0 | 0 | 0 | 0 | 0 | 0 | 0 | 0 | 0 | 0 | 0 | 0 | 0 | 0 | 0 | 0 | 0 | 0 | 0 | 0 | 0 | 0 | 0 | 0 | 0 | 0 | 0 | 0 | 0 | 0 | 0 | 0
Commercial_Grocery_Existing_Space Heating_Natural Gas_Boiler_E8_Codes & Standards Forecast | Commercial | Grocery | Existing | Space Heating | Natural Gas | Boiler | E8 |  | Codes & Standards Forecast | 0 | 0 | 0 | 0 | 0 | 0 | 0 | 0 | 0 | 0 | 0 | 0 | 0 | 0 | 0 | 0 | 0 | 0 | 0 | 0 | 0 | 0 | 0 | 0 | 0 | 0 | 0 | 0 | 0 | 0 | 0 | 0 | 0
Commercial_Grocery_Existing_Space Heating_Natural Gas_Boiler_E9_Codes & Standards Forecast | Commercial | Grocery | Existing | Space Heating | Natural Gas | Boiler | E9 |  | Codes & Standards Forecast | 0 | 0 | 0 | 0 | 0 | 0 | 0 | 0 | 0 | 0 | 0 | 0 | 0 | 0 | 0 | 0 | 0 | 0 | 0 | 0 | 0 | 0 | 0 | 0 | 0 | 0 | 0 | 0 | 0 | 0 | 0 | 0 | 0
Commercial_Grocery_Existing_Space Heating_Natural Gas_Boiler_E10_Codes & Standards Forecast | Commercial | Grocery | Existing | Space Heating | Natural Gas | Boiler | E10 |  | Codes & Standards Forecast | 0 | 0 | 0 | 0 | 0 | 0 | 0 | 0 | 0 | 0 | 0 | 0 | 0 | 0 | 0 | 0 | 0 | 0 | 0 | 0 | 0 | 0 | 0 | 0 | 0 | 0 | 0 | 0 | 0 | 0 | 0 | 0 | 0
Commercial_Grocery_Existing_Space Heating_Natural Gas_Unit Heater_E1_Codes & Standards Forecast | Commercial | Grocery | Existing | Space Heating | Natural Gas | Unit Heater | E1 |  | Codes & Standards Forecast | 0 | 0 | 0 | 0 | 0 | 0 | 0 | 0 | 0 | 0 | 0 | 0 | 0 | 0 | 0 | 0 | 0 | 0 | 0 | 0 | 0 | 0 | 0 | 0 | 0 | 0 | 0 | 0 | 0 | 0 | 0 | 0 | 0
Commercial_Grocery_Existing_Space Heating_Natural Gas_Unit Heater_E2_Codes & Standards Forecast | Commercial | Grocery | Existing | Space Heating | Natural Gas | Unit Heater | E2 |  | Codes & Standards Forecast | 0 | 0 | 0 | 0 | 0 | 0 | 0 | 0 | 0 | 0 | 0 | 0 | 0 | 0 | 0 | 0 | 0 | 0 | 0 | 0 | 0 | 0 | 0 | 0 | 0 | 0 | 0 | 0 | 0 | 0 | 0 | 0 | 0
Commercial_Grocery_Existing_Space Heating_Natural Gas_Unit Heater_E3_Codes & Standards Forecast | Commercial | Grocery | Existing | Space Heating | Natural Gas | Unit Heater | E3 |  | Codes & Standards Forecast | 0 | 0 | 0 | 0 | 0 | 0 | 0 | 0 | 0 | 0 | 0 | 0 | 0 | 0 | 0 | 0 | 0 | 0 | 0 | 0 | 0 | 0 | 0 | 0 | 0 | 0 | 0 | 0 | 0 | 0 | 0 | 0 | 0
Commercial_Grocery_Existing_Space Heating_Natural Gas_Unit Heater_E4_Codes & Standards Forecast | Commercial | Grocery | Existing | Space Heating | Natural Gas | Unit Heater | E4 |  | Codes & Standards Forecast | 0 | 0 | 0 | 0 | 0 | 0 | 0 | 0 | 0 | 0 | 0 | 0 | 0 | 0 | 0 | 0 | 0 | 0 | 0 | 0 | 0 | 0 | 0 | 0 | 0 | 0 | 0 | 0 | 0 | 0 | 0 | 0 | 0
Commercial_Grocery_Existing_Space Heating_Natural Gas_Unit Heater_E5_Codes & Standards Forecast | Commercial | Grocery | Existing | Space Heating | Natural Gas | Unit Heater | E5 |  | Codes & Standards Forecast | 0 | 0 | 0 | 0 | 0 | 0 | 0 | 0 | 0 | 0 | 0 | 0 | 0 | 0 | 0 | 0 | 0 | 0 | 0 | 0 | 0 | 0 | 0 | 0 | 0 | 0 | 0 | 0 | 0 | 0 | 0 | 0 | 0
Commercial_Grocery_Existing_Space Heating_Natural Gas_Unit Heater_E6_Codes & Standards Forecast | Commercial | Grocery | Existing | Space Heating | Natural Gas | Unit Heater | E6 |  | Codes & Standards Forecast | 0 | 0 | 0 | 0 | 0 | 0 | 0 | 0 | 0 | 0 | 0 | 0 | 0 | 0 | 0 | 0 | 0 | 0 | 0 | 0 | 0 | 0 | 0 | 0 | 0 | 0 | 0 | 0 | 0 | 0 | 0 | 0 | 0
Commercial_Grocery_Existing_Space Heating_Natural Gas_Unit Heater_E7_Codes & Standards Forecast | Commercial | Grocery | Existing | Space Heating | Natural Gas | Unit Heater | E7 |  | Codes & Standards Forecast | 0 | 0 | 0 | 0 | 0 | 0 | 0 | 0 | 0 | 0 | 0 | 0 | 0 | 0 | 0 | 0 | 0 | 0 | 0 | 0 | 0 | 0 | 0 | 0 | 0 | 0 | 0 | 0 | 0 | 0 | 0 | 0 | 0
Commercial_Grocery_Existing_Space Heating_Natural Gas_Unit Heater_E8_Codes & Standards Forecast | Commercial | Grocery | Existing | Space Heating | Natural Gas | Unit Heater | E8 |  | Codes & Standards Forecast | 0 | 0 | 0 | 0 | 0 | 0 | 0 | 0 | 0 | 0 | 0 | 0 | 0 | 0 | 0 | 0 | 0 | 0 | 0 | 0 | 0 | 0 | 0 | 0 | 0 | 0 | 0 | 0 | 0 | 0 | 0 | 0 | 0
Commercial_Grocery_Existing_Space Heating_Natural Gas_Unit Heater_E9_Codes & Standards Forecast | Commercial | Grocery | Existing | Space Heating | Natural Gas | Unit Heater | E9 |  | Codes & Standards Forecast | 0 | 0 | 0 | 0 | 0 | 0 | 0 | 0 | 0 | 0 | 0 | 0 | 0 | 0 | 0 | 0 | 0 | 0 | 0 | 0 | 0 | 0 | 0 | 0 | 0 | 0 | 0 | 0 | 0 | 0 | 0 | 0 | 0
Commercial_Grocery_Existing_Space Heating_Natural Gas_Unit Heater_E10_Codes & Standards Forecast | Commercial | Grocery | Existing | Space Heating | Natural Gas | Unit Heater | E10 |  | Codes & Standards Forecast | 0 | 0 | 0 | 0 | 0 | 0 | 0 | 0 | 0 | 0 | 0 | 0 | 0 | 0 | 0 | 0 | 0 | 0 | 0 | 0 | 0 | 0 | 0 | 0 | 0 | 0 | 0 | 0 | 0 | 0 | 0 | 0 | 0
Commercial_Grocery_Existing_Water Heating_Natural Gas_Water Heater_E1_Codes & Standards Forecast | Commercial | Grocery | Existing | Water Heating | Natural Gas | Water Heater | E1 |  | Codes & Standards Forecast | 0 | 55285.2203 | 71503.2541 | 84178.0703 | 94066.2924 | 101684.2619 | 107590.1539 | 112186.7689 | 115750.6676 | 118463.4131 | 104765.114 | 96940.1977 | 93131.2266 | 91995.4324 | 92570.2855 | 107564.3234 | 110990.8136 | 113579.7618 | 115502.3273 | 113895.8562 | 110706.0937 | 107106.7128 | 103759.1785 | 100991.9599 | 97650.9108 | 97049.4134 | 98023.4943 | 99802.1675 | 101318.4055 | 105410.4221 | 105184.7302 | 104161.8004 | 102659.3148
Commercial_Grocery_Existing_Water Heating_Natural Gas_Water Heater_E2_Codes & Standards Forecast | Commercial | Grocery | Existing | Water Heating | Natural Gas | Water Heater | E2 |  | Codes & Standards Forecast | 0 | 0 | 0 | 0 | 0 | 0 | 0 | 0 | 0 | 0 | 0 | 0 | 0 | 0 | 0 | 0 | 0 | 0 | 0 | 0 | 0 | 0 | 0 | 0 | 0 | 0 | 0 | 0 | 0 | 0 | 0 | 0 | 0
Commercial_Grocery_Existing_Water Heating_Natural Gas_Water Heater_E3_Codes & Standards Forecast | Commercial | Grocery | Existing | Water Heating | Natural Gas | Water Heater | E3 |  | Codes & Standards Forecast | 0 | 0 | 0 | 0 | 0 | 0 | 0 | 0 | 0 | 0 | 0 | 0 | 0 | 0 | 0 | 0 | 0 | 0 | 0 | 0 | 0 | 0 | 0 | 0 | 0 | 0 | 0 | 0 | 0 | 0 | 0 | 0 | 0
Commercial_Grocery_Existing_Water Heating_Natural Gas_Water Heater_E4_Codes & Standards Forecast | Commercial | Grocery | Existing | Water Heating | Natural Gas | Water Heater | E4 |  | Codes & Standards Forecast | 0 | 0 | 0 | 0 | 0 | 0 | 0 | 0 | 0 | 0 | 0 | 0 | 0 | 0 | 0 | 0 | 0 | 0 | 0 | 0 | 0 | 0 | 0 | 0 | 0 | 0 | 0 | 0 | 0 | 0 | 0 | 0 | 0
Commercial_Grocery_Existing_Water Heating_Natural Gas_Water Heater_E5_Codes & Standards Forecast | Commercial | Grocery | Existing | Water Heating | Natural Gas | Water Heater | E5 |  | Codes & Standards Forecast | 0 | 0 | 0 | 0 | 0 | 0 | 0 | 0 | 0 | 0 | 0 | 0 | 0 | 0 | 0 | 0 | 0 | 0 | 0 | 0 | 0 | 0 | 0 | 0 | 0 | 0 | 0 | 0 | 0 | 0 | 0 | 0 | 0
Commercial_Grocery_Existing_Water Heating_Natural Gas_Water Heater_E6_Codes & Standards Forecast | Commercial | Grocery | Existing | Water Heating | Natural Gas | Water Heater | E6 |  | Codes & Standards Forecast | 0 | 0 | 0 | 0 | 0 | 0 | 0 | 0 | 0 | 0 | 0 | 0 | 0 | 0 | 0 | 0 | 0 | 0 | 0 | 0 | 0 | 0 | 0 | 0 | 0 | 0 | 0 | 0 | 0 | 0 | 0 | 0 | 0
Commercial_Grocery_Existing_Water Heating_Natural Gas_Water Heater_E7_Codes & Standards Forecast | Commercial | Grocery | Existing | Water Heating | Natural Gas | Water Heater | E7 |  | Codes & Standards Forecast | 0 | 0 | 0 | 0 | 0 | 0 | 0 | 0 | 0 | 0 | 0 | 0 | 0 | 0 | 0 | 0 | 0 | 0 | 0 | 0 | 0 | 0 | 0 | 0 | 0 | 0 | 0 | 0 | 0 | 0 | 0 | 0 | 0
Commercial_Grocery_Existing_Water Heating_Natural Gas_Water Heater_E8_Codes & Standards Forecast | Commercial | Grocery | Existing | Water Heating | Natural Gas | Water Heater | E8 |  | Codes & Standards Forecast | 0 | 0 | 0 | 0 | 0 | 0 | 0 | 0 | 0 | 0 | 0 | 0 | 0 | 0 | 0 | 0 | 0 | 0 | 0 | 0 | 0 | 0 | 0 | 0 | 0 | 0 | 0 | 0 | 0 | 0 | 0 | 0 | 0
Commercial_Grocery_Existing_Water Heating_Natural Gas_Water Heater_E9_Codes & Standards Forecast | Commercial | Grocery | Existing | Water Heating | Natural Gas | Water Heater | E9 |  | Codes & Standards Forecast | 0 | 0 | 0 | 0 | 0 | 0 | 0 | 0 | 0 | 0 | 0 | 0 | 0 | 0 | 0 | 0 | 0 | 0 | 0 | 0 | 0 | 0 | 0 | 0 | 0 | 0 | 0 | 0 | 0 | 0 | 0 | 0 | 0
Commercial_Grocery_Existing_Water Heating_Natural Gas_Water Heater_E10_Codes & Standards Forecast | Commercial | Grocery | Existing | Water Heating | Natural Gas | Water Heater | E10 |  | Codes & Standards Forecast | 0 | 0 | 0 | 0 | 0 | 0 | 0 | 0 | 0 | 0 | 0 | 0 | 0 | 0 | 0 | 0 | 0 | 0 | 0 | 0 | 0 | 0 | 0 | 0 | 0 | 0 | 0 | 0 | 0 | 0 | 0 | 0 | 0
Commercial_Grocery_Existing_Food Preparation_Natural Gas_Oven_E1_Codes & Standards Forecast | Commercial | Grocery | Existing | Food Preparation | Natural Gas | Oven | E1 |  | Codes & Standards Forecast | 0 | 10562.158 | 13660.5889 | 16082.0934 | 17971.2234 | 19426.625 | 20554.9367 | 21433.1131 | 22113.9906 | 22632.2565 | 23019.4924 | 23302.434 | 20528.1455 | 18900.7677 | 18062.046 | 17752.6992 | 17786.236 | 20560.5971 | 21160.5177 | 21611.648 | 21944.2132 | 22182.4095 | 22345.6714 | 21888.8105 | 21167.7729 | 20395.3697 | 19689.9496 | 19108.8005 | 18433.0482 | 18279.1822 | 18427.5681 | 18732.4857 | 19100.5418
Commercial_Grocery_Existing_Food Preparation_Natural Gas_Oven_E2_Codes & Standards Forecast | Commercial | Grocery | Existing | Food Preparation | Natural Gas | Oven | E2 |  | Codes & Standards Forecast | 0 | 0 | 0 | 0 | 0 | 0 | 0 | 0 | 0 | 0 | 0 | 0 | 0 | 0 | 0 | 0 | 0 | 0 | 0 | 0 | 0 | 0 | 0 | 0 | 0 | 0 | 0 | 0 | 0 | 0 | 0 | 0 | 0
Commercial_Grocery_Existing_Food Preparation_Natural Gas_Oven_E3_Codes & Standards Forecast | Commercial | Grocery | Existing | Food Preparation | Natural Gas | Oven | E3 |  | Codes & Standards Forecast | 0 | 0 | 0 | 0 | 0 | 0 | 0 | 0 | 0 | 0 | 0 | 0 | 0 | 0 | 0 | 0 | 0 | 0 | 0 | 0 | 0 | 0 | 0 | 0 | 0 | 0 | 0 | 0 | 0 | 0 | 0 | 0 | 0
Commercial_Grocery_Existing_Food Preparation_Natural Gas_Oven_E4_Codes & Standards Forecast | Commercial | Grocery | Existing | Food Preparation | Natural Gas | Oven | E4 |  | Codes & Standards Forecast | 0 | 0 | 0 | 0 | 0 | 0 | 0 | 0 | 0 | 0 | 0 | 0 | 0 | 0 | 0 | 0 | 0 | 0 | 0 | 0 | 0 | 0 | 0 | 0 | 0 | 0 | 0 | 0 | 0 | 0 | 0 | 0 | 0
Commercial_Grocery_Existing_Food Preparation_Natural Gas_Oven_E5_Codes & Standards Forecast | Commercial | Grocery | Existing | Food Preparation | Natural Gas | Oven | E5 |  | Codes & Standards Forecast | 0 | 0 | 0 | 0 | 0 | 0 | 0 | 0 | 0 | 0 | 0 | 0 | 0 | 0 | 0 | 0 | 0 | 0 | 0 | 0 | 0 | 0 | 0 | 0 | 0 | 0 | 0 | 0 | 0 | 0 | 0 | 0 | 0
Commercial_Grocery_Existing_Food Preparation_Natural Gas_Oven_E6_Codes & Standards Forecast | Commercial | Grocery | Existing | Food Preparation | Natural Gas | Oven | E6 |  | Codes & Standards Forecast | 0 | 0 | 0 | 0 | 0 | 0 | 0 | 0 | 0 | 0 | 0 | 0 | 0 | 0 | 0 | 0 | 0 | 0 | 0 | 0 | 0 | 0 | 0 | 0 | 0 | 0 | 0 | 0 | 0 | 0 | 0 | 0 | 0
Commercial_Grocery_Existing_Food Preparation_Natural Gas_Oven_E7_Codes & Standards Forecast | Commercial | Grocery | Existing | Food Preparation | Natural Gas | Oven | E7 |  | Codes & Standards Forecast | 0 | 0 | 0 | 0 | 0 | 0 | 0 | 0 | 0 | 0 | 0 | 0 | 0 | 0 | 0 | 0 | 0 | 0 | 0 | 0 | 0 | 0 | 0 | 0 | 0 | 0 | 0 | 0 | 0 | 0 | 0 | 0 | 0
Commercial_Grocery_Existing_Food Preparation_Natural Gas_Oven_E8_Codes & Standards Forecast | Commercial | Grocery | Existing | Food Preparation | Natural Gas | Oven | E8 |  | Codes & Standards Forecast | 0 | 0 | 0 | 0 | 0 | 0 | 0 | 0 | 0 | 0 | 0 | 0 | 0 | 0 | 0 | 0 | 0 | 0 | 0 | 0 | 0 | 0 | 0 | 0 | 0 | 0 | 0 | 0 | 0 | 0 | 0 | 0 | 0
Commercial_Grocery_Existing_Food Preparation_Natural Gas_Oven_E9_Codes & Standards Forecast | Commercial | Grocery | Existing | Food Preparation | Natural Gas | Oven | E9 |  | Codes & Standards Forecast | 0 | 0 | 0 | 0 | 0 | 0 | 0 | 0 | 0 | 0 | 0 | 0 | 0 | 0 | 0 | 0 | 0 | 0 | 0 | 0 | 0 | 0 | 0 | 0 | 0 | 0 | 0 | 0 | 0 | 0 | 0 | 0 | 0
Commercial_Grocery_Existing_Food Preparation_Natural Gas_Oven_E10_Codes & Standards Forecast | Commercial | Grocery | Existing | Food Preparation | Natural Gas | Oven | E10 |  | Codes & Standards Forecast | 0 | 0 | 0 | 0 | 0 | 0 | 0 | 0 | 0 | 0 | 0 | 0 | 0 | 0 | 0 | 0 | 0 | 0 | 0 | 0 | 0 | 0 | 0 | 0 | 0 | 0 | 0 | 0 | 0 | 0 | 0 | 0 | 0
Commercial_Grocery_Existing_Food Preparation_Natural Gas_Conveyor Oven_E1_Codes & Standards Forecast | Commercial | Grocery | Existing | Food Preparation | Natural Gas | Conveyor Oven | E1 |  | Codes & Standards Forecast | 0 | 3727.8205 | 4821.3843 | 5676.033 | 6342.7847 | 6856.4559 | 7254.6836 | 7564.6281 | 7804.9378 | 7987.8552 | 8124.5267 | 8224.3885 | 8294.6773 | 8341.2529 | 8368.7766 | 8381.2656 | 8381.8401 | 7350.9797 | 6730.2232 | 6393.1889 | 6247.9489 | 6228.3164 | 7156.2996 | 7342.1799 | 7480.8297 | 7581.8479 | 7652.9181 | 7700.1553 | 7728.4264 | 7741.6043 | 7742.7712 | 7734.3796 | 7718.6474
Commercial_Grocery_Existing_Food Preparation_Natural Gas_Conveyor Oven_E2_Codes & Standards Forecast | Commercial | Grocery | Existing | Food Preparation | Natural Gas | Conveyor Oven | E2 |  | Codes & Standards Forecast | 0 | 0 | 0 | 0 | 0 | 0 | 0 | 0 | 0 | 0 | 0 | 0 | 0 | 0 | 0 | 0 | 0 | 0 | 0 | 0 | 0 | 0 | 0 | 0 | 0 | 0 | 0 | 0 | 0 | 0 | 0 | 0 | 0
Commercial_Grocery_Existing_Food Preparation_Natural Gas_Conveyor Oven_E3_Codes & Standards Forecast | Commercial | Grocery | Existing | Food Preparation | Natural Gas | Conveyor Oven | E3 |  | Codes & Standards Forecast | 0 | 0 | 0 | 0 | 0 | 0 | 0 | 0 | 0 | 0 | 0 | 0 | 0 | 0 | 0 | 0 | 0 | 0 | 0 | 0 | 0 | 0 | 0 | 0 | 0 | 0 | 0 | 0 | 0 | 0 | 0 | 0 | 0
Commercial_Grocery_Existing_Food Preparation_Natural Gas_Conveyor Oven_E4_Codes & Standards Forecast | Commercial | Grocery | Existing | Food Preparation | Natural Gas | Conveyor Oven | E4 |  | Codes & Standards Forecast | 0 | 0 | 0 | 0 | 0 | 0 | 0 | 0 | 0 | 0 | 0 | 0 | 0 | 0 | 0 | 0 | 0 | 0 | 0 | 0 | 0 | 0 | 0 | 0 | 0 | 0 | 0 | 0 | 0 | 0 | 0 | 0 | 0
Commercial_Grocery_Existing_Food Preparation_Natural Gas_Conveyor Oven_E5_Codes & Standards Forecast | Commercial | Grocery | Existing | Food Preparation | Natural Gas | Conveyor Oven | E5 |  | Codes & Standards Forecast | 0 | 0 | 0 | 0 | 0 | 0 | 0 | 0 | 0 | 0 | 0 | 0 | 0 | 0 | 0 | 0 | 0 | 0 | 0 | 0 | 0 | 0 | 0 | 0 | 0 | 0 | 0 | 0 | 0 | 0 | 0 | 0 | 0
Commercial_Grocery_Existing_Food Preparation_Natural Gas_Conveyor Oven_E6_Codes & Standards Forecast | Commercial | Grocery | Existing | Food Preparation | Natural Gas | Conveyor Oven | E6 |  | Codes & Standards Forecast | 0 | 0 | 0 | 0 | 0 | 0 | 0 | 0 | 0 | 0 | 0 | 0 | 0 | 0 | 0 | 0 | 0 | 0 | 0 | 0 | 0 | 0 | 0 | 0 | 0 | 0 | 0 | 0 | 0 | 0 | 0 | 0 | 0
Commercial_Grocery_Existing_Food Preparation_Natural Gas_Conveyor Oven_E7_Codes & Standards Forecast | Commercial | Grocery | Existing | Food Preparation | Natural Gas | Conveyor Oven | E7 |  | Codes & Standards Forecast | 0 | 0 | 0 | 0 | 0 | 0 | 0 | 0 | 0 | 0 | 0 | 0 | 0 | 0 | 0 | 0 | 0 | 0 | 0 | 0 | 0 | 0 | 0 | 0 | 0 | 0 | 0 | 0 | 0 | 0 | 0 | 0 | 0
Commercial_Grocery_Existing_Food Preparation_Natural Gas_Conveyor Oven_E8_Codes & Standards Forecast | Commercial | Grocery | Existing | Food Preparation | Natural Gas | Conveyor Oven | E8 |  | Codes & Standards Forecast | 0 | 0 | 0 | 0 | 0 | 0 | 0 | 0 | 0 | 0 | 0 | 0 | 0 | 0 | 0 | 0 | 0 | 0 | 0 | 0 | 0 | 0 | 0 | 0 | 0 | 0 | 0 | 0 | 0 | 0 | 0 | 0 | 0
Commercial_Grocery_Existing_Food Preparation_Natural Gas_Conveyor Oven_E9_Codes & Standards Forecast | Commercial | Grocery | Existing | Food Preparation | Natural Gas | Conveyor Oven | E9 |  | Codes & Standards Forecast | 0 | 0 | 0 | 0 | 0 | 0 | 0 | 0 | 0 | 0 | 0 | 0 | 0 | 0 | 0 | 0 | 0 | 0 | 0 | 0 | 0 | 0 | 0 | 0 | 0 | 0 | 0 | 0 | 0 | 0 | 0 | 0 | 0
Commercial_Grocery_Existing_Food Preparation_Natural Gas_Conveyor Oven_E10_Codes & Standards Forecast | Commercial | Grocery | Existing | Food Preparation | Natural Gas | Conveyor Oven | E10 |  | Codes & Standards Forecast | 0 | 0 | 0 | 0 | 0 | 0 | 0 | 0 | 0 | 0 | 0 | 0 | 0 | 0 | 0 | 0 | 0 | 0 | 0 | 0 | 0 | 0 | 0 | 0 | 0 | 0 | 0 | 0 | 0 | 0 | 0 | 0 | 0
Commercial_Grocery_Existing_Food Preparation_Natural Gas_Double Rack Oven_E1_Codes & Standards Forecast | Commercial | Grocery | Existing | Food Preparation | Natural Gas | Double Rack Oven | E1 |  | Codes & Standards Forecast | 0 | 5281.079 | 6830.2945 | 8041.0467 | 8985.6117 | 9713.3125 | 10277.4684 | 10716.5565 | 11056.9953 | 11316.1283 | 11509.7462 | 11651.217 | 10264.0727 | 9450.3839 | 9031.023 | 8876.3496 | 8893.118 | 10280.2985 | 10580.2588 | 10805.824 | 10972.1066 | 11091.2047 | 11172.8357 | 10944.4052 | 10583.8864 | 10197.6849 | 9844.9748 | 9554.4003 | 9216.5241 | 9139.5911 | 9213.7841 | 9366.2429 | 9550.2709
Commercial_Grocery_Existing_Food Preparation_Natural Gas_Double Rack Oven_E2_Codes & Standards Forecast | Commercial | Grocery | Existing | Food Preparation | Natural Gas | Double Rack Oven | E2 |  | Codes & Standards Forecast | 0 | 0 | 0 | 0 | 0 | 0 | 0 | 0 | 0 | 0 | 0 | 0 | 0 | 0 | 0 | 0 | 0 | 0 | 0 | 0 | 0 | 0 | 0 | 0 | 0 | 0 | 0 | 0 | 0 | 0 | 0 | 0 | 0
Commercial_Grocery_Existing_Food Preparation_Natural Gas_Double Rack Oven_E3_Codes & Standards Forecast | Commercial | Grocery | Existing | Food Preparation | Natural Gas | Double Rack Oven | E3 |  | Codes & Standards Forecast | 0 | 0 | 0 | 0 | 0 | 0 | 0 | 0 | 0 | 0 | 0 | 0 | 0 | 0 | 0 | 0 | 0 | 0 | 0 | 0 | 0 | 0 | 0 | 0 | 0 | 0 | 0 | 0 | 0 | 0 | 0 | 0 | 0
Commercial_Grocery_Existing_Food Preparation_Natural Gas_Double Rack Oven_E4_Codes & Standards Forecast | Commercial | Grocery | Existing | Food Preparation | Natural Gas | Double Rack Oven | E4 |  | Codes & Standards Forecast | 0 | 0 | 0 | 0 | 0 | 0 | 0 | 0 | 0 | 0 | 0 | 0 | 0 | 0 | 0 | 0 | 0 | 0 | 0 | 0 | 0 | 0 | 0 | 0 | 0 | 0 | 0 | 0 | 0 | 0 | 0 | 0 | 0
Commercial_Grocery_Existing_Food Preparation_Natural Gas_Double Rack Oven_E5_Codes & Standards Forecast | Commercial | Grocery | Existing | Food Preparation | Natural Gas | Double Rack Oven | E5 |  | Codes & Standards Forecast | 0 | 0 | 0 | 0 | 0 | 0 | 0 | 0 | 0 | 0 | 0 | 0 | 0 | 0 | 0 | 0 | 0 | 0 | 0 | 0 | 0 | 0 | 0 | 0 | 0 | 0 | 0 | 0 | 0 | 0 | 0 | 0 | 0
Commercial_Grocery_Existing_Food Preparation_Natural Gas_Double Rack Oven_E6_Codes & Standards Forecast | Commercial | Grocery | Existing | Food Preparation | Natural Gas | Double Rack Oven | E6 |  | Codes & Standards Forecast | 0 | 0 | 0 | 0 | 0 | 0 | 0 | 0 | 0 | 0 | 0 | 0 | 0 | 0 | 0 | 0 | 0 | 0 | 0 | 0 | 0 | 0 | 0 | 0 | 0 | 0 | 0 | 0 | 0 | 0 | 0 | 0 | 0
Commercial_Grocery_Existing_Food Preparation_Natural Gas_Double Rack Oven_E7_Codes & Standards Forecast | Commercial | Grocery | Existing | Food Preparation | Natural Gas | Double Rack Oven | E7 |  | Codes & Standards Forecast | 0 | 0 | 0 | 0 | 0 | 0 | 0 | 0 | 0 | 0 | 0 | 0 | 0 | 0 | 0 | 0 | 0 | 0 | 0 | 0 | 0 | 0 | 0 | 0 | 0 | 0 | 0 | 0 | 0 | 0 | 0 | 0 | 0
Commercial_Grocery_Existing_Food Preparation_Natural Gas_Double Rack Oven_E8_Codes & Standards Forecast | Commercial | Grocery | Existing | Food Preparation | Natural Gas | Double Rack Oven | E8 |  | Codes & Standards Forecast | 0 | 0 | 0 | 0 | 0 | 0 | 0 | 0 | 0 | 0 | 0 | 0 | 0 | 0 | 0 | 0 | 0 | 0 | 0 | 0 | 0 | 0 | 0 | 0 | 0 | 0 | 0 | 0 | 0 | 0 | 0 | 0 | 0
Commercial_Grocery_Existing_Food Preparation_Natural Gas_Double Rack Oven_E9_Codes & Standards Forecast | Commercial | Grocery | Existing | Food Preparation | Natural Gas | Double Rack Oven | E9 |  | Codes & Standards Forecast | 0 | 0 | 0 | 0 | 0 | 0 | 0 | 0 | 0 | 0 | 0 | 0 | 0 | 0 | 0 | 0 | 0 | 0 | 0 | 0 | 0 | 0 | 0 | 0 | 0 | 0 | 0 | 0 | 0 | 0 | 0 | 0 | 0
Commercial_Grocery_Existing_Food Preparation_Natural Gas_Double Rack Oven_E10_Codes & Standards Forecast | Commercial | Grocery | Existing | Food Preparation | Natural Gas | Double Rack Oven | E10 |  | Codes & Standards Forecast | 0 | 0 | 0 | 0 | 0 | 0 | 0 | 0 | 0 | 0 | 0 | 0 | 0 | 0 | 0 | 0 | 0 | 0 | 0 | 0 | 0 | 0 | 0 | 0 | 0 | 0 | 0 | 0 | 0 | 0 | 0 | 0 | 0
Commercial_Grocery_Existing_Food Preparation_Natural Gas_Fryer_E1_Codes & Standards Forecast | Commercial | Grocery | Existing | Food Preparation | Natural Gas | Fryer | E1 |  | Codes & Standards Forecast | 0 | 43208.8282 | 60899.4786 | 0 | 0 | 0 | 0 | 0 | 0 | 0 | 0 | 0 | 0 | 0 | 0 | 0 | 0 | 0 | 0 | 0 | 0 | 0 | 0 | 0 | 0 | 0 | 0 | 0 | 0 | 0 | 0 | 0 | 0
Commercial_Grocery_Existing_Food Preparation_Natural Gas_Fryer_E2_Codes & Standards Forecast | Commercial | Grocery | Existing | Food Preparation | Natural Gas | Fryer | E2 |  | Codes & Standards Forecast | 0 | 0 | 0 | 73871.7766 | 83346.9487 | 90166.2398 | 77641.42 | 72625.5469 | 72071.9825 | 73987.3951 | 86836.5503 | 87718.7721 | 86145.7704 | 84074.0458 | 82420.4969 | 79940.2048 | 79965.4278 | 80589.8994 | 81102.1053 | 83553.2006 | 82080.1716 | 80429.2547 | 79232.1459 | 78553.1984 | 78450.9653 | 78575.6393 | 78398.3538 | 77946.1016 | 77877.5884 | 76914.3309 | 76179.9174 | 75684.9044 | 75319.1947
Commercial_Grocery_Existing_Food Preparation_Natural Gas_Fryer_E3_Codes & Standards Forecast | Commercial | Grocery | Existing | Food Preparation | Natural Gas | Fryer | E3 |  | Codes & Standards Forecast | 0 | 0 | 0 | 0 | 0 | 0 | 0 | 0 | 0 | 0 | 0 | 0 | 0 | 0 | 0 | 0 | 0 | 0 | 0 | 0 | 0 | 0 | 0 | 0 | 0 | 0 | 0 | 0 | 0 | 0 | 0 | 0 | 0
Commercial_Grocery_Existing_Food Preparation_Natural Gas_Fryer_E4_Codes & Standards Forecast | Commercial | Grocery | Existing | Food Preparation | Natural Gas | Fryer | E4 |  | Codes & Standards Forecast | 0 | 0 | 0 | 0 | 0 | 0 | 0 | 0 | 0 | 0 | 0 | 0 | 0 | 0 | 0 | 0 | 0 | 0 | 0 | 0 | 0 | 0 | 0 | 0 | 0 | 0 | 0 | 0 | 0 | 0 | 0 | 0 | 0
Commercial_Grocery_Existing_Food Preparation_Natural Gas_Fryer_E5_Codes & Standards Forecast | Commercial | Grocery | Existing | Food Preparation | Natural Gas | Fryer | E5 |  | Codes & Standards Forecast | 0 | 0 | 0 | 0 | 0 | 0 | 0 | 0 | 0 | 0 | 0 | 0 | 0 | 0 | 0 | 0 | 0 | 0 | 0 | 0 | 0 | 0 | 0 | 0 | 0 | 0 | 0 | 0 | 0 | 0 | 0 | 0 | 0
Commercial_Grocery_Existing_Food Preparation_Natural Gas_Fryer_E6_Codes & Standards Forecast | Commercial | Grocery | Existing | Food Preparation | Natural Gas | Fryer | E6 |  | Codes & Standards Forecast | 0 | 0 | 0 | 0 | 0 | 0 | 0 | 0 | 0 | 0 | 0 | 0 | 0 | 0 | 0 | 0 | 0 | 0 | 0 | 0 | 0 | 0 | 0 | 0 | 0 | 0 | 0 | 0 | 0 | 0 | 0 | 0 | 0
Commercial_Grocery_Existing_Food Preparation_Natural Gas_Fryer_E7_Codes & Standards Forecast | Commercial | Grocery | Existing | Food Preparation | Natural Gas | Fryer | E7 |  | Codes & Standards Forecast | 0 | 0 | 0 | 0 | 0 | 0 | 0 | 0 | 0 | 0 | 0 | 0 | 0 | 0 | 0 | 0 | 0 | 0 | 0 | 0 | 0 | 0 | 0 | 0 | 0 | 0 | 0 | 0 | 0 | 0 | 0 | 0 | 0
Commercial_Grocery_Existing_Food Preparation_Natural Gas_Fryer_E8_Codes & Standards Forecast | Commercial | Grocery | Existing | Food Preparation | Natural Gas | Fryer | E8 |  | Codes & Standards Forecast | 0 | 0 | 0 | 0 | 0 | 0 | 0 | 0 | 0 | 0 | 0 | 0 | 0 | 0 | 0 | 0 | 0 | 0 | 0 | 0 | 0 | 0 | 0 | 0 | 0 | 0 | 0 | 0 | 0 | 0 | 0 | 0 | 0
Commercial_Grocery_Existing_Food Preparation_Natural Gas_Fryer_E9_Codes & Standards Forecast | Commercial | Grocery | Existing | Food Preparation | Natural Gas | Fryer | E9 |  | Codes & Standards Forecast | 0 | 0 | 0 | 0 | 0 | 0 | 0 | 0 | 0 | 0 | 0 | 0 | 0 | 0 | 0 | 0 | 0 | 0 | 0 | 0 | 0 | 0 | 0 | 0 | 0 | 0 | 0 | 0 | 0 | 0 | 0 | 0 | 0
Commercial_Grocery_Existing_Food Preparation_Natural Gas_Fryer_E10_Codes & Standards Forecast | Commercial | Grocery | Existing | Food Preparation | Natural Gas | Fryer | E10 |  | Codes & Standards Forecast | 0 | 0 | 0 | 0 | 0 | 0 | 0 | 0 | 0 | 0 | 0 | 0 | 0 | 0 | 0 | 0 | 0 | 0 | 0 | 0 | 0 | 0 | 0 | 0 | 0 | 0 | 0 | 0 | 0 | 0 | 0 | 0 | 0
Commercial_Grocery_Existing_Food Preparation_Natural Gas_Broiler_E1_Codes & Standards Forecast | Commercial | Grocery | Existing | Food Preparation | Natural Gas | Broiler | E1 |  | Codes & Standards Forecast | 0 | 0 | 0 | 0 | 0 | 0 | 0 | 0 | 0 | 0 | 0 | 0 | 0 | 0 | 0 | 0 | 0 | 0 | 0 | 0 | 0 | 0 | 0 | 0 | 0 | 0 | 0 | 0 | 0 | 0 | 0 | 0 | 0
Commercial_Grocery_Existing_Food Preparation_Natural Gas_Broiler_E2_Codes & Standards Forecast | Commercial | Grocery | Existing | Food Preparation | Natural Gas | Broiler | E2 |  | Codes & Standards Forecast | 0 | 0 | 0 | 0 | 0 | 0 | 0 | 0 | 0 | 0 | 0 | 0 | 0 | 0 | 0 | 0 | 0 | 0 | 0 | 0 | 0 | 0 | 0 | 0 | 0 | 0 | 0 | 0 | 0 | 0 | 0 | 0 | 0
Commercial_Grocery_Existing_Food Preparation_Natural Gas_Broiler_E3_Codes & Standards Forecast | Commercial | Grocery | Existing | Food Preparation | Natural Gas | Broiler | E3 |  | Codes & Standards Forecast | 0 | 0 | 0 | 0 | 0 | 0 | 0 | 0 | 0 | 0 | 0 | 0 | 0 | 0 | 0 | 0 | 0 | 0 | 0 | 0 | 0 | 0 | 0 | 0 | 0 | 0 | 0 | 0 | 0 | 0 | 0 | 0 | 0
Commercial_Grocery_Existing_Food Preparation_Natural Gas_Broiler_E4_Codes & Standards Forecast | Commercial | Grocery | Existing | Food Preparation | Natural Gas | Broiler | E4 |  | Codes & Standards Forecast | 0 | 0 | 0 | 0 | 0 | 0 | 0 | 0 | 0 | 0 | 0 | 0 | 0 | 0 | 0 | 0 | 0 | 0 | 0 | 0 | 0 | 0 | 0 | 0 | 0 | 0 | 0 | 0 | 0 | 0 | 0 | 0 | 0
Commercial_Grocery_Existing_Food Preparation_Natural Gas_Broiler_E5_Codes & Standards Forecast | Commercial | Grocery | Existing | Food Preparation | Natural Gas | Broiler | E5 |  | Codes & Standards Forecast | 0 | 0 | 0 | 0 | 0 | 0 | 0 | 0 | 0 | 0 | 0 | 0 | 0 | 0 | 0 | 0 | 0 | 0 | 0 | 0 | 0 | 0 | 0 | 0 | 0 | 0 | 0 | 0 | 0 | 0 | 0 | 0 | 0
Commercial_Grocery_Existing_Food Preparation_Natural Gas_Broiler_E6_Codes & Standards Forecast | Commercial | Grocery | Existing | Food Preparation | Natural Gas | Broiler | E6 |  | Codes & Standards Forecast | 0 | 0 | 0 | 0 | 0 | 0 | 0 | 0 | 0 | 0 | 0 | 0 | 0 | 0 | 0 | 0 | 0 | 0 | 0 | 0 | 0 | 0 | 0 | 0 | 0 | 0 | 0 | 0 | 0 | 0 | 0 | 0 | 0
Commercial_Grocery_Existing_Food Preparation_Natural Gas_Broiler_E7_Codes & Standards Forecast | Commercial | Grocery | Existing | Food Preparation | Natural Gas | Broiler | E7 |  | Codes & Standards Forecast | 0 | 0 | 0 | 0 | 0 | 0 | 0 | 0 | 0 | 0 | 0 | 0 | 0 | 0 | 0 | 0 | 0 | 0 | 0 | 0 | 0 | 0 | 0 | 0 | 0 | 0 | 0 | 0 | 0 | 0 | 0 | 0 | 0
Commercial_Grocery_Existing_Food Preparation_Natural Gas_Broiler_E8_Codes & Standards Forecast | Commercial | Grocery | Existing | Food Preparation | Natural Gas | Broiler | E8 |  | Codes & Standards Forecast | 0 | 0 | 0 | 0 | 0 | 0 | 0 | 0 | 0 | 0 | 0 | 0 | 0 | 0 | 0 | 0 | 0 | 0 | 0 | 0 | 0 | 0 | 0 | 0 | 0 | 0 | 0 | 0 | 0 | 0 | 0 | 0 | 0
Commercial_Grocery_Existing_Food Preparation_Natural Gas_Broiler_E9_Codes & Standards Forecast | Commercial | Grocery | Existing | Food Preparation | Natural Gas | Broiler | E9 |  | Codes & Standards Forecast | 0 | 0 | 0 | 0 | 0 | 0 | 0 | 0 | 0 | 0 | 0 | 0 | 0 | 0 | 0 | 0 | 0 | 0 | 0 | 0 | 0 | 0 | 0 | 0 | 0 | 0 | 0 | 0 | 0 | 0 | 0 | 0 | 0
Commercial_Grocery_Existing_Food Preparation_Natural Gas_Broiler_E10_Codes & Standards Forecast | Commercial | Grocery | Existing | Food Preparation | Natural Gas | Broiler | E10 |  | Codes & Standards Forecast | 0 | 0 | 0 | 0 | 0 | 0 | 0 | 0 | 0 | 0 | 0 | 0 | 0 | 0 | 0 | 0 | 0 | 0 | 0 | 0 | 0 | 0 | 0 | 0 | 0 | 0 | 0 | 0 | 0 | 0 | 0 | 0 | 0
Commercial_Grocery_Existing_Food Preparation_Natural Gas_Griddle_E1_Codes & Standards Forecast | Commercial | Grocery | Existing | Food Preparation | Natural Gas | Griddle | E1 |  | Codes & Standards Forecast | 0 | 21124.316 | 27321.1778 | 32164.1869 | 35942.4468 | 38853.2499 | 41109.8735 | 42866.2262 | 44227.9811 | 45264.513 | 46038.9848 | 46604.868 | 41056.291 | 37801.5354 | 36124.0921 | 35505.3984 | 35572.472 | 41121.1942 | 42321.0354 | 43223.296 | 43888.4264 | 44364.819 | 44691.3427 | 43777.6209 | 42335.5458 | 40790.7394 | 39379.8992 | 38217.601 | 36866.0963 | 36558.3644 | 36855.1363 | 37464.9715 | 38201.0836
Commercial_Grocery_Existing_Food Preparation_Natural Gas_Griddle_E2_Codes & Standards Forecast | Commercial | Grocery | Existing | Food Preparation | Natural Gas | Griddle | E2 |  | Codes & Standards Forecast | 0 | 0 | 0 | 0 | 0 | 0 | 0 | 0 | 0 | 0 | 0 | 0 | 0 | 0 | 0 | 0 | 0 | 0 | 0 | 0 | 0 | 0 | 0 | 0 | 0 | 0 | 0 | 0 | 0 | 0 | 0 | 0 | 0
Commercial_Grocery_Existing_Food Preparation_Natural Gas_Griddle_E3_Codes & Standards Forecast | Commercial | Grocery | Existing | Food Preparation | Natural Gas | Griddle | E3 |  | Codes & Standards Forecast | 0 | 0 | 0 | 0 | 0 | 0 | 0 | 0 | 0 | 0 | 0 | 0 | 0 | 0 | 0 | 0 | 0 | 0 | 0 | 0 | 0 | 0 | 0 | 0 | 0 | 0 | 0 | 0 | 0 | 0 | 0 | 0 | 0
Commercial_Grocery_Existing_Food Preparation_Natural Gas_Griddle_E4_Codes & Standards Forecast | Commercial | Grocery | Existing | Food Preparation | Natural Gas | Griddle | E4 |  | Codes & Standards Forecast | 0 | 0 | 0 | 0 | 0 | 0 | 0 | 0 | 0 | 0 | 0 | 0 | 0 | 0 | 0 | 0 | 0 | 0 | 0 | 0 | 0 | 0 | 0 | 0 | 0 | 0 | 0 | 0 | 0 | 0 | 0 | 0 | 0
Commercial_Grocery_Existing_Food Preparation_Natural Gas_Griddle_E5_Codes & Standards Forecast | Commercial | Grocery | Existing | Food Preparation | Natural Gas | Griddle | E5 |  | Codes & Standards Forecast | 0 | 0 | 0 | 0 | 0 | 0 | 0 | 0 | 0 | 0 | 0 | 0 | 0 | 0 | 0 | 0 | 0 | 0 | 0 | 0 | 0 | 0 | 0 | 0 | 0 | 0 | 0 | 0 | 0 | 0 | 0 | 0 | 0
Commercial_Grocery_Existing_Food Preparation_Natural Gas_Griddle_E6_Codes & Standards Forecast | Commercial | Grocery | Existing | Food Preparation | Natural Gas | Griddle | E6 |  | Codes & Standards Forecast | 0 | 0 | 0 | 0 | 0 | 0 | 0 | 0 | 0 | 0 | 0 | 0 | 0 | 0 | 0 | 0 | 0 | 0 | 0 | 0 | 0 | 0 | 0 | 0 | 0 | 0 | 0 | 0 | 0 | 0 | 0 | 0 | 0
Commercial_Grocery_Existing_Food Preparation_Natural Gas_Griddle_E7_Codes & Standards Forecast | Commercial | Grocery | Existing | Food Preparation | Natural Gas | Griddle | E7 |  | Codes & Standards Forecast | 0 | 0 | 0 | 0 | 0 | 0 | 0 | 0 | 0 | 0 | 0 | 0 | 0 | 0 | 0 | 0 | 0 | 0 | 0 | 0 | 0 | 0 | 0 | 0 | 0 | 0 | 0 | 0 | 0 | 0 | 0 | 0 | 0
Commercial_Grocery_Existing_Food Preparation_Natural Gas_Griddle_E8_Codes & Standards Forecast | Commercial | Grocery | Existing | Food Preparation | Natural Gas | Griddle | E8 |  | Codes & Standards Forecast | 0 | 0 | 0 | 0 | 0 | 0 | 0 | 0 | 0 | 0 | 0 | 0 | 0 | 0 | 0 | 0 | 0 | 0 | 0 | 0 | 0 | 0 | 0 | 0 | 0 | 0 | 0 | 0 | 0 | 0 | 0 | 0 | 0
Commercial_Grocery_Existing_Food Preparation_Natural Gas_Griddle_E9_Codes & Standards Forecast | Commercial | Grocery | Existing | Food Preparation | Natural Gas | Griddle | E9 |  | Codes & Standards Forecast | 0 | 0 | 0 | 0 | 0 | 0 | 0 | 0 | 0 | 0 | 0 | 0 | 0 | 0 | 0 | 0 | 0 | 0 | 0 | 0 | 0 | 0 | 0 | 0 | 0 | 0 | 0 | 0 | 0 | 0 | 0 | 0 | 0
Commercial_Grocery_Existing_Food Preparation_Natural Gas_Griddle_E10_Codes & Standards Forecast | Commercial | Grocery | Existing | Food Preparation | Natural Gas | Griddle | E10 |  | Codes & Standards Forecast | 0 | 0 | 0 | 0 | 0 | 0 | 0 | 0 | 0 | 0 | 0 | 0 | 0 | 0 | 0 | 0 | 0 | 0 | 0 | 0 | 0 | 0 | 0 | 0 | 0 | 0 | 0 | 0 | 0 | 0 | 0 | 0 | 0
Commercial_Grocery_Existing_Food Preparation_Natural Gas_Range_E1_Codes & Standards Forecast | Commercial | Grocery | Existing | Food Preparation | Natural Gas | Range | E1 |  | Codes & Standards Forecast | 0 | 25349.1792 | 32785.4134 | 38597.0243 | 43130.9361 | 46623.8999 | 49331.8481 | 51439.4714 | 53073.5774 | 54317.4156 | 48036.5211 | 44448.6688 | 42702.1931 | 42181.4129 | 42444.9924 | 49320.0045 | 50891.1064 | 52078.1815 | 52959.7093 | 52223.116 | 50760.5576 | 49110.1825 | 47575.2832 | 46306.4681 | 44774.5423 | 44498.7459 | 44945.378 | 45760.9288 | 46456.1488 | 48332.4054 | 48228.922 | 47759.8919 | 47070.9776
Commercial_Grocery_Existing_Food Preparation_Natural Gas_Range_E2_Codes & Standards Forecast | Commercial | Grocery | Existing | Food Preparation | Natural Gas | Range | E2 |  | Codes & Standards Forecast | 0 | 0 | 0 | 0 | 0 | 0 | 0 | 0 | 0 | 0 | 0 | 0 | 0 | 0 | 0 | 0 | 0 | 0 | 0 | 0 | 0 | 0 | 0 | 0 | 0 | 0 | 0 | 0 | 0 | 0 | 0 | 0 | 0
Commercial_Grocery_Existing_Food Preparation_Natural Gas_Range_E3_Codes & Standards Forecast | Commercial | Grocery | Existing | Food Preparation | Natural Gas | Range | E3 |  | Codes & Standards Forecast | 0 | 0 | 0 | 0 | 0 | 0 | 0 | 0 | 0 | 0 | 0 | 0 | 0 | 0 | 0 | 0 | 0 | 0 | 0 | 0 | 0 | 0 | 0 | 0 | 0 | 0 | 0 | 0 | 0 | 0 | 0 | 0 | 0
Commercial_Grocery_Existing_Food Preparation_Natural Gas_Range_E4_Codes & Standards Forecast | Commercial | Grocery | Existing | Food Preparation | Natural Gas | Range | E4 |  | Codes & Standards Forecast | 0 | 0 | 0 | 0 | 0 | 0 | 0 | 0 | 0 | 0 | 0 | 0 | 0 | 0 | 0 | 0 | 0 | 0 | 0 | 0 | 0 | 0 | 0 | 0 | 0 | 0 | 0 | 0 | 0 | 0 | 0 | 0 | 0
Commercial_Grocery_Existing_Food Preparation_Natural Gas_Range_E5_Codes & Standards Forecast | Commercial | Grocery | Existing | Food Preparation | Natural Gas | Range | E5 |  | Codes & Standards Forecast | 0 | 0 | 0 | 0 | 0 | 0 | 0 | 0 | 0 | 0 | 0 | 0 | 0 | 0 | 0 | 0 | 0 | 0 | 0 | 0 | 0 | 0 | 0 | 0 | 0 | 0 | 0 | 0 | 0 | 0 | 0 | 0 | 0
Commercial_Grocery_Existing_Food Preparation_Natural Gas_Range_E6_Codes & Standards Forecast | Commercial | Grocery | Existing | Food Preparation | Natural Gas | Range | E6 |  | Codes & Standards Forecast | 0 | 0 | 0 | 0 | 0 | 0 | 0 | 0 | 0 | 0 | 0 | 0 | 0 | 0 | 0 | 0 | 0 | 0 | 0 | 0 | 0 | 0 | 0 | 0 | 0 | 0 | 0 | 0 | 0 | 0 | 0 | 0 | 0
Commercial_Grocery_Existing_Food Preparation_Natural Gas_Range_E7_Codes & Standards Forecast | Commercial | Grocery | Existing | Food Preparation | Natural Gas | Range | E7 |  | Codes & Standards Forecast | 0 | 0 | 0 | 0 | 0 | 0 | 0 | 0 | 0 | 0 | 0 | 0 | 0 | 0 | 0 | 0 | 0 | 0 | 0 | 0 | 0 | 0 | 0 | 0 | 0 | 0 | 0 | 0 | 0 | 0 | 0 | 0 | 0
Commercial_Grocery_Existing_Food Preparation_Natural Gas_Range_E8_Codes & Standards Forecast | Commercial | Grocery | Existing | Food Preparation | Natural Gas | Range | E8 |  | Codes & Standards Forecast | 0 | 0 | 0 | 0 | 0 | 0 | 0 | 0 | 0 | 0 | 0 | 0 | 0 | 0 | 0 | 0 | 0 | 0 | 0 | 0 | 0 | 0 | 0 | 0 | 0 | 0 | 0 | 0 | 0 | 0 | 0 | 0 | 0
Commercial_Grocery_Existing_Food Preparation_Natural Gas_Range_E9_Codes & Standards Forecast | Commercial | Grocery | Existing | Food Preparation | Natural Gas | Range | E9 |  | Codes & Standards Forecast | 0 | 0 | 0 | 0 | 0 | 0 | 0 | 0 | 0 | 0 | 0 | 0 | 0 | 0 | 0 | 0 | 0 | 0 | 0 | 0 | 0 | 0 | 0 | 0 | 0 | 0 | 0 | 0 | 0 | 0 | 0 | 0 | 0
Commercial_Grocery_Existing_Food Preparation_Natural Gas_Range_E10_Codes & Standards Forecast | Commercial | Grocery | Existing | Food Preparation | Natural Gas | Range | E10 |  | Codes & Standards Forecast | 0 | 0 | 0 | 0 | 0 | 0 | 0 | 0 | 0 | 0 | 0 | 0 | 0 | 0 | 0 | 0 | 0 | 0 | 0 | 0 | 0 | 0 | 0 | 0 | 0 | 0 | 0 | 0 | 0 | 0 | 0 | 0 | 0
Commercial_Grocery_Existing_Food Preparation_Natural Gas_Steamer_E1_Codes & Standards Forecast | Commercial | Grocery | Existing | Food Preparation | Natural Gas | Steamer | E1 |  | Codes & Standards Forecast | 0 | 1153.3705 | 1306.8436 | 0 | 0 | 0 | 0 | 0 | 0 | 0 | 0 | 0 | 0 | 0 | 0 | 0 | 0 | 0 | 0 | 0 | 0 | 0 | 0 | 0 | 0 | 0 | 0 | 0 | 0 | 0 | 0 | 0 | 0
Commercial_Grocery_Existing_Food Preparation_Natural Gas_Steamer_E2_Codes & Standards Forecast | Commercial | Grocery | Existing | Food Preparation | Natural Gas | Steamer | E2 |  | Codes & Standards Forecast | 0 | 0 | 0 | 1439.5155 | 1554.6297 | 1653.3786 | 1739.2778 | 1814.5847 | 1880.5575 | 1937.7135 | 1835.0276 | 1760.4285 | 1708.5654 | 1674.9787 | 1655.9358 | 1648.3805 | 1649.751 | 1657.9268 | 1671.1476 | 1992.9805 | 1992.7558 | 1981.8127 | 1963.9442 | 1942.0282 | 1918.2195 | 1894.0806 | 1870.7327 | 1848.9378 | 1818.9926 | 1800.0871 | 1788.3689 | 1781.062 | 1776.2741
Commercial_Grocery_Existing_Food Preparation_Natural Gas_Steamer_E3_Codes & Standards Forecast | Commercial | Grocery | Existing | Food Preparation | Natural Gas | Steamer | E3 |  | Codes & Standards Forecast | 0 | 0 | 0 | 0 | 0 | 0 | 0 | 0 | 0 | 0 | 0 | 0 | 0 | 0 | 0 | 0 | 0 | 0 | 0 | 0 | 0 | 0 | 0 | 0 | 0 | 0 | 0 | 0 | 0 | 0 | 0 | 0 | 0
Commercial_Grocery_Existing_Food Preparation_Natural Gas_Steamer_E4_Codes & Standards Forecast | Commercial | Grocery | Existing | Food Preparation | Natural Gas | Steamer | E4 |  | Codes & Standards Forecast | 0 | 0 | 0 | 0 | 0 | 0 | 0 | 0 | 0 | 0 | 0 | 0 | 0 | 0 | 0 | 0 | 0 | 0 | 0 | 0 | 0 | 0 | 0 | 0 | 0 | 0 | 0 | 0 | 0 | 0 | 0 | 0 | 0
Commercial_Grocery_Existing_Food Preparation_Natural Gas_Steamer_E5_Codes & Standards Forecast | Commercial | Grocery | Existing | Food Preparation | Natural Gas | Steamer | E5 |  | Codes & Standards Forecast | 0 | 0 | 0 | 0 | 0 | 0 | 0 | 0 | 0 | 0 | 0 | 0 | 0 | 0 | 0 | 0 | 0 | 0 | 0 | 0 | 0 | 0 | 0 | 0 | 0 | 0 | 0 | 0 | 0 | 0 | 0 | 0 | 0
Commercial_Grocery_Existing_Food Preparation_Natural Gas_Steamer_E6_Codes & Standards Forecast | Commercial | Grocery | Existing | Food Preparation | Natural Gas | Steamer | E6 |  | Codes & Standards Forecast | 0 | 0 | 0 | 0 | 0 | 0 | 0 | 0 | 0 | 0 | 0 | 0 | 0 | 0 | 0 | 0 | 0 | 0 | 0 | 0 | 0 | 0 | 0 | 0 | 0 | 0 | 0 | 0 | 0 | 0 | 0 | 0 | 0
Commercial_Grocery_Existing_Food Preparation_Natural Gas_Steamer_E7_Codes & Standards Forecast | Commercial | Grocery | Existing | Food Preparation | Natural Gas | Steamer | E7 |  | Codes & Standards Forecast | 0 | 0 | 0 | 0 | 0 | 0 | 0 | 0 | 0 | 0 | 0 | 0 | 0 | 0 | 0 | 0 | 0 | 0 | 0 | 0 | 0 | 0 | 0 | 0 | 0 | 0 | 0 | 0 | 0 | 0 | 0 | 0 | 0
Commercial_Grocery_Existing_Food Preparation_Natural Gas_Steamer_E8_Codes & Standards Forecast | Commercial | Grocery | Existing | Food Preparation | Natural Gas | Steamer | E8 |  | Codes & Standards Forecast | 0 | 0 | 0 | 0 | 0 | 0 | 0 | 0 | 0 | 0 | 0 | 0 | 0 | 0 | 0 | 0 | 0 | 0 | 0 | 0 | 0 | 0 | 0 | 0 | 0 | 0 | 0 | 0 | 0 | 0 | 0 | 0 | 0
Commercial_Grocery_Existing_Food Preparation_Natural Gas_Steamer_E9_Codes & Standards Forecast | Commercial | Grocery | Existing | Food Preparation | Natural Gas | Steamer | E9 |  | Codes & Standards Forecast | 0 | 0 | 0 | 0 | 0 | 0 | 0 | 0 | 0 | 0 | 0 | 0 | 0 | 0 | 0 | 0 | 0 | 0 | 0 | 0 | 0 | 0 | 0 | 0 | 0 | 0 | 0 | 0 | 0 | 0 | 0 | 0 | 0
Commercial_Grocery_Existing_Food Preparation_Natural Gas_Steamer_E10_Codes & Standards Forecast | Commercial | Grocery | Existing | Food Preparation | Natural Gas | Steamer | E10 |  | Codes & Standards Forecast | 0 | 0 | 0 | 0 | 0 | 0 | 0 | 0 | 0 | 0 | 0 | 0 | 0 | 0 | 0 | 0 | 0 | 0 | 0 | 0 | 0 | 0 | 0 | 0 | 0 | 0 | 0 | 0 | 0 | 0 | 0 | 0 | 0
Commercial_Grocery_Existing_Food Preparation_Natural Gas_Food Prep Other_E1_Codes & Standards Forecast | Commercial | Grocery | Existing | Food Preparation | Natural Gas | Food Prep Other | E1 |  | Codes & Standards Forecast | 0 | 0 | 0 | 0 | 0 | 0 | 0 | 0 | 0 | 0 | 0 | 0 | 0 | 0 | 0 | 0 | 0 | 0 | 0 | 0 | 0 | 0 | 0 | 0 | 0 | 0 | 0 | 0 | 0 | 0 | 0 | 0 | 0
Commercial_Grocery_Existing_Food Preparation_Natural Gas_Food Prep Other_E2_Codes & Standards Forecast | Commercial | Grocery | Existing | Food Preparation | Natural Gas | Food Prep Other | E2 |  | Codes & Standards Forecast | 0 | 0 | 0 | 0 | 0 | 0 | 0 | 0 | 0 | 0 | 0 | 0 | 0 | 0 | 0 | 0 | 0 | 0 | 0 | 0 | 0 | 0 | 0 | 0 | 0 | 0 | 0 | 0 | 0 | 0 | 0 | 0 | 0
Commercial_Grocery_Existing_Food Preparation_Natural Gas_Food Prep Other_E3_Codes & Standards Forecast | Commercial | Grocery | Existing | Food Preparation | Natural Gas | Food Prep Other | E3 |  | Codes & Standards Forecast | 0 | 0 | 0 | 0 | 0 | 0 | 0 | 0 | 0 | 0 | 0 | 0 | 0 | 0 | 0 | 0 | 0 | 0 | 0 | 0 | 0 | 0 | 0 | 0 | 0 | 0 | 0 | 0 | 0 | 0 | 0 | 0 | 0
Commercial_Grocery_Existing_Food Preparation_Natural Gas_Food Prep Other_E4_Codes & Standards Forecast | Commercial | Grocery | Existing | Food Preparation | Natural Gas | Food Prep Other | E4 |  | Codes & Standards Forecast | 0 | 0 | 0 | 0 | 0 | 0 | 0 | 0 | 0 | 0 | 0 | 0 | 0 | 0 | 0 | 0 | 0 | 0 | 0 | 0 | 0 | 0 | 0 | 0 | 0 | 0 | 0 | 0 | 0 | 0 | 0 | 0 | 0
Commercial_Grocery_Existing_Food Preparation_Natural Gas_Food Prep Other_E5_Codes & Standards Forecast | Commercial | Grocery | Existing | Food Preparation | Natural Gas | Food Prep Other | E5 |  | Codes & Standards Forecast | 0 | 0 | 0 | 0 | 0 | 0 | 0 | 0 | 0 | 0 | 0 | 0 | 0 | 0 | 0 | 0 | 0 | 0 | 0 | 0 | 0 | 0 | 0 | 0 | 0 | 0 | 0 | 0 | 0 | 0 | 0 | 0 | 0
Commercial_Grocery_Existing_Food Preparation_Natural Gas_Food Prep Other_E6_Codes & Standards Forecast | Commercial | Grocery | Existing | Food Preparation | Natural Gas | Food Prep Other | E6 |  | Codes & Standards Forecast | 0 | 0 | 0 | 0 | 0 | 0 | 0 | 0 | 0 | 0 | 0 | 0 | 0 | 0 | 0 | 0 | 0 | 0 | 0 | 0 | 0 | 0 | 0 | 0 | 0 | 0 | 0 | 0 | 0 | 0 | 0 | 0 | 0
Commercial_Grocery_Existing_Food Preparation_Natural Gas_Food Prep Other_E7_Codes & Standards Forecast | Commercial | Grocery | Existing | Food Preparation | Natural Gas | Food Prep Other | E7 |  | Codes & Standards Forecast | 0 | 0 | 0 | 0 | 0 | 0 | 0 | 0 | 0 | 0 | 0 | 0 | 0 | 0 | 0 | 0 | 0 | 0 | 0 | 0 | 0 | 0 | 0 | 0 | 0 | 0 | 0 | 0 | 0 | 0 | 0 | 0 | 0
Commercial_Grocery_Existing_Food Preparation_Natural Gas_Food Prep Other_E8_Codes & Standards Forecast | Commercial | Grocery | Existing | Food Preparation | Natural Gas | Food Prep Other | E8 |  | Codes & Standards Forecast | 0 | 0 | 0 | 0 | 0 | 0 | 0 | 0 | 0 | 0 | 0 | 0 | 0 | 0 | 0 | 0 | 0 | 0 | 0 | 0 | 0 | 0 | 0 | 0 | 0 | 0 | 0 | 0 | 0 | 0 | 0 | 0 | 0
Commercial_Grocery_Existing_Food Preparation_Natural Gas_Food Prep Other_E9_Codes & Standards Forecast | Commercial | Grocery | Existing | Food Preparation | Natural Gas | Food Prep Other | E9 |  | Codes & Standards Forecast | 0 | 0 | 0 | 0 | 0 | 0 | 0 | 0 | 0 | 0 | 0 | 0 | 0 | 0 | 0 | 0 | 0 | 0 | 0 | 0 | 0 | 0 | 0 | 0 | 0 | 0 | 0 | 0 | 0 | 0 | 0 | 0 | 0
Commercial_Grocery_Existing_Food Preparation_Natural Gas_Food Prep Other_E10_Codes & Standards Forecast | Commercial | Grocery | Existing | Food Preparation | Natural Gas | Food Prep Other | E10 |  | Codes & Standards Forecast | 0 | 0 | 0 | 0 | 0 | 0 | 0 | 0 | 0 | 0 | 0 | 0 | 0 | 0 | 0 | 0 | 0 | 0 | 0 | 0 | 0 | 0 | 0 | 0 | 0 | 0 | 0 | 0 | 0 | 0 | 0 | 0 | 0
Commercial_Grocery_Existing_Miscellaneous_Natural Gas_Pool Heater_E1_Codes & Standards Forecast | Commercial | Grocery | Existing | Miscellaneous | Natural Gas | Pool Heater | E1 |  | Codes & Standards Forecast | 0 | 0 | 0 | 0 | 0 | 0 | 0 | 0 | 0 | 0 | 0 | 0 | 0 | 0 | 0 | 0 | 0 | 0 | 0 | 0 | 0 | 0 | 0 | 0 | 0 | 0 | 0 | 0 | 0 | 0 | 0 | 0 | 0
Commercial_Grocery_Existing_Miscellaneous_Natural Gas_Pool Heater_E2_Codes & Standards Forecast | Commercial | Grocery | Existing | Miscellaneous | Natural Gas | Pool Heater | E2 |  | Codes & Standards Forecast | 0 | 0 | 0 | 0 | 0 | 0 | 0 | 0 | 0 | 0 | 0 | 0 | 0 | 0 | 0 | 0 | 0 | 0 | 0 | 0 | 0 | 0 | 0 | 0 | 0 | 0 | 0 | 0 | 0 | 0 | 0 | 0 | 0
Commercial_Grocery_Existing_Miscellaneous_Natural Gas_Pool Heater_E3_Codes & Standards Forecast | Commercial | Grocery | Existing | Miscellaneous | Natural Gas | Pool Heater | E3 |  | Codes & Standards Forecast | 0 | 0 | 0 | 0 | 0 | 0 | 0 | 0 | 0 | 0 | 0 | 0 | 0 | 0 | 0 | 0 | 0 | 0 | 0 | 0 | 0 | 0 | 0 | 0 | 0 | 0 | 0 | 0 | 0 | 0 | 0 | 0 | 0
Commercial_Grocery_Existing_Miscellaneous_Natural Gas_Pool Heater_E4_Codes & Standards Forecast | Commercial | Grocery | Existing | Miscellaneous | Natural Gas | Pool Heater | E4 |  | Codes & Standards Forecast | 0 | 0 | 0 | 0 | 0 | 0 | 0 | 0 | 0 | 0 | 0 | 0 | 0 | 0 | 0 | 0 | 0 | 0 | 0 | 0 | 0 | 0 | 0 | 0 | 0 | 0 | 0 | 0 | 0 | 0 | 0 | 0 | 0
Commercial_Grocery_Existing_Miscellaneous_Natural Gas_Pool Heater_E5_Codes & Standards Forecast | Commercial | Grocery | Existing | Miscellaneous | Natural Gas | Pool Heater | E5 |  | Codes & Standards Forecast | 0 | 0 | 0 | 0 | 0 | 0 | 0 | 0 | 0 | 0 | 0 | 0 | 0 | 0 | 0 | 0 | 0 | 0 | 0 | 0 | 0 | 0 | 0 | 0 | 0 | 0 | 0 | 0 | 0 | 0 | 0 | 0 | 0
Commercial_Grocery_Existing_Miscellaneous_Natural Gas_Pool Heater_E6_Codes & Standards Forecast | Commercial | Grocery | Existing | Miscellaneous | Natural Gas | Pool Heater | E6 |  | Codes & Standards Forecast | 0 | 0 | 0 | 0 | 0 | 0 | 0 | 0 | 0 | 0 | 0 | 0 | 0 | 0 | 0 | 0 | 0 | 0 | 0 | 0 | 0 | 0 | 0 | 0 | 0 | 0 | 0 | 0 | 0 | 0 | 0 | 0 | 0
Commercial_Grocery_Existing_Miscellaneous_Natural Gas_Pool Heater_E7_Codes & Standards Forecast | Commercial | Grocery | Existing | Miscellaneous | Natural Gas | Pool Heater | E7 |  | Codes & Standards Forecast | 0 | 0 | 0 | 0 | 0 | 0 | 0 | 0 | 0 | 0 | 0 | 0 | 0 | 0 | 0 | 0 | 0 | 0 | 0 | 0 | 0 | 0 | 0 | 0 | 0 | 0 | 0 | 0 | 0 | 0 | 0 | 0 | 0
Commercial_Grocery_Existing_Miscellaneous_Natural Gas_Pool Heater_E8_Codes & Standards Forecast | Commercial | Grocery | Existing | Miscellaneous | Natural Gas | Pool Heater | E8 |  | Codes & Standards Forecast | 0 | 0 | 0 | 0 | 0 | 0 | 0 | 0 | 0 | 0 | 0 | 0 | 0 | 0 | 0 | 0 | 0 | 0 | 0 | 0 | 0 | 0 | 0 | 0 | 0 | 0 | 0 | 0 | 0 | 0 | 0 | 0 | 0
Commercial_Grocery_Existing_Miscellaneous_Natural Gas_Pool Heater_E9_Codes & Standards Forecast | Commercial | Grocery | Existing | Miscellaneous | Natural Gas | Pool Heater | E9 |  | Codes & Standards Forecast | 0 | 0 | 0 | 0 | 0 | 0 | 0 | 0 | 0 | 0 | 0 | 0 | 0 | 0 | 0 | 0 | 0 | 0 | 0 | 0 | 0 | 0 | 0 | 0 | 0 | 0 | 0 | 0 | 0 | 0 | 0 | 0 | 0
Commercial_Grocery_Existing_Miscellaneous_Natural Gas_Pool Heater_E10_Codes & Standards Forecast | Commercial | Grocery | Existing | Miscellaneous | Natural Gas | Pool Heater | E10 |  | Codes & Standards Forecast | 0 | 0 | 0 | 0 | 0 | 0 | 0 | 0 | 0 | 0 | 0 | 0 | 0 | 0 | 0 | 0 | 0 | 0 | 0 | 0 | 0 | 0 | 0 | 0 | 0 | 0 | 0 | 0 | 0 | 0 | 0 | 0 | 0
Commercial_Grocery_Existing_Miscellaneous_Natural Gas_Miscellaneous_E1_Codes & Standards Forecast | Commercial | Grocery | Existing | Miscellaneous | Natural Gas | Miscellaneous | E1 |  | Codes & Standards Forecast | 0 | 189642.3558 | 224610.1955 | 253828.4417 | 242787.2295 | 238091.3592 | 238256.5492 | 237015.3148 | 235473.2031 | 234262.4871 | 233089.8859 | 284004.0521 | 285004.9881 | 284227.3439 | 279692.1335 | 277722.3572 | 277226.6242 | 275721.9152 | 274031.628 | 272592.2779 | 271149.8134 | 284056.5746 | 281134.2491 | 277945.3047 | 275998.7367 | 274622.6128 | 273396.6589 | 271789.5288 | 270163.2987 | 268661.9256 | 267144.3938 | 269563.5946 | 267073.2466
Commercial_Grocery_Existing_Miscellaneous_Natural Gas_Miscellaneous_E2_Codes & Standards Forecast | Commercial | Grocery | Existing | Miscellaneous | Natural Gas | Miscellaneous | E2 |  | Codes & Standards Forecast | 0 | 0 | 0 | 0 | 0 | 0 | 0 | 0 | 0 | 0 | 0 | 0 | 0 | 0 | 0 | 0 | 0 | 0 | 0 | 0 | 0 | 0 | 0 | 0 | 0 | 0 | 0 | 0 | 0 | 0 | 0 | 0 | 0
Commercial_Grocery_Existing_Miscellaneous_Natural Gas_Miscellaneous_E3_Codes & Standards Forecast | Commercial | Grocery | Existing | Miscellaneous | Natural Gas | Miscellaneous | E3 |  | Codes & Standards Forecast | 0 | 0 | 0 | 0 | 0 | 0 | 0 | 0 | 0 | 0 | 0 | 0 | 0 | 0 | 0 | 0 | 0 | 0 | 0 | 0 | 0 | 0 | 0 | 0 | 0 | 0 | 0 | 0 | 0 | 0 | 0 | 0 | 0
Commercial_Grocery_Existing_Miscellaneous_Natural Gas_Miscellaneous_E4_Codes & Standards Forecast | Commercial | Grocery | Existing | Miscellaneous | Natural Gas | Miscellaneous | E4 |  | Codes & Standards Forecast | 0 | 0 | 0 | 0 | 0 | 0 | 0 | 0 | 0 | 0 | 0 | 0 | 0 | 0 | 0 | 0 | 0 | 0 | 0 | 0 | 0 | 0 | 0 | 0 | 0 | 0 | 0 | 0 | 0 | 0 | 0 | 0 | 0
Commercial_Grocery_Existing_Miscellaneous_Natural Gas_Miscellaneous_E5_Codes & Standards Forecast | Commercial | Grocery | Existing | Miscellaneous | Natural Gas | Miscellaneous | E5 |  | Codes & Standards Forecast | 0 | 0 | 0 | 0 | 0 | 0 | 0 | 0 | 0 | 0 | 0 | 0 | 0 | 0 | 0 | 0 | 0 | 0 | 0 | 0 | 0 | 0 | 0 | 0 | 0 | 0 | 0 | 0 | 0 | 0 | 0 | 0 | 0
Commercial_Grocery_Existing_Miscellaneous_Natural Gas_Miscellaneous_E6_Codes & Standards Forecast | Commercial | Grocery | Existing | Miscellaneous | Natural Gas | Miscellaneous | E6 |  | Codes & Standards Forecast | 0 | 0 | 0 | 0 | 0 | 0 | 0 | 0 | 0 | 0 | 0 | 0 | 0 | 0 | 0 | 0 | 0 | 0 | 0 | 0 | 0 | 0 | 0 | 0 | 0 | 0 | 0 | 0 | 0 | 0 | 0 | 0 | 0
Commercial_Grocery_Existing_Miscellaneous_Natural Gas_Miscellaneous_E7_Codes & Standards Forecast | Commercial | Grocery | Existing | Miscellaneous | Natural Gas | Miscellaneous | E7 |  | Codes & Standards Forecast | 0 | 0 | 0 | 0 | 0 | 0 | 0 | 0 | 0 | 0 | 0 | 0 | 0 | 0 | 0 | 0 | 0 | 0 | 0 | 0 | 0 | 0 | 0 | 0 | 0 | 0 | 0 | 0 | 0 | 0 | 0 | 0 | 0
Commercial_Grocery_Existing_Miscellaneous_Natural Gas_Miscellaneous_E8_Codes & Standards Forecast | Commercial | Grocery | Existing | Miscellaneous | Natural Gas | Miscellaneous | E8 |  | Codes & Standards Forecast | 0 | 0 | 0 | 0 | 0 | 0 | 0 | 0 | 0 | 0 | 0 | 0 | 0 | 0 | 0 | 0 | 0 | 0 | 0 | 0 | 0 | 0 | 0 | 0 | 0 | 0 | 0 | 0 | 0 | 0 | 0 | 0 | 0
Commercial_Grocery_Existing_Miscellaneous_Natural Gas_Miscellaneous_E9_Codes & Standards Forecast | Commercial | Grocery | Existing | Miscellaneous | Natural Gas | Miscellaneous | E9 |  | Codes & Standards Forecast | 0 | 0 | 0 | 0 | 0 | 0 | 0 | 0 | 0 | 0 | 0 | 0 | 0 | 0 | 0 | 0 | 0 | 0 | 0 | 0 | 0 | 0 | 0 | 0 | 0 | 0 | 0 | 0 | 0 | 0 | 0 | 0 | 0
Commercial_Grocery_Existing_Miscellaneous_Natural Gas_Miscellaneous_E10_Codes & Standards Forecast | Commercial | Grocery | Existing | Miscellaneous | Natural Gas | Miscellaneous | E10 |  | Codes & Standards Forecast | 0 | 0 | 0 | 0 | 0 | 0 | 0 | 0 | 0 | 0 | 0 | 0 | 0 | 0 | 0 | 0 | 0 | 0 | 0 | 0 | 0 | 0 | 0 | 0 | 0 | 0 | 0 | 0 | 0 | 0 | 0 | 0 | 0
Commercial_Grocery_New_Space Heating_Natural Gas_Furnace_E1_Codes & Standards Forecast | Commercial | Grocery | New | Space Heating | Natural Gas | Furnace | E1 |  | Codes & Standards Forecast | 0 | 14493.3066 | 69906.6002 | 44675.2137 | 57617.6798 | 78193.5091 | 73085.5204 | 64776.5102 | 58258.5497 | 56251.0136 | 55517.2537 | 54965.7014 | 54890.3919 | 55047.4513 | 55386.0485 | 55488.086 | 55503.2508 | 55431.3482 | 55358.3051 | 56398.9784 | 61702.4719 | 64658.1172 | 68305.0093 | 73248.1526 | 77412.0793 | 80688.384 | 83212.05 | 85387.9327 | 87340.772 | 89101.7457 | 90722.2512 | 92230.9729 | 68044.4117
Commercial_Grocery_New_Space Heating_Natural Gas_Furnace_E2_Codes & Standards Forecast | Commercial | Grocery | New | Space Heating | Natural Gas | Furnace | E2 |  | Codes & Standards Forecast | 0 | 0 | 0 | 0 | 0 | 0 | 0 | 0 | 0 | 0 | 0 | 0 | 0 | 0 | 0 | 0 | 0 | 0 | 0 | 0 | 0 | 0 | 0 | 0 | 0 | 0 | 0 | 0 | 0 | 0 | 0 | 0 | 0
Commercial_Grocery_New_Space Heating_Natural Gas_Furnace_E3_Codes & Standards Forecast | Commercial | Grocery | New | Space Heating | Natural Gas | Furnace | E3 |  | Codes & Standards Forecast | 0 | 0 | 0 | 0 | 0 | 0 | 0 | 0 | 0 | 0 | 0 | 0 | 0 | 0 | 0 | 0 | 0 | 0 | 0 | 0 | 0 | 0 | 0 | 0 | 0 | 0 | 0 | 0 | 0 | 0 | 0 | 0 | 0
Commercial_Grocery_New_Space Heating_Natural Gas_Furnace_E4_Codes & Standards Forecast | Commercial | Grocery | New | Space Heating | Natural Gas | Furnace | E4 |  | Codes & Standards Forecast | 0 | 0 | 0 | 0 | 0 | 0 | 0 | 0 | 0 | 0 | 0 | 0 | 0 | 0 | 0 | 0 | 0 | 0 | 0 | 0 | 0 | 0 | 0 | 0 | 0 | 0 | 0 | 0 | 0 | 0 | 0 | 0 | 0
Commercial_Grocery_New_Space Heating_Natural Gas_Furnace_E5_Codes & Standards Forecast | Commercial | Grocery | New | Space Heating | Natural Gas | Furnace | E5 |  | Codes & Standards Forecast | 0 | 0 | 0 | 0 | 0 | 0 | 0 | 0 | 0 | 0 | 0 | 0 | 0 | 0 | 0 | 0 | 0 | 0 | 0 | 0 | 0 | 0 | 0 | 0 | 0 | 0 | 0 | 0 | 0 | 0 | 0 | 0 | 0
Commercial_Grocery_New_Space Heating_Natural Gas_Furnace_E6_Codes & Standards Forecast | Commercial | Grocery | New | Space Heating | Natural Gas | Furnace | E6 |  | Codes & Standards Forecast | 0 | 0 | 0 | 0 | 0 | 0 | 0 | 0 | 0 | 0 | 0 | 0 | 0 | 0 | 0 | 0 | 0 | 0 | 0 | 0 | 0 | 0 | 0 | 0 | 0 | 0 | 0 | 0 | 0 | 0 | 0 | 0 | 0
Commercial_Grocery_New_Space Heating_Natural Gas_Furnace_E7_Codes & Standards Forecast | Commercial | Grocery | New | Space Heating | Natural Gas | Furnace | E7 |  | Codes & Standards Forecast | 0 | 0 | 0 | 0 | 0 | 0 | 0 | 0 | 0 | 0 | 0 | 0 | 0 | 0 | 0 | 0 | 0 | 0 | 0 | 0 | 0 | 0 | 0 | 0 | 0 | 0 | 0 | 0 | 0 | 0 | 0 | 0 | 0
Commercial_Grocery_New_Space Heating_Natural Gas_Furnace_E8_Codes & Standards Forecast | Commercial | Grocery | New | Space Heating | Natural Gas | Furnace | E8 |  | Codes & Standards Forecast | 0 | 0 | 0 | 0 | 0 | 0 | 0 | 0 | 0 | 0 | 0 | 0 | 0 | 0 | 0 | 0 | 0 | 0 | 0 | 0 | 0 | 0 | 0 | 0 | 0 | 0 | 0 | 0 | 0 | 0 | 0 | 0 | 0
Commercial_Grocery_New_Space Heating_Natural Gas_Furnace_E9_Codes & Standards Forecast | Commercial | Grocery | New | Space Heating | Natural Gas | Furnace | E9 |  | Codes & Standards Forecast | 0 | 0 | 0 | 0 | 0 | 0 | 0 | 0 | 0 | 0 | 0 | 0 | 0 | 0 | 0 | 0 | 0 | 0 | 0 | 0 | 0 | 0 | 0 | 0 | 0 | 0 | 0 | 0 | 0 | 0 | 0 | 0 | 0
Commercial_Grocery_New_Space Heating_Natural Gas_Furnace_E10_Codes & Standards Forecast | Commercial | Grocery | New | Space Heating | Natural Gas | Furnace | E10 |  | Codes & Standards Forecast | 0 | 0 | 0 | 0 | 0 | 0 | 0 | 0 | 0 | 0 | 0 | 0 | 0 | 0 | 0 | 0 | 0 | 0 | 0 | 0 | 0 | 0 | 0 | 0 | 0 | 0 | 0 | 0 | 0 | 0 | 0 | 0 | 0
Commercial_Grocery_New_Space Heating_Natural Gas_Boiler_E1_Codes & Standards Forecast | Commercial | Grocery | New | Space Heating | Natural Gas | Boiler | E1 |  | Codes & Standards Forecast | 0 | 96.746 | 466.6418 | 298.2168 | 384.6106 | 521.9588 | 487.8618 | 432.3974 | 388.8885 | 375.4878 | 370.5898 | 366.9081 | 366.4054 | 367.4538 | 369.714 | 370.3951 | 370.4963 | 370.0164 | 369.5288 | 369.0335 | 369.1124 | 369.1919 | 377.5465 | 418.7225 | 440.7971 | 469.1922 | 507.4981 | 539.2279 | 563.037 | 580.7324 | 595.607 | 608.6902 | 417.782
Commercial_Grocery_New_Space Heating_Natural Gas_Boiler_E2_Codes & Standards Forecast | Commercial | Grocery | New | Space Heating | Natural Gas | Boiler | E2 |  | Codes & Standards Forecast | 0 | 0 | 0 | 0 | 0 | 0 | 0 | 0 | 0 | 0 | 0 | 0 | 0 | 0 | 0 | 0 | 0 | 0 | 0 | 0 | 0 | 0 | 0 | 0 | 0 | 0 | 0 | 0 | 0 | 0 | 0 | 0 | 0
Commercial_Grocery_New_Space Heating_Natural Gas_Boiler_E3_Codes & Standards Forecast | Commercial | Grocery | New | Space Heating | Natural Gas | Boiler | E3 |  | Codes & Standards Forecast | 0 | 0 | 0 | 0 | 0 | 0 | 0 | 0 | 0 | 0 | 0 | 0 | 0 | 0 | 0 | 0 | 0 | 0 | 0 | 0 | 0 | 0 | 0 | 0 | 0 | 0 | 0 | 0 | 0 | 0 | 0 | 0 | 0
Commercial_Grocery_New_Space Heating_Natural Gas_Boiler_E4_Codes & Standards Forecast | Commercial | Grocery | New | Space Heating | Natural Gas | Boiler | E4 |  | Codes & Standards Forecast | 0 | 0 | 0 | 0 | 0 | 0 | 0 | 0 | 0 | 0 | 0 | 0 | 0 | 0 | 0 | 0 | 0 | 0 | 0 | 0 | 0 | 0 | 0 | 0 | 0 | 0 | 0 | 0 | 0 | 0 | 0 | 0 | 0
Commercial_Grocery_New_Space Heating_Natural Gas_Boiler_E5_Codes & Standards Forecast | Commercial | Grocery | New | Space Heating | Natural Gas | Boiler | E5 |  | Codes & Standards Forecast | 0 | 0 | 0 | 0 | 0 | 0 | 0 | 0 | 0 | 0 | 0 | 0 | 0 | 0 | 0 | 0 | 0 | 0 | 0 | 0 | 0 | 0 | 0 | 0 | 0 | 0 | 0 | 0 | 0 | 0 | 0 | 0 | 0
Commercial_Grocery_New_Space Heating_Natural Gas_Boiler_E6_Codes & Standards Forecast | Commercial | Grocery | New | Space Heating | Natural Gas | Boiler | E6 |  | Codes & Standards Forecast | 0 | 0 | 0 | 0 | 0 | 0 | 0 | 0 | 0 | 0 | 0 | 0 | 0 | 0 | 0 | 0 | 0 | 0 | 0 | 0 | 0 | 0 | 0 | 0 | 0 | 0 | 0 | 0 | 0 | 0 | 0 | 0 | 0
Commercial_Grocery_New_Space Heating_Natural Gas_Boiler_E7_Codes & Standards Forecast | Commercial | Grocery | New | Space Heating | Natural Gas | Boiler | E7 |  | Codes & Standards Forecast | 0 | 0 | 0 | 0 | 0 | 0 | 0 | 0 | 0 | 0 | 0 | 0 | 0 | 0 | 0 | 0 | 0 | 0 | 0 | 0 | 0 | 0 | 0 | 0 | 0 | 0 | 0 | 0 | 0 | 0 | 0 | 0 | 0
Commercial_Grocery_New_Space Heating_Natural Gas_Boiler_E8_Codes & Standards Forecast | Commercial | Grocery | New | Space Heating | Natural Gas | Boiler | E8 |  | Codes & Standards Forecast | 0 | 0 | 0 | 0 | 0 | 0 | 0 | 0 | 0 | 0 | 0 | 0 | 0 | 0 | 0 | 0 | 0 | 0 | 0 | 0 | 0 | 0 | 0 | 0 | 0 | 0 | 0 | 0 | 0 | 0 | 0 | 0 | 0
Commercial_Grocery_New_Space Heating_Natural Gas_Boiler_E9_Codes & Standards Forecast | Commercial | Grocery | New | Space Heating | Natural Gas | Boiler | E9 |  | Codes & Standards Forecast | 0 | 0 | 0 | 0 | 0 | 0 | 0 | 0 | 0 | 0 | 0 | 0 | 0 | 0 | 0 | 0 | 0 | 0 | 0 | 0 | 0 | 0 | 0 | 0 | 0 | 0 | 0 | 0 | 0 | 0 | 0 | 0 | 0
Commercial_Grocery_New_Space Heating_Natural Gas_Boiler_E10_Codes & Standards Forecast | Commercial | Grocery | New | Space Heating | Natural Gas | Boiler | E10 |  | Codes & Standards Forecast | 0 | 0 | 0 | 0 | 0 | 0 | 0 | 0 | 0 | 0 | 0 | 0 | 0 | 0 | 0 | 0 | 0 | 0 | 0 | 0 | 0 | 0 | 0 | 0 | 0 | 0 | 0 | 0 | 0 | 0 | 0 | 0 | 0
Commercial_Grocery_New_Space Heating_Natural Gas_Unit Heater_E1_Codes & Standards Forecast | Commercial | Grocery | New | Space Heating | Natural Gas | Unit Heater | E1 |  | Codes & Standards Forecast | 0 | 0 | 0 | 0 | 0 | 0 | 0 | 0 | 0 | 0 | 0 | 0 | 0 | 0 | 0 | 0 | 0 | 0 | 0 | 0 | 0 | 0 | 0 | 0 | 0 | 0 | 0 | 0 | 0 | 0 | 0 | 0 | 0
Commercial_Grocery_New_Space Heating_Natural Gas_Unit Heater_E2_Codes & Standards Forecast | Commercial | Grocery | New | Space Heating | Natural Gas | Unit Heater | E2 |  | Codes & Standards Forecast | 0 | 0 | 0 | 0 | 0 | 0 | 0 | 0 | 0 | 0 | 0 | 0 | 0 | 0 | 0 | 0 | 0 | 0 | 0 | 0 | 0 | 0 | 0 | 0 | 0 | 0 | 0 | 0 | 0 | 0 | 0 | 0 | 0
Commercial_Grocery_New_Space Heating_Natural Gas_Unit Heater_E3_Codes & Standards Forecast | Commercial | Grocery | New | Space Heating | Natural Gas | Unit Heater | E3 |  | Codes & Standards Forecast | 0 | 0 | 0 | 0 | 0 | 0 | 0 | 0 | 0 | 0 | 0 | 0 | 0 | 0 | 0 | 0 | 0 | 0 | 0 | 0 | 0 | 0 | 0 | 0 | 0 | 0 | 0 | 0 | 0 | 0 | 0 | 0 | 0
Commercial_Grocery_New_Space Heating_Natural Gas_Unit Heater_E4_Codes & Standards Forecast | Commercial | Grocery | New | Space Heating | Natural Gas | Unit Heater | E4 |  | Codes & Standards Forecast | 0 | 0 | 0 | 0 | 0 | 0 | 0 | 0 | 0 | 0 | 0 | 0 | 0 | 0 | 0 | 0 | 0 | 0 | 0 | 0 | 0 | 0 | 0 | 0 | 0 | 0 | 0 | 0 | 0 | 0 | 0 | 0 | 0
Commercial_Grocery_New_Space Heating_Natural Gas_Unit Heater_E5_Codes & Standards Forecast | Commercial | Grocery | New | Space Heating | Natural Gas | Unit Heater | E5 |  | Codes & Standards Forecast | 0 | 0 | 0 | 0 | 0 | 0 | 0 | 0 | 0 | 0 | 0 | 0 | 0 | 0 | 0 | 0 | 0 | 0 | 0 | 0 | 0 | 0 | 0 | 0 | 0 | 0 | 0 | 0 | 0 | 0 | 0 | 0 | 0
Commercial_Grocery_New_Space Heating_Natural Gas_Unit Heater_E6_Codes & Standards Forecast | Commercial | Grocery | New | Space Heating | Natural Gas | Unit Heater | E6 |  | Codes & Standards Forecast | 0 | 0 | 0 | 0 | 0 | 0 | 0 | 0 | 0 | 0 | 0 | 0 | 0 | 0 | 0 | 0 | 0 | 0 | 0 | 0 | 0 | 0 | 0 | 0 | 0 | 0 | 0 | 0 | 0 | 0 | 0 | 0 | 0
Commercial_Grocery_New_Space Heating_Natural Gas_Unit Heater_E7_Codes & Standards Forecast | Commercial | Grocery | New | Space Heating | Natural Gas | Unit Heater | E7 |  | Codes & Standards Forecast | 0 | 0 | 0 | 0 | 0 | 0 | 0 | 0 | 0 | 0 | 0 | 0 | 0 | 0 | 0 | 0 | 0 | 0 | 0 | 0 | 0 | 0 | 0 | 0 | 0 | 0 | 0 | 0 | 0 | 0 | 0 | 0 | 0
Commercial_Grocery_New_Space Heating_Natural Gas_Unit Heater_E8_Codes & Standards Forecast | Commercial | Grocery | New | Space Heating | Natural Gas | Unit Heater | E8 |  | Codes & Standards Forecast | 0 | 0 | 0 | 0 | 0 | 0 | 0 | 0 | 0 | 0 | 0 | 0 | 0 | 0 | 0 | 0 | 0 | 0 | 0 | 0 | 0 | 0 | 0 | 0 | 0 | 0 | 0 | 0 | 0 | 0 | 0 | 0 | 0
Commercial_Grocery_New_Space Heating_Natural Gas_Unit Heater_E9_Codes & Standards Forecast | Commercial | Grocery | New | Space Heating | Natural Gas | Unit Heater | E9 |  | Codes & Standards Forecast | 0 | 0 | 0 | 0 | 0 | 0 | 0 | 0 | 0 | 0 | 0 | 0 | 0 | 0 | 0 | 0 | 0 | 0 | 0 | 0 | 0 | 0 | 0 | 0 | 0 | 0 | 0 | 0 | 0 | 0 | 0 | 0 | 0
Commercial_Grocery_New_Space Heating_Natural Gas_Unit Heater_E10_Codes & Standards Forecast | Commercial | Grocery | New | Space Heating | Natural Gas | Unit Heater | E10 |  | Codes & Standards Forecast | 0 | 0 | 0 | 0 | 0 | 0 | 0 | 0 | 0 | 0 | 0 | 0 | 0 | 0 | 0 | 0 | 0 | 0 | 0 | 0 | 0 | 0 | 0 | 0 | 0 | 0 | 0 | 0 | 0 | 0 | 0 | 0 | 0
Commercial_Grocery_New_Water Heating_Natural Gas_Water Heater_E1_Codes & Standards Forecast | Commercial | Grocery | New | Water Heating | Natural Gas | Water Heater | E1 |  | Codes & Standards Forecast | 0 | 11000.0289 | 53057.2245 | 33907.2825 | 43730.2652 | 59346.7648 | 55469.9392 | 49163.6245 | 44216.6683 | 42693.0024 | 44336.1043 | 54088.9347 | 58338.9434 | 63868.4771 | 71577.027 | 79723.9482 | 93071.2268 | 86650.7947 | 88793.0142 | 92342.183 | 92076.0488 | 92078.1219 | 93484.7282 | 97038.4199 | 102330.0653 | 111406.9419 | 115943.2716 | 120337.6539 | 125135.6729 | 129037.2497 | 133523.6487 | 132213.5917 | 111101.1739
Commercial_Grocery_New_Water Heating_Natural Gas_Water Heater_E2_Codes & Standards Forecast | Commercial | Grocery | New | Water Heating | Natural Gas | Water Heater | E2 |  | Codes & Standards Forecast | 0 | 0 | 0 | 0 | 0 | 0 | 0 | 0 | 0 | 0 | 0 | 0 | 0 | 0 | 0 | 0 | 0 | 0 | 0 | 0 | 0 | 0 | 0 | 0 | 0 | 0 | 0 | 0 | 0 | 0 | 0 | 0 | 0
Commercial_Grocery_New_Water Heating_Natural Gas_Water Heater_E3_Codes & Standards Forecast | Commercial | Grocery | New | Water Heating | Natural Gas | Water Heater | E3 |  | Codes & Standards Forecast | 0 | 0 | 0 | 0 | 0 | 0 | 0 | 0 | 0 | 0 | 0 | 0 | 0 | 0 | 0 | 0 | 0 | 0 | 0 | 0 | 0 | 0 | 0 | 0 | 0 | 0 | 0 | 0 | 0 | 0 | 0 | 0 | 0
Commercial_Grocery_New_Water Heating_Natural Gas_Water Heater_E4_Codes & Standards Forecast | Commercial | Grocery | New | Water Heating | Natural Gas | Water Heater | E4 |  | Codes & Standards Forecast | 0 | 0 | 0 | 0 | 0 | 0 | 0 | 0 | 0 | 0 | 0 | 0 | 0 | 0 | 0 | 0 | 0 | 0 | 0 | 0 | 0 | 0 | 0 | 0 | 0 | 0 | 0 | 0 | 0 | 0 | 0 | 0 | 0
Commercial_Grocery_New_Water Heating_Natural Gas_Water Heater_E5_Codes & Standards Forecast | Commercial | Grocery | New | Water Heating | Natural Gas | Water Heater | E5 |  | Codes & Standards Forecast | 0 | 0 | 0 | 0 | 0 | 0 | 0 | 0 | 0 | 0 | 0 | 0 | 0 | 0 | 0 | 0 | 0 | 0 | 0 | 0 | 0 | 0 | 0 | 0 | 0 | 0 | 0 | 0 | 0 | 0 | 0 | 0 | 0
Commercial_Grocery_New_Water Heating_Natural Gas_Water Heater_E6_Codes & Standards Forecast | Commercial | Grocery | New | Water Heating | Natural Gas | Water Heater | E6 |  | Codes & Standards Forecast | 0 | 0 | 0 | 0 | 0 | 0 | 0 | 0 | 0 | 0 | 0 | 0 | 0 | 0 | 0 | 0 | 0 | 0 | 0 | 0 | 0 | 0 | 0 | 0 | 0 | 0 | 0 | 0 | 0 | 0 | 0 | 0 | 0
Commercial_Grocery_New_Water Heating_Natural Gas_Water Heater_E7_Codes & Standards Forecast | Commercial | Grocery | New | Water Heating | Natural Gas | Water Heater | E7 |  | Codes & Standards Forecast | 0 | 0 | 0 | 0 | 0 | 0 | 0 | 0 | 0 | 0 | 0 | 0 | 0 | 0 | 0 | 0 | 0 | 0 | 0 | 0 | 0 | 0 | 0 | 0 | 0 | 0 | 0 | 0 | 0 | 0 | 0 | 0 | 0
Commercial_Grocery_New_Water Heating_Natural Gas_Water Heater_E8_Codes & Standards Forecast | Commercial | Grocery | New | Water Heating | Natural Gas | Water Heater | E8 |  | Codes & Standards Forecast | 0 | 0 | 0 | 0 | 0 | 0 | 0 | 0 | 0 | 0 | 0 | 0 | 0 | 0 | 0 | 0 | 0 | 0 | 0 | 0 | 0 | 0 | 0 | 0 | 0 | 0 | 0 | 0 | 0 | 0 | 0 | 0 | 0
Commercial_Grocery_New_Water Heating_Natural Gas_Water Heater_E9_Codes & Standards Forecast | Commercial | Grocery | New | Water Heating | Natural Gas | Water Heater | E9 |  | Codes & Standards Forecast | 0 | 0 | 0 | 0 | 0 | 0 | 0 | 0 | 0 | 0 | 0 | 0 | 0 | 0 | 0 | 0 | 0 | 0 | 0 | 0 | 0 | 0 | 0 | 0 | 0 | 0 | 0 | 0 | 0 | 0 | 0 | 0 | 0
Commercial_Grocery_New_Water Heating_Natural Gas_Water Heater_E10_Codes & Standards Forecast | Commercial | Grocery | New | Water Heating | Natural Gas | Water Heater | E10 |  | Codes & Standards Forecast | 0 | 0 | 0 | 0 | 0 | 0 | 0 | 0 | 0 | 0 | 0 | 0 | 0 | 0 | 0 | 0 | 0 | 0 | 0 | 0 | 0 | 0 | 0 | 0 | 0 | 0 | 0 | 0 | 0 | 0 | 0 | 0 | 0
Commercial_Grocery_New_Food Preparation_Natural Gas_Oven_E1_Codes & Standards Forecast | Commercial | Grocery | New | Food Preparation | Natural Gas | Oven | E1 |  | Codes & Standards Forecast | 0 | 2521.8467 | 12163.8033 | 7773.5223 | 10025.5215 | 13605.732 | 12716.9379 | 11271.1636 | 10137.0334 | 9787.7205 | 9660.0457 | 9564.0752 | 10055.3406 | 12414.5559 | 13460.9253 | 14719.0423 | 16430.013 | 18267.4957 | 21312.1204 | 19839.7847 | 20345.6726 | 21073.4558 | 20451.8276 | 19904.3163 | 20017.3605 | 20533.8524 | 21257.102 | 22186.5405 | 23451.8637 | 25563.0565 | 26613.7283 | 27611.2931 | 23396.1464
Commercial_Grocery_New_Food Preparation_Natural Gas_Oven_E2_Codes & Standards Forecast | Commercial | Grocery | New | Food Preparation | Natural Gas | Oven | E2 |  | Codes & Standards Forecast | 0 | 0 | 0 | 0 | 0 | 0 | 0 | 0 | 0 | 0 | 0 | 0 | 0 | 0 | 0 | 0 | 0 | 0 | 0 | 0 | 0 | 0 | 0 | 0 | 0 | 0 | 0 | 0 | 0 | 0 | 0 | 0 | 0
Commercial_Grocery_New_Food Preparation_Natural Gas_Oven_E3_Codes & Standards Forecast | Commercial | Grocery | New | Food Preparation | Natural Gas | Oven | E3 |  | Codes & Standards Forecast | 0 | 0 | 0 | 0 | 0 | 0 | 0 | 0 | 0 | 0 | 0 | 0 | 0 | 0 | 0 | 0 | 0 | 0 | 0 | 0 | 0 | 0 | 0 | 0 | 0 | 0 | 0 | 0 | 0 | 0 | 0 | 0 | 0
Commercial_Grocery_New_Food Preparation_Natural Gas_Oven_E4_Codes & Standards Forecast | Commercial | Grocery | New | Food Preparation | Natural Gas | Oven | E4 |  | Codes & Standards Forecast | 0 | 0 | 0 | 0 | 0 | 0 | 0 | 0 | 0 | 0 | 0 | 0 | 0 | 0 | 0 | 0 | 0 | 0 | 0 | 0 | 0 | 0 | 0 | 0 | 0 | 0 | 0 | 0 | 0 | 0 | 0 | 0 | 0
Commercial_Grocery_New_Food Preparation_Natural Gas_Oven_E5_Codes & Standards Forecast | Commercial | Grocery | New | Food Preparation | Natural Gas | Oven | E5 |  | Codes & Standards Forecast | 0 | 0 | 0 | 0 | 0 | 0 | 0 | 0 | 0 | 0 | 0 | 0 | 0 | 0 | 0 | 0 | 0 | 0 | 0 | 0 | 0 | 0 | 0 | 0 | 0 | 0 | 0 | 0 | 0 | 0 | 0 | 0 | 0
Commercial_Grocery_New_Food Preparation_Natural Gas_Oven_E6_Codes & Standards Forecast | Commercial | Grocery | New | Food Preparation | Natural Gas | Oven | E6 |  | Codes & Standards Forecast | 0 | 0 | 0 | 0 | 0 | 0 | 0 | 0 | 0 | 0 | 0 | 0 | 0 | 0 | 0 | 0 | 0 | 0 | 0 | 0 | 0 | 0 | 0 | 0 | 0 | 0 | 0 | 0 | 0 | 0 | 0 | 0 | 0
Commercial_Grocery_New_Food Preparation_Natural Gas_Oven_E7_Codes & Standards Forecast | Commercial | Grocery | New | Food Preparation | Natural Gas | Oven | E7 |  | Codes & Standards Forecast | 0 | 0 | 0 | 0 | 0 | 0 | 0 | 0 | 0 | 0 | 0 | 0 | 0 | 0 | 0 | 0 | 0 | 0 | 0 | 0 | 0 | 0 | 0 | 0 | 0 | 0 | 0 | 0 | 0 | 0 | 0 | 0 | 0
Commercial_Grocery_New_Food Preparation_Natural Gas_Oven_E8_Codes & Standards Forecast | Commercial | Grocery | New | Food Preparation | Natural Gas | Oven | E8 |  | Codes & Standards Forecast | 0 | 0 | 0 | 0 | 0 | 0 | 0 | 0 | 0 | 0 | 0 | 0 | 0 | 0 | 0 | 0 | 0 | 0 | 0 | 0 | 0 | 0 | 0 | 0 | 0 | 0 | 0 | 0 | 0 | 0 | 0 | 0 | 0
Commercial_Grocery_New_Food Preparation_Natural Gas_Oven_E9_Codes & Standards Forecast | Commercial | Grocery | New | Food Preparation | Natural Gas | Oven | E9 |  | Codes & Standards Forecast | 0 | 0 | 0 | 0 | 0 | 0 | 0 | 0 | 0 | 0 | 0 | 0 | 0 | 0 | 0 | 0 | 0 | 0 | 0 | 0 | 0 | 0 | 0 | 0 | 0 | 0 | 0 | 0 | 0 | 0 | 0 | 0 | 0
Commercial_Grocery_New_Food Preparation_Natural Gas_Oven_E10_Codes & Standards Forecast | Commercial | Grocery | New | Food Preparation | Natural Gas | Oven | E10 |  | Codes & Standards Forecast | 0 | 0 | 0 | 0 | 0 | 0 | 0 | 0 | 0 | 0 | 0 | 0 | 0 | 0 | 0 | 0 | 0 | 0 | 0 | 0 | 0 | 0 | 0 | 0 | 0 | 0 | 0 | 0 | 0 | 0 | 0 | 0 | 0
Commercial_Grocery_New_Food Preparation_Natural Gas_Conveyor Oven_E1_Codes & Standards Forecast | Commercial | Grocery | New | Food Preparation | Natural Gas | Conveyor Oven | E1 |  | Codes & Standards Forecast | 0 | 1260.9234 | 6081.9017 | 3886.7611 | 5012.7608 | 6802.866 | 6358.469 | 5635.5818 | 5068.5167 | 4893.8603 | 4830.0229 | 4782.0376 | 4775.4856 | 4789.1499 | 4818.608 | 4827.4853 | 4828.8046 | 5074.7337 | 6234.3223 | 6721.5938 | 7342.8036 | 8198.005 | 9117.2612 | 10640.1095 | 9904.4989 | 10157.2198 | 10520.8862 | 10216.6276 | 9899.0736 | 9688.7798 | 9629.4737 | 9613.0255 | 6965.5523
Commercial_Grocery_New_Food Preparation_Natural Gas_Conveyor Oven_E2_Codes & Standards Forecast | Commercial | Grocery | New | Food Preparation | Natural Gas | Conveyor Oven | E2 |  | Codes & Standards Forecast | 0 | 0 | 0 | 0 | 0 | 0 | 0 | 0 | 0 | 0 | 0 | 0 | 0 | 0 | 0 | 0 | 0 | 0 | 0 | 0 | 0 | 0 | 0 | 0 | 0 | 0 | 0 | 0 | 0 | 0 | 0 | 0 | 0
Commercial_Grocery_New_Food Preparation_Natural Gas_Conveyor Oven_E3_Codes & Standards Forecast | Commercial | Grocery | New | Food Preparation | Natural Gas | Conveyor Oven | E3 |  | Codes & Standards Forecast | 0 | 0 | 0 | 0 | 0 | 0 | 0 | 0 | 0 | 0 | 0 | 0 | 0 | 0 | 0 | 0 | 0 | 0 | 0 | 0 | 0 | 0 | 0 | 0 | 0 | 0 | 0 | 0 | 0 | 0 | 0 | 0 | 0
Commercial_Grocery_New_Food Preparation_Natural Gas_Conveyor Oven_E4_Codes & Standards Forecast | Commercial | Grocery | New | Food Preparation | Natural Gas | Conveyor Oven | E4 |  | Codes & Standards Forecast | 0 | 0 | 0 | 0 | 0 | 0 | 0 | 0 | 0 | 0 | 0 | 0 | 0 | 0 | 0 | 0 | 0 | 0 | 0 | 0 | 0 | 0 | 0 | 0 | 0 | 0 | 0 | 0 | 0 | 0 | 0 | 0 | 0
Commercial_Grocery_New_Food Preparation_Natural Gas_Conveyor Oven_E5_Codes & Standards Forecast | Commercial | Grocery | New | Food Preparation | Natural Gas | Conveyor Oven | E5 |  | Codes & Standards Forecast | 0 | 0 | 0 | 0 | 0 | 0 | 0 | 0 | 0 | 0 | 0 | 0 | 0 | 0 | 0 | 0 | 0 | 0 | 0 | 0 | 0 | 0 | 0 | 0 | 0 | 0 | 0 | 0 | 0 | 0 | 0 | 0 | 0
Commercial_Grocery_New_Food Preparation_Natural Gas_Conveyor Oven_E6_Codes & Standards Forecast | Commercial | Grocery | New | Food Preparation | Natural Gas | Conveyor Oven | E6 |  | Codes & Standards Forecast | 0 | 0 | 0 | 0 | 0 | 0 | 0 | 0 | 0 | 0 | 0 | 0 | 0 | 0 | 0 | 0 | 0 | 0 | 0 | 0 | 0 | 0 | 0 | 0 | 0 | 0 | 0 | 0 | 0 | 0 | 0 | 0 | 0
Commercial_Grocery_New_Food Preparation_Natural Gas_Conveyor Oven_E7_Codes & Standards Forecast | Commercial | Grocery | New | Food Preparation | Natural Gas | Conveyor Oven | E7 |  | Codes & Standards Forecast | 0 | 0 | 0 | 0 | 0 | 0 | 0 | 0 | 0 | 0 | 0 | 0 | 0 | 0 | 0 | 0 | 0 | 0 | 0 | 0 | 0 | 0 | 0 | 0 | 0 | 0 | 0 | 0 | 0 | 0 | 0 | 0 | 0
Commercial_Grocery_New_Food Preparation_Natural Gas_Conveyor Oven_E8_Codes & Standards Forecast | Commercial | Grocery | New | Food Preparation | Natural Gas | Conveyor Oven | E8 |  | Codes & Standards Forecast | 0 | 0 | 0 | 0 | 0 | 0 | 0 | 0 | 0 | 0 | 0 | 0 | 0 | 0 | 0 | 0 | 0 | 0 | 0 | 0 | 0 | 0 | 0 | 0 | 0 | 0 | 0 | 0 | 0 | 0 | 0 | 0 | 0
Commercial_Grocery_New_Food Preparation_Natural Gas_Conveyor Oven_E9_Codes & Standards Forecast | Commercial | Grocery | New | Food Preparation | Natural Gas | Conveyor Oven | E9 |  | Codes & Standards Forecast | 0 | 0 | 0 | 0 | 0 | 0 | 0 | 0 | 0 | 0 | 0 | 0 | 0 | 0 | 0 | 0 | 0 | 0 | 0 | 0 | 0 | 0 | 0 | 0 | 0 | 0 | 0 | 0 | 0 | 0 | 0 | 0 | 0
Commercial_Grocery_New_Food Preparation_Natural Gas_Conveyor Oven_E10_Codes & Standards Forecast | Commercial | Grocery | New | Food Preparation | Natural Gas | Conveyor Oven | E10 |  | Codes & Standards Forecast | 0 | 0 | 0 | 0 | 0 | 0 | 0 | 0 | 0 | 0 | 0 | 0 | 0 | 0 | 0 | 0 | 0 | 0 | 0 | 0 | 0 | 0 | 0 | 0 | 0 | 0 | 0 | 0 | 0 | 0 | 0 | 0 | 0
Commercial_Grocery_New_Food Preparation_Natural Gas_Double Rack Oven_E1_Codes & Standards Forecast | Commercial | Grocery | New | Food Preparation | Natural Gas | Double Rack Oven | E1 |  | Codes & Standards Forecast | 0 | 1260.9234 | 6081.9017 | 3886.7611 | 5012.7608 | 6802.866 | 6358.469 | 5635.5818 | 5068.5167 | 4893.8603 | 4830.0229 | 4782.0376 | 5027.6703 | 6207.2779 | 6730.4626 | 7359.5212 | 8215.0065 | 9133.7479 | 10656.0602 | 9919.8923 | 10172.8363 | 10536.7279 | 10225.9138 | 9952.1582 | 10008.6803 | 10266.9262 | 10628.551 | 11093.2702 | 11725.9318 | 12781.5282 | 13306.8642 | 13805.6466 | 11698.0732
Commercial_Grocery_New_Food Preparation_Natural Gas_Double Rack Oven_E2_Codes & Standards Forecast | Commercial | Grocery | New | Food Preparation | Natural Gas | Double Rack Oven | E2 |  | Codes & Standards Forecast | 0 | 0 | 0 | 0 | 0 | 0 | 0 | 0 | 0 | 0 | 0 | 0 | 0 | 0 | 0 | 0 | 0 | 0 | 0 | 0 | 0 | 0 | 0 | 0 | 0 | 0 | 0 | 0 | 0 | 0 | 0 | 0 | 0
Commercial_Grocery_New_Food Preparation_Natural Gas_Double Rack Oven_E3_Codes & Standards Forecast | Commercial | Grocery | New | Food Preparation | Natural Gas | Double Rack Oven | E3 |  | Codes & Standards Forecast | 0 | 0 | 0 | 0 | 0 | 0 | 0 | 0 | 0 | 0 | 0 | 0 | 0 | 0 | 0 | 0 | 0 | 0 | 0 | 0 | 0 | 0 | 0 | 0 | 0 | 0 | 0 | 0 | 0 | 0 | 0 | 0 | 0
Commercial_Grocery_New_Food Preparation_Natural Gas_Double Rack Oven_E4_Codes & Standards Forecast | Commercial | Grocery | New | Food Preparation | Natural Gas | Double Rack Oven | E4 |  | Codes & Standards Forecast | 0 | 0 | 0 | 0 | 0 | 0 | 0 | 0 | 0 | 0 | 0 | 0 | 0 | 0 | 0 | 0 | 0 | 0 | 0 | 0 | 0 | 0 | 0 | 0 | 0 | 0 | 0 | 0 | 0 | 0 | 0 | 0 | 0
Commercial_Grocery_New_Food Preparation_Natural Gas_Double Rack Oven_E5_Codes & Standards Forecast | Commercial | Grocery | New | Food Preparation | Natural Gas | Double Rack Oven | E5 |  | Codes & Standards Forecast | 0 | 0 | 0 | 0 | 0 | 0 | 0 | 0 | 0 | 0 | 0 | 0 | 0 | 0 | 0 | 0 | 0 | 0 | 0 | 0 | 0 | 0 | 0 | 0 | 0 | 0 | 0 | 0 | 0 | 0 | 0 | 0 | 0
Commercial_Grocery_New_Food Preparation_Natural Gas_Double Rack Oven_E6_Codes & Standards Forecast | Commercial | Grocery | New | Food Preparation | Natural Gas | Double Rack Oven | E6 |  | Codes & Standards Forecast | 0 | 0 | 0 | 0 | 0 | 0 | 0 | 0 | 0 | 0 | 0 | 0 | 0 | 0 | 0 | 0 | 0 | 0 | 0 | 0 | 0 | 0 | 0 | 0 | 0 | 0 | 0 | 0 | 0 | 0 | 0 | 0 | 0
Commercial_Grocery_New_Food Preparation_Natural Gas_Double Rack Oven_E7_Codes & Standards Forecast | Commercial | Grocery | New | Food Preparation | Natural Gas | Double Rack Oven | E7 |  | Codes & Standards Forecast | 0 | 0 | 0 | 0 | 0 | 0 | 0 | 0 | 0 | 0 | 0 | 0 | 0 | 0 | 0 | 0 | 0 | 0 | 0 | 0 | 0 | 0 | 0 | 0 | 0 | 0 | 0 | 0 | 0 | 0 | 0 | 0 | 0
Commercial_Grocery_New_Food Preparation_Natural Gas_Double Rack Oven_E8_Codes & Standards Forecast | Commercial | Grocery | New | Food Preparation | Natural Gas | Double Rack Oven | E8 |  | Codes & Standards Forecast | 0 | 0 | 0 | 0 | 0 | 0 | 0 | 0 | 0 | 0 | 0 | 0 | 0 | 0 | 0 | 0 | 0 | 0 | 0 | 0 | 0 | 0 | 0 | 0 | 0 | 0 | 0 | 0 | 0 | 0 | 0 | 0 | 0
Commercial_Grocery_New_Food Preparation_Natural Gas_Double Rack Oven_E9_Codes & Standards Forecast | Commercial | Grocery | New | Food Preparation | Natural Gas | Double Rack Oven | E9 |  | Codes & Standards Forecast | 0 | 0 | 0 | 0 | 0 | 0 | 0 | 0 | 0 | 0 | 0 | 0 | 0 | 0 | 0 | 0 | 0 | 0 | 0 | 0 | 0 | 0 | 0 | 0 | 0 | 0 | 0 | 0 | 0 | 0 | 0 | 0 | 0
Commercial_Grocery_New_Food Preparation_Natural Gas_Double Rack Oven_E10_Codes & Standards Forecast | Commercial | Grocery | New | Food Preparation | Natural Gas | Double Rack Oven | E10 |  | Codes & Standards Forecast | 0 | 0 | 0 | 0 | 0 | 0 | 0 | 0 | 0 | 0 | 0 | 0 | 0 | 0 | 0 | 0 | 0 | 0 | 0 | 0 | 0 | 0 | 0 | 0 | 0 | 0 | 0 | 0 | 0 | 0 | 0 | 0 | 0
Commercial_Grocery_New_Food Preparation_Natural Gas_Fryer_E1_Codes & Standards Forecast | Commercial | Grocery | New | Food Preparation | Natural Gas | Fryer | E1 |  | Codes & Standards Forecast | 0 | 5043.6935 | 24327.6066 | 0 | 0 | 0 | 0 | 0 | 0 | 0 | 0 | 0 | 0 | 0 | 0 | 0 | 0 | 0 | 0 | 0 | 0 | 0 | 0 | 0 | 0 | 0 | 0 | 0 | 0 | 0 | 0 | 0 | 0
Commercial_Grocery_New_Food Preparation_Natural Gas_Fryer_E2_Codes & Standards Forecast | Commercial | Grocery | New | Food Preparation | Natural Gas | Fryer | E2 |  | Codes & Standards Forecast | 0 | 0 | 0 | 15547.0445 | 20051.043 | 27211.4639 | 26694.7992 | 29569.9214 | 29431.5235 | 31456.2944 | 36230.4895 | 43060.8117 | 42360.2504 | 45027.0312 | 48240.5307 | 49969.5306 | 53757.3935 | 55679.0476 | 58293.6611 | 61703.6912 | 65204.8717 | 66991.665 | 69585.1906 | 72307.6736 | 74843.6299 | 78130.3855 | 80600.1148 | 83266.0647 | 86135.738 | 88944.4514 | 91466.6869 | 94168.0859 | 86336.4554
Commercial_Grocery_New_Food Preparation_Natural Gas_Fryer_E3_Codes & Standards Forecast | Commercial | Grocery | New | Food Preparation | Natural Gas | Fryer | E3 |  | Codes & Standards Forecast | 0 | 0 | 0 | 0 | 0 | 0 | 0 | 0 | 0 | 0 | 0 | 0 | 0 | 0 | 0 | 0 | 0 | 0 | 0 | 0 | 0 | 0 | 0 | 0 | 0 | 0 | 0 | 0 | 0 | 0 | 0 | 0 | 0
Commercial_Grocery_New_Food Preparation_Natural Gas_Fryer_E4_Codes & Standards Forecast | Commercial | Grocery | New | Food Preparation | Natural Gas | Fryer | E4 |  | Codes & Standards Forecast | 0 | 0 | 0 | 0 | 0 | 0 | 0 | 0 | 0 | 0 | 0 | 0 | 0 | 0 | 0 | 0 | 0 | 0 | 0 | 0 | 0 | 0 | 0 | 0 | 0 | 0 | 0 | 0 | 0 | 0 | 0 | 0 | 0
Commercial_Grocery_New_Food Preparation_Natural Gas_Fryer_E5_Codes & Standards Forecast | Commercial | Grocery | New | Food Preparation | Natural Gas | Fryer | E5 |  | Codes & Standards Forecast | 0 | 0 | 0 | 0 | 0 | 0 | 0 | 0 | 0 | 0 | 0 | 0 | 0 | 0 | 0 | 0 | 0 | 0 | 0 | 0 | 0 | 0 | 0 | 0 | 0 | 0 | 0 | 0 | 0 | 0 | 0 | 0 | 0
Commercial_Grocery_New_Food Preparation_Natural Gas_Fryer_E6_Codes & Standards Forecast | Commercial | Grocery | New | Food Preparation | Natural Gas | Fryer | E6 |  | Codes & Standards Forecast | 0 | 0 | 0 | 0 | 0 | 0 | 0 | 0 | 0 | 0 | 0 | 0 | 0 | 0 | 0 | 0 | 0 | 0 | 0 | 0 | 0 | 0 | 0 | 0 | 0 | 0 | 0 | 0 | 0 | 0 | 0 | 0 | 0
Commercial_Grocery_New_Food Preparation_Natural Gas_Fryer_E7_Codes & Standards Forecast | Commercial | Grocery | New | Food Preparation | Natural Gas | Fryer | E7 |  | Codes & Standards Forecast | 0 | 0 | 0 | 0 | 0 | 0 | 0 | 0 | 0 | 0 | 0 | 0 | 0 | 0 | 0 | 0 | 0 | 0 | 0 | 0 | 0 | 0 | 0 | 0 | 0 | 0 | 0 | 0 | 0 | 0 | 0 | 0 | 0
Commercial_Grocery_New_Food Preparation_Natural Gas_Fryer_E8_Codes & Standards Forecast | Commercial | Grocery | New | Food Preparation | Natural Gas | Fryer | E8 |  | Codes & Standards Forecast | 0 | 0 | 0 | 0 | 0 | 0 | 0 | 0 | 0 | 0 | 0 | 0 | 0 | 0 | 0 | 0 | 0 | 0 | 0 | 0 | 0 | 0 | 0 | 0 | 0 | 0 | 0 | 0 | 0 | 0 | 0 | 0 | 0
Commercial_Grocery_New_Food Preparation_Natural Gas_Fryer_E9_Codes & Standards Forecast | Commercial | Grocery | New | Food Preparation | Natural Gas | Fryer | E9 |  | Codes & Standards Forecast | 0 | 0 | 0 | 0 | 0 | 0 | 0 | 0 | 0 | 0 | 0 | 0 | 0 | 0 | 0 | 0 | 0 | 0 | 0 | 0 | 0 | 0 | 0 | 0 | 0 | 0 | 0 | 0 | 0 | 0 | 0 | 0 | 0
Commercial_Grocery_New_Food Preparation_Natural Gas_Fryer_E10_Codes & Standards Forecast | Commercial | Grocery | New | Food Preparation | Natural Gas | Fryer | E10 |  | Codes & Standards Forecast | 0 | 0 | 0 | 0 | 0 | 0 | 0 | 0 | 0 | 0 | 0 | 0 | 0 | 0 | 0 | 0 | 0 | 0 | 0 | 0 | 0 | 0 | 0 | 0 | 0 | 0 | 0 | 0 | 0 | 0 | 0 | 0 | 0
Commercial_Grocery_New_Food Preparation_Natural Gas_Broiler_E1_Codes & Standards Forecast | Commercial | Grocery | New | Food Preparation | Natural Gas | Broiler | E1 |  | Codes & Standards Forecast | 0 | 0 | 0 | 0 | 0 | 0 | 0 | 0 | 0 | 0 | 0 | 0 | 0 | 0 | 0 | 0 | 0 | 0 | 0 | 0 | 0 | 0 | 0 | 0 | 0 | 0 | 0 | 0 | 0 | 0 | 0 | 0 | 0
Commercial_Grocery_New_Food Preparation_Natural Gas_Broiler_E2_Codes & Standards Forecast | Commercial | Grocery | New | Food Preparation | Natural Gas | Broiler | E2 |  | Codes & Standards Forecast | 0 | 0 | 0 | 0 | 0 | 0 | 0 | 0 | 0 | 0 | 0 | 0 | 0 | 0 | 0 | 0 | 0 | 0 | 0 | 0 | 0 | 0 | 0 | 0 | 0 | 0 | 0 | 0 | 0 | 0 | 0 | 0 | 0
Commercial_Grocery_New_Food Preparation_Natural Gas_Broiler_E3_Codes & Standards Forecast | Commercial | Grocery | New | Food Preparation | Natural Gas | Broiler | E3 |  | Codes & Standards Forecast | 0 | 0 | 0 | 0 | 0 | 0 | 0 | 0 | 0 | 0 | 0 | 0 | 0 | 0 | 0 | 0 | 0 | 0 | 0 | 0 | 0 | 0 | 0 | 0 | 0 | 0 | 0 | 0 | 0 | 0 | 0 | 0 | 0
Commercial_Grocery_New_Food Preparation_Natural Gas_Broiler_E4_Codes & Standards Forecast | Commercial | Grocery | New | Food Preparation | Natural Gas | Broiler | E4 |  | Codes & Standards Forecast | 0 | 0 | 0 | 0 | 0 | 0 | 0 | 0 | 0 | 0 | 0 | 0 | 0 | 0 | 0 | 0 | 0 | 0 | 0 | 0 | 0 | 0 | 0 | 0 | 0 | 0 | 0 | 0 | 0 | 0 | 0 | 0 | 0
Commercial_Grocery_New_Food Preparation_Natural Gas_Broiler_E5_Codes & Standards Forecast | Commercial | Grocery | New | Food Preparation | Natural Gas | Broiler | E5 |  | Codes & Standards Forecast | 0 | 0 | 0 | 0 | 0 | 0 | 0 | 0 | 0 | 0 | 0 | 0 | 0 | 0 | 0 | 0 | 0 | 0 | 0 | 0 | 0 | 0 | 0 | 0 | 0 | 0 | 0 | 0 | 0 | 0 | 0 | 0 | 0
Commercial_Grocery_New_Food Preparation_Natural Gas_Broiler_E6_Codes & Standards Forecast | Commercial | Grocery | New | Food Preparation | Natural Gas | Broiler | E6 |  | Codes & Standards Forecast | 0 | 0 | 0 | 0 | 0 | 0 | 0 | 0 | 0 | 0 | 0 | 0 | 0 | 0 | 0 | 0 | 0 | 0 | 0 | 0 | 0 | 0 | 0 | 0 | 0 | 0 | 0 | 0 | 0 | 0 | 0 | 0 | 0
Commercial_Grocery_New_Food Preparation_Natural Gas_Broiler_E7_Codes & Standards Forecast | Commercial | Grocery | New | Food Preparation | Natural Gas | Broiler | E7 |  | Codes & Standards Forecast | 0 | 0 | 0 | 0 | 0 | 0 | 0 | 0 | 0 | 0 | 0 | 0 | 0 | 0 | 0 | 0 | 0 | 0 | 0 | 0 | 0 | 0 | 0 | 0 | 0 | 0 | 0 | 0 | 0 | 0 | 0 | 0 | 0
Commercial_Grocery_New_Food Preparation_Natural Gas_Broiler_E8_Codes & Standards Forecast | Commercial | Grocery | New | Food Preparation | Natural Gas | Broiler | E8 |  | Codes & Standards Forecast | 0 | 0 | 0 | 0 | 0 | 0 | 0 | 0 | 0 | 0 | 0 | 0 | 0 | 0 | 0 | 0 | 0 | 0 | 0 | 0 | 0 | 0 | 0 | 0 | 0 | 0 | 0 | 0 | 0 | 0 | 0 | 0 | 0
Commercial_Grocery_New_Food Preparation_Natural Gas_Broiler_E9_Codes & Standards Forecast | Commercial | Grocery | New | Food Preparation | Natural Gas | Broiler | E9 |  | Codes & Standards Forecast | 0 | 0 | 0 | 0 | 0 | 0 | 0 | 0 | 0 | 0 | 0 | 0 | 0 | 0 | 0 | 0 | 0 | 0 | 0 | 0 | 0 | 0 | 0 | 0 | 0 | 0 | 0 | 0 | 0 | 0 | 0 | 0 | 0
Commercial_Grocery_New_Food Preparation_Natural Gas_Broiler_E10_Codes & Standards Forecast | Commercial | Grocery | New | Food Preparation | Natural Gas | Broiler | E10 |  | Codes & Standards Forecast | 0 | 0 | 0 | 0 | 0 | 0 | 0 | 0 | 0 | 0 | 0 | 0 | 0 | 0 | 0 | 0 | 0 | 0 | 0 | 0 | 0 | 0 | 0 | 0 | 0 | 0 | 0 | 0 | 0 | 0 | 0 | 0 | 0
Commercial_Grocery_New_Food Preparation_Natural Gas_Griddle_E1_Codes & Standards Forecast | Commercial | Grocery | New | Food Preparation | Natural Gas | Griddle | E1 |  | Codes & Standards Forecast | 0 | 5043.6935 | 24327.6066 | 15547.0445 | 20051.043 | 27211.4639 | 25433.8759 | 22542.3273 | 20274.0668 | 19575.441 | 19320.0915 | 19128.1504 | 20110.6812 | 24829.1118 | 26921.8506 | 29438.0846 | 32860.0261 | 36534.9915 | 42624.2409 | 39679.5693 | 40691.3452 | 42146.9117 | 40903.6551 | 39808.6326 | 40034.721 | 41067.7048 | 42514.204 | 44373.0809 | 46903.7273 | 51126.1129 | 53227.4566 | 55222.5863 | 46792.2928
Commercial_Grocery_New_Food Preparation_Natural Gas_Griddle_E2_Codes & Standards Forecast | Commercial | Grocery | New | Food Preparation | Natural Gas | Griddle | E2 |  | Codes & Standards Forecast | 0 | 0 | 0 | 0 | 0 | 0 | 0 | 0 | 0 | 0 | 0 | 0 | 0 | 0 | 0 | 0 | 0 | 0 | 0 | 0 | 0 | 0 | 0 | 0 | 0 | 0 | 0 | 0 | 0 | 0 | 0 | 0 | 0
Commercial_Grocery_New_Food Preparation_Natural Gas_Griddle_E3_Codes & Standards Forecast | Commercial | Grocery | New | Food Preparation | Natural Gas | Griddle | E3 |  | Codes & Standards Forecast | 0 | 0 | 0 | 0 | 0 | 0 | 0 | 0 | 0 | 0 | 0 | 0 | 0 | 0 | 0 | 0 | 0 | 0 | 0 | 0 | 0 | 0 | 0 | 0 | 0 | 0 | 0 | 0 | 0 | 0 | 0 | 0 | 0
Commercial_Grocery_New_Food Preparation_Natural Gas_Griddle_E4_Codes & Standards Forecast | Commercial | Grocery | New | Food Preparation | Natural Gas | Griddle | E4 |  | Codes & Standards Forecast | 0 | 0 | 0 | 0 | 0 | 0 | 0 | 0 | 0 | 0 | 0 | 0 | 0 | 0 | 0 | 0 | 0 | 0 | 0 | 0 | 0 | 0 | 0 | 0 | 0 | 0 | 0 | 0 | 0 | 0 | 0 | 0 | 0
Commercial_Grocery_New_Food Preparation_Natural Gas_Griddle_E5_Codes & Standards Forecast | Commercial | Grocery | New | Food Preparation | Natural Gas | Griddle | E5 |  | Codes & Standards Forecast | 0 | 0 | 0 | 0 | 0 | 0 | 0 | 0 | 0 | 0 | 0 | 0 | 0 | 0 | 0 | 0 | 0 | 0 | 0 | 0 | 0 | 0 | 0 | 0 | 0 | 0 | 0 | 0 | 0 | 0 | 0 | 0 | 0
Commercial_Grocery_New_Food Preparation_Natural Gas_Griddle_E6_Codes & Standards Forecast | Commercial | Grocery | New | Food Preparation | Natural Gas | Griddle | E6 |  | Codes & Standards Forecast | 0 | 0 | 0 | 0 | 0 | 0 | 0 | 0 | 0 | 0 | 0 | 0 | 0 | 0 | 0 | 0 | 0 | 0 | 0 | 0 | 0 | 0 | 0 | 0 | 0 | 0 | 0 | 0 | 0 | 0 | 0 | 0 | 0
Commercial_Grocery_New_Food Preparation_Natural Gas_Griddle_E7_Codes & Standards Forecast | Commercial | Grocery | New | Food Preparation | Natural Gas | Griddle | E7 |  | Codes & Standards Forecast | 0 | 0 | 0 | 0 | 0 | 0 | 0 | 0 | 0 | 0 | 0 | 0 | 0 | 0 | 0 | 0 | 0 | 0 | 0 | 0 | 0 | 0 | 0 | 0 | 0 | 0 | 0 | 0 | 0 | 0 | 0 | 0 | 0
Commercial_Grocery_New_Food Preparation_Natural Gas_Griddle_E8_Codes & Standards Forecast | Commercial | Grocery | New | Food Preparation | Natural Gas | Griddle | E8 |  | Codes & Standards Forecast | 0 | 0 | 0 | 0 | 0 | 0 | 0 | 0 | 0 | 0 | 0 | 0 | 0 | 0 | 0 | 0 | 0 | 0 | 0 | 0 | 0 | 0 | 0 | 0 | 0 | 0 | 0 | 0 | 0 | 0 | 0 | 0 | 0
Commercial_Grocery_New_Food Preparation_Natural Gas_Griddle_E9_Codes & Standards Forecast | Commercial | Grocery | New | Food Preparation | Natural Gas | Griddle | E9 |  | Codes & Standards Forecast | 0 | 0 | 0 | 0 | 0 | 0 | 0 | 0 | 0 | 0 | 0 | 0 | 0 | 0 | 0 | 0 | 0 | 0 | 0 | 0 | 0 | 0 | 0 | 0 | 0 | 0 | 0 | 0 | 0 | 0 | 0 | 0 | 0
Commercial_Grocery_New_Food Preparation_Natural Gas_Griddle_E10_Codes & Standards Forecast | Commercial | Grocery | New | Food Preparation | Natural Gas | Griddle | E10 |  | Codes & Standards Forecast | 0 | 0 | 0 | 0 | 0 | 0 | 0 | 0 | 0 | 0 | 0 | 0 | 0 | 0 | 0 | 0 | 0 | 0 | 0 | 0 | 0 | 0 | 0 | 0 | 0 | 0 | 0 | 0 | 0 | 0 | 0 | 0 | 0
Commercial_Grocery_New_Food Preparation_Natural Gas_Range_E1_Codes & Standards Forecast | Commercial | Grocery | New | Food Preparation | Natural Gas | Range | E1 |  | Codes & Standards Forecast | 0 | 5043.6935 | 24327.6066 | 15547.0445 | 20051.043 | 27211.4639 | 25433.8759 | 22542.3273 | 20274.0668 | 19575.441 | 20328.8301 | 24800.6627 | 26749.3613 | 29284.7431 | 32819.2395 | 36554.7363 | 42674.6822 | 39730.8089 | 40713.0517 | 42340.4037 | 42218.3768 | 42219.3274 | 42864.2794 | 44493.7053 | 46920.0113 | 51081.908 | 53161.8895 | 55176.7857 | 57376.7561 | 59165.6929 | 61222.7804 | 60622.0978 | 50941.7084
Commercial_Grocery_New_Food Preparation_Natural Gas_Range_E2_Codes & Standards Forecast | Commercial | Grocery | New | Food Preparation | Natural Gas | Range | E2 |  | Codes & Standards Forecast | 0 | 0 | 0 | 0 | 0 | 0 | 0 | 0 | 0 | 0 | 0 | 0 | 0 | 0 | 0 | 0 | 0 | 0 | 0 | 0 | 0 | 0 | 0 | 0 | 0 | 0 | 0 | 0 | 0 | 0 | 0 | 0 | 0
Commercial_Grocery_New_Food Preparation_Natural Gas_Range_E3_Codes & Standards Forecast | Commercial | Grocery | New | Food Preparation | Natural Gas | Range | E3 |  | Codes & Standards Forecast | 0 | 0 | 0 | 0 | 0 | 0 | 0 | 0 | 0 | 0 | 0 | 0 | 0 | 0 | 0 | 0 | 0 | 0 | 0 | 0 | 0 | 0 | 0 | 0 | 0 | 0 | 0 | 0 | 0 | 0 | 0 | 0 | 0
Commercial_Grocery_New_Food Preparation_Natural Gas_Range_E4_Codes & Standards Forecast | Commercial | Grocery | New | Food Preparation | Natural Gas | Range | E4 |  | Codes & Standards Forecast | 0 | 0 | 0 | 0 | 0 | 0 | 0 | 0 | 0 | 0 | 0 | 0 | 0 | 0 | 0 | 0 | 0 | 0 | 0 | 0 | 0 | 0 | 0 | 0 | 0 | 0 | 0 | 0 | 0 | 0 | 0 | 0 | 0
Commercial_Grocery_New_Food Preparation_Natural Gas_Range_E5_Codes & Standards Forecast | Commercial | Grocery | New | Food Preparation | Natural Gas | Range | E5 |  | Codes & Standards Forecast | 0 | 0 | 0 | 0 | 0 | 0 | 0 | 0 | 0 | 0 | 0 | 0 | 0 | 0 | 0 | 0 | 0 | 0 | 0 | 0 | 0 | 0 | 0 | 0 | 0 | 0 | 0 | 0 | 0 | 0 | 0 | 0 | 0
Commercial_Grocery_New_Food Preparation_Natural Gas_Range_E6_Codes & Standards Forecast | Commercial | Grocery | New | Food Preparation | Natural Gas | Range | E6 |  | Codes & Standards Forecast | 0 | 0 | 0 | 0 | 0 | 0 | 0 | 0 | 0 | 0 | 0 | 0 | 0 | 0 | 0 | 0 | 0 | 0 | 0 | 0 | 0 | 0 | 0 | 0 | 0 | 0 | 0 | 0 | 0 | 0 | 0 | 0 | 0
Commercial_Grocery_New_Food Preparation_Natural Gas_Range_E7_Codes & Standards Forecast | Commercial | Grocery | New | Food Preparation | Natural Gas | Range | E7 |  | Codes & Standards Forecast | 0 | 0 | 0 | 0 | 0 | 0 | 0 | 0 | 0 | 0 | 0 | 0 | 0 | 0 | 0 | 0 | 0 | 0 | 0 | 0 | 0 | 0 | 0 | 0 | 0 | 0 | 0 | 0 | 0 | 0 | 0 | 0 | 0
Commercial_Grocery_New_Food Preparation_Natural Gas_Range_E8_Codes & Standards Forecast | Commercial | Grocery | New | Food Preparation | Natural Gas | Range | E8 |  | Codes & Standards Forecast | 0 | 0 | 0 | 0 | 0 | 0 | 0 | 0 | 0 | 0 | 0 | 0 | 0 | 0 | 0 | 0 | 0 | 0 | 0 | 0 | 0 | 0 | 0 | 0 | 0 | 0 | 0 | 0 | 0 | 0 | 0 | 0 | 0
Commercial_Grocery_New_Food Preparation_Natural Gas_Range_E9_Codes & Standards Forecast | Commercial | Grocery | New | Food Preparation | Natural Gas | Range | E9 |  | Codes & Standards Forecast | 0 | 0 | 0 | 0 | 0 | 0 | 0 | 0 | 0 | 0 | 0 | 0 | 0 | 0 | 0 | 0 | 0 | 0 | 0 | 0 | 0 | 0 | 0 | 0 | 0 | 0 | 0 | 0 | 0 | 0 | 0 | 0 | 0
Commercial_Grocery_New_Food Preparation_Natural Gas_Range_E10_Codes & Standards Forecast | Commercial | Grocery | New | Food Preparation | Natural Gas | Range | E10 |  | Codes & Standards Forecast | 0 | 0 | 0 | 0 | 0 | 0 | 0 | 0 | 0 | 0 | 0 | 0 | 0 | 0 | 0 | 0 | 0 | 0 | 0 | 0 | 0 | 0 | 0 | 0 | 0 | 0 | 0 | 0 | 0 | 0 | 0 | 0 | 0
Commercial_Grocery_New_Food Preparation_Natural Gas_Steamer_E1_Codes & Standards Forecast | Commercial | Grocery | New | Food Preparation | Natural Gas | Steamer | E1 |  | Codes & Standards Forecast | 0 | 247.8434 | 1195.4408 | 0 | 0 | 0 | 0 | 0 | 0 | 0 | 0 | 0 | 0 | 0 | 0 | 0 | 0 | 0 | 0 | 0 | 0 | 0 | 0 | 0 | 0 | 0 | 0 | 0 | 0 | 0 | 0 | 0 | 0
Commercial_Grocery_New_Food Preparation_Natural Gas_Steamer_E2_Codes & Standards Forecast | Commercial | Grocery | New | Food Preparation | Natural Gas | Steamer | E2 |  | Codes & Standards Forecast | 0 | 0 | 0 | 763.9704 | 985.2936 | 1337.1514 | 1249.8021 | 1107.7135 | 996.2528 | 961.9229 | 976.9133 | 1097.2484 | 1163.3679 | 1250.5627 | 1370.5673 | 1464.1307 | 1530.2188 | 1575.1192 | 1611.0601 | 1720.8371 | 2048.6038 | 1922.6437 | 2020.0835 | 2160.0874 | 2159.5365 | 2150.7219 | 2157.326 | 2190.9604 | 2248.2619 | 2368.0744 | 2443.9022 | 2528.6406 | 2110.9468
Commercial_Grocery_New_Food Preparation_Natural Gas_Steamer_E3_Codes & Standards Forecast | Commercial | Grocery | New | Food Preparation | Natural Gas | Steamer | E3 |  | Codes & Standards Forecast | 0 | 0 | 0 | 0 | 0 | 0 | 0 | 0 | 0 | 0 | 0 | 0 | 0 | 0 | 0 | 0 | 0 | 0 | 0 | 0 | 0 | 0 | 0 | 0 | 0 | 0 | 0 | 0 | 0 | 0 | 0 | 0 | 0
Commercial_Grocery_New_Food Preparation_Natural Gas_Steamer_E4_Codes & Standards Forecast | Commercial | Grocery | New | Food Preparation | Natural Gas | Steamer | E4 |  | Codes & Standards Forecast | 0 | 0 | 0 | 0 | 0 | 0 | 0 | 0 | 0 | 0 | 0 | 0 | 0 | 0 | 0 | 0 | 0 | 0 | 0 | 0 | 0 | 0 | 0 | 0 | 0 | 0 | 0 | 0 | 0 | 0 | 0 | 0 | 0
Commercial_Grocery_New_Food Preparation_Natural Gas_Steamer_E5_Codes & Standards Forecast | Commercial | Grocery | New | Food Preparation | Natural Gas | Steamer | E5 |  | Codes & Standards Forecast | 0 | 0 | 0 | 0 | 0 | 0 | 0 | 0 | 0 | 0 | 0 | 0 | 0 | 0 | 0 | 0 | 0 | 0 | 0 | 0 | 0 | 0 | 0 | 0 | 0 | 0 | 0 | 0 | 0 | 0 | 0 | 0 | 0
Commercial_Grocery_New_Food Preparation_Natural Gas_Steamer_E6_Codes & Standards Forecast | Commercial | Grocery | New | Food Preparation | Natural Gas | Steamer | E6 |  | Codes & Standards Forecast | 0 | 0 | 0 | 0 | 0 | 0 | 0 | 0 | 0 | 0 | 0 | 0 | 0 | 0 | 0 | 0 | 0 | 0 | 0 | 0 | 0 | 0 | 0 | 0 | 0 | 0 | 0 | 0 | 0 | 0 | 0 | 0 | 0
Commercial_Grocery_New_Food Preparation_Natural Gas_Steamer_E7_Codes & Standards Forecast | Commercial | Grocery | New | Food Preparation | Natural Gas | Steamer | E7 |  | Codes & Standards Forecast | 0 | 0 | 0 | 0 | 0 | 0 | 0 | 0 | 0 | 0 | 0 | 0 | 0 | 0 | 0 | 0 | 0 | 0 | 0 | 0 | 0 | 0 | 0 | 0 | 0 | 0 | 0 | 0 | 0 | 0 | 0 | 0 | 0
Commercial_Grocery_New_Food Preparation_Natural Gas_Steamer_E8_Codes & Standards Forecast | Commercial | Grocery | New | Food Preparation | Natural Gas | Steamer | E8 |  | Codes & Standards Forecast | 0 | 0 | 0 | 0 | 0 | 0 | 0 | 0 | 0 | 0 | 0 | 0 | 0 | 0 | 0 | 0 | 0 | 0 | 0 | 0 | 0 | 0 | 0 | 0 | 0 | 0 | 0 | 0 | 0 | 0 | 0 | 0 | 0
Commercial_Grocery_New_Food Preparation_Natural Gas_Steamer_E9_Codes & Standards Forecast | Commercial | Grocery | New | Food Preparation | Natural Gas | Steamer | E9 |  | Codes & Standards Forecast | 0 | 0 | 0 | 0 | 0 | 0 | 0 | 0 | 0 | 0 | 0 | 0 | 0 | 0 | 0 | 0 | 0 | 0 | 0 | 0 | 0 | 0 | 0 | 0 | 0 | 0 | 0 | 0 | 0 | 0 | 0 | 0 | 0
Commercial_Grocery_New_Food Preparation_Natural Gas_Steamer_E10_Codes & Standards Forecast | Commercial | Grocery | New | Food Preparation | Natural Gas | Steamer | E10 |  | Codes & Standards Forecast | 0 | 0 | 0 | 0 | 0 | 0 | 0 | 0 | 0 | 0 | 0 | 0 | 0 | 0 | 0 | 0 | 0 | 0 | 0 | 0 | 0 | 0 | 0 | 0 | 0 | 0 | 0 | 0 | 0 | 0 | 0 | 0 | 0
Commercial_Grocery_New_Food Preparation_Natural Gas_Food Prep Other_E1_Codes & Standards Forecast | Commercial | Grocery | New | Food Preparation | Natural Gas | Food Prep Other | E1 |  | Codes & Standards Forecast | 0 | 0 | 0 | 0 | 0 | 0 | 0 | 0 | 0 | 0 | 0 | 0 | 0 | 0 | 0 | 0 | 0 | 0 | 0 | 0 | 0 | 0 | 0 | 0 | 0 | 0 | 0 | 0 | 0 | 0 | 0 | 0 | 0
Commercial_Grocery_New_Food Preparation_Natural Gas_Food Prep Other_E2_Codes & Standards Forecast | Commercial | Grocery | New | Food Preparation | Natural Gas | Food Prep Other | E2 |  | Codes & Standards Forecast | 0 | 0 | 0 | 0 | 0 | 0 | 0 | 0 | 0 | 0 | 0 | 0 | 0 | 0 | 0 | 0 | 0 | 0 | 0 | 0 | 0 | 0 | 0 | 0 | 0 | 0 | 0 | 0 | 0 | 0 | 0 | 0 | 0
Commercial_Grocery_New_Food Preparation_Natural Gas_Food Prep Other_E3_Codes & Standards Forecast | Commercial | Grocery | New | Food Preparation | Natural Gas | Food Prep Other | E3 |  | Codes & Standards Forecast | 0 | 0 | 0 | 0 | 0 | 0 | 0 | 0 | 0 | 0 | 0 | 0 | 0 | 0 | 0 | 0 | 0 | 0 | 0 | 0 | 0 | 0 | 0 | 0 | 0 | 0 | 0 | 0 | 0 | 0 | 0 | 0 | 0
Commercial_Grocery_New_Food Preparation_Natural Gas_Food Prep Other_E4_Codes & Standards Forecast | Commercial | Grocery | New | Food Preparation | Natural Gas | Food Prep Other | E4 |  | Codes & Standards Forecast | 0 | 0 | 0 | 0 | 0 | 0 | 0 | 0 | 0 | 0 | 0 | 0 | 0 | 0 | 0 | 0 | 0 | 0 | 0 | 0 | 0 | 0 | 0 | 0 | 0 | 0 | 0 | 0 | 0 | 0 | 0 | 0 | 0
Commercial_Grocery_New_Food Preparation_Natural Gas_Food Prep Other_E5_Codes & Standards Forecast | Commercial | Grocery | New | Food Preparation | Natural Gas | Food Prep Other | E5 |  | Codes & Standards Forecast | 0 | 0 | 0 | 0 | 0 | 0 | 0 | 0 | 0 | 0 | 0 | 0 | 0 | 0 | 0 | 0 | 0 | 0 | 0 | 0 | 0 | 0 | 0 | 0 | 0 | 0 | 0 | 0 | 0 | 0 | 0 | 0 | 0
Commercial_Grocery_New_Food Preparation_Natural Gas_Food Prep Other_E6_Codes & Standards Forecast | Commercial | Grocery | New | Food Preparation | Natural Gas | Food Prep Other | E6 |  | Codes & Standards Forecast | 0 | 0 | 0 | 0 | 0 | 0 | 0 | 0 | 0 | 0 | 0 | 0 | 0 | 0 | 0 | 0 | 0 | 0 | 0 | 0 | 0 | 0 | 0 | 0 | 0 | 0 | 0 | 0 | 0 | 0 | 0 | 0 | 0
Commercial_Grocery_New_Food Preparation_Natural Gas_Food Prep Other_E7_Codes & Standards Forecast | Commercial | Grocery | New | Food Preparation | Natural Gas | Food Prep Other | E7 |  | Codes & Standards Forecast | 0 | 0 | 0 | 0 | 0 | 0 | 0 | 0 | 0 | 0 | 0 | 0 | 0 | 0 | 0 | 0 | 0 | 0 | 0 | 0 | 0 | 0 | 0 | 0 | 0 | 0 | 0 | 0 | 0 | 0 | 0 | 0 | 0
Commercial_Grocery_New_Food Preparation_Natural Gas_Food Prep Other_E8_Codes & Standards Forecast | Commercial | Grocery | New | Food Preparation | Natural Gas | Food Prep Other | E8 |  | Codes & Standards Forecast | 0 | 0 | 0 | 0 | 0 | 0 | 0 | 0 | 0 | 0 | 0 | 0 | 0 | 0 | 0 | 0 | 0 | 0 | 0 | 0 | 0 | 0 | 0 | 0 | 0 | 0 | 0 | 0 | 0 | 0 | 0 | 0 | 0
Commercial_Grocery_New_Food Preparation_Natural Gas_Food Prep Other_E9_Codes & Standards Forecast | Commercial | Grocery | New | Food Preparation | Natural Gas | Food Prep Other | E9 |  | Codes & Standards Forecast | 0 | 0 | 0 | 0 | 0 | 0 | 0 | 0 | 0 | 0 | 0 | 0 | 0 | 0 | 0 | 0 | 0 | 0 | 0 | 0 | 0 | 0 | 0 | 0 | 0 | 0 | 0 | 0 | 0 | 0 | 0 | 0 | 0
Commercial_Grocery_New_Food Preparation_Natural Gas_Food Prep Other_E10_Codes & Standards Forecast | Commercial | Grocery | New | Food Preparation | Natural Gas | Food Prep Other | E10 |  | Codes & Standards Forecast | 0 | 0 | 0 | 0 | 0 | 0 | 0 | 0 | 0 | 0 | 0 | 0 | 0 | 0 | 0 | 0 | 0 | 0 | 0 | 0 | 0 | 0 | 0 | 0 | 0 | 0 | 0 | 0 | 0 | 0 | 0 | 0 | 0
Commercial_Grocery_New_Miscellaneous_Natural Gas_Pool Heater_E1_Codes & Standards Forecast | Commercial | Grocery | New | Miscellaneous | Natural Gas | Pool Heater | E1 |  | Codes & Standards Forecast | 0 | 0 | 0 | 0 | 0 | 0 | 0 | 0 | 0 | 0 | 0 | 0 | 0 | 0 | 0 | 0 | 0 | 0 | 0 | 0 | 0 | 0 | 0 | 0 | 0 | 0 | 0 | 0 | 0 | 0 | 0 | 0 | 0
Commercial_Grocery_New_Miscellaneous_Natural Gas_Pool Heater_E2_Codes & Standards Forecast | Commercial | Grocery | New | Miscellaneous | Natural Gas | Pool Heater | E2 |  | Codes & Standards Forecast | 0 | 0 | 0 | 0 | 0 | 0 | 0 | 0 | 0 | 0 | 0 | 0 | 0 | 0 | 0 | 0 | 0 | 0 | 0 | 0 | 0 | 0 | 0 | 0 | 0 | 0 | 0 | 0 | 0 | 0 | 0 | 0 | 0
Commercial_Grocery_New_Miscellaneous_Natural Gas_Pool Heater_E3_Codes & Standards Forecast | Commercial | Grocery | New | Miscellaneous | Natural Gas | Pool Heater | E3 |  | Codes & Standards Forecast | 0 | 0 | 0 | 0 | 0 | 0 | 0 | 0 | 0 | 0 | 0 | 0 | 0 | 0 | 0 | 0 | 0 | 0 | 0 | 0 | 0 | 0 | 0 | 0 | 0 | 0 | 0 | 0 | 0 | 0 | 0 | 0 | 0
Commercial_Grocery_New_Miscellaneous_Natural Gas_Pool Heater_E4_Codes & Standards Forecast | Commercial | Grocery | New | Miscellaneous | Natural Gas | Pool Heater | E4 |  | Codes & Standards Forecast | 0 | 0 | 0 | 0 | 0 | 0 | 0 | 0 | 0 | 0 | 0 | 0 | 0 | 0 | 0 | 0 | 0 | 0 | 0 | 0 | 0 | 0 | 0 | 0 | 0 | 0 | 0 | 0 | 0 | 0 | 0 | 0 | 0
Commercial_Grocery_New_Miscellaneous_Natural Gas_Pool Heater_E5_Codes & Standards Forecast | Commercial | Grocery | New | Miscellaneous | Natural Gas | Pool Heater | E5 |  | Codes & Standards Forecast | 0 | 0 | 0 | 0 | 0 | 0 | 0 | 0 | 0 | 0 | 0 | 0 | 0 | 0 | 0 | 0 | 0 | 0 | 0 | 0 | 0 | 0 | 0 | 0 | 0 | 0 | 0 | 0 | 0 | 0 | 0 | 0 | 0
Commercial_Grocery_New_Miscellaneous_Natural Gas_Pool Heater_E6_Codes & Standards Forecast | Commercial | Grocery | New | Miscellaneous | Natural Gas | Pool Heater | E6 |  | Codes & Standards Forecast | 0 | 0 | 0 | 0 | 0 | 0 | 0 | 0 | 0 | 0 | 0 | 0 | 0 | 0 | 0 | 0 | 0 | 0 | 0 | 0 | 0 | 0 | 0 | 0 | 0 | 0 | 0 | 0 | 0 | 0 | 0 | 0 | 0
Commercial_Grocery_New_Miscellaneous_Natural Gas_Pool Heater_E7_Codes & Standards Forecast | Commercial | Grocery | New | Miscellaneous | Natural Gas | Pool Heater | E7 |  | Codes & Standards Forecast | 0 | 0 | 0 | 0 | 0 | 0 | 0 | 0 | 0 | 0 | 0 | 0 | 0 | 0 | 0 | 0 | 0 | 0 | 0 | 0 | 0 | 0 | 0 | 0 | 0 | 0 | 0 | 0 | 0 | 0 | 0 | 0 | 0
Commercial_Grocery_New_Miscellaneous_Natural Gas_Pool Heater_E8_Codes & Standards Forecast | Commercial | Grocery | New | Miscellaneous | Natural Gas | Pool Heater | E8 |  | Codes & Standards Forecast | 0 | 0 | 0 | 0 | 0 | 0 | 0 | 0 | 0 | 0 | 0 | 0 | 0 | 0 | 0 | 0 | 0 | 0 | 0 | 0 | 0 | 0 | 0 | 0 | 0 | 0 | 0 | 0 | 0 | 0 | 0 | 0 | 0
Commercial_Grocery_New_Miscellaneous_Natural Gas_Pool Heater_E9_Codes & Standards Forecast | Commercial | Grocery | New | Miscellaneous | Natural Gas | Pool Heater | E9 |  | Codes & Standards Forecast | 0 | 0 | 0 | 0 | 0 | 0 | 0 | 0 | 0 | 0 | 0 | 0 | 0 | 0 | 0 | 0 | 0 | 0 | 0 | 0 | 0 | 0 | 0 | 0 | 0 | 0 | 0 | 0 | 0 | 0 | 0 | 0 | 0
Commercial_Grocery_New_Miscellaneous_Natural Gas_Pool Heater_E10_Codes & Standards Forecast | Commercial | Grocery | New | Miscellaneous | Natural Gas | Pool Heater | E10 |  | Codes & Standards Forecast | 0 | 0 | 0 | 0 | 0 | 0 | 0 | 0 | 0 | 0 | 0 | 0 | 0 | 0 | 0 | 0 | 0 | 0 | 0 | 0 | 0 | 0 | 0 | 0 | 0 | 0 | 0 | 0 | 0 | 0 | 0 | 0 | 0
Commercial_Grocery_New_Miscellaneous_Natural Gas_Miscellaneous_E1_Codes & Standards Forecast | Commercial | Grocery | New | Miscellaneous | Natural Gas | Miscellaneous | E1 |  | Codes & Standards Forecast | 0 | 17608.6842 | 84933.2232 | 54278.2782 | 72518.2905 | 109290.9097 | 108797.6293 | 106204.8769 | 109969.6392 | 117474.7747 | 124736.4956 | 136723.0857 | 163037.4205 | 158352.1761 | 170542.3378 | 189921.2056 | 194916.8206 | 200225.3811 | 209382.4274 | 219020.6891 | 228061.1318 | 238497.005 | 252900.8626 | 257494.0243 | 267825.9179 | 280915.8467 | 288602.9607 | 296760.7618 | 306746.1286 | 316545.0814 | 325937.1172 | 335822.2053 | 310000.7337
Commercial_Grocery_New_Miscellaneous_Natural Gas_Miscellaneous_E2_Codes & Standards Forecast | Commercial | Grocery | New | Miscellaneous | Natural Gas | Miscellaneous | E2 |  | Codes & Standards Forecast | 0 | 0 | 0 | 0 | 0 | 0 | 0 | 0 | 0 | 0 | 0 | 0 | 0 | 0 | 0 | 0 | 0 | 0 | 0 | 0 | 0 | 0 | 0 | 0 | 0 | 0 | 0 | 0 | 0 | 0 | 0 | 0 | 0
Commercial_Grocery_New_Miscellaneous_Natural Gas_Miscellaneous_E3_Codes & Standards Forecast | Commercial | Grocery | New | Miscellaneous | Natural Gas | Miscellaneous | E3 |  | Codes & Standards Forecast | 0 | 0 | 0 | 0 | 0 | 0 | 0 | 0 | 0 | 0 | 0 | 0 | 0 | 0 | 0 | 0 | 0 | 0 | 0 | 0 | 0 | 0 | 0 | 0 | 0 | 0 | 0 | 0 | 0 | 0 | 0 | 0 | 0
Commercial_Grocery_New_Miscellaneous_Natural Gas_Miscellaneous_E4_Codes & Standards Forecast | Commercial | Grocery | New | Miscellaneous | Natural Gas | Miscellaneous | E4 |  | Codes & Standards Forecast | 0 | 0 | 0 | 0 | 0 | 0 | 0 | 0 | 0 | 0 | 0 | 0 | 0 | 0 | 0 | 0 | 0 | 0 | 0 | 0 | 0 | 0 | 0 | 0 | 0 | 0 | 0 | 0 | 0 | 0 | 0 | 0 | 0
Commercial_Grocery_New_Miscellaneous_Natural Gas_Miscellaneous_E5_Codes & Standards Forecast | Commercial | Grocery | New | Miscellaneous | Natural Gas | Miscellaneous | E5 |  | Codes & Standards Forecast | 0 | 0 | 0 | 0 | 0 | 0 | 0 | 0 | 0 | 0 | 0 | 0 | 0 | 0 | 0 | 0 | 0 | 0 | 0 | 0 | 0 | 0 | 0 | 0 | 0 | 0 | 0 | 0 | 0 | 0 | 0 | 0 | 0
Commercial_Grocery_New_Miscellaneous_Natural Gas_Miscellaneous_E6_Codes & Standards Forecast | Commercial | Grocery | New | Miscellaneous | Natural Gas | Miscellaneous | E6 |  | Codes & Standards Forecast | 0 | 0 | 0 | 0 | 0 | 0 | 0 | 0 | 0 | 0 | 0 | 0 | 0 | 0 | 0 | 0 | 0 | 0 | 0 | 0 | 0 | 0 | 0 | 0 | 0 | 0 | 0 | 0 | 0 | 0 | 0 | 0 | 0
Commercial_Grocery_New_Miscellaneous_Natural Gas_Miscellaneous_E7_Codes & Standards Forecast | Commercial | Grocery | New | Miscellaneous | Natural Gas | Miscellaneous | E7 |  | Codes & Standards Forecast | 0 | 0 | 0 | 0 | 0 | 0 | 0 | 0 | 0 | 0 | 0 | 0 | 0 | 0 | 0 | 0 | 0 | 0 | 0 | 0 | 0 | 0 | 0 | 0 | 0 | 0 | 0 | 0 | 0 | 0 | 0 | 0 | 0
Commercial_Grocery_New_Miscellaneous_Natural Gas_Miscellaneous_E8_Codes & Standards Forecast | Commercial | Grocery | New | Miscellaneous | Natural Gas | Miscellaneous | E8 |  | Codes & Standards Forecast | 0 | 0 | 0 | 0 | 0 | 0 | 0 | 0 | 0 | 0 | 0 | 0 | 0 | 0 | 0 | 0 | 0 | 0 | 0 | 0 | 0 | 0 | 0 | 0 | 0 | 0 | 0 | 0 | 0 | 0 | 0 | 0 | 0
Commercial_Grocery_New_Miscellaneous_Natural Gas_Miscellaneous_E9_Codes & Standards Forecast | Commercial | Grocery | New | Miscellaneous | Natural Gas | Miscellaneous | E9 |  | Codes & Standards Forecast | 0 | 0 | 0 | 0 | 0 | 0 | 0 | 0 | 0 | 0 | 0 | 0 | 0 | 0 | 0 | 0 | 0 | 0 | 0 | 0 | 0 | 0 | 0 | 0 | 0 | 0 | 0 | 0 | 0 | 0 | 0 | 0 | 0
Commercial_Grocery_New_Miscellaneous_Natural Gas_Miscellaneous_E10_Codes & Standards Forecast | Commercial | Grocery | New | Miscellaneous | Natural Gas | Miscellaneous | E10 |  | Codes & Standards Forecast | 0 | 0 | 0 | 0 | 0 | 0 | 0 | 0 | 0 | 0 | 0 | 0 | 0 | 0 | 0 | 0 | 0 | 0 | 0 | 0 | 0 | 0 | 0 | 0 | 0 | 0 | 0 | 0 | 0 | 0 | 0 | 0 | 0
Commercial_School_Existing_Space Heating_Natural Gas_Furnace_E1_Codes & Standards Forecast | Commercial | School | Existing | Space Heating | Natural Gas | Furnace | E1 |  | Codes & Standards Forecast | 0 | 20228.8032 | 21931.4791 | 23452.1838 | 24821.4822 | 26038.7399 | 27142.585 | 28153.4672 | 29078.4574 | 29915.1694 | 30668.0694 | 31343.7669 | 31947.3312 | 32483.926 | 32958.3411 | 33376.2438 | 33742.467 | 34061.4942 | 34337.1945 | 32931.877 | 31758.6706 | 30787.6454 | 29992.4342 | 29349.4111 | 28837.6325 | 28438.3309 | 28135.117 | 27913.5218 | 27760.793 | 27665.7121 | 27618.4294 | 27610.3163 | 33179.3083
Commercial_School_Existing_Space Heating_Natural Gas_Furnace_E2_Codes & Standards Forecast | Commercial | School | Existing | Space Heating | Natural Gas | Furnace | E2 |  | Codes & Standards Forecast | 0 | 0 | 0 | 0 | 0 | 0 | 0 | 0 | 0 | 0 | 0 | 0 | 0 | 0 | 0 | 0 | 0 | 0 | 0 | 0 | 0 | 0 | 0 | 0 | 0 | 0 | 0 | 0 | 0 | 0 | 0 | 0 | 0
Commercial_School_Existing_Space Heating_Natural Gas_Furnace_E3_Codes & Standards Forecast | Commercial | School | Existing | Space Heating | Natural Gas | Furnace | E3 |  | Codes & Standards Forecast | 0 | 0 | 0 | 0 | 0 | 0 | 0 | 0 | 0 | 0 | 0 | 0 | 0 | 0 | 0 | 0 | 0 | 0 | 0 | 0 | 0 | 0 | 0 | 0 | 0 | 0 | 0 | 0 | 0 | 0 | 0 | 0 | 0
Commercial_School_Existing_Space Heating_Natural Gas_Furnace_E4_Codes & Standards Forecast | Commercial | School | Existing | Space Heating | Natural Gas | Furnace | E4 |  | Codes & Standards Forecast | 0 | 0 | 0 | 0 | 0 | 0 | 0 | 0 | 0 | 0 | 0 | 0 | 0 | 0 | 0 | 0 | 0 | 0 | 0 | 0 | 0 | 0 | 0 | 0 | 0 | 0 | 0 | 0 | 0 | 0 | 0 | 0 | 0
Commercial_School_Existing_Space Heating_Natural Gas_Furnace_E5_Codes & Standards Forecast | Commercial | School | Existing | Space Heating | Natural Gas | Furnace | E5 |  | Codes & Standards Forecast | 0 | 0 | 0 | 0 | 0 | 0 | 0 | 0 | 0 | 0 | 0 | 0 | 0 | 0 | 0 | 0 | 0 | 0 | 0 | 0 | 0 | 0 | 0 | 0 | 0 | 0 | 0 | 0 | 0 | 0 | 0 | 0 | 0
Commercial_School_Existing_Space Heating_Natural Gas_Furnace_E6_Codes & Standards Forecast | Commercial | School | Existing | Space Heating | Natural Gas | Furnace | E6 |  | Codes & Standards Forecast | 0 | 0 | 0 | 0 | 0 | 0 | 0 | 0 | 0 | 0 | 0 | 0 | 0 | 0 | 0 | 0 | 0 | 0 | 0 | 0 | 0 | 0 | 0 | 0 | 0 | 0 | 0 | 0 | 0 | 0 | 0 | 0 | 0
Commercial_School_Existing_Space Heating_Natural Gas_Furnace_E7_Codes & Standards Forecast | Commercial | School | Existing | Space Heating | Natural Gas | Furnace | E7 |  | Codes & Standards Forecast | 0 | 0 | 0 | 0 | 0 | 0 | 0 | 0 | 0 | 0 | 0 | 0 | 0 | 0 | 0 | 0 | 0 | 0 | 0 | 0 | 0 | 0 | 0 | 0 | 0 | 0 | 0 | 0 | 0 | 0 | 0 | 0 | 0
Commercial_School_Existing_Space Heating_Natural Gas_Furnace_E8_Codes & Standards Forecast | Commercial | School | Existing | Space Heating | Natural Gas | Furnace | E8 |  | Codes & Standards Forecast | 0 | 0 | 0 | 0 | 0 | 0 | 0 | 0 | 0 | 0 | 0 | 0 | 0 | 0 | 0 | 0 | 0 | 0 | 0 | 0 | 0 | 0 | 0 | 0 | 0 | 0 | 0 | 0 | 0 | 0 | 0 | 0 | 0
Commercial_School_Existing_Space Heating_Natural Gas_Furnace_E9_Codes & Standards Forecast | Commercial | School | Existing | Space Heating | Natural Gas | Furnace | E9 |  | Codes & Standards Forecast | 0 | 0 | 0 | 0 | 0 | 0 | 0 | 0 | 0 | 0 | 0 | 0 | 0 | 0 | 0 | 0 | 0 | 0 | 0 | 0 | 0 | 0 | 0 | 0 | 0 | 0 | 0 | 0 | 0 | 0 | 0 | 0 | 0
Commercial_School_Existing_Space Heating_Natural Gas_Furnace_E10_Codes & Standards Forecast | Commercial | School | Existing | Space Heating | Natural Gas | Furnace | E10 |  | Codes & Standards Forecast | 0 | 0 | 0 | 0 | 0 | 0 | 0 | 0 | 0 | 0 | 0 | 0 | 0 | 0 | 0 | 0 | 0 | 0 | 0 | 0 | 0 | 0 | 0 | 0 | 0 | 0 | 0 | 0 | 0 | 0 | 0 | 0 | 0
Commercial_School_Existing_Space Heating_Natural Gas_Boiler_E1_Codes & Standards Forecast | Commercial | School | Existing | Space Heating | Natural Gas | Boiler | E1 |  | Codes & Standards Forecast | 0 | 45005.7658 | 49660.2282 | 53764.9638 | 57406.5167 | 60598.6784 | 63444.7374 | 66004.7952 | 68306.0376 | 70351.8444 | 72160.387 | 73753.8624 | 75149.9725 | 76365.881 | 77417.2062 | 78321.0392 | 79091.9859 | 79743.3689 | 80286.6636 | 80732.254 | 81088.8328 | 81364.8734 | 77202.1048 | 73811.6198 | 71079.4803 | 68905.9113 | 67204.6572 | 65900.8242 | 64929.5011 | 64234.5382 | 63767.4689 | 63486.5565 | 63358.1356
Commercial_School_Existing_Space Heating_Natural Gas_Boiler_E2_Codes & Standards Forecast | Commercial | School | Existing | Space Heating | Natural Gas | Boiler | E2 |  | Codes & Standards Forecast | 0 | 0 | 0 | 0 | 0 | 0 | 0 | 0 | 0 | 0 | 0 | 0 | 0 | 0 | 0 | 0 | 0 | 0 | 0 | 0 | 0 | 0 | 0 | 0 | 0 | 0 | 0 | 0 | 0 | 0 | 0 | 0 | 0
Commercial_School_Existing_Space Heating_Natural Gas_Boiler_E3_Codes & Standards Forecast | Commercial | School | Existing | Space Heating | Natural Gas | Boiler | E3 |  | Codes & Standards Forecast | 0 | 0 | 0 | 0 | 0 | 0 | 0 | 0 | 0 | 0 | 0 | 0 | 0 | 0 | 0 | 0 | 0 | 0 | 0 | 0 | 0 | 0 | 0 | 0 | 0 | 0 | 0 | 0 | 0 | 0 | 0 | 0 | 0
Commercial_School_Existing_Space Heating_Natural Gas_Boiler_E4_Codes & Standards Forecast | Commercial | School | Existing | Space Heating | Natural Gas | Boiler | E4 |  | Codes & Standards Forecast | 0 | 0 | 0 | 0 | 0 | 0 | 0 | 0 | 0 | 0 | 0 | 0 | 0 | 0 | 0 | 0 | 0 | 0 | 0 | 0 | 0 | 0 | 0 | 0 | 0 | 0 | 0 | 0 | 0 | 0 | 0 | 0 | 0
Commercial_School_Existing_Space Heating_Natural Gas_Boiler_E5_Codes & Standards Forecast | Commercial | School | Existing | Space Heating | Natural Gas | Boiler | E5 |  | Codes & Standards Forecast | 0 | 0 | 0 | 0 | 0 | 0 | 0 | 0 | 0 | 0 | 0 | 0 | 0 | 0 | 0 | 0 | 0 | 0 | 0 | 0 | 0 | 0 | 0 | 0 | 0 | 0 | 0 | 0 | 0 | 0 | 0 | 0 | 0
Commercial_School_Existing_Space Heating_Natural Gas_Boiler_E6_Codes & Standards Forecast | Commercial | School | Existing | Space Heating | Natural Gas | Boiler | E6 |  | Codes & Standards Forecast | 0 | 0 | 0 | 0 | 0 | 0 | 0 | 0 | 0 | 0 | 0 | 0 | 0 | 0 | 0 | 0 | 0 | 0 | 0 | 0 | 0 | 0 | 0 | 0 | 0 | 0 | 0 | 0 | 0 | 0 | 0 | 0 | 0
Commercial_School_Existing_Space Heating_Natural Gas_Boiler_E7_Codes & Standards Forecast | Commercial | School | Existing | Space Heating | Natural Gas | Boiler | E7 |  | Codes & Standards Forecast | 0 | 0 | 0 | 0 | 0 | 0 | 0 | 0 | 0 | 0 | 0 | 0 | 0 | 0 | 0 | 0 | 0 | 0 | 0 | 0 | 0 | 0 | 0 | 0 | 0 | 0 | 0 | 0 | 0 | 0 | 0 | 0 | 0
Commercial_School_Existing_Space Heating_Natural Gas_Boiler_E8_Codes & Standards Forecast | Commercial | School | Existing | Space Heating | Natural Gas | Boiler | E8 |  | Codes & Standards Forecast | 0 | 0 | 0 | 0 | 0 | 0 | 0 | 0 | 0 | 0 | 0 | 0 | 0 | 0 | 0 | 0 | 0 | 0 | 0 | 0 | 0 | 0 | 0 | 0 | 0 | 0 | 0 | 0 | 0 | 0 | 0 | 0 | 0
Commercial_School_Existing_Space Heating_Natural Gas_Boiler_E9_Codes & Standards Forecast | Commercial | School | Existing | Space Heating | Natural Gas | Boiler | E9 |  | Codes & Standards Forecast | 0 | 0 | 0 | 0 | 0 | 0 | 0 | 0 | 0 | 0 | 0 | 0 | 0 | 0 | 0 | 0 | 0 | 0 | 0 | 0 | 0 | 0 | 0 | 0 | 0 | 0 | 0 | 0 | 0 | 0 | 0 | 0 | 0
Commercial_School_Existing_Space Heating_Natural Gas_Boiler_E10_Codes & Standards Forecast | Commercial | School | Existing | Space Heating | Natural Gas | Boiler | E10 |  | Codes & Standards Forecast | 0 | 0 | 0 | 0 | 0 | 0 | 0 | 0 | 0 | 0 | 0 | 0 | 0 | 0 | 0 | 0 | 0 | 0 | 0 | 0 | 0 | 0 | 0 | 0 | 0 | 0 | 0 | 0 | 0 | 0 | 0 | 0 | 0
Commercial_School_Existing_Space Heating_Natural Gas_Unit Heater_E1_Codes & Standards Forecast | Commercial | School | Existing | Space Heating | Natural Gas | Unit Heater | E1 |  | Codes & Standards Forecast | 0 | 5902.4123 | 7633.8972 | 8987.0978 | 10042.7934 | 10856.1102 | 11486.6405 | 11977.3886 | 12357.8809 | 12647.5016 | 12863.8992 | 13022.0144 | 11471.6689 | 10562.2473 | 10093.5475 | 9920.6763 | 9939.4176 | 11489.8037 | 11825.0551 | 12077.1587 | 12263.0049 | 12396.1152 | 12487.3503 | 12232.0444 | 11829.1095 | 11397.4703 | 11003.2629 | 10678.5015 | 10300.8733 | 10214.8889 | 10297.8109 | 10468.2069 | 10673.8863
Commercial_School_Existing_Space Heating_Natural Gas_Unit Heater_E2_Codes & Standards Forecast | Commercial | School | Existing | Space Heating | Natural Gas | Unit Heater | E2 |  | Codes & Standards Forecast | 0 | 0 | 0 | 0 | 0 | 0 | 0 | 0 | 0 | 0 | 0 | 0 | 0 | 0 | 0 | 0 | 0 | 0 | 0 | 0 | 0 | 0 | 0 | 0 | 0 | 0 | 0 | 0 | 0 | 0 | 0 | 0 | 0
Commercial_School_Existing_Space Heating_Natural Gas_Unit Heater_E3_Codes & Standards Forecast | Commercial | School | Existing | Space Heating | Natural Gas | Unit Heater | E3 |  | Codes & Standards Forecast | 0 | 0 | 0 | 0 | 0 | 0 | 0 | 0 | 0 | 0 | 0 | 0 | 0 | 0 | 0 | 0 | 0 | 0 | 0 | 0 | 0 | 0 | 0 | 0 | 0 | 0 | 0 | 0 | 0 | 0 | 0 | 0 | 0
Commercial_School_Existing_Space Heating_Natural Gas_Unit Heater_E4_Codes & Standards Forecast | Commercial | School | Existing | Space Heating | Natural Gas | Unit Heater | E4 |  | Codes & Standards Forecast | 0 | 0 | 0 | 0 | 0 | 0 | 0 | 0 | 0 | 0 | 0 | 0 | 0 | 0 | 0 | 0 | 0 | 0 | 0 | 0 | 0 | 0 | 0 | 0 | 0 | 0 | 0 | 0 | 0 | 0 | 0 | 0 | 0
Commercial_School_Existing_Space Heating_Natural Gas_Unit Heater_E5_Codes & Standards Forecast | Commercial | School | Existing | Space Heating | Natural Gas | Unit Heater | E5 |  | Codes & Standards Forecast | 0 | 0 | 0 | 0 | 0 | 0 | 0 | 0 | 0 | 0 | 0 | 0 | 0 | 0 | 0 | 0 | 0 | 0 | 0 | 0 | 0 | 0 | 0 | 0 | 0 | 0 | 0 | 0 | 0 | 0 | 0 | 0 | 0
Commercial_School_Existing_Space Heating_Natural Gas_Unit Heater_E6_Codes & Standards Forecast | Commercial | School | Existing | Space Heating | Natural Gas | Unit Heater | E6 |  | Codes & Standards Forecast | 0 | 0 | 0 | 0 | 0 | 0 | 0 | 0 | 0 | 0 | 0 | 0 | 0 | 0 | 0 | 0 | 0 | 0 | 0 | 0 | 0 | 0 | 0 | 0 | 0 | 0 | 0 | 0 | 0 | 0 | 0 | 0 | 0
Commercial_School_Existing_Space Heating_Natural Gas_Unit Heater_E7_Codes & Standards Forecast | Commercial | School | Existing | Space Heating | Natural Gas | Unit Heater | E7 |  | Codes & Standards Forecast | 0 | 0 | 0 | 0 | 0 | 0 | 0 | 0 | 0 | 0 | 0 | 0 | 0 | 0 | 0 | 0 | 0 | 0 | 0 | 0 | 0 | 0 | 0 | 0 | 0 | 0 | 0 | 0 | 0 | 0 | 0 | 0 | 0
Commercial_School_Existing_Space Heating_Natural Gas_Unit Heater_E8_Codes & Standards Forecast | Commercial | School | Existing | Space Heating | Natural Gas | Unit Heater | E8 |  | Codes & Standards Forecast | 0 | 0 | 0 | 0 | 0 | 0 | 0 | 0 | 0 | 0 | 0 | 0 | 0 | 0 | 0 | 0 | 0 | 0 | 0 | 0 | 0 | 0 | 0 | 0 | 0 | 0 | 0 | 0 | 0 | 0 | 0 | 0 | 0
Commercial_School_Existing_Space Heating_Natural Gas_Unit Heater_E9_Codes & Standards Forecast | Commercial | School | Existing | Space Heating | Natural Gas | Unit Heater | E9 |  | Codes & Standards Forecast | 0 | 0 | 0 | 0 | 0 | 0 | 0 | 0 | 0 | 0 | 0 | 0 | 0 | 0 | 0 | 0 | 0 | 0 | 0 | 0 | 0 | 0 | 0 | 0 | 0 | 0 | 0 | 0 | 0 | 0 | 0 | 0 | 0
Commercial_School_Existing_Space Heating_Natural Gas_Unit Heater_E10_Codes & Standards Forecast | Commercial | School | Existing | Space Heating | Natural Gas | Unit Heater | E10 |  | Codes & Standards Forecast | 0 | 0 | 0 | 0 | 0 | 0 | 0 | 0 | 0 | 0 | 0 | 0 | 0 | 0 | 0 | 0 | 0 | 0 | 0 | 0 | 0 | 0 | 0 | 0 | 0 | 0 | 0 | 0 | 0 | 0 | 0 | 0 | 0
Commercial_School_Existing_Water Heating_Natural Gas_Water Heater_E1_Codes & Standards Forecast | Commercial | School | Existing | Water Heating | Natural Gas | Water Heater | E1 |  | Codes & Standards Forecast | 0 | 144780.082 | 187251.6188 | 220444.2319 | 246339.3554 | 266289.1763 | 281755.4352 | 293792.9796 | 303126.0627 | 310230.1586 | 274357.2643 | 253865.4943 | 243890.6196 | 240916.2192 | 242421.6357 | 281687.7908 | 290661.0305 | 297440.9281 | 302475.713 | 298268.7112 | 289915.4103 | 280489.4072 | 271722.9361 | 264476.1865 | 255726.6987 | 254151.5066 | 256702.4147 | 261360.3766 | 265331.0772 | 276047.1872 | 275456.1488 | 272777.316 | 268842.6298
Commercial_School_Existing_Water Heating_Natural Gas_Water Heater_E2_Codes & Standards Forecast | Commercial | School | Existing | Water Heating | Natural Gas | Water Heater | E2 |  | Codes & Standards Forecast | 0 | 0 | 0 | 0 | 0 | 0 | 0 | 0 | 0 | 0 | 0 | 0 | 0 | 0 | 0 | 0 | 0 | 0 | 0 | 0 | 0 | 0 | 0 | 0 | 0 | 0 | 0 | 0 | 0 | 0 | 0 | 0 | 0
Commercial_School_Existing_Water Heating_Natural Gas_Water Heater_E3_Codes & Standards Forecast | Commercial | School | Existing | Water Heating | Natural Gas | Water Heater | E3 |  | Codes & Standards Forecast | 0 | 0 | 0 | 0 | 0 | 0 | 0 | 0 | 0 | 0 | 0 | 0 | 0 | 0 | 0 | 0 | 0 | 0 | 0 | 0 | 0 | 0 | 0 | 0 | 0 | 0 | 0 | 0 | 0 | 0 | 0 | 0 | 0
Commercial_School_Existing_Water Heating_Natural Gas_Water Heater_E4_Codes & Standards Forecast | Commercial | School | Existing | Water Heating | Natural Gas | Water Heater | E4 |  | Codes & Standards Forecast | 0 | 0 | 0 | 0 | 0 | 0 | 0 | 0 | 0 | 0 | 0 | 0 | 0 | 0 | 0 | 0 | 0 | 0 | 0 | 0 | 0 | 0 | 0 | 0 | 0 | 0 | 0 | 0 | 0 | 0 | 0 | 0 | 0
Commercial_School_Existing_Water Heating_Natural Gas_Water Heater_E5_Codes & Standards Forecast | Commercial | School | Existing | Water Heating | Natural Gas | Water Heater | E5 |  | Codes & Standards Forecast | 0 | 0 | 0 | 0 | 0 | 0 | 0 | 0 | 0 | 0 | 0 | 0 | 0 | 0 | 0 | 0 | 0 | 0 | 0 | 0 | 0 | 0 | 0 | 0 | 0 | 0 | 0 | 0 | 0 | 0 | 0 | 0 | 0
Commercial_School_Existing_Water Heating_Natural Gas_Water Heater_E6_Codes & Standards Forecast | Commercial | School | Existing | Water Heating | Natural Gas | Water Heater | E6 |  | Codes & Standards Forecast | 0 | 0 | 0 | 0 | 0 | 0 | 0 | 0 | 0 | 0 | 0 | 0 | 0 | 0 | 0 | 0 | 0 | 0 | 0 | 0 | 0 | 0 | 0 | 0 | 0 | 0 | 0 | 0 | 0 | 0 | 0 | 0 | 0
Commercial_School_Existing_Water Heating_Natural Gas_Water Heater_E7_Codes & Standards Forecast | Commercial | School | Existing | Water Heating | Natural Gas | Water Heater | E7 |  | Codes & Standards Forecast | 0 | 0 | 0 | 0 | 0 | 0 | 0 | 0 | 0 | 0 | 0 | 0 | 0 | 0 | 0 | 0 | 0 | 0 | 0 | 0 | 0 | 0 | 0 | 0 | 0 | 0 | 0 | 0 | 0 | 0 | 0 | 0 | 0
Commercial_School_Existing_Water Heating_Natural Gas_Water Heater_E8_Codes & Standards Forecast | Commercial | School | Existing | Water Heating | Natural Gas | Water Heater | E8 |  | Codes & Standards Forecast | 0 | 0 | 0 | 0 | 0 | 0 | 0 | 0 | 0 | 0 | 0 | 0 | 0 | 0 | 0 | 0 | 0 | 0 | 0 | 0 | 0 | 0 | 0 | 0 | 0 | 0 | 0 | 0 | 0 | 0 | 0 | 0 | 0
Commercial_School_Existing_Water Heating_Natural Gas_Water Heater_E9_Codes & Standards Forecast | Commercial | School | Existing | Water Heating | Natural Gas | Water Heater | E9 |  | Codes & Standards Forecast | 0 | 0 | 0 | 0 | 0 | 0 | 0 | 0 | 0 | 0 | 0 | 0 | 0 | 0 | 0 | 0 | 0 | 0 | 0 | 0 | 0 | 0 | 0 | 0 | 0 | 0 | 0 | 0 | 0 | 0 | 0 | 0 | 0
Commercial_School_Existing_Water Heating_Natural Gas_Water Heater_E10_Codes & Standards Forecast | Commercial | School | Existing | Water Heating | Natural Gas | Water Heater | E10 |  | Codes & Standards Forecast | 0 | 0 | 0 | 0 | 0 | 0 | 0 | 0 | 0 | 0 | 0 | 0 | 0 | 0 | 0 | 0 | 0 | 0 | 0 | 0 | 0 | 0 | 0 | 0 | 0 | 0 | 0 | 0 | 0 | 0 | 0 | 0 | 0
Commercial_School_Existing_Food Preparation_Natural Gas_Oven_E1_Codes & Standards Forecast | Commercial | School | Existing | Food Preparation | Natural Gas | Oven | E1 |  | Codes & Standards Forecast | 0 | 11564.2005 | 14956.5827 | 17607.8178 | 19676.1714 | 21269.6483 | 22505.0042 | 23466.494 | 24211.967 | 24779.4014 | 25203.3747 | 25513.1593 | 22475.6712 | 20693.9025 | 19775.6104 | 19436.9156 | 19473.634 | 22511.2016 | 23168.0372 | 23661.9667 | 24026.0827 | 24286.8769 | 24465.6276 | 23965.4239 | 23175.9807 | 22330.2989 | 21557.9548 | 20921.6716 | 20181.8099 | 20013.3465 | 20175.81 | 20509.6554 | 20912.6293
Commercial_School_Existing_Food Preparation_Natural Gas_Oven_E2_Codes & Standards Forecast | Commercial | School | Existing | Food Preparation | Natural Gas | Oven | E2 |  | Codes & Standards Forecast | 0 | 0 | 0 | 0 | 0 | 0 | 0 | 0 | 0 | 0 | 0 | 0 | 0 | 0 | 0 | 0 | 0 | 0 | 0 | 0 | 0 | 0 | 0 | 0 | 0 | 0 | 0 | 0 | 0 | 0 | 0 | 0 | 0
Commercial_School_Existing_Food Preparation_Natural Gas_Oven_E3_Codes & Standards Forecast | Commercial | School | Existing | Food Preparation | Natural Gas | Oven | E3 |  | Codes & Standards Forecast | 0 | 0 | 0 | 0 | 0 | 0 | 0 | 0 | 0 | 0 | 0 | 0 | 0 | 0 | 0 | 0 | 0 | 0 | 0 | 0 | 0 | 0 | 0 | 0 | 0 | 0 | 0 | 0 | 0 | 0 | 0 | 0 | 0
Commercial_School_Existing_Food Preparation_Natural Gas_Oven_E4_Codes & Standards Forecast | Commercial | School | Existing | Food Preparation | Natural Gas | Oven | E4 |  | Codes & Standards Forecast | 0 | 0 | 0 | 0 | 0 | 0 | 0 | 0 | 0 | 0 | 0 | 0 | 0 | 0 | 0 | 0 | 0 | 0 | 0 | 0 | 0 | 0 | 0 | 0 | 0 | 0 | 0 | 0 | 0 | 0 | 0 | 0 | 0
Commercial_School_Existing_Food Preparation_Natural Gas_Oven_E5_Codes & Standards Forecast | Commercial | School | Existing | Food Preparation | Natural Gas | Oven | E5 |  | Codes & Standards Forecast | 0 | 0 | 0 | 0 | 0 | 0 | 0 | 0 | 0 | 0 | 0 | 0 | 0 | 0 | 0 | 0 | 0 | 0 | 0 | 0 | 0 | 0 | 0 | 0 | 0 | 0 | 0 | 0 | 0 | 0 | 0 | 0 | 0
Commercial_School_Existing_Food Preparation_Natural Gas_Oven_E6_Codes & Standards Forecast | Commercial | School | Existing | Food Preparation | Natural Gas | Oven | E6 |  | Codes & Standards Forecast | 0 | 0 | 0 | 0 | 0 | 0 | 0 | 0 | 0 | 0 | 0 | 0 | 0 | 0 | 0 | 0 | 0 | 0 | 0 | 0 | 0 | 0 | 0 | 0 | 0 | 0 | 0 | 0 | 0 | 0 | 0 | 0 | 0
Commercial_School_Existing_Food Preparation_Natural Gas_Oven_E7_Codes & Standards Forecast | Commercial | School | Existing | Food Preparation | Natural Gas | Oven | E7 |  | Codes & Standards Forecast | 0 | 0 | 0 | 0 | 0 | 0 | 0 | 0 | 0 | 0 | 0 | 0 | 0 | 0 | 0 | 0 | 0 | 0 | 0 | 0 | 0 | 0 | 0 | 0 | 0 | 0 | 0 | 0 | 0 | 0 | 0 | 0 | 0
Commercial_School_Existing_Food Preparation_Natural Gas_Oven_E8_Codes & Standards Forecast | Commercial | School | Existing | Food Preparation | Natural Gas | Oven | E8 |  | Codes & Standards Forecast | 0 | 0 | 0 | 0 | 0 | 0 | 0 | 0 | 0 | 0 | 0 | 0 | 0 | 0 | 0 | 0 | 0 | 0 | 0 | 0 | 0 | 0 | 0 | 0 | 0 | 0 | 0 | 0 | 0 | 0 | 0 | 0 | 0
Commercial_School_Existing_Food Preparation_Natural Gas_Oven_E9_Codes & Standards Forecast | Commercial | School | Existing | Food Preparation | Natural Gas | Oven | E9 |  | Codes & Standards Forecast | 0 | 0 | 0 | 0 | 0 | 0 | 0 | 0 | 0 | 0 | 0 | 0 | 0 | 0 | 0 | 0 | 0 | 0 | 0 | 0 | 0 | 0 | 0 | 0 | 0 | 0 | 0 | 0 | 0 | 0 | 0 | 0 | 0
Commercial_School_Existing_Food Preparation_Natural Gas_Oven_E10_Codes & Standards Forecast | Commercial | School | Existing | Food Preparation | Natural Gas | Oven | E10 |  | Codes & Standards Forecast | 0 | 0 | 0 | 0 | 0 | 0 | 0 | 0 | 0 | 0 | 0 | 0 | 0 | 0 | 0 | 0 | 0 | 0 | 0 | 0 | 0 | 0 | 0 | 0 | 0 | 0 | 0 | 0 | 0 | 0 | 0 | 0 | 0
Commercial_School_Existing_Food Preparation_Natural Gas_Conveyor Oven_E1_Codes & Standards Forecast | Commercial | School | Existing | Food Preparation | Natural Gas | Conveyor Oven | E1 |  | Codes & Standards Forecast | 0 | 4081.4825 | 5278.7939 | 6214.5239 | 6944.5311 | 7506.9347 | 7942.9427 | 8282.292 | 8545.4001 | 8745.6711 | 8895.3087 | 9004.6444 | 9081.6017 | 9132.5959 | 9162.7308 | 9176.4047 | 9177.0337 | 8048.3746 | 7368.7262 | 6999.7172 | 6840.6981 | 6819.203 | 7835.225 | 8038.7398 | 8190.5435 | 8301.1454 | 8378.9581 | 8430.6768 | 8461.63 | 8476.0581 | 8477.3356 | 8468.148 | 8450.9232
Commercial_School_Existing_Food Preparation_Natural Gas_Conveyor Oven_E2_Codes & Standards Forecast | Commercial | School | Existing | Food Preparation | Natural Gas | Conveyor Oven | E2 |  | Codes & Standards Forecast | 0 | 0 | 0 | 0 | 0 | 0 | 0 | 0 | 0 | 0 | 0 | 0 | 0 | 0 | 0 | 0 | 0 | 0 | 0 | 0 | 0 | 0 | 0 | 0 | 0 | 0 | 0 | 0 | 0 | 0 | 0 | 0 | 0
Commercial_School_Existing_Food Preparation_Natural Gas_Conveyor Oven_E3_Codes & Standards Forecast | Commercial | School | Existing | Food Preparation | Natural Gas | Conveyor Oven | E3 |  | Codes & Standards Forecast | 0 | 0 | 0 | 0 | 0 | 0 | 0 | 0 | 0 | 0 | 0 | 0 | 0 | 0 | 0 | 0 | 0 | 0 | 0 | 0 | 0 | 0 | 0 | 0 | 0 | 0 | 0 | 0 | 0 | 0 | 0 | 0 | 0
Commercial_School_Existing_Food Preparation_Natural Gas_Conveyor Oven_E4_Codes & Standards Forecast | Commercial | School | Existing | Food Preparation | Natural Gas | Conveyor Oven | E4 |  | Codes & Standards Forecast | 0 | 0 | 0 | 0 | 0 | 0 | 0 | 0 | 0 | 0 | 0 | 0 | 0 | 0 | 0 | 0 | 0 | 0 | 0 | 0 | 0 | 0 | 0 | 0 | 0 | 0 | 0 | 0 | 0 | 0 | 0 | 0 | 0
Commercial_School_Existing_Food Preparation_Natural Gas_Conveyor Oven_E5_Codes & Standards Forecast | Commercial | School | Existing | Food Preparation | Natural Gas | Conveyor Oven | E5 |  | Codes & Standards Forecast | 0 | 0 | 0 | 0 | 0 | 0 | 0 | 0 | 0 | 0 | 0 | 0 | 0 | 0 | 0 | 0 | 0 | 0 | 0 | 0 | 0 | 0 | 0 | 0 | 0 | 0 | 0 | 0 | 0 | 0 | 0 | 0 | 0
Commercial_School_Existing_Food Preparation_Natural Gas_Conveyor Oven_E6_Codes & Standards Forecast | Commercial | School | Existing | Food Preparation | Natural Gas | Conveyor Oven | E6 |  | Codes & Standards Forecast | 0 | 0 | 0 | 0 | 0 | 0 | 0 | 0 | 0 | 0 | 0 | 0 | 0 | 0 | 0 | 0 | 0 | 0 | 0 | 0 | 0 | 0 | 0 | 0 | 0 | 0 | 0 | 0 | 0 | 0 | 0 | 0 | 0
Commercial_School_Existing_Food Preparation_Natural Gas_Conveyor Oven_E7_Codes & Standards Forecast | Commercial | School | Existing | Food Preparation | Natural Gas | Conveyor Oven | E7 |  | Codes & Standards Forecast | 0 | 0 | 0 | 0 | 0 | 0 | 0 | 0 | 0 | 0 | 0 | 0 | 0 | 0 | 0 | 0 | 0 | 0 | 0 | 0 | 0 | 0 | 0 | 0 | 0 | 0 | 0 | 0 | 0 | 0 | 0 | 0 | 0
Commercial_School_Existing_Food Preparation_Natural Gas_Conveyor Oven_E8_Codes & Standards Forecast | Commercial | School | Existing | Food Preparation | Natural Gas | Conveyor Oven | E8 |  | Codes & Standards Forecast | 0 | 0 | 0 | 0 | 0 | 0 | 0 | 0 | 0 | 0 | 0 | 0 | 0 | 0 | 0 | 0 | 0 | 0 | 0 | 0 | 0 | 0 | 0 | 0 | 0 | 0 | 0 | 0 | 0 | 0 | 0 | 0 | 0
Commercial_School_Existing_Food Preparation_Natural Gas_Conveyor Oven_E9_Codes & Standards Forecast | Commercial | School | Existing | Food Preparation | Natural Gas | Conveyor Oven | E9 |  | Codes & Standards Forecast | 0 | 0 | 0 | 0 | 0 | 0 | 0 | 0 | 0 | 0 | 0 | 0 | 0 | 0 | 0 | 0 | 0 | 0 | 0 | 0 | 0 | 0 | 0 | 0 | 0 | 0 | 0 | 0 | 0 | 0 | 0 | 0 | 0
Commercial_School_Existing_Food Preparation_Natural Gas_Conveyor Oven_E10_Codes & Standards Forecast | Commercial | School | Existing | Food Preparation | Natural Gas | Conveyor Oven | E10 |  | Codes & Standards Forecast | 0 | 0 | 0 | 0 | 0 | 0 | 0 | 0 | 0 | 0 | 0 | 0 | 0 | 0 | 0 | 0 | 0 | 0 | 0 | 0 | 0 | 0 | 0 | 0 | 0 | 0 | 0 | 0 | 0 | 0 | 0 | 0 | 0
Commercial_School_Existing_Food Preparation_Natural Gas_Double Rack Oven_E1_Codes & Standards Forecast | Commercial | School | Existing | Food Preparation | Natural Gas | Double Rack Oven | E1 |  | Codes & Standards Forecast | 0 | 5782.1003 | 7478.2913 | 8803.9089 | 9838.0857 | 10634.8242 | 11252.5021 | 11733.247 | 12105.9835 | 12389.7007 | 12601.6874 | 12756.5796 | 11237.8356 | 10346.9512 | 9887.8052 | 9718.4578 | 9736.817 | 11255.6008 | 11584.0186 | 11830.9834 | 12013.0414 | 12143.4385 | 12232.8138 | 11982.7119 | 11587.9904 | 11165.1494 | 10778.9774 | 10460.8358 | 10090.905 | 10006.6733 | 10087.905 | 10254.8277 | 10456.3147
Commercial_School_Existing_Food Preparation_Natural Gas_Double Rack Oven_E2_Codes & Standards Forecast | Commercial | School | Existing | Food Preparation | Natural Gas | Double Rack Oven | E2 |  | Codes & Standards Forecast | 0 | 0 | 0 | 0 | 0 | 0 | 0 | 0 | 0 | 0 | 0 | 0 | 0 | 0 | 0 | 0 | 0 | 0 | 0 | 0 | 0 | 0 | 0 | 0 | 0 | 0 | 0 | 0 | 0 | 0 | 0 | 0 | 0
Commercial_School_Existing_Food Preparation_Natural Gas_Double Rack Oven_E3_Codes & Standards Forecast | Commercial | School | Existing | Food Preparation | Natural Gas | Double Rack Oven | E3 |  | Codes & Standards Forecast | 0 | 0 | 0 | 0 | 0 | 0 | 0 | 0 | 0 | 0 | 0 | 0 | 0 | 0 | 0 | 0 | 0 | 0 | 0 | 0 | 0 | 0 | 0 | 0 | 0 | 0 | 0 | 0 | 0 | 0 | 0 | 0 | 0
Commercial_School_Existing_Food Preparation_Natural Gas_Double Rack Oven_E4_Codes & Standards Forecast | Commercial | School | Existing | Food Preparation | Natural Gas | Double Rack Oven | E4 |  | Codes & Standards Forecast | 0 | 0 | 0 | 0 | 0 | 0 | 0 | 0 | 0 | 0 | 0 | 0 | 0 | 0 | 0 | 0 | 0 | 0 | 0 | 0 | 0 | 0 | 0 | 0 | 0 | 0 | 0 | 0 | 0 | 0 | 0 | 0 | 0
Commercial_School_Existing_Food Preparation_Natural Gas_Double Rack Oven_E5_Codes & Standards Forecast | Commercial | School | Existing | Food Preparation | Natural Gas | Double Rack Oven | E5 |  | Codes & Standards Forecast | 0 | 0 | 0 | 0 | 0 | 0 | 0 | 0 | 0 | 0 | 0 | 0 | 0 | 0 | 0 | 0 | 0 | 0 | 0 | 0 | 0 | 0 | 0 | 0 | 0 | 0 | 0 | 0 | 0 | 0 | 0 | 0 | 0
Commercial_School_Existing_Food Preparation_Natural Gas_Double Rack Oven_E6_Codes & Standards Forecast | Commercial | School | Existing | Food Preparation | Natural Gas | Double Rack Oven | E6 |  | Codes & Standards Forecast | 0 | 0 | 0 | 0 | 0 | 0 | 0 | 0 | 0 | 0 | 0 | 0 | 0 | 0 | 0 | 0 | 0 | 0 | 0 | 0 | 0 | 0 | 0 | 0 | 0 | 0 | 0 | 0 | 0 | 0 | 0 | 0 | 0
Commercial_School_Existing_Food Preparation_Natural Gas_Double Rack Oven_E7_Codes & Standards Forecast | Commercial | School | Existing | Food Preparation | Natural Gas | Double Rack Oven | E7 |  | Codes & Standards Forecast | 0 | 0 | 0 | 0 | 0 | 0 | 0 | 0 | 0 | 0 | 0 | 0 | 0 | 0 | 0 | 0 | 0 | 0 | 0 | 0 | 0 | 0 | 0 | 0 | 0 | 0 | 0 | 0 | 0 | 0 | 0 | 0 | 0
Commercial_School_Existing_Food Preparation_Natural Gas_Double Rack Oven_E8_Codes & Standards Forecast | Commercial | School | Existing | Food Preparation | Natural Gas | Double Rack Oven | E8 |  | Codes & Standards Forecast | 0 | 0 | 0 | 0 | 0 | 0 | 0 | 0 | 0 | 0 | 0 | 0 | 0 | 0 | 0 | 0 | 0 | 0 | 0 | 0 | 0 | 0 | 0 | 0 | 0 | 0 | 0 | 0 | 0 | 0 | 0 | 0 | 0
Commercial_School_Existing_Food Preparation_Natural Gas_Double Rack Oven_E9_Codes & Standards Forecast | Commercial | School | Existing | Food Preparation | Natural Gas | Double Rack Oven | E9 |  | Codes & Standards Forecast | 0 | 0 | 0 | 0 | 0 | 0 | 0 | 0 | 0 | 0 | 0 | 0 | 0 | 0 | 0 | 0 | 0 | 0 | 0 | 0 | 0 | 0 | 0 | 0 | 0 | 0 | 0 | 0 | 0 | 0 | 0 | 0 | 0
Commercial_School_Existing_Food Preparation_Natural Gas_Double Rack Oven_E10_Codes & Standards Forecast | Commercial | School | Existing | Food Preparation | Natural Gas | Double Rack Oven | E10 |  | Codes & Standards Forecast | 0 | 0 | 0 | 0 | 0 | 0 | 0 | 0 | 0 | 0 | 0 | 0 | 0 | 0 | 0 | 0 | 0 | 0 | 0 | 0 | 0 | 0 | 0 | 0 | 0 | 0 | 0 | 0 | 0 | 0 | 0 | 0 | 0
Commercial_School_Existing_Food Preparation_Natural Gas_Fryer_E1_Codes & Standards Forecast | Commercial | School | Existing | Food Preparation | Natural Gas | Fryer | E1 |  | Codes & Standards Forecast | 0 | 30611.119 | 43143.9885 | 0 | 0 | 0 | 0 | 0 | 0 | 0 | 0 | 0 | 0 | 0 | 0 | 0 | 0 | 0 | 0 | 0 | 0 | 0 | 0 | 0 | 0 | 0 | 0 | 0 | 0 | 0 | 0 | 0 | 0
Commercial_School_Existing_Food Preparation_Natural Gas_Fryer_E2_Codes & Standards Forecast | Commercial | School | Existing | Food Preparation | Natural Gas | Fryer | E2 |  | Codes & Standards Forecast | 0 | 0 | 0 | 52334.1604 | 59046.8076 | 63877.9067 | 55004.749 | 51451.274 | 51059.1036 | 52416.0699 | 61519.0018 | 62144.0082 | 61029.6215 | 59561.9166 | 58390.4666 | 56633.3137 | 56651.1829 | 57093.5873 | 57456.4574 | 59192.926 | 58149.3645 | 56979.7792 | 56131.6923 | 55650.6947 | 55578.2681 | 55666.5929 | 55540.9957 | 55220.5994 | 55172.0616 | 54489.6456 | 53969.3534 | 53618.6634 | 53359.5779
Commercial_School_Existing_Food Preparation_Natural Gas_Fryer_E3_Codes & Standards Forecast | Commercial | School | Existing | Food Preparation | Natural Gas | Fryer | E3 |  | Codes & Standards Forecast | 0 | 0 | 0 | 0 | 0 | 0 | 0 | 0 | 0 | 0 | 0 | 0 | 0 | 0 | 0 | 0 | 0 | 0 | 0 | 0 | 0 | 0 | 0 | 0 | 0 | 0 | 0 | 0 | 0 | 0 | 0 | 0 | 0
Commercial_School_Existing_Food Preparation_Natural Gas_Fryer_E4_Codes & Standards Forecast | Commercial | School | Existing | Food Preparation | Natural Gas | Fryer | E4 |  | Codes & Standards Forecast | 0 | 0 | 0 | 0 | 0 | 0 | 0 | 0 | 0 | 0 | 0 | 0 | 0 | 0 | 0 | 0 | 0 | 0 | 0 | 0 | 0 | 0 | 0 | 0 | 0 | 0 | 0 | 0 | 0 | 0 | 0 | 0 | 0
Commercial_School_Existing_Food Preparation_Natural Gas_Fryer_E5_Codes & Standards Forecast | Commercial | School | Existing | Food Preparation | Natural Gas | Fryer | E5 |  | Codes & Standards Forecast | 0 | 0 | 0 | 0 | 0 | 0 | 0 | 0 | 0 | 0 | 0 | 0 | 0 | 0 | 0 | 0 | 0 | 0 | 0 | 0 | 0 | 0 | 0 | 0 | 0 | 0 | 0 | 0 | 0 | 0 | 0 | 0 | 0
Commercial_School_Existing_Food Preparation_Natural Gas_Fryer_E6_Codes & Standards Forecast | Commercial | School | Existing | Food Preparation | Natural Gas | Fryer | E6 |  | Codes & Standards Forecast | 0 | 0 | 0 | 0 | 0 | 0 | 0 | 0 | 0 | 0 | 0 | 0 | 0 | 0 | 0 | 0 | 0 | 0 | 0 | 0 | 0 | 0 | 0 | 0 | 0 | 0 | 0 | 0 | 0 | 0 | 0 | 0 | 0
Commercial_School_Existing_Food Preparation_Natural Gas_Fryer_E7_Codes & Standards Forecast | Commercial | School | Existing | Food Preparation | Natural Gas | Fryer | E7 |  | Codes & Standards Forecast | 0 | 0 | 0 | 0 | 0 | 0 | 0 | 0 | 0 | 0 | 0 | 0 | 0 | 0 | 0 | 0 | 0 | 0 | 0 | 0 | 0 | 0 | 0 | 0 | 0 | 0 | 0 | 0 | 0 | 0 | 0 | 0 | 0
Commercial_School_Existing_Food Preparation_Natural Gas_Fryer_E8_Codes & Standards Forecast | Commercial | School | Existing | Food Preparation | Natural Gas | Fryer | E8 |  | Codes & Standards Forecast | 0 | 0 | 0 | 0 | 0 | 0 | 0 | 0 | 0 | 0 | 0 | 0 | 0 | 0 | 0 | 0 | 0 | 0 | 0 | 0 | 0 | 0 | 0 | 0 | 0 | 0 | 0 | 0 | 0 | 0 | 0 | 0 | 0
Commercial_School_Existing_Food Preparation_Natural Gas_Fryer_E9_Codes & Standards Forecast | Commercial | School | Existing | Food Preparation | Natural Gas | Fryer | E9 |  | Codes & Standards Forecast | 0 | 0 | 0 | 0 | 0 | 0 | 0 | 0 | 0 | 0 | 0 | 0 | 0 | 0 | 0 | 0 | 0 | 0 | 0 | 0 | 0 | 0 | 0 | 0 | 0 | 0 | 0 | 0 | 0 | 0 | 0 | 0 | 0
Commercial_School_Existing_Food Preparation_Natural Gas_Fryer_E10_Codes & Standards Forecast | Commercial | School | Existing | Food Preparation | Natural Gas | Fryer | E10 |  | Codes & Standards Forecast | 0 | 0 | 0 | 0 | 0 | 0 | 0 | 0 | 0 | 0 | 0 | 0 | 0 | 0 | 0 | 0 | 0 | 0 | 0 | 0 | 0 | 0 | 0 | 0 | 0 | 0 | 0 | 0 | 0 | 0 | 0 | 0 | 0
Commercial_School_Existing_Food Preparation_Natural Gas_Broiler_E1_Codes & Standards Forecast | Commercial | School | Existing | Food Preparation | Natural Gas | Broiler | E1 |  | Codes & Standards Forecast | 0 | 23128.401 | 29913.1654 | 35215.6355 | 39352.3427 | 42539.2967 | 45010.0084 | 46932.988 | 48423.9341 | 49558.8027 | 50406.7494 | 51026.3185 | 44951.3424 | 41387.805 | 39551.2209 | 38873.8311 | 38947.2681 | 45022.4031 | 46336.0744 | 47323.9335 | 48052.1654 | 48573.7539 | 48931.2552 | 47930.8477 | 46351.9614 | 44660.5978 | 43115.9097 | 41843.3431 | 40363.6198 | 40026.6931 | 40351.62 | 41019.3109 | 41825.2587
Commercial_School_Existing_Food Preparation_Natural Gas_Broiler_E2_Codes & Standards Forecast | Commercial | School | Existing | Food Preparation | Natural Gas | Broiler | E2 |  | Codes & Standards Forecast | 0 | 0 | 0 | 0 | 0 | 0 | 0 | 0 | 0 | 0 | 0 | 0 | 0 | 0 | 0 | 0 | 0 | 0 | 0 | 0 | 0 | 0 | 0 | 0 | 0 | 0 | 0 | 0 | 0 | 0 | 0 | 0 | 0
Commercial_School_Existing_Food Preparation_Natural Gas_Broiler_E3_Codes & Standards Forecast | Commercial | School | Existing | Food Preparation | Natural Gas | Broiler | E3 |  | Codes & Standards Forecast | 0 | 0 | 0 | 0 | 0 | 0 | 0 | 0 | 0 | 0 | 0 | 0 | 0 | 0 | 0 | 0 | 0 | 0 | 0 | 0 | 0 | 0 | 0 | 0 | 0 | 0 | 0 | 0 | 0 | 0 | 0 | 0 | 0
Commercial_School_Existing_Food Preparation_Natural Gas_Broiler_E4_Codes & Standards Forecast | Commercial | School | Existing | Food Preparation | Natural Gas | Broiler | E4 |  | Codes & Standards Forecast | 0 | 0 | 0 | 0 | 0 | 0 | 0 | 0 | 0 | 0 | 0 | 0 | 0 | 0 | 0 | 0 | 0 | 0 | 0 | 0 | 0 | 0 | 0 | 0 | 0 | 0 | 0 | 0 | 0 | 0 | 0 | 0 | 0
Commercial_School_Existing_Food Preparation_Natural Gas_Broiler_E5_Codes & Standards Forecast | Commercial | School | Existing | Food Preparation | Natural Gas | Broiler | E5 |  | Codes & Standards Forecast | 0 | 0 | 0 | 0 | 0 | 0 | 0 | 0 | 0 | 0 | 0 | 0 | 0 | 0 | 0 | 0 | 0 | 0 | 0 | 0 | 0 | 0 | 0 | 0 | 0 | 0 | 0 | 0 | 0 | 0 | 0 | 0 | 0
Commercial_School_Existing_Food Preparation_Natural Gas_Broiler_E6_Codes & Standards Forecast | Commercial | School | Existing | Food Preparation | Natural Gas | Broiler | E6 |  | Codes & Standards Forecast | 0 | 0 | 0 | 0 | 0 | 0 | 0 | 0 | 0 | 0 | 0 | 0 | 0 | 0 | 0 | 0 | 0 | 0 | 0 | 0 | 0 | 0 | 0 | 0 | 0 | 0 | 0 | 0 | 0 | 0 | 0 | 0 | 0
Commercial_School_Existing_Food Preparation_Natural Gas_Broiler_E7_Codes & Standards Forecast | Commercial | School | Existing | Food Preparation | Natural Gas | Broiler | E7 |  | Codes & Standards Forecast | 0 | 0 | 0 | 0 | 0 | 0 | 0 | 0 | 0 | 0 | 0 | 0 | 0 | 0 | 0 | 0 | 0 | 0 | 0 | 0 | 0 | 0 | 0 | 0 | 0 | 0 | 0 | 0 | 0 | 0 | 0 | 0 | 0
Commercial_School_Existing_Food Preparation_Natural Gas_Broiler_E8_Codes & Standards Forecast | Commercial | School | Existing | Food Preparation | Natural Gas | Broiler | E8 |  | Codes & Standards Forecast | 0 | 0 | 0 | 0 | 0 | 0 | 0 | 0 | 0 | 0 | 0 | 0 | 0 | 0 | 0 | 0 | 0 | 0 | 0 | 0 | 0 | 0 | 0 | 0 | 0 | 0 | 0 | 0 | 0 | 0 | 0 | 0 | 0
Commercial_School_Existing_Food Preparation_Natural Gas_Broiler_E9_Codes & Standards Forecast | Commercial | School | Existing | Food Preparation | Natural Gas | Broiler | E9 |  | Codes & Standards Forecast | 0 | 0 | 0 | 0 | 0 | 0 | 0 | 0 | 0 | 0 | 0 | 0 | 0 | 0 | 0 | 0 | 0 | 0 | 0 | 0 | 0 | 0 | 0 | 0 | 0 | 0 | 0 | 0 | 0 | 0 | 0 | 0 | 0
Commercial_School_Existing_Food Preparation_Natural Gas_Broiler_E10_Codes & Standards Forecast | Commercial | School | Existing | Food Preparation | Natural Gas | Broiler | E10 |  | Codes & Standards Forecast | 0 | 0 | 0 | 0 | 0 | 0 | 0 | 0 | 0 | 0 | 0 | 0 | 0 | 0 | 0 | 0 | 0 | 0 | 0 | 0 | 0 | 0 | 0 | 0 | 0 | 0 | 0 | 0 | 0 | 0 | 0 | 0 | 0
Commercial_School_Existing_Food Preparation_Natural Gas_Griddle_E1_Codes & Standards Forecast | Commercial | School | Existing | Food Preparation | Natural Gas | Griddle | E1 |  | Codes & Standards Forecast | 0 | 32651.8603 | 42230.3511 | 49716.1914 | 55556.2485 | 60055.4777 | 63543.5412 | 66258.336 | 68363.201 | 69965.3686 | 71162.4698 | 72037.1556 | 63460.7187 | 58429.8423 | 55837.0177 | 54880.7027 | 54984.3785 | 63561.0397 | 65415.6344 | 66810.259 | 67838.3512 | 68574.7113 | 69079.4192 | 67667.0791 | 65438.0632 | 63050.2557 | 60869.5196 | 59072.955 | 56983.9339 | 56508.2726 | 56966.9929 | 57909.6153 | 59047.424
Commercial_School_Existing_Food Preparation_Natural Gas_Griddle_E2_Codes & Standards Forecast | Commercial | School | Existing | Food Preparation | Natural Gas | Griddle | E2 |  | Codes & Standards Forecast | 0 | 0 | 0 | 0 | 0 | 0 | 0 | 0 | 0 | 0 | 0 | 0 | 0 | 0 | 0 | 0 | 0 | 0 | 0 | 0 | 0 | 0 | 0 | 0 | 0 | 0 | 0 | 0 | 0 | 0 | 0 | 0 | 0
Commercial_School_Existing_Food Preparation_Natural Gas_Griddle_E3_Codes & Standards Forecast | Commercial | School | Existing | Food Preparation | Natural Gas | Griddle | E3 |  | Codes & Standards Forecast | 0 | 0 | 0 | 0 | 0 | 0 | 0 | 0 | 0 | 0 | 0 | 0 | 0 | 0 | 0 | 0 | 0 | 0 | 0 | 0 | 0 | 0 | 0 | 0 | 0 | 0 | 0 | 0 | 0 | 0 | 0 | 0 | 0
Commercial_School_Existing_Food Preparation_Natural Gas_Griddle_E4_Codes & Standards Forecast | Commercial | School | Existing | Food Preparation | Natural Gas | Griddle | E4 |  | Codes & Standards Forecast | 0 | 0 | 0 | 0 | 0 | 0 | 0 | 0 | 0 | 0 | 0 | 0 | 0 | 0 | 0 | 0 | 0 | 0 | 0 | 0 | 0 | 0 | 0 | 0 | 0 | 0 | 0 | 0 | 0 | 0 | 0 | 0 | 0
Commercial_School_Existing_Food Preparation_Natural Gas_Griddle_E5_Codes & Standards Forecast | Commercial | School | Existing | Food Preparation | Natural Gas | Griddle | E5 |  | Codes & Standards Forecast | 0 | 0 | 0 | 0 | 0 | 0 | 0 | 0 | 0 | 0 | 0 | 0 | 0 | 0 | 0 | 0 | 0 | 0 | 0 | 0 | 0 | 0 | 0 | 0 | 0 | 0 | 0 | 0 | 0 | 0 | 0 | 0 | 0
Commercial_School_Existing_Food Preparation_Natural Gas_Griddle_E6_Codes & Standards Forecast | Commercial | School | Existing | Food Preparation | Natural Gas | Griddle | E6 |  | Codes & Standards Forecast | 0 | 0 | 0 | 0 | 0 | 0 | 0 | 0 | 0 | 0 | 0 | 0 | 0 | 0 | 0 | 0 | 0 | 0 | 0 | 0 | 0 | 0 | 0 | 0 | 0 | 0 | 0 | 0 | 0 | 0 | 0 | 0 | 0
Commercial_School_Existing_Food Preparation_Natural Gas_Griddle_E7_Codes & Standards Forecast | Commercial | School | Existing | Food Preparation | Natural Gas | Griddle | E7 |  | Codes & Standards Forecast | 0 | 0 | 0 | 0 | 0 | 0 | 0 | 0 | 0 | 0 | 0 | 0 | 0 | 0 | 0 | 0 | 0 | 0 | 0 | 0 | 0 | 0 | 0 | 0 | 0 | 0 | 0 | 0 | 0 | 0 | 0 | 0 | 0
Commercial_School_Existing_Food Preparation_Natural Gas_Griddle_E8_Codes & Standards Forecast | Commercial | School | Existing | Food Preparation | Natural Gas | Griddle | E8 |  | Codes & Standards Forecast | 0 | 0 | 0 | 0 | 0 | 0 | 0 | 0 | 0 | 0 | 0 | 0 | 0 | 0 | 0 | 0 | 0 | 0 | 0 | 0 | 0 | 0 | 0 | 0 | 0 | 0 | 0 | 0 | 0 | 0 | 0 | 0 | 0
Commercial_School_Existing_Food Preparation_Natural Gas_Griddle_E9_Codes & Standards Forecast | Commercial | School | Existing | Food Preparation | Natural Gas | Griddle | E9 |  | Codes & Standards Forecast | 0 | 0 | 0 | 0 | 0 | 0 | 0 | 0 | 0 | 0 | 0 | 0 | 0 | 0 | 0 | 0 | 0 | 0 | 0 | 0 | 0 | 0 | 0 | 0 | 0 | 0 | 0 | 0 | 0 | 0 | 0 | 0 | 0
Commercial_School_Existing_Food Preparation_Natural Gas_Griddle_E10_Codes & Standards Forecast | Commercial | School | Existing | Food Preparation | Natural Gas | Griddle | E10 |  | Codes & Standards Forecast | 0 | 0 | 0 | 0 | 0 | 0 | 0 | 0 | 0 | 0 | 0 | 0 | 0 | 0 | 0 | 0 | 0 | 0 | 0 | 0 | 0 | 0 | 0 | 0 | 0 | 0 | 0 | 0 | 0 | 0 | 0 | 0 | 0
Commercial_School_Existing_Food Preparation_Natural Gas_Range_E1_Codes & Standards Forecast | Commercial | School | Existing | Food Preparation | Natural Gas | Range | E1 |  | Codes & Standards Forecast | 0 | 48433.5928 | 62641.6875 | 73745.6838 | 82408.4353 | 89082.2919 | 94256.2528 | 98283.1985 | 101405.4148 | 103781.9634 | 91781.3267 | 84926.1708 | 81589.2544 | 80594.2219 | 81097.8321 | 94233.6236 | 97235.4608 | 99503.5545 | 101187.852 | 99780.4746 | 96986.0268 | 93832.7257 | 90900.0593 | 88475.7885 | 85548.8035 | 85021.8511 | 85875.2119 | 87433.4499 | 88761.7769 | 92346.6603 | 92148.9389 | 91252.7832 | 89936.5042
Commercial_School_Existing_Food Preparation_Natural Gas_Range_E2_Codes & Standards Forecast | Commercial | School | Existing | Food Preparation | Natural Gas | Range | E2 |  | Codes & Standards Forecast | 0 | 0 | 0 | 0 | 0 | 0 | 0 | 0 | 0 | 0 | 0 | 0 | 0 | 0 | 0 | 0 | 0 | 0 | 0 | 0 | 0 | 0 | 0 | 0 | 0 | 0 | 0 | 0 | 0 | 0 | 0 | 0 | 0
Commercial_School_Existing_Food Preparation_Natural Gas_Range_E3_Codes & Standards Forecast | Commercial | School | Existing | Food Preparation | Natural Gas | Range | E3 |  | Codes & Standards Forecast | 0 | 0 | 0 | 0 | 0 | 0 | 0 | 0 | 0 | 0 | 0 | 0 | 0 | 0 | 0 | 0 | 0 | 0 | 0 | 0 | 0 | 0 | 0 | 0 | 0 | 0 | 0 | 0 | 0 | 0 | 0 | 0 | 0
Commercial_School_Existing_Food Preparation_Natural Gas_Range_E4_Codes & Standards Forecast | Commercial | School | Existing | Food Preparation | Natural Gas | Range | E4 |  | Codes & Standards Forecast | 0 | 0 | 0 | 0 | 0 | 0 | 0 | 0 | 0 | 0 | 0 | 0 | 0 | 0 | 0 | 0 | 0 | 0 | 0 | 0 | 0 | 0 | 0 | 0 | 0 | 0 | 0 | 0 | 0 | 0 | 0 | 0 | 0
Commercial_School_Existing_Food Preparation_Natural Gas_Range_E5_Codes & Standards Forecast | Commercial | School | Existing | Food Preparation | Natural Gas | Range | E5 |  | Codes & Standards Forecast | 0 | 0 | 0 | 0 | 0 | 0 | 0 | 0 | 0 | 0 | 0 | 0 | 0 | 0 | 0 | 0 | 0 | 0 | 0 | 0 | 0 | 0 | 0 | 0 | 0 | 0 | 0 | 0 | 0 | 0 | 0 | 0 | 0
Commercial_School_Existing_Food Preparation_Natural Gas_Range_E6_Codes & Standards Forecast | Commercial | School | Existing | Food Preparation | Natural Gas | Range | E6 |  | Codes & Standards Forecast | 0 | 0 | 0 | 0 | 0 | 0 | 0 | 0 | 0 | 0 | 0 | 0 | 0 | 0 | 0 | 0 | 0 | 0 | 0 | 0 | 0 | 0 | 0 | 0 | 0 | 0 | 0 | 0 | 0 | 0 | 0 | 0 | 0
Commercial_School_Existing_Food Preparation_Natural Gas_Range_E7_Codes & Standards Forecast | Commercial | School | Existing | Food Preparation | Natural Gas | Range | E7 |  | Codes & Standards Forecast | 0 | 0 | 0 | 0 | 0 | 0 | 0 | 0 | 0 | 0 | 0 | 0 | 0 | 0 | 0 | 0 | 0 | 0 | 0 | 0 | 0 | 0 | 0 | 0 | 0 | 0 | 0 | 0 | 0 | 0 | 0 | 0 | 0
Commercial_School_Existing_Food Preparation_Natural Gas_Range_E8_Codes & Standards Forecast | Commercial | School | Existing | Food Preparation | Natural Gas | Range | E8 |  | Codes & Standards Forecast | 0 | 0 | 0 | 0 | 0 | 0 | 0 | 0 | 0 | 0 | 0 | 0 | 0 | 0 | 0 | 0 | 0 | 0 | 0 | 0 | 0 | 0 | 0 | 0 | 0 | 0 | 0 | 0 | 0 | 0 | 0 | 0 | 0
Commercial_School_Existing_Food Preparation_Natural Gas_Range_E9_Codes & Standards Forecast | Commercial | School | Existing | Food Preparation | Natural Gas | Range | E9 |  | Codes & Standards Forecast | 0 | 0 | 0 | 0 | 0 | 0 | 0 | 0 | 0 | 0 | 0 | 0 | 0 | 0 | 0 | 0 | 0 | 0 | 0 | 0 | 0 | 0 | 0 | 0 | 0 | 0 | 0 | 0 | 0 | 0 | 0 | 0 | 0
Commercial_School_Existing_Food Preparation_Natural Gas_Range_E10_Codes & Standards Forecast | Commercial | School | Existing | Food Preparation | Natural Gas | Range | E10 |  | Codes & Standards Forecast | 0 | 0 | 0 | 0 | 0 | 0 | 0 | 0 | 0 | 0 | 0 | 0 | 0 | 0 | 0 | 0 | 0 | 0 | 0 | 0 | 0 | 0 | 0 | 0 | 0 | 0 | 0 | 0 | 0 | 0 | 0 | 0 | 0
Commercial_School_Existing_Food Preparation_Natural Gas_Steamer_E1_Codes & Standards Forecast | Commercial | School | Existing | Food Preparation | Natural Gas | Steamer | E1 |  | Codes & Standards Forecast | 0 | 16124.3755 | 18269.963 | 0 | 0 | 0 | 0 | 0 | 0 | 0 | 0 | 0 | 0 | 0 | 0 | 0 | 0 | 0 | 0 | 0 | 0 | 0 | 0 | 0 | 0 | 0 | 0 | 0 | 0 | 0 | 0 | 0 | 0
Commercial_School_Existing_Food Preparation_Natural Gas_Steamer_E2_Codes & Standards Forecast | Commercial | School | Existing | Food Preparation | Natural Gas | Steamer | E2 |  | Codes & Standards Forecast | 0 | 0 | 0 | 20124.7457 | 21734.0684 | 23114.5998 | 24315.4897 | 25368.2962 | 26290.6107 | 27089.665 | 25654.0936 | 24611.1815 | 23886.123 | 23416.5733 | 23150.3499 | 23044.7254 | 23063.8856 | 23178.1847 | 23363.0145 | 27862.3099 | 27859.168 | 27706.1809 | 27456.3763 | 27149.9857 | 26817.1336 | 26479.6675 | 26153.2587 | 25848.5608 | 25429.9201 | 25165.617 | 25001.7937 | 24899.6418 | 24832.7061
Commercial_School_Existing_Food Preparation_Natural Gas_Steamer_E3_Codes & Standards Forecast | Commercial | School | Existing | Food Preparation | Natural Gas | Steamer | E3 |  | Codes & Standards Forecast | 0 | 0 | 0 | 0 | 0 | 0 | 0 | 0 | 0 | 0 | 0 | 0 | 0 | 0 | 0 | 0 | 0 | 0 | 0 | 0 | 0 | 0 | 0 | 0 | 0 | 0 | 0 | 0 | 0 | 0 | 0 | 0 | 0
Commercial_School_Existing_Food Preparation_Natural Gas_Steamer_E4_Codes & Standards Forecast | Commercial | School | Existing | Food Preparation | Natural Gas | Steamer | E4 |  | Codes & Standards Forecast | 0 | 0 | 0 | 0 | 0 | 0 | 0 | 0 | 0 | 0 | 0 | 0 | 0 | 0 | 0 | 0 | 0 | 0 | 0 | 0 | 0 | 0 | 0 | 0 | 0 | 0 | 0 | 0 | 0 | 0 | 0 | 0 | 0
Commercial_School_Existing_Food Preparation_Natural Gas_Steamer_E5_Codes & Standards Forecast | Commercial | School | Existing | Food Preparation | Natural Gas | Steamer | E5 |  | Codes & Standards Forecast | 0 | 0 | 0 | 0 | 0 | 0 | 0 | 0 | 0 | 0 | 0 | 0 | 0 | 0 | 0 | 0 | 0 | 0 | 0 | 0 | 0 | 0 | 0 | 0 | 0 | 0 | 0 | 0 | 0 | 0 | 0 | 0 | 0
Commercial_School_Existing_Food Preparation_Natural Gas_Steamer_E6_Codes & Standards Forecast | Commercial | School | Existing | Food Preparation | Natural Gas | Steamer | E6 |  | Codes & Standards Forecast | 0 | 0 | 0 | 0 | 0 | 0 | 0 | 0 | 0 | 0 | 0 | 0 | 0 | 0 | 0 | 0 | 0 | 0 | 0 | 0 | 0 | 0 | 0 | 0 | 0 | 0 | 0 | 0 | 0 | 0 | 0 | 0 | 0
Commercial_School_Existing_Food Preparation_Natural Gas_Steamer_E7_Codes & Standards Forecast | Commercial | School | Existing | Food Preparation | Natural Gas | Steamer | E7 |  | Codes & Standards Forecast | 0 | 0 | 0 | 0 | 0 | 0 | 0 | 0 | 0 | 0 | 0 | 0 | 0 | 0 | 0 | 0 | 0 | 0 | 0 | 0 | 0 | 0 | 0 | 0 | 0 | 0 | 0 | 0 | 0 | 0 | 0 | 0 | 0
Commercial_School_Existing_Food Preparation_Natural Gas_Steamer_E8_Codes & Standards Forecast | Commercial | School | Existing | Food Preparation | Natural Gas | Steamer | E8 |  | Codes & Standards Forecast | 0 | 0 | 0 | 0 | 0 | 0 | 0 | 0 | 0 | 0 | 0 | 0 | 0 | 0 | 0 | 0 | 0 | 0 | 0 | 0 | 0 | 0 | 0 | 0 | 0 | 0 | 0 | 0 | 0 | 0 | 0 | 0 | 0
Commercial_School_Existing_Food Preparation_Natural Gas_Steamer_E9_Codes & Standards Forecast | Commercial | School | Existing | Food Preparation | Natural Gas | Steamer | E9 |  | Codes & Standards Forecast | 0 | 0 | 0 | 0 | 0 | 0 | 0 | 0 | 0 | 0 | 0 | 0 | 0 | 0 | 0 | 0 | 0 | 0 | 0 | 0 | 0 | 0 | 0 | 0 | 0 | 0 | 0 | 0 | 0 | 0 | 0 | 0 | 0
Commercial_School_Existing_Food Preparation_Natural Gas_Steamer_E10_Codes & Standards Forecast | Commercial | School | Existing | Food Preparation | Natural Gas | Steamer | E10 |  | Codes & Standards Forecast | 0 | 0 | 0 | 0 | 0 | 0 | 0 | 0 | 0 | 0 | 0 | 0 | 0 | 0 | 0 | 0 | 0 | 0 | 0 | 0 | 0 | 0 | 0 | 0 | 0 | 0 | 0 | 0 | 0 | 0 | 0 | 0 | 0
Commercial_School_Existing_Food Preparation_Natural Gas_Food Prep Other_E1_Codes & Standards Forecast | Commercial | School | Existing | Food Preparation | Natural Gas | Food Prep Other | E1 |  | Codes & Standards Forecast | 0 | 2176.7907 | 2815.3567 | 3314.4128 | 3703.7499 | 4003.6985 | 4236.2361 | 4417.2224 | 4557.5467 | 4664.3579 | 4125.0034 | 3816.9066 | 3666.9328 | 3622.2122 | 3644.8464 | 4235.219 | 4370.1331 | 4472.0699 | 4547.7686 | 4484.5157 | 4358.9226 | 4217.2012 | 4085.3959 | 3976.4399 | 3844.89 | 3821.2068 | 3859.5601 | 3929.5933 | 3989.2933 | 4150.4117 | 4141.5253 | 4101.2487 | 4042.0901
Commercial_School_Existing_Food Preparation_Natural Gas_Food Prep Other_E2_Codes & Standards Forecast | Commercial | School | Existing | Food Preparation | Natural Gas | Food Prep Other | E2 |  | Codes & Standards Forecast | 0 | 0 | 0 | 0 | 0 | 0 | 0 | 0 | 0 | 0 | 0 | 0 | 0 | 0 | 0 | 0 | 0 | 0 | 0 | 0 | 0 | 0 | 0 | 0 | 0 | 0 | 0 | 0 | 0 | 0 | 0 | 0 | 0
Commercial_School_Existing_Food Preparation_Natural Gas_Food Prep Other_E3_Codes & Standards Forecast | Commercial | School | Existing | Food Preparation | Natural Gas | Food Prep Other | E3 |  | Codes & Standards Forecast | 0 | 0 | 0 | 0 | 0 | 0 | 0 | 0 | 0 | 0 | 0 | 0 | 0 | 0 | 0 | 0 | 0 | 0 | 0 | 0 | 0 | 0 | 0 | 0 | 0 | 0 | 0 | 0 | 0 | 0 | 0 | 0 | 0
Commercial_School_Existing_Food Preparation_Natural Gas_Food Prep Other_E4_Codes & Standards Forecast | Commercial | School | Existing | Food Preparation | Natural Gas | Food Prep Other | E4 |  | Codes & Standards Forecast | 0 | 0 | 0 | 0 | 0 | 0 | 0 | 0 | 0 | 0 | 0 | 0 | 0 | 0 | 0 | 0 | 0 | 0 | 0 | 0 | 0 | 0 | 0 | 0 | 0 | 0 | 0 | 0 | 0 | 0 | 0 | 0 | 0
Commercial_School_Existing_Food Preparation_Natural Gas_Food Prep Other_E5_Codes & Standards Forecast | Commercial | School | Existing | Food Preparation | Natural Gas | Food Prep Other | E5 |  | Codes & Standards Forecast | 0 | 0 | 0 | 0 | 0 | 0 | 0 | 0 | 0 | 0 | 0 | 0 | 0 | 0 | 0 | 0 | 0 | 0 | 0 | 0 | 0 | 0 | 0 | 0 | 0 | 0 | 0 | 0 | 0 | 0 | 0 | 0 | 0
Commercial_School_Existing_Food Preparation_Natural Gas_Food Prep Other_E6_Codes & Standards Forecast | Commercial | School | Existing | Food Preparation | Natural Gas | Food Prep Other | E6 |  | Codes & Standards Forecast | 0 | 0 | 0 | 0 | 0 | 0 | 0 | 0 | 0 | 0 | 0 | 0 | 0 | 0 | 0 | 0 | 0 | 0 | 0 | 0 | 0 | 0 | 0 | 0 | 0 | 0 | 0 | 0 | 0 | 0 | 0 | 0 | 0
Commercial_School_Existing_Food Preparation_Natural Gas_Food Prep Other_E7_Codes & Standards Forecast | Commercial | School | Existing | Food Preparation | Natural Gas | Food Prep Other | E7 |  | Codes & Standards Forecast | 0 | 0 | 0 | 0 | 0 | 0 | 0 | 0 | 0 | 0 | 0 | 0 | 0 | 0 | 0 | 0 | 0 | 0 | 0 | 0 | 0 | 0 | 0 | 0 | 0 | 0 | 0 | 0 | 0 | 0 | 0 | 0 | 0
Commercial_School_Existing_Food Preparation_Natural Gas_Food Prep Other_E8_Codes & Standards Forecast | Commercial | School | Existing | Food Preparation | Natural Gas | Food Prep Other | E8 |  | Codes & Standards Forecast | 0 | 0 | 0 | 0 | 0 | 0 | 0 | 0 | 0 | 0 | 0 | 0 | 0 | 0 | 0 | 0 | 0 | 0 | 0 | 0 | 0 | 0 | 0 | 0 | 0 | 0 | 0 | 0 | 0 | 0 | 0 | 0 | 0
Commercial_School_Existing_Food Preparation_Natural Gas_Food Prep Other_E9_Codes & Standards Forecast | Commercial | School | Existing | Food Preparation | Natural Gas | Food Prep Other | E9 |  | Codes & Standards Forecast | 0 | 0 | 0 | 0 | 0 | 0 | 0 | 0 | 0 | 0 | 0 | 0 | 0 | 0 | 0 | 0 | 0 | 0 | 0 | 0 | 0 | 0 | 0 | 0 | 0 | 0 | 0 | 0 | 0 | 0 | 0 | 0 | 0
Commercial_School_Existing_Food Preparation_Natural Gas_Food Prep Other_E10_Codes & Standards Forecast | Commercial | School | Existing | Food Preparation | Natural Gas | Food Prep Other | E10 |  | Codes & Standards Forecast | 0 | 0 | 0 | 0 | 0 | 0 | 0 | 0 | 0 | 0 | 0 | 0 | 0 | 0 | 0 | 0 | 0 | 0 | 0 | 0 | 0 | 0 | 0 | 0 | 0 | 0 | 0 | 0 | 0 | 0 | 0 | 0 | 0
Commercial_School_Existing_Miscellaneous_Natural Gas_Pool Heater_E1_Codes & Standards Forecast | Commercial | School | Existing | Miscellaneous | Natural Gas | Pool Heater | E1 |  | Codes & Standards Forecast | 0 | 840.1962 | 1086.6695 | 1279.2949 | 1429.571 | 1545.3449 | 1390.8702 | 1316.5071 | 1295.4784 | 1308.3688 | 1341.7115 | 1546.4126 | 1549.2808 | 1534.7973 | 1515.6192 | 1498.7542 | 1458.0346 | 1445.507 | 1445.6106 | 1450.2504 | 1455.673 | 1494.607 | 1473.1885 | 1451.8125 | 1434.4829 | 1422.241 | 1414.0708 | 1410.2777 | 1406.147 | 1400.5405 | 1393.8277 | 1395.1385 | 1380.5125
Commercial_School_Existing_Miscellaneous_Natural Gas_Pool Heater_E2_Codes & Standards Forecast | Commercial | School | Existing | Miscellaneous | Natural Gas | Pool Heater | E2 |  | Codes & Standards Forecast | 0 | 0 | 0 | 0 | 0 | 0 | 0 | 0 | 0 | 0 | 0 | 0 | 0 | 0 | 0 | 0 | 0 | 0 | 0 | 0 | 0 | 0 | 0 | 0 | 0 | 0 | 0 | 0 | 0 | 0 | 0 | 0 | 0
Commercial_School_Existing_Miscellaneous_Natural Gas_Pool Heater_E3_Codes & Standards Forecast | Commercial | School | Existing | Miscellaneous | Natural Gas | Pool Heater | E3 |  | Codes & Standards Forecast | 0 | 0 | 0 | 0 | 0 | 0 | 0 | 0 | 0 | 0 | 0 | 0 | 0 | 0 | 0 | 0 | 0 | 0 | 0 | 0 | 0 | 0 | 0 | 0 | 0 | 0 | 0 | 0 | 0 | 0 | 0 | 0 | 0
Commercial_School_Existing_Miscellaneous_Natural Gas_Pool Heater_E4_Codes & Standards Forecast | Commercial | School | Existing | Miscellaneous | Natural Gas | Pool Heater | E4 |  | Codes & Standards Forecast | 0 | 0 | 0 | 0 | 0 | 0 | 0 | 0 | 0 | 0 | 0 | 0 | 0 | 0 | 0 | 0 | 0 | 0 | 0 | 0 | 0 | 0 | 0 | 0 | 0 | 0 | 0 | 0 | 0 | 0 | 0 | 0 | 0
Commercial_School_Existing_Miscellaneous_Natural Gas_Pool Heater_E5_Codes & Standards Forecast | Commercial | School | Existing | Miscellaneous | Natural Gas | Pool Heater | E5 |  | Codes & Standards Forecast | 0 | 0 | 0 | 0 | 0 | 0 | 0 | 0 | 0 | 0 | 0 | 0 | 0 | 0 | 0 | 0 | 0 | 0 | 0 | 0 | 0 | 0 | 0 | 0 | 0 | 0 | 0 | 0 | 0 | 0 | 0 | 0 | 0
Commercial_School_Existing_Miscellaneous_Natural Gas_Pool Heater_E6_Codes & Standards Forecast | Commercial | School | Existing | Miscellaneous | Natural Gas | Pool Heater | E6 |  | Codes & Standards Forecast | 0 | 0 | 0 | 0 | 0 | 0 | 0 | 0 | 0 | 0 | 0 | 0 | 0 | 0 | 0 | 0 | 0 | 0 | 0 | 0 | 0 | 0 | 0 | 0 | 0 | 0 | 0 | 0 | 0 | 0 | 0 | 0 | 0
Commercial_School_Existing_Miscellaneous_Natural Gas_Pool Heater_E7_Codes & Standards Forecast | Commercial | School | Existing | Miscellaneous | Natural Gas | Pool Heater | E7 |  | Codes & Standards Forecast | 0 | 0 | 0 | 0 | 0 | 0 | 0 | 0 | 0 | 0 | 0 | 0 | 0 | 0 | 0 | 0 | 0 | 0 | 0 | 0 | 0 | 0 | 0 | 0 | 0 | 0 | 0 | 0 | 0 | 0 | 0 | 0 | 0
Commercial_School_Existing_Miscellaneous_Natural Gas_Pool Heater_E8_Codes & Standards Forecast | Commercial | School | Existing | Miscellaneous | Natural Gas | Pool Heater | E8 |  | Codes & Standards Forecast | 0 | 0 | 0 | 0 | 0 | 0 | 0 | 0 | 0 | 0 | 0 | 0 | 0 | 0 | 0 | 0 | 0 | 0 | 0 | 0 | 0 | 0 | 0 | 0 | 0 | 0 | 0 | 0 | 0 | 0 | 0 | 0 | 0
Commercial_School_Existing_Miscellaneous_Natural Gas_Pool Heater_E9_Codes & Standards Forecast | Commercial | School | Existing | Miscellaneous | Natural Gas | Pool Heater | E9 |  | Codes & Standards Forecast | 0 | 0 | 0 | 0 | 0 | 0 | 0 | 0 | 0 | 0 | 0 | 0 | 0 | 0 | 0 | 0 | 0 | 0 | 0 | 0 | 0 | 0 | 0 | 0 | 0 | 0 | 0 | 0 | 0 | 0 | 0 | 0 | 0
Commercial_School_Existing_Miscellaneous_Natural Gas_Pool Heater_E10_Codes & Standards Forecast | Commercial | School | Existing | Miscellaneous | Natural Gas | Pool Heater | E10 |  | Codes & Standards Forecast | 0 | 0 | 0 | 0 | 0 | 0 | 0 | 0 | 0 | 0 | 0 | 0 | 0 | 0 | 0 | 0 | 0 | 0 | 0 | 0 | 0 | 0 | 0 | 0 | 0 | 0 | 0 | 0 | 0 | 0 | 0 | 0 | 0
Commercial_School_Existing_Miscellaneous_Natural Gas_Miscellaneous_E1_Codes & Standards Forecast | Commercial | School | Existing | Miscellaneous | Natural Gas | Miscellaneous | E1 |  | Codes & Standards Forecast | 0 | 355672.0497 | 421253.8295 | 476052.3132 | 455344.6471 | 446537.5965 | 446847.4085 | 444519.4876 | 441627.275 | 439356.5911 | 437157.3911 | 532646.3223 | 534523.5662 | 533065.1035 | 524559.3686 | 520865.076 | 519935.3344 | 517113.27 | 513943.1558 | 511243.6713 | 508538.3459 | 532744.8275 | 527264.0398 | 521283.2114 | 517632.4456 | 515051.541 | 512752.2786 | 509738.1248 | 506688.1489 | 503872.3411 | 501026.2276 | 505563.4109 | 500892.792
Commercial_School_Existing_Miscellaneous_Natural Gas_Miscellaneous_E2_Codes & Standards Forecast | Commercial | School | Existing | Miscellaneous | Natural Gas | Miscellaneous | E2 |  | Codes & Standards Forecast | 0 | 0 | 0 | 0 | 0 | 0 | 0 | 0 | 0 | 0 | 0 | 0 | 0 | 0 | 0 | 0 | 0 | 0 | 0 | 0 | 0 | 0 | 0 | 0 | 0 | 0 | 0 | 0 | 0 | 0 | 0 | 0 | 0
Commercial_School_Existing_Miscellaneous_Natural Gas_Miscellaneous_E3_Codes & Standards Forecast | Commercial | School | Existing | Miscellaneous | Natural Gas | Miscellaneous | E3 |  | Codes & Standards Forecast | 0 | 0 | 0 | 0 | 0 | 0 | 0 | 0 | 0 | 0 | 0 | 0 | 0 | 0 | 0 | 0 | 0 | 0 | 0 | 0 | 0 | 0 | 0 | 0 | 0 | 0 | 0 | 0 | 0 | 0 | 0 | 0 | 0
Commercial_School_Existing_Miscellaneous_Natural Gas_Miscellaneous_E4_Codes & Standards Forecast | Commercial | School | Existing | Miscellaneous | Natural Gas | Miscellaneous | E4 |  | Codes & Standards Forecast | 0 | 0 | 0 | 0 | 0 | 0 | 0 | 0 | 0 | 0 | 0 | 0 | 0 | 0 | 0 | 0 | 0 | 0 | 0 | 0 | 0 | 0 | 0 | 0 | 0 | 0 | 0 | 0 | 0 | 0 | 0 | 0 | 0
Commercial_School_Existing_Miscellaneous_Natural Gas_Miscellaneous_E5_Codes & Standards Forecast | Commercial | School | Existing | Miscellaneous | Natural Gas | Miscellaneous | E5 |  | Codes & Standards Forecast | 0 | 0 | 0 | 0 | 0 | 0 | 0 | 0 | 0 | 0 | 0 | 0 | 0 | 0 | 0 | 0 | 0 | 0 | 0 | 0 | 0 | 0 | 0 | 0 | 0 | 0 | 0 | 0 | 0 | 0 | 0 | 0 | 0
Commercial_School_Existing_Miscellaneous_Natural Gas_Miscellaneous_E6_Codes & Standards Forecast | Commercial | School | Existing | Miscellaneous | Natural Gas | Miscellaneous | E6 |  | Codes & Standards Forecast | 0 | 0 | 0 | 0 | 0 | 0 | 0 | 0 | 0 | 0 | 0 | 0 | 0 | 0 | 0 | 0 | 0 | 0 | 0 | 0 | 0 | 0 | 0 | 0 | 0 | 0 | 0 | 0 | 0 | 0 | 0 | 0 | 0
Commercial_School_Existing_Miscellaneous_Natural Gas_Miscellaneous_E7_Codes & Standards Forecast | Commercial | School | Existing | Miscellaneous | Natural Gas | Miscellaneous | E7 |  | Codes & Standards Forecast | 0 | 0 | 0 | 0 | 0 | 0 | 0 | 0 | 0 | 0 | 0 | 0 | 0 | 0 | 0 | 0 | 0 | 0 | 0 | 0 | 0 | 0 | 0 | 0 | 0 | 0 | 0 | 0 | 0 | 0 | 0 | 0 | 0
Commercial_School_Existing_Miscellaneous_Natural Gas_Miscellaneous_E8_Codes & Standards Forecast | Commercial | School | Existing | Miscellaneous | Natural Gas | Miscellaneous | E8 |  | Codes & Standards Forecast | 0 | 0 | 0 | 0 | 0 | 0 | 0 | 0 | 0 | 0 | 0 | 0 | 0 | 0 | 0 | 0 | 0 | 0 | 0 | 0 | 0 | 0 | 0 | 0 | 0 | 0 | 0 | 0 | 0 | 0 | 0 | 0 | 0
Commercial_School_Existing_Miscellaneous_Natural Gas_Miscellaneous_E9_Codes & Standards Forecast | Commercial | School | Existing | Miscellaneous | Natural Gas | Miscellaneous | E9 |  | Codes & Standards Forecast | 0 | 0 | 0 | 0 | 0 | 0 | 0 | 0 | 0 | 0 | 0 | 0 | 0 | 0 | 0 | 0 | 0 | 0 | 0 | 0 | 0 | 0 | 0 | 0 | 0 | 0 | 0 | 0 | 0 | 0 | 0 | 0 | 0
Commercial_School_Existing_Miscellaneous_Natural Gas_Miscellaneous_E10_Codes & Standards Forecast | Commercial | School | Existing | Miscellaneous | Natural Gas | Miscellaneous | E10 |  | Codes & Standards Forecast | 0 | 0 | 0 | 0 | 0 | 0 | 0 | 0 | 0 | 0 | 0 | 0 | 0 | 0 | 0 | 0 | 0 | 0 | 0 | 0 | 0 | 0 | 0 | 0 | 0 | 0 | 0 | 0 | 0 | 0 | 0 | 0 | 0
Commercial_School_New_Space Heating_Natural Gas_Furnace_E1_Codes & Standards Forecast | Commercial | School | New | Space Heating | Natural Gas | Furnace | E1 |  | Codes & Standards Forecast | 0 | 8022.965 | 38697.7399 | 24730.5661 | 31895.0425 | 43285.0699 | 40457.474 | 35857.9095 | 32249.8047 | 31138.506 | 30732.3234 | 30427.0041 | 30385.3156 | 30472.2579 | 30659.693 | 30716.1772 | 30724.5719 | 30684.7692 | 30644.3352 | 31220.414 | 34156.2342 | 35792.3715 | 37811.1576 | 40547.5012 | 42852.4989 | 44666.1415 | 46063.1508 | 47267.6399 | 48348.6605 | 49323.4711 | 50220.5238 | 51055.697 | 37666.9003
Commercial_School_New_Space Heating_Natural Gas_Furnace_E2_Codes & Standards Forecast | Commercial | School | New | Space Heating | Natural Gas | Furnace | E2 |  | Codes & Standards Forecast | 0 | 0 | 0 | 0 | 0 | 0 | 0 | 0 | 0 | 0 | 0 | 0 | 0 | 0 | 0 | 0 | 0 | 0 | 0 | 0 | 0 | 0 | 0 | 0 | 0 | 0 | 0 | 0 | 0 | 0 | 0 | 0 | 0
Commercial_School_New_Space Heating_Natural Gas_Furnace_E3_Codes & Standards Forecast | Commercial | School | New | Space Heating | Natural Gas | Furnace | E3 |  | Codes & Standards Forecast | 0 | 0 | 0 | 0 | 0 | 0 | 0 | 0 | 0 | 0 | 0 | 0 | 0 | 0 | 0 | 0 | 0 | 0 | 0 | 0 | 0 | 0 | 0 | 0 | 0 | 0 | 0 | 0 | 0 | 0 | 0 | 0 | 0
Commercial_School_New_Space Heating_Natural Gas_Furnace_E4_Codes & Standards Forecast | Commercial | School | New | Space Heating | Natural Gas | Furnace | E4 |  | Codes & Standards Forecast | 0 | 0 | 0 | 0 | 0 | 0 | 0 | 0 | 0 | 0 | 0 | 0 | 0 | 0 | 0 | 0 | 0 | 0 | 0 | 0 | 0 | 0 | 0 | 0 | 0 | 0 | 0 | 0 | 0 | 0 | 0 | 0 | 0
Commercial_School_New_Space Heating_Natural Gas_Furnace_E5_Codes & Standards Forecast | Commercial | School | New | Space Heating | Natural Gas | Furnace | E5 |  | Codes & Standards Forecast | 0 | 0 | 0 | 0 | 0 | 0 | 0 | 0 | 0 | 0 | 0 | 0 | 0 | 0 | 0 | 0 | 0 | 0 | 0 | 0 | 0 | 0 | 0 | 0 | 0 | 0 | 0 | 0 | 0 | 0 | 0 | 0 | 0
Commercial_School_New_Space Heating_Natural Gas_Furnace_E6_Codes & Standards Forecast | Commercial | School | New | Space Heating | Natural Gas | Furnace | E6 |  | Codes & Standards Forecast | 0 | 0 | 0 | 0 | 0 | 0 | 0 | 0 | 0 | 0 | 0 | 0 | 0 | 0 | 0 | 0 | 0 | 0 | 0 | 0 | 0 | 0 | 0 | 0 | 0 | 0 | 0 | 0 | 0 | 0 | 0 | 0 | 0
Commercial_School_New_Space Heating_Natural Gas_Furnace_E7_Codes & Standards Forecast | Commercial | School | New | Space Heating | Natural Gas | Furnace | E7 |  | Codes & Standards Forecast | 0 | 0 | 0 | 0 | 0 | 0 | 0 | 0 | 0 | 0 | 0 | 0 | 0 | 0 | 0 | 0 | 0 | 0 | 0 | 0 | 0 | 0 | 0 | 0 | 0 | 0 | 0 | 0 | 0 | 0 | 0 | 0 | 0
Commercial_School_New_Space Heating_Natural Gas_Furnace_E8_Codes & Standards Forecast | Commercial | School | New | Space Heating | Natural Gas | Furnace | E8 |  | Codes & Standards Forecast | 0 | 0 | 0 | 0 | 0 | 0 | 0 | 0 | 0 | 0 | 0 | 0 | 0 | 0 | 0 | 0 | 0 | 0 | 0 | 0 | 0 | 0 | 0 | 0 | 0 | 0 | 0 | 0 | 0 | 0 | 0 | 0 | 0
Commercial_School_New_Space Heating_Natural Gas_Furnace_E9_Codes & Standards Forecast | Commercial | School | New | Space Heating | Natural Gas | Furnace | E9 |  | Codes & Standards Forecast | 0 | 0 | 0 | 0 | 0 | 0 | 0 | 0 | 0 | 0 | 0 | 0 | 0 | 0 | 0 | 0 | 0 | 0 | 0 | 0 | 0 | 0 | 0 | 0 | 0 | 0 | 0 | 0 | 0 | 0 | 0 | 0 | 0
Commercial_School_New_Space Heating_Natural Gas_Furnace_E10_Codes & Standards Forecast | Commercial | School | New | Space Heating | Natural Gas | Furnace | E10 |  | Codes & Standards Forecast | 0 | 0 | 0 | 0 | 0 | 0 | 0 | 0 | 0 | 0 | 0 | 0 | 0 | 0 | 0 | 0 | 0 | 0 | 0 | 0 | 0 | 0 | 0 | 0 | 0 | 0 | 0 | 0 | 0 | 0 | 0 | 0 | 0
Commercial_School_New_Space Heating_Natural Gas_Boiler_E1_Codes & Standards Forecast | Commercial | School | New | Space Heating | Natural Gas | Boiler | E1 |  | Codes & Standards Forecast | 0 | 19700.426 | 95022.4709 | 60726.0141 | 78318.4174 | 106286.6799 | 99343.5057 | 88049.2548 | 79189.5376 | 76460.7388 | 75463.3555 | 74713.6428 | 74611.2763 | 74824.7636 | 75285.0112 | 75423.7085 | 75444.3217 | 75346.5861 | 75247.3002 | 75146.4467 | 75162.516 | 75178.6931 | 76879.9497 | 85264.6296 | 89759.7076 | 95541.8059 | 103342.0458 | 109803.2001 | 114651.4586 | 118254.7765 | 121283.6938 | 123947.8374 | 85073.1313
Commercial_School_New_Space Heating_Natural Gas_Boiler_E2_Codes & Standards Forecast | Commercial | School | New | Space Heating | Natural Gas | Boiler | E2 |  | Codes & Standards Forecast | 0 | 0 | 0 | 0 | 0 | 0 | 0 | 0 | 0 | 0 | 0 | 0 | 0 | 0 | 0 | 0 | 0 | 0 | 0 | 0 | 0 | 0 | 0 | 0 | 0 | 0 | 0 | 0 | 0 | 0 | 0 | 0 | 0
Commercial_School_New_Space Heating_Natural Gas_Boiler_E3_Codes & Standards Forecast | Commercial | School | New | Space Heating | Natural Gas | Boiler | E3 |  | Codes & Standards Forecast | 0 | 0 | 0 | 0 | 0 | 0 | 0 | 0 | 0 | 0 | 0 | 0 | 0 | 0 | 0 | 0 | 0 | 0 | 0 | 0 | 0 | 0 | 0 | 0 | 0 | 0 | 0 | 0 | 0 | 0 | 0 | 0 | 0
Commercial_School_New_Space Heating_Natural Gas_Boiler_E4_Codes & Standards Forecast | Commercial | School | New | Space Heating | Natural Gas | Boiler | E4 |  | Codes & Standards Forecast | 0 | 0 | 0 | 0 | 0 | 0 | 0 | 0 | 0 | 0 | 0 | 0 | 0 | 0 | 0 | 0 | 0 | 0 | 0 | 0 | 0 | 0 | 0 | 0 | 0 | 0 | 0 | 0 | 0 | 0 | 0 | 0 | 0
Commercial_School_New_Space Heating_Natural Gas_Boiler_E5_Codes & Standards Forecast | Commercial | School | New | Space Heating | Natural Gas | Boiler | E5 |  | Codes & Standards Forecast | 0 | 0 | 0 | 0 | 0 | 0 | 0 | 0 | 0 | 0 | 0 | 0 | 0 | 0 | 0 | 0 | 0 | 0 | 0 | 0 | 0 | 0 | 0 | 0 | 0 | 0 | 0 | 0 | 0 | 0 | 0 | 0 | 0
Commercial_School_New_Space Heating_Natural Gas_Boiler_E6_Codes & Standards Forecast | Commercial | School | New | Space Heating | Natural Gas | Boiler | E6 |  | Codes & Standards Forecast | 0 | 0 | 0 | 0 | 0 | 0 | 0 | 0 | 0 | 0 | 0 | 0 | 0 | 0 | 0 | 0 | 0 | 0 | 0 | 0 | 0 | 0 | 0 | 0 | 0 | 0 | 0 | 0 | 0 | 0 | 0 | 0 | 0
Commercial_School_New_Space Heating_Natural Gas_Boiler_E7_Codes & Standards Forecast | Commercial | School | New | Space Heating | Natural Gas | Boiler | E7 |  | Codes & Standards Forecast | 0 | 0 | 0 | 0 | 0 | 0 | 0 | 0 | 0 | 0 | 0 | 0 | 0 | 0 | 0 | 0 | 0 | 0 | 0 | 0 | 0 | 0 | 0 | 0 | 0 | 0 | 0 | 0 | 0 | 0 | 0 | 0 | 0
Commercial_School_New_Space Heating_Natural Gas_Boiler_E8_Codes & Standards Forecast | Commercial | School | New | Space Heating | Natural Gas | Boiler | E8 |  | Codes & Standards Forecast | 0 | 0 | 0 | 0 | 0 | 0 | 0 | 0 | 0 | 0 | 0 | 0 | 0 | 0 | 0 | 0 | 0 | 0 | 0 | 0 | 0 | 0 | 0 | 0 | 0 | 0 | 0 | 0 | 0 | 0 | 0 | 0 | 0
Commercial_School_New_Space Heating_Natural Gas_Boiler_E9_Codes & Standards Forecast | Commercial | School | New | Space Heating | Natural Gas | Boiler | E9 |  | Codes & Standards Forecast | 0 | 0 | 0 | 0 | 0 | 0 | 0 | 0 | 0 | 0 | 0 | 0 | 0 | 0 | 0 | 0 | 0 | 0 | 0 | 0 | 0 | 0 | 0 | 0 | 0 | 0 | 0 | 0 | 0 | 0 | 0 | 0 | 0
Commercial_School_New_Space Heating_Natural Gas_Boiler_E10_Codes & Standards Forecast | Commercial | School | New | Space Heating | Natural Gas | Boiler | E10 |  | Codes & Standards Forecast | 0 | 0 | 0 | 0 | 0 | 0 | 0 | 0 | 0 | 0 | 0 | 0 | 0 | 0 | 0 | 0 | 0 | 0 | 0 | 0 | 0 | 0 | 0 | 0 | 0 | 0 | 0 | 0 | 0 | 0 | 0 | 0 | 0
Commercial_School_New_Space Heating_Natural Gas_Unit Heater_E1_Codes & Standards Forecast | Commercial | School | New | Space Heating | Natural Gas | Unit Heater | E1 |  | Codes & Standards Forecast | 0 | 1409.2744 | 6797.454 | 4344.0492 | 5602.5257 | 7603.2417 | 7106.5602 | 6298.6234 | 5664.8415 | 5469.6363 | 5398.2882 | 5344.6574 | 5619.1894 | 6937.5811 | 7522.3199 | 8225.3889 | 9181.5244 | 10208.3582 | 11909.7748 | 11086.9947 | 11369.6982 | 11776.4027 | 11429.0204 | 11123.0567 | 11186.2288 | 11474.8581 | 11879.029 | 12398.4237 | 13105.5197 | 14285.3099 | 14872.453 | 15429.9185 | 13074.3834
Commercial_School_New_Space Heating_Natural Gas_Unit Heater_E2_Codes & Standards Forecast | Commercial | School | New | Space Heating | Natural Gas | Unit Heater | E2 |  | Codes & Standards Forecast | 0 | 0 | 0 | 0 | 0 | 0 | 0 | 0 | 0 | 0 | 0 | 0 | 0 | 0 | 0 | 0 | 0 | 0 | 0 | 0 | 0 | 0 | 0 | 0 | 0 | 0 | 0 | 0 | 0 | 0 | 0 | 0 | 0
Commercial_School_New_Space Heating_Natural Gas_Unit Heater_E3_Codes & Standards Forecast | Commercial | School | New | Space Heating | Natural Gas | Unit Heater | E3 |  | Codes & Standards Forecast | 0 | 0 | 0 | 0 | 0 | 0 | 0 | 0 | 0 | 0 | 0 | 0 | 0 | 0 | 0 | 0 | 0 | 0 | 0 | 0 | 0 | 0 | 0 | 0 | 0 | 0 | 0 | 0 | 0 | 0 | 0 | 0 | 0
Commercial_School_New_Space Heating_Natural Gas_Unit Heater_E4_Codes & Standards Forecast | Commercial | School | New | Space Heating | Natural Gas | Unit Heater | E4 |  | Codes & Standards Forecast | 0 | 0 | 0 | 0 | 0 | 0 | 0 | 0 | 0 | 0 | 0 | 0 | 0 | 0 | 0 | 0 | 0 | 0 | 0 | 0 | 0 | 0 | 0 | 0 | 0 | 0 | 0 | 0 | 0 | 0 | 0 | 0 | 0
Commercial_School_New_Space Heating_Natural Gas_Unit Heater_E5_Codes & Standards Forecast | Commercial | School | New | Space Heating | Natural Gas | Unit Heater | E5 |  | Codes & Standards Forecast | 0 | 0 | 0 | 0 | 0 | 0 | 0 | 0 | 0 | 0 | 0 | 0 | 0 | 0 | 0 | 0 | 0 | 0 | 0 | 0 | 0 | 0 | 0 | 0 | 0 | 0 | 0 | 0 | 0 | 0 | 0 | 0 | 0
Commercial_School_New_Space Heating_Natural Gas_Unit Heater_E6_Codes & Standards Forecast | Commercial | School | New | Space Heating | Natural Gas | Unit Heater | E6 |  | Codes & Standards Forecast | 0 | 0 | 0 | 0 | 0 | 0 | 0 | 0 | 0 | 0 | 0 | 0 | 0 | 0 | 0 | 0 | 0 | 0 | 0 | 0 | 0 | 0 | 0 | 0 | 0 | 0 | 0 | 0 | 0 | 0 | 0 | 0 | 0
Commercial_School_New_Space Heating_Natural Gas_Unit Heater_E7_Codes & Standards Forecast | Commercial | School | New | Space Heating | Natural Gas | Unit Heater | E7 |  | Codes & Standards Forecast | 0 | 0 | 0 | 0 | 0 | 0 | 0 | 0 | 0 | 0 | 0 | 0 | 0 | 0 | 0 | 0 | 0 | 0 | 0 | 0 | 0 | 0 | 0 | 0 | 0 | 0 | 0 | 0 | 0 | 0 | 0 | 0 | 0
Commercial_School_New_Space Heating_Natural Gas_Unit Heater_E8_Codes & Standards Forecast | Commercial | School | New | Space Heating | Natural Gas | Unit Heater | E8 |  | Codes & Standards Forecast | 0 | 0 | 0 | 0 | 0 | 0 | 0 | 0 | 0 | 0 | 0 | 0 | 0 | 0 | 0 | 0 | 0 | 0 | 0 | 0 | 0 | 0 | 0 | 0 | 0 | 0 | 0 | 0 | 0 | 0 | 0 | 0 | 0
Commercial_School_New_Space Heating_Natural Gas_Unit Heater_E9_Codes & Standards Forecast | Commercial | School | New | Space Heating | Natural Gas | Unit Heater | E9 |  | Codes & Standards Forecast | 0 | 0 | 0 | 0 | 0 | 0 | 0 | 0 | 0 | 0 | 0 | 0 | 0 | 0 | 0 | 0 | 0 | 0 | 0 | 0 | 0 | 0 | 0 | 0 | 0 | 0 | 0 | 0 | 0 | 0 | 0 | 0 | 0
Commercial_School_New_Space Heating_Natural Gas_Unit Heater_E10_Codes & Standards Forecast | Commercial | School | New | Space Heating | Natural Gas | Unit Heater | E10 |  | Codes & Standards Forecast | 0 | 0 | 0 | 0 | 0 | 0 | 0 | 0 | 0 | 0 | 0 | 0 | 0 | 0 | 0 | 0 | 0 | 0 | 0 | 0 | 0 | 0 | 0 | 0 | 0 | 0 | 0 | 0 | 0 | 0 | 0 | 0 | 0
Commercial_School_New_Water Heating_Natural Gas_Water Heater_E1_Codes & Standards Forecast | Commercial | School | New | Water Heating | Natural Gas | Water Heater | E1 |  | Codes & Standards Forecast | 0 | 28806.706 | 138945.441 | 88795.8683 | 114520.144 | 155416.3922 | 145263.821 | 128748.9414 | 115793.9287 | 111803.7762 | 116106.7059 | 141647.2677 | 152777.125 | 167257.7825 | 187444.8142 | 208779.8457 | 243733.493 | 226919.7644 | 232529.7758 | 241824.2842 | 241127.3361 | 241132.7653 | 244816.3641 | 254122.7172 | 267980.3963 | 291750.7809 | 303630.451 | 315138.3916 | 327703.3699 | 337920.7588 | 349669.6715 | 346238.9143 | 290950.0404
Commercial_School_New_Water Heating_Natural Gas_Water Heater_E2_Codes & Standards Forecast | Commercial | School | New | Water Heating | Natural Gas | Water Heater | E2 |  | Codes & Standards Forecast | 0 | 0 | 0 | 0 | 0 | 0 | 0 | 0 | 0 | 0 | 0 | 0 | 0 | 0 | 0 | 0 | 0 | 0 | 0 | 0 | 0 | 0 | 0 | 0 | 0 | 0 | 0 | 0 | 0 | 0 | 0 | 0 | 0
Commercial_School_New_Water Heating_Natural Gas_Water Heater_E3_Codes & Standards Forecast | Commercial | School | New | Water Heating | Natural Gas | Water Heater | E3 |  | Codes & Standards Forecast | 0 | 0 | 0 | 0 | 0 | 0 | 0 | 0 | 0 | 0 | 0 | 0 | 0 | 0 | 0 | 0 | 0 | 0 | 0 | 0 | 0 | 0 | 0 | 0 | 0 | 0 | 0 | 0 | 0 | 0 | 0 | 0 | 0
Commercial_School_New_Water Heating_Natural Gas_Water Heater_E4_Codes & Standards Forecast | Commercial | School | New | Water Heating | Natural Gas | Water Heater | E4 |  | Codes & Standards Forecast | 0 | 0 | 0 | 0 | 0 | 0 | 0 | 0 | 0 | 0 | 0 | 0 | 0 | 0 | 0 | 0 | 0 | 0 | 0 | 0 | 0 | 0 | 0 | 0 | 0 | 0 | 0 | 0 | 0 | 0 | 0 | 0 | 0
Commercial_School_New_Water Heating_Natural Gas_Water Heater_E5_Codes & Standards Forecast | Commercial | School | New | Water Heating | Natural Gas | Water Heater | E5 |  | Codes & Standards Forecast | 0 | 0 | 0 | 0 | 0 | 0 | 0 | 0 | 0 | 0 | 0 | 0 | 0 | 0 | 0 | 0 | 0 | 0 | 0 | 0 | 0 | 0 | 0 | 0 | 0 | 0 | 0 | 0 | 0 | 0 | 0 | 0 | 0
Commercial_School_New_Water Heating_Natural Gas_Water Heater_E6_Codes & Standards Forecast | Commercial | School | New | Water Heating | Natural Gas | Water Heater | E6 |  | Codes & Standards Forecast | 0 | 0 | 0 | 0 | 0 | 0 | 0 | 0 | 0 | 0 | 0 | 0 | 0 | 0 | 0 | 0 | 0 | 0 | 0 | 0 | 0 | 0 | 0 | 0 | 0 | 0 | 0 | 0 | 0 | 0 | 0 | 0 | 0
Commercial_School_New_Water Heating_Natural Gas_Water Heater_E7_Codes & Standards Forecast | Commercial | School | New | Water Heating | Natural Gas | Water Heater | E7 |  | Codes & Standards Forecast | 0 | 0 | 0 | 0 | 0 | 0 | 0 | 0 | 0 | 0 | 0 | 0 | 0 | 0 | 0 | 0 | 0 | 0 | 0 | 0 | 0 | 0 | 0 | 0 | 0 | 0 | 0 | 0 | 0 | 0 | 0 | 0 | 0
Commercial_School_New_Water Heating_Natural Gas_Water Heater_E8_Codes & Standards Forecast | Commercial | School | New | Water Heating | Natural Gas | Water Heater | E8 |  | Codes & Standards Forecast | 0 | 0 | 0 | 0 | 0 | 0 | 0 | 0 | 0 | 0 | 0 | 0 | 0 | 0 | 0 | 0 | 0 | 0 | 0 | 0 | 0 | 0 | 0 | 0 | 0 | 0 | 0 | 0 | 0 | 0 | 0 | 0 | 0
Commercial_School_New_Water Heating_Natural Gas_Water Heater_E9_Codes & Standards Forecast | Commercial | School | New | Water Heating | Natural Gas | Water Heater | E9 |  | Codes & Standards Forecast | 0 | 0 | 0 | 0 | 0 | 0 | 0 | 0 | 0 | 0 | 0 | 0 | 0 | 0 | 0 | 0 | 0 | 0 | 0 | 0 | 0 | 0 | 0 | 0 | 0 | 0 | 0 | 0 | 0 | 0 | 0 | 0 | 0
Commercial_School_New_Water Heating_Natural Gas_Water Heater_E10_Codes & Standards Forecast | Commercial | School | New | Water Heating | Natural Gas | Water Heater | E10 |  | Codes & Standards Forecast | 0 | 0 | 0 | 0 | 0 | 0 | 0 | 0 | 0 | 0 | 0 | 0 | 0 | 0 | 0 | 0 | 0 | 0 | 0 | 0 | 0 | 0 | 0 | 0 | 0 | 0 | 0 | 0 | 0 | 0 | 0 | 0 | 0
Commercial_School_New_Food Preparation_Natural Gas_Oven_E1_Codes & Standards Forecast | Commercial | School | New | Food Preparation | Natural Gas | Oven | E1 |  | Codes & Standards Forecast | 0 | 2761.0969 | 13317.7955 | 8511.0041 | 10976.6528 | 14896.5214 | 13923.4066 | 12340.4702 | 11098.7439 | 10716.2914 | 10576.504 | 10471.4286 | 11009.3009 | 13592.3372 | 14737.9768 | 16115.4526 | 17988.7448 | 20000.5514 | 23334.0227 | 21722.0049 | 22275.887 | 23072.7157 | 22392.1129 | 21792.6588 | 21916.4276 | 22481.9196 | 23273.7846 | 24291.3998 | 25676.7655 | 27988.2492 | 29138.5994 | 30230.8042 | 25615.7623
Commercial_School_New_Food Preparation_Natural Gas_Oven_E2_Codes & Standards Forecast | Commercial | School | New | Food Preparation | Natural Gas | Oven | E2 |  | Codes & Standards Forecast | 0 | 0 | 0 | 0 | 0 | 0 | 0 | 0 | 0 | 0 | 0 | 0 | 0 | 0 | 0 | 0 | 0 | 0 | 0 | 0 | 0 | 0 | 0 | 0 | 0 | 0 | 0 | 0 | 0 | 0 | 0 | 0 | 0
Commercial_School_New_Food Preparation_Natural Gas_Oven_E3_Codes & Standards Forecast | Commercial | School | New | Food Preparation | Natural Gas | Oven | E3 |  | Codes & Standards Forecast | 0 | 0 | 0 | 0 | 0 | 0 | 0 | 0 | 0 | 0 | 0 | 0 | 0 | 0 | 0 | 0 | 0 | 0 | 0 | 0 | 0 | 0 | 0 | 0 | 0 | 0 | 0 | 0 | 0 | 0 | 0 | 0 | 0
Commercial_School_New_Food Preparation_Natural Gas_Oven_E4_Codes & Standards Forecast | Commercial | School | New | Food Preparation | Natural Gas | Oven | E4 |  | Codes & Standards Forecast | 0 | 0 | 0 | 0 | 0 | 0 | 0 | 0 | 0 | 0 | 0 | 0 | 0 | 0 | 0 | 0 | 0 | 0 | 0 | 0 | 0 | 0 | 0 | 0 | 0 | 0 | 0 | 0 | 0 | 0 | 0 | 0 | 0
Commercial_School_New_Food Preparation_Natural Gas_Oven_E5_Codes & Standards Forecast | Commercial | School | New | Food Preparation | Natural Gas | Oven | E5 |  | Codes & Standards Forecast | 0 | 0 | 0 | 0 | 0 | 0 | 0 | 0 | 0 | 0 | 0 | 0 | 0 | 0 | 0 | 0 | 0 | 0 | 0 | 0 | 0 | 0 | 0 | 0 | 0 | 0 | 0 | 0 | 0 | 0 | 0 | 0 | 0
Commercial_School_New_Food Preparation_Natural Gas_Oven_E6_Codes & Standards Forecast | Commercial | School | New | Food Preparation | Natural Gas | Oven | E6 |  | Codes & Standards Forecast | 0 | 0 | 0 | 0 | 0 | 0 | 0 | 0 | 0 | 0 | 0 | 0 | 0 | 0 | 0 | 0 | 0 | 0 | 0 | 0 | 0 | 0 | 0 | 0 | 0 | 0 | 0 | 0 | 0 | 0 | 0 | 0 | 0
Commercial_School_New_Food Preparation_Natural Gas_Oven_E7_Codes & Standards Forecast | Commercial | School | New | Food Preparation | Natural Gas | Oven | E7 |  | Codes & Standards Forecast | 0 | 0 | 0 | 0 | 0 | 0 | 0 | 0 | 0 | 0 | 0 | 0 | 0 | 0 | 0 | 0 | 0 | 0 | 0 | 0 | 0 | 0 | 0 | 0 | 0 | 0 | 0 | 0 | 0 | 0 | 0 | 0 | 0
Commercial_School_New_Food Preparation_Natural Gas_Oven_E8_Codes & Standards Forecast | Commercial | School | New | Food Preparation | Natural Gas | Oven | E8 |  | Codes & Standards Forecast | 0 | 0 | 0 | 0 | 0 | 0 | 0 | 0 | 0 | 0 | 0 | 0 | 0 | 0 | 0 | 0 | 0 | 0 | 0 | 0 | 0 | 0 | 0 | 0 | 0 | 0 | 0 | 0 | 0 | 0 | 0 | 0 | 0
Commercial_School_New_Food Preparation_Natural Gas_Oven_E9_Codes & Standards Forecast | Commercial | School | New | Food Preparation | Natural Gas | Oven | E9 |  | Codes & Standards Forecast | 0 | 0 | 0 | 0 | 0 | 0 | 0 | 0 | 0 | 0 | 0 | 0 | 0 | 0 | 0 | 0 | 0 | 0 | 0 | 0 | 0 | 0 | 0 | 0 | 0 | 0 | 0 | 0 | 0 | 0 | 0 | 0 | 0
Commercial_School_New_Food Preparation_Natural Gas_Oven_E10_Codes & Standards Forecast | Commercial | School | New | Food Preparation | Natural Gas | Oven | E10 |  | Codes & Standards Forecast | 0 | 0 | 0 | 0 | 0 | 0 | 0 | 0 | 0 | 0 | 0 | 0 | 0 | 0 | 0 | 0 | 0 | 0 | 0 | 0 | 0 | 0 | 0 | 0 | 0 | 0 | 0 | 0 | 0 | 0 | 0 | 0 | 0
Commercial_School_New_Food Preparation_Natural Gas_Conveyor Oven_E1_Codes & Standards Forecast | Commercial | School | New | Food Preparation | Natural Gas | Conveyor Oven | E1 |  | Codes & Standards Forecast | 0 | 1380.5484 | 6658.8978 | 4255.5021 | 5488.3264 | 7448.2607 | 6961.7033 | 6170.2351 | 5549.372 | 5358.1457 | 5288.252 | 5235.7143 | 5228.5407 | 5243.5013 | 5275.7541 | 5285.4736 | 5286.9181 | 5556.1788 | 6825.7788 | 7359.2782 | 8039.4227 | 8975.7579 | 9982.2249 | 11649.5473 | 10844.1486 | 11120.8454 | 11519.0132 | 11185.8893 | 10838.2087 | 10607.9641 | 10543.0315 | 10525.0228 | 7626.3812
Commercial_School_New_Food Preparation_Natural Gas_Conveyor Oven_E2_Codes & Standards Forecast | Commercial | School | New | Food Preparation | Natural Gas | Conveyor Oven | E2 |  | Codes & Standards Forecast | 0 | 0 | 0 | 0 | 0 | 0 | 0 | 0 | 0 | 0 | 0 | 0 | 0 | 0 | 0 | 0 | 0 | 0 | 0 | 0 | 0 | 0 | 0 | 0 | 0 | 0 | 0 | 0 | 0 | 0 | 0 | 0 | 0
Commercial_School_New_Food Preparation_Natural Gas_Conveyor Oven_E3_Codes & Standards Forecast | Commercial | School | New | Food Preparation | Natural Gas | Conveyor Oven | E3 |  | Codes & Standards Forecast | 0 | 0 | 0 | 0 | 0 | 0 | 0 | 0 | 0 | 0 | 0 | 0 | 0 | 0 | 0 | 0 | 0 | 0 | 0 | 0 | 0 | 0 | 0 | 0 | 0 | 0 | 0 | 0 | 0 | 0 | 0 | 0 | 0
Commercial_School_New_Food Preparation_Natural Gas_Conveyor Oven_E4_Codes & Standards Forecast | Commercial | School | New | Food Preparation | Natural Gas | Conveyor Oven | E4 |  | Codes & Standards Forecast | 0 | 0 | 0 | 0 | 0 | 0 | 0 | 0 | 0 | 0 | 0 | 0 | 0 | 0 | 0 | 0 | 0 | 0 | 0 | 0 | 0 | 0 | 0 | 0 | 0 | 0 | 0 | 0 | 0 | 0 | 0 | 0 | 0
Commercial_School_New_Food Preparation_Natural Gas_Conveyor Oven_E5_Codes & Standards Forecast | Commercial | School | New | Food Preparation | Natural Gas | Conveyor Oven | E5 |  | Codes & Standards Forecast | 0 | 0 | 0 | 0 | 0 | 0 | 0 | 0 | 0 | 0 | 0 | 0 | 0 | 0 | 0 | 0 | 0 | 0 | 0 | 0 | 0 | 0 | 0 | 0 | 0 | 0 | 0 | 0 | 0 | 0 | 0 | 0 | 0
Commercial_School_New_Food Preparation_Natural Gas_Conveyor Oven_E6_Codes & Standards Forecast | Commercial | School | New | Food Preparation | Natural Gas | Conveyor Oven | E6 |  | Codes & Standards Forecast | 0 | 0 | 0 | 0 | 0 | 0 | 0 | 0 | 0 | 0 | 0 | 0 | 0 | 0 | 0 | 0 | 0 | 0 | 0 | 0 | 0 | 0 | 0 | 0 | 0 | 0 | 0 | 0 | 0 | 0 | 0 | 0 | 0
Commercial_School_New_Food Preparation_Natural Gas_Conveyor Oven_E7_Codes & Standards Forecast | Commercial | School | New | Food Preparation | Natural Gas | Conveyor Oven | E7 |  | Codes & Standards Forecast | 0 | 0 | 0 | 0 | 0 | 0 | 0 | 0 | 0 | 0 | 0 | 0 | 0 | 0 | 0 | 0 | 0 | 0 | 0 | 0 | 0 | 0 | 0 | 0 | 0 | 0 | 0 | 0 | 0 | 0 | 0 | 0 | 0
Commercial_School_New_Food Preparation_Natural Gas_Conveyor Oven_E8_Codes & Standards Forecast | Commercial | School | New | Food Preparation | Natural Gas | Conveyor Oven | E8 |  | Codes & Standards Forecast | 0 | 0 | 0 | 0 | 0 | 0 | 0 | 0 | 0 | 0 | 0 | 0 | 0 | 0 | 0 | 0 | 0 | 0 | 0 | 0 | 0 | 0 | 0 | 0 | 0 | 0 | 0 | 0 | 0 | 0 | 0 | 0 | 0
Commercial_School_New_Food Preparation_Natural Gas_Conveyor Oven_E9_Codes & Standards Forecast | Commercial | School | New | Food Preparation | Natural Gas | Conveyor Oven | E9 |  | Codes & Standards Forecast | 0 | 0 | 0 | 0 | 0 | 0 | 0 | 0 | 0 | 0 | 0 | 0 | 0 | 0 | 0 | 0 | 0 | 0 | 0 | 0 | 0 | 0 | 0 | 0 | 0 | 0 | 0 | 0 | 0 | 0 | 0 | 0 | 0
Commercial_School_New_Food Preparation_Natural Gas_Conveyor Oven_E10_Codes & Standards Forecast | Commercial | School | New | Food Preparation | Natural Gas | Conveyor Oven | E10 |  | Codes & Standards Forecast | 0 | 0 | 0 | 0 | 0 | 0 | 0 | 0 | 0 | 0 | 0 | 0 | 0 | 0 | 0 | 0 | 0 | 0 | 0 | 0 | 0 | 0 | 0 | 0 | 0 | 0 | 0 | 0 | 0 | 0 | 0 | 0 | 0
Commercial_School_New_Food Preparation_Natural Gas_Double Rack Oven_E1_Codes & Standards Forecast | Commercial | School | New | Food Preparation | Natural Gas | Double Rack Oven | E1 |  | Codes & Standards Forecast | 0 | 1380.5484 | 6658.8978 | 4255.5021 | 5488.3264 | 7448.2607 | 6961.7033 | 6170.2351 | 5549.372 | 5358.1457 | 5288.252 | 5235.7143 | 5504.6504 | 6796.1686 | 7368.9884 | 8057.7263 | 8994.3724 | 10000.2757 | 11667.0113 | 10861.0025 | 11137.9435 | 11536.3579 | 11196.0565 | 10896.3294 | 10958.2138 | 11240.9598 | 11636.8923 | 12145.6999 | 12838.3827 | 13994.1246 | 14569.2997 | 15115.4021 | 12807.8811
Commercial_School_New_Food Preparation_Natural Gas_Double Rack Oven_E2_Codes & Standards Forecast | Commercial | School | New | Food Preparation | Natural Gas | Double Rack Oven | E2 |  | Codes & Standards Forecast | 0 | 0 | 0 | 0 | 0 | 0 | 0 | 0 | 0 | 0 | 0 | 0 | 0 | 0 | 0 | 0 | 0 | 0 | 0 | 0 | 0 | 0 | 0 | 0 | 0 | 0 | 0 | 0 | 0 | 0 | 0 | 0 | 0
Commercial_School_New_Food Preparation_Natural Gas_Double Rack Oven_E3_Codes & Standards Forecast | Commercial | School | New | Food Preparation | Natural Gas | Double Rack Oven | E3 |  | Codes & Standards Forecast | 0 | 0 | 0 | 0 | 0 | 0 | 0 | 0 | 0 | 0 | 0 | 0 | 0 | 0 | 0 | 0 | 0 | 0 | 0 | 0 | 0 | 0 | 0 | 0 | 0 | 0 | 0 | 0 | 0 | 0 | 0 | 0 | 0
Commercial_School_New_Food Preparation_Natural Gas_Double Rack Oven_E4_Codes & Standards Forecast | Commercial | School | New | Food Preparation | Natural Gas | Double Rack Oven | E4 |  | Codes & Standards Forecast | 0 | 0 | 0 | 0 | 0 | 0 | 0 | 0 | 0 | 0 | 0 | 0 | 0 | 0 | 0 | 0 | 0 | 0 | 0 | 0 | 0 | 0 | 0 | 0 | 0 | 0 | 0 | 0 | 0 | 0 | 0 | 0 | 0
Commercial_School_New_Food Preparation_Natural Gas_Double Rack Oven_E5_Codes & Standards Forecast | Commercial | School | New | Food Preparation | Natural Gas | Double Rack Oven | E5 |  | Codes & Standards Forecast | 0 | 0 | 0 | 0 | 0 | 0 | 0 | 0 | 0 | 0 | 0 | 0 | 0 | 0 | 0 | 0 | 0 | 0 | 0 | 0 | 0 | 0 | 0 | 0 | 0 | 0 | 0 | 0 | 0 | 0 | 0 | 0 | 0
Commercial_School_New_Food Preparation_Natural Gas_Double Rack Oven_E6_Codes & Standards Forecast | Commercial | School | New | Food Preparation | Natural Gas | Double Rack Oven | E6 |  | Codes & Standards Forecast | 0 | 0 | 0 | 0 | 0 | 0 | 0 | 0 | 0 | 0 | 0 | 0 | 0 | 0 | 0 | 0 | 0 | 0 | 0 | 0 | 0 | 0 | 0 | 0 | 0 | 0 | 0 | 0 | 0 | 0 | 0 | 0 | 0
Commercial_School_New_Food Preparation_Natural Gas_Double Rack Oven_E7_Codes & Standards Forecast | Commercial | School | New | Food Preparation | Natural Gas | Double Rack Oven | E7 |  | Codes & Standards Forecast | 0 | 0 | 0 | 0 | 0 | 0 | 0 | 0 | 0 | 0 | 0 | 0 | 0 | 0 | 0 | 0 | 0 | 0 | 0 | 0 | 0 | 0 | 0 | 0 | 0 | 0 | 0 | 0 | 0 | 0 | 0 | 0 | 0
Commercial_School_New_Food Preparation_Natural Gas_Double Rack Oven_E8_Codes & Standards Forecast | Commercial | School | New | Food Preparation | Natural Gas | Double Rack Oven | E8 |  | Codes & Standards Forecast | 0 | 0 | 0 | 0 | 0 | 0 | 0 | 0 | 0 | 0 | 0 | 0 | 0 | 0 | 0 | 0 | 0 | 0 | 0 | 0 | 0 | 0 | 0 | 0 | 0 | 0 | 0 | 0 | 0 | 0 | 0 | 0 | 0
Commercial_School_New_Food Preparation_Natural Gas_Double Rack Oven_E9_Codes & Standards Forecast | Commercial | School | New | Food Preparation | Natural Gas | Double Rack Oven | E9 |  | Codes & Standards Forecast | 0 | 0 | 0 | 0 | 0 | 0 | 0 | 0 | 0 | 0 | 0 | 0 | 0 | 0 | 0 | 0 | 0 | 0 | 0 | 0 | 0 | 0 | 0 | 0 | 0 | 0 | 0 | 0 | 0 | 0 | 0 | 0 | 0
Commercial_School_New_Food Preparation_Natural Gas_Double Rack Oven_E10_Codes & Standards Forecast | Commercial | School | New | Food Preparation | Natural Gas | Double Rack Oven | E10 |  | Codes & Standards Forecast | 0 | 0 | 0 | 0 | 0 | 0 | 0 | 0 | 0 | 0 | 0 | 0 | 0 | 0 | 0 | 0 | 0 | 0 | 0 | 0 | 0 | 0 | 0 | 0 | 0 | 0 | 0 | 0 | 0 | 0 | 0 | 0 | 0
Commercial_School_New_Food Preparation_Natural Gas_Fryer_E1_Codes & Standards Forecast | Commercial | School | New | Food Preparation | Natural Gas | Fryer | E1 |  | Codes & Standards Forecast | 0 | 3573.1842 | 17234.7942 | 0 | 0 | 0 | 0 | 0 | 0 | 0 | 0 | 0 | 0 | 0 | 0 | 0 | 0 | 0 | 0 | 0 | 0 | 0 | 0 | 0 | 0 | 0 | 0 | 0 | 0 | 0 | 0 | 0 | 0
Commercial_School_New_Food Preparation_Natural Gas_Fryer_E2_Codes & Standards Forecast | Commercial | School | New | Food Preparation | Natural Gas | Fryer | E2 |  | Codes & Standards Forecast | 0 | 0 | 0 | 11014.2406 | 14205.0801 | 19277.8512 | 18911.8222 | 20948.6909 | 20850.6434 | 22285.0841 | 25667.3433 | 30506.2574 | 30009.9475 | 31899.2176 | 34175.8082 | 35400.7112 | 38084.2073 | 39445.5954 | 41297.9077 | 43713.7297 | 46194.1268 | 47459.9733 | 49297.346 | 51226.078 | 53022.6659 | 55351.1546 | 57100.8243 | 58989.5057 | 61022.5141 | 63012.3357 | 64799.2032 | 66712.9984 | 61164.7115
Commercial_School_New_Food Preparation_Natural Gas_Fryer_E3_Codes & Standards Forecast | Commercial | School | New | Food Preparation | Natural Gas | Fryer | E3 |  | Codes & Standards Forecast | 0 | 0 | 0 | 0 | 0 | 0 | 0 | 0 | 0 | 0 | 0 | 0 | 0 | 0 | 0 | 0 | 0 | 0 | 0 | 0 | 0 | 0 | 0 | 0 | 0 | 0 | 0 | 0 | 0 | 0 | 0 | 0 | 0
Commercial_School_New_Food Preparation_Natural Gas_Fryer_E4_Codes & Standards Forecast | Commercial | School | New | Food Preparation | Natural Gas | Fryer | E4 |  | Codes & Standards Forecast | 0 | 0 | 0 | 0 | 0 | 0 | 0 | 0 | 0 | 0 | 0 | 0 | 0 | 0 | 0 | 0 | 0 | 0 | 0 | 0 | 0 | 0 | 0 | 0 | 0 | 0 | 0 | 0 | 0 | 0 | 0 | 0 | 0
Commercial_School_New_Food Preparation_Natural Gas_Fryer_E5_Codes & Standards Forecast | Commercial | School | New | Food Preparation | Natural Gas | Fryer | E5 |  | Codes & Standards Forecast | 0 | 0 | 0 | 0 | 0 | 0 | 0 | 0 | 0 | 0 | 0 | 0 | 0 | 0 | 0 | 0 | 0 | 0 | 0 | 0 | 0 | 0 | 0 | 0 | 0 | 0 | 0 | 0 | 0 | 0 | 0 | 0 | 0
Commercial_School_New_Food Preparation_Natural Gas_Fryer_E6_Codes & Standards Forecast | Commercial | School | New | Food Preparation | Natural Gas | Fryer | E6 |  | Codes & Standards Forecast | 0 | 0 | 0 | 0 | 0 | 0 | 0 | 0 | 0 | 0 | 0 | 0 | 0 | 0 | 0 | 0 | 0 | 0 | 0 | 0 | 0 | 0 | 0 | 0 | 0 | 0 | 0 | 0 | 0 | 0 | 0 | 0 | 0
Commercial_School_New_Food Preparation_Natural Gas_Fryer_E7_Codes & Standards Forecast | Commercial | School | New | Food Preparation | Natural Gas | Fryer | E7 |  | Codes & Standards Forecast | 0 | 0 | 0 | 0 | 0 | 0 | 0 | 0 | 0 | 0 | 0 | 0 | 0 | 0 | 0 | 0 | 0 | 0 | 0 | 0 | 0 | 0 | 0 | 0 | 0 | 0 | 0 | 0 | 0 | 0 | 0 | 0 | 0
Commercial_School_New_Food Preparation_Natural Gas_Fryer_E8_Codes & Standards Forecast | Commercial | School | New | Food Preparation | Natural Gas | Fryer | E8 |  | Codes & Standards Forecast | 0 | 0 | 0 | 0 | 0 | 0 | 0 | 0 | 0 | 0 | 0 | 0 | 0 | 0 | 0 | 0 | 0 | 0 | 0 | 0 | 0 | 0 | 0 | 0 | 0 | 0 | 0 | 0 | 0 | 0 | 0 | 0 | 0
Commercial_School_New_Food Preparation_Natural Gas_Fryer_E9_Codes & Standards Forecast | Commercial | School | New | Food Preparation | Natural Gas | Fryer | E9 |  | Codes & Standards Forecast | 0 | 0 | 0 | 0 | 0 | 0 | 0 | 0 | 0 | 0 | 0 | 0 | 0 | 0 | 0 | 0 | 0 | 0 | 0 | 0 | 0 | 0 | 0 | 0 | 0 | 0 | 0 | 0 | 0 | 0 | 0 | 0 | 0
Commercial_School_New_Food Preparation_Natural Gas_Fryer_E10_Codes & Standards Forecast | Commercial | School | New | Food Preparation | Natural Gas | Fryer | E10 |  | Codes & Standards Forecast | 0 | 0 | 0 | 0 | 0 | 0 | 0 | 0 | 0 | 0 | 0 | 0 | 0 | 0 | 0 | 0 | 0 | 0 | 0 | 0 | 0 | 0 | 0 | 0 | 0 | 0 | 0 | 0 | 0 | 0 | 0 | 0 | 0
Commercial_School_New_Food Preparation_Natural Gas_Broiler_E1_Codes & Standards Forecast | Commercial | School | New | Food Preparation | Natural Gas | Broiler | E1 |  | Codes & Standards Forecast | 0 | 5522.1937 | 26635.5911 | 17022.0082 | 21953.3056 | 29793.0428 | 27846.8132 | 24680.9404 | 22197.4878 | 21432.5827 | 21153.0079 | 20942.8572 | 22018.6017 | 27184.6745 | 29475.9535 | 32230.9052 | 35977.4897 | 40001.1027 | 46668.0453 | 43444.0099 | 44551.7739 | 46145.4314 | 44784.2259 | 43585.3175 | 43832.8551 | 44963.8391 | 46547.5692 | 48582.7996 | 51353.531 | 55976.4985 | 58277.1988 | 60461.6084 | 51231.5246
Commercial_School_New_Food Preparation_Natural Gas_Broiler_E2_Codes & Standards Forecast | Commercial | School | New | Food Preparation | Natural Gas | Broiler | E2 |  | Codes & Standards Forecast | 0 | 0 | 0 | 0 | 0 | 0 | 0 | 0 | 0 | 0 | 0 | 0 | 0 | 0 | 0 | 0 | 0 | 0 | 0 | 0 | 0 | 0 | 0 | 0 | 0 | 0 | 0 | 0 | 0 | 0 | 0 | 0 | 0
Commercial_School_New_Food Preparation_Natural Gas_Broiler_E3_Codes & Standards Forecast | Commercial | School | New | Food Preparation | Natural Gas | Broiler | E3 |  | Codes & Standards Forecast | 0 | 0 | 0 | 0 | 0 | 0 | 0 | 0 | 0 | 0 | 0 | 0 | 0 | 0 | 0 | 0 | 0 | 0 | 0 | 0 | 0 | 0 | 0 | 0 | 0 | 0 | 0 | 0 | 0 | 0 | 0 | 0 | 0
Commercial_School_New_Food Preparation_Natural Gas_Broiler_E4_Codes & Standards Forecast | Commercial | School | New | Food Preparation | Natural Gas | Broiler | E4 |  | Codes & Standards Forecast | 0 | 0 | 0 | 0 | 0 | 0 | 0 | 0 | 0 | 0 | 0 | 0 | 0 | 0 | 0 | 0 | 0 | 0 | 0 | 0 | 0 | 0 | 0 | 0 | 0 | 0 | 0 | 0 | 0 | 0 | 0 | 0 | 0
Commercial_School_New_Food Preparation_Natural Gas_Broiler_E5_Codes & Standards Forecast | Commercial | School | New | Food Preparation | Natural Gas | Broiler | E5 |  | Codes & Standards Forecast | 0 | 0 | 0 | 0 | 0 | 0 | 0 | 0 | 0 | 0 | 0 | 0 | 0 | 0 | 0 | 0 | 0 | 0 | 0 | 0 | 0 | 0 | 0 | 0 | 0 | 0 | 0 | 0 | 0 | 0 | 0 | 0 | 0
Commercial_School_New_Food Preparation_Natural Gas_Broiler_E6_Codes & Standards Forecast | Commercial | School | New | Food Preparation | Natural Gas | Broiler | E6 |  | Codes & Standards Forecast | 0 | 0 | 0 | 0 | 0 | 0 | 0 | 0 | 0 | 0 | 0 | 0 | 0 | 0 | 0 | 0 | 0 | 0 | 0 | 0 | 0 | 0 | 0 | 0 | 0 | 0 | 0 | 0 | 0 | 0 | 0 | 0 | 0
Commercial_School_New_Food Preparation_Natural Gas_Broiler_E7_Codes & Standards Forecast | Commercial | School | New | Food Preparation | Natural Gas | Broiler | E7 |  | Codes & Standards Forecast | 0 | 0 | 0 | 0 | 0 | 0 | 0 | 0 | 0 | 0 | 0 | 0 | 0 | 0 | 0 | 0 | 0 | 0 | 0 | 0 | 0 | 0 | 0 | 0 | 0 | 0 | 0 | 0 | 0 | 0 | 0 | 0 | 0
Commercial_School_New_Food Preparation_Natural Gas_Broiler_E8_Codes & Standards Forecast | Commercial | School | New | Food Preparation | Natural Gas | Broiler | E8 |  | Codes & Standards Forecast | 0 | 0 | 0 | 0 | 0 | 0 | 0 | 0 | 0 | 0 | 0 | 0 | 0 | 0 | 0 | 0 | 0 | 0 | 0 | 0 | 0 | 0 | 0 | 0 | 0 | 0 | 0 | 0 | 0 | 0 | 0 | 0 | 0
Commercial_School_New_Food Preparation_Natural Gas_Broiler_E9_Codes & Standards Forecast | Commercial | School | New | Food Preparation | Natural Gas | Broiler | E9 |  | Codes & Standards Forecast | 0 | 0 | 0 | 0 | 0 | 0 | 0 | 0 | 0 | 0 | 0 | 0 | 0 | 0 | 0 | 0 | 0 | 0 | 0 | 0 | 0 | 0 | 0 | 0 | 0 | 0 | 0 | 0 | 0 | 0 | 0 | 0 | 0
Commercial_School_New_Food Preparation_Natural Gas_Broiler_E10_Codes & Standards Forecast | Commercial | School | New | Food Preparation | Natural Gas | Broiler | E10 |  | Codes & Standards Forecast | 0 | 0 | 0 | 0 | 0 | 0 | 0 | 0 | 0 | 0 | 0 | 0 | 0 | 0 | 0 | 0 | 0 | 0 | 0 | 0 | 0 | 0 | 0 | 0 | 0 | 0 | 0 | 0 | 0 | 0 | 0 | 0 | 0
Commercial_School_New_Food Preparation_Natural Gas_Griddle_E1_Codes & Standards Forecast | Commercial | School | New | Food Preparation | Natural Gas | Griddle | E1 |  | Codes & Standards Forecast | 0 | 7796.0382 | 37603.1874 | 24031.0704 | 30992.902 | 42060.7663 | 39313.148 | 34843.6806 | 31337.6298 | 30257.7639 | 29863.07 | 29566.3866 | 31085.0848 | 38378.364 | 41613.1109 | 45502.4545 | 50791.7501 | 56472.145 | 65884.2993 | 61332.7198 | 62896.622 | 65146.4914 | 63224.7895 | 61532.2129 | 61881.6778 | 63478.3611 | 65714.2153 | 68587.4818 | 72499.1025 | 79025.6449 | 82273.6924 | 85357.5648 | 72326.8582
Commercial_School_New_Food Preparation_Natural Gas_Griddle_E2_Codes & Standards Forecast | Commercial | School | New | Food Preparation | Natural Gas | Griddle | E2 |  | Codes & Standards Forecast | 0 | 0 | 0 | 0 | 0 | 0 | 0 | 0 | 0 | 0 | 0 | 0 | 0 | 0 | 0 | 0 | 0 | 0 | 0 | 0 | 0 | 0 | 0 | 0 | 0 | 0 | 0 | 0 | 0 | 0 | 0 | 0 | 0
Commercial_School_New_Food Preparation_Natural Gas_Griddle_E3_Codes & Standards Forecast | Commercial | School | New | Food Preparation | Natural Gas | Griddle | E3 |  | Codes & Standards Forecast | 0 | 0 | 0 | 0 | 0 | 0 | 0 | 0 | 0 | 0 | 0 | 0 | 0 | 0 | 0 | 0 | 0 | 0 | 0 | 0 | 0 | 0 | 0 | 0 | 0 | 0 | 0 | 0 | 0 | 0 | 0 | 0 | 0
Commercial_School_New_Food Preparation_Natural Gas_Griddle_E4_Codes & Standards Forecast | Commercial | School | New | Food Preparation | Natural Gas | Griddle | E4 |  | Codes & Standards Forecast | 0 | 0 | 0 | 0 | 0 | 0 | 0 | 0 | 0 | 0 | 0 | 0 | 0 | 0 | 0 | 0 | 0 | 0 | 0 | 0 | 0 | 0 | 0 | 0 | 0 | 0 | 0 | 0 | 0 | 0 | 0 | 0 | 0
Commercial_School_New_Food Preparation_Natural Gas_Griddle_E5_Codes & Standards Forecast | Commercial | School | New | Food Preparation | Natural Gas | Griddle | E5 |  | Codes & Standards Forecast | 0 | 0 | 0 | 0 | 0 | 0 | 0 | 0 | 0 | 0 | 0 | 0 | 0 | 0 | 0 | 0 | 0 | 0 | 0 | 0 | 0 | 0 | 0 | 0 | 0 | 0 | 0 | 0 | 0 | 0 | 0 | 0 | 0
Commercial_School_New_Food Preparation_Natural Gas_Griddle_E6_Codes & Standards Forecast | Commercial | School | New | Food Preparation | Natural Gas | Griddle | E6 |  | Codes & Standards Forecast | 0 | 0 | 0 | 0 | 0 | 0 | 0 | 0 | 0 | 0 | 0 | 0 | 0 | 0 | 0 | 0 | 0 | 0 | 0 | 0 | 0 | 0 | 0 | 0 | 0 | 0 | 0 | 0 | 0 | 0 | 0 | 0 | 0
Commercial_School_New_Food Preparation_Natural Gas_Griddle_E7_Codes & Standards Forecast | Commercial | School | New | Food Preparation | Natural Gas | Griddle | E7 |  | Codes & Standards Forecast | 0 | 0 | 0 | 0 | 0 | 0 | 0 | 0 | 0 | 0 | 0 | 0 | 0 | 0 | 0 | 0 | 0 | 0 | 0 | 0 | 0 | 0 | 0 | 0 | 0 | 0 | 0 | 0 | 0 | 0 | 0 | 0 | 0
Commercial_School_New_Food Preparation_Natural Gas_Griddle_E8_Codes & Standards Forecast | Commercial | School | New | Food Preparation | Natural Gas | Griddle | E8 |  | Codes & Standards Forecast | 0 | 0 | 0 | 0 | 0 | 0 | 0 | 0 | 0 | 0 | 0 | 0 | 0 | 0 | 0 | 0 | 0 | 0 | 0 | 0 | 0 | 0 | 0 | 0 | 0 | 0 | 0 | 0 | 0 | 0 | 0 | 0 | 0
Commercial_School_New_Food Preparation_Natural Gas_Griddle_E9_Codes & Standards Forecast | Commercial | School | New | Food Preparation | Natural Gas | Griddle | E9 |  | Codes & Standards Forecast | 0 | 0 | 0 | 0 | 0 | 0 | 0 | 0 | 0 | 0 | 0 | 0 | 0 | 0 | 0 | 0 | 0 | 0 | 0 | 0 | 0 | 0 | 0 | 0 | 0 | 0 | 0 | 0 | 0 | 0 | 0 | 0 | 0
Commercial_School_New_Food Preparation_Natural Gas_Griddle_E10_Codes & Standards Forecast | Commercial | School | New | Food Preparation | Natural Gas | Griddle | E10 |  | Codes & Standards Forecast | 0 | 0 | 0 | 0 | 0 | 0 | 0 | 0 | 0 | 0 | 0 | 0 | 0 | 0 | 0 | 0 | 0 | 0 | 0 | 0 | 0 | 0 | 0 | 0 | 0 | 0 | 0 | 0 | 0 | 0 | 0 | 0 | 0
Commercial_School_New_Food Preparation_Natural Gas_Range_E1_Codes & Standards Forecast | Commercial | School | New | Food Preparation | Natural Gas | Range | E1 |  | Codes & Standards Forecast | 0 | 9636.7694 | 46481.7177 | 29705.0731 | 38310.6705 | 51991.7805 | 48595.419 | 43070.6608 | 38736.7925 | 37401.9581 | 38841.4265 | 47385.5656 | 51108.8608 | 55953.1063 | 62706.3175 | 69843.5716 | 81536.6905 | 75911.9577 | 77788.6869 | 80897.9988 | 80664.8473 | 80666.6635 | 81898.9458 | 85012.2201 | 89648.0594 | 97600.0173 | 101574.149 | 105423.9251 | 109627.3144 | 113045.3595 | 116975.7486 | 115828.05 | 97332.1439
Commercial_School_New_Food Preparation_Natural Gas_Range_E2_Codes & Standards Forecast | Commercial | School | New | Food Preparation | Natural Gas | Range | E2 |  | Codes & Standards Forecast | 0 | 0 | 0 | 0 | 0 | 0 | 0 | 0 | 0 | 0 | 0 | 0 | 0 | 0 | 0 | 0 | 0 | 0 | 0 | 0 | 0 | 0 | 0 | 0 | 0 | 0 | 0 | 0 | 0 | 0 | 0 | 0 | 0
Commercial_School_New_Food Preparation_Natural Gas_Range_E3_Codes & Standards Forecast | Commercial | School | New | Food Preparation | Natural Gas | Range | E3 |  | Codes & Standards Forecast | 0 | 0 | 0 | 0 | 0 | 0 | 0 | 0 | 0 | 0 | 0 | 0 | 0 | 0 | 0 | 0 | 0 | 0 | 0 | 0 | 0 | 0 | 0 | 0 | 0 | 0 | 0 | 0 | 0 | 0 | 0 | 0 | 0
Commercial_School_New_Food Preparation_Natural Gas_Range_E4_Codes & Standards Forecast | Commercial | School | New | Food Preparation | Natural Gas | Range | E4 |  | Codes & Standards Forecast | 0 | 0 | 0 | 0 | 0 | 0 | 0 | 0 | 0 | 0 | 0 | 0 | 0 | 0 | 0 | 0 | 0 | 0 | 0 | 0 | 0 | 0 | 0 | 0 | 0 | 0 | 0 | 0 | 0 | 0 | 0 | 0 | 0
Commercial_School_New_Food Preparation_Natural Gas_Range_E5_Codes & Standards Forecast | Commercial | School | New | Food Preparation | Natural Gas | Range | E5 |  | Codes & Standards Forecast | 0 | 0 | 0 | 0 | 0 | 0 | 0 | 0 | 0 | 0 | 0 | 0 | 0 | 0 | 0 | 0 | 0 | 0 | 0 | 0 | 0 | 0 | 0 | 0 | 0 | 0 | 0 | 0 | 0 | 0 | 0 | 0 | 0
Commercial_School_New_Food Preparation_Natural Gas_Range_E6_Codes & Standards Forecast | Commercial | School | New | Food Preparation | Natural Gas | Range | E6 |  | Codes & Standards Forecast | 0 | 0 | 0 | 0 | 0 | 0 | 0 | 0 | 0 | 0 | 0 | 0 | 0 | 0 | 0 | 0 | 0 | 0 | 0 | 0 | 0 | 0 | 0 | 0 | 0 | 0 | 0 | 0 | 0 | 0 | 0 | 0 | 0
Commercial_School_New_Food Preparation_Natural Gas_Range_E7_Codes & Standards Forecast | Commercial | School | New | Food Preparation | Natural Gas | Range | E7 |  | Codes & Standards Forecast | 0 | 0 | 0 | 0 | 0 | 0 | 0 | 0 | 0 | 0 | 0 | 0 | 0 | 0 | 0 | 0 | 0 | 0 | 0 | 0 | 0 | 0 | 0 | 0 | 0 | 0 | 0 | 0 | 0 | 0 | 0 | 0 | 0
Commercial_School_New_Food Preparation_Natural Gas_Range_E8_Codes & Standards Forecast | Commercial | School | New | Food Preparation | Natural Gas | Range | E8 |  | Codes & Standards Forecast | 0 | 0 | 0 | 0 | 0 | 0 | 0 | 0 | 0 | 0 | 0 | 0 | 0 | 0 | 0 | 0 | 0 | 0 | 0 | 0 | 0 | 0 | 0 | 0 | 0 | 0 | 0 | 0 | 0 | 0 | 0 | 0 | 0
Commercial_School_New_Food Preparation_Natural Gas_Range_E9_Codes & Standards Forecast | Commercial | School | New | Food Preparation | Natural Gas | Range | E9 |  | Codes & Standards Forecast | 0 | 0 | 0 | 0 | 0 | 0 | 0 | 0 | 0 | 0 | 0 | 0 | 0 | 0 | 0 | 0 | 0 | 0 | 0 | 0 | 0 | 0 | 0 | 0 | 0 | 0 | 0 | 0 | 0 | 0 | 0 | 0 | 0
Commercial_School_New_Food Preparation_Natural Gas_Range_E10_Codes & Standards Forecast | Commercial | School | New | Food Preparation | Natural Gas | Range | E10 |  | Codes & Standards Forecast | 0 | 0 | 0 | 0 | 0 | 0 | 0 | 0 | 0 | 0 | 0 | 0 | 0 | 0 | 0 | 0 | 0 | 0 | 0 | 0 | 0 | 0 | 0 | 0 | 0 | 0 | 0 | 0 | 0 | 0 | 0 | 0 | 0
Commercial_School_New_Food Preparation_Natural Gas_Steamer_E1_Codes & Standards Forecast | Commercial | School | New | Food Preparation | Natural Gas | Steamer | E1 |  | Codes & Standards Forecast | 0 | 3464.9059 | 16712.5277 | 0 | 0 | 0 | 0 | 0 | 0 | 0 | 0 | 0 | 0 | 0 | 0 | 0 | 0 | 0 | 0 | 0 | 0 | 0 | 0 | 0 | 0 | 0 | 0 | 0 | 0 | 0 | 0 | 0 | 0
Commercial_School_New_Food Preparation_Natural Gas_Steamer_E2_Codes & Standards Forecast | Commercial | School | New | Food Preparation | Natural Gas | Steamer | E2 |  | Codes & Standards Forecast | 0 | 0 | 0 | 10680.4757 | 13774.6231 | 18693.6739 | 17472.5102 | 15486.0803 | 13927.8355 | 13447.8951 | 13657.4651 | 15339.7767 | 16264.1409 | 17483.1439 | 19160.8355 | 20468.8721 | 21392.7987 | 22020.5162 | 22522.9779 | 24057.6846 | 28639.9349 | 26878.9852 | 28241.2153 | 30198.501 | 30190.7989 | 30067.5696 | 30159.8958 | 30630.1126 | 31431.2 | 33106.2052 | 34166.2956 | 35350.9565 | 29511.5045
Commercial_School_New_Food Preparation_Natural Gas_Steamer_E3_Codes & Standards Forecast | Commercial | School | New | Food Preparation | Natural Gas | Steamer | E3 |  | Codes & Standards Forecast | 0 | 0 | 0 | 0 | 0 | 0 | 0 | 0 | 0 | 0 | 0 | 0 | 0 | 0 | 0 | 0 | 0 | 0 | 0 | 0 | 0 | 0 | 0 | 0 | 0 | 0 | 0 | 0 | 0 | 0 | 0 | 0 | 0
Commercial_School_New_Food Preparation_Natural Gas_Steamer_E4_Codes & Standards Forecast | Commercial | School | New | Food Preparation | Natural Gas | Steamer | E4 |  | Codes & Standards Forecast | 0 | 0 | 0 | 0 | 0 | 0 | 0 | 0 | 0 | 0 | 0 | 0 | 0 | 0 | 0 | 0 | 0 | 0 | 0 | 0 | 0 | 0 | 0 | 0 | 0 | 0 | 0 | 0 | 0 | 0 | 0 | 0 | 0
Commercial_School_New_Food Preparation_Natural Gas_Steamer_E5_Codes & Standards Forecast | Commercial | School | New | Food Preparation | Natural Gas | Steamer | E5 |  | Codes & Standards Forecast | 0 | 0 | 0 | 0 | 0 | 0 | 0 | 0 | 0 | 0 | 0 | 0 | 0 | 0 | 0 | 0 | 0 | 0 | 0 | 0 | 0 | 0 | 0 | 0 | 0 | 0 | 0 | 0 | 0 | 0 | 0 | 0 | 0
Commercial_School_New_Food Preparation_Natural Gas_Steamer_E6_Codes & Standards Forecast | Commercial | School | New | Food Preparation | Natural Gas | Steamer | E6 |  | Codes & Standards Forecast | 0 | 0 | 0 | 0 | 0 | 0 | 0 | 0 | 0 | 0 | 0 | 0 | 0 | 0 | 0 | 0 | 0 | 0 | 0 | 0 | 0 | 0 | 0 | 0 | 0 | 0 | 0 | 0 | 0 | 0 | 0 | 0 | 0
Commercial_School_New_Food Preparation_Natural Gas_Steamer_E7_Codes & Standards Forecast | Commercial | School | New | Food Preparation | Natural Gas | Steamer | E7 |  | Codes & Standards Forecast | 0 | 0 | 0 | 0 | 0 | 0 | 0 | 0 | 0 | 0 | 0 | 0 | 0 | 0 | 0 | 0 | 0 | 0 | 0 | 0 | 0 | 0 | 0 | 0 | 0 | 0 | 0 | 0 | 0 | 0 | 0 | 0 | 0
Commercial_School_New_Food Preparation_Natural Gas_Steamer_E8_Codes & Standards Forecast | Commercial | School | New | Food Preparation | Natural Gas | Steamer | E8 |  | Codes & Standards Forecast | 0 | 0 | 0 | 0 | 0 | 0 | 0 | 0 | 0 | 0 | 0 | 0 | 0 | 0 | 0 | 0 | 0 | 0 | 0 | 0 | 0 | 0 | 0 | 0 | 0 | 0 | 0 | 0 | 0 | 0 | 0 | 0 | 0
Commercial_School_New_Food Preparation_Natural Gas_Steamer_E9_Codes & Standards Forecast | Commercial | School | New | Food Preparation | Natural Gas | Steamer | E9 |  | Codes & Standards Forecast | 0 | 0 | 0 | 0 | 0 | 0 | 0 | 0 | 0 | 0 | 0 | 0 | 0 | 0 | 0 | 0 | 0 | 0 | 0 | 0 | 0 | 0 | 0 | 0 | 0 | 0 | 0 | 0 | 0 | 0 | 0 | 0 | 0
Commercial_School_New_Food Preparation_Natural Gas_Steamer_E10_Codes & Standards Forecast | Commercial | School | New | Food Preparation | Natural Gas | Steamer | E10 |  | Codes & Standards Forecast | 0 | 0 | 0 | 0 | 0 | 0 | 0 | 0 | 0 | 0 | 0 | 0 | 0 | 0 | 0 | 0 | 0 | 0 | 0 | 0 | 0 | 0 | 0 | 0 | 0 | 0 | 0 | 0 | 0 | 0 | 0 | 0 | 0
Commercial_School_New_Food Preparation_Natural Gas_Food Prep Other_E1_Codes & Standards Forecast | Commercial | School | New | Food Preparation | Natural Gas | Food Prep Other | E1 |  | Codes & Standards Forecast | 0 | 433.1132 | 2089.066 | 1335.0595 | 1721.8279 | 2336.7092 | 2184.0638 | 1935.76 | 1740.9794 | 1680.9869 | 1745.6821 | 2129.6883 | 2297.0275 | 2514.7464 | 2818.2615 | 3139.0369 | 3664.5704 | 3411.7734 | 3496.1208 | 3635.8651 | 3625.3864 | 3625.468 | 3680.8515 | 3820.7739 | 4029.1263 | 4386.5176 | 4565.1303 | 4738.1539 | 4927.0703 | 5080.6903 | 5257.337 | 5205.7551 | 4374.4784
Commercial_School_New_Food Preparation_Natural Gas_Food Prep Other_E2_Codes & Standards Forecast | Commercial | School | New | Food Preparation | Natural Gas | Food Prep Other | E2 |  | Codes & Standards Forecast | 0 | 0 | 0 | 0 | 0 | 0 | 0 | 0 | 0 | 0 | 0 | 0 | 0 | 0 | 0 | 0 | 0 | 0 | 0 | 0 | 0 | 0 | 0 | 0 | 0 | 0 | 0 | 0 | 0 | 0 | 0 | 0 | 0
Commercial_School_New_Food Preparation_Natural Gas_Food Prep Other_E3_Codes & Standards Forecast | Commercial | School | New | Food Preparation | Natural Gas | Food Prep Other | E3 |  | Codes & Standards Forecast | 0 | 0 | 0 | 0 | 0 | 0 | 0 | 0 | 0 | 0 | 0 | 0 | 0 | 0 | 0 | 0 | 0 | 0 | 0 | 0 | 0 | 0 | 0 | 0 | 0 | 0 | 0 | 0 | 0 | 0 | 0 | 0 | 0
Commercial_School_New_Food Preparation_Natural Gas_Food Prep Other_E4_Codes & Standards Forecast | Commercial | School | New | Food Preparation | Natural Gas | Food Prep Other | E4 |  | Codes & Standards Forecast | 0 | 0 | 0 | 0 | 0 | 0 | 0 | 0 | 0 | 0 | 0 | 0 | 0 | 0 | 0 | 0 | 0 | 0 | 0 | 0 | 0 | 0 | 0 | 0 | 0 | 0 | 0 | 0 | 0 | 0 | 0 | 0 | 0
Commercial_School_New_Food Preparation_Natural Gas_Food Prep Other_E5_Codes & Standards Forecast | Commercial | School | New | Food Preparation | Natural Gas | Food Prep Other | E5 |  | Codes & Standards Forecast | 0 | 0 | 0 | 0 | 0 | 0 | 0 | 0 | 0 | 0 | 0 | 0 | 0 | 0 | 0 | 0 | 0 | 0 | 0 | 0 | 0 | 0 | 0 | 0 | 0 | 0 | 0 | 0 | 0 | 0 | 0 | 0 | 0
Commercial_School_New_Food Preparation_Natural Gas_Food Prep Other_E6_Codes & Standards Forecast | Commercial | School | New | Food Preparation | Natural Gas | Food Prep Other | E6 |  | Codes & Standards Forecast | 0 | 0 | 0 | 0 | 0 | 0 | 0 | 0 | 0 | 0 | 0 | 0 | 0 | 0 | 0 | 0 | 0 | 0 | 0 | 0 | 0 | 0 | 0 | 0 | 0 | 0 | 0 | 0 | 0 | 0 | 0 | 0 | 0
Commercial_School_New_Food Preparation_Natural Gas_Food Prep Other_E7_Codes & Standards Forecast | Commercial | School | New | Food Preparation | Natural Gas | Food Prep Other | E7 |  | Codes & Standards Forecast | 0 | 0 | 0 | 0 | 0 | 0 | 0 | 0 | 0 | 0 | 0 | 0 | 0 | 0 | 0 | 0 | 0 | 0 | 0 | 0 | 0 | 0 | 0 | 0 | 0 | 0 | 0 | 0 | 0 | 0 | 0 | 0 | 0
Commercial_School_New_Food Preparation_Natural Gas_Food Prep Other_E8_Codes & Standards Forecast | Commercial | School | New | Food Preparation | Natural Gas | Food Prep Other | E8 |  | Codes & Standards Forecast | 0 | 0 | 0 | 0 | 0 | 0 | 0 | 0 | 0 | 0 | 0 | 0 | 0 | 0 | 0 | 0 | 0 | 0 | 0 | 0 | 0 | 0 | 0 | 0 | 0 | 0 | 0 | 0 | 0 | 0 | 0 | 0 | 0
Commercial_School_New_Food Preparation_Natural Gas_Food Prep Other_E9_Codes & Standards Forecast | Commercial | School | New | Food Preparation | Natural Gas | Food Prep Other | E9 |  | Codes & Standards Forecast | 0 | 0 | 0 | 0 | 0 | 0 | 0 | 0 | 0 | 0 | 0 | 0 | 0 | 0 | 0 | 0 | 0 | 0 | 0 | 0 | 0 | 0 | 0 | 0 | 0 | 0 | 0 | 0 | 0 | 0 | 0 | 0 | 0
Commercial_School_New_Food Preparation_Natural Gas_Food Prep Other_E10_Codes & Standards Forecast | Commercial | School | New | Food Preparation | Natural Gas | Food Prep Other | E10 |  | Codes & Standards Forecast | 0 | 0 | 0 | 0 | 0 | 0 | 0 | 0 | 0 | 0 | 0 | 0 | 0 | 0 | 0 | 0 | 0 | 0 | 0 | 0 | 0 | 0 | 0 | 0 | 0 | 0 | 0 | 0 | 0 | 0 | 0 | 0 | 0
Commercial_School_New_Miscellaneous_Natural Gas_Pool Heater_E1_Codes & Standards Forecast | Commercial | School | New | Miscellaneous | Natural Gas | Pool Heater | E1 |  | Codes & Standards Forecast | 0 | 100.3037 | 483.8018 | 309.1832 | 398.754 | 541.1529 | 525.8628 | 561.107 | 555.2731 | 590.7136 | 653.5825 | 727.3589 | 870.1992 | 838.5016 | 890.961 | 958.1824 | 984.9176 | 1047.5395 | 1080.4217 | 1127.9301 | 1187.0639 | 1242.5942 | 1317.125 | 1337.4744 | 1385.2181 | 1439.5489 | 1483.5196 | 1543.0231 | 1586.913 | 1635.4213 | 1688.1551 | 1738.2052 | 1585.2214
Commercial_School_New_Miscellaneous_Natural Gas_Pool Heater_E2_Codes & Standards Forecast | Commercial | School | New | Miscellaneous | Natural Gas | Pool Heater | E2 |  | Codes & Standards Forecast | 0 | 0 | 0 | 0 | 0 | 0 | 0 | 0 | 0 | 0 | 0 | 0 | 0 | 0 | 0 | 0 | 0 | 0 | 0 | 0 | 0 | 0 | 0 | 0 | 0 | 0 | 0 | 0 | 0 | 0 | 0 | 0 | 0
Commercial_School_New_Miscellaneous_Natural Gas_Pool Heater_E3_Codes & Standards Forecast | Commercial | School | New | Miscellaneous | Natural Gas | Pool Heater | E3 |  | Codes & Standards Forecast | 0 | 0 | 0 | 0 | 0 | 0 | 0 | 0 | 0 | 0 | 0 | 0 | 0 | 0 | 0 | 0 | 0 | 0 | 0 | 0 | 0 | 0 | 0 | 0 | 0 | 0 | 0 | 0 | 0 | 0 | 0 | 0 | 0
Commercial_School_New_Miscellaneous_Natural Gas_Pool Heater_E4_Codes & Standards Forecast | Commercial | School | New | Miscellaneous | Natural Gas | Pool Heater | E4 |  | Codes & Standards Forecast | 0 | 0 | 0 | 0 | 0 | 0 | 0 | 0 | 0 | 0 | 0 | 0 | 0 | 0 | 0 | 0 | 0 | 0 | 0 | 0 | 0 | 0 | 0 | 0 | 0 | 0 | 0 | 0 | 0 | 0 | 0 | 0 | 0
Commercial_School_New_Miscellaneous_Natural Gas_Pool Heater_E5_Codes & Standards Forecast | Commercial | School | New | Miscellaneous | Natural Gas | Pool Heater | E5 |  | Codes & Standards Forecast | 0 | 0 | 0 | 0 | 0 | 0 | 0 | 0 | 0 | 0 | 0 | 0 | 0 | 0 | 0 | 0 | 0 | 0 | 0 | 0 | 0 | 0 | 0 | 0 | 0 | 0 | 0 | 0 | 0 | 0 | 0 | 0 | 0
Commercial_School_New_Miscellaneous_Natural Gas_Pool Heater_E6_Codes & Standards Forecast | Commercial | School | New | Miscellaneous | Natural Gas | Pool Heater | E6 |  | Codes & Standards Forecast | 0 | 0 | 0 | 0 | 0 | 0 | 0 | 0 | 0 | 0 | 0 | 0 | 0 | 0 | 0 | 0 | 0 | 0 | 0 | 0 | 0 | 0 | 0 | 0 | 0 | 0 | 0 | 0 | 0 | 0 | 0 | 0 | 0
Commercial_School_New_Miscellaneous_Natural Gas_Pool Heater_E7_Codes & Standards Forecast | Commercial | School | New | Miscellaneous | Natural Gas | Pool Heater | E7 |  | Codes & Standards Forecast | 0 | 0 | 0 | 0 | 0 | 0 | 0 | 0 | 0 | 0 | 0 | 0 | 0 | 0 | 0 | 0 | 0 | 0 | 0 | 0 | 0 | 0 | 0 | 0 | 0 | 0 | 0 | 0 | 0 | 0 | 0 | 0 | 0
Commercial_School_New_Miscellaneous_Natural Gas_Pool Heater_E8_Codes & Standards Forecast | Commercial | School | New | Miscellaneous | Natural Gas | Pool Heater | E8 |  | Codes & Standards Forecast | 0 | 0 | 0 | 0 | 0 | 0 | 0 | 0 | 0 | 0 | 0 | 0 | 0 | 0 | 0 | 0 | 0 | 0 | 0 | 0 | 0 | 0 | 0 | 0 | 0 | 0 | 0 | 0 | 0 | 0 | 0 | 0 | 0
Commercial_School_New_Miscellaneous_Natural Gas_Pool Heater_E9_Codes & Standards Forecast | Commercial | School | New | Miscellaneous | Natural Gas | Pool Heater | E9 |  | Codes & Standards Forecast | 0 | 0 | 0 | 0 | 0 | 0 | 0 | 0 | 0 | 0 | 0 | 0 | 0 | 0 | 0 | 0 | 0 | 0 | 0 | 0 | 0 | 0 | 0 | 0 | 0 | 0 | 0 | 0 | 0 | 0 | 0 | 0 | 0
Commercial_School_New_Miscellaneous_Natural Gas_Pool Heater_E10_Codes & Standards Forecast | Commercial | School | New | Miscellaneous | Natural Gas | Pool Heater | E10 |  | Codes & Standards Forecast | 0 | 0 | 0 | 0 | 0 | 0 | 0 | 0 | 0 | 0 | 0 | 0 | 0 | 0 | 0 | 0 | 0 | 0 | 0 | 0 | 0 | 0 | 0 | 0 | 0 | 0 | 0 | 0 | 0 | 0 | 0 | 0 | 0
Commercial_School_New_Miscellaneous_Natural Gas_Miscellaneous_E1_Codes & Standards Forecast | Commercial | School | New | Miscellaneous | Natural Gas | Miscellaneous | E1 |  | Codes & Standards Forecast | 0 | 33024.884 | 159291.2799 | 101798.2843 | 136007.217 | 204973.8399 | 204048.6983 | 199186.021 | 206246.7892 | 220322.5843 | 233941.858 | 256422.5694 | 305774.8007 | 296987.6789 | 319850.1864 | 356195.0293 | 365564.2476 | 375520.3915 | 392694.3262 | 410770.7749 | 427726.0208 | 447298.3805 | 474312.6492 | 482927.0709 | 502304.4182 | 526854.4286 | 541271.5223 | 556571.384 | 575298.8243 | 593676.6472 | 611291.3019 | 629830.6706 | 581402.7986
Commercial_School_New_Miscellaneous_Natural Gas_Miscellaneous_E2_Codes & Standards Forecast | Commercial | School | New | Miscellaneous | Natural Gas | Miscellaneous | E2 |  | Codes & Standards Forecast | 0 | 0 | 0 | 0 | 0 | 0 | 0 | 0 | 0 | 0 | 0 | 0 | 0 | 0 | 0 | 0 | 0 | 0 | 0 | 0 | 0 | 0 | 0 | 0 | 0 | 0 | 0 | 0 | 0 | 0 | 0 | 0 | 0
Commercial_School_New_Miscellaneous_Natural Gas_Miscellaneous_E3_Codes & Standards Forecast | Commercial | School | New | Miscellaneous | Natural Gas | Miscellaneous | E3 |  | Codes & Standards Forecast | 0 | 0 | 0 | 0 | 0 | 0 | 0 | 0 | 0 | 0 | 0 | 0 | 0 | 0 | 0 | 0 | 0 | 0 | 0 | 0 | 0 | 0 | 0 | 0 | 0 | 0 | 0 | 0 | 0 | 0 | 0 | 0 | 0
Commercial_School_New_Miscellaneous_Natural Gas_Miscellaneous_E4_Codes & Standards Forecast | Commercial | School | New | Miscellaneous | Natural Gas | Miscellaneous | E4 |  | Codes & Standards Forecast | 0 | 0 | 0 | 0 | 0 | 0 | 0 | 0 | 0 | 0 | 0 | 0 | 0 | 0 | 0 | 0 | 0 | 0 | 0 | 0 | 0 | 0 | 0 | 0 | 0 | 0 | 0 | 0 | 0 | 0 | 0 | 0 | 0
Commercial_School_New_Miscellaneous_Natural Gas_Miscellaneous_E5_Codes & Standards Forecast | Commercial | School | New | Miscellaneous | Natural Gas | Miscellaneous | E5 |  | Codes & Standards Forecast | 0 | 0 | 0 | 0 | 0 | 0 | 0 | 0 | 0 | 0 | 0 | 0 | 0 | 0 | 0 | 0 | 0 | 0 | 0 | 0 | 0 | 0 | 0 | 0 | 0 | 0 | 0 | 0 | 0 | 0 | 0 | 0 | 0
Commercial_School_New_Miscellaneous_Natural Gas_Miscellaneous_E6_Codes & Standards Forecast | Commercial | School | New | Miscellaneous | Natural Gas | Miscellaneous | E6 |  | Codes & Standards Forecast | 0 | 0 | 0 | 0 | 0 | 0 | 0 | 0 | 0 | 0 | 0 | 0 | 0 | 0 | 0 | 0 | 0 | 0 | 0 | 0 | 0 | 0 | 0 | 0 | 0 | 0 | 0 | 0 | 0 | 0 | 0 | 0 | 0
Commercial_School_New_Miscellaneous_Natural Gas_Miscellaneous_E7_Codes & Standards Forecast | Commercial | School | New | Miscellaneous | Natural Gas | Miscellaneous | E7 |  | Codes & Standards Forecast | 0 | 0 | 0 | 0 | 0 | 0 | 0 | 0 | 0 | 0 | 0 | 0 | 0 | 0 | 0 | 0 | 0 | 0 | 0 | 0 | 0 | 0 | 0 | 0 | 0 | 0 | 0 | 0 | 0 | 0 | 0 | 0 | 0
Commercial_School_New_Miscellaneous_Natural Gas_Miscellaneous_E8_Codes & Standards Forecast | Commercial | School | New | Miscellaneous | Natural Gas | Miscellaneous | E8 |  | Codes & Standards Forecast | 0 | 0 | 0 | 0 | 0 | 0 | 0 | 0 | 0 | 0 | 0 | 0 | 0 | 0 | 0 | 0 | 0 | 0 | 0 | 0 | 0 | 0 | 0 | 0 | 0 | 0 | 0 | 0 | 0 | 0 | 0 | 0 | 0
Commercial_School_New_Miscellaneous_Natural Gas_Miscellaneous_E9_Codes & Standards Forecast | Commercial | School | New | Miscellaneous | Natural Gas | Miscellaneous | E9 |  | Codes & Standards Forecast | 0 | 0 | 0 | 0 | 0 | 0 | 0 | 0 | 0 | 0 | 0 | 0 | 0 | 0 | 0 | 0 | 0 | 0 | 0 | 0 | 0 | 0 | 0 | 0 | 0 | 0 | 0 | 0 | 0 | 0 | 0 | 0 | 0
Commercial_School_New_Miscellaneous_Natural Gas_Miscellaneous_E10_Codes & Standards Forecast | Commercial | School | New | Miscellaneous | Natural Gas | Miscellaneous | E10 |  | Codes & Standards Forecast | 0 | 0 | 0 | 0 | 0 | 0 | 0 | 0 | 0 | 0 | 0 | 0 | 0 | 0 | 0 | 0 | 0 | 0 | 0 | 0 | 0 | 0 | 0 | 0 | 0 | 0 | 0 | 0 | 0 | 0 | 0 | 0 | 0
Commercial_College_Existing_Space Heating_Natural Gas_Furnace_E1_Codes & Standards Forecast | Commercial | College | Existing | Space Heating | Natural Gas | Furnace | E1 |  | Codes & Standards Forecast | 0 | 1084.3255 | 1175.5941 | 1257.1085 | 1330.5071 | 1395.7558 | 1454.9252 | 1509.1116 | 1558.6939 | 1603.5442 | 1643.902 | 1680.1214 | 1712.4743 | 1741.2374 | 1766.6675 | 1789.0683 | 1808.699 | 1825.7999 | 1840.5782 | 1765.2489 | 1702.3615 | 1650.3116 | 1607.6858 | 1573.2178 | 1545.785 | 1524.3812 | 1508.128 | 1496.2498 | 1488.0631 | 1482.9664 | 1480.432 | 1479.9971 | 1778.512
Commercial_College_Existing_Space Heating_Natural Gas_Furnace_E2_Codes & Standards Forecast | Commercial | College | Existing | Space Heating | Natural Gas | Furnace | E2 |  | Codes & Standards Forecast | 0 | 0 | 0 | 0 | 0 | 0 | 0 | 0 | 0 | 0 | 0 | 0 | 0 | 0 | 0 | 0 | 0 | 0 | 0 | 0 | 0 | 0 | 0 | 0 | 0 | 0 | 0 | 0 | 0 | 0 | 0 | 0 | 0
Commercial_College_Existing_Space Heating_Natural Gas_Furnace_E3_Codes & Standards Forecast | Commercial | College | Existing | Space Heating | Natural Gas | Furnace | E3 |  | Codes & Standards Forecast | 0 | 0 | 0 | 0 | 0 | 0 | 0 | 0 | 0 | 0 | 0 | 0 | 0 | 0 | 0 | 0 | 0 | 0 | 0 | 0 | 0 | 0 | 0 | 0 | 0 | 0 | 0 | 0 | 0 | 0 | 0 | 0 | 0
Commercial_College_Existing_Space Heating_Natural Gas_Furnace_E4_Codes & Standards Forecast | Commercial | College | Existing | Space Heating | Natural Gas | Furnace | E4 |  | Codes & Standards Forecast | 0 | 0 | 0 | 0 | 0 | 0 | 0 | 0 | 0 | 0 | 0 | 0 | 0 | 0 | 0 | 0 | 0 | 0 | 0 | 0 | 0 | 0 | 0 | 0 | 0 | 0 | 0 | 0 | 0 | 0 | 0 | 0 | 0
Commercial_College_Existing_Space Heating_Natural Gas_Furnace_E5_Codes & Standards Forecast | Commercial | College | Existing | Space Heating | Natural Gas | Furnace | E5 |  | Codes & Standards Forecast | 0 | 0 | 0 | 0 | 0 | 0 | 0 | 0 | 0 | 0 | 0 | 0 | 0 | 0 | 0 | 0 | 0 | 0 | 0 | 0 | 0 | 0 | 0 | 0 | 0 | 0 | 0 | 0 | 0 | 0 | 0 | 0 | 0
Commercial_College_Existing_Space Heating_Natural Gas_Furnace_E6_Codes & Standards Forecast | Commercial | College | Existing | Space Heating | Natural Gas | Furnace | E6 |  | Codes & Standards Forecast | 0 | 0 | 0 | 0 | 0 | 0 | 0 | 0 | 0 | 0 | 0 | 0 | 0 | 0 | 0 | 0 | 0 | 0 | 0 | 0 | 0 | 0 | 0 | 0 | 0 | 0 | 0 | 0 | 0 | 0 | 0 | 0 | 0
Commercial_College_Existing_Space Heating_Natural Gas_Furnace_E7_Codes & Standards Forecast | Commercial | College | Existing | Space Heating | Natural Gas | Furnace | E7 |  | Codes & Standards Forecast | 0 | 0 | 0 | 0 | 0 | 0 | 0 | 0 | 0 | 0 | 0 | 0 | 0 | 0 | 0 | 0 | 0 | 0 | 0 | 0 | 0 | 0 | 0 | 0 | 0 | 0 | 0 | 0 | 0 | 0 | 0 | 0 | 0
Commercial_College_Existing_Space Heating_Natural Gas_Furnace_E8_Codes & Standards Forecast | Commercial | College | Existing | Space Heating | Natural Gas | Furnace | E8 |  | Codes & Standards Forecast | 0 | 0 | 0 | 0 | 0 | 0 | 0 | 0 | 0 | 0 | 0 | 0 | 0 | 0 | 0 | 0 | 0 | 0 | 0 | 0 | 0 | 0 | 0 | 0 | 0 | 0 | 0 | 0 | 0 | 0 | 0 | 0 | 0
Commercial_College_Existing_Space Heating_Natural Gas_Furnace_E9_Codes & Standards Forecast | Commercial | College | Existing | Space Heating | Natural Gas | Furnace | E9 |  | Codes & Standards Forecast | 0 | 0 | 0 | 0 | 0 | 0 | 0 | 0 | 0 | 0 | 0 | 0 | 0 | 0 | 0 | 0 | 0 | 0 | 0 | 0 | 0 | 0 | 0 | 0 | 0 | 0 | 0 | 0 | 0 | 0 | 0 | 0 | 0
Commercial_College_Existing_Space Heating_Natural Gas_Furnace_E10_Codes & Standards Forecast | Commercial | College | Existing | Space Heating | Natural Gas | Furnace | E10 |  | Codes & Standards Forecast | 0 | 0 | 0 | 0 | 0 | 0 | 0 | 0 | 0 | 0 | 0 | 0 | 0 | 0 | 0 | 0 | 0 | 0 | 0 | 0 | 0 | 0 | 0 | 0 | 0 | 0 | 0 | 0 | 0 | 0 | 0 | 0 | 0
Commercial_College_Existing_Space Heating_Natural Gas_Boiler_E1_Codes & Standards Forecast | Commercial | College | Existing | Space Heating | Natural Gas | Boiler | E1 |  | Codes & Standards Forecast | 0 | 8379.8396 | 9246.4764 | 10010.7568 | 10688.795 | 11283.1589 | 11813.0803 | 12289.7498 | 12718.2291 | 13099.1477 | 13435.889 | 13732.5858 | 13992.5343 | 14218.9301 | 14414.6814 | 14582.9704 | 14726.5167 | 14847.8008 | 14948.9594 | 15031.926 | 15098.3192 | 15149.7165 | 14374.6306 | 13743.3399 | 13234.6298 | 12829.9225 | 12513.1578 | 12270.3909 | 12089.5356 | 11960.1371 | 11873.1712 | 11820.8668 | 11796.9555
Commercial_College_Existing_Space Heating_Natural Gas_Boiler_E2_Codes & Standards Forecast | Commercial | College | Existing | Space Heating | Natural Gas | Boiler | E2 |  | Codes & Standards Forecast | 0 | 0 | 0 | 0 | 0 | 0 | 0 | 0 | 0 | 0 | 0 | 0 | 0 | 0 | 0 | 0 | 0 | 0 | 0 | 0 | 0 | 0 | 0 | 0 | 0 | 0 | 0 | 0 | 0 | 0 | 0 | 0 | 0
Commercial_College_Existing_Space Heating_Natural Gas_Boiler_E3_Codes & Standards Forecast | Commercial | College | Existing | Space Heating | Natural Gas | Boiler | E3 |  | Codes & Standards Forecast | 0 | 0 | 0 | 0 | 0 | 0 | 0 | 0 | 0 | 0 | 0 | 0 | 0 | 0 | 0 | 0 | 0 | 0 | 0 | 0 | 0 | 0 | 0 | 0 | 0 | 0 | 0 | 0 | 0 | 0 | 0 | 0 | 0
Commercial_College_Existing_Space Heating_Natural Gas_Boiler_E4_Codes & Standards Forecast | Commercial | College | Existing | Space Heating | Natural Gas | Boiler | E4 |  | Codes & Standards Forecast | 0 | 0 | 0 | 0 | 0 | 0 | 0 | 0 | 0 | 0 | 0 | 0 | 0 | 0 | 0 | 0 | 0 | 0 | 0 | 0 | 0 | 0 | 0 | 0 | 0 | 0 | 0 | 0 | 0 | 0 | 0 | 0 | 0
Commercial_College_Existing_Space Heating_Natural Gas_Boiler_E5_Codes & Standards Forecast | Commercial | College | Existing | Space Heating | Natural Gas | Boiler | E5 |  | Codes & Standards Forecast | 0 | 0 | 0 | 0 | 0 | 0 | 0 | 0 | 0 | 0 | 0 | 0 | 0 | 0 | 0 | 0 | 0 | 0 | 0 | 0 | 0 | 0 | 0 | 0 | 0 | 0 | 0 | 0 | 0 | 0 | 0 | 0 | 0
Commercial_College_Existing_Space Heating_Natural Gas_Boiler_E6_Codes & Standards Forecast | Commercial | College | Existing | Space Heating | Natural Gas | Boiler | E6 |  | Codes & Standards Forecast | 0 | 0 | 0 | 0 | 0 | 0 | 0 | 0 | 0 | 0 | 0 | 0 | 0 | 0 | 0 | 0 | 0 | 0 | 0 | 0 | 0 | 0 | 0 | 0 | 0 | 0 | 0 | 0 | 0 | 0 | 0 | 0 | 0
Commercial_College_Existing_Space Heating_Natural Gas_Boiler_E7_Codes & Standards Forecast | Commercial | College | Existing | Space Heating | Natural Gas | Boiler | E7 |  | Codes & Standards Forecast | 0 | 0 | 0 | 0 | 0 | 0 | 0 | 0 | 0 | 0 | 0 | 0 | 0 | 0 | 0 | 0 | 0 | 0 | 0 | 0 | 0 | 0 | 0 | 0 | 0 | 0 | 0 | 0 | 0 | 0 | 0 | 0 | 0
Commercial_College_Existing_Space Heating_Natural Gas_Boiler_E8_Codes & Standards Forecast | Commercial | College | Existing | Space Heating | Natural Gas | Boiler | E8 |  | Codes & Standards Forecast | 0 | 0 | 0 | 0 | 0 | 0 | 0 | 0 | 0 | 0 | 0 | 0 | 0 | 0 | 0 | 0 | 0 | 0 | 0 | 0 | 0 | 0 | 0 | 0 | 0 | 0 | 0 | 0 | 0 | 0 | 0 | 0 | 0
Commercial_College_Existing_Space Heating_Natural Gas_Boiler_E9_Codes & Standards Forecast | Commercial | College | Existing | Space Heating | Natural Gas | Boiler | E9 |  | Codes & Standards Forecast | 0 | 0 | 0 | 0 | 0 | 0 | 0 | 0 | 0 | 0 | 0 | 0 | 0 | 0 | 0 | 0 | 0 | 0 | 0 | 0 | 0 | 0 | 0 | 0 | 0 | 0 | 0 | 0 | 0 | 0 | 0 | 0 | 0
Commercial_College_Existing_Space Heating_Natural Gas_Boiler_E10_Codes & Standards Forecast | Commercial | College | Existing | Space Heating | Natural Gas | Boiler | E10 |  | Codes & Standards Forecast | 0 | 0 | 0 | 0 | 0 | 0 | 0 | 0 | 0 | 0 | 0 | 0 | 0 | 0 | 0 | 0 | 0 | 0 | 0 | 0 | 0 | 0 | 0 | 0 | 0 | 0 | 0 | 0 | 0 | 0 | 0 | 0 | 0
Commercial_College_Existing_Space Heating_Natural Gas_Unit Heater_E1_Codes & Standards Forecast | Commercial | College | Existing | Space Heating | Natural Gas | Unit Heater | E1 |  | Codes & Standards Forecast | 0 | 0 | 0 | 0 | 0 | 0 | 0 | 0 | 0 | 0 | 0 | 0 | 0 | 0 | 0 | 0 | 0 | 0 | 0 | 0 | 0 | 0 | 0 | 0 | 0 | 0 | 0 | 0 | 0 | 0 | 0 | 0 | 0
Commercial_College_Existing_Space Heating_Natural Gas_Unit Heater_E2_Codes & Standards Forecast | Commercial | College | Existing | Space Heating | Natural Gas | Unit Heater | E2 |  | Codes & Standards Forecast | 0 | 0 | 0 | 0 | 0 | 0 | 0 | 0 | 0 | 0 | 0 | 0 | 0 | 0 | 0 | 0 | 0 | 0 | 0 | 0 | 0 | 0 | 0 | 0 | 0 | 0 | 0 | 0 | 0 | 0 | 0 | 0 | 0
Commercial_College_Existing_Space Heating_Natural Gas_Unit Heater_E3_Codes & Standards Forecast | Commercial | College | Existing | Space Heating | Natural Gas | Unit Heater | E3 |  | Codes & Standards Forecast | 0 | 0 | 0 | 0 | 0 | 0 | 0 | 0 | 0 | 0 | 0 | 0 | 0 | 0 | 0 | 0 | 0 | 0 | 0 | 0 | 0 | 0 | 0 | 0 | 0 | 0 | 0 | 0 | 0 | 0 | 0 | 0 | 0
Commercial_College_Existing_Space Heating_Natural Gas_Unit Heater_E4_Codes & Standards Forecast | Commercial | College | Existing | Space Heating | Natural Gas | Unit Heater | E4 |  | Codes & Standards Forecast | 0 | 0 | 0 | 0 | 0 | 0 | 0 | 0 | 0 | 0 | 0 | 0 | 0 | 0 | 0 | 0 | 0 | 0 | 0 | 0 | 0 | 0 | 0 | 0 | 0 | 0 | 0 | 0 | 0 | 0 | 0 | 0 | 0
Commercial_College_Existing_Space Heating_Natural Gas_Unit Heater_E5_Codes & Standards Forecast | Commercial | College | Existing | Space Heating | Natural Gas | Unit Heater | E5 |  | Codes & Standards Forecast | 0 | 0 | 0 | 0 | 0 | 0 | 0 | 0 | 0 | 0 | 0 | 0 | 0 | 0 | 0 | 0 | 0 | 0 | 0 | 0 | 0 | 0 | 0 | 0 | 0 | 0 | 0 | 0 | 0 | 0 | 0 | 0 | 0
Commercial_College_Existing_Space Heating_Natural Gas_Unit Heater_E6_Codes & Standards Forecast | Commercial | College | Existing | Space Heating | Natural Gas | Unit Heater | E6 |  | Codes & Standards Forecast | 0 | 0 | 0 | 0 | 0 | 0 | 0 | 0 | 0 | 0 | 0 | 0 | 0 | 0 | 0 | 0 | 0 | 0 | 0 | 0 | 0 | 0 | 0 | 0 | 0 | 0 | 0 | 0 | 0 | 0 | 0 | 0 | 0
Commercial_College_Existing_Space Heating_Natural Gas_Unit Heater_E7_Codes & Standards Forecast | Commercial | College | Existing | Space Heating | Natural Gas | Unit Heater | E7 |  | Codes & Standards Forecast | 0 | 0 | 0 | 0 | 0 | 0 | 0 | 0 | 0 | 0 | 0 | 0 | 0 | 0 | 0 | 0 | 0 | 0 | 0 | 0 | 0 | 0 | 0 | 0 | 0 | 0 | 0 | 0 | 0 | 0 | 0 | 0 | 0
Commercial_College_Existing_Space Heating_Natural Gas_Unit Heater_E8_Codes & Standards Forecast | Commercial | College | Existing | Space Heating | Natural Gas | Unit Heater | E8 |  | Codes & Standards Forecast | 0 | 0 | 0 | 0 | 0 | 0 | 0 | 0 | 0 | 0 | 0 | 0 | 0 | 0 | 0 | 0 | 0 | 0 | 0 | 0 | 0 | 0 | 0 | 0 | 0 | 0 | 0 | 0 | 0 | 0 | 0 | 0 | 0
Commercial_College_Existing_Space Heating_Natural Gas_Unit Heater_E9_Codes & Standards Forecast | Commercial | College | Existing | Space Heating | Natural Gas | Unit Heater | E9 |  | Codes & Standards Forecast | 0 | 0 | 0 | 0 | 0 | 0 | 0 | 0 | 0 | 0 | 0 | 0 | 0 | 0 | 0 | 0 | 0 | 0 | 0 | 0 | 0 | 0 | 0 | 0 | 0 | 0 | 0 | 0 | 0 | 0 | 0 | 0 | 0
Commercial_College_Existing_Space Heating_Natural Gas_Unit Heater_E10_Codes & Standards Forecast | Commercial | College | Existing | Space Heating | Natural Gas | Unit Heater | E10 |  | Codes & Standards Forecast | 0 | 0 | 0 | 0 | 0 | 0 | 0 | 0 | 0 | 0 | 0 | 0 | 0 | 0 | 0 | 0 | 0 | 0 | 0 | 0 | 0 | 0 | 0 | 0 | 0 | 0 | 0 | 0 | 0 | 0 | 0 | 0 | 0
Commercial_College_Existing_Water Heating_Natural Gas_Water Heater_E1_Codes & Standards Forecast | Commercial | College | Existing | Water Heating | Natural Gas | Water Heater | E1 |  | Codes & Standards Forecast | 0 | 20366.6129 | 26341.2009 | 31010.4972 | 34653.2356 | 37459.6318 | 39635.3131 | 41328.6676 | 42641.5781 | 43640.9308 | 38594.592 | 35711.9583 | 34308.7652 | 33890.3481 | 34102.1192 | 39625.7973 | 40888.0877 | 41841.8345 | 42550.0916 | 41958.2811 | 40783.1992 | 39457.2174 | 38224.0138 | 37204.5936 | 35973.779 | 35752.1924 | 36111.0357 | 36766.284 | 37324.8534 | 38832.3181 | 38749.1751 | 38372.3363 | 37818.8332
Commercial_College_Existing_Water Heating_Natural Gas_Water Heater_E2_Codes & Standards Forecast | Commercial | College | Existing | Water Heating | Natural Gas | Water Heater | E2 |  | Codes & Standards Forecast | 0 | 0 | 0 | 0 | 0 | 0 | 0 | 0 | 0 | 0 | 0 | 0 | 0 | 0 | 0 | 0 | 0 | 0 | 0 | 0 | 0 | 0 | 0 | 0 | 0 | 0 | 0 | 0 | 0 | 0 | 0 | 0 | 0
Commercial_College_Existing_Water Heating_Natural Gas_Water Heater_E3_Codes & Standards Forecast | Commercial | College | Existing | Water Heating | Natural Gas | Water Heater | E3 |  | Codes & Standards Forecast | 0 | 0 | 0 | 0 | 0 | 0 | 0 | 0 | 0 | 0 | 0 | 0 | 0 | 0 | 0 | 0 | 0 | 0 | 0 | 0 | 0 | 0 | 0 | 0 | 0 | 0 | 0 | 0 | 0 | 0 | 0 | 0 | 0
Commercial_College_Existing_Water Heating_Natural Gas_Water Heater_E4_Codes & Standards Forecast | Commercial | College | Existing | Water Heating | Natural Gas | Water Heater | E4 |  | Codes & Standards Forecast | 0 | 0 | 0 | 0 | 0 | 0 | 0 | 0 | 0 | 0 | 0 | 0 | 0 | 0 | 0 | 0 | 0 | 0 | 0 | 0 | 0 | 0 | 0 | 0 | 0 | 0 | 0 | 0 | 0 | 0 | 0 | 0 | 0
Commercial_College_Existing_Water Heating_Natural Gas_Water Heater_E5_Codes & Standards Forecast | Commercial | College | Existing | Water Heating | Natural Gas | Water Heater | E5 |  | Codes & Standards Forecast | 0 | 0 | 0 | 0 | 0 | 0 | 0 | 0 | 0 | 0 | 0 | 0 | 0 | 0 | 0 | 0 | 0 | 0 | 0 | 0 | 0 | 0 | 0 | 0 | 0 | 0 | 0 | 0 | 0 | 0 | 0 | 0 | 0
Commercial_College_Existing_Water Heating_Natural Gas_Water Heater_E6_Codes & Standards Forecast | Commercial | College | Existing | Water Heating | Natural Gas | Water Heater | E6 |  | Codes & Standards Forecast | 0 | 0 | 0 | 0 | 0 | 0 | 0 | 0 | 0 | 0 | 0 | 0 | 0 | 0 | 0 | 0 | 0 | 0 | 0 | 0 | 0 | 0 | 0 | 0 | 0 | 0 | 0 | 0 | 0 | 0 | 0 | 0 | 0
Commercial_College_Existing_Water Heating_Natural Gas_Water Heater_E7_Codes & Standards Forecast | Commercial | College | Existing | Water Heating | Natural Gas | Water Heater | E7 |  | Codes & Standards Forecast | 0 | 0 | 0 | 0 | 0 | 0 | 0 | 0 | 0 | 0 | 0 | 0 | 0 | 0 | 0 | 0 | 0 | 0 | 0 | 0 | 0 | 0 | 0 | 0 | 0 | 0 | 0 | 0 | 0 | 0 | 0 | 0 | 0
Commercial_College_Existing_Water Heating_Natural Gas_Water Heater_E8_Codes & Standards Forecast | Commercial | College | Existing | Water Heating | Natural Gas | Water Heater | E8 |  | Codes & Standards Forecast | 0 | 0 | 0 | 0 | 0 | 0 | 0 | 0 | 0 | 0 | 0 | 0 | 0 | 0 | 0 | 0 | 0 | 0 | 0 | 0 | 0 | 0 | 0 | 0 | 0 | 0 | 0 | 0 | 0 | 0 | 0 | 0 | 0
Commercial_College_Existing_Water Heating_Natural Gas_Water Heater_E9_Codes & Standards Forecast | Commercial | College | Existing | Water Heating | Natural Gas | Water Heater | E9 |  | Codes & Standards Forecast | 0 | 0 | 0 | 0 | 0 | 0 | 0 | 0 | 0 | 0 | 0 | 0 | 0 | 0 | 0 | 0 | 0 | 0 | 0 | 0 | 0 | 0 | 0 | 0 | 0 | 0 | 0 | 0 | 0 | 0 | 0 | 0 | 0
Commercial_College_Existing_Water Heating_Natural Gas_Water Heater_E10_Codes & Standards Forecast | Commercial | College | Existing | Water Heating | Natural Gas | Water Heater | E10 |  | Codes & Standards Forecast | 0 | 0 | 0 | 0 | 0 | 0 | 0 | 0 | 0 | 0 | 0 | 0 | 0 | 0 | 0 | 0 | 0 | 0 | 0 | 0 | 0 | 0 | 0 | 0 | 0 | 0 | 0 | 0 | 0 | 0 | 0 | 0 | 0
Commercial_College_Existing_Food Preparation_Natural Gas_Oven_E1_Codes & Standards Forecast | Commercial | College | Existing | Food Preparation | Natural Gas | Oven | E1 |  | Codes & Standards Forecast | 0 | 1626.7679 | 2103.9837 | 2476.9402 | 2767.9012 | 2992.06 | 3165.8409 | 3301.0963 | 3405.9641 | 3485.7866 | 3545.4281 | 3589.0064 | 3161.7146 | 2911.0683 | 2781.8896 | 2734.2444 | 2739.4097 | 3166.7127 | 3259.1116 | 3328.594 | 3379.8152 | 3416.5019 | 3441.6472 | 3371.2822 | 3260.229 | 3141.2646 | 3032.6169 | 2943.1092 | 2839.0308 | 2815.3326 | 2838.1868 | 2885.1497 | 2941.8372
Commercial_College_Existing_Food Preparation_Natural Gas_Oven_E2_Codes & Standards Forecast | Commercial | College | Existing | Food Preparation | Natural Gas | Oven | E2 |  | Codes & Standards Forecast | 0 | 0 | 0 | 0 | 0 | 0 | 0 | 0 | 0 | 0 | 0 | 0 | 0 | 0 | 0 | 0 | 0 | 0 | 0 | 0 | 0 | 0 | 0 | 0 | 0 | 0 | 0 | 0 | 0 | 0 | 0 | 0 | 0
Commercial_College_Existing_Food Preparation_Natural Gas_Oven_E3_Codes & Standards Forecast | Commercial | College | Existing | Food Preparation | Natural Gas | Oven | E3 |  | Codes & Standards Forecast | 0 | 0 | 0 | 0 | 0 | 0 | 0 | 0 | 0 | 0 | 0 | 0 | 0 | 0 | 0 | 0 | 0 | 0 | 0 | 0 | 0 | 0 | 0 | 0 | 0 | 0 | 0 | 0 | 0 | 0 | 0 | 0 | 0
Commercial_College_Existing_Food Preparation_Natural Gas_Oven_E4_Codes & Standards Forecast | Commercial | College | Existing | Food Preparation | Natural Gas | Oven | E4 |  | Codes & Standards Forecast | 0 | 0 | 0 | 0 | 0 | 0 | 0 | 0 | 0 | 0 | 0 | 0 | 0 | 0 | 0 | 0 | 0 | 0 | 0 | 0 | 0 | 0 | 0 | 0 | 0 | 0 | 0 | 0 | 0 | 0 | 0 | 0 | 0
Commercial_College_Existing_Food Preparation_Natural Gas_Oven_E5_Codes & Standards Forecast | Commercial | College | Existing | Food Preparation | Natural Gas | Oven | E5 |  | Codes & Standards Forecast | 0 | 0 | 0 | 0 | 0 | 0 | 0 | 0 | 0 | 0 | 0 | 0 | 0 | 0 | 0 | 0 | 0 | 0 | 0 | 0 | 0 | 0 | 0 | 0 | 0 | 0 | 0 | 0 | 0 | 0 | 0 | 0 | 0
Commercial_College_Existing_Food Preparation_Natural Gas_Oven_E6_Codes & Standards Forecast | Commercial | College | Existing | Food Preparation | Natural Gas | Oven | E6 |  | Codes & Standards Forecast | 0 | 0 | 0 | 0 | 0 | 0 | 0 | 0 | 0 | 0 | 0 | 0 | 0 | 0 | 0 | 0 | 0 | 0 | 0 | 0 | 0 | 0 | 0 | 0 | 0 | 0 | 0 | 0 | 0 | 0 | 0 | 0 | 0
Commercial_College_Existing_Food Preparation_Natural Gas_Oven_E7_Codes & Standards Forecast | Commercial | College | Existing | Food Preparation | Natural Gas | Oven | E7 |  | Codes & Standards Forecast | 0 | 0 | 0 | 0 | 0 | 0 | 0 | 0 | 0 | 0 | 0 | 0 | 0 | 0 | 0 | 0 | 0 | 0 | 0 | 0 | 0 | 0 | 0 | 0 | 0 | 0 | 0 | 0 | 0 | 0 | 0 | 0 | 0
Commercial_College_Existing_Food Preparation_Natural Gas_Oven_E8_Codes & Standards Forecast | Commercial | College | Existing | Food Preparation | Natural Gas | Oven | E8 |  | Codes & Standards Forecast | 0 | 0 | 0 | 0 | 0 | 0 | 0 | 0 | 0 | 0 | 0 | 0 | 0 | 0 | 0 | 0 | 0 | 0 | 0 | 0 | 0 | 0 | 0 | 0 | 0 | 0 | 0 | 0 | 0 | 0 | 0 | 0 | 0
Commercial_College_Existing_Food Preparation_Natural Gas_Oven_E9_Codes & Standards Forecast | Commercial | College | Existing | Food Preparation | Natural Gas | Oven | E9 |  | Codes & Standards Forecast | 0 | 0 | 0 | 0 | 0 | 0 | 0 | 0 | 0 | 0 | 0 | 0 | 0 | 0 | 0 | 0 | 0 | 0 | 0 | 0 | 0 | 0 | 0 | 0 | 0 | 0 | 0 | 0 | 0 | 0 | 0 | 0 | 0
Commercial_College_Existing_Food Preparation_Natural Gas_Oven_E10_Codes & Standards Forecast | Commercial | College | Existing | Food Preparation | Natural Gas | Oven | E10 |  | Codes & Standards Forecast | 0 | 0 | 0 | 0 | 0 | 0 | 0 | 0 | 0 | 0 | 0 | 0 | 0 | 0 | 0 | 0 | 0 | 0 | 0 | 0 | 0 | 0 | 0 | 0 | 0 | 0 | 0 | 0 | 0 | 0 | 0 | 0 | 0
Commercial_College_Existing_Food Preparation_Natural Gas_Conveyor Oven_E1_Codes & Standards Forecast | Commercial | College | Existing | Food Preparation | Natural Gas | Conveyor Oven | E1 |  | Codes & Standards Forecast | 0 | 574.1534 | 742.5825 | 874.2142 | 976.9063 | 1056.0212 | 1117.3556 | 1165.0928 | 1202.105 | 1230.2776 | 1251.3276 | 1266.7081 | 1277.5339 | 1284.7074 | 1288.9466 | 1290.8701 | 1290.9586 | 1132.187 | 1036.579 | 984.6695 | 962.2998 | 959.2761 | 1102.2027 | 1130.8317 | 1152.1863 | 1167.745 | 1178.6911 | 1185.9665 | 1190.3208 | 1192.3504 | 1192.5301 | 1191.2377 | 1188.8146
Commercial_College_Existing_Food Preparation_Natural Gas_Conveyor Oven_E2_Codes & Standards Forecast | Commercial | College | Existing | Food Preparation | Natural Gas | Conveyor Oven | E2 |  | Codes & Standards Forecast | 0 | 0 | 0 | 0 | 0 | 0 | 0 | 0 | 0 | 0 | 0 | 0 | 0 | 0 | 0 | 0 | 0 | 0 | 0 | 0 | 0 | 0 | 0 | 0 | 0 | 0 | 0 | 0 | 0 | 0 | 0 | 0 | 0
Commercial_College_Existing_Food Preparation_Natural Gas_Conveyor Oven_E3_Codes & Standards Forecast | Commercial | College | Existing | Food Preparation | Natural Gas | Conveyor Oven | E3 |  | Codes & Standards Forecast | 0 | 0 | 0 | 0 | 0 | 0 | 0 | 0 | 0 | 0 | 0 | 0 | 0 | 0 | 0 | 0 | 0 | 0 | 0 | 0 | 0 | 0 | 0 | 0 | 0 | 0 | 0 | 0 | 0 | 0 | 0 | 0 | 0
Commercial_College_Existing_Food Preparation_Natural Gas_Conveyor Oven_E4_Codes & Standards Forecast | Commercial | College | Existing | Food Preparation | Natural Gas | Conveyor Oven | E4 |  | Codes & Standards Forecast | 0 | 0 | 0 | 0 | 0 | 0 | 0 | 0 | 0 | 0 | 0 | 0 | 0 | 0 | 0 | 0 | 0 | 0 | 0 | 0 | 0 | 0 | 0 | 0 | 0 | 0 | 0 | 0 | 0 | 0 | 0 | 0 | 0
Commercial_College_Existing_Food Preparation_Natural Gas_Conveyor Oven_E5_Codes & Standards Forecast | Commercial | College | Existing | Food Preparation | Natural Gas | Conveyor Oven | E5 |  | Codes & Standards Forecast | 0 | 0 | 0 | 0 | 0 | 0 | 0 | 0 | 0 | 0 | 0 | 0 | 0 | 0 | 0 | 0 | 0 | 0 | 0 | 0 | 0 | 0 | 0 | 0 | 0 | 0 | 0 | 0 | 0 | 0 | 0 | 0 | 0
Commercial_College_Existing_Food Preparation_Natural Gas_Conveyor Oven_E6_Codes & Standards Forecast | Commercial | College | Existing | Food Preparation | Natural Gas | Conveyor Oven | E6 |  | Codes & Standards Forecast | 0 | 0 | 0 | 0 | 0 | 0 | 0 | 0 | 0 | 0 | 0 | 0 | 0 | 0 | 0 | 0 | 0 | 0 | 0 | 0 | 0 | 0 | 0 | 0 | 0 | 0 | 0 | 0 | 0 | 0 | 0 | 0 | 0
Commercial_College_Existing_Food Preparation_Natural Gas_Conveyor Oven_E7_Codes & Standards Forecast | Commercial | College | Existing | Food Preparation | Natural Gas | Conveyor Oven | E7 |  | Codes & Standards Forecast | 0 | 0 | 0 | 0 | 0 | 0 | 0 | 0 | 0 | 0 | 0 | 0 | 0 | 0 | 0 | 0 | 0 | 0 | 0 | 0 | 0 | 0 | 0 | 0 | 0 | 0 | 0 | 0 | 0 | 0 | 0 | 0 | 0
Commercial_College_Existing_Food Preparation_Natural Gas_Conveyor Oven_E8_Codes & Standards Forecast | Commercial | College | Existing | Food Preparation | Natural Gas | Conveyor Oven | E8 |  | Codes & Standards Forecast | 0 | 0 | 0 | 0 | 0 | 0 | 0 | 0 | 0 | 0 | 0 | 0 | 0 | 0 | 0 | 0 | 0 | 0 | 0 | 0 | 0 | 0 | 0 | 0 | 0 | 0 | 0 | 0 | 0 | 0 | 0 | 0 | 0
Commercial_College_Existing_Food Preparation_Natural Gas_Conveyor Oven_E9_Codes & Standards Forecast | Commercial | College | Existing | Food Preparation | Natural Gas | Conveyor Oven | E9 |  | Codes & Standards Forecast | 0 | 0 | 0 | 0 | 0 | 0 | 0 | 0 | 0 | 0 | 0 | 0 | 0 | 0 | 0 | 0 | 0 | 0 | 0 | 0 | 0 | 0 | 0 | 0 | 0 | 0 | 0 | 0 | 0 | 0 | 0 | 0 | 0
Commercial_College_Existing_Food Preparation_Natural Gas_Conveyor Oven_E10_Codes & Standards Forecast | Commercial | College | Existing | Food Preparation | Natural Gas | Conveyor Oven | E10 |  | Codes & Standards Forecast | 0 | 0 | 0 | 0 | 0 | 0 | 0 | 0 | 0 | 0 | 0 | 0 | 0 | 0 | 0 | 0 | 0 | 0 | 0 | 0 | 0 | 0 | 0 | 0 | 0 | 0 | 0 | 0 | 0 | 0 | 0 | 0 | 0
Commercial_College_Existing_Food Preparation_Natural Gas_Double Rack Oven_E1_Codes & Standards Forecast | Commercial | College | Existing | Food Preparation | Natural Gas | Double Rack Oven | E1 |  | Codes & Standards Forecast | 0 | 813.384 | 1051.9918 | 1238.4701 | 1383.9506 | 1496.03 | 1582.9205 | 1650.5482 | 1702.982 | 1742.8933 | 1772.7141 | 1794.5032 | 1580.8573 | 1455.5341 | 1390.9448 | 1367.1222 | 1369.7049 | 1583.3564 | 1629.5558 | 1664.297 | 1689.9076 | 1708.2509 | 1720.8236 | 1685.6411 | 1630.1145 | 1570.6323 | 1516.3084 | 1471.5546 | 1419.5154 | 1407.6663 | 1419.0934 | 1442.5749 | 1470.9186
Commercial_College_Existing_Food Preparation_Natural Gas_Double Rack Oven_E2_Codes & Standards Forecast | Commercial | College | Existing | Food Preparation | Natural Gas | Double Rack Oven | E2 |  | Codes & Standards Forecast | 0 | 0 | 0 | 0 | 0 | 0 | 0 | 0 | 0 | 0 | 0 | 0 | 0 | 0 | 0 | 0 | 0 | 0 | 0 | 0 | 0 | 0 | 0 | 0 | 0 | 0 | 0 | 0 | 0 | 0 | 0 | 0 | 0
Commercial_College_Existing_Food Preparation_Natural Gas_Double Rack Oven_E3_Codes & Standards Forecast | Commercial | College | Existing | Food Preparation | Natural Gas | Double Rack Oven | E3 |  | Codes & Standards Forecast | 0 | 0 | 0 | 0 | 0 | 0 | 0 | 0 | 0 | 0 | 0 | 0 | 0 | 0 | 0 | 0 | 0 | 0 | 0 | 0 | 0 | 0 | 0 | 0 | 0 | 0 | 0 | 0 | 0 | 0 | 0 | 0 | 0
Commercial_College_Existing_Food Preparation_Natural Gas_Double Rack Oven_E4_Codes & Standards Forecast | Commercial | College | Existing | Food Preparation | Natural Gas | Double Rack Oven | E4 |  | Codes & Standards Forecast | 0 | 0 | 0 | 0 | 0 | 0 | 0 | 0 | 0 | 0 | 0 | 0 | 0 | 0 | 0 | 0 | 0 | 0 | 0 | 0 | 0 | 0 | 0 | 0 | 0 | 0 | 0 | 0 | 0 | 0 | 0 | 0 | 0
Commercial_College_Existing_Food Preparation_Natural Gas_Double Rack Oven_E5_Codes & Standards Forecast | Commercial | College | Existing | Food Preparation | Natural Gas | Double Rack Oven | E5 |  | Codes & Standards Forecast | 0 | 0 | 0 | 0 | 0 | 0 | 0 | 0 | 0 | 0 | 0 | 0 | 0 | 0 | 0 | 0 | 0 | 0 | 0 | 0 | 0 | 0 | 0 | 0 | 0 | 0 | 0 | 0 | 0 | 0 | 0 | 0 | 0
Commercial_College_Existing_Food Preparation_Natural Gas_Double Rack Oven_E6_Codes & Standards Forecast | Commercial | College | Existing | Food Preparation | Natural Gas | Double Rack Oven | E6 |  | Codes & Standards Forecast | 0 | 0 | 0 | 0 | 0 | 0 | 0 | 0 | 0 | 0 | 0 | 0 | 0 | 0 | 0 | 0 | 0 | 0 | 0 | 0 | 0 | 0 | 0 | 0 | 0 | 0 | 0 | 0 | 0 | 0 | 0 | 0 | 0
Commercial_College_Existing_Food Preparation_Natural Gas_Double Rack Oven_E7_Codes & Standards Forecast | Commercial | College | Existing | Food Preparation | Natural Gas | Double Rack Oven | E7 |  | Codes & Standards Forecast | 0 | 0 | 0 | 0 | 0 | 0 | 0 | 0 | 0 | 0 | 0 | 0 | 0 | 0 | 0 | 0 | 0 | 0 | 0 | 0 | 0 | 0 | 0 | 0 | 0 | 0 | 0 | 0 | 0 | 0 | 0 | 0 | 0
Commercial_College_Existing_Food Preparation_Natural Gas_Double Rack Oven_E8_Codes & Standards Forecast | Commercial | College | Existing | Food Preparation | Natural Gas | Double Rack Oven | E8 |  | Codes & Standards Forecast | 0 | 0 | 0 | 0 | 0 | 0 | 0 | 0 | 0 | 0 | 0 | 0 | 0 | 0 | 0 | 0 | 0 | 0 | 0 | 0 | 0 | 0 | 0 | 0 | 0 | 0 | 0 | 0 | 0 | 0 | 0 | 0 | 0
Commercial_College_Existing_Food Preparation_Natural Gas_Double Rack Oven_E9_Codes & Standards Forecast | Commercial | College | Existing | Food Preparation | Natural Gas | Double Rack Oven | E9 |  | Codes & Standards Forecast | 0 | 0 | 0 | 0 | 0 | 0 | 0 | 0 | 0 | 0 | 0 | 0 | 0 | 0 | 0 | 0 | 0 | 0 | 0 | 0 | 0 | 0 | 0 | 0 | 0 | 0 | 0 | 0 | 0 | 0 | 0 | 0 | 0
Commercial_College_Existing_Food Preparation_Natural Gas_Double Rack Oven_E10_Codes & Standards Forecast | Commercial | College | Existing | Food Preparation | Natural Gas | Double Rack Oven | E10 |  | Codes & Standards Forecast | 0 | 0 | 0 | 0 | 0 | 0 | 0 | 0 | 0 | 0 | 0 | 0 | 0 | 0 | 0 | 0 | 0 | 0 | 0 | 0 | 0 | 0 | 0 | 0 | 0 | 0 | 0 | 0 | 0 | 0 | 0 | 0 | 0
Commercial_College_Existing_Food Preparation_Natural Gas_Fryer_E1_Codes & Standards Forecast | Commercial | College | Existing | Food Preparation | Natural Gas | Fryer | E1 |  | Codes & Standards Forecast | 0 | 4306.1504 | 6069.1837 | 0 | 0 | 0 | 0 | 0 | 0 | 0 | 0 | 0 | 0 | 0 | 0 | 0 | 0 | 0 | 0 | 0 | 0 | 0 | 0 | 0 | 0 | 0 | 0 | 0 | 0 | 0 | 0 | 0 | 0
Commercial_College_Existing_Food Preparation_Natural Gas_Fryer_E2_Codes & Standards Forecast | Commercial | College | Existing | Food Preparation | Natural Gas | Fryer | E2 |  | Codes & Standards Forecast | 0 | 0 | 0 | 7361.9905 | 8306.277 | 8985.8811 | 7737.6695 | 7237.7924 | 7182.6247 | 7373.5129 | 8654.0474 | 8741.9688 | 8585.2049 | 8378.7389 | 8213.9478 | 7966.7642 | 7969.2779 | 8031.5122 | 8082.5581 | 8326.8319 | 8180.0313 | 8015.5025 | 7896.1997 | 7828.5365 | 7818.348 | 7830.7729 | 7813.1048 | 7768.0338 | 7761.2059 | 7665.2085 | 7592.0176 | 7542.6851 | 7506.2388
Commercial_College_Existing_Food Preparation_Natural Gas_Fryer_E3_Codes & Standards Forecast | Commercial | College | Existing | Food Preparation | Natural Gas | Fryer | E3 |  | Codes & Standards Forecast | 0 | 0 | 0 | 0 | 0 | 0 | 0 | 0 | 0 | 0 | 0 | 0 | 0 | 0 | 0 | 0 | 0 | 0 | 0 | 0 | 0 | 0 | 0 | 0 | 0 | 0 | 0 | 0 | 0 | 0 | 0 | 0 | 0
Commercial_College_Existing_Food Preparation_Natural Gas_Fryer_E4_Codes & Standards Forecast | Commercial | College | Existing | Food Preparation | Natural Gas | Fryer | E4 |  | Codes & Standards Forecast | 0 | 0 | 0 | 0 | 0 | 0 | 0 | 0 | 0 | 0 | 0 | 0 | 0 | 0 | 0 | 0 | 0 | 0 | 0 | 0 | 0 | 0 | 0 | 0 | 0 | 0 | 0 | 0 | 0 | 0 | 0 | 0 | 0
Commercial_College_Existing_Food Preparation_Natural Gas_Fryer_E5_Codes & Standards Forecast | Commercial | College | Existing | Food Preparation | Natural Gas | Fryer | E5 |  | Codes & Standards Forecast | 0 | 0 | 0 | 0 | 0 | 0 | 0 | 0 | 0 | 0 | 0 | 0 | 0 | 0 | 0 | 0 | 0 | 0 | 0 | 0 | 0 | 0 | 0 | 0 | 0 | 0 | 0 | 0 | 0 | 0 | 0 | 0 | 0
Commercial_College_Existing_Food Preparation_Natural Gas_Fryer_E6_Codes & Standards Forecast | Commercial | College | Existing | Food Preparation | Natural Gas | Fryer | E6 |  | Codes & Standards Forecast | 0 | 0 | 0 | 0 | 0 | 0 | 0 | 0 | 0 | 0 | 0 | 0 | 0 | 0 | 0 | 0 | 0 | 0 | 0 | 0 | 0 | 0 | 0 | 0 | 0 | 0 | 0 | 0 | 0 | 0 | 0 | 0 | 0
Commercial_College_Existing_Food Preparation_Natural Gas_Fryer_E7_Codes & Standards Forecast | Commercial | College | Existing | Food Preparation | Natural Gas | Fryer | E7 |  | Codes & Standards Forecast | 0 | 0 | 0 | 0 | 0 | 0 | 0 | 0 | 0 | 0 | 0 | 0 | 0 | 0 | 0 | 0 | 0 | 0 | 0 | 0 | 0 | 0 | 0 | 0 | 0 | 0 | 0 | 0 | 0 | 0 | 0 | 0 | 0
Commercial_College_Existing_Food Preparation_Natural Gas_Fryer_E8_Codes & Standards Forecast | Commercial | College | Existing | Food Preparation | Natural Gas | Fryer | E8 |  | Codes & Standards Forecast | 0 | 0 | 0 | 0 | 0 | 0 | 0 | 0 | 0 | 0 | 0 | 0 | 0 | 0 | 0 | 0 | 0 | 0 | 0 | 0 | 0 | 0 | 0 | 0 | 0 | 0 | 0 | 0 | 0 | 0 | 0 | 0 | 0
Commercial_College_Existing_Food Preparation_Natural Gas_Fryer_E9_Codes & Standards Forecast | Commercial | College | Existing | Food Preparation | Natural Gas | Fryer | E9 |  | Codes & Standards Forecast | 0 | 0 | 0 | 0 | 0 | 0 | 0 | 0 | 0 | 0 | 0 | 0 | 0 | 0 | 0 | 0 | 0 | 0 | 0 | 0 | 0 | 0 | 0 | 0 | 0 | 0 | 0 | 0 | 0 | 0 | 0 | 0 | 0
Commercial_College_Existing_Food Preparation_Natural Gas_Fryer_E10_Codes & Standards Forecast | Commercial | College | Existing | Food Preparation | Natural Gas | Fryer | E10 |  | Codes & Standards Forecast | 0 | 0 | 0 | 0 | 0 | 0 | 0 | 0 | 0 | 0 | 0 | 0 | 0 | 0 | 0 | 0 | 0 | 0 | 0 | 0 | 0 | 0 | 0 | 0 | 0 | 0 | 0 | 0 | 0 | 0 | 0 | 0 | 0
Commercial_College_Existing_Food Preparation_Natural Gas_Broiler_E1_Codes & Standards Forecast | Commercial | College | Existing | Food Preparation | Natural Gas | Broiler | E1 |  | Codes & Standards Forecast | 0 | 3253.5359 | 4207.9674 | 4953.8804 | 5535.8024 | 5984.12 | 6331.6818 | 6602.1927 | 6811.9282 | 6971.5733 | 7090.8563 | 7178.0128 | 6323.4291 | 5822.1365 | 5563.7792 | 5468.4889 | 5478.8195 | 6333.4254 | 6518.2232 | 6657.1881 | 6759.6305 | 6833.0037 | 6883.2944 | 6742.5644 | 6520.4581 | 6282.5293 | 6065.2338 | 5886.2183 | 5678.0616 | 5630.6652 | 5676.3735 | 5770.2994 | 5883.6743
Commercial_College_Existing_Food Preparation_Natural Gas_Broiler_E2_Codes & Standards Forecast | Commercial | College | Existing | Food Preparation | Natural Gas | Broiler | E2 |  | Codes & Standards Forecast | 0 | 0 | 0 | 0 | 0 | 0 | 0 | 0 | 0 | 0 | 0 | 0 | 0 | 0 | 0 | 0 | 0 | 0 | 0 | 0 | 0 | 0 | 0 | 0 | 0 | 0 | 0 | 0 | 0 | 0 | 0 | 0 | 0
Commercial_College_Existing_Food Preparation_Natural Gas_Broiler_E3_Codes & Standards Forecast | Commercial | College | Existing | Food Preparation | Natural Gas | Broiler | E3 |  | Codes & Standards Forecast | 0 | 0 | 0 | 0 | 0 | 0 | 0 | 0 | 0 | 0 | 0 | 0 | 0 | 0 | 0 | 0 | 0 | 0 | 0 | 0 | 0 | 0 | 0 | 0 | 0 | 0 | 0 | 0 | 0 | 0 | 0 | 0 | 0
Commercial_College_Existing_Food Preparation_Natural Gas_Broiler_E4_Codes & Standards Forecast | Commercial | College | Existing | Food Preparation | Natural Gas | Broiler | E4 |  | Codes & Standards Forecast | 0 | 0 | 0 | 0 | 0 | 0 | 0 | 0 | 0 | 0 | 0 | 0 | 0 | 0 | 0 | 0 | 0 | 0 | 0 | 0 | 0 | 0 | 0 | 0 | 0 | 0 | 0 | 0 | 0 | 0 | 0 | 0 | 0
Commercial_College_Existing_Food Preparation_Natural Gas_Broiler_E5_Codes & Standards Forecast | Commercial | College | Existing | Food Preparation | Natural Gas | Broiler | E5 |  | Codes & Standards Forecast | 0 | 0 | 0 | 0 | 0 | 0 | 0 | 0 | 0 | 0 | 0 | 0 | 0 | 0 | 0 | 0 | 0 | 0 | 0 | 0 | 0 | 0 | 0 | 0 | 0 | 0 | 0 | 0 | 0 | 0 | 0 | 0 | 0
Commercial_College_Existing_Food Preparation_Natural Gas_Broiler_E6_Codes & Standards Forecast | Commercial | College | Existing | Food Preparation | Natural Gas | Broiler | E6 |  | Codes & Standards Forecast | 0 | 0 | 0 | 0 | 0 | 0 | 0 | 0 | 0 | 0 | 0 | 0 | 0 | 0 | 0 | 0 | 0 | 0 | 0 | 0 | 0 | 0 | 0 | 0 | 0 | 0 | 0 | 0 | 0 | 0 | 0 | 0 | 0
Commercial_College_Existing_Food Preparation_Natural Gas_Broiler_E7_Codes & Standards Forecast | Commercial | College | Existing | Food Preparation | Natural Gas | Broiler | E7 |  | Codes & Standards Forecast | 0 | 0 | 0 | 0 | 0 | 0 | 0 | 0 | 0 | 0 | 0 | 0 | 0 | 0 | 0 | 0 | 0 | 0 | 0 | 0 | 0 | 0 | 0 | 0 | 0 | 0 | 0 | 0 | 0 | 0 | 0 | 0 | 0
Commercial_College_Existing_Food Preparation_Natural Gas_Broiler_E8_Codes & Standards Forecast | Commercial | College | Existing | Food Preparation | Natural Gas | Broiler | E8 |  | Codes & Standards Forecast | 0 | 0 | 0 | 0 | 0 | 0 | 0 | 0 | 0 | 0 | 0 | 0 | 0 | 0 | 0 | 0 | 0 | 0 | 0 | 0 | 0 | 0 | 0 | 0 | 0 | 0 | 0 | 0 | 0 | 0 | 0 | 0 | 0
Commercial_College_Existing_Food Preparation_Natural Gas_Broiler_E9_Codes & Standards Forecast | Commercial | College | Existing | Food Preparation | Natural Gas | Broiler | E9 |  | Codes & Standards Forecast | 0 | 0 | 0 | 0 | 0 | 0 | 0 | 0 | 0 | 0 | 0 | 0 | 0 | 0 | 0 | 0 | 0 | 0 | 0 | 0 | 0 | 0 | 0 | 0 | 0 | 0 | 0 | 0 | 0 | 0 | 0 | 0 | 0
Commercial_College_Existing_Food Preparation_Natural Gas_Broiler_E10_Codes & Standards Forecast | Commercial | College | Existing | Food Preparation | Natural Gas | Broiler | E10 |  | Codes & Standards Forecast | 0 | 0 | 0 | 0 | 0 | 0 | 0 | 0 | 0 | 0 | 0 | 0 | 0 | 0 | 0 | 0 | 0 | 0 | 0 | 0 | 0 | 0 | 0 | 0 | 0 | 0 | 0 | 0 | 0 | 0 | 0 | 0 | 0
Commercial_College_Existing_Food Preparation_Natural Gas_Griddle_E1_Codes & Standards Forecast | Commercial | College | Existing | Food Preparation | Natural Gas | Griddle | E1 |  | Codes & Standards Forecast | 0 | 4593.2271 | 5940.6598 | 6993.7136 | 7815.2505 | 8448.1694 | 8938.8449 | 9320.7426 | 9616.8398 | 9842.2211 | 10010.6206 | 10133.6651 | 8927.1941 | 8219.4868 | 7854.7471 | 7720.2196 | 7734.804 | 8941.3065 | 9202.1975 | 9398.3831 | 9543.0077 | 9646.5935 | 9717.5921 | 9518.9144 | 9205.3526 | 8869.4531 | 8562.683 | 8309.9553 | 8016.0869 | 7949.1743 | 8013.7038 | 8146.3051 | 8306.3638
Commercial_College_Existing_Food Preparation_Natural Gas_Griddle_E2_Codes & Standards Forecast | Commercial | College | Existing | Food Preparation | Natural Gas | Griddle | E2 |  | Codes & Standards Forecast | 0 | 0 | 0 | 0 | 0 | 0 | 0 | 0 | 0 | 0 | 0 | 0 | 0 | 0 | 0 | 0 | 0 | 0 | 0 | 0 | 0 | 0 | 0 | 0 | 0 | 0 | 0 | 0 | 0 | 0 | 0 | 0 | 0
Commercial_College_Existing_Food Preparation_Natural Gas_Griddle_E3_Codes & Standards Forecast | Commercial | College | Existing | Food Preparation | Natural Gas | Griddle | E3 |  | Codes & Standards Forecast | 0 | 0 | 0 | 0 | 0 | 0 | 0 | 0 | 0 | 0 | 0 | 0 | 0 | 0 | 0 | 0 | 0 | 0 | 0 | 0 | 0 | 0 | 0 | 0 | 0 | 0 | 0 | 0 | 0 | 0 | 0 | 0 | 0
Commercial_College_Existing_Food Preparation_Natural Gas_Griddle_E4_Codes & Standards Forecast | Commercial | College | Existing | Food Preparation | Natural Gas | Griddle | E4 |  | Codes & Standards Forecast | 0 | 0 | 0 | 0 | 0 | 0 | 0 | 0 | 0 | 0 | 0 | 0 | 0 | 0 | 0 | 0 | 0 | 0 | 0 | 0 | 0 | 0 | 0 | 0 | 0 | 0 | 0 | 0 | 0 | 0 | 0 | 0 | 0
Commercial_College_Existing_Food Preparation_Natural Gas_Griddle_E5_Codes & Standards Forecast | Commercial | College | Existing | Food Preparation | Natural Gas | Griddle | E5 |  | Codes & Standards Forecast | 0 | 0 | 0 | 0 | 0 | 0 | 0 | 0 | 0 | 0 | 0 | 0 | 0 | 0 | 0 | 0 | 0 | 0 | 0 | 0 | 0 | 0 | 0 | 0 | 0 | 0 | 0 | 0 | 0 | 0 | 0 | 0 | 0
Commercial_College_Existing_Food Preparation_Natural Gas_Griddle_E6_Codes & Standards Forecast | Commercial | College | Existing | Food Preparation | Natural Gas | Griddle | E6 |  | Codes & Standards Forecast | 0 | 0 | 0 | 0 | 0 | 0 | 0 | 0 | 0 | 0 | 0 | 0 | 0 | 0 | 0 | 0 | 0 | 0 | 0 | 0 | 0 | 0 | 0 | 0 | 0 | 0 | 0 | 0 | 0 | 0 | 0 | 0 | 0
Commercial_College_Existing_Food Preparation_Natural Gas_Griddle_E7_Codes & Standards Forecast | Commercial | College | Existing | Food Preparation | Natural Gas | Griddle | E7 |  | Codes & Standards Forecast | 0 | 0 | 0 | 0 | 0 | 0 | 0 | 0 | 0 | 0 | 0 | 0 | 0 | 0 | 0 | 0 | 0 | 0 | 0 | 0 | 0 | 0 | 0 | 0 | 0 | 0 | 0 | 0 | 0 | 0 | 0 | 0 | 0
Commercial_College_Existing_Food Preparation_Natural Gas_Griddle_E8_Codes & Standards Forecast | Commercial | College | Existing | Food Preparation | Natural Gas | Griddle | E8 |  | Codes & Standards Forecast | 0 | 0 | 0 | 0 | 0 | 0 | 0 | 0 | 0 | 0 | 0 | 0 | 0 | 0 | 0 | 0 | 0 | 0 | 0 | 0 | 0 | 0 | 0 | 0 | 0 | 0 | 0 | 0 | 0 | 0 | 0 | 0 | 0
Commercial_College_Existing_Food Preparation_Natural Gas_Griddle_E9_Codes & Standards Forecast | Commercial | College | Existing | Food Preparation | Natural Gas | Griddle | E9 |  | Codes & Standards Forecast | 0 | 0 | 0 | 0 | 0 | 0 | 0 | 0 | 0 | 0 | 0 | 0 | 0 | 0 | 0 | 0 | 0 | 0 | 0 | 0 | 0 | 0 | 0 | 0 | 0 | 0 | 0 | 0 | 0 | 0 | 0 | 0 | 0
Commercial_College_Existing_Food Preparation_Natural Gas_Griddle_E10_Codes & Standards Forecast | Commercial | College | Existing | Food Preparation | Natural Gas | Griddle | E10 |  | Codes & Standards Forecast | 0 | 0 | 0 | 0 | 0 | 0 | 0 | 0 | 0 | 0 | 0 | 0 | 0 | 0 | 0 | 0 | 0 | 0 | 0 | 0 | 0 | 0 | 0 | 0 | 0 | 0 | 0 | 0 | 0 | 0 | 0 | 0 | 0
Commercial_College_Existing_Food Preparation_Natural Gas_Range_E1_Codes & Standards Forecast | Commercial | College | Existing | Food Preparation | Natural Gas | Range | E1 |  | Codes & Standards Forecast | 0 | 6813.2869 | 8811.9787 | 10374.0085 | 11592.6216 | 12531.4513 | 13259.2867 | 13825.7682 | 14264.979 | 14599.2946 | 12911.132 | 11946.7983 | 11477.3851 | 11337.4112 | 11408.2554 | 13256.1034 | 13678.3801 | 13997.4391 | 14234.3738 | 14036.3942 | 13643.2915 | 13199.708 | 12787.1617 | 12446.1328 | 12034.3858 | 11960.258 | 12080.3026 | 12299.5042 | 12486.3636 | 12990.659 | 12962.845 | 12836.7803 | 12651.6157
Commercial_College_Existing_Food Preparation_Natural Gas_Range_E2_Codes & Standards Forecast | Commercial | College | Existing | Food Preparation | Natural Gas | Range | E2 |  | Codes & Standards Forecast | 0 | 0 | 0 | 0 | 0 | 0 | 0 | 0 | 0 | 0 | 0 | 0 | 0 | 0 | 0 | 0 | 0 | 0 | 0 | 0 | 0 | 0 | 0 | 0 | 0 | 0 | 0 | 0 | 0 | 0 | 0 | 0 | 0
Commercial_College_Existing_Food Preparation_Natural Gas_Range_E3_Codes & Standards Forecast | Commercial | College | Existing | Food Preparation | Natural Gas | Range | E3 |  | Codes & Standards Forecast | 0 | 0 | 0 | 0 | 0 | 0 | 0 | 0 | 0 | 0 | 0 | 0 | 0 | 0 | 0 | 0 | 0 | 0 | 0 | 0 | 0 | 0 | 0 | 0 | 0 | 0 | 0 | 0 | 0 | 0 | 0 | 0 | 0
Commercial_College_Existing_Food Preparation_Natural Gas_Range_E4_Codes & Standards Forecast | Commercial | College | Existing | Food Preparation | Natural Gas | Range | E4 |  | Codes & Standards Forecast | 0 | 0 | 0 | 0 | 0 | 0 | 0 | 0 | 0 | 0 | 0 | 0 | 0 | 0 | 0 | 0 | 0 | 0 | 0 | 0 | 0 | 0 | 0 | 0 | 0 | 0 | 0 | 0 | 0 | 0 | 0 | 0 | 0
Commercial_College_Existing_Food Preparation_Natural Gas_Range_E5_Codes & Standards Forecast | Commercial | College | Existing | Food Preparation | Natural Gas | Range | E5 |  | Codes & Standards Forecast | 0 | 0 | 0 | 0 | 0 | 0 | 0 | 0 | 0 | 0 | 0 | 0 | 0 | 0 | 0 | 0 | 0 | 0 | 0 | 0 | 0 | 0 | 0 | 0 | 0 | 0 | 0 | 0 | 0 | 0 | 0 | 0 | 0
Commercial_College_Existing_Food Preparation_Natural Gas_Range_E6_Codes & Standards Forecast | Commercial | College | Existing | Food Preparation | Natural Gas | Range | E6 |  | Codes & Standards Forecast | 0 | 0 | 0 | 0 | 0 | 0 | 0 | 0 | 0 | 0 | 0 | 0 | 0 | 0 | 0 | 0 | 0 | 0 | 0 | 0 | 0 | 0 | 0 | 0 | 0 | 0 | 0 | 0 | 0 | 0 | 0 | 0 | 0
Commercial_College_Existing_Food Preparation_Natural Gas_Range_E7_Codes & Standards Forecast | Commercial | College | Existing | Food Preparation | Natural Gas | Range | E7 |  | Codes & Standards Forecast | 0 | 0 | 0 | 0 | 0 | 0 | 0 | 0 | 0 | 0 | 0 | 0 | 0 | 0 | 0 | 0 | 0 | 0 | 0 | 0 | 0 | 0 | 0 | 0 | 0 | 0 | 0 | 0 | 0 | 0 | 0 | 0 | 0
Commercial_College_Existing_Food Preparation_Natural Gas_Range_E8_Codes & Standards Forecast | Commercial | College | Existing | Food Preparation | Natural Gas | Range | E8 |  | Codes & Standards Forecast | 0 | 0 | 0 | 0 | 0 | 0 | 0 | 0 | 0 | 0 | 0 | 0 | 0 | 0 | 0 | 0 | 0 | 0 | 0 | 0 | 0 | 0 | 0 | 0 | 0 | 0 | 0 | 0 | 0 | 0 | 0 | 0 | 0
Commercial_College_Existing_Food Preparation_Natural Gas_Range_E9_Codes & Standards Forecast | Commercial | College | Existing | Food Preparation | Natural Gas | Range | E9 |  | Codes & Standards Forecast | 0 | 0 | 0 | 0 | 0 | 0 | 0 | 0 | 0 | 0 | 0 | 0 | 0 | 0 | 0 | 0 | 0 | 0 | 0 | 0 | 0 | 0 | 0 | 0 | 0 | 0 | 0 | 0 | 0 | 0 | 0 | 0 | 0
Commercial_College_Existing_Food Preparation_Natural Gas_Range_E10_Codes & Standards Forecast | Commercial | College | Existing | Food Preparation | Natural Gas | Range | E10 |  | Codes & Standards Forecast | 0 | 0 | 0 | 0 | 0 | 0 | 0 | 0 | 0 | 0 | 0 | 0 | 0 | 0 | 0 | 0 | 0 | 0 | 0 | 0 | 0 | 0 | 0 | 0 | 0 | 0 | 0 | 0 | 0 | 0 | 0 | 0 | 0
Commercial_College_Existing_Food Preparation_Natural Gas_Steamer_E1_Codes & Standards Forecast | Commercial | College | Existing | Food Preparation | Natural Gas | Steamer | E1 |  | Codes & Standards Forecast | 0 | 2268.2603 | 2570.086 | 0 | 0 | 0 | 0 | 0 | 0 | 0 | 0 | 0 | 0 | 0 | 0 | 0 | 0 | 0 | 0 | 0 | 0 | 0 | 0 | 0 | 0 | 0 | 0 | 0 | 0 | 0 | 0 | 0 | 0
Commercial_College_Existing_Food Preparation_Natural Gas_Steamer_E2_Codes & Standards Forecast | Commercial | College | Existing | Food Preparation | Natural Gas | Steamer | E2 |  | Codes & Standards Forecast | 0 | 0 | 0 | 2831.0034 | 3057.3913 | 3251.5944 | 3420.5269 | 3568.6281 | 3698.3726 | 3810.7778 | 3608.832 | 3462.1227 | 3360.1267 | 3294.0739 | 3256.6235 | 3241.765 | 3244.4603 | 3260.5391 | 3286.5396 | 3919.4679 | 3919.0259 | 3897.5048 | 3862.3641 | 3819.2633 | 3772.44 | 3724.9678 | 3679.0509 | 3636.1882 | 3577.2969 | 3540.1167 | 3517.0712 | 3502.7012 | 3493.2852
Commercial_College_Existing_Food Preparation_Natural Gas_Steamer_E3_Codes & Standards Forecast | Commercial | College | Existing | Food Preparation | Natural Gas | Steamer | E3 |  | Codes & Standards Forecast | 0 | 0 | 0 | 0 | 0 | 0 | 0 | 0 | 0 | 0 | 0 | 0 | 0 | 0 | 0 | 0 | 0 | 0 | 0 | 0 | 0 | 0 | 0 | 0 | 0 | 0 | 0 | 0 | 0 | 0 | 0 | 0 | 0
Commercial_College_Existing_Food Preparation_Natural Gas_Steamer_E4_Codes & Standards Forecast | Commercial | College | Existing | Food Preparation | Natural Gas | Steamer | E4 |  | Codes & Standards Forecast | 0 | 0 | 0 | 0 | 0 | 0 | 0 | 0 | 0 | 0 | 0 | 0 | 0 | 0 | 0 | 0 | 0 | 0 | 0 | 0 | 0 | 0 | 0 | 0 | 0 | 0 | 0 | 0 | 0 | 0 | 0 | 0 | 0
Commercial_College_Existing_Food Preparation_Natural Gas_Steamer_E5_Codes & Standards Forecast | Commercial | College | Existing | Food Preparation | Natural Gas | Steamer | E5 |  | Codes & Standards Forecast | 0 | 0 | 0 | 0 | 0 | 0 | 0 | 0 | 0 | 0 | 0 | 0 | 0 | 0 | 0 | 0 | 0 | 0 | 0 | 0 | 0 | 0 | 0 | 0 | 0 | 0 | 0 | 0 | 0 | 0 | 0 | 0 | 0
Commercial_College_Existing_Food Preparation_Natural Gas_Steamer_E6_Codes & Standards Forecast | Commercial | College | Existing | Food Preparation | Natural Gas | Steamer | E6 |  | Codes & Standards Forecast | 0 | 0 | 0 | 0 | 0 | 0 | 0 | 0 | 0 | 0 | 0 | 0 | 0 | 0 | 0 | 0 | 0 | 0 | 0 | 0 | 0 | 0 | 0 | 0 | 0 | 0 | 0 | 0 | 0 | 0 | 0 | 0 | 0
Commercial_College_Existing_Food Preparation_Natural Gas_Steamer_E7_Codes & Standards Forecast | Commercial | College | Existing | Food Preparation | Natural Gas | Steamer | E7 |  | Codes & Standards Forecast | 0 | 0 | 0 | 0 | 0 | 0 | 0 | 0 | 0 | 0 | 0 | 0 | 0 | 0 | 0 | 0 | 0 | 0 | 0 | 0 | 0 | 0 | 0 | 0 | 0 | 0 | 0 | 0 | 0 | 0 | 0 | 0 | 0
Commercial_College_Existing_Food Preparation_Natural Gas_Steamer_E8_Codes & Standards Forecast | Commercial | College | Existing | Food Preparation | Natural Gas | Steamer | E8 |  | Codes & Standards Forecast | 0 | 0 | 0 | 0 | 0 | 0 | 0 | 0 | 0 | 0 | 0 | 0 | 0 | 0 | 0 | 0 | 0 | 0 | 0 | 0 | 0 | 0 | 0 | 0 | 0 | 0 | 0 | 0 | 0 | 0 | 0 | 0 | 0
Commercial_College_Existing_Food Preparation_Natural Gas_Steamer_E9_Codes & Standards Forecast | Commercial | College | Existing | Food Preparation | Natural Gas | Steamer | E9 |  | Codes & Standards Forecast | 0 | 0 | 0 | 0 | 0 | 0 | 0 | 0 | 0 | 0 | 0 | 0 | 0 | 0 | 0 | 0 | 0 | 0 | 0 | 0 | 0 | 0 | 0 | 0 | 0 | 0 | 0 | 0 | 0 | 0 | 0 | 0 | 0
Commercial_College_Existing_Food Preparation_Natural Gas_Steamer_E10_Codes & Standards Forecast | Commercial | College | Existing | Food Preparation | Natural Gas | Steamer | E10 |  | Codes & Standards Forecast | 0 | 0 | 0 | 0 | 0 | 0 | 0 | 0 | 0 | 0 | 0 | 0 | 0 | 0 | 0 | 0 | 0 | 0 | 0 | 0 | 0 | 0 | 0 | 0 | 0 | 0 | 0 | 0 | 0 | 0 | 0 | 0 | 0
Commercial_College_Existing_Food Preparation_Natural Gas_Food Prep Other_E1_Codes & Standards Forecast | Commercial | College | Existing | Food Preparation | Natural Gas | Food Prep Other | E1 |  | Codes & Standards Forecast | 0 | 306.2151 | 396.044 | 466.2476 | 521.0167 | 563.2113 | 595.923 | 621.3828 | 641.1227 | 656.1481 | 580.2756 | 536.9348 | 515.8375 | 509.5466 | 512.7306 | 595.7799 | 614.7587 | 629.0984 | 639.7471 | 630.8492 | 613.1816 | 593.2453 | 574.7039 | 559.3768 | 540.8713 | 537.5397 | 542.9349 | 552.7867 | 561.1849 | 583.8498 | 582.5998 | 576.9339 | 568.6119
Commercial_College_Existing_Food Preparation_Natural Gas_Food Prep Other_E2_Codes & Standards Forecast | Commercial | College | Existing | Food Preparation | Natural Gas | Food Prep Other | E2 |  | Codes & Standards Forecast | 0 | 0 | 0 | 0 | 0 | 0 | 0 | 0 | 0 | 0 | 0 | 0 | 0 | 0 | 0 | 0 | 0 | 0 | 0 | 0 | 0 | 0 | 0 | 0 | 0 | 0 | 0 | 0 | 0 | 0 | 0 | 0 | 0
Commercial_College_Existing_Food Preparation_Natural Gas_Food Prep Other_E3_Codes & Standards Forecast | Commercial | College | Existing | Food Preparation | Natural Gas | Food Prep Other | E3 |  | Codes & Standards Forecast | 0 | 0 | 0 | 0 | 0 | 0 | 0 | 0 | 0 | 0 | 0 | 0 | 0 | 0 | 0 | 0 | 0 | 0 | 0 | 0 | 0 | 0 | 0 | 0 | 0 | 0 | 0 | 0 | 0 | 0 | 0 | 0 | 0
Commercial_College_Existing_Food Preparation_Natural Gas_Food Prep Other_E4_Codes & Standards Forecast | Commercial | College | Existing | Food Preparation | Natural Gas | Food Prep Other | E4 |  | Codes & Standards Forecast | 0 | 0 | 0 | 0 | 0 | 0 | 0 | 0 | 0 | 0 | 0 | 0 | 0 | 0 | 0 | 0 | 0 | 0 | 0 | 0 | 0 | 0 | 0 | 0 | 0 | 0 | 0 | 0 | 0 | 0 | 0 | 0 | 0
Commercial_College_Existing_Food Preparation_Natural Gas_Food Prep Other_E5_Codes & Standards Forecast | Commercial | College | Existing | Food Preparation | Natural Gas | Food Prep Other | E5 |  | Codes & Standards Forecast | 0 | 0 | 0 | 0 | 0 | 0 | 0 | 0 | 0 | 0 | 0 | 0 | 0 | 0 | 0 | 0 | 0 | 0 | 0 | 0 | 0 | 0 | 0 | 0 | 0 | 0 | 0 | 0 | 0 | 0 | 0 | 0 | 0
Commercial_College_Existing_Food Preparation_Natural Gas_Food Prep Other_E6_Codes & Standards Forecast | Commercial | College | Existing | Food Preparation | Natural Gas | Food Prep Other | E6 |  | Codes & Standards Forecast | 0 | 0 | 0 | 0 | 0 | 0 | 0 | 0 | 0 | 0 | 0 | 0 | 0 | 0 | 0 | 0 | 0 | 0 | 0 | 0 | 0 | 0 | 0 | 0 | 0 | 0 | 0 | 0 | 0 | 0 | 0 | 0 | 0
Commercial_College_Existing_Food Preparation_Natural Gas_Food Prep Other_E7_Codes & Standards Forecast | Commercial | College | Existing | Food Preparation | Natural Gas | Food Prep Other | E7 |  | Codes & Standards Forecast | 0 | 0 | 0 | 0 | 0 | 0 | 0 | 0 | 0 | 0 | 0 | 0 | 0 | 0 | 0 | 0 | 0 | 0 | 0 | 0 | 0 | 0 | 0 | 0 | 0 | 0 | 0 | 0 | 0 | 0 | 0 | 0 | 0
Commercial_College_Existing_Food Preparation_Natural Gas_Food Prep Other_E8_Codes & Standards Forecast | Commercial | College | Existing | Food Preparation | Natural Gas | Food Prep Other | E8 |  | Codes & Standards Forecast | 0 | 0 | 0 | 0 | 0 | 0 | 0 | 0 | 0 | 0 | 0 | 0 | 0 | 0 | 0 | 0 | 0 | 0 | 0 | 0 | 0 | 0 | 0 | 0 | 0 | 0 | 0 | 0 | 0 | 0 | 0 | 0 | 0
Commercial_College_Existing_Food Preparation_Natural Gas_Food Prep Other_E9_Codes & Standards Forecast | Commercial | College | Existing | Food Preparation | Natural Gas | Food Prep Other | E9 |  | Codes & Standards Forecast | 0 | 0 | 0 | 0 | 0 | 0 | 0 | 0 | 0 | 0 | 0 | 0 | 0 | 0 | 0 | 0 | 0 | 0 | 0 | 0 | 0 | 0 | 0 | 0 | 0 | 0 | 0 | 0 | 0 | 0 | 0 | 0 | 0
Commercial_College_Existing_Food Preparation_Natural Gas_Food Prep Other_E10_Codes & Standards Forecast | Commercial | College | Existing | Food Preparation | Natural Gas | Food Prep Other | E10 |  | Codes & Standards Forecast | 0 | 0 | 0 | 0 | 0 | 0 | 0 | 0 | 0 | 0 | 0 | 0 | 0 | 0 | 0 | 0 | 0 | 0 | 0 | 0 | 0 | 0 | 0 | 0 | 0 | 0 | 0 | 0 | 0 | 0 | 0 | 0 | 0
Commercial_College_Existing_Miscellaneous_Natural Gas_Pool Heater_E1_Codes & Standards Forecast | Commercial | College | Existing | Miscellaneous | Natural Gas | Pool Heater | E1 |  | Codes & Standards Forecast | 0 | 472.7709 | 611.4592 | 719.8477 | 804.4067 | 869.5517 | 782.6302 | 740.7867 | 728.9541 | 736.2074 | 754.969 | 870.1525 | 871.7664 | 863.6167 | 852.8253 | 843.3355 | 820.423 | 813.3738 | 813.4321 | 816.0428 | 819.0941 | 841.002 | 828.9499 | 816.9219 | 807.1707 | 800.2822 | 795.6849 | 793.5506 | 791.2263 | 788.0715 | 784.2943 | 785.0319 | 776.802
Commercial_College_Existing_Miscellaneous_Natural Gas_Pool Heater_E2_Codes & Standards Forecast | Commercial | College | Existing | Miscellaneous | Natural Gas | Pool Heater | E2 |  | Codes & Standards Forecast | 0 | 0 | 0 | 0 | 0 | 0 | 0 | 0 | 0 | 0 | 0 | 0 | 0 | 0 | 0 | 0 | 0 | 0 | 0 | 0 | 0 | 0 | 0 | 0 | 0 | 0 | 0 | 0 | 0 | 0 | 0 | 0 | 0
Commercial_College_Existing_Miscellaneous_Natural Gas_Pool Heater_E3_Codes & Standards Forecast | Commercial | College | Existing | Miscellaneous | Natural Gas | Pool Heater | E3 |  | Codes & Standards Forecast | 0 | 0 | 0 | 0 | 0 | 0 | 0 | 0 | 0 | 0 | 0 | 0 | 0 | 0 | 0 | 0 | 0 | 0 | 0 | 0 | 0 | 0 | 0 | 0 | 0 | 0 | 0 | 0 | 0 | 0 | 0 | 0 | 0
Commercial_College_Existing_Miscellaneous_Natural Gas_Pool Heater_E4_Codes & Standards Forecast | Commercial | College | Existing | Miscellaneous | Natural Gas | Pool Heater | E4 |  | Codes & Standards Forecast | 0 | 0 | 0 | 0 | 0 | 0 | 0 | 0 | 0 | 0 | 0 | 0 | 0 | 0 | 0 | 0 | 0 | 0 | 0 | 0 | 0 | 0 | 0 | 0 | 0 | 0 | 0 | 0 | 0 | 0 | 0 | 0 | 0
Commercial_College_Existing_Miscellaneous_Natural Gas_Pool Heater_E5_Codes & Standards Forecast | Commercial | College | Existing | Miscellaneous | Natural Gas | Pool Heater | E5 |  | Codes & Standards Forecast | 0 | 0 | 0 | 0 | 0 | 0 | 0 | 0 | 0 | 0 | 0 | 0 | 0 | 0 | 0 | 0 | 0 | 0 | 0 | 0 | 0 | 0 | 0 | 0 | 0 | 0 | 0 | 0 | 0 | 0 | 0 | 0 | 0
Commercial_College_Existing_Miscellaneous_Natural Gas_Pool Heater_E6_Codes & Standards Forecast | Commercial | College | Existing | Miscellaneous | Natural Gas | Pool Heater | E6 |  | Codes & Standards Forecast | 0 | 0 | 0 | 0 | 0 | 0 | 0 | 0 | 0 | 0 | 0 | 0 | 0 | 0 | 0 | 0 | 0 | 0 | 0 | 0 | 0 | 0 | 0 | 0 | 0 | 0 | 0 | 0 | 0 | 0 | 0 | 0 | 0
Commercial_College_Existing_Miscellaneous_Natural Gas_Pool Heater_E7_Codes & Standards Forecast | Commercial | College | Existing | Miscellaneous | Natural Gas | Pool Heater | E7 |  | Codes & Standards Forecast | 0 | 0 | 0 | 0 | 0 | 0 | 0 | 0 | 0 | 0 | 0 | 0 | 0 | 0 | 0 | 0 | 0 | 0 | 0 | 0 | 0 | 0 | 0 | 0 | 0 | 0 | 0 | 0 | 0 | 0 | 0 | 0 | 0
Commercial_College_Existing_Miscellaneous_Natural Gas_Pool Heater_E8_Codes & Standards Forecast | Commercial | College | Existing | Miscellaneous | Natural Gas | Pool Heater | E8 |  | Codes & Standards Forecast | 0 | 0 | 0 | 0 | 0 | 0 | 0 | 0 | 0 | 0 | 0 | 0 | 0 | 0 | 0 | 0 | 0 | 0 | 0 | 0 | 0 | 0 | 0 | 0 | 0 | 0 | 0 | 0 | 0 | 0 | 0 | 0 | 0
Commercial_College_Existing_Miscellaneous_Natural Gas_Pool Heater_E9_Codes & Standards Forecast | Commercial | College | Existing | Miscellaneous | Natural Gas | Pool Heater | E9 |  | Codes & Standards Forecast | 0 | 0 | 0 | 0 | 0 | 0 | 0 | 0 | 0 | 0 | 0 | 0 | 0 | 0 | 0 | 0 | 0 | 0 | 0 | 0 | 0 | 0 | 0 | 0 | 0 | 0 | 0 | 0 | 0 | 0 | 0 | 0 | 0
Commercial_College_Existing_Miscellaneous_Natural Gas_Pool Heater_E10_Codes & Standards Forecast | Commercial | College | Existing | Miscellaneous | Natural Gas | Pool Heater | E10 |  | Codes & Standards Forecast | 0 | 0 | 0 | 0 | 0 | 0 | 0 | 0 | 0 | 0 | 0 | 0 | 0 | 0 | 0 | 0 | 0 | 0 | 0 | 0 | 0 | 0 | 0 | 0 | 0 | 0 | 0 | 0 | 0 | 0 | 0 | 0 | 0
Commercial_College_Existing_Miscellaneous_Natural Gas_Miscellaneous_E1_Codes & Standards Forecast | Commercial | College | Existing | Miscellaneous | Natural Gas | Miscellaneous | E1 |  | Codes & Standards Forecast | 0 | 50033.3668 | 59258.9364 | 66967.59 | 64054.5856 | 62815.6735 | 62859.2556 | 62531.7806 | 62124.9251 | 61805.5017 | 61496.1342 | 74928.8251 | 75192.9022 | 74987.7362 | 73791.2111 | 73271.5248 | 73140.7355 | 72743.7479 | 72297.7992 | 71918.0553 | 71537.4897 | 74942.6821 | 74171.6846 | 73330.345 | 72816.7817 | 72453.7188 | 72130.2752 | 71706.2659 | 71277.2174 | 70881.1099 | 70480.7393 | 71118.9974 | 70461.9686
Commercial_College_Existing_Miscellaneous_Natural Gas_Miscellaneous_E2_Codes & Standards Forecast | Commercial | College | Existing | Miscellaneous | Natural Gas | Miscellaneous | E2 |  | Codes & Standards Forecast | 0 | 0 | 0 | 0 | 0 | 0 | 0 | 0 | 0 | 0 | 0 | 0 | 0 | 0 | 0 | 0 | 0 | 0 | 0 | 0 | 0 | 0 | 0 | 0 | 0 | 0 | 0 | 0 | 0 | 0 | 0 | 0 | 0
Commercial_College_Existing_Miscellaneous_Natural Gas_Miscellaneous_E3_Codes & Standards Forecast | Commercial | College | Existing | Miscellaneous | Natural Gas | Miscellaneous | E3 |  | Codes & Standards Forecast | 0 | 0 | 0 | 0 | 0 | 0 | 0 | 0 | 0 | 0 | 0 | 0 | 0 | 0 | 0 | 0 | 0 | 0 | 0 | 0 | 0 | 0 | 0 | 0 | 0 | 0 | 0 | 0 | 0 | 0 | 0 | 0 | 0
Commercial_College_Existing_Miscellaneous_Natural Gas_Miscellaneous_E4_Codes & Standards Forecast | Commercial | College | Existing | Miscellaneous | Natural Gas | Miscellaneous | E4 |  | Codes & Standards Forecast | 0 | 0 | 0 | 0 | 0 | 0 | 0 | 0 | 0 | 0 | 0 | 0 | 0 | 0 | 0 | 0 | 0 | 0 | 0 | 0 | 0 | 0 | 0 | 0 | 0 | 0 | 0 | 0 | 0 | 0 | 0 | 0 | 0
Commercial_College_Existing_Miscellaneous_Natural Gas_Miscellaneous_E5_Codes & Standards Forecast | Commercial | College | Existing | Miscellaneous | Natural Gas | Miscellaneous | E5 |  | Codes & Standards Forecast | 0 | 0 | 0 | 0 | 0 | 0 | 0 | 0 | 0 | 0 | 0 | 0 | 0 | 0 | 0 | 0 | 0 | 0 | 0 | 0 | 0 | 0 | 0 | 0 | 0 | 0 | 0 | 0 | 0 | 0 | 0 | 0 | 0
Commercial_College_Existing_Miscellaneous_Natural Gas_Miscellaneous_E6_Codes & Standards Forecast | Commercial | College | Existing | Miscellaneous | Natural Gas | Miscellaneous | E6 |  | Codes & Standards Forecast | 0 | 0 | 0 | 0 | 0 | 0 | 0 | 0 | 0 | 0 | 0 | 0 | 0 | 0 | 0 | 0 | 0 | 0 | 0 | 0 | 0 | 0 | 0 | 0 | 0 | 0 | 0 | 0 | 0 | 0 | 0 | 0 | 0
Commercial_College_Existing_Miscellaneous_Natural Gas_Miscellaneous_E7_Codes & Standards Forecast | Commercial | College | Existing | Miscellaneous | Natural Gas | Miscellaneous | E7 |  | Codes & Standards Forecast | 0 | 0 | 0 | 0 | 0 | 0 | 0 | 0 | 0 | 0 | 0 | 0 | 0 | 0 | 0 | 0 | 0 | 0 | 0 | 0 | 0 | 0 | 0 | 0 | 0 | 0 | 0 | 0 | 0 | 0 | 0 | 0 | 0
Commercial_College_Existing_Miscellaneous_Natural Gas_Miscellaneous_E8_Codes & Standards Forecast | Commercial | College | Existing | Miscellaneous | Natural Gas | Miscellaneous | E8 |  | Codes & Standards Forecast | 0 | 0 | 0 | 0 | 0 | 0 | 0 | 0 | 0 | 0 | 0 | 0 | 0 | 0 | 0 | 0 | 0 | 0 | 0 | 0 | 0 | 0 | 0 | 0 | 0 | 0 | 0 | 0 | 0 | 0 | 0 | 0 | 0
Commercial_College_Existing_Miscellaneous_Natural Gas_Miscellaneous_E9_Codes & Standards Forecast | Commercial | College | Existing | Miscellaneous | Natural Gas | Miscellaneous | E9 |  | Codes & Standards Forecast | 0 | 0 | 0 | 0 | 0 | 0 | 0 | 0 | 0 | 0 | 0 | 0 | 0 | 0 | 0 | 0 | 0 | 0 | 0 | 0 | 0 | 0 | 0 | 0 | 0 | 0 | 0 | 0 | 0 | 0 | 0 | 0 | 0
Commercial_College_Existing_Miscellaneous_Natural Gas_Miscellaneous_E10_Codes & Standards Forecast | Commercial | College | Existing | Miscellaneous | Natural Gas | Miscellaneous | E10 |  | Codes & Standards Forecast | 0 | 0 | 0 | 0 | 0 | 0 | 0 | 0 | 0 | 0 | 0 | 0 | 0 | 0 | 0 | 0 | 0 | 0 | 0 | 0 | 0 | 0 | 0 | 0 | 0 | 0 | 0 | 0 | 0 | 0 | 0 | 0 | 0
Commercial_College_New_Space Heating_Natural Gas_Furnace_E1_Codes & Standards Forecast | Commercial | College | New | Space Heating | Natural Gas | Furnace | E1 |  | Codes & Standards Forecast | 0 | 430.0554 | 2074.3168 | 1325.6337 | 1709.6714 | 2320.2116 | 2168.6439 | 1922.0932 | 1728.6878 | 1669.1188 | 1647.3462 | 1630.9801 | 1628.7455 | 1633.4059 | 1643.4529 | 1646.4807 | 1646.9307 | 1644.7971 | 1642.6297 | 1673.5093 | 1830.8782 | 1918.5802 | 2026.7932 | 2173.4696 | 2297.0245 | 2394.2413 | 2469.1252 | 2533.6895 | 2591.6355 | 2643.8883 | 2691.9731 | 2736.7409 | 2019.0606
Commercial_College_New_Space Heating_Natural Gas_Furnace_E2_Codes & Standards Forecast | Commercial | College | New | Space Heating | Natural Gas | Furnace | E2 |  | Codes & Standards Forecast | 0 | 0 | 0 | 0 | 0 | 0 | 0 | 0 | 0 | 0 | 0 | 0 | 0 | 0 | 0 | 0 | 0 | 0 | 0 | 0 | 0 | 0 | 0 | 0 | 0 | 0 | 0 | 0 | 0 | 0 | 0 | 0 | 0
Commercial_College_New_Space Heating_Natural Gas_Furnace_E3_Codes & Standards Forecast | Commercial | College | New | Space Heating | Natural Gas | Furnace | E3 |  | Codes & Standards Forecast | 0 | 0 | 0 | 0 | 0 | 0 | 0 | 0 | 0 | 0 | 0 | 0 | 0 | 0 | 0 | 0 | 0 | 0 | 0 | 0 | 0 | 0 | 0 | 0 | 0 | 0 | 0 | 0 | 0 | 0 | 0 | 0 | 0
Commercial_College_New_Space Heating_Natural Gas_Furnace_E4_Codes & Standards Forecast | Commercial | College | New | Space Heating | Natural Gas | Furnace | E4 |  | Codes & Standards Forecast | 0 | 0 | 0 | 0 | 0 | 0 | 0 | 0 | 0 | 0 | 0 | 0 | 0 | 0 | 0 | 0 | 0 | 0 | 0 | 0 | 0 | 0 | 0 | 0 | 0 | 0 | 0 | 0 | 0 | 0 | 0 | 0 | 0
Commercial_College_New_Space Heating_Natural Gas_Furnace_E5_Codes & Standards Forecast | Commercial | College | New | Space Heating | Natural Gas | Furnace | E5 |  | Codes & Standards Forecast | 0 | 0 | 0 | 0 | 0 | 0 | 0 | 0 | 0 | 0 | 0 | 0 | 0 | 0 | 0 | 0 | 0 | 0 | 0 | 0 | 0 | 0 | 0 | 0 | 0 | 0 | 0 | 0 | 0 | 0 | 0 | 0 | 0
Commercial_College_New_Space Heating_Natural Gas_Furnace_E6_Codes & Standards Forecast | Commercial | College | New | Space Heating | Natural Gas | Furnace | E6 |  | Codes & Standards Forecast | 0 | 0 | 0 | 0 | 0 | 0 | 0 | 0 | 0 | 0 | 0 | 0 | 0 | 0 | 0 | 0 | 0 | 0 | 0 | 0 | 0 | 0 | 0 | 0 | 0 | 0 | 0 | 0 | 0 | 0 | 0 | 0 | 0
Commercial_College_New_Space Heating_Natural Gas_Furnace_E7_Codes & Standards Forecast | Commercial | College | New | Space Heating | Natural Gas | Furnace | E7 |  | Codes & Standards Forecast | 0 | 0 | 0 | 0 | 0 | 0 | 0 | 0 | 0 | 0 | 0 | 0 | 0 | 0 | 0 | 0 | 0 | 0 | 0 | 0 | 0 | 0 | 0 | 0 | 0 | 0 | 0 | 0 | 0 | 0 | 0 | 0 | 0
Commercial_College_New_Space Heating_Natural Gas_Furnace_E8_Codes & Standards Forecast | Commercial | College | New | Space Heating | Natural Gas | Furnace | E8 |  | Codes & Standards Forecast | 0 | 0 | 0 | 0 | 0 | 0 | 0 | 0 | 0 | 0 | 0 | 0 | 0 | 0 | 0 | 0 | 0 | 0 | 0 | 0 | 0 | 0 | 0 | 0 | 0 | 0 | 0 | 0 | 0 | 0 | 0 | 0 | 0
Commercial_College_New_Space Heating_Natural Gas_Furnace_E9_Codes & Standards Forecast | Commercial | College | New | Space Heating | Natural Gas | Furnace | E9 |  | Codes & Standards Forecast | 0 | 0 | 0 | 0 | 0 | 0 | 0 | 0 | 0 | 0 | 0 | 0 | 0 | 0 | 0 | 0 | 0 | 0 | 0 | 0 | 0 | 0 | 0 | 0 | 0 | 0 | 0 | 0 | 0 | 0 | 0 | 0 | 0
Commercial_College_New_Space Heating_Natural Gas_Furnace_E10_Codes & Standards Forecast | Commercial | College | New | Space Heating | Natural Gas | Furnace | E10 |  | Codes & Standards Forecast | 0 | 0 | 0 | 0 | 0 | 0 | 0 | 0 | 0 | 0 | 0 | 0 | 0 | 0 | 0 | 0 | 0 | 0 | 0 | 0 | 0 | 0 | 0 | 0 | 0 | 0 | 0 | 0 | 0 | 0 | 0 | 0 | 0
Commercial_College_New_Space Heating_Natural Gas_Boiler_E1_Codes & Standards Forecast | Commercial | College | New | Space Heating | Natural Gas | Boiler | E1 |  | Codes & Standards Forecast | 0 | 3668.1169 | 17692.6902 | 11306.8682 | 14582.4822 | 19790.0273 | 18497.2444 | 16394.3136 | 14744.6803 | 14236.5921 | 14050.8845 | 13911.2919 | 13892.2318 | 13931.982 | 14017.6778 | 14043.5025 | 14047.3405 | 14029.1427 | 14010.6562 | 13991.8778 | 13994.8698 | 13997.8819 | 14314.647 | 15875.8308 | 16712.791 | 17789.3876 | 19241.7518 | 20444.7851 | 21347.5056 | 22018.4247 | 22582.3934 | 23078.443 | 15840.1748
Commercial_College_New_Space Heating_Natural Gas_Boiler_E2_Codes & Standards Forecast | Commercial | College | New | Space Heating | Natural Gas | Boiler | E2 |  | Codes & Standards Forecast | 0 | 0 | 0 | 0 | 0 | 0 | 0 | 0 | 0 | 0 | 0 | 0 | 0 | 0 | 0 | 0 | 0 | 0 | 0 | 0 | 0 | 0 | 0 | 0 | 0 | 0 | 0 | 0 | 0 | 0 | 0 | 0 | 0
Commercial_College_New_Space Heating_Natural Gas_Boiler_E3_Codes & Standards Forecast | Commercial | College | New | Space Heating | Natural Gas | Boiler | E3 |  | Codes & Standards Forecast | 0 | 0 | 0 | 0 | 0 | 0 | 0 | 0 | 0 | 0 | 0 | 0 | 0 | 0 | 0 | 0 | 0 | 0 | 0 | 0 | 0 | 0 | 0 | 0 | 0 | 0 | 0 | 0 | 0 | 0 | 0 | 0 | 0
Commercial_College_New_Space Heating_Natural Gas_Boiler_E4_Codes & Standards Forecast | Commercial | College | New | Space Heating | Natural Gas | Boiler | E4 |  | Codes & Standards Forecast | 0 | 0 | 0 | 0 | 0 | 0 | 0 | 0 | 0 | 0 | 0 | 0 | 0 | 0 | 0 | 0 | 0 | 0 | 0 | 0 | 0 | 0 | 0 | 0 | 0 | 0 | 0 | 0 | 0 | 0 | 0 | 0 | 0
Commercial_College_New_Space Heating_Natural Gas_Boiler_E5_Codes & Standards Forecast | Commercial | College | New | Space Heating | Natural Gas | Boiler | E5 |  | Codes & Standards Forecast | 0 | 0 | 0 | 0 | 0 | 0 | 0 | 0 | 0 | 0 | 0 | 0 | 0 | 0 | 0 | 0 | 0 | 0 | 0 | 0 | 0 | 0 | 0 | 0 | 0 | 0 | 0 | 0 | 0 | 0 | 0 | 0 | 0
Commercial_College_New_Space Heating_Natural Gas_Boiler_E6_Codes & Standards Forecast | Commercial | College | New | Space Heating | Natural Gas | Boiler | E6 |  | Codes & Standards Forecast | 0 | 0 | 0 | 0 | 0 | 0 | 0 | 0 | 0 | 0 | 0 | 0 | 0 | 0 | 0 | 0 | 0 | 0 | 0 | 0 | 0 | 0 | 0 | 0 | 0 | 0 | 0 | 0 | 0 | 0 | 0 | 0 | 0
Commercial_College_New_Space Heating_Natural Gas_Boiler_E7_Codes & Standards Forecast | Commercial | College | New | Space Heating | Natural Gas | Boiler | E7 |  | Codes & Standards Forecast | 0 | 0 | 0 | 0 | 0 | 0 | 0 | 0 | 0 | 0 | 0 | 0 | 0 | 0 | 0 | 0 | 0 | 0 | 0 | 0 | 0 | 0 | 0 | 0 | 0 | 0 | 0 | 0 | 0 | 0 | 0 | 0 | 0
Commercial_College_New_Space Heating_Natural Gas_Boiler_E8_Codes & Standards Forecast | Commercial | College | New | Space Heating | Natural Gas | Boiler | E8 |  | Codes & Standards Forecast | 0 | 0 | 0 | 0 | 0 | 0 | 0 | 0 | 0 | 0 | 0 | 0 | 0 | 0 | 0 | 0 | 0 | 0 | 0 | 0 | 0 | 0 | 0 | 0 | 0 | 0 | 0 | 0 | 0 | 0 | 0 | 0 | 0
Commercial_College_New_Space Heating_Natural Gas_Boiler_E9_Codes & Standards Forecast | Commercial | College | New | Space Heating | Natural Gas | Boiler | E9 |  | Codes & Standards Forecast | 0 | 0 | 0 | 0 | 0 | 0 | 0 | 0 | 0 | 0 | 0 | 0 | 0 | 0 | 0 | 0 | 0 | 0 | 0 | 0 | 0 | 0 | 0 | 0 | 0 | 0 | 0 | 0 | 0 | 0 | 0 | 0 | 0
Commercial_College_New_Space Heating_Natural Gas_Boiler_E10_Codes & Standards Forecast | Commercial | College | New | Space Heating | Natural Gas | Boiler | E10 |  | Codes & Standards Forecast | 0 | 0 | 0 | 0 | 0 | 0 | 0 | 0 | 0 | 0 | 0 | 0 | 0 | 0 | 0 | 0 | 0 | 0 | 0 | 0 | 0 | 0 | 0 | 0 | 0 | 0 | 0 | 0 | 0 | 0 | 0 | 0 | 0
Commercial_College_New_Space Heating_Natural Gas_Unit Heater_E1_Codes & Standards Forecast | Commercial | College | New | Space Heating | Natural Gas | Unit Heater | E1 |  | Codes & Standards Forecast | 0 | 0 | 0 | 0 | 0 | 0 | 0 | 0 | 0 | 0 | 0 | 0 | 0 | 0 | 0 | 0 | 0 | 0 | 0 | 0 | 0 | 0 | 0 | 0 | 0 | 0 | 0 | 0 | 0 | 0 | 0 | 0 | 0
Commercial_College_New_Space Heating_Natural Gas_Unit Heater_E2_Codes & Standards Forecast | Commercial | College | New | Space Heating | Natural Gas | Unit Heater | E2 |  | Codes & Standards Forecast | 0 | 0 | 0 | 0 | 0 | 0 | 0 | 0 | 0 | 0 | 0 | 0 | 0 | 0 | 0 | 0 | 0 | 0 | 0 | 0 | 0 | 0 | 0 | 0 | 0 | 0 | 0 | 0 | 0 | 0 | 0 | 0 | 0
Commercial_College_New_Space Heating_Natural Gas_Unit Heater_E3_Codes & Standards Forecast | Commercial | College | New | Space Heating | Natural Gas | Unit Heater | E3 |  | Codes & Standards Forecast | 0 | 0 | 0 | 0 | 0 | 0 | 0 | 0 | 0 | 0 | 0 | 0 | 0 | 0 | 0 | 0 | 0 | 0 | 0 | 0 | 0 | 0 | 0 | 0 | 0 | 0 | 0 | 0 | 0 | 0 | 0 | 0 | 0
Commercial_College_New_Space Heating_Natural Gas_Unit Heater_E4_Codes & Standards Forecast | Commercial | College | New | Space Heating | Natural Gas | Unit Heater | E4 |  | Codes & Standards Forecast | 0 | 0 | 0 | 0 | 0 | 0 | 0 | 0 | 0 | 0 | 0 | 0 | 0 | 0 | 0 | 0 | 0 | 0 | 0 | 0 | 0 | 0 | 0 | 0 | 0 | 0 | 0 | 0 | 0 | 0 | 0 | 0 | 0
Commercial_College_New_Space Heating_Natural Gas_Unit Heater_E5_Codes & Standards Forecast | Commercial | College | New | Space Heating | Natural Gas | Unit Heater | E5 |  | Codes & Standards Forecast | 0 | 0 | 0 | 0 | 0 | 0 | 0 | 0 | 0 | 0 | 0 | 0 | 0 | 0 | 0 | 0 | 0 | 0 | 0 | 0 | 0 | 0 | 0 | 0 | 0 | 0 | 0 | 0 | 0 | 0 | 0 | 0 | 0
Commercial_College_New_Space Heating_Natural Gas_Unit Heater_E6_Codes & Standards Forecast | Commercial | College | New | Space Heating | Natural Gas | Unit Heater | E6 |  | Codes & Standards Forecast | 0 | 0 | 0 | 0 | 0 | 0 | 0 | 0 | 0 | 0 | 0 | 0 | 0 | 0 | 0 | 0 | 0 | 0 | 0 | 0 | 0 | 0 | 0 | 0 | 0 | 0 | 0 | 0 | 0 | 0 | 0 | 0 | 0
Commercial_College_New_Space Heating_Natural Gas_Unit Heater_E7_Codes & Standards Forecast | Commercial | College | New | Space Heating | Natural Gas | Unit Heater | E7 |  | Codes & Standards Forecast | 0 | 0 | 0 | 0 | 0 | 0 | 0 | 0 | 0 | 0 | 0 | 0 | 0 | 0 | 0 | 0 | 0 | 0 | 0 | 0 | 0 | 0 | 0 | 0 | 0 | 0 | 0 | 0 | 0 | 0 | 0 | 0 | 0
Commercial_College_New_Space Heating_Natural Gas_Unit Heater_E8_Codes & Standards Forecast | Commercial | College | New | Space Heating | Natural Gas | Unit Heater | E8 |  | Codes & Standards Forecast | 0 | 0 | 0 | 0 | 0 | 0 | 0 | 0 | 0 | 0 | 0 | 0 | 0 | 0 | 0 | 0 | 0 | 0 | 0 | 0 | 0 | 0 | 0 | 0 | 0 | 0 | 0 | 0 | 0 | 0 | 0 | 0 | 0
Commercial_College_New_Space Heating_Natural Gas_Unit Heater_E9_Codes & Standards Forecast | Commercial | College | New | Space Heating | Natural Gas | Unit Heater | E9 |  | Codes & Standards Forecast | 0 | 0 | 0 | 0 | 0 | 0 | 0 | 0 | 0 | 0 | 0 | 0 | 0 | 0 | 0 | 0 | 0 | 0 | 0 | 0 | 0 | 0 | 0 | 0 | 0 | 0 | 0 | 0 | 0 | 0 | 0 | 0 | 0
Commercial_College_New_Space Heating_Natural Gas_Unit Heater_E10_Codes & Standards Forecast | Commercial | College | New | Space Heating | Natural Gas | Unit Heater | E10 |  | Codes & Standards Forecast | 0 | 0 | 0 | 0 | 0 | 0 | 0 | 0 | 0 | 0 | 0 | 0 | 0 | 0 | 0 | 0 | 0 | 0 | 0 | 0 | 0 | 0 | 0 | 0 | 0 | 0 | 0 | 0 | 0 | 0 | 0 | 0 | 0
Commercial_College_New_Water Heating_Natural Gas_Water Heater_E1_Codes & Standards Forecast | Commercial | College | New | Water Heating | Natural Gas | Water Heater | E1 |  | Codes & Standards Forecast | 0 | 4052.3187 | 19545.8379 | 12491.1593 | 16109.8641 | 21862.8519 | 20434.6618 | 18111.4682 | 16289.0509 | 15727.7451 | 16333.0501 | 19925.9113 | 21491.5789 | 23528.6129 | 26368.3783 | 29369.6359 | 34286.6617 | 31921.4282 | 32710.604 | 34018.0881 | 33920.0465 | 33920.8102 | 34438.9922 | 35748.1425 | 37697.5404 | 41041.3859 | 42712.5318 | 44331.3855 | 46098.9356 | 47536.2438 | 49188.9957 | 48706.3817 | 40928.7435
Commercial_College_New_Water Heating_Natural Gas_Water Heater_E2_Codes & Standards Forecast | Commercial | College | New | Water Heating | Natural Gas | Water Heater | E2 |  | Codes & Standards Forecast | 0 | 0 | 0 | 0 | 0 | 0 | 0 | 0 | 0 | 0 | 0 | 0 | 0 | 0 | 0 | 0 | 0 | 0 | 0 | 0 | 0 | 0 | 0 | 0 | 0 | 0 | 0 | 0 | 0 | 0 | 0 | 0 | 0
Commercial_College_New_Water Heating_Natural Gas_Water Heater_E3_Codes & Standards Forecast | Commercial | College | New | Water Heating | Natural Gas | Water Heater | E3 |  | Codes & Standards Forecast | 0 | 0 | 0 | 0 | 0 | 0 | 0 | 0 | 0 | 0 | 0 | 0 | 0 | 0 | 0 | 0 | 0 | 0 | 0 | 0 | 0 | 0 | 0 | 0 | 0 | 0 | 0 | 0 | 0 | 0 | 0 | 0 | 0
Commercial_College_New_Water Heating_Natural Gas_Water Heater_E4_Codes & Standards Forecast | Commercial | College | New | Water Heating | Natural Gas | Water Heater | E4 |  | Codes & Standards Forecast | 0 | 0 | 0 | 0 | 0 | 0 | 0 | 0 | 0 | 0 | 0 | 0 | 0 | 0 | 0 | 0 | 0 | 0 | 0 | 0 | 0 | 0 | 0 | 0 | 0 | 0 | 0 | 0 | 0 | 0 | 0 | 0 | 0
Commercial_College_New_Water Heating_Natural Gas_Water Heater_E5_Codes & Standards Forecast | Commercial | College | New | Water Heating | Natural Gas | Water Heater | E5 |  | Codes & Standards Forecast | 0 | 0 | 0 | 0 | 0 | 0 | 0 | 0 | 0 | 0 | 0 | 0 | 0 | 0 | 0 | 0 | 0 | 0 | 0 | 0 | 0 | 0 | 0 | 0 | 0 | 0 | 0 | 0 | 0 | 0 | 0 | 0 | 0
Commercial_College_New_Water Heating_Natural Gas_Water Heater_E6_Codes & Standards Forecast | Commercial | College | New | Water Heating | Natural Gas | Water Heater | E6 |  | Codes & Standards Forecast | 0 | 0 | 0 | 0 | 0 | 0 | 0 | 0 | 0 | 0 | 0 | 0 | 0 | 0 | 0 | 0 | 0 | 0 | 0 | 0 | 0 | 0 | 0 | 0 | 0 | 0 | 0 | 0 | 0 | 0 | 0 | 0 | 0
Commercial_College_New_Water Heating_Natural Gas_Water Heater_E7_Codes & Standards Forecast | Commercial | College | New | Water Heating | Natural Gas | Water Heater | E7 |  | Codes & Standards Forecast | 0 | 0 | 0 | 0 | 0 | 0 | 0 | 0 | 0 | 0 | 0 | 0 | 0 | 0 | 0 | 0 | 0 | 0 | 0 | 0 | 0 | 0 | 0 | 0 | 0 | 0 | 0 | 0 | 0 | 0 | 0 | 0 | 0
Commercial_College_New_Water Heating_Natural Gas_Water Heater_E8_Codes & Standards Forecast | Commercial | College | New | Water Heating | Natural Gas | Water Heater | E8 |  | Codes & Standards Forecast | 0 | 0 | 0 | 0 | 0 | 0 | 0 | 0 | 0 | 0 | 0 | 0 | 0 | 0 | 0 | 0 | 0 | 0 | 0 | 0 | 0 | 0 | 0 | 0 | 0 | 0 | 0 | 0 | 0 | 0 | 0 | 0 | 0
Commercial_College_New_Water Heating_Natural Gas_Water Heater_E9_Codes & Standards Forecast | Commercial | College | New | Water Heating | Natural Gas | Water Heater | E9 |  | Codes & Standards Forecast | 0 | 0 | 0 | 0 | 0 | 0 | 0 | 0 | 0 | 0 | 0 | 0 | 0 | 0 | 0 | 0 | 0 | 0 | 0 | 0 | 0 | 0 | 0 | 0 | 0 | 0 | 0 | 0 | 0 | 0 | 0 | 0 | 0
Commercial_College_New_Water Heating_Natural Gas_Water Heater_E10_Codes & Standards Forecast | Commercial | College | New | Water Heating | Natural Gas | Water Heater | E10 |  | Codes & Standards Forecast | 0 | 0 | 0 | 0 | 0 | 0 | 0 | 0 | 0 | 0 | 0 | 0 | 0 | 0 | 0 | 0 | 0 | 0 | 0 | 0 | 0 | 0 | 0 | 0 | 0 | 0 | 0 | 0 | 0 | 0 | 0 | 0 | 0
Commercial_College_New_Food Preparation_Natural Gas_Oven_E1_Codes & Standards Forecast | Commercial | College | New | Food Preparation | Natural Gas | Oven | E1 |  | Codes & Standards Forecast | 0 | 388.4111 | 1873.451 | 1197.2664 | 1544.116 | 2095.5347 | 1958.6439 | 1735.9679 | 1561.2909 | 1507.4902 | 1487.8259 | 1473.0447 | 1548.7087 | 1912.0715 | 2073.2318 | 2267.0051 | 2530.5263 | 2813.5326 | 3282.4612 | 3055.6943 | 3133.6104 | 3245.7025 | 3149.9602 | 3065.6333 | 3083.0442 | 3162.5935 | 3273.9874 | 3417.1381 | 3612.0213 | 3937.1841 | 4099.007 | 4252.6505 | 3603.4398
Commercial_College_New_Food Preparation_Natural Gas_Oven_E2_Codes & Standards Forecast | Commercial | College | New | Food Preparation | Natural Gas | Oven | E2 |  | Codes & Standards Forecast | 0 | 0 | 0 | 0 | 0 | 0 | 0 | 0 | 0 | 0 | 0 | 0 | 0 | 0 | 0 | 0 | 0 | 0 | 0 | 0 | 0 | 0 | 0 | 0 | 0 | 0 | 0 | 0 | 0 | 0 | 0 | 0 | 0
Commercial_College_New_Food Preparation_Natural Gas_Oven_E3_Codes & Standards Forecast | Commercial | College | New | Food Preparation | Natural Gas | Oven | E3 |  | Codes & Standards Forecast | 0 | 0 | 0 | 0 | 0 | 0 | 0 | 0 | 0 | 0 | 0 | 0 | 0 | 0 | 0 | 0 | 0 | 0 | 0 | 0 | 0 | 0 | 0 | 0 | 0 | 0 | 0 | 0 | 0 | 0 | 0 | 0 | 0
Commercial_College_New_Food Preparation_Natural Gas_Oven_E4_Codes & Standards Forecast | Commercial | College | New | Food Preparation | Natural Gas | Oven | E4 |  | Codes & Standards Forecast | 0 | 0 | 0 | 0 | 0 | 0 | 0 | 0 | 0 | 0 | 0 | 0 | 0 | 0 | 0 | 0 | 0 | 0 | 0 | 0 | 0 | 0 | 0 | 0 | 0 | 0 | 0 | 0 | 0 | 0 | 0 | 0 | 0
Commercial_College_New_Food Preparation_Natural Gas_Oven_E5_Codes & Standards Forecast | Commercial | College | New | Food Preparation | Natural Gas | Oven | E5 |  | Codes & Standards Forecast | 0 | 0 | 0 | 0 | 0 | 0 | 0 | 0 | 0 | 0 | 0 | 0 | 0 | 0 | 0 | 0 | 0 | 0 | 0 | 0 | 0 | 0 | 0 | 0 | 0 | 0 | 0 | 0 | 0 | 0 | 0 | 0 | 0
Commercial_College_New_Food Preparation_Natural Gas_Oven_E6_Codes & Standards Forecast | Commercial | College | New | Food Preparation | Natural Gas | Oven | E6 |  | Codes & Standards Forecast | 0 | 0 | 0 | 0 | 0 | 0 | 0 | 0 | 0 | 0 | 0 | 0 | 0 | 0 | 0 | 0 | 0 | 0 | 0 | 0 | 0 | 0 | 0 | 0 | 0 | 0 | 0 | 0 | 0 | 0 | 0 | 0 | 0
Commercial_College_New_Food Preparation_Natural Gas_Oven_E7_Codes & Standards Forecast | Commercial | College | New | Food Preparation | Natural Gas | Oven | E7 |  | Codes & Standards Forecast | 0 | 0 | 0 | 0 | 0 | 0 | 0 | 0 | 0 | 0 | 0 | 0 | 0 | 0 | 0 | 0 | 0 | 0 | 0 | 0 | 0 | 0 | 0 | 0 | 0 | 0 | 0 | 0 | 0 | 0 | 0 | 0 | 0
Commercial_College_New_Food Preparation_Natural Gas_Oven_E8_Codes & Standards Forecast | Commercial | College | New | Food Preparation | Natural Gas | Oven | E8 |  | Codes & Standards Forecast | 0 | 0 | 0 | 0 | 0 | 0 | 0 | 0 | 0 | 0 | 0 | 0 | 0 | 0 | 0 | 0 | 0 | 0 | 0 | 0 | 0 | 0 | 0 | 0 | 0 | 0 | 0 | 0 | 0 | 0 | 0 | 0 | 0
Commercial_College_New_Food Preparation_Natural Gas_Oven_E9_Codes & Standards Forecast | Commercial | College | New | Food Preparation | Natural Gas | Oven | E9 |  | Codes & Standards Forecast | 0 | 0 | 0 | 0 | 0 | 0 | 0 | 0 | 0 | 0 | 0 | 0 | 0 | 0 | 0 | 0 | 0 | 0 | 0 | 0 | 0 | 0 | 0 | 0 | 0 | 0 | 0 | 0 | 0 | 0 | 0 | 0 | 0
Commercial_College_New_Food Preparation_Natural Gas_Oven_E10_Codes & Standards Forecast | Commercial | College | New | Food Preparation | Natural Gas | Oven | E10 |  | Codes & Standards Forecast | 0 | 0 | 0 | 0 | 0 | 0 | 0 | 0 | 0 | 0 | 0 | 0 | 0 | 0 | 0 | 0 | 0 | 0 | 0 | 0 | 0 | 0 | 0 | 0 | 0 | 0 | 0 | 0 | 0 | 0 | 0 | 0 | 0
Commercial_College_New_Food Preparation_Natural Gas_Conveyor Oven_E1_Codes & Standards Forecast | Commercial | College | New | Food Preparation | Natural Gas | Conveyor Oven | E1 |  | Codes & Standards Forecast | 0 | 194.2055 | 936.7255 | 598.6332 | 772.058 | 1047.7673 | 979.322 | 867.984 | 780.6454 | 753.7451 | 743.913 | 736.5223 | 735.5132 | 737.6178 | 742.1549 | 743.5221 | 743.7253 | 781.603 | 960.2011 | 1035.2499 | 1130.9277 | 1262.6446 | 1404.2271 | 1638.7739 | 1525.4762 | 1564.4 | 1620.4113 | 1573.5499 | 1524.6407 | 1492.2515 | 1483.1173 | 1480.5839 | 1072.824
Commercial_College_New_Food Preparation_Natural Gas_Conveyor Oven_E2_Codes & Standards Forecast | Commercial | College | New | Food Preparation | Natural Gas | Conveyor Oven | E2 |  | Codes & Standards Forecast | 0 | 0 | 0 | 0 | 0 | 0 | 0 | 0 | 0 | 0 | 0 | 0 | 0 | 0 | 0 | 0 | 0 | 0 | 0 | 0 | 0 | 0 | 0 | 0 | 0 | 0 | 0 | 0 | 0 | 0 | 0 | 0 | 0
Commercial_College_New_Food Preparation_Natural Gas_Conveyor Oven_E3_Codes & Standards Forecast | Commercial | College | New | Food Preparation | Natural Gas | Conveyor Oven | E3 |  | Codes & Standards Forecast | 0 | 0 | 0 | 0 | 0 | 0 | 0 | 0 | 0 | 0 | 0 | 0 | 0 | 0 | 0 | 0 | 0 | 0 | 0 | 0 | 0 | 0 | 0 | 0 | 0 | 0 | 0 | 0 | 0 | 0 | 0 | 0 | 0
Commercial_College_New_Food Preparation_Natural Gas_Conveyor Oven_E4_Codes & Standards Forecast | Commercial | College | New | Food Preparation | Natural Gas | Conveyor Oven | E4 |  | Codes & Standards Forecast | 0 | 0 | 0 | 0 | 0 | 0 | 0 | 0 | 0 | 0 | 0 | 0 | 0 | 0 | 0 | 0 | 0 | 0 | 0 | 0 | 0 | 0 | 0 | 0 | 0 | 0 | 0 | 0 | 0 | 0 | 0 | 0 | 0
Commercial_College_New_Food Preparation_Natural Gas_Conveyor Oven_E5_Codes & Standards Forecast | Commercial | College | New | Food Preparation | Natural Gas | Conveyor Oven | E5 |  | Codes & Standards Forecast | 0 | 0 | 0 | 0 | 0 | 0 | 0 | 0 | 0 | 0 | 0 | 0 | 0 | 0 | 0 | 0 | 0 | 0 | 0 | 0 | 0 | 0 | 0 | 0 | 0 | 0 | 0 | 0 | 0 | 0 | 0 | 0 | 0
Commercial_College_New_Food Preparation_Natural Gas_Conveyor Oven_E6_Codes & Standards Forecast | Commercial | College | New | Food Preparation | Natural Gas | Conveyor Oven | E6 |  | Codes & Standards Forecast | 0 | 0 | 0 | 0 | 0 | 0 | 0 | 0 | 0 | 0 | 0 | 0 | 0 | 0 | 0 | 0 | 0 | 0 | 0 | 0 | 0 | 0 | 0 | 0 | 0 | 0 | 0 | 0 | 0 | 0 | 0 | 0 | 0
Commercial_College_New_Food Preparation_Natural Gas_Conveyor Oven_E7_Codes & Standards Forecast | Commercial | College | New | Food Preparation | Natural Gas | Conveyor Oven | E7 |  | Codes & Standards Forecast | 0 | 0 | 0 | 0 | 0 | 0 | 0 | 0 | 0 | 0 | 0 | 0 | 0 | 0 | 0 | 0 | 0 | 0 | 0 | 0 | 0 | 0 | 0 | 0 | 0 | 0 | 0 | 0 | 0 | 0 | 0 | 0 | 0
Commercial_College_New_Food Preparation_Natural Gas_Conveyor Oven_E8_Codes & Standards Forecast | Commercial | College | New | Food Preparation | Natural Gas | Conveyor Oven | E8 |  | Codes & Standards Forecast | 0 | 0 | 0 | 0 | 0 | 0 | 0 | 0 | 0 | 0 | 0 | 0 | 0 | 0 | 0 | 0 | 0 | 0 | 0 | 0 | 0 | 0 | 0 | 0 | 0 | 0 | 0 | 0 | 0 | 0 | 0 | 0 | 0
Commercial_College_New_Food Preparation_Natural Gas_Conveyor Oven_E9_Codes & Standards Forecast | Commercial | College | New | Food Preparation | Natural Gas | Conveyor Oven | E9 |  | Codes & Standards Forecast | 0 | 0 | 0 | 0 | 0 | 0 | 0 | 0 | 0 | 0 | 0 | 0 | 0 | 0 | 0 | 0 | 0 | 0 | 0 | 0 | 0 | 0 | 0 | 0 | 0 | 0 | 0 | 0 | 0 | 0 | 0 | 0 | 0
Commercial_College_New_Food Preparation_Natural Gas_Conveyor Oven_E10_Codes & Standards Forecast | Commercial | College | New | Food Preparation | Natural Gas | Conveyor Oven | E10 |  | Codes & Standards Forecast | 0 | 0 | 0 | 0 | 0 | 0 | 0 | 0 | 0 | 0 | 0 | 0 | 0 | 0 | 0 | 0 | 0 | 0 | 0 | 0 | 0 | 0 | 0 | 0 | 0 | 0 | 0 | 0 | 0 | 0 | 0 | 0 | 0
Commercial_College_New_Food Preparation_Natural Gas_Double Rack Oven_E1_Codes & Standards Forecast | Commercial | College | New | Food Preparation | Natural Gas | Double Rack Oven | E1 |  | Codes & Standards Forecast | 0 | 194.2055 | 936.7255 | 598.6332 | 772.058 | 1047.7673 | 979.322 | 867.984 | 780.6454 | 753.7451 | 743.913 | 736.5223 | 774.3543 | 956.0358 | 1036.6159 | 1133.5026 | 1265.2631 | 1406.7663 | 1641.2306 | 1527.8471 | 1566.8052 | 1622.8512 | 1574.9801 | 1532.8167 | 1541.5221 | 1581.2968 | 1636.9937 | 1708.5691 | 1806.0107 | 1968.5921 | 2049.5035 | 2126.3252 | 1801.7199
Commercial_College_New_Food Preparation_Natural Gas_Double Rack Oven_E2_Codes & Standards Forecast | Commercial | College | New | Food Preparation | Natural Gas | Double Rack Oven | E2 |  | Codes & Standards Forecast | 0 | 0 | 0 | 0 | 0 | 0 | 0 | 0 | 0 | 0 | 0 | 0 | 0 | 0 | 0 | 0 | 0 | 0 | 0 | 0 | 0 | 0 | 0 | 0 | 0 | 0 | 0 | 0 | 0 | 0 | 0 | 0 | 0
Commercial_College_New_Food Preparation_Natural Gas_Double Rack Oven_E3_Codes & Standards Forecast | Commercial | College | New | Food Preparation | Natural Gas | Double Rack Oven | E3 |  | Codes & Standards Forecast | 0 | 0 | 0 | 0 | 0 | 0 | 0 | 0 | 0 | 0 | 0 | 0 | 0 | 0 | 0 | 0 | 0 | 0 | 0 | 0 | 0 | 0 | 0 | 0 | 0 | 0 | 0 | 0 | 0 | 0 | 0 | 0 | 0
Commercial_College_New_Food Preparation_Natural Gas_Double Rack Oven_E4_Codes & Standards Forecast | Commercial | College | New | Food Preparation | Natural Gas | Double Rack Oven | E4 |  | Codes & Standards Forecast | 0 | 0 | 0 | 0 | 0 | 0 | 0 | 0 | 0 | 0 | 0 | 0 | 0 | 0 | 0 | 0 | 0 | 0 | 0 | 0 | 0 | 0 | 0 | 0 | 0 | 0 | 0 | 0 | 0 | 0 | 0 | 0 | 0
Commercial_College_New_Food Preparation_Natural Gas_Double Rack Oven_E5_Codes & Standards Forecast | Commercial | College | New | Food Preparation | Natural Gas | Double Rack Oven | E5 |  | Codes & Standards Forecast | 0 | 0 | 0 | 0 | 0 | 0 | 0 | 0 | 0 | 0 | 0 | 0 | 0 | 0 | 0 | 0 | 0 | 0 | 0 | 0 | 0 | 0 | 0 | 0 | 0 | 0 | 0 | 0 | 0 | 0 | 0 | 0 | 0
Commercial_College_New_Food Preparation_Natural Gas_Double Rack Oven_E6_Codes & Standards Forecast | Commercial | College | New | Food Preparation | Natural Gas | Double Rack Oven | E6 |  | Codes & Standards Forecast | 0 | 0 | 0 | 0 | 0 | 0 | 0 | 0 | 0 | 0 | 0 | 0 | 0 | 0 | 0 | 0 | 0 | 0 | 0 | 0 | 0 | 0 | 0 | 0 | 0 | 0 | 0 | 0 | 0 | 0 | 0 | 0 | 0
Commercial_College_New_Food Preparation_Natural Gas_Double Rack Oven_E7_Codes & Standards Forecast | Commercial | College | New | Food Preparation | Natural Gas | Double Rack Oven | E7 |  | Codes & Standards Forecast | 0 | 0 | 0 | 0 | 0 | 0 | 0 | 0 | 0 | 0 | 0 | 0 | 0 | 0 | 0 | 0 | 0 | 0 | 0 | 0 | 0 | 0 | 0 | 0 | 0 | 0 | 0 | 0 | 0 | 0 | 0 | 0 | 0
Commercial_College_New_Food Preparation_Natural Gas_Double Rack Oven_E8_Codes & Standards Forecast | Commercial | College | New | Food Preparation | Natural Gas | Double Rack Oven | E8 |  | Codes & Standards Forecast | 0 | 0 | 0 | 0 | 0 | 0 | 0 | 0 | 0 | 0 | 0 | 0 | 0 | 0 | 0 | 0 | 0 | 0 | 0 | 0 | 0 | 0 | 0 | 0 | 0 | 0 | 0 | 0 | 0 | 0 | 0 | 0 | 0
Commercial_College_New_Food Preparation_Natural Gas_Double Rack Oven_E9_Codes & Standards Forecast | Commercial | College | New | Food Preparation | Natural Gas | Double Rack Oven | E9 |  | Codes & Standards Forecast | 0 | 0 | 0 | 0 | 0 | 0 | 0 | 0 | 0 | 0 | 0 | 0 | 0 | 0 | 0 | 0 | 0 | 0 | 0 | 0 | 0 | 0 | 0 | 0 | 0 | 0 | 0 | 0 | 0 | 0 | 0 | 0 | 0
Commercial_College_New_Food Preparation_Natural Gas_Double Rack Oven_E10_Codes & Standards Forecast | Commercial | College | New | Food Preparation | Natural Gas | Double Rack Oven | E10 |  | Codes & Standards Forecast | 0 | 0 | 0 | 0 | 0 | 0 | 0 | 0 | 0 | 0 | 0 | 0 | 0 | 0 | 0 | 0 | 0 | 0 | 0 | 0 | 0 | 0 | 0 | 0 | 0 | 0 | 0 | 0 | 0 | 0 | 0 | 0 | 0
Commercial_College_New_Food Preparation_Natural Gas_Fryer_E1_Codes & Standards Forecast | Commercial | College | New | Food Preparation | Natural Gas | Fryer | E1 |  | Codes & Standards Forecast | 0 | 502.6497 | 2424.466 | 0 | 0 | 0 | 0 | 0 | 0 | 0 | 0 | 0 | 0 | 0 | 0 | 0 | 0 | 0 | 0 | 0 | 0 | 0 | 0 | 0 | 0 | 0 | 0 | 0 | 0 | 0 | 0 | 0 | 0
Commercial_College_New_Food Preparation_Natural Gas_Fryer_E2_Codes & Standards Forecast | Commercial | College | New | Food Preparation | Natural Gas | Fryer | E2 |  | Codes & Standards Forecast | 0 | 0 | 0 | 1549.4036 | 1998.2677 | 2711.8684 | 2660.3781 | 2946.91 | 2933.1174 | 3134.9042 | 3610.6959 | 4291.3992 | 4221.582 | 4487.3508 | 4807.6051 | 4979.9155 | 5357.4103 | 5548.9205 | 5809.4904 | 6149.3307 | 6498.255 | 6676.3251 | 6934.7934 | 7206.1135 | 7458.8444 | 7786.3994 | 8032.5302 | 8298.2162 | 8584.2051 | 8864.1188 | 9115.4824 | 9384.7012 | 8604.2084
Commercial_College_New_Food Preparation_Natural Gas_Fryer_E3_Codes & Standards Forecast | Commercial | College | New | Food Preparation | Natural Gas | Fryer | E3 |  | Codes & Standards Forecast | 0 | 0 | 0 | 0 | 0 | 0 | 0 | 0 | 0 | 0 | 0 | 0 | 0 | 0 | 0 | 0 | 0 | 0 | 0 | 0 | 0 | 0 | 0 | 0 | 0 | 0 | 0 | 0 | 0 | 0 | 0 | 0 | 0
Commercial_College_New_Food Preparation_Natural Gas_Fryer_E4_Codes & Standards Forecast | Commercial | College | New | Food Preparation | Natural Gas | Fryer | E4 |  | Codes & Standards Forecast | 0 | 0 | 0 | 0 | 0 | 0 | 0 | 0 | 0 | 0 | 0 | 0 | 0 | 0 | 0 | 0 | 0 | 0 | 0 | 0 | 0 | 0 | 0 | 0 | 0 | 0 | 0 | 0 | 0 | 0 | 0 | 0 | 0
Commercial_College_New_Food Preparation_Natural Gas_Fryer_E5_Codes & Standards Forecast | Commercial | College | New | Food Preparation | Natural Gas | Fryer | E5 |  | Codes & Standards Forecast | 0 | 0 | 0 | 0 | 0 | 0 | 0 | 0 | 0 | 0 | 0 | 0 | 0 | 0 | 0 | 0 | 0 | 0 | 0 | 0 | 0 | 0 | 0 | 0 | 0 | 0 | 0 | 0 | 0 | 0 | 0 | 0 | 0
Commercial_College_New_Food Preparation_Natural Gas_Fryer_E6_Codes & Standards Forecast | Commercial | College | New | Food Preparation | Natural Gas | Fryer | E6 |  | Codes & Standards Forecast | 0 | 0 | 0 | 0 | 0 | 0 | 0 | 0 | 0 | 0 | 0 | 0 | 0 | 0 | 0 | 0 | 0 | 0 | 0 | 0 | 0 | 0 | 0 | 0 | 0 | 0 | 0 | 0 | 0 | 0 | 0 | 0 | 0
Commercial_College_New_Food Preparation_Natural Gas_Fryer_E7_Codes & Standards Forecast | Commercial | College | New | Food Preparation | Natural Gas | Fryer | E7 |  | Codes & Standards Forecast | 0 | 0 | 0 | 0 | 0 | 0 | 0 | 0 | 0 | 0 | 0 | 0 | 0 | 0 | 0 | 0 | 0 | 0 | 0 | 0 | 0 | 0 | 0 | 0 | 0 | 0 | 0 | 0 | 0 | 0 | 0 | 0 | 0
Commercial_College_New_Food Preparation_Natural Gas_Fryer_E8_Codes & Standards Forecast | Commercial | College | New | Food Preparation | Natural Gas | Fryer | E8 |  | Codes & Standards Forecast | 0 | 0 | 0 | 0 | 0 | 0 | 0 | 0 | 0 | 0 | 0 | 0 | 0 | 0 | 0 | 0 | 0 | 0 | 0 | 0 | 0 | 0 | 0 | 0 | 0 | 0 | 0 | 0 | 0 | 0 | 0 | 0 | 0
Commercial_College_New_Food Preparation_Natural Gas_Fryer_E9_Codes & Standards Forecast | Commercial | College | New | Food Preparation | Natural Gas | Fryer | E9 |  | Codes & Standards Forecast | 0 | 0 | 0 | 0 | 0 | 0 | 0 | 0 | 0 | 0 | 0 | 0 | 0 | 0 | 0 | 0 | 0 | 0 | 0 | 0 | 0 | 0 | 0 | 0 | 0 | 0 | 0 | 0 | 0 | 0 | 0 | 0 | 0
Commercial_College_New_Food Preparation_Natural Gas_Fryer_E10_Codes & Standards Forecast | Commercial | College | New | Food Preparation | Natural Gas | Fryer | E10 |  | Codes & Standards Forecast | 0 | 0 | 0 | 0 | 0 | 0 | 0 | 0 | 0 | 0 | 0 | 0 | 0 | 0 | 0 | 0 | 0 | 0 | 0 | 0 | 0 | 0 | 0 | 0 | 0 | 0 | 0 | 0 | 0 | 0 | 0 | 0 | 0
Commercial_College_New_Food Preparation_Natural Gas_Broiler_E1_Codes & Standards Forecast | Commercial | College | New | Food Preparation | Natural Gas | Broiler | E1 |  | Codes & Standards Forecast | 0 | 776.8222 | 3746.902 | 2394.5328 | 3088.232 | 4191.0694 | 3917.2879 | 3471.9359 | 3122.5817 | 3014.9804 | 2975.6519 | 2946.0894 | 3097.4173 | 3824.143 | 4146.4636 | 4534.0102 | 5061.0526 | 5627.0653 | 6564.9225 | 6111.3885 | 6267.2207 | 6491.4049 | 6299.9204 | 6131.2667 | 6166.0884 | 6325.1871 | 6547.9748 | 6834.2762 | 7224.0426 | 7874.3682 | 8198.0141 | 8505.301 | 7206.8797
Commercial_College_New_Food Preparation_Natural Gas_Broiler_E2_Codes & Standards Forecast | Commercial | College | New | Food Preparation | Natural Gas | Broiler | E2 |  | Codes & Standards Forecast | 0 | 0 | 0 | 0 | 0 | 0 | 0 | 0 | 0 | 0 | 0 | 0 | 0 | 0 | 0 | 0 | 0 | 0 | 0 | 0 | 0 | 0 | 0 | 0 | 0 | 0 | 0 | 0 | 0 | 0 | 0 | 0 | 0
Commercial_College_New_Food Preparation_Natural Gas_Broiler_E3_Codes & Standards Forecast | Commercial | College | New | Food Preparation | Natural Gas | Broiler | E3 |  | Codes & Standards Forecast | 0 | 0 | 0 | 0 | 0 | 0 | 0 | 0 | 0 | 0 | 0 | 0 | 0 | 0 | 0 | 0 | 0 | 0 | 0 | 0 | 0 | 0 | 0 | 0 | 0 | 0 | 0 | 0 | 0 | 0 | 0 | 0 | 0
Commercial_College_New_Food Preparation_Natural Gas_Broiler_E4_Codes & Standards Forecast | Commercial | College | New | Food Preparation | Natural Gas | Broiler | E4 |  | Codes & Standards Forecast | 0 | 0 | 0 | 0 | 0 | 0 | 0 | 0 | 0 | 0 | 0 | 0 | 0 | 0 | 0 | 0 | 0 | 0 | 0 | 0 | 0 | 0 | 0 | 0 | 0 | 0 | 0 | 0 | 0 | 0 | 0 | 0 | 0
Commercial_College_New_Food Preparation_Natural Gas_Broiler_E5_Codes & Standards Forecast | Commercial | College | New | Food Preparation | Natural Gas | Broiler | E5 |  | Codes & Standards Forecast | 0 | 0 | 0 | 0 | 0 | 0 | 0 | 0 | 0 | 0 | 0 | 0 | 0 | 0 | 0 | 0 | 0 | 0 | 0 | 0 | 0 | 0 | 0 | 0 | 0 | 0 | 0 | 0 | 0 | 0 | 0 | 0 | 0
Commercial_College_New_Food Preparation_Natural Gas_Broiler_E6_Codes & Standards Forecast | Commercial | College | New | Food Preparation | Natural Gas | Broiler | E6 |  | Codes & Standards Forecast | 0 | 0 | 0 | 0 | 0 | 0 | 0 | 0 | 0 | 0 | 0 | 0 | 0 | 0 | 0 | 0 | 0 | 0 | 0 | 0 | 0 | 0 | 0 | 0 | 0 | 0 | 0 | 0 | 0 | 0 | 0 | 0 | 0
Commercial_College_New_Food Preparation_Natural Gas_Broiler_E7_Codes & Standards Forecast | Commercial | College | New | Food Preparation | Natural Gas | Broiler | E7 |  | Codes & Standards Forecast | 0 | 0 | 0 | 0 | 0 | 0 | 0 | 0 | 0 | 0 | 0 | 0 | 0 | 0 | 0 | 0 | 0 | 0 | 0 | 0 | 0 | 0 | 0 | 0 | 0 | 0 | 0 | 0 | 0 | 0 | 0 | 0 | 0
Commercial_College_New_Food Preparation_Natural Gas_Broiler_E8_Codes & Standards Forecast | Commercial | College | New | Food Preparation | Natural Gas | Broiler | E8 |  | Codes & Standards Forecast | 0 | 0 | 0 | 0 | 0 | 0 | 0 | 0 | 0 | 0 | 0 | 0 | 0 | 0 | 0 | 0 | 0 | 0 | 0 | 0 | 0 | 0 | 0 | 0 | 0 | 0 | 0 | 0 | 0 | 0 | 0 | 0 | 0
Commercial_College_New_Food Preparation_Natural Gas_Broiler_E9_Codes & Standards Forecast | Commercial | College | New | Food Preparation | Natural Gas | Broiler | E9 |  | Codes & Standards Forecast | 0 | 0 | 0 | 0 | 0 | 0 | 0 | 0 | 0 | 0 | 0 | 0 | 0 | 0 | 0 | 0 | 0 | 0 | 0 | 0 | 0 | 0 | 0 | 0 | 0 | 0 | 0 | 0 | 0 | 0 | 0 | 0 | 0
Commercial_College_New_Food Preparation_Natural Gas_Broiler_E10_Codes & Standards Forecast | Commercial | College | New | Food Preparation | Natural Gas | Broiler | E10 |  | Codes & Standards Forecast | 0 | 0 | 0 | 0 | 0 | 0 | 0 | 0 | 0 | 0 | 0 | 0 | 0 | 0 | 0 | 0 | 0 | 0 | 0 | 0 | 0 | 0 | 0 | 0 | 0 | 0 | 0 | 0 | 0 | 0 | 0 | 0 | 0
Commercial_College_New_Food Preparation_Natural Gas_Griddle_E1_Codes & Standards Forecast | Commercial | College | New | Food Preparation | Natural Gas | Griddle | E1 |  | Codes & Standards Forecast | 0 | 1096.6902 | 5289.7439 | 3380.5169 | 4359.8569 | 5916.8038 | 5530.2888 | 4901.5565 | 4408.3507 | 4256.443 | 4200.9203 | 4159.185 | 4372.8245 | 5398.7902 | 5853.8309 | 6400.9556 | 7145.0154 | 7944.0922 | 9268.1258 | 8627.8426 | 8847.841 | 9164.3364 | 8894.0053 | 8655.9059 | 8705.066 | 8929.6759 | 9244.1997 | 9648.39 | 10198.6484 | 11116.7551 | 11573.6669 | 12007.4837 | 10174.4183
Commercial_College_New_Food Preparation_Natural Gas_Griddle_E2_Codes & Standards Forecast | Commercial | College | New | Food Preparation | Natural Gas | Griddle | E2 |  | Codes & Standards Forecast | 0 | 0 | 0 | 0 | 0 | 0 | 0 | 0 | 0 | 0 | 0 | 0 | 0 | 0 | 0 | 0 | 0 | 0 | 0 | 0 | 0 | 0 | 0 | 0 | 0 | 0 | 0 | 0 | 0 | 0 | 0 | 0 | 0
Commercial_College_New_Food Preparation_Natural Gas_Griddle_E3_Codes & Standards Forecast | Commercial | College | New | Food Preparation | Natural Gas | Griddle | E3 |  | Codes & Standards Forecast | 0 | 0 | 0 | 0 | 0 | 0 | 0 | 0 | 0 | 0 | 0 | 0 | 0 | 0 | 0 | 0 | 0 | 0 | 0 | 0 | 0 | 0 | 0 | 0 | 0 | 0 | 0 | 0 | 0 | 0 | 0 | 0 | 0
Commercial_College_New_Food Preparation_Natural Gas_Griddle_E4_Codes & Standards Forecast | Commercial | College | New | Food Preparation | Natural Gas | Griddle | E4 |  | Codes & Standards Forecast | 0 | 0 | 0 | 0 | 0 | 0 | 0 | 0 | 0 | 0 | 0 | 0 | 0 | 0 | 0 | 0 | 0 | 0 | 0 | 0 | 0 | 0 | 0 | 0 | 0 | 0 | 0 | 0 | 0 | 0 | 0 | 0 | 0
Commercial_College_New_Food Preparation_Natural Gas_Griddle_E5_Codes & Standards Forecast | Commercial | College | New | Food Preparation | Natural Gas | Griddle | E5 |  | Codes & Standards Forecast | 0 | 0 | 0 | 0 | 0 | 0 | 0 | 0 | 0 | 0 | 0 | 0 | 0 | 0 | 0 | 0 | 0 | 0 | 0 | 0 | 0 | 0 | 0 | 0 | 0 | 0 | 0 | 0 | 0 | 0 | 0 | 0 | 0
Commercial_College_New_Food Preparation_Natural Gas_Griddle_E6_Codes & Standards Forecast | Commercial | College | New | Food Preparation | Natural Gas | Griddle | E6 |  | Codes & Standards Forecast | 0 | 0 | 0 | 0 | 0 | 0 | 0 | 0 | 0 | 0 | 0 | 0 | 0 | 0 | 0 | 0 | 0 | 0 | 0 | 0 | 0 | 0 | 0 | 0 | 0 | 0 | 0 | 0 | 0 | 0 | 0 | 0 | 0
Commercial_College_New_Food Preparation_Natural Gas_Griddle_E7_Codes & Standards Forecast | Commercial | College | New | Food Preparation | Natural Gas | Griddle | E7 |  | Codes & Standards Forecast | 0 | 0 | 0 | 0 | 0 | 0 | 0 | 0 | 0 | 0 | 0 | 0 | 0 | 0 | 0 | 0 | 0 | 0 | 0 | 0 | 0 | 0 | 0 | 0 | 0 | 0 | 0 | 0 | 0 | 0 | 0 | 0 | 0
Commercial_College_New_Food Preparation_Natural Gas_Griddle_E8_Codes & Standards Forecast | Commercial | College | New | Food Preparation | Natural Gas | Griddle | E8 |  | Codes & Standards Forecast | 0 | 0 | 0 | 0 | 0 | 0 | 0 | 0 | 0 | 0 | 0 | 0 | 0 | 0 | 0 | 0 | 0 | 0 | 0 | 0 | 0 | 0 | 0 | 0 | 0 | 0 | 0 | 0 | 0 | 0 | 0 | 0 | 0
Commercial_College_New_Food Preparation_Natural Gas_Griddle_E9_Codes & Standards Forecast | Commercial | College | New | Food Preparation | Natural Gas | Griddle | E9 |  | Codes & Standards Forecast | 0 | 0 | 0 | 0 | 0 | 0 | 0 | 0 | 0 | 0 | 0 | 0 | 0 | 0 | 0 | 0 | 0 | 0 | 0 | 0 | 0 | 0 | 0 | 0 | 0 | 0 | 0 | 0 | 0 | 0 | 0 | 0 | 0
Commercial_College_New_Food Preparation_Natural Gas_Griddle_E10_Codes & Standards Forecast | Commercial | College | New | Food Preparation | Natural Gas | Griddle | E10 |  | Codes & Standards Forecast | 0 | 0 | 0 | 0 | 0 | 0 | 0 | 0 | 0 | 0 | 0 | 0 | 0 | 0 | 0 | 0 | 0 | 0 | 0 | 0 | 0 | 0 | 0 | 0 | 0 | 0 | 0 | 0 | 0 | 0 | 0 | 0 | 0
Commercial_College_New_Food Preparation_Natural Gas_Range_E1_Codes & Standards Forecast | Commercial | College | New | Food Preparation | Natural Gas | Range | E1 |  | Codes & Standards Forecast | 0 | 1355.6309 | 6538.7113 | 4178.6944 | 5389.2675 | 7313.827 | 6836.0514 | 6058.8685 | 5449.2113 | 5261.4365 | 5463.9304 | 6665.858 | 7189.6242 | 7871.0776 | 8821.0704 | 9825.0876 | 11469.9908 | 10678.7442 | 10942.7488 | 11380.1443 | 11347.3462 | 11347.6017 | 11520.9503 | 11958.9031 | 12611.0394 | 13729.6632 | 14288.7153 | 14830.2739 | 15421.5762 | 15902.4021 | 16455.3007 | 16293.8508 | 13691.9807
Commercial_College_New_Food Preparation_Natural Gas_Range_E2_Codes & Standards Forecast | Commercial | College | New | Food Preparation | Natural Gas | Range | E2 |  | Codes & Standards Forecast | 0 | 0 | 0 | 0 | 0 | 0 | 0 | 0 | 0 | 0 | 0 | 0 | 0 | 0 | 0 | 0 | 0 | 0 | 0 | 0 | 0 | 0 | 0 | 0 | 0 | 0 | 0 | 0 | 0 | 0 | 0 | 0 | 0
Commercial_College_New_Food Preparation_Natural Gas_Range_E3_Codes & Standards Forecast | Commercial | College | New | Food Preparation | Natural Gas | Range | E3 |  | Codes & Standards Forecast | 0 | 0 | 0 | 0 | 0 | 0 | 0 | 0 | 0 | 0 | 0 | 0 | 0 | 0 | 0 | 0 | 0 | 0 | 0 | 0 | 0 | 0 | 0 | 0 | 0 | 0 | 0 | 0 | 0 | 0 | 0 | 0 | 0
Commercial_College_New_Food Preparation_Natural Gas_Range_E4_Codes & Standards Forecast | Commercial | College | New | Food Preparation | Natural Gas | Range | E4 |  | Codes & Standards Forecast | 0 | 0 | 0 | 0 | 0 | 0 | 0 | 0 | 0 | 0 | 0 | 0 | 0 | 0 | 0 | 0 | 0 | 0 | 0 | 0 | 0 | 0 | 0 | 0 | 0 | 0 | 0 | 0 | 0 | 0 | 0 | 0 | 0
Commercial_College_New_Food Preparation_Natural Gas_Range_E5_Codes & Standards Forecast | Commercial | College | New | Food Preparation | Natural Gas | Range | E5 |  | Codes & Standards Forecast | 0 | 0 | 0 | 0 | 0 | 0 | 0 | 0 | 0 | 0 | 0 | 0 | 0 | 0 | 0 | 0 | 0 | 0 | 0 | 0 | 0 | 0 | 0 | 0 | 0 | 0 | 0 | 0 | 0 | 0 | 0 | 0 | 0
Commercial_College_New_Food Preparation_Natural Gas_Range_E6_Codes & Standards Forecast | Commercial | College | New | Food Preparation | Natural Gas | Range | E6 |  | Codes & Standards Forecast | 0 | 0 | 0 | 0 | 0 | 0 | 0 | 0 | 0 | 0 | 0 | 0 | 0 | 0 | 0 | 0 | 0 | 0 | 0 | 0 | 0 | 0 | 0 | 0 | 0 | 0 | 0 | 0 | 0 | 0 | 0 | 0 | 0
Commercial_College_New_Food Preparation_Natural Gas_Range_E7_Codes & Standards Forecast | Commercial | College | New | Food Preparation | Natural Gas | Range | E7 |  | Codes & Standards Forecast | 0 | 0 | 0 | 0 | 0 | 0 | 0 | 0 | 0 | 0 | 0 | 0 | 0 | 0 | 0 | 0 | 0 | 0 | 0 | 0 | 0 | 0 | 0 | 0 | 0 | 0 | 0 | 0 | 0 | 0 | 0 | 0 | 0
Commercial_College_New_Food Preparation_Natural Gas_Range_E8_Codes & Standards Forecast | Commercial | College | New | Food Preparation | Natural Gas | Range | E8 |  | Codes & Standards Forecast | 0 | 0 | 0 | 0 | 0 | 0 | 0 | 0 | 0 | 0 | 0 | 0 | 0 | 0 | 0 | 0 | 0 | 0 | 0 | 0 | 0 | 0 | 0 | 0 | 0 | 0 | 0 | 0 | 0 | 0 | 0 | 0 | 0
Commercial_College_New_Food Preparation_Natural Gas_Range_E9_Codes & Standards Forecast | Commercial | College | New | Food Preparation | Natural Gas | Range | E9 |  | Codes & Standards Forecast | 0 | 0 | 0 | 0 | 0 | 0 | 0 | 0 | 0 | 0 | 0 | 0 | 0 | 0 | 0 | 0 | 0 | 0 | 0 | 0 | 0 | 0 | 0 | 0 | 0 | 0 | 0 | 0 | 0 | 0 | 0 | 0 | 0
Commercial_College_New_Food Preparation_Natural Gas_Range_E10_Codes & Standards Forecast | Commercial | College | New | Food Preparation | Natural Gas | Range | E10 |  | Codes & Standards Forecast | 0 | 0 | 0 | 0 | 0 | 0 | 0 | 0 | 0 | 0 | 0 | 0 | 0 | 0 | 0 | 0 | 0 | 0 | 0 | 0 | 0 | 0 | 0 | 0 | 0 | 0 | 0 | 0 | 0 | 0 | 0 | 0 | 0
Commercial_College_New_Food Preparation_Natural Gas_Steamer_E1_Codes & Standards Forecast | Commercial | College | New | Food Preparation | Natural Gas | Steamer | E1 |  | Codes & Standards Forecast | 0 | 487.4178 | 2350.9973 | 0 | 0 | 0 | 0 | 0 | 0 | 0 | 0 | 0 | 0 | 0 | 0 | 0 | 0 | 0 | 0 | 0 | 0 | 0 | 0 | 0 | 0 | 0 | 0 | 0 | 0 | 0 | 0 | 0 | 0
Commercial_College_New_Food Preparation_Natural Gas_Steamer_E2_Codes & Standards Forecast | Commercial | College | New | Food Preparation | Natural Gas | Steamer | E2 |  | Codes & Standards Forecast | 0 | 0 | 0 | 1502.4519 | 1937.7142 | 2629.6906 | 2457.9061 | 2178.4696 | 1959.267 | 1891.7524 | 1921.2332 | 2157.8886 | 2287.9215 | 2459.402 | 2695.4075 | 2879.4126 | 3009.3839 | 3097.6867 | 3168.3693 | 3384.2607 | 4028.8585 | 3781.1409 | 3972.7695 | 4248.1063 | 4247.0228 | 4229.6878 | 4242.6756 | 4308.8223 | 4421.5135 | 4657.1411 | 4806.2669 | 4972.9164 | 4151.4646
Commercial_College_New_Food Preparation_Natural Gas_Steamer_E3_Codes & Standards Forecast | Commercial | College | New | Food Preparation | Natural Gas | Steamer | E3 |  | Codes & Standards Forecast | 0 | 0 | 0 | 0 | 0 | 0 | 0 | 0 | 0 | 0 | 0 | 0 | 0 | 0 | 0 | 0 | 0 | 0 | 0 | 0 | 0 | 0 | 0 | 0 | 0 | 0 | 0 | 0 | 0 | 0 | 0 | 0 | 0
Commercial_College_New_Food Preparation_Natural Gas_Steamer_E4_Codes & Standards Forecast | Commercial | College | New | Food Preparation | Natural Gas | Steamer | E4 |  | Codes & Standards Forecast | 0 | 0 | 0 | 0 | 0 | 0 | 0 | 0 | 0 | 0 | 0 | 0 | 0 | 0 | 0 | 0 | 0 | 0 | 0 | 0 | 0 | 0 | 0 | 0 | 0 | 0 | 0 | 0 | 0 | 0 | 0 | 0 | 0
Commercial_College_New_Food Preparation_Natural Gas_Steamer_E5_Codes & Standards Forecast | Commercial | College | New | Food Preparation | Natural Gas | Steamer | E5 |  | Codes & Standards Forecast | 0 | 0 | 0 | 0 | 0 | 0 | 0 | 0 | 0 | 0 | 0 | 0 | 0 | 0 | 0 | 0 | 0 | 0 | 0 | 0 | 0 | 0 | 0 | 0 | 0 | 0 | 0 | 0 | 0 | 0 | 0 | 0 | 0
Commercial_College_New_Food Preparation_Natural Gas_Steamer_E6_Codes & Standards Forecast | Commercial | College | New | Food Preparation | Natural Gas | Steamer | E6 |  | Codes & Standards Forecast | 0 | 0 | 0 | 0 | 0 | 0 | 0 | 0 | 0 | 0 | 0 | 0 | 0 | 0 | 0 | 0 | 0 | 0 | 0 | 0 | 0 | 0 | 0 | 0 | 0 | 0 | 0 | 0 | 0 | 0 | 0 | 0 | 0
Commercial_College_New_Food Preparation_Natural Gas_Steamer_E7_Codes & Standards Forecast | Commercial | College | New | Food Preparation | Natural Gas | Steamer | E7 |  | Codes & Standards Forecast | 0 | 0 | 0 | 0 | 0 | 0 | 0 | 0 | 0 | 0 | 0 | 0 | 0 | 0 | 0 | 0 | 0 | 0 | 0 | 0 | 0 | 0 | 0 | 0 | 0 | 0 | 0 | 0 | 0 | 0 | 0 | 0 | 0
Commercial_College_New_Food Preparation_Natural Gas_Steamer_E8_Codes & Standards Forecast | Commercial | College | New | Food Preparation | Natural Gas | Steamer | E8 |  | Codes & Standards Forecast | 0 | 0 | 0 | 0 | 0 | 0 | 0 | 0 | 0 | 0 | 0 | 0 | 0 | 0 | 0 | 0 | 0 | 0 | 0 | 0 | 0 | 0 | 0 | 0 | 0 | 0 | 0 | 0 | 0 | 0 | 0 | 0 | 0
Commercial_College_New_Food Preparation_Natural Gas_Steamer_E9_Codes & Standards Forecast | Commercial | College | New | Food Preparation | Natural Gas | Steamer | E9 |  | Codes & Standards Forecast | 0 | 0 | 0 | 0 | 0 | 0 | 0 | 0 | 0 | 0 | 0 | 0 | 0 | 0 | 0 | 0 | 0 | 0 | 0 | 0 | 0 | 0 | 0 | 0 | 0 | 0 | 0 | 0 | 0 | 0 | 0 | 0 | 0
Commercial_College_New_Food Preparation_Natural Gas_Steamer_E10_Codes & Standards Forecast | Commercial | College | New | Food Preparation | Natural Gas | Steamer | E10 |  | Codes & Standards Forecast | 0 | 0 | 0 | 0 | 0 | 0 | 0 | 0 | 0 | 0 | 0 | 0 | 0 | 0 | 0 | 0 | 0 | 0 | 0 | 0 | 0 | 0 | 0 | 0 | 0 | 0 | 0 | 0 | 0 | 0 | 0 | 0 | 0
Commercial_College_New_Food Preparation_Natural Gas_Food Prep Other_E1_Codes & Standards Forecast | Commercial | College | New | Food Preparation | Natural Gas | Food Prep Other | E1 |  | Codes & Standards Forecast | 0 | 60.9272 | 293.8747 | 187.8065 | 242.2143 | 328.7113 | 307.2383 | 272.3087 | 244.9084 | 236.4691 | 245.5699 | 299.5891 | 323.1292 | 353.7563 | 396.4526 | 441.577 | 515.5052 | 479.9436 | 491.8089 | 511.4672 | 509.9931 | 510.0046 | 517.7955 | 537.4788 | 566.7883 | 617.0635 | 642.1895 | 666.5292 | 693.1046 | 714.7147 | 739.5641 | 732.3079 | 615.3699
Commercial_College_New_Food Preparation_Natural Gas_Food Prep Other_E2_Codes & Standards Forecast | Commercial | College | New | Food Preparation | Natural Gas | Food Prep Other | E2 |  | Codes & Standards Forecast | 0 | 0 | 0 | 0 | 0 | 0 | 0 | 0 | 0 | 0 | 0 | 0 | 0 | 0 | 0 | 0 | 0 | 0 | 0 | 0 | 0 | 0 | 0 | 0 | 0 | 0 | 0 | 0 | 0 | 0 | 0 | 0 | 0
Commercial_College_New_Food Preparation_Natural Gas_Food Prep Other_E3_Codes & Standards Forecast | Commercial | College | New | Food Preparation | Natural Gas | Food Prep Other | E3 |  | Codes & Standards Forecast | 0 | 0 | 0 | 0 | 0 | 0 | 0 | 0 | 0 | 0 | 0 | 0 | 0 | 0 | 0 | 0 | 0 | 0 | 0 | 0 | 0 | 0 | 0 | 0 | 0 | 0 | 0 | 0 | 0 | 0 | 0 | 0 | 0
Commercial_College_New_Food Preparation_Natural Gas_Food Prep Other_E4_Codes & Standards Forecast | Commercial | College | New | Food Preparation | Natural Gas | Food Prep Other | E4 |  | Codes & Standards Forecast | 0 | 0 | 0 | 0 | 0 | 0 | 0 | 0 | 0 | 0 | 0 | 0 | 0 | 0 | 0 | 0 | 0 | 0 | 0 | 0 | 0 | 0 | 0 | 0 | 0 | 0 | 0 | 0 | 0 | 0 | 0 | 0 | 0
Commercial_College_New_Food Preparation_Natural Gas_Food Prep Other_E5_Codes & Standards Forecast | Commercial | College | New | Food Preparation | Natural Gas | Food Prep Other | E5 |  | Codes & Standards Forecast | 0 | 0 | 0 | 0 | 0 | 0 | 0 | 0 | 0 | 0 | 0 | 0 | 0 | 0 | 0 | 0 | 0 | 0 | 0 | 0 | 0 | 0 | 0 | 0 | 0 | 0 | 0 | 0 | 0 | 0 | 0 | 0 | 0
Commercial_College_New_Food Preparation_Natural Gas_Food Prep Other_E6_Codes & Standards Forecast | Commercial | College | New | Food Preparation | Natural Gas | Food Prep Other | E6 |  | Codes & Standards Forecast | 0 | 0 | 0 | 0 | 0 | 0 | 0 | 0 | 0 | 0 | 0 | 0 | 0 | 0 | 0 | 0 | 0 | 0 | 0 | 0 | 0 | 0 | 0 | 0 | 0 | 0 | 0 | 0 | 0 | 0 | 0 | 0 | 0
Commercial_College_New_Food Preparation_Natural Gas_Food Prep Other_E7_Codes & Standards Forecast | Commercial | College | New | Food Preparation | Natural Gas | Food Prep Other | E7 |  | Codes & Standards Forecast | 0 | 0 | 0 | 0 | 0 | 0 | 0 | 0 | 0 | 0 | 0 | 0 | 0 | 0 | 0 | 0 | 0 | 0 | 0 | 0 | 0 | 0 | 0 | 0 | 0 | 0 | 0 | 0 | 0 | 0 | 0 | 0 | 0
Commercial_College_New_Food Preparation_Natural Gas_Food Prep Other_E8_Codes & Standards Forecast | Commercial | College | New | Food Preparation | Natural Gas | Food Prep Other | E8 |  | Codes & Standards Forecast | 0 | 0 | 0 | 0 | 0 | 0 | 0 | 0 | 0 | 0 | 0 | 0 | 0 | 0 | 0 | 0 | 0 | 0 | 0 | 0 | 0 | 0 | 0 | 0 | 0 | 0 | 0 | 0 | 0 | 0 | 0 | 0 | 0
Commercial_College_New_Food Preparation_Natural Gas_Food Prep Other_E9_Codes & Standards Forecast | Commercial | College | New | Food Preparation | Natural Gas | Food Prep Other | E9 |  | Codes & Standards Forecast | 0 | 0 | 0 | 0 | 0 | 0 | 0 | 0 | 0 | 0 | 0 | 0 | 0 | 0 | 0 | 0 | 0 | 0 | 0 | 0 | 0 | 0 | 0 | 0 | 0 | 0 | 0 | 0 | 0 | 0 | 0 | 0 | 0
Commercial_College_New_Food Preparation_Natural Gas_Food Prep Other_E10_Codes & Standards Forecast | Commercial | College | New | Food Preparation | Natural Gas | Food Prep Other | E10 |  | Codes & Standards Forecast | 0 | 0 | 0 | 0 | 0 | 0 | 0 | 0 | 0 | 0 | 0 | 0 | 0 | 0 | 0 | 0 | 0 | 0 | 0 | 0 | 0 | 0 | 0 | 0 | 0 | 0 | 0 | 0 | 0 | 0 | 0 | 0 | 0
Commercial_College_New_Miscellaneous_Natural Gas_Pool Heater_E1_Codes & Standards Forecast | Commercial | College | New | Miscellaneous | Natural Gas | Pool Heater | E1 |  | Codes & Standards Forecast | 0 | 56.44 | 272.2309 | 173.9746 | 224.3753 | 304.5019 | 295.8983 | 315.7299 | 312.4472 | 332.3892 | 367.765 | 409.2783 | 489.6533 | 471.8173 | 501.3357 | 539.1606 | 554.2043 | 589.4411 | 607.9436 | 634.6761 | 667.9502 | 699.1966 | 741.1344 | 752.5848 | 779.4498 | 810.0212 | 834.7632 | 868.2452 | 892.9417 | 920.2369 | 949.9097 | 978.0725 | 891.9899
Commercial_College_New_Miscellaneous_Natural Gas_Pool Heater_E2_Codes & Standards Forecast | Commercial | College | New | Miscellaneous | Natural Gas | Pool Heater | E2 |  | Codes & Standards Forecast | 0 | 0 | 0 | 0 | 0 | 0 | 0 | 0 | 0 | 0 | 0 | 0 | 0 | 0 | 0 | 0 | 0 | 0 | 0 | 0 | 0 | 0 | 0 | 0 | 0 | 0 | 0 | 0 | 0 | 0 | 0 | 0 | 0
Commercial_College_New_Miscellaneous_Natural Gas_Pool Heater_E3_Codes & Standards Forecast | Commercial | College | New | Miscellaneous | Natural Gas | Pool Heater | E3 |  | Codes & Standards Forecast | 0 | 0 | 0 | 0 | 0 | 0 | 0 | 0 | 0 | 0 | 0 | 0 | 0 | 0 | 0 | 0 | 0 | 0 | 0 | 0 | 0 | 0 | 0 | 0 | 0 | 0 | 0 | 0 | 0 | 0 | 0 | 0 | 0
Commercial_College_New_Miscellaneous_Natural Gas_Pool Heater_E4_Codes & Standards Forecast | Commercial | College | New | Miscellaneous | Natural Gas | Pool Heater | E4 |  | Codes & Standards Forecast | 0 | 0 | 0 | 0 | 0 | 0 | 0 | 0 | 0 | 0 | 0 | 0 | 0 | 0 | 0 | 0 | 0 | 0 | 0 | 0 | 0 | 0 | 0 | 0 | 0 | 0 | 0 | 0 | 0 | 0 | 0 | 0 | 0
Commercial_College_New_Miscellaneous_Natural Gas_Pool Heater_E5_Codes & Standards Forecast | Commercial | College | New | Miscellaneous | Natural Gas | Pool Heater | E5 |  | Codes & Standards Forecast | 0 | 0 | 0 | 0 | 0 | 0 | 0 | 0 | 0 | 0 | 0 | 0 | 0 | 0 | 0 | 0 | 0 | 0 | 0 | 0 | 0 | 0 | 0 | 0 | 0 | 0 | 0 | 0 | 0 | 0 | 0 | 0 | 0
Commercial_College_New_Miscellaneous_Natural Gas_Pool Heater_E6_Codes & Standards Forecast | Commercial | College | New | Miscellaneous | Natural Gas | Pool Heater | E6 |  | Codes & Standards Forecast | 0 | 0 | 0 | 0 | 0 | 0 | 0 | 0 | 0 | 0 | 0 | 0 | 0 | 0 | 0 | 0 | 0 | 0 | 0 | 0 | 0 | 0 | 0 | 0 | 0 | 0 | 0 | 0 | 0 | 0 | 0 | 0 | 0
Commercial_College_New_Miscellaneous_Natural Gas_Pool Heater_E7_Codes & Standards Forecast | Commercial | College | New | Miscellaneous | Natural Gas | Pool Heater | E7 |  | Codes & Standards Forecast | 0 | 0 | 0 | 0 | 0 | 0 | 0 | 0 | 0 | 0 | 0 | 0 | 0 | 0 | 0 | 0 | 0 | 0 | 0 | 0 | 0 | 0 | 0 | 0 | 0 | 0 | 0 | 0 | 0 | 0 | 0 | 0 | 0
Commercial_College_New_Miscellaneous_Natural Gas_Pool Heater_E8_Codes & Standards Forecast | Commercial | College | New | Miscellaneous | Natural Gas | Pool Heater | E8 |  | Codes & Standards Forecast | 0 | 0 | 0 | 0 | 0 | 0 | 0 | 0 | 0 | 0 | 0 | 0 | 0 | 0 | 0 | 0 | 0 | 0 | 0 | 0 | 0 | 0 | 0 | 0 | 0 | 0 | 0 | 0 | 0 | 0 | 0 | 0 | 0
Commercial_College_New_Miscellaneous_Natural Gas_Pool Heater_E9_Codes & Standards Forecast | Commercial | College | New | Miscellaneous | Natural Gas | Pool Heater | E9 |  | Codes & Standards Forecast | 0 | 0 | 0 | 0 | 0 | 0 | 0 | 0 | 0 | 0 | 0 | 0 | 0 | 0 | 0 | 0 | 0 | 0 | 0 | 0 | 0 | 0 | 0 | 0 | 0 | 0 | 0 | 0 | 0 | 0 | 0 | 0 | 0
Commercial_College_New_Miscellaneous_Natural Gas_Pool Heater_E10_Codes & Standards Forecast | Commercial | College | New | Miscellaneous | Natural Gas | Pool Heater | E10 |  | Codes & Standards Forecast | 0 | 0 | 0 | 0 | 0 | 0 | 0 | 0 | 0 | 0 | 0 | 0 | 0 | 0 | 0 | 0 | 0 | 0 | 0 | 0 | 0 | 0 | 0 | 0 | 0 | 0 | 0 | 0 | 0 | 0 | 0 | 0 | 0
Commercial_College_New_Miscellaneous_Natural Gas_Miscellaneous_E1_Codes & Standards Forecast | Commercial | College | New | Miscellaneous | Natural Gas | Miscellaneous | E1 |  | Codes & Standards Forecast | 0 | 4645.7014 | 22407.9431 | 14320.245 | 19132.5098 | 28834.2346 | 28704.0924 | 28020.0462 | 29013.3039 | 30993.3847 | 32909.2455 | 36071.6691 | 43014.1834 | 41778.0747 | 44994.2066 | 50106.9358 | 51424.9295 | 52825.4877 | 55241.3924 | 57784.2562 | 60169.3974 | 62922.6951 | 66722.8667 | 67934.6811 | 70660.5459 | 74114.0635 | 76142.1558 | 78294.4294 | 80928.8701 | 83514.129 | 85992.031 | 88600.0151 | 81787.5329
Commercial_College_New_Miscellaneous_Natural Gas_Miscellaneous_E2_Codes & Standards Forecast | Commercial | College | New | Miscellaneous | Natural Gas | Miscellaneous | E2 |  | Codes & Standards Forecast | 0 | 0 | 0 | 0 | 0 | 0 | 0 | 0 | 0 | 0 | 0 | 0 | 0 | 0 | 0 | 0 | 0 | 0 | 0 | 0 | 0 | 0 | 0 | 0 | 0 | 0 | 0 | 0 | 0 | 0 | 0 | 0 | 0
Commercial_College_New_Miscellaneous_Natural Gas_Miscellaneous_E3_Codes & Standards Forecast | Commercial | College | New | Miscellaneous | Natural Gas | Miscellaneous | E3 |  | Codes & Standards Forecast | 0 | 0 | 0 | 0 | 0 | 0 | 0 | 0 | 0 | 0 | 0 | 0 | 0 | 0 | 0 | 0 | 0 | 0 | 0 | 0 | 0 | 0 | 0 | 0 | 0 | 0 | 0 | 0 | 0 | 0 | 0 | 0 | 0
Commercial_College_New_Miscellaneous_Natural Gas_Miscellaneous_E4_Codes & Standards Forecast | Commercial | College | New | Miscellaneous | Natural Gas | Miscellaneous | E4 |  | Codes & Standards Forecast | 0 | 0 | 0 | 0 | 0 | 0 | 0 | 0 | 0 | 0 | 0 | 0 | 0 | 0 | 0 | 0 | 0 | 0 | 0 | 0 | 0 | 0 | 0 | 0 | 0 | 0 | 0 | 0 | 0 | 0 | 0 | 0 | 0
Commercial_College_New_Miscellaneous_Natural Gas_Miscellaneous_E5_Codes & Standards Forecast | Commercial | College | New | Miscellaneous | Natural Gas | Miscellaneous | E5 |  | Codes & Standards Forecast | 0 | 0 | 0 | 0 | 0 | 0 | 0 | 0 | 0 | 0 | 0 | 0 | 0 | 0 | 0 | 0 | 0 | 0 | 0 | 0 | 0 | 0 | 0 | 0 | 0 | 0 | 0 | 0 | 0 | 0 | 0 | 0 | 0
Commercial_College_New_Miscellaneous_Natural Gas_Miscellaneous_E6_Codes & Standards Forecast | Commercial | College | New | Miscellaneous | Natural Gas | Miscellaneous | E6 |  | Codes & Standards Forecast | 0 | 0 | 0 | 0 | 0 | 0 | 0 | 0 | 0 | 0 | 0 | 0 | 0 | 0 | 0 | 0 | 0 | 0 | 0 | 0 | 0 | 0 | 0 | 0 | 0 | 0 | 0 | 0 | 0 | 0 | 0 | 0 | 0
Commercial_College_New_Miscellaneous_Natural Gas_Miscellaneous_E7_Codes & Standards Forecast | Commercial | College | New | Miscellaneous | Natural Gas | Miscellaneous | E7 |  | Codes & Standards Forecast | 0 | 0 | 0 | 0 | 0 | 0 | 0 | 0 | 0 | 0 | 0 | 0 | 0 | 0 | 0 | 0 | 0 | 0 | 0 | 0 | 0 | 0 | 0 | 0 | 0 | 0 | 0 | 0 | 0 | 0 | 0 | 0 | 0
Commercial_College_New_Miscellaneous_Natural Gas_Miscellaneous_E8_Codes & Standards Forecast | Commercial | College | New | Miscellaneous | Natural Gas | Miscellaneous | E8 |  | Codes & Standards Forecast | 0 | 0 | 0 | 0 | 0 | 0 | 0 | 0 | 0 | 0 | 0 | 0 | 0 | 0 | 0 | 0 | 0 | 0 | 0 | 0 | 0 | 0 | 0 | 0 | 0 | 0 | 0 | 0 | 0 | 0 | 0 | 0 | 0
Commercial_College_New_Miscellaneous_Natural Gas_Miscellaneous_E9_Codes & Standards Forecast | Commercial | College | New | Miscellaneous | Natural Gas | Miscellaneous | E9 |  | Codes & Standards Forecast | 0 | 0 | 0 | 0 | 0 | 0 | 0 | 0 | 0 | 0 | 0 | 0 | 0 | 0 | 0 | 0 | 0 | 0 | 0 | 0 | 0 | 0 | 0 | 0 | 0 | 0 | 0 | 0 | 0 | 0 | 0 | 0 | 0
Commercial_College_New_Miscellaneous_Natural Gas_Miscellaneous_E10_Codes & Standards Forecast | Commercial | College | New | Miscellaneous | Natural Gas | Miscellaneous | E10 |  | Codes & Standards Forecast | 0 | 0 | 0 | 0 | 0 | 0 | 0 | 0 | 0 | 0 | 0 | 0 | 0 | 0 | 0 | 0 | 0 | 0 | 0 | 0 | 0 | 0 | 0 | 0 | 0 | 0 | 0 | 0 | 0 | 0 | 0 | 0 | 0
Commercial_Hospital_Existing_Space Heating_Natural Gas_Furnace_E1_Codes & Standards Forecast | Commercial | Hospital | Existing | Space Heating | Natural Gas | Furnace | E1 |  | Codes & Standards Forecast | 0 | 7527.1986 | 8160.7695 | 8726.6283 | 9236.1483 | 9689.0936 | 10099.8377 | 10475.99 | 10820.1816 | 11131.5247 | 11411.6811 | 11663.1101 | 11887.6982 | 12087.3668 | 12263.8981 | 12419.4009 | 12555.6737 | 12674.3847 | 12776.9736 | 12254.0507 | 11817.497 | 11456.1757 | 11160.2752 | 10921.0044 | 10730.57 | 10581.9886 | 10469.1618 | 10386.7056 | 10329.8748 | 10294.4949 | 10276.9008 | 10273.8819 | 12346.1206
Commercial_Hospital_Existing_Space Heating_Natural Gas_Furnace_E2_Codes & Standards Forecast | Commercial | Hospital | Existing | Space Heating | Natural Gas | Furnace | E2 |  | Codes & Standards Forecast | 0 | 0 | 0 | 0 | 0 | 0 | 0 | 0 | 0 | 0 | 0 | 0 | 0 | 0 | 0 | 0 | 0 | 0 | 0 | 0 | 0 | 0 | 0 | 0 | 0 | 0 | 0 | 0 | 0 | 0 | 0 | 0 | 0
Commercial_Hospital_Existing_Space Heating_Natural Gas_Furnace_E3_Codes & Standards Forecast | Commercial | Hospital | Existing | Space Heating | Natural Gas | Furnace | E3 |  | Codes & Standards Forecast | 0 | 0 | 0 | 0 | 0 | 0 | 0 | 0 | 0 | 0 | 0 | 0 | 0 | 0 | 0 | 0 | 0 | 0 | 0 | 0 | 0 | 0 | 0 | 0 | 0 | 0 | 0 | 0 | 0 | 0 | 0 | 0 | 0
Commercial_Hospital_Existing_Space Heating_Natural Gas_Furnace_E4_Codes & Standards Forecast | Commercial | Hospital | Existing | Space Heating | Natural Gas | Furnace | E4 |  | Codes & Standards Forecast | 0 | 0 | 0 | 0 | 0 | 0 | 0 | 0 | 0 | 0 | 0 | 0 | 0 | 0 | 0 | 0 | 0 | 0 | 0 | 0 | 0 | 0 | 0 | 0 | 0 | 0 | 0 | 0 | 0 | 0 | 0 | 0 | 0
Commercial_Hospital_Existing_Space Heating_Natural Gas_Furnace_E5_Codes & Standards Forecast | Commercial | Hospital | Existing | Space Heating | Natural Gas | Furnace | E5 |  | Codes & Standards Forecast | 0 | 0 | 0 | 0 | 0 | 0 | 0 | 0 | 0 | 0 | 0 | 0 | 0 | 0 | 0 | 0 | 0 | 0 | 0 | 0 | 0 | 0 | 0 | 0 | 0 | 0 | 0 | 0 | 0 | 0 | 0 | 0 | 0
Commercial_Hospital_Existing_Space Heating_Natural Gas_Furnace_E6_Codes & Standards Forecast | Commercial | Hospital | Existing | Space Heating | Natural Gas | Furnace | E6 |  | Codes & Standards Forecast | 0 | 0 | 0 | 0 | 0 | 0 | 0 | 0 | 0 | 0 | 0 | 0 | 0 | 0 | 0 | 0 | 0 | 0 | 0 | 0 | 0 | 0 | 0 | 0 | 0 | 0 | 0 | 0 | 0 | 0 | 0 | 0 | 0
Commercial_Hospital_Existing_Space Heating_Natural Gas_Furnace_E7_Codes & Standards Forecast | Commercial | Hospital | Existing | Space Heating | Natural Gas | Furnace | E7 |  | Codes & Standards Forecast | 0 | 0 | 0 | 0 | 0 | 0 | 0 | 0 | 0 | 0 | 0 | 0 | 0 | 0 | 0 | 0 | 0 | 0 | 0 | 0 | 0 | 0 | 0 | 0 | 0 | 0 | 0 | 0 | 0 | 0 | 0 | 0 | 0
Commercial_Hospital_Existing_Space Heating_Natural Gas_Furnace_E8_Codes & Standards Forecast | Commercial | Hospital | Existing | Space Heating | Natural Gas | Furnace | E8 |  | Codes & Standards Forecast | 0 | 0 | 0 | 0 | 0 | 0 | 0 | 0 | 0 | 0 | 0 | 0 | 0 | 0 | 0 | 0 | 0 | 0 | 0 | 0 | 0 | 0 | 0 | 0 | 0 | 0 | 0 | 0 | 0 | 0 | 0 | 0 | 0
Commercial_Hospital_Existing_Space Heating_Natural Gas_Furnace_E9_Codes & Standards Forecast | Commercial | Hospital | Existing | Space Heating | Natural Gas | Furnace | E9 |  | Codes & Standards Forecast | 0 | 0 | 0 | 0 | 0 | 0 | 0 | 0 | 0 | 0 | 0 | 0 | 0 | 0 | 0 | 0 | 0 | 0 | 0 | 0 | 0 | 0 | 0 | 0 | 0 | 0 | 0 | 0 | 0 | 0 | 0 | 0 | 0
Commercial_Hospital_Existing_Space Heating_Natural Gas_Furnace_E10_Codes & Standards Forecast | Commercial | Hospital | Existing | Space Heating | Natural Gas | Furnace | E10 |  | Codes & Standards Forecast | 0 | 0 | 0 | 0 | 0 | 0 | 0 | 0 | 0 | 0 | 0 | 0 | 0 | 0 | 0 | 0 | 0 | 0 | 0 | 0 | 0 | 0 | 0 | 0 | 0 | 0 | 0 | 0 | 0 | 0 | 0 | 0 | 0
Commercial_Hospital_Existing_Space Heating_Natural Gas_Boiler_E1_Codes & Standards Forecast | Commercial | Hospital | Existing | Space Heating | Natural Gas | Boiler | E1 |  | Codes & Standards Forecast | 0 | 38437.8473 | 42413.0606 | 45918.7714 | 49028.894 | 51755.2075 | 54185.9267 | 56372.3824 | 58337.7928 | 60085.0447 | 61629.6576 | 62990.5891 | 64182.9579 | 65221.4226 | 66119.3227 | 66891.2547 | 67549.6933 | 68106.0167 | 68570.0257 | 68950.5888 | 69255.1303 | 69490.8869 | 65935.6121 | 63039.9177 | 60706.4931 | 58850.124 | 57397.1425 | 56283.5844 | 55454.0114 | 54860.4679 | 54461.5604 | 54221.643 | 54111.9632
Commercial_Hospital_Existing_Space Heating_Natural Gas_Boiler_E2_Codes & Standards Forecast | Commercial | Hospital | Existing | Space Heating | Natural Gas | Boiler | E2 |  | Codes & Standards Forecast | 0 | 0 | 0 | 0 | 0 | 0 | 0 | 0 | 0 | 0 | 0 | 0 | 0 | 0 | 0 | 0 | 0 | 0 | 0 | 0 | 0 | 0 | 0 | 0 | 0 | 0 | 0 | 0 | 0 | 0 | 0 | 0 | 0
Commercial_Hospital_Existing_Space Heating_Natural Gas_Boiler_E3_Codes & Standards Forecast | Commercial | Hospital | Existing | Space Heating | Natural Gas | Boiler | E3 |  | Codes & Standards Forecast | 0 | 0 | 0 | 0 | 0 | 0 | 0 | 0 | 0 | 0 | 0 | 0 | 0 | 0 | 0 | 0 | 0 | 0 | 0 | 0 | 0 | 0 | 0 | 0 | 0 | 0 | 0 | 0 | 0 | 0 | 0 | 0 | 0
Commercial_Hospital_Existing_Space Heating_Natural Gas_Boiler_E4_Codes & Standards Forecast | Commercial | Hospital | Existing | Space Heating | Natural Gas | Boiler | E4 |  | Codes & Standards Forecast | 0 | 0 | 0 | 0 | 0 | 0 | 0 | 0 | 0 | 0 | 0 | 0 | 0 | 0 | 0 | 0 | 0 | 0 | 0 | 0 | 0 | 0 | 0 | 0 | 0 | 0 | 0 | 0 | 0 | 0 | 0 | 0 | 0
Commercial_Hospital_Existing_Space Heating_Natural Gas_Boiler_E5_Codes & Standards Forecast | Commercial | Hospital | Existing | Space Heating | Natural Gas | Boiler | E5 |  | Codes & Standards Forecast | 0 | 0 | 0 | 0 | 0 | 0 | 0 | 0 | 0 | 0 | 0 | 0 | 0 | 0 | 0 | 0 | 0 | 0 | 0 | 0 | 0 | 0 | 0 | 0 | 0 | 0 | 0 | 0 | 0 | 0 | 0 | 0 | 0
Commercial_Hospital_Existing_Space Heating_Natural Gas_Boiler_E6_Codes & Standards Forecast | Commercial | Hospital | Existing | Space Heating | Natural Gas | Boiler | E6 |  | Codes & Standards Forecast | 0 | 0 | 0 | 0 | 0 | 0 | 0 | 0 | 0 | 0 | 0 | 0 | 0 | 0 | 0 | 0 | 0 | 0 | 0 | 0 | 0 | 0 | 0 | 0 | 0 | 0 | 0 | 0 | 0 | 0 | 0 | 0 | 0
Commercial_Hospital_Existing_Space Heating_Natural Gas_Boiler_E7_Codes & Standards Forecast | Commercial | Hospital | Existing | Space Heating | Natural Gas | Boiler | E7 |  | Codes & Standards Forecast | 0 | 0 | 0 | 0 | 0 | 0 | 0 | 0 | 0 | 0 | 0 | 0 | 0 | 0 | 0 | 0 | 0 | 0 | 0 | 0 | 0 | 0 | 0 | 0 | 0 | 0 | 0 | 0 | 0 | 0 | 0 | 0 | 0
Commercial_Hospital_Existing_Space Heating_Natural Gas_Boiler_E8_Codes & Standards Forecast | Commercial | Hospital | Existing | Space Heating | Natural Gas | Boiler | E8 |  | Codes & Standards Forecast | 0 | 0 | 0 | 0 | 0 | 0 | 0 | 0 | 0 | 0 | 0 | 0 | 0 | 0 | 0 | 0 | 0 | 0 | 0 | 0 | 0 | 0 | 0 | 0 | 0 | 0 | 0 | 0 | 0 | 0 | 0 | 0 | 0
Commercial_Hospital_Existing_Space Heating_Natural Gas_Boiler_E9_Codes & Standards Forecast | Commercial | Hospital | Existing | Space Heating | Natural Gas | Boiler | E9 |  | Codes & Standards Forecast | 0 | 0 | 0 | 0 | 0 | 0 | 0 | 0 | 0 | 0 | 0 | 0 | 0 | 0 | 0 | 0 | 0 | 0 | 0 | 0 | 0 | 0 | 0 | 0 | 0 | 0 | 0 | 0 | 0 | 0 | 0 | 0 | 0
Commercial_Hospital_Existing_Space Heating_Natural Gas_Boiler_E10_Codes & Standards Forecast | Commercial | Hospital | Existing | Space Heating | Natural Gas | Boiler | E10 |  | Codes & Standards Forecast | 0 | 0 | 0 | 0 | 0 | 0 | 0 | 0 | 0 | 0 | 0 | 0 | 0 | 0 | 0 | 0 | 0 | 0 | 0 | 0 | 0 | 0 | 0 | 0 | 0 | 0 | 0 | 0 | 0 | 0 | 0 | 0 | 0
Commercial_Hospital_Existing_Space Heating_Natural Gas_Unit Heater_E1_Codes & Standards Forecast | Commercial | Hospital | Existing | Space Heating | Natural Gas | Unit Heater | E1 |  | Codes & Standards Forecast | 0 | 0 | 0 | 0 | 0 | 0 | 0 | 0 | 0 | 0 | 0 | 0 | 0 | 0 | 0 | 0 | 0 | 0 | 0 | 0 | 0 | 0 | 0 | 0 | 0 | 0 | 0 | 0 | 0 | 0 | 0 | 0 | 0
Commercial_Hospital_Existing_Space Heating_Natural Gas_Unit Heater_E2_Codes & Standards Forecast | Commercial | Hospital | Existing | Space Heating | Natural Gas | Unit Heater | E2 |  | Codes & Standards Forecast | 0 | 0 | 0 | 0 | 0 | 0 | 0 | 0 | 0 | 0 | 0 | 0 | 0 | 0 | 0 | 0 | 0 | 0 | 0 | 0 | 0 | 0 | 0 | 0 | 0 | 0 | 0 | 0 | 0 | 0 | 0 | 0 | 0
Commercial_Hospital_Existing_Space Heating_Natural Gas_Unit Heater_E3_Codes & Standards Forecast | Commercial | Hospital | Existing | Space Heating | Natural Gas | Unit Heater | E3 |  | Codes & Standards Forecast | 0 | 0 | 0 | 0 | 0 | 0 | 0 | 0 | 0 | 0 | 0 | 0 | 0 | 0 | 0 | 0 | 0 | 0 | 0 | 0 | 0 | 0 | 0 | 0 | 0 | 0 | 0 | 0 | 0 | 0 | 0 | 0 | 0
Commercial_Hospital_Existing_Space Heating_Natural Gas_Unit Heater_E4_Codes & Standards Forecast | Commercial | Hospital | Existing | Space Heating | Natural Gas | Unit Heater | E4 |  | Codes & Standards Forecast | 0 | 0 | 0 | 0 | 0 | 0 | 0 | 0 | 0 | 0 | 0 | 0 | 0 | 0 | 0 | 0 | 0 | 0 | 0 | 0 | 0 | 0 | 0 | 0 | 0 | 0 | 0 | 0 | 0 | 0 | 0 | 0 | 0
Commercial_Hospital_Existing_Space Heating_Natural Gas_Unit Heater_E5_Codes & Standards Forecast | Commercial | Hospital | Existing | Space Heating | Natural Gas | Unit Heater | E5 |  | Codes & Standards Forecast | 0 | 0 | 0 | 0 | 0 | 0 | 0 | 0 | 0 | 0 | 0 | 0 | 0 | 0 | 0 | 0 | 0 | 0 | 0 | 0 | 0 | 0 | 0 | 0 | 0 | 0 | 0 | 0 | 0 | 0 | 0 | 0 | 0
Commercial_Hospital_Existing_Space Heating_Natural Gas_Unit Heater_E6_Codes & Standards Forecast | Commercial | Hospital | Existing | Space Heating | Natural Gas | Unit Heater | E6 |  | Codes & Standards Forecast | 0 | 0 | 0 | 0 | 0 | 0 | 0 | 0 | 0 | 0 | 0 | 0 | 0 | 0 | 0 | 0 | 0 | 0 | 0 | 0 | 0 | 0 | 0 | 0 | 0 | 0 | 0 | 0 | 0 | 0 | 0 | 0 | 0
Commercial_Hospital_Existing_Space Heating_Natural Gas_Unit Heater_E7_Codes & Standards Forecast | Commercial | Hospital | Existing | Space Heating | Natural Gas | Unit Heater | E7 |  | Codes & Standards Forecast | 0 | 0 | 0 | 0 | 0 | 0 | 0 | 0 | 0 | 0 | 0 | 0 | 0 | 0 | 0 | 0 | 0 | 0 | 0 | 0 | 0 | 0 | 0 | 0 | 0 | 0 | 0 | 0 | 0 | 0 | 0 | 0 | 0
Commercial_Hospital_Existing_Space Heating_Natural Gas_Unit Heater_E8_Codes & Standards Forecast | Commercial | Hospital | Existing | Space Heating | Natural Gas | Unit Heater | E8 |  | Codes & Standards Forecast | 0 | 0 | 0 | 0 | 0 | 0 | 0 | 0 | 0 | 0 | 0 | 0 | 0 | 0 | 0 | 0 | 0 | 0 | 0 | 0 | 0 | 0 | 0 | 0 | 0 | 0 | 0 | 0 | 0 | 0 | 0 | 0 | 0
Commercial_Hospital_Existing_Space Heating_Natural Gas_Unit Heater_E9_Codes & Standards Forecast | Commercial | Hospital | Existing | Space Heating | Natural Gas | Unit Heater | E9 |  | Codes & Standards Forecast | 0 | 0 | 0 | 0 | 0 | 0 | 0 | 0 | 0 | 0 | 0 | 0 | 0 | 0 | 0 | 0 | 0 | 0 | 0 | 0 | 0 | 0 | 0 | 0 | 0 | 0 | 0 | 0 | 0 | 0 | 0 | 0 | 0
Commercial_Hospital_Existing_Space Heating_Natural Gas_Unit Heater_E10_Codes & Standards Forecast | Commercial | Hospital | Existing | Space Heating | Natural Gas | Unit Heater | E10 |  | Codes & Standards Forecast | 0 | 0 | 0 | 0 | 0 | 0 | 0 | 0 | 0 | 0 | 0 | 0 | 0 | 0 | 0 | 0 | 0 | 0 | 0 | 0 | 0 | 0 | 0 | 0 | 0 | 0 | 0 | 0 | 0 | 0 | 0 | 0 | 0
Commercial_Hospital_Existing_Water Heating_Natural Gas_Water Heater_E1_Codes & Standards Forecast | Commercial | Hospital | Existing | Water Heating | Natural Gas | Water Heater | E1 |  | Codes & Standards Forecast | 0 | 87903.9537 | 113690.7606 | 133843.8222 | 149566.1765 | 161678.8104 | 171069.2272 | 178377.8827 | 184044.5109 | 188357.7985 | 166577.3906 | 154135.7095 | 148079.4142 | 146273.4921 | 147187.5133 | 171028.1565 | 176476.3041 | 180592.7529 | 183649.6479 | 181095.3456 | 176023.597 | 170300.5519 | 164977.945 | 160578.0446 | 155265.7491 | 154309.3633 | 155858.16 | 158686.2649 | 161097.0957 | 167603.4357 | 167244.5838 | 165618.117 | 163229.1525
Commercial_Hospital_Existing_Water Heating_Natural Gas_Water Heater_E2_Codes & Standards Forecast | Commercial | Hospital | Existing | Water Heating | Natural Gas | Water Heater | E2 |  | Codes & Standards Forecast | 0 | 0 | 0 | 0 | 0 | 0 | 0 | 0 | 0 | 0 | 0 | 0 | 0 | 0 | 0 | 0 | 0 | 0 | 0 | 0 | 0 | 0 | 0 | 0 | 0 | 0 | 0 | 0 | 0 | 0 | 0 | 0 | 0
Commercial_Hospital_Existing_Water Heating_Natural Gas_Water Heater_E3_Codes & Standards Forecast | Commercial | Hospital | Existing | Water Heating | Natural Gas | Water Heater | E3 |  | Codes & Standards Forecast | 0 | 0 | 0 | 0 | 0 | 0 | 0 | 0 | 0 | 0 | 0 | 0 | 0 | 0 | 0 | 0 | 0 | 0 | 0 | 0 | 0 | 0 | 0 | 0 | 0 | 0 | 0 | 0 | 0 | 0 | 0 | 0 | 0
Commercial_Hospital_Existing_Water Heating_Natural Gas_Water Heater_E4_Codes & Standards Forecast | Commercial | Hospital | Existing | Water Heating | Natural Gas | Water Heater | E4 |  | Codes & Standards Forecast | 0 | 0 | 0 | 0 | 0 | 0 | 0 | 0 | 0 | 0 | 0 | 0 | 0 | 0 | 0 | 0 | 0 | 0 | 0 | 0 | 0 | 0 | 0 | 0 | 0 | 0 | 0 | 0 | 0 | 0 | 0 | 0 | 0
Commercial_Hospital_Existing_Water Heating_Natural Gas_Water Heater_E5_Codes & Standards Forecast | Commercial | Hospital | Existing | Water Heating | Natural Gas | Water Heater | E5 |  | Codes & Standards Forecast | 0 | 0 | 0 | 0 | 0 | 0 | 0 | 0 | 0 | 0 | 0 | 0 | 0 | 0 | 0 | 0 | 0 | 0 | 0 | 0 | 0 | 0 | 0 | 0 | 0 | 0 | 0 | 0 | 0 | 0 | 0 | 0 | 0
Commercial_Hospital_Existing_Water Heating_Natural Gas_Water Heater_E6_Codes & Standards Forecast | Commercial | Hospital | Existing | Water Heating | Natural Gas | Water Heater | E6 |  | Codes & Standards Forecast | 0 | 0 | 0 | 0 | 0 | 0 | 0 | 0 | 0 | 0 | 0 | 0 | 0 | 0 | 0 | 0 | 0 | 0 | 0 | 0 | 0 | 0 | 0 | 0 | 0 | 0 | 0 | 0 | 0 | 0 | 0 | 0 | 0
Commercial_Hospital_Existing_Water Heating_Natural Gas_Water Heater_E7_Codes & Standards Forecast | Commercial | Hospital | Existing | Water Heating | Natural Gas | Water Heater | E7 |  | Codes & Standards Forecast | 0 | 0 | 0 | 0 | 0 | 0 | 0 | 0 | 0 | 0 | 0 | 0 | 0 | 0 | 0 | 0 | 0 | 0 | 0 | 0 | 0 | 0 | 0 | 0 | 0 | 0 | 0 | 0 | 0 | 0 | 0 | 0 | 0
Commercial_Hospital_Existing_Water Heating_Natural Gas_Water Heater_E8_Codes & Standards Forecast | Commercial | Hospital | Existing | Water Heating | Natural Gas | Water Heater | E8 |  | Codes & Standards Forecast | 0 | 0 | 0 | 0 | 0 | 0 | 0 | 0 | 0 | 0 | 0 | 0 | 0 | 0 | 0 | 0 | 0 | 0 | 0 | 0 | 0 | 0 | 0 | 0 | 0 | 0 | 0 | 0 | 0 | 0 | 0 | 0 | 0
Commercial_Hospital_Existing_Water Heating_Natural Gas_Water Heater_E9_Codes & Standards Forecast | Commercial | Hospital | Existing | Water Heating | Natural Gas | Water Heater | E9 |  | Codes & Standards Forecast | 0 | 0 | 0 | 0 | 0 | 0 | 0 | 0 | 0 | 0 | 0 | 0 | 0 | 0 | 0 | 0 | 0 | 0 | 0 | 0 | 0 | 0 | 0 | 0 | 0 | 0 | 0 | 0 | 0 | 0 | 0 | 0 | 0
Commercial_Hospital_Existing_Water Heating_Natural Gas_Water Heater_E10_Codes & Standards Forecast | Commercial | Hospital | Existing | Water Heating | Natural Gas | Water Heater | E10 |  | Codes & Standards Forecast | 0 | 0 | 0 | 0 | 0 | 0 | 0 | 0 | 0 | 0 | 0 | 0 | 0 | 0 | 0 | 0 | 0 | 0 | 0 | 0 | 0 | 0 | 0 | 0 | 0 | 0 | 0 | 0 | 0 | 0 | 0 | 0 | 0
Commercial_Hospital_Existing_Food Preparation_Natural Gas_Oven_E1_Codes & Standards Forecast | Commercial | Hospital | Existing | Food Preparation | Natural Gas | Oven | E1 |  | Codes & Standards Forecast | 0 | 1787.7953 | 2312.2487 | 2722.1227 | 3041.8848 | 3288.2322 | 3479.215 | 3627.8588 | 3743.107 | 3830.8309 | 3896.376 | 3944.2679 | 3474.6802 | 3199.2234 | 3057.2578 | 3004.8965 | 3010.5731 | 3480.1731 | 3581.7182 | 3658.0784 | 3714.3698 | 3754.6879 | 3782.3223 | 3704.9921 | 3582.9462 | 3452.206 | 3332.8036 | 3234.4359 | 3120.0552 | 3094.0112 | 3119.1276 | 3170.7393 | 3233.038
Commercial_Hospital_Existing_Food Preparation_Natural Gas_Oven_E2_Codes & Standards Forecast | Commercial | Hospital | Existing | Food Preparation | Natural Gas | Oven | E2 |  | Codes & Standards Forecast | 0 | 0 | 0 | 0 | 0 | 0 | 0 | 0 | 0 | 0 | 0 | 0 | 0 | 0 | 0 | 0 | 0 | 0 | 0 | 0 | 0 | 0 | 0 | 0 | 0 | 0 | 0 | 0 | 0 | 0 | 0 | 0 | 0
Commercial_Hospital_Existing_Food Preparation_Natural Gas_Oven_E3_Codes & Standards Forecast | Commercial | Hospital | Existing | Food Preparation | Natural Gas | Oven | E3 |  | Codes & Standards Forecast | 0 | 0 | 0 | 0 | 0 | 0 | 0 | 0 | 0 | 0 | 0 | 0 | 0 | 0 | 0 | 0 | 0 | 0 | 0 | 0 | 0 | 0 | 0 | 0 | 0 | 0 | 0 | 0 | 0 | 0 | 0 | 0 | 0
Commercial_Hospital_Existing_Food Preparation_Natural Gas_Oven_E4_Codes & Standards Forecast | Commercial | Hospital | Existing | Food Preparation | Natural Gas | Oven | E4 |  | Codes & Standards Forecast | 0 | 0 | 0 | 0 | 0 | 0 | 0 | 0 | 0 | 0 | 0 | 0 | 0 | 0 | 0 | 0 | 0 | 0 | 0 | 0 | 0 | 0 | 0 | 0 | 0 | 0 | 0 | 0 | 0 | 0 | 0 | 0 | 0
Commercial_Hospital_Existing_Food Preparation_Natural Gas_Oven_E5_Codes & Standards Forecast | Commercial | Hospital | Existing | Food Preparation | Natural Gas | Oven | E5 |  | Codes & Standards Forecast | 0 | 0 | 0 | 0 | 0 | 0 | 0 | 0 | 0 | 0 | 0 | 0 | 0 | 0 | 0 | 0 | 0 | 0 | 0 | 0 | 0 | 0 | 0 | 0 | 0 | 0 | 0 | 0 | 0 | 0 | 0 | 0 | 0
Commercial_Hospital_Existing_Food Preparation_Natural Gas_Oven_E6_Codes & Standards Forecast | Commercial | Hospital | Existing | Food Preparation | Natural Gas | Oven | E6 |  | Codes & Standards Forecast | 0 | 0 | 0 | 0 | 0 | 0 | 0 | 0 | 0 | 0 | 0 | 0 | 0 | 0 | 0 | 0 | 0 | 0 | 0 | 0 | 0 | 0 | 0 | 0 | 0 | 0 | 0 | 0 | 0 | 0 | 0 | 0 | 0
Commercial_Hospital_Existing_Food Preparation_Natural Gas_Oven_E7_Codes & Standards Forecast | Commercial | Hospital | Existing | Food Preparation | Natural Gas | Oven | E7 |  | Codes & Standards Forecast | 0 | 0 | 0 | 0 | 0 | 0 | 0 | 0 | 0 | 0 | 0 | 0 | 0 | 0 | 0 | 0 | 0 | 0 | 0 | 0 | 0 | 0 | 0 | 0 | 0 | 0 | 0 | 0 | 0 | 0 | 0 | 0 | 0
Commercial_Hospital_Existing_Food Preparation_Natural Gas_Oven_E8_Codes & Standards Forecast | Commercial | Hospital | Existing | Food Preparation | Natural Gas | Oven | E8 |  | Codes & Standards Forecast | 0 | 0 | 0 | 0 | 0 | 0 | 0 | 0 | 0 | 0 | 0 | 0 | 0 | 0 | 0 | 0 | 0 | 0 | 0 | 0 | 0 | 0 | 0 | 0 | 0 | 0 | 0 | 0 | 0 | 0 | 0 | 0 | 0
Commercial_Hospital_Existing_Food Preparation_Natural Gas_Oven_E9_Codes & Standards Forecast | Commercial | Hospital | Existing | Food Preparation | Natural Gas | Oven | E9 |  | Codes & Standards Forecast | 0 | 0 | 0 | 0 | 0 | 0 | 0 | 0 | 0 | 0 | 0 | 0 | 0 | 0 | 0 | 0 | 0 | 0 | 0 | 0 | 0 | 0 | 0 | 0 | 0 | 0 | 0 | 0 | 0 | 0 | 0 | 0 | 0
Commercial_Hospital_Existing_Food Preparation_Natural Gas_Oven_E10_Codes & Standards Forecast | Commercial | Hospital | Existing | Food Preparation | Natural Gas | Oven | E10 |  | Codes & Standards Forecast | 0 | 0 | 0 | 0 | 0 | 0 | 0 | 0 | 0 | 0 | 0 | 0 | 0 | 0 | 0 | 0 | 0 | 0 | 0 | 0 | 0 | 0 | 0 | 0 | 0 | 0 | 0 | 0 | 0 | 0 | 0 | 0 | 0
Commercial_Hospital_Existing_Food Preparation_Natural Gas_Conveyor Oven_E1_Codes & Standards Forecast | Commercial | Hospital | Existing | Food Preparation | Natural Gas | Conveyor Oven | E1 |  | Codes & Standards Forecast | 0 | 630.9866 | 816.0878 | 960.7492 | 1073.6064 | 1160.5525 | 1227.9582 | 1280.4208 | 1321.0966 | 1352.058 | 1375.1915 | 1392.0946 | 1403.9919 | 1411.8755 | 1416.5343 | 1418.6482 | 1418.7455 | 1244.2577 | 1139.1859 | 1082.138 | 1057.5541 | 1054.231 | 1211.3054 | 1242.7682 | 1266.2367 | 1283.3354 | 1295.3651 | 1303.3607 | 1308.1459 | 1310.3765 | 1310.574 | 1309.1536 | 1306.4907
Commercial_Hospital_Existing_Food Preparation_Natural Gas_Conveyor Oven_E2_Codes & Standards Forecast | Commercial | Hospital | Existing | Food Preparation | Natural Gas | Conveyor Oven | E2 |  | Codes & Standards Forecast | 0 | 0 | 0 | 0 | 0 | 0 | 0 | 0 | 0 | 0 | 0 | 0 | 0 | 0 | 0 | 0 | 0 | 0 | 0 | 0 | 0 | 0 | 0 | 0 | 0 | 0 | 0 | 0 | 0 | 0 | 0 | 0 | 0
Commercial_Hospital_Existing_Food Preparation_Natural Gas_Conveyor Oven_E3_Codes & Standards Forecast | Commercial | Hospital | Existing | Food Preparation | Natural Gas | Conveyor Oven | E3 |  | Codes & Standards Forecast | 0 | 0 | 0 | 0 | 0 | 0 | 0 | 0 | 0 | 0 | 0 | 0 | 0 | 0 | 0 | 0 | 0 | 0 | 0 | 0 | 0 | 0 | 0 | 0 | 0 | 0 | 0 | 0 | 0 | 0 | 0 | 0 | 0
Commercial_Hospital_Existing_Food Preparation_Natural Gas_Conveyor Oven_E4_Codes & Standards Forecast | Commercial | Hospital | Existing | Food Preparation | Natural Gas | Conveyor Oven | E4 |  | Codes & Standards Forecast | 0 | 0 | 0 | 0 | 0 | 0 | 0 | 0 | 0 | 0 | 0 | 0 | 0 | 0 | 0 | 0 | 0 | 0 | 0 | 0 | 0 | 0 | 0 | 0 | 0 | 0 | 0 | 0 | 0 | 0 | 0 | 0 | 0
Commercial_Hospital_Existing_Food Preparation_Natural Gas_Conveyor Oven_E5_Codes & Standards Forecast | Commercial | Hospital | Existing | Food Preparation | Natural Gas | Conveyor Oven | E5 |  | Codes & Standards Forecast | 0 | 0 | 0 | 0 | 0 | 0 | 0 | 0 | 0 | 0 | 0 | 0 | 0 | 0 | 0 | 0 | 0 | 0 | 0 | 0 | 0 | 0 | 0 | 0 | 0 | 0 | 0 | 0 | 0 | 0 | 0 | 0 | 0
Commercial_Hospital_Existing_Food Preparation_Natural Gas_Conveyor Oven_E6_Codes & Standards Forecast | Commercial | Hospital | Existing | Food Preparation | Natural Gas | Conveyor Oven | E6 |  | Codes & Standards Forecast | 0 | 0 | 0 | 0 | 0 | 0 | 0 | 0 | 0 | 0 | 0 | 0 | 0 | 0 | 0 | 0 | 0 | 0 | 0 | 0 | 0 | 0 | 0 | 0 | 0 | 0 | 0 | 0 | 0 | 0 | 0 | 0 | 0
Commercial_Hospital_Existing_Food Preparation_Natural Gas_Conveyor Oven_E7_Codes & Standards Forecast | Commercial | Hospital | Existing | Food Preparation | Natural Gas | Conveyor Oven | E7 |  | Codes & Standards Forecast | 0 | 0 | 0 | 0 | 0 | 0 | 0 | 0 | 0 | 0 | 0 | 0 | 0 | 0 | 0 | 0 | 0 | 0 | 0 | 0 | 0 | 0 | 0 | 0 | 0 | 0 | 0 | 0 | 0 | 0 | 0 | 0 | 0
Commercial_Hospital_Existing_Food Preparation_Natural Gas_Conveyor Oven_E8_Codes & Standards Forecast | Commercial | Hospital | Existing | Food Preparation | Natural Gas | Conveyor Oven | E8 |  | Codes & Standards Forecast | 0 | 0 | 0 | 0 | 0 | 0 | 0 | 0 | 0 | 0 | 0 | 0 | 0 | 0 | 0 | 0 | 0 | 0 | 0 | 0 | 0 | 0 | 0 | 0 | 0 | 0 | 0 | 0 | 0 | 0 | 0 | 0 | 0
Commercial_Hospital_Existing_Food Preparation_Natural Gas_Conveyor Oven_E9_Codes & Standards Forecast | Commercial | Hospital | Existing | Food Preparation | Natural Gas | Conveyor Oven | E9 |  | Codes & Standards Forecast | 0 | 0 | 0 | 0 | 0 | 0 | 0 | 0 | 0 | 0 | 0 | 0 | 0 | 0 | 0 | 0 | 0 | 0 | 0 | 0 | 0 | 0 | 0 | 0 | 0 | 0 | 0 | 0 | 0 | 0 | 0 | 0 | 0
Commercial_Hospital_Existing_Food Preparation_Natural Gas_Conveyor Oven_E10_Codes & Standards Forecast | Commercial | Hospital | Existing | Food Preparation | Natural Gas | Conveyor Oven | E10 |  | Codes & Standards Forecast | 0 | 0 | 0 | 0 | 0 | 0 | 0 | 0 | 0 | 0 | 0 | 0 | 0 | 0 | 0 | 0 | 0 | 0 | 0 | 0 | 0 | 0 | 0 | 0 | 0 | 0 | 0 | 0 | 0 | 0 | 0 | 0 | 0
Commercial_Hospital_Existing_Food Preparation_Natural Gas_Double Rack Oven_E1_Codes & Standards Forecast | Commercial | Hospital | Existing | Food Preparation | Natural Gas | Double Rack Oven | E1 |  | Codes & Standards Forecast | 0 | 893.8976 | 1156.1243 | 1361.0614 | 1520.9424 | 1644.1161 | 1739.6075 | 1813.9294 | 1871.5535 | 1915.4154 | 1948.188 | 1972.134 | 1737.3401 | 1599.6117 | 1528.6289 | 1502.4482 | 1505.2865 | 1740.0865 | 1790.8591 | 1829.0392 | 1857.1849 | 1877.3439 | 1891.1611 | 1852.496 | 1791.4731 | 1726.103 | 1666.4018 | 1617.2179 | 1560.0276 | 1547.0056 | 1559.5638 | 1585.3696 | 1616.519
Commercial_Hospital_Existing_Food Preparation_Natural Gas_Double Rack Oven_E2_Codes & Standards Forecast | Commercial | Hospital | Existing | Food Preparation | Natural Gas | Double Rack Oven | E2 |  | Codes & Standards Forecast | 0 | 0 | 0 | 0 | 0 | 0 | 0 | 0 | 0 | 0 | 0 | 0 | 0 | 0 | 0 | 0 | 0 | 0 | 0 | 0 | 0 | 0 | 0 | 0 | 0 | 0 | 0 | 0 | 0 | 0 | 0 | 0 | 0
Commercial_Hospital_Existing_Food Preparation_Natural Gas_Double Rack Oven_E3_Codes & Standards Forecast | Commercial | Hospital | Existing | Food Preparation | Natural Gas | Double Rack Oven | E3 |  | Codes & Standards Forecast | 0 | 0 | 0 | 0 | 0 | 0 | 0 | 0 | 0 | 0 | 0 | 0 | 0 | 0 | 0 | 0 | 0 | 0 | 0 | 0 | 0 | 0 | 0 | 0 | 0 | 0 | 0 | 0 | 0 | 0 | 0 | 0 | 0
Commercial_Hospital_Existing_Food Preparation_Natural Gas_Double Rack Oven_E4_Codes & Standards Forecast | Commercial | Hospital | Existing | Food Preparation | Natural Gas | Double Rack Oven | E4 |  | Codes & Standards Forecast | 0 | 0 | 0 | 0 | 0 | 0 | 0 | 0 | 0 | 0 | 0 | 0 | 0 | 0 | 0 | 0 | 0 | 0 | 0 | 0 | 0 | 0 | 0 | 0 | 0 | 0 | 0 | 0 | 0 | 0 | 0 | 0 | 0
Commercial_Hospital_Existing_Food Preparation_Natural Gas_Double Rack Oven_E5_Codes & Standards Forecast | Commercial | Hospital | Existing | Food Preparation | Natural Gas | Double Rack Oven | E5 |  | Codes & Standards Forecast | 0 | 0 | 0 | 0 | 0 | 0 | 0 | 0 | 0 | 0 | 0 | 0 | 0 | 0 | 0 | 0 | 0 | 0 | 0 | 0 | 0 | 0 | 0 | 0 | 0 | 0 | 0 | 0 | 0 | 0 | 0 | 0 | 0
Commercial_Hospital_Existing_Food Preparation_Natural Gas_Double Rack Oven_E6_Codes & Standards Forecast | Commercial | Hospital | Existing | Food Preparation | Natural Gas | Double Rack Oven | E6 |  | Codes & Standards Forecast | 0 | 0 | 0 | 0 | 0 | 0 | 0 | 0 | 0 | 0 | 0 | 0 | 0 | 0 | 0 | 0 | 0 | 0 | 0 | 0 | 0 | 0 | 0 | 0 | 0 | 0 | 0 | 0 | 0 | 0 | 0 | 0 | 0
Commercial_Hospital_Existing_Food Preparation_Natural Gas_Double Rack Oven_E7_Codes & Standards Forecast | Commercial | Hospital | Existing | Food Preparation | Natural Gas | Double Rack Oven | E7 |  | Codes & Standards Forecast | 0 | 0 | 0 | 0 | 0 | 0 | 0 | 0 | 0 | 0 | 0 | 0 | 0 | 0 | 0 | 0 | 0 | 0 | 0 | 0 | 0 | 0 | 0 | 0 | 0 | 0 | 0 | 0 | 0 | 0 | 0 | 0 | 0
Commercial_Hospital_Existing_Food Preparation_Natural Gas_Double Rack Oven_E8_Codes & Standards Forecast | Commercial | Hospital | Existing | Food Preparation | Natural Gas | Double Rack Oven | E8 |  | Codes & Standards Forecast | 0 | 0 | 0 | 0 | 0 | 0 | 0 | 0 | 0 | 0 | 0 | 0 | 0 | 0 | 0 | 0 | 0 | 0 | 0 | 0 | 0 | 0 | 0 | 0 | 0 | 0 | 0 | 0 | 0 | 0 | 0 | 0 | 0
Commercial_Hospital_Existing_Food Preparation_Natural Gas_Double Rack Oven_E9_Codes & Standards Forecast | Commercial | Hospital | Existing | Food Preparation | Natural Gas | Double Rack Oven | E9 |  | Codes & Standards Forecast | 0 | 0 | 0 | 0 | 0 | 0 | 0 | 0 | 0 | 0 | 0 | 0 | 0 | 0 | 0 | 0 | 0 | 0 | 0 | 0 | 0 | 0 | 0 | 0 | 0 | 0 | 0 | 0 | 0 | 0 | 0 | 0 | 0
Commercial_Hospital_Existing_Food Preparation_Natural Gas_Double Rack Oven_E10_Codes & Standards Forecast | Commercial | Hospital | Existing | Food Preparation | Natural Gas | Double Rack Oven | E10 |  | Codes & Standards Forecast | 0 | 0 | 0 | 0 | 0 | 0 | 0 | 0 | 0 | 0 | 0 | 0 | 0 | 0 | 0 | 0 | 0 | 0 | 0 | 0 | 0 | 0 | 0 | 0 | 0 | 0 | 0 | 0 | 0 | 0 | 0 | 0 | 0
Commercial_Hospital_Existing_Food Preparation_Natural Gas_Fryer_E1_Codes & Standards Forecast | Commercial | Hospital | Existing | Food Preparation | Natural Gas | Fryer | E1 |  | Codes & Standards Forecast | 0 | 42330.8546 | 59662.0432 | 0 | 0 | 0 | 0 | 0 | 0 | 0 | 0 | 0 | 0 | 0 | 0 | 0 | 0 | 0 | 0 | 0 | 0 | 0 | 0 | 0 | 0 | 0 | 0 | 0 | 0 | 0 | 0 | 0 | 0
Commercial_Hospital_Existing_Food Preparation_Natural Gas_Fryer_E2_Codes & Standards Forecast | Commercial | Hospital | Existing | Food Preparation | Natural Gas | Fryer | E2 |  | Codes & Standards Forecast | 0 | 0 | 0 | 72370.7531 | 81653.3962 | 88334.124 | 76063.7999 | 71149.8458 | 70607.5295 | 72484.0223 | 85072.0915 | 85936.3871 | 84395.3477 | 82365.7192 | 80745.7693 | 78315.8749 | 78340.5855 | 78952.3683 | 79454.1664 | 81855.4572 | 80412.3591 | 78794.9877 | 77622.2033 | 76957.0516 | 76856.8958 | 76979.0365 | 76805.3534 | 76362.2906 | 76295.1696 | 75351.4847 | 74631.9941 | 74147.0393 | 73788.7606
Commercial_Hospital_Existing_Food Preparation_Natural Gas_Fryer_E3_Codes & Standards Forecast | Commercial | Hospital | Existing | Food Preparation | Natural Gas | Fryer | E3 |  | Codes & Standards Forecast | 0 | 0 | 0 | 0 | 0 | 0 | 0 | 0 | 0 | 0 | 0 | 0 | 0 | 0 | 0 | 0 | 0 | 0 | 0 | 0 | 0 | 0 | 0 | 0 | 0 | 0 | 0 | 0 | 0 | 0 | 0 | 0 | 0
Commercial_Hospital_Existing_Food Preparation_Natural Gas_Fryer_E4_Codes & Standards Forecast | Commercial | Hospital | Existing | Food Preparation | Natural Gas | Fryer | E4 |  | Codes & Standards Forecast | 0 | 0 | 0 | 0 | 0 | 0 | 0 | 0 | 0 | 0 | 0 | 0 | 0 | 0 | 0 | 0 | 0 | 0 | 0 | 0 | 0 | 0 | 0 | 0 | 0 | 0 | 0 | 0 | 0 | 0 | 0 | 0 | 0
Commercial_Hospital_Existing_Food Preparation_Natural Gas_Fryer_E5_Codes & Standards Forecast | Commercial | Hospital | Existing | Food Preparation | Natural Gas | Fryer | E5 |  | Codes & Standards Forecast | 0 | 0 | 0 | 0 | 0 | 0 | 0 | 0 | 0 | 0 | 0 | 0 | 0 | 0 | 0 | 0 | 0 | 0 | 0 | 0 | 0 | 0 | 0 | 0 | 0 | 0 | 0 | 0 | 0 | 0 | 0 | 0 | 0
Commercial_Hospital_Existing_Food Preparation_Natural Gas_Fryer_E6_Codes & Standards Forecast | Commercial | Hospital | Existing | Food Preparation | Natural Gas | Fryer | E6 |  | Codes & Standards Forecast | 0 | 0 | 0 | 0 | 0 | 0 | 0 | 0 | 0 | 0 | 0 | 0 | 0 | 0 | 0 | 0 | 0 | 0 | 0 | 0 | 0 | 0 | 0 | 0 | 0 | 0 | 0 | 0 | 0 | 0 | 0 | 0 | 0
Commercial_Hospital_Existing_Food Preparation_Natural Gas_Fryer_E7_Codes & Standards Forecast | Commercial | Hospital | Existing | Food Preparation | Natural Gas | Fryer | E7 |  | Codes & Standards Forecast | 0 | 0 | 0 | 0 | 0 | 0 | 0 | 0 | 0 | 0 | 0 | 0 | 0 | 0 | 0 | 0 | 0 | 0 | 0 | 0 | 0 | 0 | 0 | 0 | 0 | 0 | 0 | 0 | 0 | 0 | 0 | 0 | 0
Commercial_Hospital_Existing_Food Preparation_Natural Gas_Fryer_E8_Codes & Standards Forecast | Commercial | Hospital | Existing | Food Preparation | Natural Gas | Fryer | E8 |  | Codes & Standards Forecast | 0 | 0 | 0 | 0 | 0 | 0 | 0 | 0 | 0 | 0 | 0 | 0 | 0 | 0 | 0 | 0 | 0 | 0 | 0 | 0 | 0 | 0 | 0 | 0 | 0 | 0 | 0 | 0 | 0 | 0 | 0 | 0 | 0
Commercial_Hospital_Existing_Food Preparation_Natural Gas_Fryer_E9_Codes & Standards Forecast | Commercial | Hospital | Existing | Food Preparation | Natural Gas | Fryer | E9 |  | Codes & Standards Forecast | 0 | 0 | 0 | 0 | 0 | 0 | 0 | 0 | 0 | 0 | 0 | 0 | 0 | 0 | 0 | 0 | 0 | 0 | 0 | 0 | 0 | 0 | 0 | 0 | 0 | 0 | 0 | 0 | 0 | 0 | 0 | 0 | 0
Commercial_Hospital_Existing_Food Preparation_Natural Gas_Fryer_E10_Codes & Standards Forecast | Commercial | Hospital | Existing | Food Preparation | Natural Gas | Fryer | E10 |  | Codes & Standards Forecast | 0 | 0 | 0 | 0 | 0 | 0 | 0 | 0 | 0 | 0 | 0 | 0 | 0 | 0 | 0 | 0 | 0 | 0 | 0 | 0 | 0 | 0 | 0 | 0 | 0 | 0 | 0 | 0 | 0 | 0 | 0 | 0 | 0
Commercial_Hospital_Existing_Food Preparation_Natural Gas_Broiler_E1_Codes & Standards Forecast | Commercial | Hospital | Existing | Food Preparation | Natural Gas | Broiler | E1 |  | Codes & Standards Forecast | 0 | 4659.1028 | 6025.8602 | 7094.0168 | 7927.3361 | 8569.3324 | 9067.0451 | 9454.4199 | 9754.7637 | 9983.3774 | 10154.1921 | 10279.0012 | 9055.2271 | 8337.37 | 7967.3992 | 7830.9423 | 7845.7359 | 9069.542 | 9334.1746 | 9533.174 | 9679.8727 | 9784.9441 | 9856.961 | 9655.4338 | 9337.375 | 8996.6581 | 8685.4882 | 8429.136 | 8131.053 | 8063.1807 | 8128.6356 | 8263.1387 | 8425.4929
Commercial_Hospital_Existing_Food Preparation_Natural Gas_Broiler_E2_Codes & Standards Forecast | Commercial | Hospital | Existing | Food Preparation | Natural Gas | Broiler | E2 |  | Codes & Standards Forecast | 0 | 0 | 0 | 0 | 0 | 0 | 0 | 0 | 0 | 0 | 0 | 0 | 0 | 0 | 0 | 0 | 0 | 0 | 0 | 0 | 0 | 0 | 0 | 0 | 0 | 0 | 0 | 0 | 0 | 0 | 0 | 0 | 0
Commercial_Hospital_Existing_Food Preparation_Natural Gas_Broiler_E3_Codes & Standards Forecast | Commercial | Hospital | Existing | Food Preparation | Natural Gas | Broiler | E3 |  | Codes & Standards Forecast | 0 | 0 | 0 | 0 | 0 | 0 | 0 | 0 | 0 | 0 | 0 | 0 | 0 | 0 | 0 | 0 | 0 | 0 | 0 | 0 | 0 | 0 | 0 | 0 | 0 | 0 | 0 | 0 | 0 | 0 | 0 | 0 | 0
Commercial_Hospital_Existing_Food Preparation_Natural Gas_Broiler_E4_Codes & Standards Forecast | Commercial | Hospital | Existing | Food Preparation | Natural Gas | Broiler | E4 |  | Codes & Standards Forecast | 0 | 0 | 0 | 0 | 0 | 0 | 0 | 0 | 0 | 0 | 0 | 0 | 0 | 0 | 0 | 0 | 0 | 0 | 0 | 0 | 0 | 0 | 0 | 0 | 0 | 0 | 0 | 0 | 0 | 0 | 0 | 0 | 0
Commercial_Hospital_Existing_Food Preparation_Natural Gas_Broiler_E5_Codes & Standards Forecast | Commercial | Hospital | Existing | Food Preparation | Natural Gas | Broiler | E5 |  | Codes & Standards Forecast | 0 | 0 | 0 | 0 | 0 | 0 | 0 | 0 | 0 | 0 | 0 | 0 | 0 | 0 | 0 | 0 | 0 | 0 | 0 | 0 | 0 | 0 | 0 | 0 | 0 | 0 | 0 | 0 | 0 | 0 | 0 | 0 | 0
Commercial_Hospital_Existing_Food Preparation_Natural Gas_Broiler_E6_Codes & Standards Forecast | Commercial | Hospital | Existing | Food Preparation | Natural Gas | Broiler | E6 |  | Codes & Standards Forecast | 0 | 0 | 0 | 0 | 0 | 0 | 0 | 0 | 0 | 0 | 0 | 0 | 0 | 0 | 0 | 0 | 0 | 0 | 0 | 0 | 0 | 0 | 0 | 0 | 0 | 0 | 0 | 0 | 0 | 0 | 0 | 0 | 0
Commercial_Hospital_Existing_Food Preparation_Natural Gas_Broiler_E7_Codes & Standards Forecast | Commercial | Hospital | Existing | Food Preparation | Natural Gas | Broiler | E7 |  | Codes & Standards Forecast | 0 | 0 | 0 | 0 | 0 | 0 | 0 | 0 | 0 | 0 | 0 | 0 | 0 | 0 | 0 | 0 | 0 | 0 | 0 | 0 | 0 | 0 | 0 | 0 | 0 | 0 | 0 | 0 | 0 | 0 | 0 | 0 | 0
Commercial_Hospital_Existing_Food Preparation_Natural Gas_Broiler_E8_Codes & Standards Forecast | Commercial | Hospital | Existing | Food Preparation | Natural Gas | Broiler | E8 |  | Codes & Standards Forecast | 0 | 0 | 0 | 0 | 0 | 0 | 0 | 0 | 0 | 0 | 0 | 0 | 0 | 0 | 0 | 0 | 0 | 0 | 0 | 0 | 0 | 0 | 0 | 0 | 0 | 0 | 0 | 0 | 0 | 0 | 0 | 0 | 0
Commercial_Hospital_Existing_Food Preparation_Natural Gas_Broiler_E9_Codes & Standards Forecast | Commercial | Hospital | Existing | Food Preparation | Natural Gas | Broiler | E9 |  | Codes & Standards Forecast | 0 | 0 | 0 | 0 | 0 | 0 | 0 | 0 | 0 | 0 | 0 | 0 | 0 | 0 | 0 | 0 | 0 | 0 | 0 | 0 | 0 | 0 | 0 | 0 | 0 | 0 | 0 | 0 | 0 | 0 | 0 | 0 | 0
Commercial_Hospital_Existing_Food Preparation_Natural Gas_Broiler_E10_Codes & Standards Forecast | Commercial | Hospital | Existing | Food Preparation | Natural Gas | Broiler | E10 |  | Codes & Standards Forecast | 0 | 0 | 0 | 0 | 0 | 0 | 0 | 0 | 0 | 0 | 0 | 0 | 0 | 0 | 0 | 0 | 0 | 0 | 0 | 0 | 0 | 0 | 0 | 0 | 0 | 0 | 0 | 0 | 0 | 0 | 0 | 0 | 0
Commercial_Hospital_Existing_Food Preparation_Natural Gas_Griddle_E1_Codes & Standards Forecast | Commercial | Hospital | Existing | Food Preparation | Natural Gas | Griddle | E1 |  | Codes & Standards Forecast | 0 | 4659.1028 | 6025.8602 | 7094.0168 | 7927.3361 | 8569.3324 | 9067.0451 | 9454.4199 | 9754.7637 | 9983.3774 | 10154.1921 | 10279.0012 | 9055.2271 | 8337.37 | 7967.3992 | 7830.9423 | 7845.7359 | 9069.542 | 9334.1746 | 9533.174 | 9679.8727 | 9784.9441 | 9856.961 | 9655.4338 | 9337.375 | 8996.6581 | 8685.4882 | 8429.136 | 8131.053 | 8063.1807 | 8128.6356 | 8263.1387 | 8425.4929
Commercial_Hospital_Existing_Food Preparation_Natural Gas_Griddle_E2_Codes & Standards Forecast | Commercial | Hospital | Existing | Food Preparation | Natural Gas | Griddle | E2 |  | Codes & Standards Forecast | 0 | 0 | 0 | 0 | 0 | 0 | 0 | 0 | 0 | 0 | 0 | 0 | 0 | 0 | 0 | 0 | 0 | 0 | 0 | 0 | 0 | 0 | 0 | 0 | 0 | 0 | 0 | 0 | 0 | 0 | 0 | 0 | 0
Commercial_Hospital_Existing_Food Preparation_Natural Gas_Griddle_E3_Codes & Standards Forecast | Commercial | Hospital | Existing | Food Preparation | Natural Gas | Griddle | E3 |  | Codes & Standards Forecast | 0 | 0 | 0 | 0 | 0 | 0 | 0 | 0 | 0 | 0 | 0 | 0 | 0 | 0 | 0 | 0 | 0 | 0 | 0 | 0 | 0 | 0 | 0 | 0 | 0 | 0 | 0 | 0 | 0 | 0 | 0 | 0 | 0
Commercial_Hospital_Existing_Food Preparation_Natural Gas_Griddle_E4_Codes & Standards Forecast | Commercial | Hospital | Existing | Food Preparation | Natural Gas | Griddle | E4 |  | Codes & Standards Forecast | 0 | 0 | 0 | 0 | 0 | 0 | 0 | 0 | 0 | 0 | 0 | 0 | 0 | 0 | 0 | 0 | 0 | 0 | 0 | 0 | 0 | 0 | 0 | 0 | 0 | 0 | 0 | 0 | 0 | 0 | 0 | 0 | 0
Commercial_Hospital_Existing_Food Preparation_Natural Gas_Griddle_E5_Codes & Standards Forecast | Commercial | Hospital | Existing | Food Preparation | Natural Gas | Griddle | E5 |  | Codes & Standards Forecast | 0 | 0 | 0 | 0 | 0 | 0 | 0 | 0 | 0 | 0 | 0 | 0 | 0 | 0 | 0 | 0 | 0 | 0 | 0 | 0 | 0 | 0 | 0 | 0 | 0 | 0 | 0 | 0 | 0 | 0 | 0 | 0 | 0
Commercial_Hospital_Existing_Food Preparation_Natural Gas_Griddle_E6_Codes & Standards Forecast | Commercial | Hospital | Existing | Food Preparation | Natural Gas | Griddle | E6 |  | Codes & Standards Forecast | 0 | 0 | 0 | 0 | 0 | 0 | 0 | 0 | 0 | 0 | 0 | 0 | 0 | 0 | 0 | 0 | 0 | 0 | 0 | 0 | 0 | 0 | 0 | 0 | 0 | 0 | 0 | 0 | 0 | 0 | 0 | 0 | 0
Commercial_Hospital_Existing_Food Preparation_Natural Gas_Griddle_E7_Codes & Standards Forecast | Commercial | Hospital | Existing | Food Preparation | Natural Gas | Griddle | E7 |  | Codes & Standards Forecast | 0 | 0 | 0 | 0 | 0 | 0 | 0 | 0 | 0 | 0 | 0 | 0 | 0 | 0 | 0 | 0 | 0 | 0 | 0 | 0 | 0 | 0 | 0 | 0 | 0 | 0 | 0 | 0 | 0 | 0 | 0 | 0 | 0
Commercial_Hospital_Existing_Food Preparation_Natural Gas_Griddle_E8_Codes & Standards Forecast | Commercial | Hospital | Existing | Food Preparation | Natural Gas | Griddle | E8 |  | Codes & Standards Forecast | 0 | 0 | 0 | 0 | 0 | 0 | 0 | 0 | 0 | 0 | 0 | 0 | 0 | 0 | 0 | 0 | 0 | 0 | 0 | 0 | 0 | 0 | 0 | 0 | 0 | 0 | 0 | 0 | 0 | 0 | 0 | 0 | 0
Commercial_Hospital_Existing_Food Preparation_Natural Gas_Griddle_E9_Codes & Standards Forecast | Commercial | Hospital | Existing | Food Preparation | Natural Gas | Griddle | E9 |  | Codes & Standards Forecast | 0 | 0 | 0 | 0 | 0 | 0 | 0 | 0 | 0 | 0 | 0 | 0 | 0 | 0 | 0 | 0 | 0 | 0 | 0 | 0 | 0 | 0 | 0 | 0 | 0 | 0 | 0 | 0 | 0 | 0 | 0 | 0 | 0
Commercial_Hospital_Existing_Food Preparation_Natural Gas_Griddle_E10_Codes & Standards Forecast | Commercial | Hospital | Existing | Food Preparation | Natural Gas | Griddle | E10 |  | Codes & Standards Forecast | 0 | 0 | 0 | 0 | 0 | 0 | 0 | 0 | 0 | 0 | 0 | 0 | 0 | 0 | 0 | 0 | 0 | 0 | 0 | 0 | 0 | 0 | 0 | 0 | 0 | 0 | 0 | 0 | 0 | 0 | 0 | 0 | 0
Commercial_Hospital_Existing_Food Preparation_Natural Gas_Range_E1_Codes & Standards Forecast | Commercial | Hospital | Existing | Food Preparation | Natural Gas | Range | E1 |  | Codes & Standards Forecast | 0 | 23635.602 | 30569.1548 | 35987.907 | 40215.3313 | 43472.1745 | 45997.0684 | 47962.2186 | 49485.8607 | 50645.6168 | 44789.304 | 41443.9866 | 39815.5709 | 39329.9948 | 39575.7567 | 45986.0253 | 47450.9224 | 48557.7526 | 49379.69 | 48692.8896 | 47329.1986 | 45790.3871 | 44359.2453 | 43176.2007 | 41747.8315 | 41490.6787 | 41907.1189 | 42667.5393 | 43315.7631 | 45065.1869 | 44968.6988 | 44531.3747 | 43889.0303
Commercial_Hospital_Existing_Food Preparation_Natural Gas_Range_E2_Codes & Standards Forecast | Commercial | Hospital | Existing | Food Preparation | Natural Gas | Range | E2 |  | Codes & Standards Forecast | 0 | 0 | 0 | 0 | 0 | 0 | 0 | 0 | 0 | 0 | 0 | 0 | 0 | 0 | 0 | 0 | 0 | 0 | 0 | 0 | 0 | 0 | 0 | 0 | 0 | 0 | 0 | 0 | 0 | 0 | 0 | 0 | 0
Commercial_Hospital_Existing_Food Preparation_Natural Gas_Range_E3_Codes & Standards Forecast | Commercial | Hospital | Existing | Food Preparation | Natural Gas | Range | E3 |  | Codes & Standards Forecast | 0 | 0 | 0 | 0 | 0 | 0 | 0 | 0 | 0 | 0 | 0 | 0 | 0 | 0 | 0 | 0 | 0 | 0 | 0 | 0 | 0 | 0 | 0 | 0 | 0 | 0 | 0 | 0 | 0 | 0 | 0 | 0 | 0
Commercial_Hospital_Existing_Food Preparation_Natural Gas_Range_E4_Codes & Standards Forecast | Commercial | Hospital | Existing | Food Preparation | Natural Gas | Range | E4 |  | Codes & Standards Forecast | 0 | 0 | 0 | 0 | 0 | 0 | 0 | 0 | 0 | 0 | 0 | 0 | 0 | 0 | 0 | 0 | 0 | 0 | 0 | 0 | 0 | 0 | 0 | 0 | 0 | 0 | 0 | 0 | 0 | 0 | 0 | 0 | 0
Commercial_Hospital_Existing_Food Preparation_Natural Gas_Range_E5_Codes & Standards Forecast | Commercial | Hospital | Existing | Food Preparation | Natural Gas | Range | E5 |  | Codes & Standards Forecast | 0 | 0 | 0 | 0 | 0 | 0 | 0 | 0 | 0 | 0 | 0 | 0 | 0 | 0 | 0 | 0 | 0 | 0 | 0 | 0 | 0 | 0 | 0 | 0 | 0 | 0 | 0 | 0 | 0 | 0 | 0 | 0 | 0
Commercial_Hospital_Existing_Food Preparation_Natural Gas_Range_E6_Codes & Standards Forecast | Commercial | Hospital | Existing | Food Preparation | Natural Gas | Range | E6 |  | Codes & Standards Forecast | 0 | 0 | 0 | 0 | 0 | 0 | 0 | 0 | 0 | 0 | 0 | 0 | 0 | 0 | 0 | 0 | 0 | 0 | 0 | 0 | 0 | 0 | 0 | 0 | 0 | 0 | 0 | 0 | 0 | 0 | 0 | 0 | 0
Commercial_Hospital_Existing_Food Preparation_Natural Gas_Range_E7_Codes & Standards Forecast | Commercial | Hospital | Existing | Food Preparation | Natural Gas | Range | E7 |  | Codes & Standards Forecast | 0 | 0 | 0 | 0 | 0 | 0 | 0 | 0 | 0 | 0 | 0 | 0 | 0 | 0 | 0 | 0 | 0 | 0 | 0 | 0 | 0 | 0 | 0 | 0 | 0 | 0 | 0 | 0 | 0 | 0 | 0 | 0 | 0
Commercial_Hospital_Existing_Food Preparation_Natural Gas_Range_E8_Codes & Standards Forecast | Commercial | Hospital | Existing | Food Preparation | Natural Gas | Range | E8 |  | Codes & Standards Forecast | 0 | 0 | 0 | 0 | 0 | 0 | 0 | 0 | 0 | 0 | 0 | 0 | 0 | 0 | 0 | 0 | 0 | 0 | 0 | 0 | 0 | 0 | 0 | 0 | 0 | 0 | 0 | 0 | 0 | 0 | 0 | 0 | 0
Commercial_Hospital_Existing_Food Preparation_Natural Gas_Range_E9_Codes & Standards Forecast | Commercial | Hospital | Existing | Food Preparation | Natural Gas | Range | E9 |  | Codes & Standards Forecast | 0 | 0 | 0 | 0 | 0 | 0 | 0 | 0 | 0 | 0 | 0 | 0 | 0 | 0 | 0 | 0 | 0 | 0 | 0 | 0 | 0 | 0 | 0 | 0 | 0 | 0 | 0 | 0 | 0 | 0 | 0 | 0 | 0
Commercial_Hospital_Existing_Food Preparation_Natural Gas_Range_E10_Codes & Standards Forecast | Commercial | Hospital | Existing | Food Preparation | Natural Gas | Range | E10 |  | Codes & Standards Forecast | 0 | 0 | 0 | 0 | 0 | 0 | 0 | 0 | 0 | 0 | 0 | 0 | 0 | 0 | 0 | 0 | 0 | 0 | 0 | 0 | 0 | 0 | 0 | 0 | 0 | 0 | 0 | 0 | 0 | 0 | 0 | 0 | 0
Commercial_Hospital_Existing_Food Preparation_Natural Gas_Steamer_E1_Codes & Standards Forecast | Commercial | Hospital | Existing | Food Preparation | Natural Gas | Steamer | E1 |  | Codes & Standards Forecast | 0 | 2404.9249 | 2724.9359 | 0 | 0 | 0 | 0 | 0 | 0 | 0 | 0 | 0 | 0 | 0 | 0 | 0 | 0 | 0 | 0 | 0 | 0 | 0 | 0 | 0 | 0 | 0 | 0 | 0 | 0 | 0 | 0 | 0 | 0
Commercial_Hospital_Existing_Food Preparation_Natural Gas_Steamer_E2_Codes & Standards Forecast | Commercial | Hospital | Existing | Food Preparation | Natural Gas | Steamer | E2 |  | Codes & Standards Forecast | 0 | 0 | 0 | 3001.5738 | 3241.6017 | 3447.5057 | 3626.6165 | 3783.641 | 3921.2027 | 4040.3804 | 3826.2672 | 3670.7185 | 3562.5772 | 3492.5446 | 3452.8378 | 3437.0841 | 3439.9418 | 3456.9893 | 3484.5564 | 4155.6191 | 4155.1505 | 4132.3327 | 4095.0748 | 4049.3771 | 3999.7327 | 3949.4002 | 3900.7169 | 3855.2717 | 3792.8321 | 3753.4117 | 3728.9777 | 3713.7419 | 3703.7585
Commercial_Hospital_Existing_Food Preparation_Natural Gas_Steamer_E3_Codes & Standards Forecast | Commercial | Hospital | Existing | Food Preparation | Natural Gas | Steamer | E3 |  | Codes & Standards Forecast | 0 | 0 | 0 | 0 | 0 | 0 | 0 | 0 | 0 | 0 | 0 | 0 | 0 | 0 | 0 | 0 | 0 | 0 | 0 | 0 | 0 | 0 | 0 | 0 | 0 | 0 | 0 | 0 | 0 | 0 | 0 | 0 | 0
Commercial_Hospital_Existing_Food Preparation_Natural Gas_Steamer_E4_Codes & Standards Forecast | Commercial | Hospital | Existing | Food Preparation | Natural Gas | Steamer | E4 |  | Codes & Standards Forecast | 0 | 0 | 0 | 0 | 0 | 0 | 0 | 0 | 0 | 0 | 0 | 0 | 0 | 0 | 0 | 0 | 0 | 0 | 0 | 0 | 0 | 0 | 0 | 0 | 0 | 0 | 0 | 0 | 0 | 0 | 0 | 0 | 0
Commercial_Hospital_Existing_Food Preparation_Natural Gas_Steamer_E5_Codes & Standards Forecast | Commercial | Hospital | Existing | Food Preparation | Natural Gas | Steamer | E5 |  | Codes & Standards Forecast | 0 | 0 | 0 | 0 | 0 | 0 | 0 | 0 | 0 | 0 | 0 | 0 | 0 | 0 | 0 | 0 | 0 | 0 | 0 | 0 | 0 | 0 | 0 | 0 | 0 | 0 | 0 | 0 | 0 | 0 | 0 | 0 | 0
Commercial_Hospital_Existing_Food Preparation_Natural Gas_Steamer_E6_Codes & Standards Forecast | Commercial | Hospital | Existing | Food Preparation | Natural Gas | Steamer | E6 |  | Codes & Standards Forecast | 0 | 0 | 0 | 0 | 0 | 0 | 0 | 0 | 0 | 0 | 0 | 0 | 0 | 0 | 0 | 0 | 0 | 0 | 0 | 0 | 0 | 0 | 0 | 0 | 0 | 0 | 0 | 0 | 0 | 0 | 0 | 0 | 0
Commercial_Hospital_Existing_Food Preparation_Natural Gas_Steamer_E7_Codes & Standards Forecast | Commercial | Hospital | Existing | Food Preparation | Natural Gas | Steamer | E7 |  | Codes & Standards Forecast | 0 | 0 | 0 | 0 | 0 | 0 | 0 | 0 | 0 | 0 | 0 | 0 | 0 | 0 | 0 | 0 | 0 | 0 | 0 | 0 | 0 | 0 | 0 | 0 | 0 | 0 | 0 | 0 | 0 | 0 | 0 | 0 | 0
Commercial_Hospital_Existing_Food Preparation_Natural Gas_Steamer_E8_Codes & Standards Forecast | Commercial | Hospital | Existing | Food Preparation | Natural Gas | Steamer | E8 |  | Codes & Standards Forecast | 0 | 0 | 0 | 0 | 0 | 0 | 0 | 0 | 0 | 0 | 0 | 0 | 0 | 0 | 0 | 0 | 0 | 0 | 0 | 0 | 0 | 0 | 0 | 0 | 0 | 0 | 0 | 0 | 0 | 0 | 0 | 0 | 0
Commercial_Hospital_Existing_Food Preparation_Natural Gas_Steamer_E9_Codes & Standards Forecast | Commercial | Hospital | Existing | Food Preparation | Natural Gas | Steamer | E9 |  | Codes & Standards Forecast | 0 | 0 | 0 | 0 | 0 | 0 | 0 | 0 | 0 | 0 | 0 | 0 | 0 | 0 | 0 | 0 | 0 | 0 | 0 | 0 | 0 | 0 | 0 | 0 | 0 | 0 | 0 | 0 | 0 | 0 | 0 | 0 | 0
Commercial_Hospital_Existing_Food Preparation_Natural Gas_Steamer_E10_Codes & Standards Forecast | Commercial | Hospital | Existing | Food Preparation | Natural Gas | Steamer | E10 |  | Codes & Standards Forecast | 0 | 0 | 0 | 0 | 0 | 0 | 0 | 0 | 0 | 0 | 0 | 0 | 0 | 0 | 0 | 0 | 0 | 0 | 0 | 0 | 0 | 0 | 0 | 0 | 0 | 0 | 0 | 0 | 0 | 0 | 0 | 0 | 0
Commercial_Hospital_Existing_Food Preparation_Natural Gas_Food Prep Other_E1_Codes & Standards Forecast | Commercial | Hospital | Existing | Food Preparation | Natural Gas | Food Prep Other | E1 |  | Codes & Standards Forecast | 0 | 0 | 0 | 0 | 0 | 0 | 0 | 0 | 0 | 0 | 0 | 0 | 0 | 0 | 0 | 0 | 0 | 0 | 0 | 0 | 0 | 0 | 0 | 0 | 0 | 0 | 0 | 0 | 0 | 0 | 0 | 0 | 0
Commercial_Hospital_Existing_Food Preparation_Natural Gas_Food Prep Other_E2_Codes & Standards Forecast | Commercial | Hospital | Existing | Food Preparation | Natural Gas | Food Prep Other | E2 |  | Codes & Standards Forecast | 0 | 0 | 0 | 0 | 0 | 0 | 0 | 0 | 0 | 0 | 0 | 0 | 0 | 0 | 0 | 0 | 0 | 0 | 0 | 0 | 0 | 0 | 0 | 0 | 0 | 0 | 0 | 0 | 0 | 0 | 0 | 0 | 0
Commercial_Hospital_Existing_Food Preparation_Natural Gas_Food Prep Other_E3_Codes & Standards Forecast | Commercial | Hospital | Existing | Food Preparation | Natural Gas | Food Prep Other | E3 |  | Codes & Standards Forecast | 0 | 0 | 0 | 0 | 0 | 0 | 0 | 0 | 0 | 0 | 0 | 0 | 0 | 0 | 0 | 0 | 0 | 0 | 0 | 0 | 0 | 0 | 0 | 0 | 0 | 0 | 0 | 0 | 0 | 0 | 0 | 0 | 0
Commercial_Hospital_Existing_Food Preparation_Natural Gas_Food Prep Other_E4_Codes & Standards Forecast | Commercial | Hospital | Existing | Food Preparation | Natural Gas | Food Prep Other | E4 |  | Codes & Standards Forecast | 0 | 0 | 0 | 0 | 0 | 0 | 0 | 0 | 0 | 0 | 0 | 0 | 0 | 0 | 0 | 0 | 0 | 0 | 0 | 0 | 0 | 0 | 0 | 0 | 0 | 0 | 0 | 0 | 0 | 0 | 0 | 0 | 0
Commercial_Hospital_Existing_Food Preparation_Natural Gas_Food Prep Other_E5_Codes & Standards Forecast | Commercial | Hospital | Existing | Food Preparation | Natural Gas | Food Prep Other | E5 |  | Codes & Standards Forecast | 0 | 0 | 0 | 0 | 0 | 0 | 0 | 0 | 0 | 0 | 0 | 0 | 0 | 0 | 0 | 0 | 0 | 0 | 0 | 0 | 0 | 0 | 0 | 0 | 0 | 0 | 0 | 0 | 0 | 0 | 0 | 0 | 0
Commercial_Hospital_Existing_Food Preparation_Natural Gas_Food Prep Other_E6_Codes & Standards Forecast | Commercial | Hospital | Existing | Food Preparation | Natural Gas | Food Prep Other | E6 |  | Codes & Standards Forecast | 0 | 0 | 0 | 0 | 0 | 0 | 0 | 0 | 0 | 0 | 0 | 0 | 0 | 0 | 0 | 0 | 0 | 0 | 0 | 0 | 0 | 0 | 0 | 0 | 0 | 0 | 0 | 0 | 0 | 0 | 0 | 0 | 0
Commercial_Hospital_Existing_Food Preparation_Natural Gas_Food Prep Other_E7_Codes & Standards Forecast | Commercial | Hospital | Existing | Food Preparation | Natural Gas | Food Prep Other | E7 |  | Codes & Standards Forecast | 0 | 0 | 0 | 0 | 0 | 0 | 0 | 0 | 0 | 0 | 0 | 0 | 0 | 0 | 0 | 0 | 0 | 0 | 0 | 0 | 0 | 0 | 0 | 0 | 0 | 0 | 0 | 0 | 0 | 0 | 0 | 0 | 0
Commercial_Hospital_Existing_Food Preparation_Natural Gas_Food Prep Other_E8_Codes & Standards Forecast | Commercial | Hospital | Existing | Food Preparation | Natural Gas | Food Prep Other | E8 |  | Codes & Standards Forecast | 0 | 0 | 0 | 0 | 0 | 0 | 0 | 0 | 0 | 0 | 0 | 0 | 0 | 0 | 0 | 0 | 0 | 0 | 0 | 0 | 0 | 0 | 0 | 0 | 0 | 0 | 0 | 0 | 0 | 0 | 0 | 0 | 0
Commercial_Hospital_Existing_Food Preparation_Natural Gas_Food Prep Other_E9_Codes & Standards Forecast | Commercial | Hospital | Existing | Food Preparation | Natural Gas | Food Prep Other | E9 |  | Codes & Standards Forecast | 0 | 0 | 0 | 0 | 0 | 0 | 0 | 0 | 0 | 0 | 0 | 0 | 0 | 0 | 0 | 0 | 0 | 0 | 0 | 0 | 0 | 0 | 0 | 0 | 0 | 0 | 0 | 0 | 0 | 0 | 0 | 0 | 0
Commercial_Hospital_Existing_Food Preparation_Natural Gas_Food Prep Other_E10_Codes & Standards Forecast | Commercial | Hospital | Existing | Food Preparation | Natural Gas | Food Prep Other | E10 |  | Codes & Standards Forecast | 0 | 0 | 0 | 0 | 0 | 0 | 0 | 0 | 0 | 0 | 0 | 0 | 0 | 0 | 0 | 0 | 0 | 0 | 0 | 0 | 0 | 0 | 0 | 0 | 0 | 0 | 0 | 0 | 0 | 0 | 0 | 0 | 0
Commercial_Hospital_Existing_Miscellaneous_Natural Gas_Pool Heater_E1_Codes & Standards Forecast | Commercial | Hospital | Existing | Miscellaneous | Natural Gas | Pool Heater | E1 |  | Codes & Standards Forecast | 0 | 0 | 0 | 0 | 0 | 0 | 0 | 0 | 0 | 0 | 0 | 0 | 0 | 0 | 0 | 0 | 0 | 0 | 0 | 0 | 0 | 0 | 0 | 0 | 0 | 0 | 0 | 0 | 0 | 0 | 0 | 0 | 0
Commercial_Hospital_Existing_Miscellaneous_Natural Gas_Pool Heater_E2_Codes & Standards Forecast | Commercial | Hospital | Existing | Miscellaneous | Natural Gas | Pool Heater | E2 |  | Codes & Standards Forecast | 0 | 0 | 0 | 0 | 0 | 0 | 0 | 0 | 0 | 0 | 0 | 0 | 0 | 0 | 0 | 0 | 0 | 0 | 0 | 0 | 0 | 0 | 0 | 0 | 0 | 0 | 0 | 0 | 0 | 0 | 0 | 0 | 0
Commercial_Hospital_Existing_Miscellaneous_Natural Gas_Pool Heater_E3_Codes & Standards Forecast | Commercial | Hospital | Existing | Miscellaneous | Natural Gas | Pool Heater | E3 |  | Codes & Standards Forecast | 0 | 0 | 0 | 0 | 0 | 0 | 0 | 0 | 0 | 0 | 0 | 0 | 0 | 0 | 0 | 0 | 0 | 0 | 0 | 0 | 0 | 0 | 0 | 0 | 0 | 0 | 0 | 0 | 0 | 0 | 0 | 0 | 0
Commercial_Hospital_Existing_Miscellaneous_Natural Gas_Pool Heater_E4_Codes & Standards Forecast | Commercial | Hospital | Existing | Miscellaneous | Natural Gas | Pool Heater | E4 |  | Codes & Standards Forecast | 0 | 0 | 0 | 0 | 0 | 0 | 0 | 0 | 0 | 0 | 0 | 0 | 0 | 0 | 0 | 0 | 0 | 0 | 0 | 0 | 0 | 0 | 0 | 0 | 0 | 0 | 0 | 0 | 0 | 0 | 0 | 0 | 0
Commercial_Hospital_Existing_Miscellaneous_Natural Gas_Pool Heater_E5_Codes & Standards Forecast | Commercial | Hospital | Existing | Miscellaneous | Natural Gas | Pool Heater | E5 |  | Codes & Standards Forecast | 0 | 0 | 0 | 0 | 0 | 0 | 0 | 0 | 0 | 0 | 0 | 0 | 0 | 0 | 0 | 0 | 0 | 0 | 0 | 0 | 0 | 0 | 0 | 0 | 0 | 0 | 0 | 0 | 0 | 0 | 0 | 0 | 0
Commercial_Hospital_Existing_Miscellaneous_Natural Gas_Pool Heater_E6_Codes & Standards Forecast | Commercial | Hospital | Existing | Miscellaneous | Natural Gas | Pool Heater | E6 |  | Codes & Standards Forecast | 0 | 0 | 0 | 0 | 0 | 0 | 0 | 0 | 0 | 0 | 0 | 0 | 0 | 0 | 0 | 0 | 0 | 0 | 0 | 0 | 0 | 0 | 0 | 0 | 0 | 0 | 0 | 0 | 0 | 0 | 0 | 0 | 0
Commercial_Hospital_Existing_Miscellaneous_Natural Gas_Pool Heater_E7_Codes & Standards Forecast | Commercial | Hospital | Existing | Miscellaneous | Natural Gas | Pool Heater | E7 |  | Codes & Standards Forecast | 0 | 0 | 0 | 0 | 0 | 0 | 0 | 0 | 0 | 0 | 0 | 0 | 0 | 0 | 0 | 0 | 0 | 0 | 0 | 0 | 0 | 0 | 0 | 0 | 0 | 0 | 0 | 0 | 0 | 0 | 0 | 0 | 0
Commercial_Hospital_Existing_Miscellaneous_Natural Gas_Pool Heater_E8_Codes & Standards Forecast | Commercial | Hospital | Existing | Miscellaneous | Natural Gas | Pool Heater | E8 |  | Codes & Standards Forecast | 0 | 0 | 0 | 0 | 0 | 0 | 0 | 0 | 0 | 0 | 0 | 0 | 0 | 0 | 0 | 0 | 0 | 0 | 0 | 0 | 0 | 0 | 0 | 0 | 0 | 0 | 0 | 0 | 0 | 0 | 0 | 0 | 0
Commercial_Hospital_Existing_Miscellaneous_Natural Gas_Pool Heater_E9_Codes & Standards Forecast | Commercial | Hospital | Existing | Miscellaneous | Natural Gas | Pool Heater | E9 |  | Codes & Standards Forecast | 0 | 0 | 0 | 0 | 0 | 0 | 0 | 0 | 0 | 0 | 0 | 0 | 0 | 0 | 0 | 0 | 0 | 0 | 0 | 0 | 0 | 0 | 0 | 0 | 0 | 0 | 0 | 0 | 0 | 0 | 0 | 0 | 0
Commercial_Hospital_Existing_Miscellaneous_Natural Gas_Pool Heater_E10_Codes & Standards Forecast | Commercial | Hospital | Existing | Miscellaneous | Natural Gas | Pool Heater | E10 |  | Codes & Standards Forecast | 0 | 0 | 0 | 0 | 0 | 0 | 0 | 0 | 0 | 0 | 0 | 0 | 0 | 0 | 0 | 0 | 0 | 0 | 0 | 0 | 0 | 0 | 0 | 0 | 0 | 0 | 0 | 0 | 0 | 0 | 0 | 0 | 0
Commercial_Hospital_Existing_Miscellaneous_Natural Gas_Miscellaneous_E1_Codes & Standards Forecast | Commercial | Hospital | Existing | Miscellaneous | Natural Gas | Miscellaneous | E1 |  | Codes & Standards Forecast | 0 | 232645.5645 | 275542.6946 | 311386.4562 | 297841.5441 | 292080.8405 | 292283.4889 | 290760.7927 | 288868.9926 | 287383.7352 | 285945.2356 | 348404.6734 | 349632.5812 | 348678.5988 | 343114.9862 | 340698.5445 | 340090.3992 | 338244.4831 | 336170.9072 | 334405.1708 | 332635.6138 | 348469.1058 | 344884.1152 | 340972.0474 | 338584.0766 | 336895.9034 | 335391.9528 | 333420.3908 | 331425.3975 | 329583.5738 | 327721.9271 | 330689.7048 | 327634.6467
Commercial_Hospital_Existing_Miscellaneous_Natural Gas_Miscellaneous_E2_Codes & Standards Forecast | Commercial | Hospital | Existing | Miscellaneous | Natural Gas | Miscellaneous | E2 |  | Codes & Standards Forecast | 0 | 0 | 0 | 0 | 0 | 0 | 0 | 0 | 0 | 0 | 0 | 0 | 0 | 0 | 0 | 0 | 0 | 0 | 0 | 0 | 0 | 0 | 0 | 0 | 0 | 0 | 0 | 0 | 0 | 0 | 0 | 0 | 0
Commercial_Hospital_Existing_Miscellaneous_Natural Gas_Miscellaneous_E3_Codes & Standards Forecast | Commercial | Hospital | Existing | Miscellaneous | Natural Gas | Miscellaneous | E3 |  | Codes & Standards Forecast | 0 | 0 | 0 | 0 | 0 | 0 | 0 | 0 | 0 | 0 | 0 | 0 | 0 | 0 | 0 | 0 | 0 | 0 | 0 | 0 | 0 | 0 | 0 | 0 | 0 | 0 | 0 | 0 | 0 | 0 | 0 | 0 | 0
Commercial_Hospital_Existing_Miscellaneous_Natural Gas_Miscellaneous_E4_Codes & Standards Forecast | Commercial | Hospital | Existing | Miscellaneous | Natural Gas | Miscellaneous | E4 |  | Codes & Standards Forecast | 0 | 0 | 0 | 0 | 0 | 0 | 0 | 0 | 0 | 0 | 0 | 0 | 0 | 0 | 0 | 0 | 0 | 0 | 0 | 0 | 0 | 0 | 0 | 0 | 0 | 0 | 0 | 0 | 0 | 0 | 0 | 0 | 0
Commercial_Hospital_Existing_Miscellaneous_Natural Gas_Miscellaneous_E5_Codes & Standards Forecast | Commercial | Hospital | Existing | Miscellaneous | Natural Gas | Miscellaneous | E5 |  | Codes & Standards Forecast | 0 | 0 | 0 | 0 | 0 | 0 | 0 | 0 | 0 | 0 | 0 | 0 | 0 | 0 | 0 | 0 | 0 | 0 | 0 | 0 | 0 | 0 | 0 | 0 | 0 | 0 | 0 | 0 | 0 | 0 | 0 | 0 | 0
Commercial_Hospital_Existing_Miscellaneous_Natural Gas_Miscellaneous_E6_Codes & Standards Forecast | Commercial | Hospital | Existing | Miscellaneous | Natural Gas | Miscellaneous | E6 |  | Codes & Standards Forecast | 0 | 0 | 0 | 0 | 0 | 0 | 0 | 0 | 0 | 0 | 0 | 0 | 0 | 0 | 0 | 0 | 0 | 0 | 0 | 0 | 0 | 0 | 0 | 0 | 0 | 0 | 0 | 0 | 0 | 0 | 0 | 0 | 0
Commercial_Hospital_Existing_Miscellaneous_Natural Gas_Miscellaneous_E7_Codes & Standards Forecast | Commercial | Hospital | Existing | Miscellaneous | Natural Gas | Miscellaneous | E7 |  | Codes & Standards Forecast | 0 | 0 | 0 | 0 | 0 | 0 | 0 | 0 | 0 | 0 | 0 | 0 | 0 | 0 | 0 | 0 | 0 | 0 | 0 | 0 | 0 | 0 | 0 | 0 | 0 | 0 | 0 | 0 | 0 | 0 | 0 | 0 | 0
Commercial_Hospital_Existing_Miscellaneous_Natural Gas_Miscellaneous_E8_Codes & Standards Forecast | Commercial | Hospital | Existing | Miscellaneous | Natural Gas | Miscellaneous | E8 |  | Codes & Standards Forecast | 0 | 0 | 0 | 0 | 0 | 0 | 0 | 0 | 0 | 0 | 0 | 0 | 0 | 0 | 0 | 0 | 0 | 0 | 0 | 0 | 0 | 0 | 0 | 0 | 0 | 0 | 0 | 0 | 0 | 0 | 0 | 0 | 0
Commercial_Hospital_Existing_Miscellaneous_Natural Gas_Miscellaneous_E9_Codes & Standards Forecast | Commercial | Hospital | Existing | Miscellaneous | Natural Gas | Miscellaneous | E9 |  | Codes & Standards Forecast | 0 | 0 | 0 | 0 | 0 | 0 | 0 | 0 | 0 | 0 | 0 | 0 | 0 | 0 | 0 | 0 | 0 | 0 | 0 | 0 | 0 | 0 | 0 | 0 | 0 | 0 | 0 | 0 | 0 | 0 | 0 | 0 | 0
Commercial_Hospital_Existing_Miscellaneous_Natural Gas_Miscellaneous_E10_Codes & Standards Forecast | Commercial | Hospital | Existing | Miscellaneous | Natural Gas | Miscellaneous | E10 |  | Codes & Standards Forecast | 0 | 0 | 0 | 0 | 0 | 0 | 0 | 0 | 0 | 0 | 0 | 0 | 0 | 0 | 0 | 0 | 0 | 0 | 0 | 0 | 0 | 0 | 0 | 0 | 0 | 0 | 0 | 0 | 0 | 0 | 0 | 0 | 0
Commercial_Hospital_New_Space Heating_Natural Gas_Furnace_E1_Codes & Standards Forecast | Commercial | Hospital | New | Space Heating | Natural Gas | Furnace | E1 |  | Codes & Standards Forecast | 0 | 2985.3695 | 14399.5457 | 9202.3182 | 11868.2415 | 16106.505 | 15054.348 | 13342.8362 | 12000.2495 | 11586.732 | 11435.5902 | 11321.98 | 11306.4675 | 11338.819 | 11408.5642 | 11429.5821 | 11432.7058 | 11417.8951 | 11402.8495 | 11617.2101 | 12709.6377 | 13318.4493 | 14069.6457 | 15087.8474 | 15945.544 | 16620.4059 | 17140.2373 | 17588.4313 | 17990.6823 | 18353.4123 | 18687.2083 | 18997.9788 | 14015.9672
Commercial_Hospital_New_Space Heating_Natural Gas_Furnace_E2_Codes & Standards Forecast | Commercial | Hospital | New | Space Heating | Natural Gas | Furnace | E2 |  | Codes & Standards Forecast | 0 | 0 | 0 | 0 | 0 | 0 | 0 | 0 | 0 | 0 | 0 | 0 | 0 | 0 | 0 | 0 | 0 | 0 | 0 | 0 | 0 | 0 | 0 | 0 | 0 | 0 | 0 | 0 | 0 | 0 | 0 | 0 | 0
Commercial_Hospital_New_Space Heating_Natural Gas_Furnace_E3_Codes & Standards Forecast | Commercial | Hospital | New | Space Heating | Natural Gas | Furnace | E3 |  | Codes & Standards Forecast | 0 | 0 | 0 | 0 | 0 | 0 | 0 | 0 | 0 | 0 | 0 | 0 | 0 | 0 | 0 | 0 | 0 | 0 | 0 | 0 | 0 | 0 | 0 | 0 | 0 | 0 | 0 | 0 | 0 | 0 | 0 | 0 | 0
Commercial_Hospital_New_Space Heating_Natural Gas_Furnace_E4_Codes & Standards Forecast | Commercial | Hospital | New | Space Heating | Natural Gas | Furnace | E4 |  | Codes & Standards Forecast | 0 | 0 | 0 | 0 | 0 | 0 | 0 | 0 | 0 | 0 | 0 | 0 | 0 | 0 | 0 | 0 | 0 | 0 | 0 | 0 | 0 | 0 | 0 | 0 | 0 | 0 | 0 | 0 | 0 | 0 | 0 | 0 | 0
Commercial_Hospital_New_Space Heating_Natural Gas_Furnace_E5_Codes & Standards Forecast | Commercial | Hospital | New | Space Heating | Natural Gas | Furnace | E5 |  | Codes & Standards Forecast | 0 | 0 | 0 | 0 | 0 | 0 | 0 | 0 | 0 | 0 | 0 | 0 | 0 | 0 | 0 | 0 | 0 | 0 | 0 | 0 | 0 | 0 | 0 | 0 | 0 | 0 | 0 | 0 | 0 | 0 | 0 | 0 | 0
Commercial_Hospital_New_Space Heating_Natural Gas_Furnace_E6_Codes & Standards Forecast | Commercial | Hospital | New | Space Heating | Natural Gas | Furnace | E6 |  | Codes & Standards Forecast | 0 | 0 | 0 | 0 | 0 | 0 | 0 | 0 | 0 | 0 | 0 | 0 | 0 | 0 | 0 | 0 | 0 | 0 | 0 | 0 | 0 | 0 | 0 | 0 | 0 | 0 | 0 | 0 | 0 | 0 | 0 | 0 | 0
Commercial_Hospital_New_Space Heating_Natural Gas_Furnace_E7_Codes & Standards Forecast | Commercial | Hospital | New | Space Heating | Natural Gas | Furnace | E7 |  | Codes & Standards Forecast | 0 | 0 | 0 | 0 | 0 | 0 | 0 | 0 | 0 | 0 | 0 | 0 | 0 | 0 | 0 | 0 | 0 | 0 | 0 | 0 | 0 | 0 | 0 | 0 | 0 | 0 | 0 | 0 | 0 | 0 | 0 | 0 | 0
Commercial_Hospital_New_Space Heating_Natural Gas_Furnace_E8_Codes & Standards Forecast | Commercial | Hospital | New | Space Heating | Natural Gas | Furnace | E8 |  | Codes & Standards Forecast | 0 | 0 | 0 | 0 | 0 | 0 | 0 | 0 | 0 | 0 | 0 | 0 | 0 | 0 | 0 | 0 | 0 | 0 | 0 | 0 | 0 | 0 | 0 | 0 | 0 | 0 | 0 | 0 | 0 | 0 | 0 | 0 | 0
Commercial_Hospital_New_Space Heating_Natural Gas_Furnace_E9_Codes & Standards Forecast | Commercial | Hospital | New | Space Heating | Natural Gas | Furnace | E9 |  | Codes & Standards Forecast | 0 | 0 | 0 | 0 | 0 | 0 | 0 | 0 | 0 | 0 | 0 | 0 | 0 | 0 | 0 | 0 | 0 | 0 | 0 | 0 | 0 | 0 | 0 | 0 | 0 | 0 | 0 | 0 | 0 | 0 | 0 | 0 | 0
Commercial_Hospital_New_Space Heating_Natural Gas_Furnace_E10_Codes & Standards Forecast | Commercial | Hospital | New | Space Heating | Natural Gas | Furnace | E10 |  | Codes & Standards Forecast | 0 | 0 | 0 | 0 | 0 | 0 | 0 | 0 | 0 | 0 | 0 | 0 | 0 | 0 | 0 | 0 | 0 | 0 | 0 | 0 | 0 | 0 | 0 | 0 | 0 | 0 | 0 | 0 | 0 | 0 | 0 | 0 | 0
Commercial_Hospital_New_Space Heating_Natural Gas_Boiler_E1_Codes & Standards Forecast | Commercial | Hospital | New | Space Heating | Natural Gas | Boiler | E1 |  | Codes & Standards Forecast | 0 | 16825.4434 | 81155.3623 | 51863.9605 | 66889.0156 | 90775.7284 | 84845.8066 | 75199.7828 | 67633.0088 | 65302.4374 | 64450.6073 | 63810.3039 | 63722.8763 | 63905.2083 | 64298.2897 | 64416.7462 | 64434.3511 | 64350.8786 | 64266.082 | 64179.9466 | 64193.6708 | 64207.4871 | 65660.4708 | 72821.532 | 76660.6206 | 81598.9081 | 88260.8196 | 93779.0651 | 97919.7927 | 100997.2603 | 103584.1524 | 105859.5041 | 72657.98
Commercial_Hospital_New_Space Heating_Natural Gas_Boiler_E2_Codes & Standards Forecast | Commercial | Hospital | New | Space Heating | Natural Gas | Boiler | E2 |  | Codes & Standards Forecast | 0 | 0 | 0 | 0 | 0 | 0 | 0 | 0 | 0 | 0 | 0 | 0 | 0 | 0 | 0 | 0 | 0 | 0 | 0 | 0 | 0 | 0 | 0 | 0 | 0 | 0 | 0 | 0 | 0 | 0 | 0 | 0 | 0
Commercial_Hospital_New_Space Heating_Natural Gas_Boiler_E3_Codes & Standards Forecast | Commercial | Hospital | New | Space Heating | Natural Gas | Boiler | E3 |  | Codes & Standards Forecast | 0 | 0 | 0 | 0 | 0 | 0 | 0 | 0 | 0 | 0 | 0 | 0 | 0 | 0 | 0 | 0 | 0 | 0 | 0 | 0 | 0 | 0 | 0 | 0 | 0 | 0 | 0 | 0 | 0 | 0 | 0 | 0 | 0
Commercial_Hospital_New_Space Heating_Natural Gas_Boiler_E4_Codes & Standards Forecast | Commercial | Hospital | New | Space Heating | Natural Gas | Boiler | E4 |  | Codes & Standards Forecast | 0 | 0 | 0 | 0 | 0 | 0 | 0 | 0 | 0 | 0 | 0 | 0 | 0 | 0 | 0 | 0 | 0 | 0 | 0 | 0 | 0 | 0 | 0 | 0 | 0 | 0 | 0 | 0 | 0 | 0 | 0 | 0 | 0
Commercial_Hospital_New_Space Heating_Natural Gas_Boiler_E5_Codes & Standards Forecast | Commercial | Hospital | New | Space Heating | Natural Gas | Boiler | E5 |  | Codes & Standards Forecast | 0 | 0 | 0 | 0 | 0 | 0 | 0 | 0 | 0 | 0 | 0 | 0 | 0 | 0 | 0 | 0 | 0 | 0 | 0 | 0 | 0 | 0 | 0 | 0 | 0 | 0 | 0 | 0 | 0 | 0 | 0 | 0 | 0
Commercial_Hospital_New_Space Heating_Natural Gas_Boiler_E6_Codes & Standards Forecast | Commercial | Hospital | New | Space Heating | Natural Gas | Boiler | E6 |  | Codes & Standards Forecast | 0 | 0 | 0 | 0 | 0 | 0 | 0 | 0 | 0 | 0 | 0 | 0 | 0 | 0 | 0 | 0 | 0 | 0 | 0 | 0 | 0 | 0 | 0 | 0 | 0 | 0 | 0 | 0 | 0 | 0 | 0 | 0 | 0
Commercial_Hospital_New_Space Heating_Natural Gas_Boiler_E7_Codes & Standards Forecast | Commercial | Hospital | New | Space Heating | Natural Gas | Boiler | E7 |  | Codes & Standards Forecast | 0 | 0 | 0 | 0 | 0 | 0 | 0 | 0 | 0 | 0 | 0 | 0 | 0 | 0 | 0 | 0 | 0 | 0 | 0 | 0 | 0 | 0 | 0 | 0 | 0 | 0 | 0 | 0 | 0 | 0 | 0 | 0 | 0
Commercial_Hospital_New_Space Heating_Natural Gas_Boiler_E8_Codes & Standards Forecast | Commercial | Hospital | New | Space Heating | Natural Gas | Boiler | E8 |  | Codes & Standards Forecast | 0 | 0 | 0 | 0 | 0 | 0 | 0 | 0 | 0 | 0 | 0 | 0 | 0 | 0 | 0 | 0 | 0 | 0 | 0 | 0 | 0 | 0 | 0 | 0 | 0 | 0 | 0 | 0 | 0 | 0 | 0 | 0 | 0
Commercial_Hospital_New_Space Heating_Natural Gas_Boiler_E9_Codes & Standards Forecast | Commercial | Hospital | New | Space Heating | Natural Gas | Boiler | E9 |  | Codes & Standards Forecast | 0 | 0 | 0 | 0 | 0 | 0 | 0 | 0 | 0 | 0 | 0 | 0 | 0 | 0 | 0 | 0 | 0 | 0 | 0 | 0 | 0 | 0 | 0 | 0 | 0 | 0 | 0 | 0 | 0 | 0 | 0 | 0 | 0
Commercial_Hospital_New_Space Heating_Natural Gas_Boiler_E10_Codes & Standards Forecast | Commercial | Hospital | New | Space Heating | Natural Gas | Boiler | E10 |  | Codes & Standards Forecast | 0 | 0 | 0 | 0 | 0 | 0 | 0 | 0 | 0 | 0 | 0 | 0 | 0 | 0 | 0 | 0 | 0 | 0 | 0 | 0 | 0 | 0 | 0 | 0 | 0 | 0 | 0 | 0 | 0 | 0 | 0 | 0 | 0
Commercial_Hospital_New_Space Heating_Natural Gas_Unit Heater_E1_Codes & Standards Forecast | Commercial | Hospital | New | Space Heating | Natural Gas | Unit Heater | E1 |  | Codes & Standards Forecast | 0 | 0 | 0 | 0 | 0 | 0 | 0 | 0 | 0 | 0 | 0 | 0 | 0 | 0 | 0 | 0 | 0 | 0 | 0 | 0 | 0 | 0 | 0 | 0 | 0 | 0 | 0 | 0 | 0 | 0 | 0 | 0 | 0
Commercial_Hospital_New_Space Heating_Natural Gas_Unit Heater_E2_Codes & Standards Forecast | Commercial | Hospital | New | Space Heating | Natural Gas | Unit Heater | E2 |  | Codes & Standards Forecast | 0 | 0 | 0 | 0 | 0 | 0 | 0 | 0 | 0 | 0 | 0 | 0 | 0 | 0 | 0 | 0 | 0 | 0 | 0 | 0 | 0 | 0 | 0 | 0 | 0 | 0 | 0 | 0 | 0 | 0 | 0 | 0 | 0
Commercial_Hospital_New_Space Heating_Natural Gas_Unit Heater_E3_Codes & Standards Forecast | Commercial | Hospital | New | Space Heating | Natural Gas | Unit Heater | E3 |  | Codes & Standards Forecast | 0 | 0 | 0 | 0 | 0 | 0 | 0 | 0 | 0 | 0 | 0 | 0 | 0 | 0 | 0 | 0 | 0 | 0 | 0 | 0 | 0 | 0 | 0 | 0 | 0 | 0 | 0 | 0 | 0 | 0 | 0 | 0 | 0
Commercial_Hospital_New_Space Heating_Natural Gas_Unit Heater_E4_Codes & Standards Forecast | Commercial | Hospital | New | Space Heating | Natural Gas | Unit Heater | E4 |  | Codes & Standards Forecast | 0 | 0 | 0 | 0 | 0 | 0 | 0 | 0 | 0 | 0 | 0 | 0 | 0 | 0 | 0 | 0 | 0 | 0 | 0 | 0 | 0 | 0 | 0 | 0 | 0 | 0 | 0 | 0 | 0 | 0 | 0 | 0 | 0
Commercial_Hospital_New_Space Heating_Natural Gas_Unit Heater_E5_Codes & Standards Forecast | Commercial | Hospital | New | Space Heating | Natural Gas | Unit Heater | E5 |  | Codes & Standards Forecast | 0 | 0 | 0 | 0 | 0 | 0 | 0 | 0 | 0 | 0 | 0 | 0 | 0 | 0 | 0 | 0 | 0 | 0 | 0 | 0 | 0 | 0 | 0 | 0 | 0 | 0 | 0 | 0 | 0 | 0 | 0 | 0 | 0
Commercial_Hospital_New_Space Heating_Natural Gas_Unit Heater_E6_Codes & Standards Forecast | Commercial | Hospital | New | Space Heating | Natural Gas | Unit Heater | E6 |  | Codes & Standards Forecast | 0 | 0 | 0 | 0 | 0 | 0 | 0 | 0 | 0 | 0 | 0 | 0 | 0 | 0 | 0 | 0 | 0 | 0 | 0 | 0 | 0 | 0 | 0 | 0 | 0 | 0 | 0 | 0 | 0 | 0 | 0 | 0 | 0
Commercial_Hospital_New_Space Heating_Natural Gas_Unit Heater_E7_Codes & Standards Forecast | Commercial | Hospital | New | Space Heating | Natural Gas | Unit Heater | E7 |  | Codes & Standards Forecast | 0 | 0 | 0 | 0 | 0 | 0 | 0 | 0 | 0 | 0 | 0 | 0 | 0 | 0 | 0 | 0 | 0 | 0 | 0 | 0 | 0 | 0 | 0 | 0 | 0 | 0 | 0 | 0 | 0 | 0 | 0 | 0 | 0
Commercial_Hospital_New_Space Heating_Natural Gas_Unit Heater_E8_Codes & Standards Forecast | Commercial | Hospital | New | Space Heating | Natural Gas | Unit Heater | E8 |  | Codes & Standards Forecast | 0 | 0 | 0 | 0 | 0 | 0 | 0 | 0 | 0 | 0 | 0 | 0 | 0 | 0 | 0 | 0 | 0 | 0 | 0 | 0 | 0 | 0 | 0 | 0 | 0 | 0 | 0 | 0 | 0 | 0 | 0 | 0 | 0
Commercial_Hospital_New_Space Heating_Natural Gas_Unit Heater_E9_Codes & Standards Forecast | Commercial | Hospital | New | Space Heating | Natural Gas | Unit Heater | E9 |  | Codes & Standards Forecast | 0 | 0 | 0 | 0 | 0 | 0 | 0 | 0 | 0 | 0 | 0 | 0 | 0 | 0 | 0 | 0 | 0 | 0 | 0 | 0 | 0 | 0 | 0 | 0 | 0 | 0 | 0 | 0 | 0 | 0 | 0 | 0 | 0
Commercial_Hospital_New_Space Heating_Natural Gas_Unit Heater_E10_Codes & Standards Forecast | Commercial | Hospital | New | Space Heating | Natural Gas | Unit Heater | E10 |  | Codes & Standards Forecast | 0 | 0 | 0 | 0 | 0 | 0 | 0 | 0 | 0 | 0 | 0 | 0 | 0 | 0 | 0 | 0 | 0 | 0 | 0 | 0 | 0 | 0 | 0 | 0 | 0 | 0 | 0 | 0 | 0 | 0 | 0 | 0 | 0
Commercial_Hospital_New_Water Heating_Natural Gas_Water Heater_E1_Codes & Standards Forecast | Commercial | Hospital | New | Water Heating | Natural Gas | Water Heater | E1 |  | Codes & Standards Forecast | 0 | 17490.1362 | 84361.4221 | 53912.8573 | 69531.4804 | 94361.8429 | 88197.6583 | 78170.5662 | 70304.8652 | 67882.2241 | 70494.7695 | 86001.8498 | 92759.3985 | 101551.4024 | 113808.0601 | 126761.7316 | 147984.014 | 137775.4743 | 141181.6209 | 146824.8283 | 146401.6728 | 146404.9692 | 148641.4847 | 154291.8837 | 162705.6431 | 177137.9515 | 184350.7529 | 191337.8568 | 198966.7464 | 205170.2854 | 212303.6967 | 210220.6953 | 176651.7779
Commercial_Hospital_New_Water Heating_Natural Gas_Water Heater_E2_Codes & Standards Forecast | Commercial | Hospital | New | Water Heating | Natural Gas | Water Heater | E2 |  | Codes & Standards Forecast | 0 | 0 | 0 | 0 | 0 | 0 | 0 | 0 | 0 | 0 | 0 | 0 | 0 | 0 | 0 | 0 | 0 | 0 | 0 | 0 | 0 | 0 | 0 | 0 | 0 | 0 | 0 | 0 | 0 | 0 | 0 | 0 | 0
Commercial_Hospital_New_Water Heating_Natural Gas_Water Heater_E3_Codes & Standards Forecast | Commercial | Hospital | New | Water Heating | Natural Gas | Water Heater | E3 |  | Codes & Standards Forecast | 0 | 0 | 0 | 0 | 0 | 0 | 0 | 0 | 0 | 0 | 0 | 0 | 0 | 0 | 0 | 0 | 0 | 0 | 0 | 0 | 0 | 0 | 0 | 0 | 0 | 0 | 0 | 0 | 0 | 0 | 0 | 0 | 0
Commercial_Hospital_New_Water Heating_Natural Gas_Water Heater_E4_Codes & Standards Forecast | Commercial | Hospital | New | Water Heating | Natural Gas | Water Heater | E4 |  | Codes & Standards Forecast | 0 | 0 | 0 | 0 | 0 | 0 | 0 | 0 | 0 | 0 | 0 | 0 | 0 | 0 | 0 | 0 | 0 | 0 | 0 | 0 | 0 | 0 | 0 | 0 | 0 | 0 | 0 | 0 | 0 | 0 | 0 | 0 | 0
Commercial_Hospital_New_Water Heating_Natural Gas_Water Heater_E5_Codes & Standards Forecast | Commercial | Hospital | New | Water Heating | Natural Gas | Water Heater | E5 |  | Codes & Standards Forecast | 0 | 0 | 0 | 0 | 0 | 0 | 0 | 0 | 0 | 0 | 0 | 0 | 0 | 0 | 0 | 0 | 0 | 0 | 0 | 0 | 0 | 0 | 0 | 0 | 0 | 0 | 0 | 0 | 0 | 0 | 0 | 0 | 0
Commercial_Hospital_New_Water Heating_Natural Gas_Water Heater_E6_Codes & Standards Forecast | Commercial | Hospital | New | Water Heating | Natural Gas | Water Heater | E6 |  | Codes & Standards Forecast | 0 | 0 | 0 | 0 | 0 | 0 | 0 | 0 | 0 | 0 | 0 | 0 | 0 | 0 | 0 | 0 | 0 | 0 | 0 | 0 | 0 | 0 | 0 | 0 | 0 | 0 | 0 | 0 | 0 | 0 | 0 | 0 | 0
Commercial_Hospital_New_Water Heating_Natural Gas_Water Heater_E7_Codes & Standards Forecast | Commercial | Hospital | New | Water Heating | Natural Gas | Water Heater | E7 |  | Codes & Standards Forecast | 0 | 0 | 0 | 0 | 0 | 0 | 0 | 0 | 0 | 0 | 0 | 0 | 0 | 0 | 0 | 0 | 0 | 0 | 0 | 0 | 0 | 0 | 0 | 0 | 0 | 0 | 0 | 0 | 0 | 0 | 0 | 0 | 0
Commercial_Hospital_New_Water Heating_Natural Gas_Water Heater_E8_Codes & Standards Forecast | Commercial | Hospital | New | Water Heating | Natural Gas | Water Heater | E8 |  | Codes & Standards Forecast | 0 | 0 | 0 | 0 | 0 | 0 | 0 | 0 | 0 | 0 | 0 | 0 | 0 | 0 | 0 | 0 | 0 | 0 | 0 | 0 | 0 | 0 | 0 | 0 | 0 | 0 | 0 | 0 | 0 | 0 | 0 | 0 | 0
Commercial_Hospital_New_Water Heating_Natural Gas_Water Heater_E9_Codes & Standards Forecast | Commercial | Hospital | New | Water Heating | Natural Gas | Water Heater | E9 |  | Codes & Standards Forecast | 0 | 0 | 0 | 0 | 0 | 0 | 0 | 0 | 0 | 0 | 0 | 0 | 0 | 0 | 0 | 0 | 0 | 0 | 0 | 0 | 0 | 0 | 0 | 0 | 0 | 0 | 0 | 0 | 0 | 0 | 0 | 0 | 0
Commercial_Hospital_New_Water Heating_Natural Gas_Water Heater_E10_Codes & Standards Forecast | Commercial | Hospital | New | Water Heating | Natural Gas | Water Heater | E10 |  | Codes & Standards Forecast | 0 | 0 | 0 | 0 | 0 | 0 | 0 | 0 | 0 | 0 | 0 | 0 | 0 | 0 | 0 | 0 | 0 | 0 | 0 | 0 | 0 | 0 | 0 | 0 | 0 | 0 | 0 | 0 | 0 | 0 | 0 | 0 | 0
Commercial_Hospital_New_Food Preparation_Natural Gas_Oven_E1_Codes & Standards Forecast | Commercial | Hospital | New | Food Preparation | Natural Gas | Oven | E1 |  | Codes & Standards Forecast | 0 | 426.8584 | 2058.8965 | 1315.779 | 1696.9619 | 2302.9634 | 2152.5224 | 1907.8045 | 1715.8369 | 1656.7107 | 1635.0999 | 1618.8556 | 1702.0092 | 2101.3399 | 2278.4528 | 2491.407 | 2781.0131 | 3092.0331 | 3607.3791 | 3358.1653 | 3443.7941 | 3566.9817 | 3461.7623 | 3369.0882 | 3388.2226 | 3475.6462 | 3598.0664 | 3755.3871 | 3969.561 | 4326.9104 | 4504.7515 | 4673.6035 | 3960.1301
Commercial_Hospital_New_Food Preparation_Natural Gas_Oven_E2_Codes & Standards Forecast | Commercial | Hospital | New | Food Preparation | Natural Gas | Oven | E2 |  | Codes & Standards Forecast | 0 | 0 | 0 | 0 | 0 | 0 | 0 | 0 | 0 | 0 | 0 | 0 | 0 | 0 | 0 | 0 | 0 | 0 | 0 | 0 | 0 | 0 | 0 | 0 | 0 | 0 | 0 | 0 | 0 | 0 | 0 | 0 | 0
Commercial_Hospital_New_Food Preparation_Natural Gas_Oven_E3_Codes & Standards Forecast | Commercial | Hospital | New | Food Preparation | Natural Gas | Oven | E3 |  | Codes & Standards Forecast | 0 | 0 | 0 | 0 | 0 | 0 | 0 | 0 | 0 | 0 | 0 | 0 | 0 | 0 | 0 | 0 | 0 | 0 | 0 | 0 | 0 | 0 | 0 | 0 | 0 | 0 | 0 | 0 | 0 | 0 | 0 | 0 | 0
Commercial_Hospital_New_Food Preparation_Natural Gas_Oven_E4_Codes & Standards Forecast | Commercial | Hospital | New | Food Preparation | Natural Gas | Oven | E4 |  | Codes & Standards Forecast | 0 | 0 | 0 | 0 | 0 | 0 | 0 | 0 | 0 | 0 | 0 | 0 | 0 | 0 | 0 | 0 | 0 | 0 | 0 | 0 | 0 | 0 | 0 | 0 | 0 | 0 | 0 | 0 | 0 | 0 | 0 | 0 | 0
Commercial_Hospital_New_Food Preparation_Natural Gas_Oven_E5_Codes & Standards Forecast | Commercial | Hospital | New | Food Preparation | Natural Gas | Oven | E5 |  | Codes & Standards Forecast | 0 | 0 | 0 | 0 | 0 | 0 | 0 | 0 | 0 | 0 | 0 | 0 | 0 | 0 | 0 | 0 | 0 | 0 | 0 | 0 | 0 | 0 | 0 | 0 | 0 | 0 | 0 | 0 | 0 | 0 | 0 | 0 | 0
Commercial_Hospital_New_Food Preparation_Natural Gas_Oven_E6_Codes & Standards Forecast | Commercial | Hospital | New | Food Preparation | Natural Gas | Oven | E6 |  | Codes & Standards Forecast | 0 | 0 | 0 | 0 | 0 | 0 | 0 | 0 | 0 | 0 | 0 | 0 | 0 | 0 | 0 | 0 | 0 | 0 | 0 | 0 | 0 | 0 | 0 | 0 | 0 | 0 | 0 | 0 | 0 | 0 | 0 | 0 | 0
Commercial_Hospital_New_Food Preparation_Natural Gas_Oven_E7_Codes & Standards Forecast | Commercial | Hospital | New | Food Preparation | Natural Gas | Oven | E7 |  | Codes & Standards Forecast | 0 | 0 | 0 | 0 | 0 | 0 | 0 | 0 | 0 | 0 | 0 | 0 | 0 | 0 | 0 | 0 | 0 | 0 | 0 | 0 | 0 | 0 | 0 | 0 | 0 | 0 | 0 | 0 | 0 | 0 | 0 | 0 | 0
Commercial_Hospital_New_Food Preparation_Natural Gas_Oven_E8_Codes & Standards Forecast | Commercial | Hospital | New | Food Preparation | Natural Gas | Oven | E8 |  | Codes & Standards Forecast | 0 | 0 | 0 | 0 | 0 | 0 | 0 | 0 | 0 | 0 | 0 | 0 | 0 | 0 | 0 | 0 | 0 | 0 | 0 | 0 | 0 | 0 | 0 | 0 | 0 | 0 | 0 | 0 | 0 | 0 | 0 | 0 | 0
Commercial_Hospital_New_Food Preparation_Natural Gas_Oven_E9_Codes & Standards Forecast | Commercial | Hospital | New | Food Preparation | Natural Gas | Oven | E9 |  | Codes & Standards Forecast | 0 | 0 | 0 | 0 | 0 | 0 | 0 | 0 | 0 | 0 | 0 | 0 | 0 | 0 | 0 | 0 | 0 | 0 | 0 | 0 | 0 | 0 | 0 | 0 | 0 | 0 | 0 | 0 | 0 | 0 | 0 | 0 | 0
Commercial_Hospital_New_Food Preparation_Natural Gas_Oven_E10_Codes & Standards Forecast | Commercial | Hospital | New | Food Preparation | Natural Gas | Oven | E10 |  | Codes & Standards Forecast | 0 | 0 | 0 | 0 | 0 | 0 | 0 | 0 | 0 | 0 | 0 | 0 | 0 | 0 | 0 | 0 | 0 | 0 | 0 | 0 | 0 | 0 | 0 | 0 | 0 | 0 | 0 | 0 | 0 | 0 | 0 | 0 | 0
Commercial_Hospital_New_Food Preparation_Natural Gas_Conveyor Oven_E1_Codes & Standards Forecast | Commercial | Hospital | New | Food Preparation | Natural Gas | Conveyor Oven | E1 |  | Codes & Standards Forecast | 0 | 213.4292 | 1029.4482 | 657.8895 | 848.481 | 1151.4817 | 1076.2612 | 953.9023 | 857.9184 | 828.3554 | 817.55 | 809.4278 | 808.3188 | 810.6316 | 815.6178 | 817.1204 | 817.3438 | 858.9708 | 1055.2476 | 1137.7252 | 1242.8738 | 1387.6288 | 1543.226 | 1800.9896 | 1676.4771 | 1719.2537 | 1780.8094 | 1729.3093 | 1675.5588 | 1639.9636 | 1629.9252 | 1627.1411 | 1179.0187
Commercial_Hospital_New_Food Preparation_Natural Gas_Conveyor Oven_E2_Codes & Standards Forecast | Commercial | Hospital | New | Food Preparation | Natural Gas | Conveyor Oven | E2 |  | Codes & Standards Forecast | 0 | 0 | 0 | 0 | 0 | 0 | 0 | 0 | 0 | 0 | 0 | 0 | 0 | 0 | 0 | 0 | 0 | 0 | 0 | 0 | 0 | 0 | 0 | 0 | 0 | 0 | 0 | 0 | 0 | 0 | 0 | 0 | 0
Commercial_Hospital_New_Food Preparation_Natural Gas_Conveyor Oven_E3_Codes & Standards Forecast | Commercial | Hospital | New | Food Preparation | Natural Gas | Conveyor Oven | E3 |  | Codes & Standards Forecast | 0 | 0 | 0 | 0 | 0 | 0 | 0 | 0 | 0 | 0 | 0 | 0 | 0 | 0 | 0 | 0 | 0 | 0 | 0 | 0 | 0 | 0 | 0 | 0 | 0 | 0 | 0 | 0 | 0 | 0 | 0 | 0 | 0
Commercial_Hospital_New_Food Preparation_Natural Gas_Conveyor Oven_E4_Codes & Standards Forecast | Commercial | Hospital | New | Food Preparation | Natural Gas | Conveyor Oven | E4 |  | Codes & Standards Forecast | 0 | 0 | 0 | 0 | 0 | 0 | 0 | 0 | 0 | 0 | 0 | 0 | 0 | 0 | 0 | 0 | 0 | 0 | 0 | 0 | 0 | 0 | 0 | 0 | 0 | 0 | 0 | 0 | 0 | 0 | 0 | 0 | 0
Commercial_Hospital_New_Food Preparation_Natural Gas_Conveyor Oven_E5_Codes & Standards Forecast | Commercial | Hospital | New | Food Preparation | Natural Gas | Conveyor Oven | E5 |  | Codes & Standards Forecast | 0 | 0 | 0 | 0 | 0 | 0 | 0 | 0 | 0 | 0 | 0 | 0 | 0 | 0 | 0 | 0 | 0 | 0 | 0 | 0 | 0 | 0 | 0 | 0 | 0 | 0 | 0 | 0 | 0 | 0 | 0 | 0 | 0
Commercial_Hospital_New_Food Preparation_Natural Gas_Conveyor Oven_E6_Codes & Standards Forecast | Commercial | Hospital | New | Food Preparation | Natural Gas | Conveyor Oven | E6 |  | Codes & Standards Forecast | 0 | 0 | 0 | 0 | 0 | 0 | 0 | 0 | 0 | 0 | 0 | 0 | 0 | 0 | 0 | 0 | 0 | 0 | 0 | 0 | 0 | 0 | 0 | 0 | 0 | 0 | 0 | 0 | 0 | 0 | 0 | 0 | 0
Commercial_Hospital_New_Food Preparation_Natural Gas_Conveyor Oven_E7_Codes & Standards Forecast | Commercial | Hospital | New | Food Preparation | Natural Gas | Conveyor Oven | E7 |  | Codes & Standards Forecast | 0 | 0 | 0 | 0 | 0 | 0 | 0 | 0 | 0 | 0 | 0 | 0 | 0 | 0 | 0 | 0 | 0 | 0 | 0 | 0 | 0 | 0 | 0 | 0 | 0 | 0 | 0 | 0 | 0 | 0 | 0 | 0 | 0
Commercial_Hospital_New_Food Preparation_Natural Gas_Conveyor Oven_E8_Codes & Standards Forecast | Commercial | Hospital | New | Food Preparation | Natural Gas | Conveyor Oven | E8 |  | Codes & Standards Forecast | 0 | 0 | 0 | 0 | 0 | 0 | 0 | 0 | 0 | 0 | 0 | 0 | 0 | 0 | 0 | 0 | 0 | 0 | 0 | 0 | 0 | 0 | 0 | 0 | 0 | 0 | 0 | 0 | 0 | 0 | 0 | 0 | 0
Commercial_Hospital_New_Food Preparation_Natural Gas_Conveyor Oven_E9_Codes & Standards Forecast | Commercial | Hospital | New | Food Preparation | Natural Gas | Conveyor Oven | E9 |  | Codes & Standards Forecast | 0 | 0 | 0 | 0 | 0 | 0 | 0 | 0 | 0 | 0 | 0 | 0 | 0 | 0 | 0 | 0 | 0 | 0 | 0 | 0 | 0 | 0 | 0 | 0 | 0 | 0 | 0 | 0 | 0 | 0 | 0 | 0 | 0
Commercial_Hospital_New_Food Preparation_Natural Gas_Conveyor Oven_E10_Codes & Standards Forecast | Commercial | Hospital | New | Food Preparation | Natural Gas | Conveyor Oven | E10 |  | Codes & Standards Forecast | 0 | 0 | 0 | 0 | 0 | 0 | 0 | 0 | 0 | 0 | 0 | 0 | 0 | 0 | 0 | 0 | 0 | 0 | 0 | 0 | 0 | 0 | 0 | 0 | 0 | 0 | 0 | 0 | 0 | 0 | 0 | 0 | 0
Commercial_Hospital_New_Food Preparation_Natural Gas_Double Rack Oven_E1_Codes & Standards Forecast | Commercial | Hospital | New | Food Preparation | Natural Gas | Double Rack Oven | E1 |  | Codes & Standards Forecast | 0 | 213.4292 | 1029.4482 | 657.8895 | 848.481 | 1151.4817 | 1076.2612 | 953.9023 | 857.9184 | 828.3554 | 817.55 | 809.4278 | 851.0046 | 1050.67 | 1139.2264 | 1245.7035 | 1390.5065 | 1546.0166 | 1803.6895 | 1679.0827 | 1721.897 | 1783.4909 | 1730.8811 | 1684.5441 | 1694.1113 | 1737.8231 | 1799.0332 | 1877.6935 | 1984.7805 | 2163.4552 | 2252.3758 | 2336.8018 | 1980.065
Commercial_Hospital_New_Food Preparation_Natural Gas_Double Rack Oven_E2_Codes & Standards Forecast | Commercial | Hospital | New | Food Preparation | Natural Gas | Double Rack Oven | E2 |  | Codes & Standards Forecast | 0 | 0 | 0 | 0 | 0 | 0 | 0 | 0 | 0 | 0 | 0 | 0 | 0 | 0 | 0 | 0 | 0 | 0 | 0 | 0 | 0 | 0 | 0 | 0 | 0 | 0 | 0 | 0 | 0 | 0 | 0 | 0 | 0
Commercial_Hospital_New_Food Preparation_Natural Gas_Double Rack Oven_E3_Codes & Standards Forecast | Commercial | Hospital | New | Food Preparation | Natural Gas | Double Rack Oven | E3 |  | Codes & Standards Forecast | 0 | 0 | 0 | 0 | 0 | 0 | 0 | 0 | 0 | 0 | 0 | 0 | 0 | 0 | 0 | 0 | 0 | 0 | 0 | 0 | 0 | 0 | 0 | 0 | 0 | 0 | 0 | 0 | 0 | 0 | 0 | 0 | 0
Commercial_Hospital_New_Food Preparation_Natural Gas_Double Rack Oven_E4_Codes & Standards Forecast | Commercial | Hospital | New | Food Preparation | Natural Gas | Double Rack Oven | E4 |  | Codes & Standards Forecast | 0 | 0 | 0 | 0 | 0 | 0 | 0 | 0 | 0 | 0 | 0 | 0 | 0 | 0 | 0 | 0 | 0 | 0 | 0 | 0 | 0 | 0 | 0 | 0 | 0 | 0 | 0 | 0 | 0 | 0 | 0 | 0 | 0
Commercial_Hospital_New_Food Preparation_Natural Gas_Double Rack Oven_E5_Codes & Standards Forecast | Commercial | Hospital | New | Food Preparation | Natural Gas | Double Rack Oven | E5 |  | Codes & Standards Forecast | 0 | 0 | 0 | 0 | 0 | 0 | 0 | 0 | 0 | 0 | 0 | 0 | 0 | 0 | 0 | 0 | 0 | 0 | 0 | 0 | 0 | 0 | 0 | 0 | 0 | 0 | 0 | 0 | 0 | 0 | 0 | 0 | 0
Commercial_Hospital_New_Food Preparation_Natural Gas_Double Rack Oven_E6_Codes & Standards Forecast | Commercial | Hospital | New | Food Preparation | Natural Gas | Double Rack Oven | E6 |  | Codes & Standards Forecast | 0 | 0 | 0 | 0 | 0 | 0 | 0 | 0 | 0 | 0 | 0 | 0 | 0 | 0 | 0 | 0 | 0 | 0 | 0 | 0 | 0 | 0 | 0 | 0 | 0 | 0 | 0 | 0 | 0 | 0 | 0 | 0 | 0
Commercial_Hospital_New_Food Preparation_Natural Gas_Double Rack Oven_E7_Codes & Standards Forecast | Commercial | Hospital | New | Food Preparation | Natural Gas | Double Rack Oven | E7 |  | Codes & Standards Forecast | 0 | 0 | 0 | 0 | 0 | 0 | 0 | 0 | 0 | 0 | 0 | 0 | 0 | 0 | 0 | 0 | 0 | 0 | 0 | 0 | 0 | 0 | 0 | 0 | 0 | 0 | 0 | 0 | 0 | 0 | 0 | 0 | 0
Commercial_Hospital_New_Food Preparation_Natural Gas_Double Rack Oven_E8_Codes & Standards Forecast | Commercial | Hospital | New | Food Preparation | Natural Gas | Double Rack Oven | E8 |  | Codes & Standards Forecast | 0 | 0 | 0 | 0 | 0 | 0 | 0 | 0 | 0 | 0 | 0 | 0 | 0 | 0 | 0 | 0 | 0 | 0 | 0 | 0 | 0 | 0 | 0 | 0 | 0 | 0 | 0 | 0 | 0 | 0 | 0 | 0 | 0
Commercial_Hospital_New_Food Preparation_Natural Gas_Double Rack Oven_E9_Codes & Standards Forecast | Commercial | Hospital | New | Food Preparation | Natural Gas | Double Rack Oven | E9 |  | Codes & Standards Forecast | 0 | 0 | 0 | 0 | 0 | 0 | 0 | 0 | 0 | 0 | 0 | 0 | 0 | 0 | 0 | 0 | 0 | 0 | 0 | 0 | 0 | 0 | 0 | 0 | 0 | 0 | 0 | 0 | 0 | 0 | 0 | 0 | 0
Commercial_Hospital_New_Food Preparation_Natural Gas_Double Rack Oven_E10_Codes & Standards Forecast | Commercial | Hospital | New | Food Preparation | Natural Gas | Double Rack Oven | E10 |  | Codes & Standards Forecast | 0 | 0 | 0 | 0 | 0 | 0 | 0 | 0 | 0 | 0 | 0 | 0 | 0 | 0 | 0 | 0 | 0 | 0 | 0 | 0 | 0 | 0 | 0 | 0 | 0 | 0 | 0 | 0 | 0 | 0 | 0 | 0 | 0
Commercial_Hospital_New_Food Preparation_Natural Gas_Fryer_E1_Codes & Standards Forecast | Commercial | Hospital | New | Food Preparation | Natural Gas | Fryer | E1 |  | Codes & Standards Forecast | 0 | 4941.2091 | 23833.2865 | 0 | 0 | 0 | 0 | 0 | 0 | 0 | 0 | 0 | 0 | 0 | 0 | 0 | 0 | 0 | 0 | 0 | 0 | 0 | 0 | 0 | 0 | 0 | 0 | 0 | 0 | 0 | 0 | 0 | 0
Commercial_Hospital_New_Food Preparation_Natural Gas_Fryer_E2_Codes & Standards Forecast | Commercial | Hospital | New | Food Preparation | Natural Gas | Fryer | E2 |  | Codes & Standards Forecast | 0 | 0 | 0 | 15231.1393 | 19643.6197 | 26658.5458 | 26152.3793 | 28969.081 | 28833.4953 | 30817.1242 | 35494.311 | 42185.8457 | 41499.5193 | 44112.113 | 47260.3164 | 48954.1842 | 52665.0803 | 54547.6878 | 57109.1741 | 60449.9147 | 63879.9537 | 65630.4406 | 68171.2675 | 70838.4315 | 73322.859 | 76542.83 | 78962.376 | 81574.1557 | 84385.5193 | 87137.1615 | 89608.1469 | 92254.6553 | 84582.1582
Commercial_Hospital_New_Food Preparation_Natural Gas_Fryer_E3_Codes & Standards Forecast | Commercial | Hospital | New | Food Preparation | Natural Gas | Fryer | E3 |  | Codes & Standards Forecast | 0 | 0 | 0 | 0 | 0 | 0 | 0 | 0 | 0 | 0 | 0 | 0 | 0 | 0 | 0 | 0 | 0 | 0 | 0 | 0 | 0 | 0 | 0 | 0 | 0 | 0 | 0 | 0 | 0 | 0 | 0 | 0 | 0
Commercial_Hospital_New_Food Preparation_Natural Gas_Fryer_E4_Codes & Standards Forecast | Commercial | Hospital | New | Food Preparation | Natural Gas | Fryer | E4 |  | Codes & Standards Forecast | 0 | 0 | 0 | 0 | 0 | 0 | 0 | 0 | 0 | 0 | 0 | 0 | 0 | 0 | 0 | 0 | 0 | 0 | 0 | 0 | 0 | 0 | 0 | 0 | 0 | 0 | 0 | 0 | 0 | 0 | 0 | 0 | 0
Commercial_Hospital_New_Food Preparation_Natural Gas_Fryer_E5_Codes & Standards Forecast | Commercial | Hospital | New | Food Preparation | Natural Gas | Fryer | E5 |  | Codes & Standards Forecast | 0 | 0 | 0 | 0 | 0 | 0 | 0 | 0 | 0 | 0 | 0 | 0 | 0 | 0 | 0 | 0 | 0 | 0 | 0 | 0 | 0 | 0 | 0 | 0 | 0 | 0 | 0 | 0 | 0 | 0 | 0 | 0 | 0
Commercial_Hospital_New_Food Preparation_Natural Gas_Fryer_E6_Codes & Standards Forecast | Commercial | Hospital | New | Food Preparation | Natural Gas | Fryer | E6 |  | Codes & Standards Forecast | 0 | 0 | 0 | 0 | 0 | 0 | 0 | 0 | 0 | 0 | 0 | 0 | 0 | 0 | 0 | 0 | 0 | 0 | 0 | 0 | 0 | 0 | 0 | 0 | 0 | 0 | 0 | 0 | 0 | 0 | 0 | 0 | 0
Commercial_Hospital_New_Food Preparation_Natural Gas_Fryer_E7_Codes & Standards Forecast | Commercial | Hospital | New | Food Preparation | Natural Gas | Fryer | E7 |  | Codes & Standards Forecast | 0 | 0 | 0 | 0 | 0 | 0 | 0 | 0 | 0 | 0 | 0 | 0 | 0 | 0 | 0 | 0 | 0 | 0 | 0 | 0 | 0 | 0 | 0 | 0 | 0 | 0 | 0 | 0 | 0 | 0 | 0 | 0 | 0
Commercial_Hospital_New_Food Preparation_Natural Gas_Fryer_E8_Codes & Standards Forecast | Commercial | Hospital | New | Food Preparation | Natural Gas | Fryer | E8 |  | Codes & Standards Forecast | 0 | 0 | 0 | 0 | 0 | 0 | 0 | 0 | 0 | 0 | 0 | 0 | 0 | 0 | 0 | 0 | 0 | 0 | 0 | 0 | 0 | 0 | 0 | 0 | 0 | 0 | 0 | 0 | 0 | 0 | 0 | 0 | 0
Commercial_Hospital_New_Food Preparation_Natural Gas_Fryer_E9_Codes & Standards Forecast | Commercial | Hospital | New | Food Preparation | Natural Gas | Fryer | E9 |  | Codes & Standards Forecast | 0 | 0 | 0 | 0 | 0 | 0 | 0 | 0 | 0 | 0 | 0 | 0 | 0 | 0 | 0 | 0 | 0 | 0 | 0 | 0 | 0 | 0 | 0 | 0 | 0 | 0 | 0 | 0 | 0 | 0 | 0 | 0 | 0
Commercial_Hospital_New_Food Preparation_Natural Gas_Fryer_E10_Codes & Standards Forecast | Commercial | Hospital | New | Food Preparation | Natural Gas | Fryer | E10 |  | Codes & Standards Forecast | 0 | 0 | 0 | 0 | 0 | 0 | 0 | 0 | 0 | 0 | 0 | 0 | 0 | 0 | 0 | 0 | 0 | 0 | 0 | 0 | 0 | 0 | 0 | 0 | 0 | 0 | 0 | 0 | 0 | 0 | 0 | 0 | 0
Commercial_Hospital_New_Food Preparation_Natural Gas_Broiler_E1_Codes & Standards Forecast | Commercial | Hospital | New | Food Preparation | Natural Gas | Broiler | E1 |  | Codes & Standards Forecast | 0 | 1112.4188 | 5365.609 | 3428.9999 | 4422.3856 | 6001.6621 | 5609.6037 | 4971.8542 | 4471.5749 | 4317.4885 | 4261.1695 | 4218.8357 | 4435.5392 | 5476.2191 | 5937.7861 | 6492.7575 | 7247.4886 | 8058.0257 | 9401.0485 | 8751.5824 | 8974.736 | 9295.7705 | 9021.5623 | 8780.0481 | 8829.9134 | 9057.7445 | 9376.7792 | 9786.7664 | 10344.9166 | 11276.1907 | 11739.6554 | 12179.694 | 10320.339
Commercial_Hospital_New_Food Preparation_Natural Gas_Broiler_E2_Codes & Standards Forecast | Commercial | Hospital | New | Food Preparation | Natural Gas | Broiler | E2 |  | Codes & Standards Forecast | 0 | 0 | 0 | 0 | 0 | 0 | 0 | 0 | 0 | 0 | 0 | 0 | 0 | 0 | 0 | 0 | 0 | 0 | 0 | 0 | 0 | 0 | 0 | 0 | 0 | 0 | 0 | 0 | 0 | 0 | 0 | 0 | 0
Commercial_Hospital_New_Food Preparation_Natural Gas_Broiler_E3_Codes & Standards Forecast | Commercial | Hospital | New | Food Preparation | Natural Gas | Broiler | E3 |  | Codes & Standards Forecast | 0 | 0 | 0 | 0 | 0 | 0 | 0 | 0 | 0 | 0 | 0 | 0 | 0 | 0 | 0 | 0 | 0 | 0 | 0 | 0 | 0 | 0 | 0 | 0 | 0 | 0 | 0 | 0 | 0 | 0 | 0 | 0 | 0
Commercial_Hospital_New_Food Preparation_Natural Gas_Broiler_E4_Codes & Standards Forecast | Commercial | Hospital | New | Food Preparation | Natural Gas | Broiler | E4 |  | Codes & Standards Forecast | 0 | 0 | 0 | 0 | 0 | 0 | 0 | 0 | 0 | 0 | 0 | 0 | 0 | 0 | 0 | 0 | 0 | 0 | 0 | 0 | 0 | 0 | 0 | 0 | 0 | 0 | 0 | 0 | 0 | 0 | 0 | 0 | 0
Commercial_Hospital_New_Food Preparation_Natural Gas_Broiler_E5_Codes & Standards Forecast | Commercial | Hospital | New | Food Preparation | Natural Gas | Broiler | E5 |  | Codes & Standards Forecast | 0 | 0 | 0 | 0 | 0 | 0 | 0 | 0 | 0 | 0 | 0 | 0 | 0 | 0 | 0 | 0 | 0 | 0 | 0 | 0 | 0 | 0 | 0 | 0 | 0 | 0 | 0 | 0 | 0 | 0 | 0 | 0 | 0
Commercial_Hospital_New_Food Preparation_Natural Gas_Broiler_E6_Codes & Standards Forecast | Commercial | Hospital | New | Food Preparation | Natural Gas | Broiler | E6 |  | Codes & Standards Forecast | 0 | 0 | 0 | 0 | 0 | 0 | 0 | 0 | 0 | 0 | 0 | 0 | 0 | 0 | 0 | 0 | 0 | 0 | 0 | 0 | 0 | 0 | 0 | 0 | 0 | 0 | 0 | 0 | 0 | 0 | 0 | 0 | 0
Commercial_Hospital_New_Food Preparation_Natural Gas_Broiler_E7_Codes & Standards Forecast | Commercial | Hospital | New | Food Preparation | Natural Gas | Broiler | E7 |  | Codes & Standards Forecast | 0 | 0 | 0 | 0 | 0 | 0 | 0 | 0 | 0 | 0 | 0 | 0 | 0 | 0 | 0 | 0 | 0 | 0 | 0 | 0 | 0 | 0 | 0 | 0 | 0 | 0 | 0 | 0 | 0 | 0 | 0 | 0 | 0
Commercial_Hospital_New_Food Preparation_Natural Gas_Broiler_E8_Codes & Standards Forecast | Commercial | Hospital | New | Food Preparation | Natural Gas | Broiler | E8 |  | Codes & Standards Forecast | 0 | 0 | 0 | 0 | 0 | 0 | 0 | 0 | 0 | 0 | 0 | 0 | 0 | 0 | 0 | 0 | 0 | 0 | 0 | 0 | 0 | 0 | 0 | 0 | 0 | 0 | 0 | 0 | 0 | 0 | 0 | 0 | 0
Commercial_Hospital_New_Food Preparation_Natural Gas_Broiler_E9_Codes & Standards Forecast | Commercial | Hospital | New | Food Preparation | Natural Gas | Broiler | E9 |  | Codes & Standards Forecast | 0 | 0 | 0 | 0 | 0 | 0 | 0 | 0 | 0 | 0 | 0 | 0 | 0 | 0 | 0 | 0 | 0 | 0 | 0 | 0 | 0 | 0 | 0 | 0 | 0 | 0 | 0 | 0 | 0 | 0 | 0 | 0 | 0
Commercial_Hospital_New_Food Preparation_Natural Gas_Broiler_E10_Codes & Standards Forecast | Commercial | Hospital | New | Food Preparation | Natural Gas | Broiler | E10 |  | Codes & Standards Forecast | 0 | 0 | 0 | 0 | 0 | 0 | 0 | 0 | 0 | 0 | 0 | 0 | 0 | 0 | 0 | 0 | 0 | 0 | 0 | 0 | 0 | 0 | 0 | 0 | 0 | 0 | 0 | 0 | 0 | 0 | 0 | 0 | 0
Commercial_Hospital_New_Food Preparation_Natural Gas_Griddle_E1_Codes & Standards Forecast | Commercial | Hospital | New | Food Preparation | Natural Gas | Griddle | E1 |  | Codes & Standards Forecast | 0 | 1112.4188 | 5365.609 | 3428.9999 | 4422.3856 | 6001.6621 | 5609.6037 | 4971.8542 | 4471.5749 | 4317.4885 | 4261.1695 | 4218.8357 | 4435.5392 | 5476.2191 | 5937.7861 | 6492.7575 | 7247.4886 | 8058.0257 | 9401.0485 | 8751.5824 | 8974.736 | 9295.7705 | 9021.5623 | 8780.0481 | 8829.9134 | 9057.7445 | 9376.7792 | 9786.7664 | 10344.9166 | 11276.1907 | 11739.6554 | 12179.694 | 10320.339
Commercial_Hospital_New_Food Preparation_Natural Gas_Griddle_E2_Codes & Standards Forecast | Commercial | Hospital | New | Food Preparation | Natural Gas | Griddle | E2 |  | Codes & Standards Forecast | 0 | 0 | 0 | 0 | 0 | 0 | 0 | 0 | 0 | 0 | 0 | 0 | 0 | 0 | 0 | 0 | 0 | 0 | 0 | 0 | 0 | 0 | 0 | 0 | 0 | 0 | 0 | 0 | 0 | 0 | 0 | 0 | 0
Commercial_Hospital_New_Food Preparation_Natural Gas_Griddle_E3_Codes & Standards Forecast | Commercial | Hospital | New | Food Preparation | Natural Gas | Griddle | E3 |  | Codes & Standards Forecast | 0 | 0 | 0 | 0 | 0 | 0 | 0 | 0 | 0 | 0 | 0 | 0 | 0 | 0 | 0 | 0 | 0 | 0 | 0 | 0 | 0 | 0 | 0 | 0 | 0 | 0 | 0 | 0 | 0 | 0 | 0 | 0 | 0
Commercial_Hospital_New_Food Preparation_Natural Gas_Griddle_E4_Codes & Standards Forecast | Commercial | Hospital | New | Food Preparation | Natural Gas | Griddle | E4 |  | Codes & Standards Forecast | 0 | 0 | 0 | 0 | 0 | 0 | 0 | 0 | 0 | 0 | 0 | 0 | 0 | 0 | 0 | 0 | 0 | 0 | 0 | 0 | 0 | 0 | 0 | 0 | 0 | 0 | 0 | 0 | 0 | 0 | 0 | 0 | 0
Commercial_Hospital_New_Food Preparation_Natural Gas_Griddle_E5_Codes & Standards Forecast | Commercial | Hospital | New | Food Preparation | Natural Gas | Griddle | E5 |  | Codes & Standards Forecast | 0 | 0 | 0 | 0 | 0 | 0 | 0 | 0 | 0 | 0 | 0 | 0 | 0 | 0 | 0 | 0 | 0 | 0 | 0 | 0 | 0 | 0 | 0 | 0 | 0 | 0 | 0 | 0 | 0 | 0 | 0 | 0 | 0
Commercial_Hospital_New_Food Preparation_Natural Gas_Griddle_E6_Codes & Standards Forecast | Commercial | Hospital | New | Food Preparation | Natural Gas | Griddle | E6 |  | Codes & Standards Forecast | 0 | 0 | 0 | 0 | 0 | 0 | 0 | 0 | 0 | 0 | 0 | 0 | 0 | 0 | 0 | 0 | 0 | 0 | 0 | 0 | 0 | 0 | 0 | 0 | 0 | 0 | 0 | 0 | 0 | 0 | 0 | 0 | 0
Commercial_Hospital_New_Food Preparation_Natural Gas_Griddle_E7_Codes & Standards Forecast | Commercial | Hospital | New | Food Preparation | Natural Gas | Griddle | E7 |  | Codes & Standards Forecast | 0 | 0 | 0 | 0 | 0 | 0 | 0 | 0 | 0 | 0 | 0 | 0 | 0 | 0 | 0 | 0 | 0 | 0 | 0 | 0 | 0 | 0 | 0 | 0 | 0 | 0 | 0 | 0 | 0 | 0 | 0 | 0 | 0
Commercial_Hospital_New_Food Preparation_Natural Gas_Griddle_E8_Codes & Standards Forecast | Commercial | Hospital | New | Food Preparation | Natural Gas | Griddle | E8 |  | Codes & Standards Forecast | 0 | 0 | 0 | 0 | 0 | 0 | 0 | 0 | 0 | 0 | 0 | 0 | 0 | 0 | 0 | 0 | 0 | 0 | 0 | 0 | 0 | 0 | 0 | 0 | 0 | 0 | 0 | 0 | 0 | 0 | 0 | 0 | 0
Commercial_Hospital_New_Food Preparation_Natural Gas_Griddle_E9_Codes & Standards Forecast | Commercial | Hospital | New | Food Preparation | Natural Gas | Griddle | E9 |  | Codes & Standards Forecast | 0 | 0 | 0 | 0 | 0 | 0 | 0 | 0 | 0 | 0 | 0 | 0 | 0 | 0 | 0 | 0 | 0 | 0 | 0 | 0 | 0 | 0 | 0 | 0 | 0 | 0 | 0 | 0 | 0 | 0 | 0 | 0 | 0
Commercial_Hospital_New_Food Preparation_Natural Gas_Griddle_E10_Codes & Standards Forecast | Commercial | Hospital | New | Food Preparation | Natural Gas | Griddle | E10 |  | Codes & Standards Forecast | 0 | 0 | 0 | 0 | 0 | 0 | 0 | 0 | 0 | 0 | 0 | 0 | 0 | 0 | 0 | 0 | 0 | 0 | 0 | 0 | 0 | 0 | 0 | 0 | 0 | 0 | 0 | 0 | 0 | 0 | 0 | 0 | 0
Commercial_Hospital_New_Food Preparation_Natural Gas_Range_E1_Codes & Standards Forecast | Commercial | Hospital | New | Food Preparation | Natural Gas | Range | E1 |  | Codes & Standards Forecast | 0 | 4702.7452 | 22683.0866 | 14496.081 | 18695.6141 | 25371.9983 | 23714.5732 | 21018.4902 | 18903.5617 | 18252.1623 | 18954.6231 | 23124.1646 | 24941.1333 | 27305.126 | 30600.6943 | 34083.6755 | 39789.9197 | 37045.049 | 37960.8932 | 39478.238 | 39364.46 | 39365.3463 | 39966.7003 | 41485.9787 | 43748.2691 | 47628.8261 | 49568.203 | 51446.8945 | 53498.1492 | 55166.1558 | 57084.1864 | 56524.1093 | 47498.1038
Commercial_Hospital_New_Food Preparation_Natural Gas_Range_E2_Codes & Standards Forecast | Commercial | Hospital | New | Food Preparation | Natural Gas | Range | E2 |  | Codes & Standards Forecast | 0 | 0 | 0 | 0 | 0 | 0 | 0 | 0 | 0 | 0 | 0 | 0 | 0 | 0 | 0 | 0 | 0 | 0 | 0 | 0 | 0 | 0 | 0 | 0 | 0 | 0 | 0 | 0 | 0 | 0 | 0 | 0 | 0
Commercial_Hospital_New_Food Preparation_Natural Gas_Range_E3_Codes & Standards Forecast | Commercial | Hospital | New | Food Preparation | Natural Gas | Range | E3 |  | Codes & Standards Forecast | 0 | 0 | 0 | 0 | 0 | 0 | 0 | 0 | 0 | 0 | 0 | 0 | 0 | 0 | 0 | 0 | 0 | 0 | 0 | 0 | 0 | 0 | 0 | 0 | 0 | 0 | 0 | 0 | 0 | 0 | 0 | 0 | 0
Commercial_Hospital_New_Food Preparation_Natural Gas_Range_E4_Codes & Standards Forecast | Commercial | Hospital | New | Food Preparation | Natural Gas | Range | E4 |  | Codes & Standards Forecast | 0 | 0 | 0 | 0 | 0 | 0 | 0 | 0 | 0 | 0 | 0 | 0 | 0 | 0 | 0 | 0 | 0 | 0 | 0 | 0 | 0 | 0 | 0 | 0 | 0 | 0 | 0 | 0 | 0 | 0 | 0 | 0 | 0
Commercial_Hospital_New_Food Preparation_Natural Gas_Range_E5_Codes & Standards Forecast | Commercial | Hospital | New | Food Preparation | Natural Gas | Range | E5 |  | Codes & Standards Forecast | 0 | 0 | 0 | 0 | 0 | 0 | 0 | 0 | 0 | 0 | 0 | 0 | 0 | 0 | 0 | 0 | 0 | 0 | 0 | 0 | 0 | 0 | 0 | 0 | 0 | 0 | 0 | 0 | 0 | 0 | 0 | 0 | 0
Commercial_Hospital_New_Food Preparation_Natural Gas_Range_E6_Codes & Standards Forecast | Commercial | Hospital | New | Food Preparation | Natural Gas | Range | E6 |  | Codes & Standards Forecast | 0 | 0 | 0 | 0 | 0 | 0 | 0 | 0 | 0 | 0 | 0 | 0 | 0 | 0 | 0 | 0 | 0 | 0 | 0 | 0 | 0 | 0 | 0 | 0 | 0 | 0 | 0 | 0 | 0 | 0 | 0 | 0 | 0
Commercial_Hospital_New_Food Preparation_Natural Gas_Range_E7_Codes & Standards Forecast | Commercial | Hospital | New | Food Preparation | Natural Gas | Range | E7 |  | Codes & Standards Forecast | 0 | 0 | 0 | 0 | 0 | 0 | 0 | 0 | 0 | 0 | 0 | 0 | 0 | 0 | 0 | 0 | 0 | 0 | 0 | 0 | 0 | 0 | 0 | 0 | 0 | 0 | 0 | 0 | 0 | 0 | 0 | 0 | 0
Commercial_Hospital_New_Food Preparation_Natural Gas_Range_E8_Codes & Standards Forecast | Commercial | Hospital | New | Food Preparation | Natural Gas | Range | E8 |  | Codes & Standards Forecast | 0 | 0 | 0 | 0 | 0 | 0 | 0 | 0 | 0 | 0 | 0 | 0 | 0 | 0 | 0 | 0 | 0 | 0 | 0 | 0 | 0 | 0 | 0 | 0 | 0 | 0 | 0 | 0 | 0 | 0 | 0 | 0 | 0
Commercial_Hospital_New_Food Preparation_Natural Gas_Range_E9_Codes & Standards Forecast | Commercial | Hospital | New | Food Preparation | Natural Gas | Range | E9 |  | Codes & Standards Forecast | 0 | 0 | 0 | 0 | 0 | 0 | 0 | 0 | 0 | 0 | 0 | 0 | 0 | 0 | 0 | 0 | 0 | 0 | 0 | 0 | 0 | 0 | 0 | 0 | 0 | 0 | 0 | 0 | 0 | 0 | 0 | 0 | 0
Commercial_Hospital_New_Food Preparation_Natural Gas_Range_E10_Codes & Standards Forecast | Commercial | Hospital | New | Food Preparation | Natural Gas | Range | E10 |  | Codes & Standards Forecast | 0 | 0 | 0 | 0 | 0 | 0 | 0 | 0 | 0 | 0 | 0 | 0 | 0 | 0 | 0 | 0 | 0 | 0 | 0 | 0 | 0 | 0 | 0 | 0 | 0 | 0 | 0 | 0 | 0 | 0 | 0 | 0 | 0
Commercial_Hospital_New_Food Preparation_Natural Gas_Steamer_E1_Codes & Standards Forecast | Commercial | Hospital | New | Food Preparation | Natural Gas | Steamer | E1 |  | Codes & Standards Forecast | 0 | 516.7852 | 2492.6469 | 0 | 0 | 0 | 0 | 0 | 0 | 0 | 0 | 0 | 0 | 0 | 0 | 0 | 0 | 0 | 0 | 0 | 0 | 0 | 0 | 0 | 0 | 0 | 0 | 0 | 0 | 0 | 0 | 0 | 0
Commercial_Hospital_New_Food Preparation_Natural Gas_Steamer_E2_Codes & Standards Forecast | Commercial | Hospital | New | Food Preparation | Natural Gas | Steamer | E2 |  | Codes & Standards Forecast | 0 | 0 | 0 | 1592.9759 | 2054.4631 | 2788.1317 | 2605.9971 | 2309.7242 | 2077.3145 | 2005.7321 | 2036.9892 | 2287.9033 | 2425.7707 | 2607.5831 | 2857.8081 | 3052.8997 | 3190.7018 | 3284.3249 | 3359.2663 | 3588.1653 | 4271.6007 | 4008.9578 | 4212.1323 | 4504.0583 | 4502.9096 | 4484.5301 | 4498.3004 | 4568.4325 | 4687.9134 | 4937.7378 | 5095.8486 | 5272.5388 | 4401.5939
Commercial_Hospital_New_Food Preparation_Natural Gas_Steamer_E3_Codes & Standards Forecast | Commercial | Hospital | New | Food Preparation | Natural Gas | Steamer | E3 |  | Codes & Standards Forecast | 0 | 0 | 0 | 0 | 0 | 0 | 0 | 0 | 0 | 0 | 0 | 0 | 0 | 0 | 0 | 0 | 0 | 0 | 0 | 0 | 0 | 0 | 0 | 0 | 0 | 0 | 0 | 0 | 0 | 0 | 0 | 0 | 0
Commercial_Hospital_New_Food Preparation_Natural Gas_Steamer_E4_Codes & Standards Forecast | Commercial | Hospital | New | Food Preparation | Natural Gas | Steamer | E4 |  | Codes & Standards Forecast | 0 | 0 | 0 | 0 | 0 | 0 | 0 | 0 | 0 | 0 | 0 | 0 | 0 | 0 | 0 | 0 | 0 | 0 | 0 | 0 | 0 | 0 | 0 | 0 | 0 | 0 | 0 | 0 | 0 | 0 | 0 | 0 | 0
Commercial_Hospital_New_Food Preparation_Natural Gas_Steamer_E5_Codes & Standards Forecast | Commercial | Hospital | New | Food Preparation | Natural Gas | Steamer | E5 |  | Codes & Standards Forecast | 0 | 0 | 0 | 0 | 0 | 0 | 0 | 0 | 0 | 0 | 0 | 0 | 0 | 0 | 0 | 0 | 0 | 0 | 0 | 0 | 0 | 0 | 0 | 0 | 0 | 0 | 0 | 0 | 0 | 0 | 0 | 0 | 0
Commercial_Hospital_New_Food Preparation_Natural Gas_Steamer_E6_Codes & Standards Forecast | Commercial | Hospital | New | Food Preparation | Natural Gas | Steamer | E6 |  | Codes & Standards Forecast | 0 | 0 | 0 | 0 | 0 | 0 | 0 | 0 | 0 | 0 | 0 | 0 | 0 | 0 | 0 | 0 | 0 | 0 | 0 | 0 | 0 | 0 | 0 | 0 | 0 | 0 | 0 | 0 | 0 | 0 | 0 | 0 | 0
Commercial_Hospital_New_Food Preparation_Natural Gas_Steamer_E7_Codes & Standards Forecast | Commercial | Hospital | New | Food Preparation | Natural Gas | Steamer | E7 |  | Codes & Standards Forecast | 0 | 0 | 0 | 0 | 0 | 0 | 0 | 0 | 0 | 0 | 0 | 0 | 0 | 0 | 0 | 0 | 0 | 0 | 0 | 0 | 0 | 0 | 0 | 0 | 0 | 0 | 0 | 0 | 0 | 0 | 0 | 0 | 0
Commercial_Hospital_New_Food Preparation_Natural Gas_Steamer_E8_Codes & Standards Forecast | Commercial | Hospital | New | Food Preparation | Natural Gas | Steamer | E8 |  | Codes & Standards Forecast | 0 | 0 | 0 | 0 | 0 | 0 | 0 | 0 | 0 | 0 | 0 | 0 | 0 | 0 | 0 | 0 | 0 | 0 | 0 | 0 | 0 | 0 | 0 | 0 | 0 | 0 | 0 | 0 | 0 | 0 | 0 | 0 | 0
Commercial_Hospital_New_Food Preparation_Natural Gas_Steamer_E9_Codes & Standards Forecast | Commercial | Hospital | New | Food Preparation | Natural Gas | Steamer | E9 |  | Codes & Standards Forecast | 0 | 0 | 0 | 0 | 0 | 0 | 0 | 0 | 0 | 0 | 0 | 0 | 0 | 0 | 0 | 0 | 0 | 0 | 0 | 0 | 0 | 0 | 0 | 0 | 0 | 0 | 0 | 0 | 0 | 0 | 0 | 0 | 0
Commercial_Hospital_New_Food Preparation_Natural Gas_Steamer_E10_Codes & Standards Forecast | Commercial | Hospital | New | Food Preparation | Natural Gas | Steamer | E10 |  | Codes & Standards Forecast | 0 | 0 | 0 | 0 | 0 | 0 | 0 | 0 | 0 | 0 | 0 | 0 | 0 | 0 | 0 | 0 | 0 | 0 | 0 | 0 | 0 | 0 | 0 | 0 | 0 | 0 | 0 | 0 | 0 | 0 | 0 | 0 | 0
Commercial_Hospital_New_Food Preparation_Natural Gas_Food Prep Other_E1_Codes & Standards Forecast | Commercial | Hospital | New | Food Preparation | Natural Gas | Food Prep Other | E1 |  | Codes & Standards Forecast | 0 | 0 | 0 | 0 | 0 | 0 | 0 | 0 | 0 | 0 | 0 | 0 | 0 | 0 | 0 | 0 | 0 | 0 | 0 | 0 | 0 | 0 | 0 | 0 | 0 | 0 | 0 | 0 | 0 | 0 | 0 | 0 | 0
Commercial_Hospital_New_Food Preparation_Natural Gas_Food Prep Other_E2_Codes & Standards Forecast | Commercial | Hospital | New | Food Preparation | Natural Gas | Food Prep Other | E2 |  | Codes & Standards Forecast | 0 | 0 | 0 | 0 | 0 | 0 | 0 | 0 | 0 | 0 | 0 | 0 | 0 | 0 | 0 | 0 | 0 | 0 | 0 | 0 | 0 | 0 | 0 | 0 | 0 | 0 | 0 | 0 | 0 | 0 | 0 | 0 | 0
Commercial_Hospital_New_Food Preparation_Natural Gas_Food Prep Other_E3_Codes & Standards Forecast | Commercial | Hospital | New | Food Preparation | Natural Gas | Food Prep Other | E3 |  | Codes & Standards Forecast | 0 | 0 | 0 | 0 | 0 | 0 | 0 | 0 | 0 | 0 | 0 | 0 | 0 | 0 | 0 | 0 | 0 | 0 | 0 | 0 | 0 | 0 | 0 | 0 | 0 | 0 | 0 | 0 | 0 | 0 | 0 | 0 | 0
Commercial_Hospital_New_Food Preparation_Natural Gas_Food Prep Other_E4_Codes & Standards Forecast | Commercial | Hospital | New | Food Preparation | Natural Gas | Food Prep Other | E4 |  | Codes & Standards Forecast | 0 | 0 | 0 | 0 | 0 | 0 | 0 | 0 | 0 | 0 | 0 | 0 | 0 | 0 | 0 | 0 | 0 | 0 | 0 | 0 | 0 | 0 | 0 | 0 | 0 | 0 | 0 | 0 | 0 | 0 | 0 | 0 | 0
Commercial_Hospital_New_Food Preparation_Natural Gas_Food Prep Other_E5_Codes & Standards Forecast | Commercial | Hospital | New | Food Preparation | Natural Gas | Food Prep Other | E5 |  | Codes & Standards Forecast | 0 | 0 | 0 | 0 | 0 | 0 | 0 | 0 | 0 | 0 | 0 | 0 | 0 | 0 | 0 | 0 | 0 | 0 | 0 | 0 | 0 | 0 | 0 | 0 | 0 | 0 | 0 | 0 | 0 | 0 | 0 | 0 | 0
Commercial_Hospital_New_Food Preparation_Natural Gas_Food Prep Other_E6_Codes & Standards Forecast | Commercial | Hospital | New | Food Preparation | Natural Gas | Food Prep Other | E6 |  | Codes & Standards Forecast | 0 | 0 | 0 | 0 | 0 | 0 | 0 | 0 | 0 | 0 | 0 | 0 | 0 | 0 | 0 | 0 | 0 | 0 | 0 | 0 | 0 | 0 | 0 | 0 | 0 | 0 | 0 | 0 | 0 | 0 | 0 | 0 | 0
Commercial_Hospital_New_Food Preparation_Natural Gas_Food Prep Other_E7_Codes & Standards Forecast | Commercial | Hospital | New | Food Preparation | Natural Gas | Food Prep Other | E7 |  | Codes & Standards Forecast | 0 | 0 | 0 | 0 | 0 | 0 | 0 | 0 | 0 | 0 | 0 | 0 | 0 | 0 | 0 | 0 | 0 | 0 | 0 | 0 | 0 | 0 | 0 | 0 | 0 | 0 | 0 | 0 | 0 | 0 | 0 | 0 | 0
Commercial_Hospital_New_Food Preparation_Natural Gas_Food Prep Other_E8_Codes & Standards Forecast | Commercial | Hospital | New | Food Preparation | Natural Gas | Food Prep Other | E8 |  | Codes & Standards Forecast | 0 | 0 | 0 | 0 | 0 | 0 | 0 | 0 | 0 | 0 | 0 | 0 | 0 | 0 | 0 | 0 | 0 | 0 | 0 | 0 | 0 | 0 | 0 | 0 | 0 | 0 | 0 | 0 | 0 | 0 | 0 | 0 | 0
Commercial_Hospital_New_Food Preparation_Natural Gas_Food Prep Other_E9_Codes & Standards Forecast | Commercial | Hospital | New | Food Preparation | Natural Gas | Food Prep Other | E9 |  | Codes & Standards Forecast | 0 | 0 | 0 | 0 | 0 | 0 | 0 | 0 | 0 | 0 | 0 | 0 | 0 | 0 | 0 | 0 | 0 | 0 | 0 | 0 | 0 | 0 | 0 | 0 | 0 | 0 | 0 | 0 | 0 | 0 | 0 | 0 | 0
Commercial_Hospital_New_Food Preparation_Natural Gas_Food Prep Other_E10_Codes & Standards Forecast | Commercial | Hospital | New | Food Preparation | Natural Gas | Food Prep Other | E10 |  | Codes & Standards Forecast | 0 | 0 | 0 | 0 | 0 | 0 | 0 | 0 | 0 | 0 | 0 | 0 | 0 | 0 | 0 | 0 | 0 | 0 | 0 | 0 | 0 | 0 | 0 | 0 | 0 | 0 | 0 | 0 | 0 | 0 | 0 | 0 | 0
Commercial_Hospital_New_Miscellaneous_Natural Gas_Pool Heater_E1_Codes & Standards Forecast | Commercial | Hospital | New | Miscellaneous | Natural Gas | Pool Heater | E1 |  | Codes & Standards Forecast | 0 | 0 | 0 | 0 | 0 | 0 | 0 | 0 | 0 | 0 | 0 | 0 | 0 | 0 | 0 | 0 | 0 | 0 | 0 | 0 | 0 | 0 | 0 | 0 | 0 | 0 | 0 | 0 | 0 | 0 | 0 | 0 | 0
Commercial_Hospital_New_Miscellaneous_Natural Gas_Pool Heater_E2_Codes & Standards Forecast | Commercial | Hospital | New | Miscellaneous | Natural Gas | Pool Heater | E2 |  | Codes & Standards Forecast | 0 | 0 | 0 | 0 | 0 | 0 | 0 | 0 | 0 | 0 | 0 | 0 | 0 | 0 | 0 | 0 | 0 | 0 | 0 | 0 | 0 | 0 | 0 | 0 | 0 | 0 | 0 | 0 | 0 | 0 | 0 | 0 | 0
Commercial_Hospital_New_Miscellaneous_Natural Gas_Pool Heater_E3_Codes & Standards Forecast | Commercial | Hospital | New | Miscellaneous | Natural Gas | Pool Heater | E3 |  | Codes & Standards Forecast | 0 | 0 | 0 | 0 | 0 | 0 | 0 | 0 | 0 | 0 | 0 | 0 | 0 | 0 | 0 | 0 | 0 | 0 | 0 | 0 | 0 | 0 | 0 | 0 | 0 | 0 | 0 | 0 | 0 | 0 | 0 | 0 | 0
Commercial_Hospital_New_Miscellaneous_Natural Gas_Pool Heater_E4_Codes & Standards Forecast | Commercial | Hospital | New | Miscellaneous | Natural Gas | Pool Heater | E4 |  | Codes & Standards Forecast | 0 | 0 | 0 | 0 | 0 | 0 | 0 | 0 | 0 | 0 | 0 | 0 | 0 | 0 | 0 | 0 | 0 | 0 | 0 | 0 | 0 | 0 | 0 | 0 | 0 | 0 | 0 | 0 | 0 | 0 | 0 | 0 | 0
Commercial_Hospital_New_Miscellaneous_Natural Gas_Pool Heater_E5_Codes & Standards Forecast | Commercial | Hospital | New | Miscellaneous | Natural Gas | Pool Heater | E5 |  | Codes & Standards Forecast | 0 | 0 | 0 | 0 | 0 | 0 | 0 | 0 | 0 | 0 | 0 | 0 | 0 | 0 | 0 | 0 | 0 | 0 | 0 | 0 | 0 | 0 | 0 | 0 | 0 | 0 | 0 | 0 | 0 | 0 | 0 | 0 | 0
Commercial_Hospital_New_Miscellaneous_Natural Gas_Pool Heater_E6_Codes & Standards Forecast | Commercial | Hospital | New | Miscellaneous | Natural Gas | Pool Heater | E6 |  | Codes & Standards Forecast | 0 | 0 | 0 | 0 | 0 | 0 | 0 | 0 | 0 | 0 | 0 | 0 | 0 | 0 | 0 | 0 | 0 | 0 | 0 | 0 | 0 | 0 | 0 | 0 | 0 | 0 | 0 | 0 | 0 | 0 | 0 | 0 | 0
Commercial_Hospital_New_Miscellaneous_Natural Gas_Pool Heater_E7_Codes & Standards Forecast | Commercial | Hospital | New | Miscellaneous | Natural Gas | Pool Heater | E7 |  | Codes & Standards Forecast | 0 | 0 | 0 | 0 | 0 | 0 | 0 | 0 | 0 | 0 | 0 | 0 | 0 | 0 | 0 | 0 | 0 | 0 | 0 | 0 | 0 | 0 | 0 | 0 | 0 | 0 | 0 | 0 | 0 | 0 | 0 | 0 | 0
Commercial_Hospital_New_Miscellaneous_Natural Gas_Pool Heater_E8_Codes & Standards Forecast | Commercial | Hospital | New | Miscellaneous | Natural Gas | Pool Heater | E8 |  | Codes & Standards Forecast | 0 | 0 | 0 | 0 | 0 | 0 | 0 | 0 | 0 | 0 | 0 | 0 | 0 | 0 | 0 | 0 | 0 | 0 | 0 | 0 | 0 | 0 | 0 | 0 | 0 | 0 | 0 | 0 | 0 | 0 | 0 | 0 | 0
Commercial_Hospital_New_Miscellaneous_Natural Gas_Pool Heater_E9_Codes & Standards Forecast | Commercial | Hospital | New | Miscellaneous | Natural Gas | Pool Heater | E9 |  | Codes & Standards Forecast | 0 | 0 | 0 | 0 | 0 | 0 | 0 | 0 | 0 | 0 | 0 | 0 | 0 | 0 | 0 | 0 | 0 | 0 | 0 | 0 | 0 | 0 | 0 | 0 | 0 | 0 | 0 | 0 | 0 | 0 | 0 | 0 | 0
Commercial_Hospital_New_Miscellaneous_Natural Gas_Pool Heater_E10_Codes & Standards Forecast | Commercial | Hospital | New | Miscellaneous | Natural Gas | Pool Heater | E10 |  | Codes & Standards Forecast | 0 | 0 | 0 | 0 | 0 | 0 | 0 | 0 | 0 | 0 | 0 | 0 | 0 | 0 | 0 | 0 | 0 | 0 | 0 | 0 | 0 | 0 | 0 | 0 | 0 | 0 | 0 | 0 | 0 | 0 | 0 | 0 | 0
Commercial_Hospital_New_Miscellaneous_Natural Gas_Miscellaneous_E1_Codes & Standards Forecast | Commercial | Hospital | New | Miscellaneous | Natural Gas | Miscellaneous | E1 |  | Codes & Standards Forecast | 0 | 21601.6209 | 104192.6397 | 66586.3943 | 88962.503 | 134073.6634 | 133468.5271 | 130287.8434 | 134906.3013 | 144113.2977 | 153021.6829 | 167726.3464 | 200007.707 | 194260.0389 | 209214.4357 | 232987.6462 | 239116.0644 | 245628.3915 | 256861.8852 | 268685.7145 | 279776.1636 | 292578.4703 | 310248.5397 | 315883.2445 | 328557.9933 | 344616.1881 | 354046.4283 | 364054.0884 | 376303.7322 | 388324.6908 | 399846.46 | 411973.086 | 380296.35
Commercial_Hospital_New_Miscellaneous_Natural Gas_Miscellaneous_E2_Codes & Standards Forecast | Commercial | Hospital | New | Miscellaneous | Natural Gas | Miscellaneous | E2 |  | Codes & Standards Forecast | 0 | 0 | 0 | 0 | 0 | 0 | 0 | 0 | 0 | 0 | 0 | 0 | 0 | 0 | 0 | 0 | 0 | 0 | 0 | 0 | 0 | 0 | 0 | 0 | 0 | 0 | 0 | 0 | 0 | 0 | 0 | 0 | 0
Commercial_Hospital_New_Miscellaneous_Natural Gas_Miscellaneous_E3_Codes & Standards Forecast | Commercial | Hospital | New | Miscellaneous | Natural Gas | Miscellaneous | E3 |  | Codes & Standards Forecast | 0 | 0 | 0 | 0 | 0 | 0 | 0 | 0 | 0 | 0 | 0 | 0 | 0 | 0 | 0 | 0 | 0 | 0 | 0 | 0 | 0 | 0 | 0 | 0 | 0 | 0 | 0 | 0 | 0 | 0 | 0 | 0 | 0
Commercial_Hospital_New_Miscellaneous_Natural Gas_Miscellaneous_E4_Codes & Standards Forecast | Commercial | Hospital | New | Miscellaneous | Natural Gas | Miscellaneous | E4 |  | Codes & Standards Forecast | 0 | 0 | 0 | 0 | 0 | 0 | 0 | 0 | 0 | 0 | 0 | 0 | 0 | 0 | 0 | 0 | 0 | 0 | 0 | 0 | 0 | 0 | 0 | 0 | 0 | 0 | 0 | 0 | 0 | 0 | 0 | 0 | 0
Commercial_Hospital_New_Miscellaneous_Natural Gas_Miscellaneous_E5_Codes & Standards Forecast | Commercial | Hospital | New | Miscellaneous | Natural Gas | Miscellaneous | E5 |  | Codes & Standards Forecast | 0 | 0 | 0 | 0 | 0 | 0 | 0 | 0 | 0 | 0 | 0 | 0 | 0 | 0 | 0 | 0 | 0 | 0 | 0 | 0 | 0 | 0 | 0 | 0 | 0 | 0 | 0 | 0 | 0 | 0 | 0 | 0 | 0
Commercial_Hospital_New_Miscellaneous_Natural Gas_Miscellaneous_E6_Codes & Standards Forecast | Commercial | Hospital | New | Miscellaneous | Natural Gas | Miscellaneous | E6 |  | Codes & Standards Forecast | 0 | 0 | 0 | 0 | 0 | 0 | 0 | 0 | 0 | 0 | 0 | 0 | 0 | 0 | 0 | 0 | 0 | 0 | 0 | 0 | 0 | 0 | 0 | 0 | 0 | 0 | 0 | 0 | 0 | 0 | 0 | 0 | 0
Commercial_Hospital_New_Miscellaneous_Natural Gas_Miscellaneous_E7_Codes & Standards Forecast | Commercial | Hospital | New | Miscellaneous | Natural Gas | Miscellaneous | E7 |  | Codes & Standards Forecast | 0 | 0 | 0 | 0 | 0 | 0 | 0 | 0 | 0 | 0 | 0 | 0 | 0 | 0 | 0 | 0 | 0 | 0 | 0 | 0 | 0 | 0 | 0 | 0 | 0 | 0 | 0 | 0 | 0 | 0 | 0 | 0 | 0
Commercial_Hospital_New_Miscellaneous_Natural Gas_Miscellaneous_E8_Codes & Standards Forecast | Commercial | Hospital | New | Miscellaneous | Natural Gas | Miscellaneous | E8 |  | Codes & Standards Forecast | 0 | 0 | 0 | 0 | 0 | 0 | 0 | 0 | 0 | 0 | 0 | 0 | 0 | 0 | 0 | 0 | 0 | 0 | 0 | 0 | 0 | 0 | 0 | 0 | 0 | 0 | 0 | 0 | 0 | 0 | 0 | 0 | 0
Commercial_Hospital_New_Miscellaneous_Natural Gas_Miscellaneous_E9_Codes & Standards Forecast | Commercial | Hospital | New | Miscellaneous | Natural Gas | Miscellaneous | E9 |  | Codes & Standards Forecast | 0 | 0 | 0 | 0 | 0 | 0 | 0 | 0 | 0 | 0 | 0 | 0 | 0 | 0 | 0 | 0 | 0 | 0 | 0 | 0 | 0 | 0 | 0 | 0 | 0 | 0 | 0 | 0 | 0 | 0 | 0 | 0 | 0
Commercial_Hospital_New_Miscellaneous_Natural Gas_Miscellaneous_E10_Codes & Standards Forecast | Commercial | Hospital | New | Miscellaneous | Natural Gas | Miscellaneous | E10 |  | Codes & Standards Forecast | 0 | 0 | 0 | 0 | 0 | 0 | 0 | 0 | 0 | 0 | 0 | 0 | 0 | 0 | 0 | 0 | 0 | 0 | 0 | 0 | 0 | 0 | 0 | 0 | 0 | 0 | 0 | 0 | 0 | 0 | 0 | 0 | 0
Commercial_Other Health_Existing_Space Heating_Natural Gas_Furnace_E1_Codes & Standards Forecast | Commercial | Other Health | Existing | Space Heating | Natural Gas | Furnace | E1 |  | Codes & Standards Forecast | 0 | 4526.6339 | 4907.6446 | 5247.9353 | 5554.3456 | 5826.7334 | 6073.7427 | 6299.9496 | 6506.9362 | 6694.1687 | 6862.6464 | 7013.8484 | 7148.909 | 7268.9837 | 7375.1444 | 7468.6592 | 7550.6096 | 7621.9989 | 7683.6928 | 7369.2225 | 7106.6921 | 6889.4041 | 6711.4584 | 6567.568 | 6453.0464 | 6363.694 | 6295.8433 | 6246.2566 | 6212.0802 | 6190.8038 | 6180.2232 | 6178.4078 | 7424.5906
Commercial_Other Health_Existing_Space Heating_Natural Gas_Furnace_E2_Codes & Standards Forecast | Commercial | Other Health | Existing | Space Heating | Natural Gas | Furnace | E2 |  | Codes & Standards Forecast | 0 | 0 | 0 | 0 | 0 | 0 | 0 | 0 | 0 | 0 | 0 | 0 | 0 | 0 | 0 | 0 | 0 | 0 | 0 | 0 | 0 | 0 | 0 | 0 | 0 | 0 | 0 | 0 | 0 | 0 | 0 | 0 | 0
Commercial_Other Health_Existing_Space Heating_Natural Gas_Furnace_E3_Codes & Standards Forecast | Commercial | Other Health | Existing | Space Heating | Natural Gas | Furnace | E3 |  | Codes & Standards Forecast | 0 | 0 | 0 | 0 | 0 | 0 | 0 | 0 | 0 | 0 | 0 | 0 | 0 | 0 | 0 | 0 | 0 | 0 | 0 | 0 | 0 | 0 | 0 | 0 | 0 | 0 | 0 | 0 | 0 | 0 | 0 | 0 | 0
Commercial_Other Health_Existing_Space Heating_Natural Gas_Furnace_E4_Codes & Standards Forecast | Commercial | Other Health | Existing | Space Heating | Natural Gas | Furnace | E4 |  | Codes & Standards Forecast | 0 | 0 | 0 | 0 | 0 | 0 | 0 | 0 | 0 | 0 | 0 | 0 | 0 | 0 | 0 | 0 | 0 | 0 | 0 | 0 | 0 | 0 | 0 | 0 | 0 | 0 | 0 | 0 | 0 | 0 | 0 | 0 | 0
Commercial_Other Health_Existing_Space Heating_Natural Gas_Furnace_E5_Codes & Standards Forecast | Commercial | Other Health | Existing | Space Heating | Natural Gas | Furnace | E5 |  | Codes & Standards Forecast | 0 | 0 | 0 | 0 | 0 | 0 | 0 | 0 | 0 | 0 | 0 | 0 | 0 | 0 | 0 | 0 | 0 | 0 | 0 | 0 | 0 | 0 | 0 | 0 | 0 | 0 | 0 | 0 | 0 | 0 | 0 | 0 | 0
Commercial_Other Health_Existing_Space Heating_Natural Gas_Furnace_E6_Codes & Standards Forecast | Commercial | Other Health | Existing | Space Heating | Natural Gas | Furnace | E6 |  | Codes & Standards Forecast | 0 | 0 | 0 | 0 | 0 | 0 | 0 | 0 | 0 | 0 | 0 | 0 | 0 | 0 | 0 | 0 | 0 | 0 | 0 | 0 | 0 | 0 | 0 | 0 | 0 | 0 | 0 | 0 | 0 | 0 | 0 | 0 | 0
Commercial_Other Health_Existing_Space Heating_Natural Gas_Furnace_E7_Codes & Standards Forecast | Commercial | Other Health | Existing | Space Heating | Natural Gas | Furnace | E7 |  | Codes & Standards Forecast | 0 | 0 | 0 | 0 | 0 | 0 | 0 | 0 | 0 | 0 | 0 | 0 | 0 | 0 | 0 | 0 | 0 | 0 | 0 | 0 | 0 | 0 | 0 | 0 | 0 | 0 | 0 | 0 | 0 | 0 | 0 | 0 | 0
Commercial_Other Health_Existing_Space Heating_Natural Gas_Furnace_E8_Codes & Standards Forecast | Commercial | Other Health | Existing | Space Heating | Natural Gas | Furnace | E8 |  | Codes & Standards Forecast | 0 | 0 | 0 | 0 | 0 | 0 | 0 | 0 | 0 | 0 | 0 | 0 | 0 | 0 | 0 | 0 | 0 | 0 | 0 | 0 | 0 | 0 | 0 | 0 | 0 | 0 | 0 | 0 | 0 | 0 | 0 | 0 | 0
Commercial_Other Health_Existing_Space Heating_Natural Gas_Furnace_E9_Codes & Standards Forecast | Commercial | Other Health | Existing | Space Heating | Natural Gas | Furnace | E9 |  | Codes & Standards Forecast | 0 | 0 | 0 | 0 | 0 | 0 | 0 | 0 | 0 | 0 | 0 | 0 | 0 | 0 | 0 | 0 | 0 | 0 | 0 | 0 | 0 | 0 | 0 | 0 | 0 | 0 | 0 | 0 | 0 | 0 | 0 | 0 | 0
Commercial_Other Health_Existing_Space Heating_Natural Gas_Furnace_E10_Codes & Standards Forecast | Commercial | Other Health | Existing | Space Heating | Natural Gas | Furnace | E10 |  | Codes & Standards Forecast | 0 | 0 | 0 | 0 | 0 | 0 | 0 | 0 | 0 | 0 | 0 | 0 | 0 | 0 | 0 | 0 | 0 | 0 | 0 | 0 | 0 | 0 | 0 | 0 | 0 | 0 | 0 | 0 | 0 | 0 | 0 | 0 | 0
Commercial_Other Health_Existing_Space Heating_Natural Gas_Boiler_E1_Codes & Standards Forecast | Commercial | Other Health | Existing | Space Heating | Natural Gas | Boiler | E1 |  | Codes & Standards Forecast | 0 | 23115.3809 | 25505.9562 | 27614.1867 | 29484.5221 | 31124.0462 | 32585.8086 | 33900.6782 | 35082.6177 | 36133.3631 | 37062.2475 | 37880.6713 | 38597.7265 | 39222.2284 | 39762.1988 | 40226.4159 | 40622.3813 | 40956.9377 | 41235.9789 | 41464.8383 | 41647.9805 | 41789.7575 | 39651.7208 | 37910.336 | 36507.0837 | 35390.7185 | 34516.9385 | 33847.2777 | 33348.3971 | 32991.4576 | 32751.5665 | 32607.2873 | 32541.3291
Commercial_Other Health_Existing_Space Heating_Natural Gas_Boiler_E2_Codes & Standards Forecast | Commercial | Other Health | Existing | Space Heating | Natural Gas | Boiler | E2 |  | Codes & Standards Forecast | 0 | 0 | 0 | 0 | 0 | 0 | 0 | 0 | 0 | 0 | 0 | 0 | 0 | 0 | 0 | 0 | 0 | 0 | 0 | 0 | 0 | 0 | 0 | 0 | 0 | 0 | 0 | 0 | 0 | 0 | 0 | 0 | 0
Commercial_Other Health_Existing_Space Heating_Natural Gas_Boiler_E3_Codes & Standards Forecast | Commercial | Other Health | Existing | Space Heating | Natural Gas | Boiler | E3 |  | Codes & Standards Forecast | 0 | 0 | 0 | 0 | 0 | 0 | 0 | 0 | 0 | 0 | 0 | 0 | 0 | 0 | 0 | 0 | 0 | 0 | 0 | 0 | 0 | 0 | 0 | 0 | 0 | 0 | 0 | 0 | 0 | 0 | 0 | 0 | 0
Commercial_Other Health_Existing_Space Heating_Natural Gas_Boiler_E4_Codes & Standards Forecast | Commercial | Other Health | Existing | Space Heating | Natural Gas | Boiler | E4 |  | Codes & Standards Forecast | 0 | 0 | 0 | 0 | 0 | 0 | 0 | 0 | 0 | 0 | 0 | 0 | 0 | 0 | 0 | 0 | 0 | 0 | 0 | 0 | 0 | 0 | 0 | 0 | 0 | 0 | 0 | 0 | 0 | 0 | 0 | 0 | 0
Commercial_Other Health_Existing_Space Heating_Natural Gas_Boiler_E5_Codes & Standards Forecast | Commercial | Other Health | Existing | Space Heating | Natural Gas | Boiler | E5 |  | Codes & Standards Forecast | 0 | 0 | 0 | 0 | 0 | 0 | 0 | 0 | 0 | 0 | 0 | 0 | 0 | 0 | 0 | 0 | 0 | 0 | 0 | 0 | 0 | 0 | 0 | 0 | 0 | 0 | 0 | 0 | 0 | 0 | 0 | 0 | 0
Commercial_Other Health_Existing_Space Heating_Natural Gas_Boiler_E6_Codes & Standards Forecast | Commercial | Other Health | Existing | Space Heating | Natural Gas | Boiler | E6 |  | Codes & Standards Forecast | 0 | 0 | 0 | 0 | 0 | 0 | 0 | 0 | 0 | 0 | 0 | 0 | 0 | 0 | 0 | 0 | 0 | 0 | 0 | 0 | 0 | 0 | 0 | 0 | 0 | 0 | 0 | 0 | 0 | 0 | 0 | 0 | 0
Commercial_Other Health_Existing_Space Heating_Natural Gas_Boiler_E7_Codes & Standards Forecast | Commercial | Other Health | Existing | Space Heating | Natural Gas | Boiler | E7 |  | Codes & Standards Forecast | 0 | 0 | 0 | 0 | 0 | 0 | 0 | 0 | 0 | 0 | 0 | 0 | 0 | 0 | 0 | 0 | 0 | 0 | 0 | 0 | 0 | 0 | 0 | 0 | 0 | 0 | 0 | 0 | 0 | 0 | 0 | 0 | 0
Commercial_Other Health_Existing_Space Heating_Natural Gas_Boiler_E8_Codes & Standards Forecast | Commercial | Other Health | Existing | Space Heating | Natural Gas | Boiler | E8 |  | Codes & Standards Forecast | 0 | 0 | 0 | 0 | 0 | 0 | 0 | 0 | 0 | 0 | 0 | 0 | 0 | 0 | 0 | 0 | 0 | 0 | 0 | 0 | 0 | 0 | 0 | 0 | 0 | 0 | 0 | 0 | 0 | 0 | 0 | 0 | 0
Commercial_Other Health_Existing_Space Heating_Natural Gas_Boiler_E9_Codes & Standards Forecast | Commercial | Other Health | Existing | Space Heating | Natural Gas | Boiler | E9 |  | Codes & Standards Forecast | 0 | 0 | 0 | 0 | 0 | 0 | 0 | 0 | 0 | 0 | 0 | 0 | 0 | 0 | 0 | 0 | 0 | 0 | 0 | 0 | 0 | 0 | 0 | 0 | 0 | 0 | 0 | 0 | 0 | 0 | 0 | 0 | 0
Commercial_Other Health_Existing_Space Heating_Natural Gas_Boiler_E10_Codes & Standards Forecast | Commercial | Other Health | Existing | Space Heating | Natural Gas | Boiler | E10 |  | Codes & Standards Forecast | 0 | 0 | 0 | 0 | 0 | 0 | 0 | 0 | 0 | 0 | 0 | 0 | 0 | 0 | 0 | 0 | 0 | 0 | 0 | 0 | 0 | 0 | 0 | 0 | 0 | 0 | 0 | 0 | 0 | 0 | 0 | 0 | 0
Commercial_Other Health_Existing_Space Heating_Natural Gas_Unit Heater_E1_Codes & Standards Forecast | Commercial | Other Health | Existing | Space Heating | Natural Gas | Unit Heater | E1 |  | Codes & Standards Forecast | 0 | 0 | 0 | 0 | 0 | 0 | 0 | 0 | 0 | 0 | 0 | 0 | 0 | 0 | 0 | 0 | 0 | 0 | 0 | 0 | 0 | 0 | 0 | 0 | 0 | 0 | 0 | 0 | 0 | 0 | 0 | 0 | 0
Commercial_Other Health_Existing_Space Heating_Natural Gas_Unit Heater_E2_Codes & Standards Forecast | Commercial | Other Health | Existing | Space Heating | Natural Gas | Unit Heater | E2 |  | Codes & Standards Forecast | 0 | 0 | 0 | 0 | 0 | 0 | 0 | 0 | 0 | 0 | 0 | 0 | 0 | 0 | 0 | 0 | 0 | 0 | 0 | 0 | 0 | 0 | 0 | 0 | 0 | 0 | 0 | 0 | 0 | 0 | 0 | 0 | 0
Commercial_Other Health_Existing_Space Heating_Natural Gas_Unit Heater_E3_Codes & Standards Forecast | Commercial | Other Health | Existing | Space Heating | Natural Gas | Unit Heater | E3 |  | Codes & Standards Forecast | 0 | 0 | 0 | 0 | 0 | 0 | 0 | 0 | 0 | 0 | 0 | 0 | 0 | 0 | 0 | 0 | 0 | 0 | 0 | 0 | 0 | 0 | 0 | 0 | 0 | 0 | 0 | 0 | 0 | 0 | 0 | 0 | 0
Commercial_Other Health_Existing_Space Heating_Natural Gas_Unit Heater_E4_Codes & Standards Forecast | Commercial | Other Health | Existing | Space Heating | Natural Gas | Unit Heater | E4 |  | Codes & Standards Forecast | 0 | 0 | 0 | 0 | 0 | 0 | 0 | 0 | 0 | 0 | 0 | 0 | 0 | 0 | 0 | 0 | 0 | 0 | 0 | 0 | 0 | 0 | 0 | 0 | 0 | 0 | 0 | 0 | 0 | 0 | 0 | 0 | 0
Commercial_Other Health_Existing_Space Heating_Natural Gas_Unit Heater_E5_Codes & Standards Forecast | Commercial | Other Health | Existing | Space Heating | Natural Gas | Unit Heater | E5 |  | Codes & Standards Forecast | 0 | 0 | 0 | 0 | 0 | 0 | 0 | 0 | 0 | 0 | 0 | 0 | 0 | 0 | 0 | 0 | 0 | 0 | 0 | 0 | 0 | 0 | 0 | 0 | 0 | 0 | 0 | 0 | 0 | 0 | 0 | 0 | 0
Commercial_Other Health_Existing_Space Heating_Natural Gas_Unit Heater_E6_Codes & Standards Forecast | Commercial | Other Health | Existing | Space Heating | Natural Gas | Unit Heater | E6 |  | Codes & Standards Forecast | 0 | 0 | 0 | 0 | 0 | 0 | 0 | 0 | 0 | 0 | 0 | 0 | 0 | 0 | 0 | 0 | 0 | 0 | 0 | 0 | 0 | 0 | 0 | 0 | 0 | 0 | 0 | 0 | 0 | 0 | 0 | 0 | 0
Commercial_Other Health_Existing_Space Heating_Natural Gas_Unit Heater_E7_Codes & Standards Forecast | Commercial | Other Health | Existing | Space Heating | Natural Gas | Unit Heater | E7 |  | Codes & Standards Forecast | 0 | 0 | 0 | 0 | 0 | 0 | 0 | 0 | 0 | 0 | 0 | 0 | 0 | 0 | 0 | 0 | 0 | 0 | 0 | 0 | 0 | 0 | 0 | 0 | 0 | 0 | 0 | 0 | 0 | 0 | 0 | 0 | 0
Commercial_Other Health_Existing_Space Heating_Natural Gas_Unit Heater_E8_Codes & Standards Forecast | Commercial | Other Health | Existing | Space Heating | Natural Gas | Unit Heater | E8 |  | Codes & Standards Forecast | 0 | 0 | 0 | 0 | 0 | 0 | 0 | 0 | 0 | 0 | 0 | 0 | 0 | 0 | 0 | 0 | 0 | 0 | 0 | 0 | 0 | 0 | 0 | 0 | 0 | 0 | 0 | 0 | 0 | 0 | 0 | 0 | 0
Commercial_Other Health_Existing_Space Heating_Natural Gas_Unit Heater_E9_Codes & Standards Forecast | Commercial | Other Health | Existing | Space Heating | Natural Gas | Unit Heater | E9 |  | Codes & Standards Forecast | 0 | 0 | 0 | 0 | 0 | 0 | 0 | 0 | 0 | 0 | 0 | 0 | 0 | 0 | 0 | 0 | 0 | 0 | 0 | 0 | 0 | 0 | 0 | 0 | 0 | 0 | 0 | 0 | 0 | 0 | 0 | 0 | 0
Commercial_Other Health_Existing_Space Heating_Natural Gas_Unit Heater_E10_Codes & Standards Forecast | Commercial | Other Health | Existing | Space Heating | Natural Gas | Unit Heater | E10 |  | Codes & Standards Forecast | 0 | 0 | 0 | 0 | 0 | 0 | 0 | 0 | 0 | 0 | 0 | 0 | 0 | 0 | 0 | 0 | 0 | 0 | 0 | 0 | 0 | 0 | 0 | 0 | 0 | 0 | 0 | 0 | 0 | 0 | 0 | 0 | 0
Commercial_Other Health_Existing_Water Heating_Natural Gas_Water Heater_E1_Codes & Standards Forecast | Commercial | Other Health | Existing | Water Heating | Natural Gas | Water Heater | E1 |  | Codes & Standards Forecast | 0 | 65527.1721 | 84749.7037 | 99772.6132 | 111492.6937 | 120521.9422 | 127521.9397 | 132970.1079 | 137194.2424 | 140409.5419 | 124173.5425 | 114899.0089 | 110384.4008 | 109038.1932 | 109719.5417 | 127491.324 | 131552.5941 | 134621.162 | 136899.8955 | 134995.815 | 131215.1279 | 126948.938 | 122981.2509 | 119701.3867 | 115741.3862 | 115028.4575 | 116182.9933 | 118291.1774 | 120088.3085 | 124938.3982 | 124670.8954 | 123458.4611 | 121677.6301
Commercial_Other Health_Existing_Water Heating_Natural Gas_Water Heater_E2_Codes & Standards Forecast | Commercial | Other Health | Existing | Water Heating | Natural Gas | Water Heater | E2 |  | Codes & Standards Forecast | 0 | 0 | 0 | 0 | 0 | 0 | 0 | 0 | 0 | 0 | 0 | 0 | 0 | 0 | 0 | 0 | 0 | 0 | 0 | 0 | 0 | 0 | 0 | 0 | 0 | 0 | 0 | 0 | 0 | 0 | 0 | 0 | 0
Commercial_Other Health_Existing_Water Heating_Natural Gas_Water Heater_E3_Codes & Standards Forecast | Commercial | Other Health | Existing | Water Heating | Natural Gas | Water Heater | E3 |  | Codes & Standards Forecast | 0 | 0 | 0 | 0 | 0 | 0 | 0 | 0 | 0 | 0 | 0 | 0 | 0 | 0 | 0 | 0 | 0 | 0 | 0 | 0 | 0 | 0 | 0 | 0 | 0 | 0 | 0 | 0 | 0 | 0 | 0 | 0 | 0
Commercial_Other Health_Existing_Water Heating_Natural Gas_Water Heater_E4_Codes & Standards Forecast | Commercial | Other Health | Existing | Water Heating | Natural Gas | Water Heater | E4 |  | Codes & Standards Forecast | 0 | 0 | 0 | 0 | 0 | 0 | 0 | 0 | 0 | 0 | 0 | 0 | 0 | 0 | 0 | 0 | 0 | 0 | 0 | 0 | 0 | 0 | 0 | 0 | 0 | 0 | 0 | 0 | 0 | 0 | 0 | 0 | 0
Commercial_Other Health_Existing_Water Heating_Natural Gas_Water Heater_E5_Codes & Standards Forecast | Commercial | Other Health | Existing | Water Heating | Natural Gas | Water Heater | E5 |  | Codes & Standards Forecast | 0 | 0 | 0 | 0 | 0 | 0 | 0 | 0 | 0 | 0 | 0 | 0 | 0 | 0 | 0 | 0 | 0 | 0 | 0 | 0 | 0 | 0 | 0 | 0 | 0 | 0 | 0 | 0 | 0 | 0 | 0 | 0 | 0
Commercial_Other Health_Existing_Water Heating_Natural Gas_Water Heater_E6_Codes & Standards Forecast | Commercial | Other Health | Existing | Water Heating | Natural Gas | Water Heater | E6 |  | Codes & Standards Forecast | 0 | 0 | 0 | 0 | 0 | 0 | 0 | 0 | 0 | 0 | 0 | 0 | 0 | 0 | 0 | 0 | 0 | 0 | 0 | 0 | 0 | 0 | 0 | 0 | 0 | 0 | 0 | 0 | 0 | 0 | 0 | 0 | 0
Commercial_Other Health_Existing_Water Heating_Natural Gas_Water Heater_E7_Codes & Standards Forecast | Commercial | Other Health | Existing | Water Heating | Natural Gas | Water Heater | E7 |  | Codes & Standards Forecast | 0 | 0 | 0 | 0 | 0 | 0 | 0 | 0 | 0 | 0 | 0 | 0 | 0 | 0 | 0 | 0 | 0 | 0 | 0 | 0 | 0 | 0 | 0 | 0 | 0 | 0 | 0 | 0 | 0 | 0 | 0 | 0 | 0
Commercial_Other Health_Existing_Water Heating_Natural Gas_Water Heater_E8_Codes & Standards Forecast | Commercial | Other Health | Existing | Water Heating | Natural Gas | Water Heater | E8 |  | Codes & Standards Forecast | 0 | 0 | 0 | 0 | 0 | 0 | 0 | 0 | 0 | 0 | 0 | 0 | 0 | 0 | 0 | 0 | 0 | 0 | 0 | 0 | 0 | 0 | 0 | 0 | 0 | 0 | 0 | 0 | 0 | 0 | 0 | 0 | 0
Commercial_Other Health_Existing_Water Heating_Natural Gas_Water Heater_E9_Codes & Standards Forecast | Commercial | Other Health | Existing | Water Heating | Natural Gas | Water Heater | E9 |  | Codes & Standards Forecast | 0 | 0 | 0 | 0 | 0 | 0 | 0 | 0 | 0 | 0 | 0 | 0 | 0 | 0 | 0 | 0 | 0 | 0 | 0 | 0 | 0 | 0 | 0 | 0 | 0 | 0 | 0 | 0 | 0 | 0 | 0 | 0 | 0
Commercial_Other Health_Existing_Water Heating_Natural Gas_Water Heater_E10_Codes & Standards Forecast | Commercial | Other Health | Existing | Water Heating | Natural Gas | Water Heater | E10 |  | Codes & Standards Forecast | 0 | 0 | 0 | 0 | 0 | 0 | 0 | 0 | 0 | 0 | 0 | 0 | 0 | 0 | 0 | 0 | 0 | 0 | 0 | 0 | 0 | 0 | 0 | 0 | 0 | 0 | 0 | 0 | 0 | 0 | 0 | 0 | 0
Commercial_Other Health_Existing_Food Preparation_Natural Gas_Oven_E1_Codes & Standards Forecast | Commercial | Other Health | Existing | Food Preparation | Natural Gas | Oven | E1 |  | Codes & Standards Forecast | 0 | 1107.247 | 1432.0602 | 1685.9102 | 1883.9505 | 2036.5225 | 2154.8051 | 2246.8656 | 2318.2431 | 2372.5737 | 2413.1682 | 2442.8294 | 2151.9965 | 1981.396 | 1893.4716 | 1861.0423 | 1864.558 | 2155.3985 | 2218.289 | 2265.5817 | 2300.445 | 2325.4155 | 2342.5305 | 2294.6371 | 2219.0496 | 2138.0774 | 2064.1272 | 2003.2044 | 1932.3643 | 1916.2343 | 1931.7898 | 1963.7548 | 2002.3387
Commercial_Other Health_Existing_Food Preparation_Natural Gas_Oven_E2_Codes & Standards Forecast | Commercial | Other Health | Existing | Food Preparation | Natural Gas | Oven | E2 |  | Codes & Standards Forecast | 0 | 0 | 0 | 0 | 0 | 0 | 0 | 0 | 0 | 0 | 0 | 0 | 0 | 0 | 0 | 0 | 0 | 0 | 0 | 0 | 0 | 0 | 0 | 0 | 0 | 0 | 0 | 0 | 0 | 0 | 0 | 0 | 0
Commercial_Other Health_Existing_Food Preparation_Natural Gas_Oven_E3_Codes & Standards Forecast | Commercial | Other Health | Existing | Food Preparation | Natural Gas | Oven | E3 |  | Codes & Standards Forecast | 0 | 0 | 0 | 0 | 0 | 0 | 0 | 0 | 0 | 0 | 0 | 0 | 0 | 0 | 0 | 0 | 0 | 0 | 0 | 0 | 0 | 0 | 0 | 0 | 0 | 0 | 0 | 0 | 0 | 0 | 0 | 0 | 0
Commercial_Other Health_Existing_Food Preparation_Natural Gas_Oven_E4_Codes & Standards Forecast | Commercial | Other Health | Existing | Food Preparation | Natural Gas | Oven | E4 |  | Codes & Standards Forecast | 0 | 0 | 0 | 0 | 0 | 0 | 0 | 0 | 0 | 0 | 0 | 0 | 0 | 0 | 0 | 0 | 0 | 0 | 0 | 0 | 0 | 0 | 0 | 0 | 0 | 0 | 0 | 0 | 0 | 0 | 0 | 0 | 0
Commercial_Other Health_Existing_Food Preparation_Natural Gas_Oven_E5_Codes & Standards Forecast | Commercial | Other Health | Existing | Food Preparation | Natural Gas | Oven | E5 |  | Codes & Standards Forecast | 0 | 0 | 0 | 0 | 0 | 0 | 0 | 0 | 0 | 0 | 0 | 0 | 0 | 0 | 0 | 0 | 0 | 0 | 0 | 0 | 0 | 0 | 0 | 0 | 0 | 0 | 0 | 0 | 0 | 0 | 0 | 0 | 0
Commercial_Other Health_Existing_Food Preparation_Natural Gas_Oven_E6_Codes & Standards Forecast | Commercial | Other Health | Existing | Food Preparation | Natural Gas | Oven | E6 |  | Codes & Standards Forecast | 0 | 0 | 0 | 0 | 0 | 0 | 0 | 0 | 0 | 0 | 0 | 0 | 0 | 0 | 0 | 0 | 0 | 0 | 0 | 0 | 0 | 0 | 0 | 0 | 0 | 0 | 0 | 0 | 0 | 0 | 0 | 0 | 0
Commercial_Other Health_Existing_Food Preparation_Natural Gas_Oven_E7_Codes & Standards Forecast | Commercial | Other Health | Existing | Food Preparation | Natural Gas | Oven | E7 |  | Codes & Standards Forecast | 0 | 0 | 0 | 0 | 0 | 0 | 0 | 0 | 0 | 0 | 0 | 0 | 0 | 0 | 0 | 0 | 0 | 0 | 0 | 0 | 0 | 0 | 0 | 0 | 0 | 0 | 0 | 0 | 0 | 0 | 0 | 0 | 0
Commercial_Other Health_Existing_Food Preparation_Natural Gas_Oven_E8_Codes & Standards Forecast | Commercial | Other Health | Existing | Food Preparation | Natural Gas | Oven | E8 |  | Codes & Standards Forecast | 0 | 0 | 0 | 0 | 0 | 0 | 0 | 0 | 0 | 0 | 0 | 0 | 0 | 0 | 0 | 0 | 0 | 0 | 0 | 0 | 0 | 0 | 0 | 0 | 0 | 0 | 0 | 0 | 0 | 0 | 0 | 0 | 0
Commercial_Other Health_Existing_Food Preparation_Natural Gas_Oven_E9_Codes & Standards Forecast | Commercial | Other Health | Existing | Food Preparation | Natural Gas | Oven | E9 |  | Codes & Standards Forecast | 0 | 0 | 0 | 0 | 0 | 0 | 0 | 0 | 0 | 0 | 0 | 0 | 0 | 0 | 0 | 0 | 0 | 0 | 0 | 0 | 0 | 0 | 0 | 0 | 0 | 0 | 0 | 0 | 0 | 0 | 0 | 0 | 0
Commercial_Other Health_Existing_Food Preparation_Natural Gas_Oven_E10_Codes & Standards Forecast | Commercial | Other Health | Existing | Food Preparation | Natural Gas | Oven | E10 |  | Codes & Standards Forecast | 0 | 0 | 0 | 0 | 0 | 0 | 0 | 0 | 0 | 0 | 0 | 0 | 0 | 0 | 0 | 0 | 0 | 0 | 0 | 0 | 0 | 0 | 0 | 0 | 0 | 0 | 0 | 0 | 0 | 0 | 0 | 0 | 0
Commercial_Other Health_Existing_Food Preparation_Natural Gas_Conveyor Oven_E1_Codes & Standards Forecast | Commercial | Other Health | Existing | Food Preparation | Natural Gas | Conveyor Oven | E1 |  | Codes & Standards Forecast | 0 | 390.7931 | 505.433 | 595.0271 | 664.9237 | 718.7726 | 760.5194 | 793.0114 | 818.2034 | 837.3789 | 851.7064 | 862.1751 | 869.5436 | 874.4261 | 877.3115 | 878.6207 | 878.681 | 770.6143 | 705.5395 | 670.2077 | 654.9819 | 652.9238 | 750.2057 | 769.6918 | 784.2267 | 794.8166 | 802.267 | 807.2189 | 810.1826 | 811.5641 | 811.6864 | 810.8067 | 809.1575
Commercial_Other Health_Existing_Food Preparation_Natural Gas_Conveyor Oven_E2_Codes & Standards Forecast | Commercial | Other Health | Existing | Food Preparation | Natural Gas | Conveyor Oven | E2 |  | Codes & Standards Forecast | 0 | 0 | 0 | 0 | 0 | 0 | 0 | 0 | 0 | 0 | 0 | 0 | 0 | 0 | 0 | 0 | 0 | 0 | 0 | 0 | 0 | 0 | 0 | 0 | 0 | 0 | 0 | 0 | 0 | 0 | 0 | 0 | 0
Commercial_Other Health_Existing_Food Preparation_Natural Gas_Conveyor Oven_E3_Codes & Standards Forecast | Commercial | Other Health | Existing | Food Preparation | Natural Gas | Conveyor Oven | E3 |  | Codes & Standards Forecast | 0 | 0 | 0 | 0 | 0 | 0 | 0 | 0 | 0 | 0 | 0 | 0 | 0 | 0 | 0 | 0 | 0 | 0 | 0 | 0 | 0 | 0 | 0 | 0 | 0 | 0 | 0 | 0 | 0 | 0 | 0 | 0 | 0
Commercial_Other Health_Existing_Food Preparation_Natural Gas_Conveyor Oven_E4_Codes & Standards Forecast | Commercial | Other Health | Existing | Food Preparation | Natural Gas | Conveyor Oven | E4 |  | Codes & Standards Forecast | 0 | 0 | 0 | 0 | 0 | 0 | 0 | 0 | 0 | 0 | 0 | 0 | 0 | 0 | 0 | 0 | 0 | 0 | 0 | 0 | 0 | 0 | 0 | 0 | 0 | 0 | 0 | 0 | 0 | 0 | 0 | 0 | 0
Commercial_Other Health_Existing_Food Preparation_Natural Gas_Conveyor Oven_E5_Codes & Standards Forecast | Commercial | Other Health | Existing | Food Preparation | Natural Gas | Conveyor Oven | E5 |  | Codes & Standards Forecast | 0 | 0 | 0 | 0 | 0 | 0 | 0 | 0 | 0 | 0 | 0 | 0 | 0 | 0 | 0 | 0 | 0 | 0 | 0 | 0 | 0 | 0 | 0 | 0 | 0 | 0 | 0 | 0 | 0 | 0 | 0 | 0 | 0
Commercial_Other Health_Existing_Food Preparation_Natural Gas_Conveyor Oven_E6_Codes & Standards Forecast | Commercial | Other Health | Existing | Food Preparation | Natural Gas | Conveyor Oven | E6 |  | Codes & Standards Forecast | 0 | 0 | 0 | 0 | 0 | 0 | 0 | 0 | 0 | 0 | 0 | 0 | 0 | 0 | 0 | 0 | 0 | 0 | 0 | 0 | 0 | 0 | 0 | 0 | 0 | 0 | 0 | 0 | 0 | 0 | 0 | 0 | 0
Commercial_Other Health_Existing_Food Preparation_Natural Gas_Conveyor Oven_E7_Codes & Standards Forecast | Commercial | Other Health | Existing | Food Preparation | Natural Gas | Conveyor Oven | E7 |  | Codes & Standards Forecast | 0 | 0 | 0 | 0 | 0 | 0 | 0 | 0 | 0 | 0 | 0 | 0 | 0 | 0 | 0 | 0 | 0 | 0 | 0 | 0 | 0 | 0 | 0 | 0 | 0 | 0 | 0 | 0 | 0 | 0 | 0 | 0 | 0
Commercial_Other Health_Existing_Food Preparation_Natural Gas_Conveyor Oven_E8_Codes & Standards Forecast | Commercial | Other Health | Existing | Food Preparation | Natural Gas | Conveyor Oven | E8 |  | Codes & Standards Forecast | 0 | 0 | 0 | 0 | 0 | 0 | 0 | 0 | 0 | 0 | 0 | 0 | 0 | 0 | 0 | 0 | 0 | 0 | 0 | 0 | 0 | 0 | 0 | 0 | 0 | 0 | 0 | 0 | 0 | 0 | 0 | 0 | 0
Commercial_Other Health_Existing_Food Preparation_Natural Gas_Conveyor Oven_E9_Codes & Standards Forecast | Commercial | Other Health | Existing | Food Preparation | Natural Gas | Conveyor Oven | E9 |  | Codes & Standards Forecast | 0 | 0 | 0 | 0 | 0 | 0 | 0 | 0 | 0 | 0 | 0 | 0 | 0 | 0 | 0 | 0 | 0 | 0 | 0 | 0 | 0 | 0 | 0 | 0 | 0 | 0 | 0 | 0 | 0 | 0 | 0 | 0 | 0
Commercial_Other Health_Existing_Food Preparation_Natural Gas_Conveyor Oven_E10_Codes & Standards Forecast | Commercial | Other Health | Existing | Food Preparation | Natural Gas | Conveyor Oven | E10 |  | Codes & Standards Forecast | 0 | 0 | 0 | 0 | 0 | 0 | 0 | 0 | 0 | 0 | 0 | 0 | 0 | 0 | 0 | 0 | 0 | 0 | 0 | 0 | 0 | 0 | 0 | 0 | 0 | 0 | 0 | 0 | 0 | 0 | 0 | 0 | 0
Commercial_Other Health_Existing_Food Preparation_Natural Gas_Double Rack Oven_E1_Codes & Standards Forecast | Commercial | Other Health | Existing | Food Preparation | Natural Gas | Double Rack Oven | E1 |  | Codes & Standards Forecast | 0 | 553.6235 | 716.0301 | 842.9551 | 941.9753 | 1018.2612 | 1077.4025 | 1123.4328 | 1159.1215 | 1186.2868 | 1206.5841 | 1221.4147 | 1075.9983 | 990.698 | 946.7358 | 930.5211 | 932.279 | 1077.6992 | 1109.1445 | 1132.7909 | 1150.2225 | 1162.7078 | 1171.2652 | 1147.3185 | 1109.5248 | 1069.0387 | 1032.0636 | 1001.6022 | 966.1821 | 958.1171 | 965.8949 | 981.8774 | 1001.1693
Commercial_Other Health_Existing_Food Preparation_Natural Gas_Double Rack Oven_E2_Codes & Standards Forecast | Commercial | Other Health | Existing | Food Preparation | Natural Gas | Double Rack Oven | E2 |  | Codes & Standards Forecast | 0 | 0 | 0 | 0 | 0 | 0 | 0 | 0 | 0 | 0 | 0 | 0 | 0 | 0 | 0 | 0 | 0 | 0 | 0 | 0 | 0 | 0 | 0 | 0 | 0 | 0 | 0 | 0 | 0 | 0 | 0 | 0 | 0
Commercial_Other Health_Existing_Food Preparation_Natural Gas_Double Rack Oven_E3_Codes & Standards Forecast | Commercial | Other Health | Existing | Food Preparation | Natural Gas | Double Rack Oven | E3 |  | Codes & Standards Forecast | 0 | 0 | 0 | 0 | 0 | 0 | 0 | 0 | 0 | 0 | 0 | 0 | 0 | 0 | 0 | 0 | 0 | 0 | 0 | 0 | 0 | 0 | 0 | 0 | 0 | 0 | 0 | 0 | 0 | 0 | 0 | 0 | 0
Commercial_Other Health_Existing_Food Preparation_Natural Gas_Double Rack Oven_E4_Codes & Standards Forecast | Commercial | Other Health | Existing | Food Preparation | Natural Gas | Double Rack Oven | E4 |  | Codes & Standards Forecast | 0 | 0 | 0 | 0 | 0 | 0 | 0 | 0 | 0 | 0 | 0 | 0 | 0 | 0 | 0 | 0 | 0 | 0 | 0 | 0 | 0 | 0 | 0 | 0 | 0 | 0 | 0 | 0 | 0 | 0 | 0 | 0 | 0
Commercial_Other Health_Existing_Food Preparation_Natural Gas_Double Rack Oven_E5_Codes & Standards Forecast | Commercial | Other Health | Existing | Food Preparation | Natural Gas | Double Rack Oven | E5 |  | Codes & Standards Forecast | 0 | 0 | 0 | 0 | 0 | 0 | 0 | 0 | 0 | 0 | 0 | 0 | 0 | 0 | 0 | 0 | 0 | 0 | 0 | 0 | 0 | 0 | 0 | 0 | 0 | 0 | 0 | 0 | 0 | 0 | 0 | 0 | 0
Commercial_Other Health_Existing_Food Preparation_Natural Gas_Double Rack Oven_E6_Codes & Standards Forecast | Commercial | Other Health | Existing | Food Preparation | Natural Gas | Double Rack Oven | E6 |  | Codes & Standards Forecast | 0 | 0 | 0 | 0 | 0 | 0 | 0 | 0 | 0 | 0 | 0 | 0 | 0 | 0 | 0 | 0 | 0 | 0 | 0 | 0 | 0 | 0 | 0 | 0 | 0 | 0 | 0 | 0 | 0 | 0 | 0 | 0 | 0
Commercial_Other Health_Existing_Food Preparation_Natural Gas_Double Rack Oven_E7_Codes & Standards Forecast | Commercial | Other Health | Existing | Food Preparation | Natural Gas | Double Rack Oven | E7 |  | Codes & Standards Forecast | 0 | 0 | 0 | 0 | 0 | 0 | 0 | 0 | 0 | 0 | 0 | 0 | 0 | 0 | 0 | 0 | 0 | 0 | 0 | 0 | 0 | 0 | 0 | 0 | 0 | 0 | 0 | 0 | 0 | 0 | 0 | 0 | 0
Commercial_Other Health_Existing_Food Preparation_Natural Gas_Double Rack Oven_E8_Codes & Standards Forecast | Commercial | Other Health | Existing | Food Preparation | Natural Gas | Double Rack Oven | E8 |  | Codes & Standards Forecast | 0 | 0 | 0 | 0 | 0 | 0 | 0 | 0 | 0 | 0 | 0 | 0 | 0 | 0 | 0 | 0 | 0 | 0 | 0 | 0 | 0 | 0 | 0 | 0 | 0 | 0 | 0 | 0 | 0 | 0 | 0 | 0 | 0
Commercial_Other Health_Existing_Food Preparation_Natural Gas_Double Rack Oven_E9_Codes & Standards Forecast | Commercial | Other Health | Existing | Food Preparation | Natural Gas | Double Rack Oven | E9 |  | Codes & Standards Forecast | 0 | 0 | 0 | 0 | 0 | 0 | 0 | 0 | 0 | 0 | 0 | 0 | 0 | 0 | 0 | 0 | 0 | 0 | 0 | 0 | 0 | 0 | 0 | 0 | 0 | 0 | 0 | 0 | 0 | 0 | 0 | 0 | 0
Commercial_Other Health_Existing_Food Preparation_Natural Gas_Double Rack Oven_E10_Codes & Standards Forecast | Commercial | Other Health | Existing | Food Preparation | Natural Gas | Double Rack Oven | E10 |  | Codes & Standards Forecast | 0 | 0 | 0 | 0 | 0 | 0 | 0 | 0 | 0 | 0 | 0 | 0 | 0 | 0 | 0 | 0 | 0 | 0 | 0 | 0 | 0 | 0 | 0 | 0 | 0 | 0 | 0 | 0 | 0 | 0 | 0 | 0 | 0
Commercial_Other Health_Existing_Food Preparation_Natural Gas_Fryer_E1_Codes & Standards Forecast | Commercial | Other Health | Existing | Food Preparation | Natural Gas | Fryer | E1 |  | Codes & Standards Forecast | 0 | 26217.0464 | 36950.8853 | 0 | 0 | 0 | 0 | 0 | 0 | 0 | 0 | 0 | 0 | 0 | 0 | 0 | 0 | 0 | 0 | 0 | 0 | 0 | 0 | 0 | 0 | 0 | 0 | 0 | 0 | 0 | 0 | 0 | 0
Commercial_Other Health_Existing_Food Preparation_Natural Gas_Fryer_E2_Codes & Standards Forecast | Commercial | Other Health | Existing | Food Preparation | Natural Gas | Fryer | E2 |  | Codes & Standards Forecast | 0 | 0 | 0 | 44821.8541 | 50570.9345 | 54708.5535 | 47109.0931 | 44065.7016 | 43729.8253 | 44892.0059 | 52688.2575 | 53223.5474 | 52269.1254 | 51012.1022 | 50008.8079 | 48503.8855 | 48519.1897 | 48898.0891 | 49208.8711 | 50696.0783 | 49802.3148 | 48800.6176 | 48074.2693 | 47662.3165 | 47600.2864 | 47675.9326 | 47568.3643 | 47293.9593 | 47252.3888 | 46667.9302 | 46222.3234 | 45921.9732 | 45700.0781
Commercial_Other Health_Existing_Food Preparation_Natural Gas_Fryer_E3_Codes & Standards Forecast | Commercial | Other Health | Existing | Food Preparation | Natural Gas | Fryer | E3 |  | Codes & Standards Forecast | 0 | 0 | 0 | 0 | 0 | 0 | 0 | 0 | 0 | 0 | 0 | 0 | 0 | 0 | 0 | 0 | 0 | 0 | 0 | 0 | 0 | 0 | 0 | 0 | 0 | 0 | 0 | 0 | 0 | 0 | 0 | 0 | 0
Commercial_Other Health_Existing_Food Preparation_Natural Gas_Fryer_E4_Codes & Standards Forecast | Commercial | Other Health | Existing | Food Preparation | Natural Gas | Fryer | E4 |  | Codes & Standards Forecast | 0 | 0 | 0 | 0 | 0 | 0 | 0 | 0 | 0 | 0 | 0 | 0 | 0 | 0 | 0 | 0 | 0 | 0 | 0 | 0 | 0 | 0 | 0 | 0 | 0 | 0 | 0 | 0 | 0 | 0 | 0 | 0 | 0
Commercial_Other Health_Existing_Food Preparation_Natural Gas_Fryer_E5_Codes & Standards Forecast | Commercial | Other Health | Existing | Food Preparation | Natural Gas | Fryer | E5 |  | Codes & Standards Forecast | 0 | 0 | 0 | 0 | 0 | 0 | 0 | 0 | 0 | 0 | 0 | 0 | 0 | 0 | 0 | 0 | 0 | 0 | 0 | 0 | 0 | 0 | 0 | 0 | 0 | 0 | 0 | 0 | 0 | 0 | 0 | 0 | 0
Commercial_Other Health_Existing_Food Preparation_Natural Gas_Fryer_E6_Codes & Standards Forecast | Commercial | Other Health | Existing | Food Preparation | Natural Gas | Fryer | E6 |  | Codes & Standards Forecast | 0 | 0 | 0 | 0 | 0 | 0 | 0 | 0 | 0 | 0 | 0 | 0 | 0 | 0 | 0 | 0 | 0 | 0 | 0 | 0 | 0 | 0 | 0 | 0 | 0 | 0 | 0 | 0 | 0 | 0 | 0 | 0 | 0
Commercial_Other Health_Existing_Food Preparation_Natural Gas_Fryer_E7_Codes & Standards Forecast | Commercial | Other Health | Existing | Food Preparation | Natural Gas | Fryer | E7 |  | Codes & Standards Forecast | 0 | 0 | 0 | 0 | 0 | 0 | 0 | 0 | 0 | 0 | 0 | 0 | 0 | 0 | 0 | 0 | 0 | 0 | 0 | 0 | 0 | 0 | 0 | 0 | 0 | 0 | 0 | 0 | 0 | 0 | 0 | 0 | 0
Commercial_Other Health_Existing_Food Preparation_Natural Gas_Fryer_E8_Codes & Standards Forecast | Commercial | Other Health | Existing | Food Preparation | Natural Gas | Fryer | E8 |  | Codes & Standards Forecast | 0 | 0 | 0 | 0 | 0 | 0 | 0 | 0 | 0 | 0 | 0 | 0 | 0 | 0 | 0 | 0 | 0 | 0 | 0 | 0 | 0 | 0 | 0 | 0 | 0 | 0 | 0 | 0 | 0 | 0 | 0 | 0 | 0
Commercial_Other Health_Existing_Food Preparation_Natural Gas_Fryer_E9_Codes & Standards Forecast | Commercial | Other Health | Existing | Food Preparation | Natural Gas | Fryer | E9 |  | Codes & Standards Forecast | 0 | 0 | 0 | 0 | 0 | 0 | 0 | 0 | 0 | 0 | 0 | 0 | 0 | 0 | 0 | 0 | 0 | 0 | 0 | 0 | 0 | 0 | 0 | 0 | 0 | 0 | 0 | 0 | 0 | 0 | 0 | 0 | 0
Commercial_Other Health_Existing_Food Preparation_Natural Gas_Fryer_E10_Codes & Standards Forecast | Commercial | Other Health | Existing | Food Preparation | Natural Gas | Fryer | E10 |  | Codes & Standards Forecast | 0 | 0 | 0 | 0 | 0 | 0 | 0 | 0 | 0 | 0 | 0 | 0 | 0 | 0 | 0 | 0 | 0 | 0 | 0 | 0 | 0 | 0 | 0 | 0 | 0 | 0 | 0 | 0 | 0 | 0 | 0 | 0 | 0
Commercial_Other Health_Existing_Food Preparation_Natural Gas_Broiler_E1_Codes & Standards Forecast | Commercial | Other Health | Existing | Food Preparation | Natural Gas | Broiler | E1 |  | Codes & Standards Forecast | 0 | 2885.5528 | 3732.0356 | 4393.5841 | 4909.6892 | 5307.3009 | 5615.5526 | 5855.468 | 6041.4819 | 6183.0707 | 6288.8625 | 6366.1614 | 5608.2333 | 5163.6382 | 4934.5017 | 4849.989 | 4859.1511 | 5617.099 | 5780.9957 | 5904.2433 | 5995.0992 | 6060.1738 | 6104.7765 | 5979.9633 | 5782.9778 | 5571.9594 | 5379.2405 | 5220.4722 | 5035.8585 | 4993.8227 | 5034.3613 | 5117.664 | 5218.2159
Commercial_Other Health_Existing_Food Preparation_Natural Gas_Broiler_E2_Codes & Standards Forecast | Commercial | Other Health | Existing | Food Preparation | Natural Gas | Broiler | E2 |  | Codes & Standards Forecast | 0 | 0 | 0 | 0 | 0 | 0 | 0 | 0 | 0 | 0 | 0 | 0 | 0 | 0 | 0 | 0 | 0 | 0 | 0 | 0 | 0 | 0 | 0 | 0 | 0 | 0 | 0 | 0 | 0 | 0 | 0 | 0 | 0
Commercial_Other Health_Existing_Food Preparation_Natural Gas_Broiler_E3_Codes & Standards Forecast | Commercial | Other Health | Existing | Food Preparation | Natural Gas | Broiler | E3 |  | Codes & Standards Forecast | 0 | 0 | 0 | 0 | 0 | 0 | 0 | 0 | 0 | 0 | 0 | 0 | 0 | 0 | 0 | 0 | 0 | 0 | 0 | 0 | 0 | 0 | 0 | 0 | 0 | 0 | 0 | 0 | 0 | 0 | 0 | 0 | 0
Commercial_Other Health_Existing_Food Preparation_Natural Gas_Broiler_E4_Codes & Standards Forecast | Commercial | Other Health | Existing | Food Preparation | Natural Gas | Broiler | E4 |  | Codes & Standards Forecast | 0 | 0 | 0 | 0 | 0 | 0 | 0 | 0 | 0 | 0 | 0 | 0 | 0 | 0 | 0 | 0 | 0 | 0 | 0 | 0 | 0 | 0 | 0 | 0 | 0 | 0 | 0 | 0 | 0 | 0 | 0 | 0 | 0
Commercial_Other Health_Existing_Food Preparation_Natural Gas_Broiler_E5_Codes & Standards Forecast | Commercial | Other Health | Existing | Food Preparation | Natural Gas | Broiler | E5 |  | Codes & Standards Forecast | 0 | 0 | 0 | 0 | 0 | 0 | 0 | 0 | 0 | 0 | 0 | 0 | 0 | 0 | 0 | 0 | 0 | 0 | 0 | 0 | 0 | 0 | 0 | 0 | 0 | 0 | 0 | 0 | 0 | 0 | 0 | 0 | 0
Commercial_Other Health_Existing_Food Preparation_Natural Gas_Broiler_E6_Codes & Standards Forecast | Commercial | Other Health | Existing | Food Preparation | Natural Gas | Broiler | E6 |  | Codes & Standards Forecast | 0 | 0 | 0 | 0 | 0 | 0 | 0 | 0 | 0 | 0 | 0 | 0 | 0 | 0 | 0 | 0 | 0 | 0 | 0 | 0 | 0 | 0 | 0 | 0 | 0 | 0 | 0 | 0 | 0 | 0 | 0 | 0 | 0
Commercial_Other Health_Existing_Food Preparation_Natural Gas_Broiler_E7_Codes & Standards Forecast | Commercial | Other Health | Existing | Food Preparation | Natural Gas | Broiler | E7 |  | Codes & Standards Forecast | 0 | 0 | 0 | 0 | 0 | 0 | 0 | 0 | 0 | 0 | 0 | 0 | 0 | 0 | 0 | 0 | 0 | 0 | 0 | 0 | 0 | 0 | 0 | 0 | 0 | 0 | 0 | 0 | 0 | 0 | 0 | 0 | 0
Commercial_Other Health_Existing_Food Preparation_Natural Gas_Broiler_E8_Codes & Standards Forecast | Commercial | Other Health | Existing | Food Preparation | Natural Gas | Broiler | E8 |  | Codes & Standards Forecast | 0 | 0 | 0 | 0 | 0 | 0 | 0 | 0 | 0 | 0 | 0 | 0 | 0 | 0 | 0 | 0 | 0 | 0 | 0 | 0 | 0 | 0 | 0 | 0 | 0 | 0 | 0 | 0 | 0 | 0 | 0 | 0 | 0
Commercial_Other Health_Existing_Food Preparation_Natural Gas_Broiler_E9_Codes & Standards Forecast | Commercial | Other Health | Existing | Food Preparation | Natural Gas | Broiler | E9 |  | Codes & Standards Forecast | 0 | 0 | 0 | 0 | 0 | 0 | 0 | 0 | 0 | 0 | 0 | 0 | 0 | 0 | 0 | 0 | 0 | 0 | 0 | 0 | 0 | 0 | 0 | 0 | 0 | 0 | 0 | 0 | 0 | 0 | 0 | 0 | 0
Commercial_Other Health_Existing_Food Preparation_Natural Gas_Broiler_E10_Codes & Standards Forecast | Commercial | Other Health | Existing | Food Preparation | Natural Gas | Broiler | E10 |  | Codes & Standards Forecast | 0 | 0 | 0 | 0 | 0 | 0 | 0 | 0 | 0 | 0 | 0 | 0 | 0 | 0 | 0 | 0 | 0 | 0 | 0 | 0 | 0 | 0 | 0 | 0 | 0 | 0 | 0 | 0 | 0 | 0 | 0 | 0 | 0
Commercial_Other Health_Existing_Food Preparation_Natural Gas_Griddle_E1_Codes & Standards Forecast | Commercial | Other Health | Existing | Food Preparation | Natural Gas | Griddle | E1 |  | Codes & Standards Forecast | 0 | 2885.5528 | 3732.0356 | 4393.5841 | 4909.6892 | 5307.3009 | 5615.5526 | 5855.468 | 6041.4819 | 6183.0707 | 6288.8625 | 6366.1614 | 5608.2333 | 5163.6382 | 4934.5017 | 4849.989 | 4859.1511 | 5617.099 | 5780.9957 | 5904.2433 | 5995.0992 | 6060.1738 | 6104.7765 | 5979.9633 | 5782.9778 | 5571.9594 | 5379.2405 | 5220.4722 | 5035.8585 | 4993.8227 | 5034.3613 | 5117.664 | 5218.2159
Commercial_Other Health_Existing_Food Preparation_Natural Gas_Griddle_E2_Codes & Standards Forecast | Commercial | Other Health | Existing | Food Preparation | Natural Gas | Griddle | E2 |  | Codes & Standards Forecast | 0 | 0 | 0 | 0 | 0 | 0 | 0 | 0 | 0 | 0 | 0 | 0 | 0 | 0 | 0 | 0 | 0 | 0 | 0 | 0 | 0 | 0 | 0 | 0 | 0 | 0 | 0 | 0 | 0 | 0 | 0 | 0 | 0
Commercial_Other Health_Existing_Food Preparation_Natural Gas_Griddle_E3_Codes & Standards Forecast | Commercial | Other Health | Existing | Food Preparation | Natural Gas | Griddle | E3 |  | Codes & Standards Forecast | 0 | 0 | 0 | 0 | 0 | 0 | 0 | 0 | 0 | 0 | 0 | 0 | 0 | 0 | 0 | 0 | 0 | 0 | 0 | 0 | 0 | 0 | 0 | 0 | 0 | 0 | 0 | 0 | 0 | 0 | 0 | 0 | 0
Commercial_Other Health_Existing_Food Preparation_Natural Gas_Griddle_E4_Codes & Standards Forecast | Commercial | Other Health | Existing | Food Preparation | Natural Gas | Griddle | E4 |  | Codes & Standards Forecast | 0 | 0 | 0 | 0 | 0 | 0 | 0 | 0 | 0 | 0 | 0 | 0 | 0 | 0 | 0 | 0 | 0 | 0 | 0 | 0 | 0 | 0 | 0 | 0 | 0 | 0 | 0 | 0 | 0 | 0 | 0 | 0 | 0
Commercial_Other Health_Existing_Food Preparation_Natural Gas_Griddle_E5_Codes & Standards Forecast | Commercial | Other Health | Existing | Food Preparation | Natural Gas | Griddle | E5 |  | Codes & Standards Forecast | 0 | 0 | 0 | 0 | 0 | 0 | 0 | 0 | 0 | 0 | 0 | 0 | 0 | 0 | 0 | 0 | 0 | 0 | 0 | 0 | 0 | 0 | 0 | 0 | 0 | 0 | 0 | 0 | 0 | 0 | 0 | 0 | 0
Commercial_Other Health_Existing_Food Preparation_Natural Gas_Griddle_E6_Codes & Standards Forecast | Commercial | Other Health | Existing | Food Preparation | Natural Gas | Griddle | E6 |  | Codes & Standards Forecast | 0 | 0 | 0 | 0 | 0 | 0 | 0 | 0 | 0 | 0 | 0 | 0 | 0 | 0 | 0 | 0 | 0 | 0 | 0 | 0 | 0 | 0 | 0 | 0 | 0 | 0 | 0 | 0 | 0 | 0 | 0 | 0 | 0
Commercial_Other Health_Existing_Food Preparation_Natural Gas_Griddle_E7_Codes & Standards Forecast | Commercial | Other Health | Existing | Food Preparation | Natural Gas | Griddle | E7 |  | Codes & Standards Forecast | 0 | 0 | 0 | 0 | 0 | 0 | 0 | 0 | 0 | 0 | 0 | 0 | 0 | 0 | 0 | 0 | 0 | 0 | 0 | 0 | 0 | 0 | 0 | 0 | 0 | 0 | 0 | 0 | 0 | 0 | 0 | 0 | 0
Commercial_Other Health_Existing_Food Preparation_Natural Gas_Griddle_E8_Codes & Standards Forecast | Commercial | Other Health | Existing | Food Preparation | Natural Gas | Griddle | E8 |  | Codes & Standards Forecast | 0 | 0 | 0 | 0 | 0 | 0 | 0 | 0 | 0 | 0 | 0 | 0 | 0 | 0 | 0 | 0 | 0 | 0 | 0 | 0 | 0 | 0 | 0 | 0 | 0 | 0 | 0 | 0 | 0 | 0 | 0 | 0 | 0
Commercial_Other Health_Existing_Food Preparation_Natural Gas_Griddle_E9_Codes & Standards Forecast | Commercial | Other Health | Existing | Food Preparation | Natural Gas | Griddle | E9 |  | Codes & Standards Forecast | 0 | 0 | 0 | 0 | 0 | 0 | 0 | 0 | 0 | 0 | 0 | 0 | 0 | 0 | 0 | 0 | 0 | 0 | 0 | 0 | 0 | 0 | 0 | 0 | 0 | 0 | 0 | 0 | 0 | 0 | 0 | 0 | 0
Commercial_Other Health_Existing_Food Preparation_Natural Gas_Griddle_E10_Codes & Standards Forecast | Commercial | Other Health | Existing | Food Preparation | Natural Gas | Griddle | E10 |  | Codes & Standards Forecast | 0 | 0 | 0 | 0 | 0 | 0 | 0 | 0 | 0 | 0 | 0 | 0 | 0 | 0 | 0 | 0 | 0 | 0 | 0 | 0 | 0 | 0 | 0 | 0 | 0 | 0 | 0 | 0 | 0 | 0 | 0 | 0 | 0
Commercial_Other Health_Existing_Food Preparation_Natural Gas_Range_E1_Codes & Standards Forecast | Commercial | Other Health | Existing | Food Preparation | Natural Gas | Range | E1 |  | Codes & Standards Forecast | 0 | 14638.3927 | 18932.5955 | 22288.627 | 24906.8254 | 26923.9075 | 28487.6666 | 29704.756 | 30648.4033 | 31366.6827 | 27739.654 | 25667.7766 | 24659.2392 | 24358.5042 | 24510.7135 | 28480.8273 | 29388.0916 | 30073.592 | 30582.6479 | 30157.2873 | 29312.7036 | 28359.6614 | 27473.3029 | 26740.6002 | 25855.9589 | 25696.6947 | 25954.6113 | 26425.5675 | 26827.0363 | 27910.5184 | 27850.7598 | 27579.9089 | 27182.0815
Commercial_Other Health_Existing_Food Preparation_Natural Gas_Range_E2_Codes & Standards Forecast | Commercial | Other Health | Existing | Food Preparation | Natural Gas | Range | E2 |  | Codes & Standards Forecast | 0 | 0 | 0 | 0 | 0 | 0 | 0 | 0 | 0 | 0 | 0 | 0 | 0 | 0 | 0 | 0 | 0 | 0 | 0 | 0 | 0 | 0 | 0 | 0 | 0 | 0 | 0 | 0 | 0 | 0 | 0 | 0 | 0
Commercial_Other Health_Existing_Food Preparation_Natural Gas_Range_E3_Codes & Standards Forecast | Commercial | Other Health | Existing | Food Preparation | Natural Gas | Range | E3 |  | Codes & Standards Forecast | 0 | 0 | 0 | 0 | 0 | 0 | 0 | 0 | 0 | 0 | 0 | 0 | 0 | 0 | 0 | 0 | 0 | 0 | 0 | 0 | 0 | 0 | 0 | 0 | 0 | 0 | 0 | 0 | 0 | 0 | 0 | 0 | 0
Commercial_Other Health_Existing_Food Preparation_Natural Gas_Range_E4_Codes & Standards Forecast | Commercial | Other Health | Existing | Food Preparation | Natural Gas | Range | E4 |  | Codes & Standards Forecast | 0 | 0 | 0 | 0 | 0 | 0 | 0 | 0 | 0 | 0 | 0 | 0 | 0 | 0 | 0 | 0 | 0 | 0 | 0 | 0 | 0 | 0 | 0 | 0 | 0 | 0 | 0 | 0 | 0 | 0 | 0 | 0 | 0
Commercial_Other Health_Existing_Food Preparation_Natural Gas_Range_E5_Codes & Standards Forecast | Commercial | Other Health | Existing | Food Preparation | Natural Gas | Range | E5 |  | Codes & Standards Forecast | 0 | 0 | 0 | 0 | 0 | 0 | 0 | 0 | 0 | 0 | 0 | 0 | 0 | 0 | 0 | 0 | 0 | 0 | 0 | 0 | 0 | 0 | 0 | 0 | 0 | 0 | 0 | 0 | 0 | 0 | 0 | 0 | 0
Commercial_Other Health_Existing_Food Preparation_Natural Gas_Range_E6_Codes & Standards Forecast | Commercial | Other Health | Existing | Food Preparation | Natural Gas | Range | E6 |  | Codes & Standards Forecast | 0 | 0 | 0 | 0 | 0 | 0 | 0 | 0 | 0 | 0 | 0 | 0 | 0 | 0 | 0 | 0 | 0 | 0 | 0 | 0 | 0 | 0 | 0 | 0 | 0 | 0 | 0 | 0 | 0 | 0 | 0 | 0 | 0
Commercial_Other Health_Existing_Food Preparation_Natural Gas_Range_E7_Codes & Standards Forecast | Commercial | Other Health | Existing | Food Preparation | Natural Gas | Range | E7 |  | Codes & Standards Forecast | 0 | 0 | 0 | 0 | 0 | 0 | 0 | 0 | 0 | 0 | 0 | 0 | 0 | 0 | 0 | 0 | 0 | 0 | 0 | 0 | 0 | 0 | 0 | 0 | 0 | 0 | 0 | 0 | 0 | 0 | 0 | 0 | 0
Commercial_Other Health_Existing_Food Preparation_Natural Gas_Range_E8_Codes & Standards Forecast | Commercial | Other Health | Existing | Food Preparation | Natural Gas | Range | E8 |  | Codes & Standards Forecast | 0 | 0 | 0 | 0 | 0 | 0 | 0 | 0 | 0 | 0 | 0 | 0 | 0 | 0 | 0 | 0 | 0 | 0 | 0 | 0 | 0 | 0 | 0 | 0 | 0 | 0 | 0 | 0 | 0 | 0 | 0 | 0 | 0
Commercial_Other Health_Existing_Food Preparation_Natural Gas_Range_E9_Codes & Standards Forecast | Commercial | Other Health | Existing | Food Preparation | Natural Gas | Range | E9 |  | Codes & Standards Forecast | 0 | 0 | 0 | 0 | 0 | 0 | 0 | 0 | 0 | 0 | 0 | 0 | 0 | 0 | 0 | 0 | 0 | 0 | 0 | 0 | 0 | 0 | 0 | 0 | 0 | 0 | 0 | 0 | 0 | 0 | 0 | 0 | 0
Commercial_Other Health_Existing_Food Preparation_Natural Gas_Range_E10_Codes & Standards Forecast | Commercial | Other Health | Existing | Food Preparation | Natural Gas | Range | E10 |  | Codes & Standards Forecast | 0 | 0 | 0 | 0 | 0 | 0 | 0 | 0 | 0 | 0 | 0 | 0 | 0 | 0 | 0 | 0 | 0 | 0 | 0 | 0 | 0 | 0 | 0 | 0 | 0 | 0 | 0 | 0 | 0 | 0 | 0 | 0 | 0
Commercial_Other Health_Existing_Food Preparation_Natural Gas_Steamer_E1_Codes & Standards Forecast | Commercial | Other Health | Existing | Food Preparation | Natural Gas | Steamer | E1 |  | Codes & Standards Forecast | 0 | 1489.4579 | 1687.6524 | 0 | 0 | 0 | 0 | 0 | 0 | 0 | 0 | 0 | 0 | 0 | 0 | 0 | 0 | 0 | 0 | 0 | 0 | 0 | 0 | 0 | 0 | 0 | 0 | 0 | 0 | 0 | 0 | 0 | 0
Commercial_Other Health_Existing_Food Preparation_Natural Gas_Steamer_E2_Codes & Standards Forecast | Commercial | Other Health | Existing | Food Preparation | Natural Gas | Steamer | E2 |  | Codes & Standards Forecast | 0 | 0 | 0 | 1858.9844 | 2007.6425 | 2135.1664 | 2246.0963 | 2343.3472 | 2428.5442 | 2502.3553 | 2369.7472 | 2273.4102 | 2206.4343 | 2163.0606 | 2138.4687 | 2128.7119 | 2130.4818 | 2141.0399 | 2158.1132 | 2573.7269 | 2573.4367 | 2559.3048 | 2536.2296 | 2507.9273 | 2477.1808 | 2446.008 | 2415.8566 | 2387.7107 | 2349.0396 | 2324.6251 | 2309.4923 | 2300.0562 | 2293.8731
Commercial_Other Health_Existing_Food Preparation_Natural Gas_Steamer_E3_Codes & Standards Forecast | Commercial | Other Health | Existing | Food Preparation | Natural Gas | Steamer | E3 |  | Codes & Standards Forecast | 0 | 0 | 0 | 0 | 0 | 0 | 0 | 0 | 0 | 0 | 0 | 0 | 0 | 0 | 0 | 0 | 0 | 0 | 0 | 0 | 0 | 0 | 0 | 0 | 0 | 0 | 0 | 0 | 0 | 0 | 0 | 0 | 0
Commercial_Other Health_Existing_Food Preparation_Natural Gas_Steamer_E4_Codes & Standards Forecast | Commercial | Other Health | Existing | Food Preparation | Natural Gas | Steamer | E4 |  | Codes & Standards Forecast | 0 | 0 | 0 | 0 | 0 | 0 | 0 | 0 | 0 | 0 | 0 | 0 | 0 | 0 | 0 | 0 | 0 | 0 | 0 | 0 | 0 | 0 | 0 | 0 | 0 | 0 | 0 | 0 | 0 | 0 | 0 | 0 | 0
Commercial_Other Health_Existing_Food Preparation_Natural Gas_Steamer_E5_Codes & Standards Forecast | Commercial | Other Health | Existing | Food Preparation | Natural Gas | Steamer | E5 |  | Codes & Standards Forecast | 0 | 0 | 0 | 0 | 0 | 0 | 0 | 0 | 0 | 0 | 0 | 0 | 0 | 0 | 0 | 0 | 0 | 0 | 0 | 0 | 0 | 0 | 0 | 0 | 0 | 0 | 0 | 0 | 0 | 0 | 0 | 0 | 0
Commercial_Other Health_Existing_Food Preparation_Natural Gas_Steamer_E6_Codes & Standards Forecast | Commercial | Other Health | Existing | Food Preparation | Natural Gas | Steamer | E6 |  | Codes & Standards Forecast | 0 | 0 | 0 | 0 | 0 | 0 | 0 | 0 | 0 | 0 | 0 | 0 | 0 | 0 | 0 | 0 | 0 | 0 | 0 | 0 | 0 | 0 | 0 | 0 | 0 | 0 | 0 | 0 | 0 | 0 | 0 | 0 | 0
Commercial_Other Health_Existing_Food Preparation_Natural Gas_Steamer_E7_Codes & Standards Forecast | Commercial | Other Health | Existing | Food Preparation | Natural Gas | Steamer | E7 |  | Codes & Standards Forecast | 0 | 0 | 0 | 0 | 0 | 0 | 0 | 0 | 0 | 0 | 0 | 0 | 0 | 0 | 0 | 0 | 0 | 0 | 0 | 0 | 0 | 0 | 0 | 0 | 0 | 0 | 0 | 0 | 0 | 0 | 0 | 0 | 0
Commercial_Other Health_Existing_Food Preparation_Natural Gas_Steamer_E8_Codes & Standards Forecast | Commercial | Other Health | Existing | Food Preparation | Natural Gas | Steamer | E8 |  | Codes & Standards Forecast | 0 | 0 | 0 | 0 | 0 | 0 | 0 | 0 | 0 | 0 | 0 | 0 | 0 | 0 | 0 | 0 | 0 | 0 | 0 | 0 | 0 | 0 | 0 | 0 | 0 | 0 | 0 | 0 | 0 | 0 | 0 | 0 | 0
Commercial_Other Health_Existing_Food Preparation_Natural Gas_Steamer_E9_Codes & Standards Forecast | Commercial | Other Health | Existing | Food Preparation | Natural Gas | Steamer | E9 |  | Codes & Standards Forecast | 0 | 0 | 0 | 0 | 0 | 0 | 0 | 0 | 0 | 0 | 0 | 0 | 0 | 0 | 0 | 0 | 0 | 0 | 0 | 0 | 0 | 0 | 0 | 0 | 0 | 0 | 0 | 0 | 0 | 0 | 0 | 0 | 0
Commercial_Other Health_Existing_Food Preparation_Natural Gas_Steamer_E10_Codes & Standards Forecast | Commercial | Other Health | Existing | Food Preparation | Natural Gas | Steamer | E10 |  | Codes & Standards Forecast | 0 | 0 | 0 | 0 | 0 | 0 | 0 | 0 | 0 | 0 | 0 | 0 | 0 | 0 | 0 | 0 | 0 | 0 | 0 | 0 | 0 | 0 | 0 | 0 | 0 | 0 | 0 | 0 | 0 | 0 | 0 | 0 | 0
Commercial_Other Health_Existing_Food Preparation_Natural Gas_Food Prep Other_E1_Codes & Standards Forecast | Commercial | Other Health | Existing | Food Preparation | Natural Gas | Food Prep Other | E1 |  | Codes & Standards Forecast | 0 | 0 | 0 | 0 | 0 | 0 | 0 | 0 | 0 | 0 | 0 | 0 | 0 | 0 | 0 | 0 | 0 | 0 | 0 | 0 | 0 | 0 | 0 | 0 | 0 | 0 | 0 | 0 | 0 | 0 | 0 | 0 | 0
Commercial_Other Health_Existing_Food Preparation_Natural Gas_Food Prep Other_E2_Codes & Standards Forecast | Commercial | Other Health | Existing | Food Preparation | Natural Gas | Food Prep Other | E2 |  | Codes & Standards Forecast | 0 | 0 | 0 | 0 | 0 | 0 | 0 | 0 | 0 | 0 | 0 | 0 | 0 | 0 | 0 | 0 | 0 | 0 | 0 | 0 | 0 | 0 | 0 | 0 | 0 | 0 | 0 | 0 | 0 | 0 | 0 | 0 | 0
Commercial_Other Health_Existing_Food Preparation_Natural Gas_Food Prep Other_E3_Codes & Standards Forecast | Commercial | Other Health | Existing | Food Preparation | Natural Gas | Food Prep Other | E3 |  | Codes & Standards Forecast | 0 | 0 | 0 | 0 | 0 | 0 | 0 | 0 | 0 | 0 | 0 | 0 | 0 | 0 | 0 | 0 | 0 | 0 | 0 | 0 | 0 | 0 | 0 | 0 | 0 | 0 | 0 | 0 | 0 | 0 | 0 | 0 | 0
Commercial_Other Health_Existing_Food Preparation_Natural Gas_Food Prep Other_E4_Codes & Standards Forecast | Commercial | Other Health | Existing | Food Preparation | Natural Gas | Food Prep Other | E4 |  | Codes & Standards Forecast | 0 | 0 | 0 | 0 | 0 | 0 | 0 | 0 | 0 | 0 | 0 | 0 | 0 | 0 | 0 | 0 | 0 | 0 | 0 | 0 | 0 | 0 | 0 | 0 | 0 | 0 | 0 | 0 | 0 | 0 | 0 | 0 | 0
Commercial_Other Health_Existing_Food Preparation_Natural Gas_Food Prep Other_E5_Codes & Standards Forecast | Commercial | Other Health | Existing | Food Preparation | Natural Gas | Food Prep Other | E5 |  | Codes & Standards Forecast | 0 | 0 | 0 | 0 | 0 | 0 | 0 | 0 | 0 | 0 | 0 | 0 | 0 | 0 | 0 | 0 | 0 | 0 | 0 | 0 | 0 | 0 | 0 | 0 | 0 | 0 | 0 | 0 | 0 | 0 | 0 | 0 | 0
Commercial_Other Health_Existing_Food Preparation_Natural Gas_Food Prep Other_E6_Codes & Standards Forecast | Commercial | Other Health | Existing | Food Preparation | Natural Gas | Food Prep Other | E6 |  | Codes & Standards Forecast | 0 | 0 | 0 | 0 | 0 | 0 | 0 | 0 | 0 | 0 | 0 | 0 | 0 | 0 | 0 | 0 | 0 | 0 | 0 | 0 | 0 | 0 | 0 | 0 | 0 | 0 | 0 | 0 | 0 | 0 | 0 | 0 | 0
Commercial_Other Health_Existing_Food Preparation_Natural Gas_Food Prep Other_E7_Codes & Standards Forecast | Commercial | Other Health | Existing | Food Preparation | Natural Gas | Food Prep Other | E7 |  | Codes & Standards Forecast | 0 | 0 | 0 | 0 | 0 | 0 | 0 | 0 | 0 | 0 | 0 | 0 | 0 | 0 | 0 | 0 | 0 | 0 | 0 | 0 | 0 | 0 | 0 | 0 | 0 | 0 | 0 | 0 | 0 | 0 | 0 | 0 | 0
Commercial_Other Health_Existing_Food Preparation_Natural Gas_Food Prep Other_E8_Codes & Standards Forecast | Commercial | Other Health | Existing | Food Preparation | Natural Gas | Food Prep Other | E8 |  | Codes & Standards Forecast | 0 | 0 | 0 | 0 | 0 | 0 | 0 | 0 | 0 | 0 | 0 | 0 | 0 | 0 | 0 | 0 | 0 | 0 | 0 | 0 | 0 | 0 | 0 | 0 | 0 | 0 | 0 | 0 | 0 | 0 | 0 | 0 | 0
Commercial_Other Health_Existing_Food Preparation_Natural Gas_Food Prep Other_E9_Codes & Standards Forecast | Commercial | Other Health | Existing | Food Preparation | Natural Gas | Food Prep Other | E9 |  | Codes & Standards Forecast | 0 | 0 | 0 | 0 | 0 | 0 | 0 | 0 | 0 | 0 | 0 | 0 | 0 | 0 | 0 | 0 | 0 | 0 | 0 | 0 | 0 | 0 | 0 | 0 | 0 | 0 | 0 | 0 | 0 | 0 | 0 | 0 | 0
Commercial_Other Health_Existing_Food Preparation_Natural Gas_Food Prep Other_E10_Codes & Standards Forecast | Commercial | Other Health | Existing | Food Preparation | Natural Gas | Food Prep Other | E10 |  | Codes & Standards Forecast | 0 | 0 | 0 | 0 | 0 | 0 | 0 | 0 | 0 | 0 | 0 | 0 | 0 | 0 | 0 | 0 | 0 | 0 | 0 | 0 | 0 | 0 | 0 | 0 | 0 | 0 | 0 | 0 | 0 | 0 | 0 | 0 | 0
Commercial_Other Health_Existing_Miscellaneous_Natural Gas_Pool Heater_E1_Codes & Standards Forecast | Commercial | Other Health | Existing | Miscellaneous | Natural Gas | Pool Heater | E1 |  | Codes & Standards Forecast | 0 | 0 | 0 | 0 | 0 | 0 | 0 | 0 | 0 | 0 | 0 | 0 | 0 | 0 | 0 | 0 | 0 | 0 | 0 | 0 | 0 | 0 | 0 | 0 | 0 | 0 | 0 | 0 | 0 | 0 | 0 | 0 | 0
Commercial_Other Health_Existing_Miscellaneous_Natural Gas_Pool Heater_E2_Codes & Standards Forecast | Commercial | Other Health | Existing | Miscellaneous | Natural Gas | Pool Heater | E2 |  | Codes & Standards Forecast | 0 | 0 | 0 | 0 | 0 | 0 | 0 | 0 | 0 | 0 | 0 | 0 | 0 | 0 | 0 | 0 | 0 | 0 | 0 | 0 | 0 | 0 | 0 | 0 | 0 | 0 | 0 | 0 | 0 | 0 | 0 | 0 | 0
Commercial_Other Health_Existing_Miscellaneous_Natural Gas_Pool Heater_E3_Codes & Standards Forecast | Commercial | Other Health | Existing | Miscellaneous | Natural Gas | Pool Heater | E3 |  | Codes & Standards Forecast | 0 | 0 | 0 | 0 | 0 | 0 | 0 | 0 | 0 | 0 | 0 | 0 | 0 | 0 | 0 | 0 | 0 | 0 | 0 | 0 | 0 | 0 | 0 | 0 | 0 | 0 | 0 | 0 | 0 | 0 | 0 | 0 | 0
Commercial_Other Health_Existing_Miscellaneous_Natural Gas_Pool Heater_E4_Codes & Standards Forecast | Commercial | Other Health | Existing | Miscellaneous | Natural Gas | Pool Heater | E4 |  | Codes & Standards Forecast | 0 | 0 | 0 | 0 | 0 | 0 | 0 | 0 | 0 | 0 | 0 | 0 | 0 | 0 | 0 | 0 | 0 | 0 | 0 | 0 | 0 | 0 | 0 | 0 | 0 | 0 | 0 | 0 | 0 | 0 | 0 | 0 | 0
Commercial_Other Health_Existing_Miscellaneous_Natural Gas_Pool Heater_E5_Codes & Standards Forecast | Commercial | Other Health | Existing | Miscellaneous | Natural Gas | Pool Heater | E5 |  | Codes & Standards Forecast | 0 | 0 | 0 | 0 | 0 | 0 | 0 | 0 | 0 | 0 | 0 | 0 | 0 | 0 | 0 | 0 | 0 | 0 | 0 | 0 | 0 | 0 | 0 | 0 | 0 | 0 | 0 | 0 | 0 | 0 | 0 | 0 | 0
Commercial_Other Health_Existing_Miscellaneous_Natural Gas_Pool Heater_E6_Codes & Standards Forecast | Commercial | Other Health | Existing | Miscellaneous | Natural Gas | Pool Heater | E6 |  | Codes & Standards Forecast | 0 | 0 | 0 | 0 | 0 | 0 | 0 | 0 | 0 | 0 | 0 | 0 | 0 | 0 | 0 | 0 | 0 | 0 | 0 | 0 | 0 | 0 | 0 | 0 | 0 | 0 | 0 | 0 | 0 | 0 | 0 | 0 | 0
Commercial_Other Health_Existing_Miscellaneous_Natural Gas_Pool Heater_E7_Codes & Standards Forecast | Commercial | Other Health | Existing | Miscellaneous | Natural Gas | Pool Heater | E7 |  | Codes & Standards Forecast | 0 | 0 | 0 | 0 | 0 | 0 | 0 | 0 | 0 | 0 | 0 | 0 | 0 | 0 | 0 | 0 | 0 | 0 | 0 | 0 | 0 | 0 | 0 | 0 | 0 | 0 | 0 | 0 | 0 | 0 | 0 | 0 | 0
Commercial_Other Health_Existing_Miscellaneous_Natural Gas_Pool Heater_E8_Codes & Standards Forecast | Commercial | Other Health | Existing | Miscellaneous | Natural Gas | Pool Heater | E8 |  | Codes & Standards Forecast | 0 | 0 | 0 | 0 | 0 | 0 | 0 | 0 | 0 | 0 | 0 | 0 | 0 | 0 | 0 | 0 | 0 | 0 | 0 | 0 | 0 | 0 | 0 | 0 | 0 | 0 | 0 | 0 | 0 | 0 | 0 | 0 | 0
Commercial_Other Health_Existing_Miscellaneous_Natural Gas_Pool Heater_E9_Codes & Standards Forecast | Commercial | Other Health | Existing | Miscellaneous | Natural Gas | Pool Heater | E9 |  | Codes & Standards Forecast | 0 | 0 | 0 | 0 | 0 | 0 | 0 | 0 | 0 | 0 | 0 | 0 | 0 | 0 | 0 | 0 | 0 | 0 | 0 | 0 | 0 | 0 | 0 | 0 | 0 | 0 | 0 | 0 | 0 | 0 | 0 | 0 | 0
Commercial_Other Health_Existing_Miscellaneous_Natural Gas_Pool Heater_E10_Codes & Standards Forecast | Commercial | Other Health | Existing | Miscellaneous | Natural Gas | Pool Heater | E10 |  | Codes & Standards Forecast | 0 | 0 | 0 | 0 | 0 | 0 | 0 | 0 | 0 | 0 | 0 | 0 | 0 | 0 | 0 | 0 | 0 | 0 | 0 | 0 | 0 | 0 | 0 | 0 | 0 | 0 | 0 | 0 | 0 | 0 | 0 | 0 | 0
Commercial_Other Health_Existing_Miscellaneous_Natural Gas_Miscellaneous_E1_Codes & Standards Forecast | Commercial | Other Health | Existing | Miscellaneous | Natural Gas | Miscellaneous | E1 |  | Codes & Standards Forecast | 0 | 144085.9064 | 170653.6679 | 192853.0204 | 184464.1609 | 180896.3465 | 181021.8541 | 180078.7927 | 178907.1317 | 177987.2574 | 177096.342 | 215779.7561 | 216540.2443 | 215949.4081 | 212503.6594 | 211007.0686 | 210630.4221 | 209487.1787 | 208202.9373 | 207109.3521 | 206013.4008 | 215819.6615 | 213599.3457 | 211176.459 | 209697.5013 | 208651.954 | 207720.5023 | 206499.4419 | 205263.8695 | 204123.1608 | 202970.1749 | 204808.2282 | 202916.119
Commercial_Other Health_Existing_Miscellaneous_Natural Gas_Miscellaneous_E2_Codes & Standards Forecast | Commercial | Other Health | Existing | Miscellaneous | Natural Gas | Miscellaneous | E2 |  | Codes & Standards Forecast | 0 | 0 | 0 | 0 | 0 | 0 | 0 | 0 | 0 | 0 | 0 | 0 | 0 | 0 | 0 | 0 | 0 | 0 | 0 | 0 | 0 | 0 | 0 | 0 | 0 | 0 | 0 | 0 | 0 | 0 | 0 | 0 | 0
Commercial_Other Health_Existing_Miscellaneous_Natural Gas_Miscellaneous_E3_Codes & Standards Forecast | Commercial | Other Health | Existing | Miscellaneous | Natural Gas | Miscellaneous | E3 |  | Codes & Standards Forecast | 0 | 0 | 0 | 0 | 0 | 0 | 0 | 0 | 0 | 0 | 0 | 0 | 0 | 0 | 0 | 0 | 0 | 0 | 0 | 0 | 0 | 0 | 0 | 0 | 0 | 0 | 0 | 0 | 0 | 0 | 0 | 0 | 0
Commercial_Other Health_Existing_Miscellaneous_Natural Gas_Miscellaneous_E4_Codes & Standards Forecast | Commercial | Other Health | Existing | Miscellaneous | Natural Gas | Miscellaneous | E4 |  | Codes & Standards Forecast | 0 | 0 | 0 | 0 | 0 | 0 | 0 | 0 | 0 | 0 | 0 | 0 | 0 | 0 | 0 | 0 | 0 | 0 | 0 | 0 | 0 | 0 | 0 | 0 | 0 | 0 | 0 | 0 | 0 | 0 | 0 | 0 | 0
Commercial_Other Health_Existing_Miscellaneous_Natural Gas_Miscellaneous_E5_Codes & Standards Forecast | Commercial | Other Health | Existing | Miscellaneous | Natural Gas | Miscellaneous | E5 |  | Codes & Standards Forecast | 0 | 0 | 0 | 0 | 0 | 0 | 0 | 0 | 0 | 0 | 0 | 0 | 0 | 0 | 0 | 0 | 0 | 0 | 0 | 0 | 0 | 0 | 0 | 0 | 0 | 0 | 0 | 0 | 0 | 0 | 0 | 0 | 0
Commercial_Other Health_Existing_Miscellaneous_Natural Gas_Miscellaneous_E6_Codes & Standards Forecast | Commercial | Other Health | Existing | Miscellaneous | Natural Gas | Miscellaneous | E6 |  | Codes & Standards Forecast | 0 | 0 | 0 | 0 | 0 | 0 | 0 | 0 | 0 | 0 | 0 | 0 | 0 | 0 | 0 | 0 | 0 | 0 | 0 | 0 | 0 | 0 | 0 | 0 | 0 | 0 | 0 | 0 | 0 | 0 | 0 | 0 | 0
Commercial_Other Health_Existing_Miscellaneous_Natural Gas_Miscellaneous_E7_Codes & Standards Forecast | Commercial | Other Health | Existing | Miscellaneous | Natural Gas | Miscellaneous | E7 |  | Codes & Standards Forecast | 0 | 0 | 0 | 0 | 0 | 0 | 0 | 0 | 0 | 0 | 0 | 0 | 0 | 0 | 0 | 0 | 0 | 0 | 0 | 0 | 0 | 0 | 0 | 0 | 0 | 0 | 0 | 0 | 0 | 0 | 0 | 0 | 0
Commercial_Other Health_Existing_Miscellaneous_Natural Gas_Miscellaneous_E8_Codes & Standards Forecast | Commercial | Other Health | Existing | Miscellaneous | Natural Gas | Miscellaneous | E8 |  | Codes & Standards Forecast | 0 | 0 | 0 | 0 | 0 | 0 | 0 | 0 | 0 | 0 | 0 | 0 | 0 | 0 | 0 | 0 | 0 | 0 | 0 | 0 | 0 | 0 | 0 | 0 | 0 | 0 | 0 | 0 | 0 | 0 | 0 | 0 | 0
Commercial_Other Health_Existing_Miscellaneous_Natural Gas_Miscellaneous_E9_Codes & Standards Forecast | Commercial | Other Health | Existing | Miscellaneous | Natural Gas | Miscellaneous | E9 |  | Codes & Standards Forecast | 0 | 0 | 0 | 0 | 0 | 0 | 0 | 0 | 0 | 0 | 0 | 0 | 0 | 0 | 0 | 0 | 0 | 0 | 0 | 0 | 0 | 0 | 0 | 0 | 0 | 0 | 0 | 0 | 0 | 0 | 0 | 0 | 0
Commercial_Other Health_Existing_Miscellaneous_Natural Gas_Miscellaneous_E10_Codes & Standards Forecast | Commercial | Other Health | Existing | Miscellaneous | Natural Gas | Miscellaneous | E10 |  | Codes & Standards Forecast | 0 | 0 | 0 | 0 | 0 | 0 | 0 | 0 | 0 | 0 | 0 | 0 | 0 | 0 | 0 | 0 | 0 | 0 | 0 | 0 | 0 | 0 | 0 | 0 | 0 | 0 | 0 | 0 | 0 | 0 | 0 | 0 | 0
Commercial_Other Health_New_Space Heating_Natural Gas_Furnace_E1_Codes & Standards Forecast | Commercial | Other Health | New | Space Heating | Natural Gas | Furnace | E1 |  | Codes & Standards Forecast | 0 | 1795.3126 | 8659.4595 | 5534.0011 | 7137.2083 | 9685.9742 | 9053.2382 | 8023.9858 | 7216.594 | 6967.9168 | 6877.0246 | 6808.7028 | 6799.3741 | 6818.8293 | 6860.772 | 6873.4116 | 6875.2901 | 6866.3834 | 6857.3354 | 6986.2455 | 7643.199 | 8009.3203 | 8461.0675 | 9073.3838 | 9589.1771 | 9995.019 | 10307.6301 | 10577.1607 | 10819.0625 | 11037.1976 | 11237.9326 | 11424.8207 | 8428.7868
Commercial_Other Health_New_Space Heating_Natural Gas_Furnace_E2_Codes & Standards Forecast | Commercial | Other Health | New | Space Heating | Natural Gas | Furnace | E2 |  | Codes & Standards Forecast | 0 | 0 | 0 | 0 | 0 | 0 | 0 | 0 | 0 | 0 | 0 | 0 | 0 | 0 | 0 | 0 | 0 | 0 | 0 | 0 | 0 | 0 | 0 | 0 | 0 | 0 | 0 | 0 | 0 | 0 | 0 | 0 | 0
Commercial_Other Health_New_Space Heating_Natural Gas_Furnace_E3_Codes & Standards Forecast | Commercial | Other Health | New | Space Heating | Natural Gas | Furnace | E3 |  | Codes & Standards Forecast | 0 | 0 | 0 | 0 | 0 | 0 | 0 | 0 | 0 | 0 | 0 | 0 | 0 | 0 | 0 | 0 | 0 | 0 | 0 | 0 | 0 | 0 | 0 | 0 | 0 | 0 | 0 | 0 | 0 | 0 | 0 | 0 | 0
Commercial_Other Health_New_Space Heating_Natural Gas_Furnace_E4_Codes & Standards Forecast | Commercial | Other Health | New | Space Heating | Natural Gas | Furnace | E4 |  | Codes & Standards Forecast | 0 | 0 | 0 | 0 | 0 | 0 | 0 | 0 | 0 | 0 | 0 | 0 | 0 | 0 | 0 | 0 | 0 | 0 | 0 | 0 | 0 | 0 | 0 | 0 | 0 | 0 | 0 | 0 | 0 | 0 | 0 | 0 | 0
Commercial_Other Health_New_Space Heating_Natural Gas_Furnace_E5_Codes & Standards Forecast | Commercial | Other Health | New | Space Heating | Natural Gas | Furnace | E5 |  | Codes & Standards Forecast | 0 | 0 | 0 | 0 | 0 | 0 | 0 | 0 | 0 | 0 | 0 | 0 | 0 | 0 | 0 | 0 | 0 | 0 | 0 | 0 | 0 | 0 | 0 | 0 | 0 | 0 | 0 | 0 | 0 | 0 | 0 | 0 | 0
Commercial_Other Health_New_Space Heating_Natural Gas_Furnace_E6_Codes & Standards Forecast | Commercial | Other Health | New | Space Heating | Natural Gas | Furnace | E6 |  | Codes & Standards Forecast | 0 | 0 | 0 | 0 | 0 | 0 | 0 | 0 | 0 | 0 | 0 | 0 | 0 | 0 | 0 | 0 | 0 | 0 | 0 | 0 | 0 | 0 | 0 | 0 | 0 | 0 | 0 | 0 | 0 | 0 | 0 | 0 | 0
Commercial_Other Health_New_Space Heating_Natural Gas_Furnace_E7_Codes & Standards Forecast | Commercial | Other Health | New | Space Heating | Natural Gas | Furnace | E7 |  | Codes & Standards Forecast | 0 | 0 | 0 | 0 | 0 | 0 | 0 | 0 | 0 | 0 | 0 | 0 | 0 | 0 | 0 | 0 | 0 | 0 | 0 | 0 | 0 | 0 | 0 | 0 | 0 | 0 | 0 | 0 | 0 | 0 | 0 | 0 | 0
Commercial_Other Health_New_Space Heating_Natural Gas_Furnace_E8_Codes & Standards Forecast | Commercial | Other Health | New | Space Heating | Natural Gas | Furnace | E8 |  | Codes & Standards Forecast | 0 | 0 | 0 | 0 | 0 | 0 | 0 | 0 | 0 | 0 | 0 | 0 | 0 | 0 | 0 | 0 | 0 | 0 | 0 | 0 | 0 | 0 | 0 | 0 | 0 | 0 | 0 | 0 | 0 | 0 | 0 | 0 | 0
Commercial_Other Health_New_Space Heating_Natural Gas_Furnace_E9_Codes & Standards Forecast | Commercial | Other Health | New | Space Heating | Natural Gas | Furnace | E9 |  | Codes & Standards Forecast | 0 | 0 | 0 | 0 | 0 | 0 | 0 | 0 | 0 | 0 | 0 | 0 | 0 | 0 | 0 | 0 | 0 | 0 | 0 | 0 | 0 | 0 | 0 | 0 | 0 | 0 | 0 | 0 | 0 | 0 | 0 | 0 | 0
Commercial_Other Health_New_Space Heating_Natural Gas_Furnace_E10_Codes & Standards Forecast | Commercial | Other Health | New | Space Heating | Natural Gas | Furnace | E10 |  | Codes & Standards Forecast | 0 | 0 | 0 | 0 | 0 | 0 | 0 | 0 | 0 | 0 | 0 | 0 | 0 | 0 | 0 | 0 | 0 | 0 | 0 | 0 | 0 | 0 | 0 | 0 | 0 | 0 | 0 | 0 | 0 | 0 | 0 | 0 | 0
Commercial_Other Health_New_Space Heating_Natural Gas_Boiler_E1_Codes & Standards Forecast | Commercial | Other Health | New | Space Heating | Natural Gas | Boiler | E1 |  | Codes & Standards Forecast | 0 | 10118.3225 | 48804.4269 | 31189.447 | 40225.0693 | 54589.8297 | 51023.7507 | 45222.9181 | 40672.4848 | 39270.9483 | 38758.6829 | 38373.6235 | 38321.0471 | 38430.6962 | 38667.0836 | 38738.3199 | 38748.907 | 38698.7091 | 38647.7149 | 38595.9156 | 38604.1689 | 38612.4777 | 39486.2589 | 43792.7087 | 46101.4226 | 49071.1622 | 53077.4382 | 56395.9472 | 58886.058 | 60736.7557 | 62292.4358 | 63660.7648 | 43694.3533
Commercial_Other Health_New_Space Heating_Natural Gas_Boiler_E2_Codes & Standards Forecast | Commercial | Other Health | New | Space Heating | Natural Gas | Boiler | E2 |  | Codes & Standards Forecast | 0 | 0 | 0 | 0 | 0 | 0 | 0 | 0 | 0 | 0 | 0 | 0 | 0 | 0 | 0 | 0 | 0 | 0 | 0 | 0 | 0 | 0 | 0 | 0 | 0 | 0 | 0 | 0 | 0 | 0 | 0 | 0 | 0
Commercial_Other Health_New_Space Heating_Natural Gas_Boiler_E3_Codes & Standards Forecast | Commercial | Other Health | New | Space Heating | Natural Gas | Boiler | E3 |  | Codes & Standards Forecast | 0 | 0 | 0 | 0 | 0 | 0 | 0 | 0 | 0 | 0 | 0 | 0 | 0 | 0 | 0 | 0 | 0 | 0 | 0 | 0 | 0 | 0 | 0 | 0 | 0 | 0 | 0 | 0 | 0 | 0 | 0 | 0 | 0
Commercial_Other Health_New_Space Heating_Natural Gas_Boiler_E4_Codes & Standards Forecast | Commercial | Other Health | New | Space Heating | Natural Gas | Boiler | E4 |  | Codes & Standards Forecast | 0 | 0 | 0 | 0 | 0 | 0 | 0 | 0 | 0 | 0 | 0 | 0 | 0 | 0 | 0 | 0 | 0 | 0 | 0 | 0 | 0 | 0 | 0 | 0 | 0 | 0 | 0 | 0 | 0 | 0 | 0 | 0 | 0
Commercial_Other Health_New_Space Heating_Natural Gas_Boiler_E5_Codes & Standards Forecast | Commercial | Other Health | New | Space Heating | Natural Gas | Boiler | E5 |  | Codes & Standards Forecast | 0 | 0 | 0 | 0 | 0 | 0 | 0 | 0 | 0 | 0 | 0 | 0 | 0 | 0 | 0 | 0 | 0 | 0 | 0 | 0 | 0 | 0 | 0 | 0 | 0 | 0 | 0 | 0 | 0 | 0 | 0 | 0 | 0
Commercial_Other Health_New_Space Heating_Natural Gas_Boiler_E6_Codes & Standards Forecast | Commercial | Other Health | New | Space Heating | Natural Gas | Boiler | E6 |  | Codes & Standards Forecast | 0 | 0 | 0 | 0 | 0 | 0 | 0 | 0 | 0 | 0 | 0 | 0 | 0 | 0 | 0 | 0 | 0 | 0 | 0 | 0 | 0 | 0 | 0 | 0 | 0 | 0 | 0 | 0 | 0 | 0 | 0 | 0 | 0
Commercial_Other Health_New_Space Heating_Natural Gas_Boiler_E7_Codes & Standards Forecast | Commercial | Other Health | New | Space Heating | Natural Gas | Boiler | E7 |  | Codes & Standards Forecast | 0 | 0 | 0 | 0 | 0 | 0 | 0 | 0 | 0 | 0 | 0 | 0 | 0 | 0 | 0 | 0 | 0 | 0 | 0 | 0 | 0 | 0 | 0 | 0 | 0 | 0 | 0 | 0 | 0 | 0 | 0 | 0 | 0
Commercial_Other Health_New_Space Heating_Natural Gas_Boiler_E8_Codes & Standards Forecast | Commercial | Other Health | New | Space Heating | Natural Gas | Boiler | E8 |  | Codes & Standards Forecast | 0 | 0 | 0 | 0 | 0 | 0 | 0 | 0 | 0 | 0 | 0 | 0 | 0 | 0 | 0 | 0 | 0 | 0 | 0 | 0 | 0 | 0 | 0 | 0 | 0 | 0 | 0 | 0 | 0 | 0 | 0 | 0 | 0
Commercial_Other Health_New_Space Heating_Natural Gas_Boiler_E9_Codes & Standards Forecast | Commercial | Other Health | New | Space Heating | Natural Gas | Boiler | E9 |  | Codes & Standards Forecast | 0 | 0 | 0 | 0 | 0 | 0 | 0 | 0 | 0 | 0 | 0 | 0 | 0 | 0 | 0 | 0 | 0 | 0 | 0 | 0 | 0 | 0 | 0 | 0 | 0 | 0 | 0 | 0 | 0 | 0 | 0 | 0 | 0
Commercial_Other Health_New_Space Heating_Natural Gas_Boiler_E10_Codes & Standards Forecast | Commercial | Other Health | New | Space Heating | Natural Gas | Boiler | E10 |  | Codes & Standards Forecast | 0 | 0 | 0 | 0 | 0 | 0 | 0 | 0 | 0 | 0 | 0 | 0 | 0 | 0 | 0 | 0 | 0 | 0 | 0 | 0 | 0 | 0 | 0 | 0 | 0 | 0 | 0 | 0 | 0 | 0 | 0 | 0 | 0
Commercial_Other Health_New_Space Heating_Natural Gas_Unit Heater_E1_Codes & Standards Forecast | Commercial | Other Health | New | Space Heating | Natural Gas | Unit Heater | E1 |  | Codes & Standards Forecast | 0 | 0 | 0 | 0 | 0 | 0 | 0 | 0 | 0 | 0 | 0 | 0 | 0 | 0 | 0 | 0 | 0 | 0 | 0 | 0 | 0 | 0 | 0 | 0 | 0 | 0 | 0 | 0 | 0 | 0 | 0 | 0 | 0
Commercial_Other Health_New_Space Heating_Natural Gas_Unit Heater_E2_Codes & Standards Forecast | Commercial | Other Health | New | Space Heating | Natural Gas | Unit Heater | E2 |  | Codes & Standards Forecast | 0 | 0 | 0 | 0 | 0 | 0 | 0 | 0 | 0 | 0 | 0 | 0 | 0 | 0 | 0 | 0 | 0 | 0 | 0 | 0 | 0 | 0 | 0 | 0 | 0 | 0 | 0 | 0 | 0 | 0 | 0 | 0 | 0
Commercial_Other Health_New_Space Heating_Natural Gas_Unit Heater_E3_Codes & Standards Forecast | Commercial | Other Health | New | Space Heating | Natural Gas | Unit Heater | E3 |  | Codes & Standards Forecast | 0 | 0 | 0 | 0 | 0 | 0 | 0 | 0 | 0 | 0 | 0 | 0 | 0 | 0 | 0 | 0 | 0 | 0 | 0 | 0 | 0 | 0 | 0 | 0 | 0 | 0 | 0 | 0 | 0 | 0 | 0 | 0 | 0
Commercial_Other Health_New_Space Heating_Natural Gas_Unit Heater_E4_Codes & Standards Forecast | Commercial | Other Health | New | Space Heating | Natural Gas | Unit Heater | E4 |  | Codes & Standards Forecast | 0 | 0 | 0 | 0 | 0 | 0 | 0 | 0 | 0 | 0 | 0 | 0 | 0 | 0 | 0 | 0 | 0 | 0 | 0 | 0 | 0 | 0 | 0 | 0 | 0 | 0 | 0 | 0 | 0 | 0 | 0 | 0 | 0
Commercial_Other Health_New_Space Heating_Natural Gas_Unit Heater_E5_Codes & Standards Forecast | Commercial | Other Health | New | Space Heating | Natural Gas | Unit Heater | E5 |  | Codes & Standards Forecast | 0 | 0 | 0 | 0 | 0 | 0 | 0 | 0 | 0 | 0 | 0 | 0 | 0 | 0 | 0 | 0 | 0 | 0 | 0 | 0 | 0 | 0 | 0 | 0 | 0 | 0 | 0 | 0 | 0 | 0 | 0 | 0 | 0
Commercial_Other Health_New_Space Heating_Natural Gas_Unit Heater_E6_Codes & Standards Forecast | Commercial | Other Health | New | Space Heating | Natural Gas | Unit Heater | E6 |  | Codes & Standards Forecast | 0 | 0 | 0 | 0 | 0 | 0 | 0 | 0 | 0 | 0 | 0 | 0 | 0 | 0 | 0 | 0 | 0 | 0 | 0 | 0 | 0 | 0 | 0 | 0 | 0 | 0 | 0 | 0 | 0 | 0 | 0 | 0 | 0
Commercial_Other Health_New_Space Heating_Natural Gas_Unit Heater_E7_Codes & Standards Forecast | Commercial | Other Health | New | Space Heating | Natural Gas | Unit Heater | E7 |  | Codes & Standards Forecast | 0 | 0 | 0 | 0 | 0 | 0 | 0 | 0 | 0 | 0 | 0 | 0 | 0 | 0 | 0 | 0 | 0 | 0 | 0 | 0 | 0 | 0 | 0 | 0 | 0 | 0 | 0 | 0 | 0 | 0 | 0 | 0 | 0
Commercial_Other Health_New_Space Heating_Natural Gas_Unit Heater_E8_Codes & Standards Forecast | Commercial | Other Health | New | Space Heating | Natural Gas | Unit Heater | E8 |  | Codes & Standards Forecast | 0 | 0 | 0 | 0 | 0 | 0 | 0 | 0 | 0 | 0 | 0 | 0 | 0 | 0 | 0 | 0 | 0 | 0 | 0 | 0 | 0 | 0 | 0 | 0 | 0 | 0 | 0 | 0 | 0 | 0 | 0 | 0 | 0
Commercial_Other Health_New_Space Heating_Natural Gas_Unit Heater_E9_Codes & Standards Forecast | Commercial | Other Health | New | Space Heating | Natural Gas | Unit Heater | E9 |  | Codes & Standards Forecast | 0 | 0 | 0 | 0 | 0 | 0 | 0 | 0 | 0 | 0 | 0 | 0 | 0 | 0 | 0 | 0 | 0 | 0 | 0 | 0 | 0 | 0 | 0 | 0 | 0 | 0 | 0 | 0 | 0 | 0 | 0 | 0 | 0
Commercial_Other Health_New_Space Heating_Natural Gas_Unit Heater_E10_Codes & Standards Forecast | Commercial | Other Health | New | Space Heating | Natural Gas | Unit Heater | E10 |  | Codes & Standards Forecast | 0 | 0 | 0 | 0 | 0 | 0 | 0 | 0 | 0 | 0 | 0 | 0 | 0 | 0 | 0 | 0 | 0 | 0 | 0 | 0 | 0 | 0 | 0 | 0 | 0 | 0 | 0 | 0 | 0 | 0 | 0 | 0 | 0
Commercial_Other Health_New_Water Heating_Natural Gas_Water Heater_E1_Codes & Standards Forecast | Commercial | Other Health | New | Water Heating | Natural Gas | Water Heater | E1 |  | Codes & Standards Forecast | 0 | 13037.8568 | 62886.4254 | 40188.8303 | 51831.5854 | 70341.1446 | 65746.1114 | 58271.5103 | 52408.0978 | 50602.1628 | 52549.6601 | 64109.2667 | 69146.6175 | 75700.5338 | 84837.1435 | 94493.3356 | 110313.2856 | 102703.4261 | 105242.5059 | 109449.1816 | 109133.7443 | 109136.2015 | 110803.3909 | 115015.4274 | 121287.385 | 132045.8129 | 137422.5276 | 142630.9982 | 148317.8819 | 152942.2515 | 158259.7856 | 156707.0318 | 131683.3994
Commercial_Other Health_New_Water Heating_Natural Gas_Water Heater_E2_Codes & Standards Forecast | Commercial | Other Health | New | Water Heating | Natural Gas | Water Heater | E2 |  | Codes & Standards Forecast | 0 | 0 | 0 | 0 | 0 | 0 | 0 | 0 | 0 | 0 | 0 | 0 | 0 | 0 | 0 | 0 | 0 | 0 | 0 | 0 | 0 | 0 | 0 | 0 | 0 | 0 | 0 | 0 | 0 | 0 | 0 | 0 | 0
Commercial_Other Health_New_Water Heating_Natural Gas_Water Heater_E3_Codes & Standards Forecast | Commercial | Other Health | New | Water Heating | Natural Gas | Water Heater | E3 |  | Codes & Standards Forecast | 0 | 0 | 0 | 0 | 0 | 0 | 0 | 0 | 0 | 0 | 0 | 0 | 0 | 0 | 0 | 0 | 0 | 0 | 0 | 0 | 0 | 0 | 0 | 0 | 0 | 0 | 0 | 0 | 0 | 0 | 0 | 0 | 0
Commercial_Other Health_New_Water Heating_Natural Gas_Water Heater_E4_Codes & Standards Forecast | Commercial | Other Health | New | Water Heating | Natural Gas | Water Heater | E4 |  | Codes & Standards Forecast | 0 | 0 | 0 | 0 | 0 | 0 | 0 | 0 | 0 | 0 | 0 | 0 | 0 | 0 | 0 | 0 | 0 | 0 | 0 | 0 | 0 | 0 | 0 | 0 | 0 | 0 | 0 | 0 | 0 | 0 | 0 | 0 | 0
Commercial_Other Health_New_Water Heating_Natural Gas_Water Heater_E5_Codes & Standards Forecast | Commercial | Other Health | New | Water Heating | Natural Gas | Water Heater | E5 |  | Codes & Standards Forecast | 0 | 0 | 0 | 0 | 0 | 0 | 0 | 0 | 0 | 0 | 0 | 0 | 0 | 0 | 0 | 0 | 0 | 0 | 0 | 0 | 0 | 0 | 0 | 0 | 0 | 0 | 0 | 0 | 0 | 0 | 0 | 0 | 0
Commercial_Other Health_New_Water Heating_Natural Gas_Water Heater_E6_Codes & Standards Forecast | Commercial | Other Health | New | Water Heating | Natural Gas | Water Heater | E6 |  | Codes & Standards Forecast | 0 | 0 | 0 | 0 | 0 | 0 | 0 | 0 | 0 | 0 | 0 | 0 | 0 | 0 | 0 | 0 | 0 | 0 | 0 | 0 | 0 | 0 | 0 | 0 | 0 | 0 | 0 | 0 | 0 | 0 | 0 | 0 | 0
Commercial_Other Health_New_Water Heating_Natural Gas_Water Heater_E7_Codes & Standards Forecast | Commercial | Other Health | New | Water Heating | Natural Gas | Water Heater | E7 |  | Codes & Standards Forecast | 0 | 0 | 0 | 0 | 0 | 0 | 0 | 0 | 0 | 0 | 0 | 0 | 0 | 0 | 0 | 0 | 0 | 0 | 0 | 0 | 0 | 0 | 0 | 0 | 0 | 0 | 0 | 0 | 0 | 0 | 0 | 0 | 0
Commercial_Other Health_New_Water Heating_Natural Gas_Water Heater_E8_Codes & Standards Forecast | Commercial | Other Health | New | Water Heating | Natural Gas | Water Heater | E8 |  | Codes & Standards Forecast | 0 | 0 | 0 | 0 | 0 | 0 | 0 | 0 | 0 | 0 | 0 | 0 | 0 | 0 | 0 | 0 | 0 | 0 | 0 | 0 | 0 | 0 | 0 | 0 | 0 | 0 | 0 | 0 | 0 | 0 | 0 | 0 | 0
Commercial_Other Health_New_Water Heating_Natural Gas_Water Heater_E9_Codes & Standards Forecast | Commercial | Other Health | New | Water Heating | Natural Gas | Water Heater | E9 |  | Codes & Standards Forecast | 0 | 0 | 0 | 0 | 0 | 0 | 0 | 0 | 0 | 0 | 0 | 0 | 0 | 0 | 0 | 0 | 0 | 0 | 0 | 0 | 0 | 0 | 0 | 0 | 0 | 0 | 0 | 0 | 0 | 0 | 0 | 0 | 0
Commercial_Other Health_New_Water Heating_Natural Gas_Water Heater_E10_Codes & Standards Forecast | Commercial | Other Health | New | Water Heating | Natural Gas | Water Heater | E10 |  | Codes & Standards Forecast | 0 | 0 | 0 | 0 | 0 | 0 | 0 | 0 | 0 | 0 | 0 | 0 | 0 | 0 | 0 | 0 | 0 | 0 | 0 | 0 | 0 | 0 | 0 | 0 | 0 | 0 | 0 | 0 | 0 | 0 | 0 | 0 | 0
Commercial_Other Health_New_Food Preparation_Natural Gas_Oven_E1_Codes & Standards Forecast | Commercial | Other Health | New | Food Preparation | Natural Gas | Oven | E1 |  | Codes & Standards Forecast | 0 | 264.369 | 1275.1499 | 814.9101 | 1050.9906 | 1426.3094 | 1333.1358 | 1181.5731 | 1062.6805 | 1026.0615 | 1012.6772 | 1002.6165 | 1054.1166 | 1301.4367 | 1411.1291 | 1543.0195 | 1722.3831 | 1915.0092 | 2234.1818 | 2079.8346 | 2132.8676 | 2209.1622 | 2143.996 | 2086.5996 | 2098.4502 | 2152.5948 | 2228.4141 | 2325.8486 | 2458.4943 | 2679.8138 | 2789.9574 | 2894.5336 | 2452.6534
Commercial_Other Health_New_Food Preparation_Natural Gas_Oven_E2_Codes & Standards Forecast | Commercial | Other Health | New | Food Preparation | Natural Gas | Oven | E2 |  | Codes & Standards Forecast | 0 | 0 | 0 | 0 | 0 | 0 | 0 | 0 | 0 | 0 | 0 | 0 | 0 | 0 | 0 | 0 | 0 | 0 | 0 | 0 | 0 | 0 | 0 | 0 | 0 | 0 | 0 | 0 | 0 | 0 | 0 | 0 | 0
Commercial_Other Health_New_Food Preparation_Natural Gas_Oven_E3_Codes & Standards Forecast | Commercial | Other Health | New | Food Preparation | Natural Gas | Oven | E3 |  | Codes & Standards Forecast | 0 | 0 | 0 | 0 | 0 | 0 | 0 | 0 | 0 | 0 | 0 | 0 | 0 | 0 | 0 | 0 | 0 | 0 | 0 | 0 | 0 | 0 | 0 | 0 | 0 | 0 | 0 | 0 | 0 | 0 | 0 | 0 | 0
Commercial_Other Health_New_Food Preparation_Natural Gas_Oven_E4_Codes & Standards Forecast | Commercial | Other Health | New | Food Preparation | Natural Gas | Oven | E4 |  | Codes & Standards Forecast | 0 | 0 | 0 | 0 | 0 | 0 | 0 | 0 | 0 | 0 | 0 | 0 | 0 | 0 | 0 | 0 | 0 | 0 | 0 | 0 | 0 | 0 | 0 | 0 | 0 | 0 | 0 | 0 | 0 | 0 | 0 | 0 | 0
Commercial_Other Health_New_Food Preparation_Natural Gas_Oven_E5_Codes & Standards Forecast | Commercial | Other Health | New | Food Preparation | Natural Gas | Oven | E5 |  | Codes & Standards Forecast | 0 | 0 | 0 | 0 | 0 | 0 | 0 | 0 | 0 | 0 | 0 | 0 | 0 | 0 | 0 | 0 | 0 | 0 | 0 | 0 | 0 | 0 | 0 | 0 | 0 | 0 | 0 | 0 | 0 | 0 | 0 | 0 | 0
Commercial_Other Health_New_Food Preparation_Natural Gas_Oven_E6_Codes & Standards Forecast | Commercial | Other Health | New | Food Preparation | Natural Gas | Oven | E6 |  | Codes & Standards Forecast | 0 | 0 | 0 | 0 | 0 | 0 | 0 | 0 | 0 | 0 | 0 | 0 | 0 | 0 | 0 | 0 | 0 | 0 | 0 | 0 | 0 | 0 | 0 | 0 | 0 | 0 | 0 | 0 | 0 | 0 | 0 | 0 | 0
Commercial_Other Health_New_Food Preparation_Natural Gas_Oven_E7_Codes & Standards Forecast | Commercial | Other Health | New | Food Preparation | Natural Gas | Oven | E7 |  | Codes & Standards Forecast | 0 | 0 | 0 | 0 | 0 | 0 | 0 | 0 | 0 | 0 | 0 | 0 | 0 | 0 | 0 | 0 | 0 | 0 | 0 | 0 | 0 | 0 | 0 | 0 | 0 | 0 | 0 | 0 | 0 | 0 | 0 | 0 | 0
Commercial_Other Health_New_Food Preparation_Natural Gas_Oven_E8_Codes & Standards Forecast | Commercial | Other Health | New | Food Preparation | Natural Gas | Oven | E8 |  | Codes & Standards Forecast | 0 | 0 | 0 | 0 | 0 | 0 | 0 | 0 | 0 | 0 | 0 | 0 | 0 | 0 | 0 | 0 | 0 | 0 | 0 | 0 | 0 | 0 | 0 | 0 | 0 | 0 | 0 | 0 | 0 | 0 | 0 | 0 | 0
Commercial_Other Health_New_Food Preparation_Natural Gas_Oven_E9_Codes & Standards Forecast | Commercial | Other Health | New | Food Preparation | Natural Gas | Oven | E9 |  | Codes & Standards Forecast | 0 | 0 | 0 | 0 | 0 | 0 | 0 | 0 | 0 | 0 | 0 | 0 | 0 | 0 | 0 | 0 | 0 | 0 | 0 | 0 | 0 | 0 | 0 | 0 | 0 | 0 | 0 | 0 | 0 | 0 | 0 | 0 | 0
Commercial_Other Health_New_Food Preparation_Natural Gas_Oven_E10_Codes & Standards Forecast | Commercial | Other Health | New | Food Preparation | Natural Gas | Oven | E10 |  | Codes & Standards Forecast | 0 | 0 | 0 | 0 | 0 | 0 | 0 | 0 | 0 | 0 | 0 | 0 | 0 | 0 | 0 | 0 | 0 | 0 | 0 | 0 | 0 | 0 | 0 | 0 | 0 | 0 | 0 | 0 | 0 | 0 | 0 | 0 | 0
Commercial_Other Health_New_Food Preparation_Natural Gas_Conveyor Oven_E1_Codes & Standards Forecast | Commercial | Other Health | New | Food Preparation | Natural Gas | Conveyor Oven | E1 |  | Codes & Standards Forecast | 0 | 132.1845 | 637.5749 | 407.455 | 525.4953 | 713.1547 | 666.5679 | 590.7866 | 531.3403 | 513.0308 | 506.3386 | 501.3082 | 500.6214 | 502.0538 | 505.142 | 506.0726 | 506.2109 | 531.992 | 653.5534 | 704.6348 | 769.7572 | 859.4093 | 955.7763 | 1115.4188 | 1038.3036 | 1064.7967 | 1102.9204 | 1071.0245 | 1037.7348 | 1015.6894 | 1009.4723 | 1007.748 | 730.2094
Commercial_Other Health_New_Food Preparation_Natural Gas_Conveyor Oven_E2_Codes & Standards Forecast | Commercial | Other Health | New | Food Preparation | Natural Gas | Conveyor Oven | E2 |  | Codes & Standards Forecast | 0 | 0 | 0 | 0 | 0 | 0 | 0 | 0 | 0 | 0 | 0 | 0 | 0 | 0 | 0 | 0 | 0 | 0 | 0 | 0 | 0 | 0 | 0 | 0 | 0 | 0 | 0 | 0 | 0 | 0 | 0 | 0 | 0
Commercial_Other Health_New_Food Preparation_Natural Gas_Conveyor Oven_E3_Codes & Standards Forecast | Commercial | Other Health | New | Food Preparation | Natural Gas | Conveyor Oven | E3 |  | Codes & Standards Forecast | 0 | 0 | 0 | 0 | 0 | 0 | 0 | 0 | 0 | 0 | 0 | 0 | 0 | 0 | 0 | 0 | 0 | 0 | 0 | 0 | 0 | 0 | 0 | 0 | 0 | 0 | 0 | 0 | 0 | 0 | 0 | 0 | 0
Commercial_Other Health_New_Food Preparation_Natural Gas_Conveyor Oven_E4_Codes & Standards Forecast | Commercial | Other Health | New | Food Preparation | Natural Gas | Conveyor Oven | E4 |  | Codes & Standards Forecast | 0 | 0 | 0 | 0 | 0 | 0 | 0 | 0 | 0 | 0 | 0 | 0 | 0 | 0 | 0 | 0 | 0 | 0 | 0 | 0 | 0 | 0 | 0 | 0 | 0 | 0 | 0 | 0 | 0 | 0 | 0 | 0 | 0
Commercial_Other Health_New_Food Preparation_Natural Gas_Conveyor Oven_E5_Codes & Standards Forecast | Commercial | Other Health | New | Food Preparation | Natural Gas | Conveyor Oven | E5 |  | Codes & Standards Forecast | 0 | 0 | 0 | 0 | 0 | 0 | 0 | 0 | 0 | 0 | 0 | 0 | 0 | 0 | 0 | 0 | 0 | 0 | 0 | 0 | 0 | 0 | 0 | 0 | 0 | 0 | 0 | 0 | 0 | 0 | 0 | 0 | 0
Commercial_Other Health_New_Food Preparation_Natural Gas_Conveyor Oven_E6_Codes & Standards Forecast | Commercial | Other Health | New | Food Preparation | Natural Gas | Conveyor Oven | E6 |  | Codes & Standards Forecast | 0 | 0 | 0 | 0 | 0 | 0 | 0 | 0 | 0 | 0 | 0 | 0 | 0 | 0 | 0 | 0 | 0 | 0 | 0 | 0 | 0 | 0 | 0 | 0 | 0 | 0 | 0 | 0 | 0 | 0 | 0 | 0 | 0
Commercial_Other Health_New_Food Preparation_Natural Gas_Conveyor Oven_E7_Codes & Standards Forecast | Commercial | Other Health | New | Food Preparation | Natural Gas | Conveyor Oven | E7 |  | Codes & Standards Forecast | 0 | 0 | 0 | 0 | 0 | 0 | 0 | 0 | 0 | 0 | 0 | 0 | 0 | 0 | 0 | 0 | 0 | 0 | 0 | 0 | 0 | 0 | 0 | 0 | 0 | 0 | 0 | 0 | 0 | 0 | 0 | 0 | 0
Commercial_Other Health_New_Food Preparation_Natural Gas_Conveyor Oven_E8_Codes & Standards Forecast | Commercial | Other Health | New | Food Preparation | Natural Gas | Conveyor Oven | E8 |  | Codes & Standards Forecast | 0 | 0 | 0 | 0 | 0 | 0 | 0 | 0 | 0 | 0 | 0 | 0 | 0 | 0 | 0 | 0 | 0 | 0 | 0 | 0 | 0 | 0 | 0 | 0 | 0 | 0 | 0 | 0 | 0 | 0 | 0 | 0 | 0
Commercial_Other Health_New_Food Preparation_Natural Gas_Conveyor Oven_E9_Codes & Standards Forecast | Commercial | Other Health | New | Food Preparation | Natural Gas | Conveyor Oven | E9 |  | Codes & Standards Forecast | 0 | 0 | 0 | 0 | 0 | 0 | 0 | 0 | 0 | 0 | 0 | 0 | 0 | 0 | 0 | 0 | 0 | 0 | 0 | 0 | 0 | 0 | 0 | 0 | 0 | 0 | 0 | 0 | 0 | 0 | 0 | 0 | 0
Commercial_Other Health_New_Food Preparation_Natural Gas_Conveyor Oven_E10_Codes & Standards Forecast | Commercial | Other Health | New | Food Preparation | Natural Gas | Conveyor Oven | E10 |  | Codes & Standards Forecast | 0 | 0 | 0 | 0 | 0 | 0 | 0 | 0 | 0 | 0 | 0 | 0 | 0 | 0 | 0 | 0 | 0 | 0 | 0 | 0 | 0 | 0 | 0 | 0 | 0 | 0 | 0 | 0 | 0 | 0 | 0 | 0 | 0
Commercial_Other Health_New_Food Preparation_Natural Gas_Double Rack Oven_E1_Codes & Standards Forecast | Commercial | Other Health | New | Food Preparation | Natural Gas | Double Rack Oven | E1 |  | Codes & Standards Forecast | 0 | 132.1845 | 637.5749 | 407.455 | 525.4953 | 713.1547 | 666.5679 | 590.7866 | 531.3403 | 513.0308 | 506.3386 | 501.3082 | 527.0583 | 650.7183 | 705.5646 | 771.5097 | 861.1915 | 957.5046 | 1117.0909 | 1039.9173 | 1066.4338 | 1104.5811 | 1071.998 | 1043.2998 | 1049.2251 | 1076.2974 | 1114.2071 | 1162.9243 | 1229.2472 | 1339.9069 | 1394.9787 | 1447.2668 | 1226.3267
Commercial_Other Health_New_Food Preparation_Natural Gas_Double Rack Oven_E2_Codes & Standards Forecast | Commercial | Other Health | New | Food Preparation | Natural Gas | Double Rack Oven | E2 |  | Codes & Standards Forecast | 0 | 0 | 0 | 0 | 0 | 0 | 0 | 0 | 0 | 0 | 0 | 0 | 0 | 0 | 0 | 0 | 0 | 0 | 0 | 0 | 0 | 0 | 0 | 0 | 0 | 0 | 0 | 0 | 0 | 0 | 0 | 0 | 0
Commercial_Other Health_New_Food Preparation_Natural Gas_Double Rack Oven_E3_Codes & Standards Forecast | Commercial | Other Health | New | Food Preparation | Natural Gas | Double Rack Oven | E3 |  | Codes & Standards Forecast | 0 | 0 | 0 | 0 | 0 | 0 | 0 | 0 | 0 | 0 | 0 | 0 | 0 | 0 | 0 | 0 | 0 | 0 | 0 | 0 | 0 | 0 | 0 | 0 | 0 | 0 | 0 | 0 | 0 | 0 | 0 | 0 | 0
Commercial_Other Health_New_Food Preparation_Natural Gas_Double Rack Oven_E4_Codes & Standards Forecast | Commercial | Other Health | New | Food Preparation | Natural Gas | Double Rack Oven | E4 |  | Codes & Standards Forecast | 0 | 0 | 0 | 0 | 0 | 0 | 0 | 0 | 0 | 0 | 0 | 0 | 0 | 0 | 0 | 0 | 0 | 0 | 0 | 0 | 0 | 0 | 0 | 0 | 0 | 0 | 0 | 0 | 0 | 0 | 0 | 0 | 0
Commercial_Other Health_New_Food Preparation_Natural Gas_Double Rack Oven_E5_Codes & Standards Forecast | Commercial | Other Health | New | Food Preparation | Natural Gas | Double Rack Oven | E5 |  | Codes & Standards Forecast | 0 | 0 | 0 | 0 | 0 | 0 | 0 | 0 | 0 | 0 | 0 | 0 | 0 | 0 | 0 | 0 | 0 | 0 | 0 | 0 | 0 | 0 | 0 | 0 | 0 | 0 | 0 | 0 | 0 | 0 | 0 | 0 | 0
Commercial_Other Health_New_Food Preparation_Natural Gas_Double Rack Oven_E6_Codes & Standards Forecast | Commercial | Other Health | New | Food Preparation | Natural Gas | Double Rack Oven | E6 |  | Codes & Standards Forecast | 0 | 0 | 0 | 0 | 0 | 0 | 0 | 0 | 0 | 0 | 0 | 0 | 0 | 0 | 0 | 0 | 0 | 0 | 0 | 0 | 0 | 0 | 0 | 0 | 0 | 0 | 0 | 0 | 0 | 0 | 0 | 0 | 0
Commercial_Other Health_New_Food Preparation_Natural Gas_Double Rack Oven_E7_Codes & Standards Forecast | Commercial | Other Health | New | Food Preparation | Natural Gas | Double Rack Oven | E7 |  | Codes & Standards Forecast | 0 | 0 | 0 | 0 | 0 | 0 | 0 | 0 | 0 | 0 | 0 | 0 | 0 | 0 | 0 | 0 | 0 | 0 | 0 | 0 | 0 | 0 | 0 | 0 | 0 | 0 | 0 | 0 | 0 | 0 | 0 | 0 | 0
Commercial_Other Health_New_Food Preparation_Natural Gas_Double Rack Oven_E8_Codes & Standards Forecast | Commercial | Other Health | New | Food Preparation | Natural Gas | Double Rack Oven | E8 |  | Codes & Standards Forecast | 0 | 0 | 0 | 0 | 0 | 0 | 0 | 0 | 0 | 0 | 0 | 0 | 0 | 0 | 0 | 0 | 0 | 0 | 0 | 0 | 0 | 0 | 0 | 0 | 0 | 0 | 0 | 0 | 0 | 0 | 0 | 0 | 0
Commercial_Other Health_New_Food Preparation_Natural Gas_Double Rack Oven_E9_Codes & Standards Forecast | Commercial | Other Health | New | Food Preparation | Natural Gas | Double Rack Oven | E9 |  | Codes & Standards Forecast | 0 | 0 | 0 | 0 | 0 | 0 | 0 | 0 | 0 | 0 | 0 | 0 | 0 | 0 | 0 | 0 | 0 | 0 | 0 | 0 | 0 | 0 | 0 | 0 | 0 | 0 | 0 | 0 | 0 | 0 | 0 | 0 | 0
Commercial_Other Health_New_Food Preparation_Natural Gas_Double Rack Oven_E10_Codes & Standards Forecast | Commercial | Other Health | New | Food Preparation | Natural Gas | Double Rack Oven | E10 |  | Codes & Standards Forecast | 0 | 0 | 0 | 0 | 0 | 0 | 0 | 0 | 0 | 0 | 0 | 0 | 0 | 0 | 0 | 0 | 0 | 0 | 0 | 0 | 0 | 0 | 0 | 0 | 0 | 0 | 0 | 0 | 0 | 0 | 0 | 0 | 0
Commercial_Other Health_New_Food Preparation_Natural Gas_Fryer_E1_Codes & Standards Forecast | Commercial | Other Health | New | Food Preparation | Natural Gas | Fryer | E1 |  | Codes & Standards Forecast | 0 | 3060.2715 | 14760.8259 | 0 | 0 | 0 | 0 | 0 | 0 | 0 | 0 | 0 | 0 | 0 | 0 | 0 | 0 | 0 | 0 | 0 | 0 | 0 | 0 | 0 | 0 | 0 | 0 | 0 | 0 | 0 | 0 | 0 | 0
Commercial_Other Health_New_Food Preparation_Natural Gas_Fryer_E2_Codes & Standards Forecast | Commercial | Other Health | New | Food Preparation | Natural Gas | Fryer | E2 |  | Codes & Standards Forecast | 0 | 0 | 0 | 9433.2016 | 12166.0121 | 16510.6123 | 16197.125 | 17941.6113 | 17857.6381 | 19086.172 | 21982.9249 | 26127.2371 | 25702.17 | 27320.2448 | 29270.0423 | 30319.1166 | 32617.4103 | 33783.378 | 35369.8001 | 37438.843 | 39563.1915 | 40647.3321 | 42220.9592 | 43872.8314 | 45411.5281 | 47405.7739 | 48904.2873 | 50521.858 | 52263.0382 | 53967.2309 | 55497.6025 | 57136.682 | 52384.8239
Commercial_Other Health_New_Food Preparation_Natural Gas_Fryer_E3_Codes & Standards Forecast | Commercial | Other Health | New | Food Preparation | Natural Gas | Fryer | E3 |  | Codes & Standards Forecast | 0 | 0 | 0 | 0 | 0 | 0 | 0 | 0 | 0 | 0 | 0 | 0 | 0 | 0 | 0 | 0 | 0 | 0 | 0 | 0 | 0 | 0 | 0 | 0 | 0 | 0 | 0 | 0 | 0 | 0 | 0 | 0 | 0
Commercial_Other Health_New_Food Preparation_Natural Gas_Fryer_E4_Codes & Standards Forecast | Commercial | Other Health | New | Food Preparation | Natural Gas | Fryer | E4 |  | Codes & Standards Forecast | 0 | 0 | 0 | 0 | 0 | 0 | 0 | 0 | 0 | 0 | 0 | 0 | 0 | 0 | 0 | 0 | 0 | 0 | 0 | 0 | 0 | 0 | 0 | 0 | 0 | 0 | 0 | 0 | 0 | 0 | 0 | 0 | 0
Commercial_Other Health_New_Food Preparation_Natural Gas_Fryer_E5_Codes & Standards Forecast | Commercial | Other Health | New | Food Preparation | Natural Gas | Fryer | E5 |  | Codes & Standards Forecast | 0 | 0 | 0 | 0 | 0 | 0 | 0 | 0 | 0 | 0 | 0 | 0 | 0 | 0 | 0 | 0 | 0 | 0 | 0 | 0 | 0 | 0 | 0 | 0 | 0 | 0 | 0 | 0 | 0 | 0 | 0 | 0 | 0
Commercial_Other Health_New_Food Preparation_Natural Gas_Fryer_E6_Codes & Standards Forecast | Commercial | Other Health | New | Food Preparation | Natural Gas | Fryer | E6 |  | Codes & Standards Forecast | 0 | 0 | 0 | 0 | 0 | 0 | 0 | 0 | 0 | 0 | 0 | 0 | 0 | 0 | 0 | 0 | 0 | 0 | 0 | 0 | 0 | 0 | 0 | 0 | 0 | 0 | 0 | 0 | 0 | 0 | 0 | 0 | 0
Commercial_Other Health_New_Food Preparation_Natural Gas_Fryer_E7_Codes & Standards Forecast | Commercial | Other Health | New | Food Preparation | Natural Gas | Fryer | E7 |  | Codes & Standards Forecast | 0 | 0 | 0 | 0 | 0 | 0 | 0 | 0 | 0 | 0 | 0 | 0 | 0 | 0 | 0 | 0 | 0 | 0 | 0 | 0 | 0 | 0 | 0 | 0 | 0 | 0 | 0 | 0 | 0 | 0 | 0 | 0 | 0
Commercial_Other Health_New_Food Preparation_Natural Gas_Fryer_E8_Codes & Standards Forecast | Commercial | Other Health | New | Food Preparation | Natural Gas | Fryer | E8 |  | Codes & Standards Forecast | 0 | 0 | 0 | 0 | 0 | 0 | 0 | 0 | 0 | 0 | 0 | 0 | 0 | 0 | 0 | 0 | 0 | 0 | 0 | 0 | 0 | 0 | 0 | 0 | 0 | 0 | 0 | 0 | 0 | 0 | 0 | 0 | 0
Commercial_Other Health_New_Food Preparation_Natural Gas_Fryer_E9_Codes & Standards Forecast | Commercial | Other Health | New | Food Preparation | Natural Gas | Fryer | E9 |  | Codes & Standards Forecast | 0 | 0 | 0 | 0 | 0 | 0 | 0 | 0 | 0 | 0 | 0 | 0 | 0 | 0 | 0 | 0 | 0 | 0 | 0 | 0 | 0 | 0 | 0 | 0 | 0 | 0 | 0 | 0 | 0 | 0 | 0 | 0 | 0
Commercial_Other Health_New_Food Preparation_Natural Gas_Fryer_E10_Codes & Standards Forecast | Commercial | Other Health | New | Food Preparation | Natural Gas | Fryer | E10 |  | Codes & Standards Forecast | 0 | 0 | 0 | 0 | 0 | 0 | 0 | 0 | 0 | 0 | 0 | 0 | 0 | 0 | 0 | 0 | 0 | 0 | 0 | 0 | 0 | 0 | 0 | 0 | 0 | 0 | 0 | 0 | 0 | 0 | 0 | 0 | 0
Commercial_Other Health_New_Food Preparation_Natural Gas_Broiler_E1_Codes & Standards Forecast | Commercial | Other Health | New | Food Preparation | Natural Gas | Broiler | E1 |  | Codes & Standards Forecast | 0 | 688.9616 | 3323.1179 | 2123.7051 | 2738.9451 | 3717.0489 | 3474.2327 | 3079.2512 | 2769.4099 | 2673.9785 | 2639.0981 | 2612.8792 | 2747.0916 | 3391.6228 | 3677.4881 | 4021.2022 | 4488.6347 | 4990.63 | 5822.4132 | 5420.175 | 5558.3822 | 5757.2106 | 5587.3835 | 5437.8049 | 5468.6883 | 5609.7925 | 5807.3823 | 6061.3023 | 6406.9852 | 6983.7573 | 7270.798 | 7543.33 | 6391.7634
Commercial_Other Health_New_Food Preparation_Natural Gas_Broiler_E2_Codes & Standards Forecast | Commercial | Other Health | New | Food Preparation | Natural Gas | Broiler | E2 |  | Codes & Standards Forecast | 0 | 0 | 0 | 0 | 0 | 0 | 0 | 0 | 0 | 0 | 0 | 0 | 0 | 0 | 0 | 0 | 0 | 0 | 0 | 0 | 0 | 0 | 0 | 0 | 0 | 0 | 0 | 0 | 0 | 0 | 0 | 0 | 0
Commercial_Other Health_New_Food Preparation_Natural Gas_Broiler_E3_Codes & Standards Forecast | Commercial | Other Health | New | Food Preparation | Natural Gas | Broiler | E3 |  | Codes & Standards Forecast | 0 | 0 | 0 | 0 | 0 | 0 | 0 | 0 | 0 | 0 | 0 | 0 | 0 | 0 | 0 | 0 | 0 | 0 | 0 | 0 | 0 | 0 | 0 | 0 | 0 | 0 | 0 | 0 | 0 | 0 | 0 | 0 | 0
Commercial_Other Health_New_Food Preparation_Natural Gas_Broiler_E4_Codes & Standards Forecast | Commercial | Other Health | New | Food Preparation | Natural Gas | Broiler | E4 |  | Codes & Standards Forecast | 0 | 0 | 0 | 0 | 0 | 0 | 0 | 0 | 0 | 0 | 0 | 0 | 0 | 0 | 0 | 0 | 0 | 0 | 0 | 0 | 0 | 0 | 0 | 0 | 0 | 0 | 0 | 0 | 0 | 0 | 0 | 0 | 0
Commercial_Other Health_New_Food Preparation_Natural Gas_Broiler_E5_Codes & Standards Forecast | Commercial | Other Health | New | Food Preparation | Natural Gas | Broiler | E5 |  | Codes & Standards Forecast | 0 | 0 | 0 | 0 | 0 | 0 | 0 | 0 | 0 | 0 | 0 | 0 | 0 | 0 | 0 | 0 | 0 | 0 | 0 | 0 | 0 | 0 | 0 | 0 | 0 | 0 | 0 | 0 | 0 | 0 | 0 | 0 | 0
Commercial_Other Health_New_Food Preparation_Natural Gas_Broiler_E6_Codes & Standards Forecast | Commercial | Other Health | New | Food Preparation | Natural Gas | Broiler | E6 |  | Codes & Standards Forecast | 0 | 0 | 0 | 0 | 0 | 0 | 0 | 0 | 0 | 0 | 0 | 0 | 0 | 0 | 0 | 0 | 0 | 0 | 0 | 0 | 0 | 0 | 0 | 0 | 0 | 0 | 0 | 0 | 0 | 0 | 0 | 0 | 0
Commercial_Other Health_New_Food Preparation_Natural Gas_Broiler_E7_Codes & Standards Forecast | Commercial | Other Health | New | Food Preparation | Natural Gas | Broiler | E7 |  | Codes & Standards Forecast | 0 | 0 | 0 | 0 | 0 | 0 | 0 | 0 | 0 | 0 | 0 | 0 | 0 | 0 | 0 | 0 | 0 | 0 | 0 | 0 | 0 | 0 | 0 | 0 | 0 | 0 | 0 | 0 | 0 | 0 | 0 | 0 | 0
Commercial_Other Health_New_Food Preparation_Natural Gas_Broiler_E8_Codes & Standards Forecast | Commercial | Other Health | New | Food Preparation | Natural Gas | Broiler | E8 |  | Codes & Standards Forecast | 0 | 0 | 0 | 0 | 0 | 0 | 0 | 0 | 0 | 0 | 0 | 0 | 0 | 0 | 0 | 0 | 0 | 0 | 0 | 0 | 0 | 0 | 0 | 0 | 0 | 0 | 0 | 0 | 0 | 0 | 0 | 0 | 0
Commercial_Other Health_New_Food Preparation_Natural Gas_Broiler_E9_Codes & Standards Forecast | Commercial | Other Health | New | Food Preparation | Natural Gas | Broiler | E9 |  | Codes & Standards Forecast | 0 | 0 | 0 | 0 | 0 | 0 | 0 | 0 | 0 | 0 | 0 | 0 | 0 | 0 | 0 | 0 | 0 | 0 | 0 | 0 | 0 | 0 | 0 | 0 | 0 | 0 | 0 | 0 | 0 | 0 | 0 | 0 | 0
Commercial_Other Health_New_Food Preparation_Natural Gas_Broiler_E10_Codes & Standards Forecast | Commercial | Other Health | New | Food Preparation | Natural Gas | Broiler | E10 |  | Codes & Standards Forecast | 0 | 0 | 0 | 0 | 0 | 0 | 0 | 0 | 0 | 0 | 0 | 0 | 0 | 0 | 0 | 0 | 0 | 0 | 0 | 0 | 0 | 0 | 0 | 0 | 0 | 0 | 0 | 0 | 0 | 0 | 0 | 0 | 0
Commercial_Other Health_New_Food Preparation_Natural Gas_Griddle_E1_Codes & Standards Forecast | Commercial | Other Health | New | Food Preparation | Natural Gas | Griddle | E1 |  | Codes & Standards Forecast | 0 | 688.9616 | 3323.1179 | 2123.7051 | 2738.9451 | 3717.0489 | 3474.2327 | 3079.2512 | 2769.4099 | 2673.9785 | 2639.0981 | 2612.8792 | 2747.0916 | 3391.6228 | 3677.4881 | 4021.2022 | 4488.6347 | 4990.63 | 5822.4132 | 5420.175 | 5558.3822 | 5757.2106 | 5587.3835 | 5437.8049 | 5468.6883 | 5609.7925 | 5807.3823 | 6061.3023 | 6406.9852 | 6983.7573 | 7270.798 | 7543.33 | 6391.7634
Commercial_Other Health_New_Food Preparation_Natural Gas_Griddle_E2_Codes & Standards Forecast | Commercial | Other Health | New | Food Preparation | Natural Gas | Griddle | E2 |  | Codes & Standards Forecast | 0 | 0 | 0 | 0 | 0 | 0 | 0 | 0 | 0 | 0 | 0 | 0 | 0 | 0 | 0 | 0 | 0 | 0 | 0 | 0 | 0 | 0 | 0 | 0 | 0 | 0 | 0 | 0 | 0 | 0 | 0 | 0 | 0
Commercial_Other Health_New_Food Preparation_Natural Gas_Griddle_E3_Codes & Standards Forecast | Commercial | Other Health | New | Food Preparation | Natural Gas | Griddle | E3 |  | Codes & Standards Forecast | 0 | 0 | 0 | 0 | 0 | 0 | 0 | 0 | 0 | 0 | 0 | 0 | 0 | 0 | 0 | 0 | 0 | 0 | 0 | 0 | 0 | 0 | 0 | 0 | 0 | 0 | 0 | 0 | 0 | 0 | 0 | 0 | 0
Commercial_Other Health_New_Food Preparation_Natural Gas_Griddle_E4_Codes & Standards Forecast | Commercial | Other Health | New | Food Preparation | Natural Gas | Griddle | E4 |  | Codes & Standards Forecast | 0 | 0 | 0 | 0 | 0 | 0 | 0 | 0 | 0 | 0 | 0 | 0 | 0 | 0 | 0 | 0 | 0 | 0 | 0 | 0 | 0 | 0 | 0 | 0 | 0 | 0 | 0 | 0 | 0 | 0 | 0 | 0 | 0
Commercial_Other Health_New_Food Preparation_Natural Gas_Griddle_E5_Codes & Standards Forecast | Commercial | Other Health | New | Food Preparation | Natural Gas | Griddle | E5 |  | Codes & Standards Forecast | 0 | 0 | 0 | 0 | 0 | 0 | 0 | 0 | 0 | 0 | 0 | 0 | 0 | 0 | 0 | 0 | 0 | 0 | 0 | 0 | 0 | 0 | 0 | 0 | 0 | 0 | 0 | 0 | 0 | 0 | 0 | 0 | 0
Commercial_Other Health_New_Food Preparation_Natural Gas_Griddle_E6_Codes & Standards Forecast | Commercial | Other Health | New | Food Preparation | Natural Gas | Griddle | E6 |  | Codes & Standards Forecast | 0 | 0 | 0 | 0 | 0 | 0 | 0 | 0 | 0 | 0 | 0 | 0 | 0 | 0 | 0 | 0 | 0 | 0 | 0 | 0 | 0 | 0 | 0 | 0 | 0 | 0 | 0 | 0 | 0 | 0 | 0 | 0 | 0
Commercial_Other Health_New_Food Preparation_Natural Gas_Griddle_E7_Codes & Standards Forecast | Commercial | Other Health | New | Food Preparation | Natural Gas | Griddle | E7 |  | Codes & Standards Forecast | 0 | 0 | 0 | 0 | 0 | 0 | 0 | 0 | 0 | 0 | 0 | 0 | 0 | 0 | 0 | 0 | 0 | 0 | 0 | 0 | 0 | 0 | 0 | 0 | 0 | 0 | 0 | 0 | 0 | 0 | 0 | 0 | 0
Commercial_Other Health_New_Food Preparation_Natural Gas_Griddle_E8_Codes & Standards Forecast | Commercial | Other Health | New | Food Preparation | Natural Gas | Griddle | E8 |  | Codes & Standards Forecast | 0 | 0 | 0 | 0 | 0 | 0 | 0 | 0 | 0 | 0 | 0 | 0 | 0 | 0 | 0 | 0 | 0 | 0 | 0 | 0 | 0 | 0 | 0 | 0 | 0 | 0 | 0 | 0 | 0 | 0 | 0 | 0 | 0
Commercial_Other Health_New_Food Preparation_Natural Gas_Griddle_E9_Codes & Standards Forecast | Commercial | Other Health | New | Food Preparation | Natural Gas | Griddle | E9 |  | Codes & Standards Forecast | 0 | 0 | 0 | 0 | 0 | 0 | 0 | 0 | 0 | 0 | 0 | 0 | 0 | 0 | 0 | 0 | 0 | 0 | 0 | 0 | 0 | 0 | 0 | 0 | 0 | 0 | 0 | 0 | 0 | 0 | 0 | 0 | 0
Commercial_Other Health_New_Food Preparation_Natural Gas_Griddle_E10_Codes & Standards Forecast | Commercial | Other Health | New | Food Preparation | Natural Gas | Griddle | E10 |  | Codes & Standards Forecast | 0 | 0 | 0 | 0 | 0 | 0 | 0 | 0 | 0 | 0 | 0 | 0 | 0 | 0 | 0 | 0 | 0 | 0 | 0 | 0 | 0 | 0 | 0 | 0 | 0 | 0 | 0 | 0 | 0 | 0 | 0 | 0 | 0
Commercial_Other Health_New_Food Preparation_Natural Gas_Range_E1_Codes & Standards Forecast | Commercial | Other Health | New | Food Preparation | Natural Gas | Range | E1 |  | Codes & Standards Forecast | 0 | 2912.5821 | 14048.4651 | 8977.9531 | 11578.8776 | 15713.8064 | 14687.3025 | 13017.5197 | 11707.6671 | 11304.2316 | 11739.2913 | 14321.6408 | 15446.956 | 16911.0631 | 18952.1291 | 21109.2668 | 24643.3525 | 22943.3537 | 23510.5695 | 24450.3166 | 24379.8497 | 24380.3987 | 24752.8392 | 25693.7839 | 27094.903 | 29498.2739 | 30699.4009 | 31862.9433 | 33133.3603 | 34166.4178 | 35354.3243 | 35007.4481 | 29417.3128
Commercial_Other Health_New_Food Preparation_Natural Gas_Range_E2_Codes & Standards Forecast | Commercial | Other Health | New | Food Preparation | Natural Gas | Range | E2 |  | Codes & Standards Forecast | 0 | 0 | 0 | 0 | 0 | 0 | 0 | 0 | 0 | 0 | 0 | 0 | 0 | 0 | 0 | 0 | 0 | 0 | 0 | 0 | 0 | 0 | 0 | 0 | 0 | 0 | 0 | 0 | 0 | 0 | 0 | 0 | 0
Commercial_Other Health_New_Food Preparation_Natural Gas_Range_E3_Codes & Standards Forecast | Commercial | Other Health | New | Food Preparation | Natural Gas | Range | E3 |  | Codes & Standards Forecast | 0 | 0 | 0 | 0 | 0 | 0 | 0 | 0 | 0 | 0 | 0 | 0 | 0 | 0 | 0 | 0 | 0 | 0 | 0 | 0 | 0 | 0 | 0 | 0 | 0 | 0 | 0 | 0 | 0 | 0 | 0 | 0 | 0
Commercial_Other Health_New_Food Preparation_Natural Gas_Range_E4_Codes & Standards Forecast | Commercial | Other Health | New | Food Preparation | Natural Gas | Range | E4 |  | Codes & Standards Forecast | 0 | 0 | 0 | 0 | 0 | 0 | 0 | 0 | 0 | 0 | 0 | 0 | 0 | 0 | 0 | 0 | 0 | 0 | 0 | 0 | 0 | 0 | 0 | 0 | 0 | 0 | 0 | 0 | 0 | 0 | 0 | 0 | 0
Commercial_Other Health_New_Food Preparation_Natural Gas_Range_E5_Codes & Standards Forecast | Commercial | Other Health | New | Food Preparation | Natural Gas | Range | E5 |  | Codes & Standards Forecast | 0 | 0 | 0 | 0 | 0 | 0 | 0 | 0 | 0 | 0 | 0 | 0 | 0 | 0 | 0 | 0 | 0 | 0 | 0 | 0 | 0 | 0 | 0 | 0 | 0 | 0 | 0 | 0 | 0 | 0 | 0 | 0 | 0
Commercial_Other Health_New_Food Preparation_Natural Gas_Range_E6_Codes & Standards Forecast | Commercial | Other Health | New | Food Preparation | Natural Gas | Range | E6 |  | Codes & Standards Forecast | 0 | 0 | 0 | 0 | 0 | 0 | 0 | 0 | 0 | 0 | 0 | 0 | 0 | 0 | 0 | 0 | 0 | 0 | 0 | 0 | 0 | 0 | 0 | 0 | 0 | 0 | 0 | 0 | 0 | 0 | 0 | 0 | 0
Commercial_Other Health_New_Food Preparation_Natural Gas_Range_E7_Codes & Standards Forecast | Commercial | Other Health | New | Food Preparation | Natural Gas | Range | E7 |  | Codes & Standards Forecast | 0 | 0 | 0 | 0 | 0 | 0 | 0 | 0 | 0 | 0 | 0 | 0 | 0 | 0 | 0 | 0 | 0 | 0 | 0 | 0 | 0 | 0 | 0 | 0 | 0 | 0 | 0 | 0 | 0 | 0 | 0 | 0 | 0
Commercial_Other Health_New_Food Preparation_Natural Gas_Range_E8_Codes & Standards Forecast | Commercial | Other Health | New | Food Preparation | Natural Gas | Range | E8 |  | Codes & Standards Forecast | 0 | 0 | 0 | 0 | 0 | 0 | 0 | 0 | 0 | 0 | 0 | 0 | 0 | 0 | 0 | 0 | 0 | 0 | 0 | 0 | 0 | 0 | 0 | 0 | 0 | 0 | 0 | 0 | 0 | 0 | 0 | 0 | 0
Commercial_Other Health_New_Food Preparation_Natural Gas_Range_E9_Codes & Standards Forecast | Commercial | Other Health | New | Food Preparation | Natural Gas | Range | E9 |  | Codes & Standards Forecast | 0 | 0 | 0 | 0 | 0 | 0 | 0 | 0 | 0 | 0 | 0 | 0 | 0 | 0 | 0 | 0 | 0 | 0 | 0 | 0 | 0 | 0 | 0 | 0 | 0 | 0 | 0 | 0 | 0 | 0 | 0 | 0 | 0
Commercial_Other Health_New_Food Preparation_Natural Gas_Range_E10_Codes & Standards Forecast | Commercial | Other Health | New | Food Preparation | Natural Gas | Range | E10 |  | Codes & Standards Forecast | 0 | 0 | 0 | 0 | 0 | 0 | 0 | 0 | 0 | 0 | 0 | 0 | 0 | 0 | 0 | 0 | 0 | 0 | 0 | 0 | 0 | 0 | 0 | 0 | 0 | 0 | 0 | 0 | 0 | 0 | 0 | 0 | 0
Commercial_Other Health_New_Food Preparation_Natural Gas_Steamer_E1_Codes & Standards Forecast | Commercial | Other Health | New | Food Preparation | Natural Gas | Steamer | E1 |  | Codes & Standards Forecast | 0 | 320.064 | 1543.7874 | 0 | 0 | 0 | 0 | 0 | 0 | 0 | 0 | 0 | 0 | 0 | 0 | 0 | 0 | 0 | 0 | 0 | 0 | 0 | 0 | 0 | 0 | 0 | 0 | 0 | 0 | 0 | 0 | 0 | 0
Commercial_Other Health_New_Food Preparation_Natural Gas_Steamer_E2_Codes & Standards Forecast | Commercial | Other Health | New | Food Preparation | Natural Gas | Steamer | E2 |  | Codes & Standards Forecast | 0 | 0 | 0 | 986.5883 | 1272.4041 | 1726.7919 | 1613.9893 | 1430.4967 | 1286.5568 | 1242.2233 | 1261.5819 | 1416.9822 | 1502.3685 | 1614.9716 | 1769.9451 | 1890.7724 | 1976.1183 | 2034.1025 | 2080.5165 | 2222.282 | 2645.5585 | 2482.8942 | 2608.7276 | 2789.528 | 2788.8166 | 2777.4335 | 2785.962 | 2829.3973 | 2903.3962 | 3058.1216 | 3156.0454 | 3265.4761 | 2726.0681
Commercial_Other Health_New_Food Preparation_Natural Gas_Steamer_E3_Codes & Standards Forecast | Commercial | Other Health | New | Food Preparation | Natural Gas | Steamer | E3 |  | Codes & Standards Forecast | 0 | 0 | 0 | 0 | 0 | 0 | 0 | 0 | 0 | 0 | 0 | 0 | 0 | 0 | 0 | 0 | 0 | 0 | 0 | 0 | 0 | 0 | 0 | 0 | 0 | 0 | 0 | 0 | 0 | 0 | 0 | 0 | 0
Commercial_Other Health_New_Food Preparation_Natural Gas_Steamer_E4_Codes & Standards Forecast | Commercial | Other Health | New | Food Preparation | Natural Gas | Steamer | E4 |  | Codes & Standards Forecast | 0 | 0 | 0 | 0 | 0 | 0 | 0 | 0 | 0 | 0 | 0 | 0 | 0 | 0 | 0 | 0 | 0 | 0 | 0 | 0 | 0 | 0 | 0 | 0 | 0 | 0 | 0 | 0 | 0 | 0 | 0 | 0 | 0
Commercial_Other Health_New_Food Preparation_Natural Gas_Steamer_E5_Codes & Standards Forecast | Commercial | Other Health | New | Food Preparation | Natural Gas | Steamer | E5 |  | Codes & Standards Forecast | 0 | 0 | 0 | 0 | 0 | 0 | 0 | 0 | 0 | 0 | 0 | 0 | 0 | 0 | 0 | 0 | 0 | 0 | 0 | 0 | 0 | 0 | 0 | 0 | 0 | 0 | 0 | 0 | 0 | 0 | 0 | 0 | 0
Commercial_Other Health_New_Food Preparation_Natural Gas_Steamer_E6_Codes & Standards Forecast | Commercial | Other Health | New | Food Preparation | Natural Gas | Steamer | E6 |  | Codes & Standards Forecast | 0 | 0 | 0 | 0 | 0 | 0 | 0 | 0 | 0 | 0 | 0 | 0 | 0 | 0 | 0 | 0 | 0 | 0 | 0 | 0 | 0 | 0 | 0 | 0 | 0 | 0 | 0 | 0 | 0 | 0 | 0 | 0 | 0
Commercial_Other Health_New_Food Preparation_Natural Gas_Steamer_E7_Codes & Standards Forecast | Commercial | Other Health | New | Food Preparation | Natural Gas | Steamer | E7 |  | Codes & Standards Forecast | 0 | 0 | 0 | 0 | 0 | 0 | 0 | 0 | 0 | 0 | 0 | 0 | 0 | 0 | 0 | 0 | 0 | 0 | 0 | 0 | 0 | 0 | 0 | 0 | 0 | 0 | 0 | 0 | 0 | 0 | 0 | 0 | 0
Commercial_Other Health_New_Food Preparation_Natural Gas_Steamer_E8_Codes & Standards Forecast | Commercial | Other Health | New | Food Preparation | Natural Gas | Steamer | E8 |  | Codes & Standards Forecast | 0 | 0 | 0 | 0 | 0 | 0 | 0 | 0 | 0 | 0 | 0 | 0 | 0 | 0 | 0 | 0 | 0 | 0 | 0 | 0 | 0 | 0 | 0 | 0 | 0 | 0 | 0 | 0 | 0 | 0 | 0 | 0 | 0
Commercial_Other Health_New_Food Preparation_Natural Gas_Steamer_E9_Codes & Standards Forecast | Commercial | Other Health | New | Food Preparation | Natural Gas | Steamer | E9 |  | Codes & Standards Forecast | 0 | 0 | 0 | 0 | 0 | 0 | 0 | 0 | 0 | 0 | 0 | 0 | 0 | 0 | 0 | 0 | 0 | 0 | 0 | 0 | 0 | 0 | 0 | 0 | 0 | 0 | 0 | 0 | 0 | 0 | 0 | 0 | 0
Commercial_Other Health_New_Food Preparation_Natural Gas_Steamer_E10_Codes & Standards Forecast | Commercial | Other Health | New | Food Preparation | Natural Gas | Steamer | E10 |  | Codes & Standards Forecast | 0 | 0 | 0 | 0 | 0 | 0 | 0 | 0 | 0 | 0 | 0 | 0 | 0 | 0 | 0 | 0 | 0 | 0 | 0 | 0 | 0 | 0 | 0 | 0 | 0 | 0 | 0 | 0 | 0 | 0 | 0 | 0 | 0
Commercial_Other Health_New_Food Preparation_Natural Gas_Food Prep Other_E1_Codes & Standards Forecast | Commercial | Other Health | New | Food Preparation | Natural Gas | Food Prep Other | E1 |  | Codes & Standards Forecast | 0 | 0 | 0 | 0 | 0 | 0 | 0 | 0 | 0 | 0 | 0 | 0 | 0 | 0 | 0 | 0 | 0 | 0 | 0 | 0 | 0 | 0 | 0 | 0 | 0 | 0 | 0 | 0 | 0 | 0 | 0 | 0 | 0
Commercial_Other Health_New_Food Preparation_Natural Gas_Food Prep Other_E2_Codes & Standards Forecast | Commercial | Other Health | New | Food Preparation | Natural Gas | Food Prep Other | E2 |  | Codes & Standards Forecast | 0 | 0 | 0 | 0 | 0 | 0 | 0 | 0 | 0 | 0 | 0 | 0 | 0 | 0 | 0 | 0 | 0 | 0 | 0 | 0 | 0 | 0 | 0 | 0 | 0 | 0 | 0 | 0 | 0 | 0 | 0 | 0 | 0
Commercial_Other Health_New_Food Preparation_Natural Gas_Food Prep Other_E3_Codes & Standards Forecast | Commercial | Other Health | New | Food Preparation | Natural Gas | Food Prep Other | E3 |  | Codes & Standards Forecast | 0 | 0 | 0 | 0 | 0 | 0 | 0 | 0 | 0 | 0 | 0 | 0 | 0 | 0 | 0 | 0 | 0 | 0 | 0 | 0 | 0 | 0 | 0 | 0 | 0 | 0 | 0 | 0 | 0 | 0 | 0 | 0 | 0
Commercial_Other Health_New_Food Preparation_Natural Gas_Food Prep Other_E4_Codes & Standards Forecast | Commercial | Other Health | New | Food Preparation | Natural Gas | Food Prep Other | E4 |  | Codes & Standards Forecast | 0 | 0 | 0 | 0 | 0 | 0 | 0 | 0 | 0 | 0 | 0 | 0 | 0 | 0 | 0 | 0 | 0 | 0 | 0 | 0 | 0 | 0 | 0 | 0 | 0 | 0 | 0 | 0 | 0 | 0 | 0 | 0 | 0
Commercial_Other Health_New_Food Preparation_Natural Gas_Food Prep Other_E5_Codes & Standards Forecast | Commercial | Other Health | New | Food Preparation | Natural Gas | Food Prep Other | E5 |  | Codes & Standards Forecast | 0 | 0 | 0 | 0 | 0 | 0 | 0 | 0 | 0 | 0 | 0 | 0 | 0 | 0 | 0 | 0 | 0 | 0 | 0 | 0 | 0 | 0 | 0 | 0 | 0 | 0 | 0 | 0 | 0 | 0 | 0 | 0 | 0
Commercial_Other Health_New_Food Preparation_Natural Gas_Food Prep Other_E6_Codes & Standards Forecast | Commercial | Other Health | New | Food Preparation | Natural Gas | Food Prep Other | E6 |  | Codes & Standards Forecast | 0 | 0 | 0 | 0 | 0 | 0 | 0 | 0 | 0 | 0 | 0 | 0 | 0 | 0 | 0 | 0 | 0 | 0 | 0 | 0 | 0 | 0 | 0 | 0 | 0 | 0 | 0 | 0 | 0 | 0 | 0 | 0 | 0
Commercial_Other Health_New_Food Preparation_Natural Gas_Food Prep Other_E7_Codes & Standards Forecast | Commercial | Other Health | New | Food Preparation | Natural Gas | Food Prep Other | E7 |  | Codes & Standards Forecast | 0 | 0 | 0 | 0 | 0 | 0 | 0 | 0 | 0 | 0 | 0 | 0 | 0 | 0 | 0 | 0 | 0 | 0 | 0 | 0 | 0 | 0 | 0 | 0 | 0 | 0 | 0 | 0 | 0 | 0 | 0 | 0 | 0
Commercial_Other Health_New_Food Preparation_Natural Gas_Food Prep Other_E8_Codes & Standards Forecast | Commercial | Other Health | New | Food Preparation | Natural Gas | Food Prep Other | E8 |  | Codes & Standards Forecast | 0 | 0 | 0 | 0 | 0 | 0 | 0 | 0 | 0 | 0 | 0 | 0 | 0 | 0 | 0 | 0 | 0 | 0 | 0 | 0 | 0 | 0 | 0 | 0 | 0 | 0 | 0 | 0 | 0 | 0 | 0 | 0 | 0
Commercial_Other Health_New_Food Preparation_Natural Gas_Food Prep Other_E9_Codes & Standards Forecast | Commercial | Other Health | New | Food Preparation | Natural Gas | Food Prep Other | E9 |  | Codes & Standards Forecast | 0 | 0 | 0 | 0 | 0 | 0 | 0 | 0 | 0 | 0 | 0 | 0 | 0 | 0 | 0 | 0 | 0 | 0 | 0 | 0 | 0 | 0 | 0 | 0 | 0 | 0 | 0 | 0 | 0 | 0 | 0 | 0 | 0
Commercial_Other Health_New_Food Preparation_Natural Gas_Food Prep Other_E10_Codes & Standards Forecast | Commercial | Other Health | New | Food Preparation | Natural Gas | Food Prep Other | E10 |  | Codes & Standards Forecast | 0 | 0 | 0 | 0 | 0 | 0 | 0 | 0 | 0 | 0 | 0 | 0 | 0 | 0 | 0 | 0 | 0 | 0 | 0 | 0 | 0 | 0 | 0 | 0 | 0 | 0 | 0 | 0 | 0 | 0 | 0 | 0 | 0
Commercial_Other Health_New_Miscellaneous_Natural Gas_Pool Heater_E1_Codes & Standards Forecast | Commercial | Other Health | New | Miscellaneous | Natural Gas | Pool Heater | E1 |  | Codes & Standards Forecast | 0 | 0 | 0 | 0 | 0 | 0 | 0 | 0 | 0 | 0 | 0 | 0 | 0 | 0 | 0 | 0 | 0 | 0 | 0 | 0 | 0 | 0 | 0 | 0 | 0 | 0 | 0 | 0 | 0 | 0 | 0 | 0 | 0
Commercial_Other Health_New_Miscellaneous_Natural Gas_Pool Heater_E2_Codes & Standards Forecast | Commercial | Other Health | New | Miscellaneous | Natural Gas | Pool Heater | E2 |  | Codes & Standards Forecast | 0 | 0 | 0 | 0 | 0 | 0 | 0 | 0 | 0 | 0 | 0 | 0 | 0 | 0 | 0 | 0 | 0 | 0 | 0 | 0 | 0 | 0 | 0 | 0 | 0 | 0 | 0 | 0 | 0 | 0 | 0 | 0 | 0
Commercial_Other Health_New_Miscellaneous_Natural Gas_Pool Heater_E3_Codes & Standards Forecast | Commercial | Other Health | New | Miscellaneous | Natural Gas | Pool Heater | E3 |  | Codes & Standards Forecast | 0 | 0 | 0 | 0 | 0 | 0 | 0 | 0 | 0 | 0 | 0 | 0 | 0 | 0 | 0 | 0 | 0 | 0 | 0 | 0 | 0 | 0 | 0 | 0 | 0 | 0 | 0 | 0 | 0 | 0 | 0 | 0 | 0
Commercial_Other Health_New_Miscellaneous_Natural Gas_Pool Heater_E4_Codes & Standards Forecast | Commercial | Other Health | New | Miscellaneous | Natural Gas | Pool Heater | E4 |  | Codes & Standards Forecast | 0 | 0 | 0 | 0 | 0 | 0 | 0 | 0 | 0 | 0 | 0 | 0 | 0 | 0 | 0 | 0 | 0 | 0 | 0 | 0 | 0 | 0 | 0 | 0 | 0 | 0 | 0 | 0 | 0 | 0 | 0 | 0 | 0
Commercial_Other Health_New_Miscellaneous_Natural Gas_Pool Heater_E5_Codes & Standards Forecast | Commercial | Other Health | New | Miscellaneous | Natural Gas | Pool Heater | E5 |  | Codes & Standards Forecast | 0 | 0 | 0 | 0 | 0 | 0 | 0 | 0 | 0 | 0 | 0 | 0 | 0 | 0 | 0 | 0 | 0 | 0 | 0 | 0 | 0 | 0 | 0 | 0 | 0 | 0 | 0 | 0 | 0 | 0 | 0 | 0 | 0
Commercial_Other Health_New_Miscellaneous_Natural Gas_Pool Heater_E6_Codes & Standards Forecast | Commercial | Other Health | New | Miscellaneous | Natural Gas | Pool Heater | E6 |  | Codes & Standards Forecast | 0 | 0 | 0 | 0 | 0 | 0 | 0 | 0 | 0 | 0 | 0 | 0 | 0 | 0 | 0 | 0 | 0 | 0 | 0 | 0 | 0 | 0 | 0 | 0 | 0 | 0 | 0 | 0 | 0 | 0 | 0 | 0 | 0
Commercial_Other Health_New_Miscellaneous_Natural Gas_Pool Heater_E7_Codes & Standards Forecast | Commercial | Other Health | New | Miscellaneous | Natural Gas | Pool Heater | E7 |  | Codes & Standards Forecast | 0 | 0 | 0 | 0 | 0 | 0 | 0 | 0 | 0 | 0 | 0 | 0 | 0 | 0 | 0 | 0 | 0 | 0 | 0 | 0 | 0 | 0 | 0 | 0 | 0 | 0 | 0 | 0 | 0 | 0 | 0 | 0 | 0
Commercial_Other Health_New_Miscellaneous_Natural Gas_Pool Heater_E8_Codes & Standards Forecast | Commercial | Other Health | New | Miscellaneous | Natural Gas | Pool Heater | E8 |  | Codes & Standards Forecast | 0 | 0 | 0 | 0 | 0 | 0 | 0 | 0 | 0 | 0 | 0 | 0 | 0 | 0 | 0 | 0 | 0 | 0 | 0 | 0 | 0 | 0 | 0 | 0 | 0 | 0 | 0 | 0 | 0 | 0 | 0 | 0 | 0
Commercial_Other Health_New_Miscellaneous_Natural Gas_Pool Heater_E9_Codes & Standards Forecast | Commercial | Other Health | New | Miscellaneous | Natural Gas | Pool Heater | E9 |  | Codes & Standards Forecast | 0 | 0 | 0 | 0 | 0 | 0 | 0 | 0 | 0 | 0 | 0 | 0 | 0 | 0 | 0 | 0 | 0 | 0 | 0 | 0 | 0 | 0 | 0 | 0 | 0 | 0 | 0 | 0 | 0 | 0 | 0 | 0 | 0
Commercial_Other Health_New_Miscellaneous_Natural Gas_Pool Heater_E10_Codes & Standards Forecast | Commercial | Other Health | New | Miscellaneous | Natural Gas | Pool Heater | E10 |  | Codes & Standards Forecast | 0 | 0 | 0 | 0 | 0 | 0 | 0 | 0 | 0 | 0 | 0 | 0 | 0 | 0 | 0 | 0 | 0 | 0 | 0 | 0 | 0 | 0 | 0 | 0 | 0 | 0 | 0 | 0 | 0 | 0 | 0 | 0 | 0
Commercial_Other Health_New_Miscellaneous_Natural Gas_Miscellaneous_E1_Codes & Standards Forecast | Commercial | Other Health | New | Miscellaneous | Natural Gas | Miscellaneous | E1 |  | Codes & Standards Forecast | 0 | 13378.6738 | 64530.3123 | 41239.3892 | 55097.7316 | 83036.7231 | 82661.94 | 80692.0263 | 83552.4062 | 89254.6358 | 94771.9245 | 103879.0604 | 123872.0877 | 120312.3466 | 129574.1514 | 144297.7701 | 148093.3237 | 152126.646 | 159083.9595 | 166406.8894 | 173275.6101 | 181204.5469 | 192148.2671 | 195638.0458 | 203487.9813 | 213433.4086 | 219273.9013 | 225472.0111 | 233058.6636 | 240503.6828 | 247639.5359 | 255149.9989 | 235531.4378
Commercial_Other Health_New_Miscellaneous_Natural Gas_Miscellaneous_E2_Codes & Standards Forecast | Commercial | Other Health | New | Miscellaneous | Natural Gas | Miscellaneous | E2 |  | Codes & Standards Forecast | 0 | 0 | 0 | 0 | 0 | 0 | 0 | 0 | 0 | 0 | 0 | 0 | 0 | 0 | 0 | 0 | 0 | 0 | 0 | 0 | 0 | 0 | 0 | 0 | 0 | 0 | 0 | 0 | 0 | 0 | 0 | 0 | 0
Commercial_Other Health_New_Miscellaneous_Natural Gas_Miscellaneous_E3_Codes & Standards Forecast | Commercial | Other Health | New | Miscellaneous | Natural Gas | Miscellaneous | E3 |  | Codes & Standards Forecast | 0 | 0 | 0 | 0 | 0 | 0 | 0 | 0 | 0 | 0 | 0 | 0 | 0 | 0 | 0 | 0 | 0 | 0 | 0 | 0 | 0 | 0 | 0 | 0 | 0 | 0 | 0 | 0 | 0 | 0 | 0 | 0 | 0
Commercial_Other Health_New_Miscellaneous_Natural Gas_Miscellaneous_E4_Codes & Standards Forecast | Commercial | Other Health | New | Miscellaneous | Natural Gas | Miscellaneous | E4 |  | Codes & Standards Forecast | 0 | 0 | 0 | 0 | 0 | 0 | 0 | 0 | 0 | 0 | 0 | 0 | 0 | 0 | 0 | 0 | 0 | 0 | 0 | 0 | 0 | 0 | 0 | 0 | 0 | 0 | 0 | 0 | 0 | 0 | 0 | 0 | 0
Commercial_Other Health_New_Miscellaneous_Natural Gas_Miscellaneous_E5_Codes & Standards Forecast | Commercial | Other Health | New | Miscellaneous | Natural Gas | Miscellaneous | E5 |  | Codes & Standards Forecast | 0 | 0 | 0 | 0 | 0 | 0 | 0 | 0 | 0 | 0 | 0 | 0 | 0 | 0 | 0 | 0 | 0 | 0 | 0 | 0 | 0 | 0 | 0 | 0 | 0 | 0 | 0 | 0 | 0 | 0 | 0 | 0 | 0
Commercial_Other Health_New_Miscellaneous_Natural Gas_Miscellaneous_E6_Codes & Standards Forecast | Commercial | Other Health | New | Miscellaneous | Natural Gas | Miscellaneous | E6 |  | Codes & Standards Forecast | 0 | 0 | 0 | 0 | 0 | 0 | 0 | 0 | 0 | 0 | 0 | 0 | 0 | 0 | 0 | 0 | 0 | 0 | 0 | 0 | 0 | 0 | 0 | 0 | 0 | 0 | 0 | 0 | 0 | 0 | 0 | 0 | 0
Commercial_Other Health_New_Miscellaneous_Natural Gas_Miscellaneous_E7_Codes & Standards Forecast | Commercial | Other Health | New | Miscellaneous | Natural Gas | Miscellaneous | E7 |  | Codes & Standards Forecast | 0 | 0 | 0 | 0 | 0 | 0 | 0 | 0 | 0 | 0 | 0 | 0 | 0 | 0 | 0 | 0 | 0 | 0 | 0 | 0 | 0 | 0 | 0 | 0 | 0 | 0 | 0 | 0 | 0 | 0 | 0 | 0 | 0
Commercial_Other Health_New_Miscellaneous_Natural Gas_Miscellaneous_E8_Codes & Standards Forecast | Commercial | Other Health | New | Miscellaneous | Natural Gas | Miscellaneous | E8 |  | Codes & Standards Forecast | 0 | 0 | 0 | 0 | 0 | 0 | 0 | 0 | 0 | 0 | 0 | 0 | 0 | 0 | 0 | 0 | 0 | 0 | 0 | 0 | 0 | 0 | 0 | 0 | 0 | 0 | 0 | 0 | 0 | 0 | 0 | 0 | 0
Commercial_Other Health_New_Miscellaneous_Natural Gas_Miscellaneous_E9_Codes & Standards Forecast | Commercial | Other Health | New | Miscellaneous | Natural Gas | Miscellaneous | E9 |  | Codes & Standards Forecast | 0 | 0 | 0 | 0 | 0 | 0 | 0 | 0 | 0 | 0 | 0 | 0 | 0 | 0 | 0 | 0 | 0 | 0 | 0 | 0 | 0 | 0 | 0 | 0 | 0 | 0 | 0 | 0 | 0 | 0 | 0 | 0 | 0
Commercial_Other Health_New_Miscellaneous_Natural Gas_Miscellaneous_E10_Codes & Standards Forecast | Commercial | Other Health | New | Miscellaneous | Natural Gas | Miscellaneous | E10 |  | Codes & Standards Forecast | 0 | 0 | 0 | 0 | 0 | 0 | 0 | 0 | 0 | 0 | 0 | 0 | 0 | 0 | 0 | 0 | 0 | 0 | 0 | 0 | 0 | 0 | 0 | 0 | 0 | 0 | 0 | 0 | 0 | 0 | 0 | 0 | 0
Commercial_Lodging_Existing_Space Heating_Natural Gas_Furnace_E1_Codes & Standards Forecast | Commercial | Lodging | Existing | Space Heating | Natural Gas | Furnace | E1 |  | Codes & Standards Forecast | 0 | 4072.8143 | 4415.6266 | 4721.8013 | 4997.4923 | 5242.5718 | 5464.8171 | 5668.3454 | 5854.5805 | 6023.042 | 6174.6289 | 6310.672 | 6432.1921 | 6540.2287 | 6635.7462 | 6719.8856 | 6793.62 | 6857.8521 | 6913.3609 | 6630.418 | 6394.2076 | 6198.704 | 6038.5982 | 5909.1337 | 5806.0935 | 5725.6991 | 5664.6508 | 5620.0354 | 5589.2854 | 5570.1421 | 5560.6223 | 5558.9889 | 6680.2351
Commercial_Lodging_Existing_Space Heating_Natural Gas_Furnace_E2_Codes & Standards Forecast | Commercial | Lodging | Existing | Space Heating | Natural Gas | Furnace | E2 |  | Codes & Standards Forecast | 0 | 0 | 0 | 0 | 0 | 0 | 0 | 0 | 0 | 0 | 0 | 0 | 0 | 0 | 0 | 0 | 0 | 0 | 0 | 0 | 0 | 0 | 0 | 0 | 0 | 0 | 0 | 0 | 0 | 0 | 0 | 0 | 0
Commercial_Lodging_Existing_Space Heating_Natural Gas_Furnace_E3_Codes & Standards Forecast | Commercial | Lodging | Existing | Space Heating | Natural Gas | Furnace | E3 |  | Codes & Standards Forecast | 0 | 0 | 0 | 0 | 0 | 0 | 0 | 0 | 0 | 0 | 0 | 0 | 0 | 0 | 0 | 0 | 0 | 0 | 0 | 0 | 0 | 0 | 0 | 0 | 0 | 0 | 0 | 0 | 0 | 0 | 0 | 0 | 0
Commercial_Lodging_Existing_Space Heating_Natural Gas_Furnace_E4_Codes & Standards Forecast | Commercial | Lodging | Existing | Space Heating | Natural Gas | Furnace | E4 |  | Codes & Standards Forecast | 0 | 0 | 0 | 0 | 0 | 0 | 0 | 0 | 0 | 0 | 0 | 0 | 0 | 0 | 0 | 0 | 0 | 0 | 0 | 0 | 0 | 0 | 0 | 0 | 0 | 0 | 0 | 0 | 0 | 0 | 0 | 0 | 0
Commercial_Lodging_Existing_Space Heating_Natural Gas_Furnace_E5_Codes & Standards Forecast | Commercial | Lodging | Existing | Space Heating | Natural Gas | Furnace | E5 |  | Codes & Standards Forecast | 0 | 0 | 0 | 0 | 0 | 0 | 0 | 0 | 0 | 0 | 0 | 0 | 0 | 0 | 0 | 0 | 0 | 0 | 0 | 0 | 0 | 0 | 0 | 0 | 0 | 0 | 0 | 0 | 0 | 0 | 0 | 0 | 0
Commercial_Lodging_Existing_Space Heating_Natural Gas_Furnace_E6_Codes & Standards Forecast | Commercial | Lodging | Existing | Space Heating | Natural Gas | Furnace | E6 |  | Codes & Standards Forecast | 0 | 0 | 0 | 0 | 0 | 0 | 0 | 0 | 0 | 0 | 0 | 0 | 0 | 0 | 0 | 0 | 0 | 0 | 0 | 0 | 0 | 0 | 0 | 0 | 0 | 0 | 0 | 0 | 0 | 0 | 0 | 0 | 0
Commercial_Lodging_Existing_Space Heating_Natural Gas_Furnace_E7_Codes & Standards Forecast | Commercial | Lodging | Existing | Space Heating | Natural Gas | Furnace | E7 |  | Codes & Standards Forecast | 0 | 0 | 0 | 0 | 0 | 0 | 0 | 0 | 0 | 0 | 0 | 0 | 0 | 0 | 0 | 0 | 0 | 0 | 0 | 0 | 0 | 0 | 0 | 0 | 0 | 0 | 0 | 0 | 0 | 0 | 0 | 0 | 0
Commercial_Lodging_Existing_Space Heating_Natural Gas_Furnace_E8_Codes & Standards Forecast | Commercial | Lodging | Existing | Space Heating | Natural Gas | Furnace | E8 |  | Codes & Standards Forecast | 0 | 0 | 0 | 0 | 0 | 0 | 0 | 0 | 0 | 0 | 0 | 0 | 0 | 0 | 0 | 0 | 0 | 0 | 0 | 0 | 0 | 0 | 0 | 0 | 0 | 0 | 0 | 0 | 0 | 0 | 0 | 0 | 0
Commercial_Lodging_Existing_Space Heating_Natural Gas_Furnace_E9_Codes & Standards Forecast | Commercial | Lodging | Existing | Space Heating | Natural Gas | Furnace | E9 |  | Codes & Standards Forecast | 0 | 0 | 0 | 0 | 0 | 0 | 0 | 0 | 0 | 0 | 0 | 0 | 0 | 0 | 0 | 0 | 0 | 0 | 0 | 0 | 0 | 0 | 0 | 0 | 0 | 0 | 0 | 0 | 0 | 0 | 0 | 0 | 0
Commercial_Lodging_Existing_Space Heating_Natural Gas_Furnace_E10_Codes & Standards Forecast | Commercial | Lodging | Existing | Space Heating | Natural Gas | Furnace | E10 |  | Codes & Standards Forecast | 0 | 0 | 0 | 0 | 0 | 0 | 0 | 0 | 0 | 0 | 0 | 0 | 0 | 0 | 0 | 0 | 0 | 0 | 0 | 0 | 0 | 0 | 0 | 0 | 0 | 0 | 0 | 0 | 0 | 0 | 0 | 0 | 0
Commercial_Lodging_Existing_Space Heating_Natural Gas_Boiler_E1_Codes & Standards Forecast | Commercial | Lodging | Existing | Space Heating | Natural Gas | Boiler | E1 |  | Codes & Standards Forecast | 0 | 2555.7351 | 2820.0473 | 3053.1422 | 3259.9345 | 3441.2072 | 3602.8259 | 3748.2035 | 3878.8838 | 3995.0587 | 4097.7601 | 4188.2485 | 4267.5292 | 4336.5768 | 4396.2782 | 4447.6041 | 4491.3837 | 4528.3737 | 4559.2256 | 4584.5293 | 4604.7783 | 4620.4538 | 4384.0633 | 4191.5284 | 4036.3788 | 3912.9487 | 3816.3399 | 3742.2993 | 3687.141 | 3647.6762 | 3621.1528 | 3605.2007 | 3597.9081
Commercial_Lodging_Existing_Space Heating_Natural Gas_Boiler_E2_Codes & Standards Forecast | Commercial | Lodging | Existing | Space Heating | Natural Gas | Boiler | E2 |  | Codes & Standards Forecast | 0 | 0 | 0 | 0 | 0 | 0 | 0 | 0 | 0 | 0 | 0 | 0 | 0 | 0 | 0 | 0 | 0 | 0 | 0 | 0 | 0 | 0 | 0 | 0 | 0 | 0 | 0 | 0 | 0 | 0 | 0 | 0 | 0
Commercial_Lodging_Existing_Space Heating_Natural Gas_Boiler_E3_Codes & Standards Forecast | Commercial | Lodging | Existing | Space Heating | Natural Gas | Boiler | E3 |  | Codes & Standards Forecast | 0 | 0 | 0 | 0 | 0 | 0 | 0 | 0 | 0 | 0 | 0 | 0 | 0 | 0 | 0 | 0 | 0 | 0 | 0 | 0 | 0 | 0 | 0 | 0 | 0 | 0 | 0 | 0 | 0 | 0 | 0 | 0 | 0
Commercial_Lodging_Existing_Space Heating_Natural Gas_Boiler_E4_Codes & Standards Forecast | Commercial | Lodging | Existing | Space Heating | Natural Gas | Boiler | E4 |  | Codes & Standards Forecast | 0 | 0 | 0 | 0 | 0 | 0 | 0 | 0 | 0 | 0 | 0 | 0 | 0 | 0 | 0 | 0 | 0 | 0 | 0 | 0 | 0 | 0 | 0 | 0 | 0 | 0 | 0 | 0 | 0 | 0 | 0 | 0 | 0
Commercial_Lodging_Existing_Space Heating_Natural Gas_Boiler_E5_Codes & Standards Forecast | Commercial | Lodging | Existing | Space Heating | Natural Gas | Boiler | E5 |  | Codes & Standards Forecast | 0 | 0 | 0 | 0 | 0 | 0 | 0 | 0 | 0 | 0 | 0 | 0 | 0 | 0 | 0 | 0 | 0 | 0 | 0 | 0 | 0 | 0 | 0 | 0 | 0 | 0 | 0 | 0 | 0 | 0 | 0 | 0 | 0
Commercial_Lodging_Existing_Space Heating_Natural Gas_Boiler_E6_Codes & Standards Forecast | Commercial | Lodging | Existing | Space Heating | Natural Gas | Boiler | E6 |  | Codes & Standards Forecast | 0 | 0 | 0 | 0 | 0 | 0 | 0 | 0 | 0 | 0 | 0 | 0 | 0 | 0 | 0 | 0 | 0 | 0 | 0 | 0 | 0 | 0 | 0 | 0 | 0 | 0 | 0 | 0 | 0 | 0 | 0 | 0 | 0
Commercial_Lodging_Existing_Space Heating_Natural Gas_Boiler_E7_Codes & Standards Forecast | Commercial | Lodging | Existing | Space Heating | Natural Gas | Boiler | E7 |  | Codes & Standards Forecast | 0 | 0 | 0 | 0 | 0 | 0 | 0 | 0 | 0 | 0 | 0 | 0 | 0 | 0 | 0 | 0 | 0 | 0 | 0 | 0 | 0 | 0 | 0 | 0 | 0 | 0 | 0 | 0 | 0 | 0 | 0 | 0 | 0
Commercial_Lodging_Existing_Space Heating_Natural Gas_Boiler_E8_Codes & Standards Forecast | Commercial | Lodging | Existing | Space Heating | Natural Gas | Boiler | E8 |  | Codes & Standards Forecast | 0 | 0 | 0 | 0 | 0 | 0 | 0 | 0 | 0 | 0 | 0 | 0 | 0 | 0 | 0 | 0 | 0 | 0 | 0 | 0 | 0 | 0 | 0 | 0 | 0 | 0 | 0 | 0 | 0 | 0 | 0 | 0 | 0
Commercial_Lodging_Existing_Space Heating_Natural Gas_Boiler_E9_Codes & Standards Forecast | Commercial | Lodging | Existing | Space Heating | Natural Gas | Boiler | E9 |  | Codes & Standards Forecast | 0 | 0 | 0 | 0 | 0 | 0 | 0 | 0 | 0 | 0 | 0 | 0 | 0 | 0 | 0 | 0 | 0 | 0 | 0 | 0 | 0 | 0 | 0 | 0 | 0 | 0 | 0 | 0 | 0 | 0 | 0 | 0 | 0
Commercial_Lodging_Existing_Space Heating_Natural Gas_Boiler_E10_Codes & Standards Forecast | Commercial | Lodging | Existing | Space Heating | Natural Gas | Boiler | E10 |  | Codes & Standards Forecast | 0 | 0 | 0 | 0 | 0 | 0 | 0 | 0 | 0 | 0 | 0 | 0 | 0 | 0 | 0 | 0 | 0 | 0 | 0 | 0 | 0 | 0 | 0 | 0 | 0 | 0 | 0 | 0 | 0 | 0 | 0 | 0 | 0
Commercial_Lodging_Existing_Space Heating_Natural Gas_Unit Heater_E1_Codes & Standards Forecast | Commercial | Lodging | Existing | Space Heating | Natural Gas | Unit Heater | E1 |  | Codes & Standards Forecast | 0 | 313.3264 | 405.2414 | 477.0753 | 533.1164 | 576.2909 | 609.7622 | 635.8133 | 656.0116 | 671.3859 | 682.8733 | 691.2667 | 608.9675 | 560.6913 | 535.8106 | 526.6339 | 527.6287 | 609.9302 | 627.7268 | 641.1096 | 650.9751 | 658.0412 | 662.8844 | 649.3316 | 627.942 | 605.0287 | 584.1024 | 566.8626 | 546.8164 | 542.252 | 546.6538 | 555.6992 | 566.6176
Commercial_Lodging_Existing_Space Heating_Natural Gas_Unit Heater_E2_Codes & Standards Forecast | Commercial | Lodging | Existing | Space Heating | Natural Gas | Unit Heater | E2 |  | Codes & Standards Forecast | 0 | 0 | 0 | 0 | 0 | 0 | 0 | 0 | 0 | 0 | 0 | 0 | 0 | 0 | 0 | 0 | 0 | 0 | 0 | 0 | 0 | 0 | 0 | 0 | 0 | 0 | 0 | 0 | 0 | 0 | 0 | 0 | 0
Commercial_Lodging_Existing_Space Heating_Natural Gas_Unit Heater_E3_Codes & Standards Forecast | Commercial | Lodging | Existing | Space Heating | Natural Gas | Unit Heater | E3 |  | Codes & Standards Forecast | 0 | 0 | 0 | 0 | 0 | 0 | 0 | 0 | 0 | 0 | 0 | 0 | 0 | 0 | 0 | 0 | 0 | 0 | 0 | 0 | 0 | 0 | 0 | 0 | 0 | 0 | 0 | 0 | 0 | 0 | 0 | 0 | 0
Commercial_Lodging_Existing_Space Heating_Natural Gas_Unit Heater_E4_Codes & Standards Forecast | Commercial | Lodging | Existing | Space Heating | Natural Gas | Unit Heater | E4 |  | Codes & Standards Forecast | 0 | 0 | 0 | 0 | 0 | 0 | 0 | 0 | 0 | 0 | 0 | 0 | 0 | 0 | 0 | 0 | 0 | 0 | 0 | 0 | 0 | 0 | 0 | 0 | 0 | 0 | 0 | 0 | 0 | 0 | 0 | 0 | 0
Commercial_Lodging_Existing_Space Heating_Natural Gas_Unit Heater_E5_Codes & Standards Forecast | Commercial | Lodging | Existing | Space Heating | Natural Gas | Unit Heater | E5 |  | Codes & Standards Forecast | 0 | 0 | 0 | 0 | 0 | 0 | 0 | 0 | 0 | 0 | 0 | 0 | 0 | 0 | 0 | 0 | 0 | 0 | 0 | 0 | 0 | 0 | 0 | 0 | 0 | 0 | 0 | 0 | 0 | 0 | 0 | 0 | 0
Commercial_Lodging_Existing_Space Heating_Natural Gas_Unit Heater_E6_Codes & Standards Forecast | Commercial | Lodging | Existing | Space Heating | Natural Gas | Unit Heater | E6 |  | Codes & Standards Forecast | 0 | 0 | 0 | 0 | 0 | 0 | 0 | 0 | 0 | 0 | 0 | 0 | 0 | 0 | 0 | 0 | 0 | 0 | 0 | 0 | 0 | 0 | 0 | 0 | 0 | 0 | 0 | 0 | 0 | 0 | 0 | 0 | 0
Commercial_Lodging_Existing_Space Heating_Natural Gas_Unit Heater_E7_Codes & Standards Forecast | Commercial | Lodging | Existing | Space Heating | Natural Gas | Unit Heater | E7 |  | Codes & Standards Forecast | 0 | 0 | 0 | 0 | 0 | 0 | 0 | 0 | 0 | 0 | 0 | 0 | 0 | 0 | 0 | 0 | 0 | 0 | 0 | 0 | 0 | 0 | 0 | 0 | 0 | 0 | 0 | 0 | 0 | 0 | 0 | 0 | 0
Commercial_Lodging_Existing_Space Heating_Natural Gas_Unit Heater_E8_Codes & Standards Forecast | Commercial | Lodging | Existing | Space Heating | Natural Gas | Unit Heater | E8 |  | Codes & Standards Forecast | 0 | 0 | 0 | 0 | 0 | 0 | 0 | 0 | 0 | 0 | 0 | 0 | 0 | 0 | 0 | 0 | 0 | 0 | 0 | 0 | 0 | 0 | 0 | 0 | 0 | 0 | 0 | 0 | 0 | 0 | 0 | 0 | 0
Commercial_Lodging_Existing_Space Heating_Natural Gas_Unit Heater_E9_Codes & Standards Forecast | Commercial | Lodging | Existing | Space Heating | Natural Gas | Unit Heater | E9 |  | Codes & Standards Forecast | 0 | 0 | 0 | 0 | 0 | 0 | 0 | 0 | 0 | 0 | 0 | 0 | 0 | 0 | 0 | 0 | 0 | 0 | 0 | 0 | 0 | 0 | 0 | 0 | 0 | 0 | 0 | 0 | 0 | 0 | 0 | 0 | 0
Commercial_Lodging_Existing_Space Heating_Natural Gas_Unit Heater_E10_Codes & Standards Forecast | Commercial | Lodging | Existing | Space Heating | Natural Gas | Unit Heater | E10 |  | Codes & Standards Forecast | 0 | 0 | 0 | 0 | 0 | 0 | 0 | 0 | 0 | 0 | 0 | 0 | 0 | 0 | 0 | 0 | 0 | 0 | 0 | 0 | 0 | 0 | 0 | 0 | 0 | 0 | 0 | 0 | 0 | 0 | 0 | 0 | 0
Commercial_Lodging_Existing_Water Heating_Natural Gas_Water Heater_E1_Codes & Standards Forecast | Commercial | Lodging | Existing | Water Heating | Natural Gas | Water Heater | E1 |  | Codes & Standards Forecast | 0 | 19970.0249 | 25828.2731 | 30406.6467 | 33978.452 | 36730.2008 | 38863.5162 | 40523.897 | 41811.2419 | 42791.1348 | 37843.0605 | 35016.5588 | 33640.6893 | 33230.4198 | 33438.0672 | 38854.1858 | 40091.8962 | 41027.0713 | 41721.5369 | 41141.2503 | 39989.0502 | 38688.8885 | 37479.6984 | 36480.1288 | 35273.2812 | 35056.0094 | 35407.8651 | 36050.3542 | 36598.0469 | 38076.1575 | 37994.6335 | 37625.1327 | 37082.4076
Commercial_Lodging_Existing_Water Heating_Natural Gas_Water Heater_E2_Codes & Standards Forecast | Commercial | Lodging | Existing | Water Heating | Natural Gas | Water Heater | E2 |  | Codes & Standards Forecast | 0 | 0 | 0 | 0 | 0 | 0 | 0 | 0 | 0 | 0 | 0 | 0 | 0 | 0 | 0 | 0 | 0 | 0 | 0 | 0 | 0 | 0 | 0 | 0 | 0 | 0 | 0 | 0 | 0 | 0 | 0 | 0 | 0
Commercial_Lodging_Existing_Water Heating_Natural Gas_Water Heater_E3_Codes & Standards Forecast | Commercial | Lodging | Existing | Water Heating | Natural Gas | Water Heater | E3 |  | Codes & Standards Forecast | 0 | 0 | 0 | 0 | 0 | 0 | 0 | 0 | 0 | 0 | 0 | 0 | 0 | 0 | 0 | 0 | 0 | 0 | 0 | 0 | 0 | 0 | 0 | 0 | 0 | 0 | 0 | 0 | 0 | 0 | 0 | 0 | 0
Commercial_Lodging_Existing_Water Heating_Natural Gas_Water Heater_E4_Codes & Standards Forecast | Commercial | Lodging | Existing | Water Heating | Natural Gas | Water Heater | E4 |  | Codes & Standards Forecast | 0 | 0 | 0 | 0 | 0 | 0 | 0 | 0 | 0 | 0 | 0 | 0 | 0 | 0 | 0 | 0 | 0 | 0 | 0 | 0 | 0 | 0 | 0 | 0 | 0 | 0 | 0 | 0 | 0 | 0 | 0 | 0 | 0
Commercial_Lodging_Existing_Water Heating_Natural Gas_Water Heater_E5_Codes & Standards Forecast | Commercial | Lodging | Existing | Water Heating | Natural Gas | Water Heater | E5 |  | Codes & Standards Forecast | 0 | 0 | 0 | 0 | 0 | 0 | 0 | 0 | 0 | 0 | 0 | 0 | 0 | 0 | 0 | 0 | 0 | 0 | 0 | 0 | 0 | 0 | 0 | 0 | 0 | 0 | 0 | 0 | 0 | 0 | 0 | 0 | 0
Commercial_Lodging_Existing_Water Heating_Natural Gas_Water Heater_E6_Codes & Standards Forecast | Commercial | Lodging | Existing | Water Heating | Natural Gas | Water Heater | E6 |  | Codes & Standards Forecast | 0 | 0 | 0 | 0 | 0 | 0 | 0 | 0 | 0 | 0 | 0 | 0 | 0 | 0 | 0 | 0 | 0 | 0 | 0 | 0 | 0 | 0 | 0 | 0 | 0 | 0 | 0 | 0 | 0 | 0 | 0 | 0 | 0
Commercial_Lodging_Existing_Water Heating_Natural Gas_Water Heater_E7_Codes & Standards Forecast | Commercial | Lodging | Existing | Water Heating | Natural Gas | Water Heater | E7 |  | Codes & Standards Forecast | 0 | 0 | 0 | 0 | 0 | 0 | 0 | 0 | 0 | 0 | 0 | 0 | 0 | 0 | 0 | 0 | 0 | 0 | 0 | 0 | 0 | 0 | 0 | 0 | 0 | 0 | 0 | 0 | 0 | 0 | 0 | 0 | 0
Commercial_Lodging_Existing_Water Heating_Natural Gas_Water Heater_E8_Codes & Standards Forecast | Commercial | Lodging | Existing | Water Heating | Natural Gas | Water Heater | E8 |  | Codes & Standards Forecast | 0 | 0 | 0 | 0 | 0 | 0 | 0 | 0 | 0 | 0 | 0 | 0 | 0 | 0 | 0 | 0 | 0 | 0 | 0 | 0 | 0 | 0 | 0 | 0 | 0 | 0 | 0 | 0 | 0 | 0 | 0 | 0 | 0
Commercial_Lodging_Existing_Water Heating_Natural Gas_Water Heater_E9_Codes & Standards Forecast | Commercial | Lodging | Existing | Water Heating | Natural Gas | Water Heater | E9 |  | Codes & Standards Forecast | 0 | 0 | 0 | 0 | 0 | 0 | 0 | 0 | 0 | 0 | 0 | 0 | 0 | 0 | 0 | 0 | 0 | 0 | 0 | 0 | 0 | 0 | 0 | 0 | 0 | 0 | 0 | 0 | 0 | 0 | 0 | 0 | 0
Commercial_Lodging_Existing_Water Heating_Natural Gas_Water Heater_E10_Codes & Standards Forecast | Commercial | Lodging | Existing | Water Heating | Natural Gas | Water Heater | E10 |  | Codes & Standards Forecast | 0 | 0 | 0 | 0 | 0 | 0 | 0 | 0 | 0 | 0 | 0 | 0 | 0 | 0 | 0 | 0 | 0 | 0 | 0 | 0 | 0 | 0 | 0 | 0 | 0 | 0 | 0 | 0 | 0 | 0 | 0 | 0 | 0
Commercial_Lodging_Existing_Food Preparation_Natural Gas_Oven_E1_Codes & Standards Forecast | Commercial | Lodging | Existing | Food Preparation | Natural Gas | Oven | E1 |  | Codes & Standards Forecast | 0 | 2224.5226 | 2877.091 | 3387.0901 | 3784.9645 | 4091.4903 | 4329.1269 | 4514.0818 | 4657.4831 | 4766.6364 | 4848.1931 | 4907.7842 | 4323.4843 | 3980.7382 | 3804.0929 | 3738.9406 | 3746.0039 | 4330.319 | 4456.6698 | 4551.6835 | 4621.7259 | 4671.893 | 4706.278 | 4610.0574 | 4458.1978 | 4295.5201 | 4146.9498 | 4024.5525 | 3882.2306 | 3849.8245 | 3881.0764 | 3945.2959 | 4022.8131
Commercial_Lodging_Existing_Food Preparation_Natural Gas_Oven_E2_Codes & Standards Forecast | Commercial | Lodging | Existing | Food Preparation | Natural Gas | Oven | E2 |  | Codes & Standards Forecast | 0 | 0 | 0 | 0 | 0 | 0 | 0 | 0 | 0 | 0 | 0 | 0 | 0 | 0 | 0 | 0 | 0 | 0 | 0 | 0 | 0 | 0 | 0 | 0 | 0 | 0 | 0 | 0 | 0 | 0 | 0 | 0 | 0
Commercial_Lodging_Existing_Food Preparation_Natural Gas_Oven_E3_Codes & Standards Forecast | Commercial | Lodging | Existing | Food Preparation | Natural Gas | Oven | E3 |  | Codes & Standards Forecast | 0 | 0 | 0 | 0 | 0 | 0 | 0 | 0 | 0 | 0 | 0 | 0 | 0 | 0 | 0 | 0 | 0 | 0 | 0 | 0 | 0 | 0 | 0 | 0 | 0 | 0 | 0 | 0 | 0 | 0 | 0 | 0 | 0
Commercial_Lodging_Existing_Food Preparation_Natural Gas_Oven_E4_Codes & Standards Forecast | Commercial | Lodging | Existing | Food Preparation | Natural Gas | Oven | E4 |  | Codes & Standards Forecast | 0 | 0 | 0 | 0 | 0 | 0 | 0 | 0 | 0 | 0 | 0 | 0 | 0 | 0 | 0 | 0 | 0 | 0 | 0 | 0 | 0 | 0 | 0 | 0 | 0 | 0 | 0 | 0 | 0 | 0 | 0 | 0 | 0
Commercial_Lodging_Existing_Food Preparation_Natural Gas_Oven_E5_Codes & Standards Forecast | Commercial | Lodging | Existing | Food Preparation | Natural Gas | Oven | E5 |  | Codes & Standards Forecast | 0 | 0 | 0 | 0 | 0 | 0 | 0 | 0 | 0 | 0 | 0 | 0 | 0 | 0 | 0 | 0 | 0 | 0 | 0 | 0 | 0 | 0 | 0 | 0 | 0 | 0 | 0 | 0 | 0 | 0 | 0 | 0 | 0
Commercial_Lodging_Existing_Food Preparation_Natural Gas_Oven_E6_Codes & Standards Forecast | Commercial | Lodging | Existing | Food Preparation | Natural Gas | Oven | E6 |  | Codes & Standards Forecast | 0 | 0 | 0 | 0 | 0 | 0 | 0 | 0 | 0 | 0 | 0 | 0 | 0 | 0 | 0 | 0 | 0 | 0 | 0 | 0 | 0 | 0 | 0 | 0 | 0 | 0 | 0 | 0 | 0 | 0 | 0 | 0 | 0
Commercial_Lodging_Existing_Food Preparation_Natural Gas_Oven_E7_Codes & Standards Forecast | Commercial | Lodging | Existing | Food Preparation | Natural Gas | Oven | E7 |  | Codes & Standards Forecast | 0 | 0 | 0 | 0 | 0 | 0 | 0 | 0 | 0 | 0 | 0 | 0 | 0 | 0 | 0 | 0 | 0 | 0 | 0 | 0 | 0 | 0 | 0 | 0 | 0 | 0 | 0 | 0 | 0 | 0 | 0 | 0 | 0
Commercial_Lodging_Existing_Food Preparation_Natural Gas_Oven_E8_Codes & Standards Forecast | Commercial | Lodging | Existing | Food Preparation | Natural Gas | Oven | E8 |  | Codes & Standards Forecast | 0 | 0 | 0 | 0 | 0 | 0 | 0 | 0 | 0 | 0 | 0 | 0 | 0 | 0 | 0 | 0 | 0 | 0 | 0 | 0 | 0 | 0 | 0 | 0 | 0 | 0 | 0 | 0 | 0 | 0 | 0 | 0 | 0
Commercial_Lodging_Existing_Food Preparation_Natural Gas_Oven_E9_Codes & Standards Forecast | Commercial | Lodging | Existing | Food Preparation | Natural Gas | Oven | E9 |  | Codes & Standards Forecast | 0 | 0 | 0 | 0 | 0 | 0 | 0 | 0 | 0 | 0 | 0 | 0 | 0 | 0 | 0 | 0 | 0 | 0 | 0 | 0 | 0 | 0 | 0 | 0 | 0 | 0 | 0 | 0 | 0 | 0 | 0 | 0 | 0
Commercial_Lodging_Existing_Food Preparation_Natural Gas_Oven_E10_Codes & Standards Forecast | Commercial | Lodging | Existing | Food Preparation | Natural Gas | Oven | E10 |  | Codes & Standards Forecast | 0 | 0 | 0 | 0 | 0 | 0 | 0 | 0 | 0 | 0 | 0 | 0 | 0 | 0 | 0 | 0 | 0 | 0 | 0 | 0 | 0 | 0 | 0 | 0 | 0 | 0 | 0 | 0 | 0 | 0 | 0 | 0 | 0
Commercial_Lodging_Existing_Food Preparation_Natural Gas_Conveyor Oven_E1_Codes & Standards Forecast | Commercial | Lodging | Existing | Food Preparation | Natural Gas | Conveyor Oven | E1 |  | Codes & Standards Forecast | 0 | 785.1256 | 1015.4439 | 1195.4436 | 1335.8698 | 1444.0554 | 1527.9271 | 1593.2053 | 1643.8176 | 1682.3423 | 1711.127 | 1732.1591 | 1746.9628 | 1756.7722 | 1762.5691 | 1765.1994 | 1765.3204 | 1548.2083 | 1417.4692 | 1346.4856 | 1315.8962 | 1311.7614 | 1507.2063 | 1546.355 | 1575.5563 | 1596.832 | 1611.8003 | 1621.7491 | 1627.7033 | 1630.4787 | 1630.7245 | 1628.9571 | 1625.6437
Commercial_Lodging_Existing_Food Preparation_Natural Gas_Conveyor Oven_E2_Codes & Standards Forecast | Commercial | Lodging | Existing | Food Preparation | Natural Gas | Conveyor Oven | E2 |  | Codes & Standards Forecast | 0 | 0 | 0 | 0 | 0 | 0 | 0 | 0 | 0 | 0 | 0 | 0 | 0 | 0 | 0 | 0 | 0 | 0 | 0 | 0 | 0 | 0 | 0 | 0 | 0 | 0 | 0 | 0 | 0 | 0 | 0 | 0 | 0
Commercial_Lodging_Existing_Food Preparation_Natural Gas_Conveyor Oven_E3_Codes & Standards Forecast | Commercial | Lodging | Existing | Food Preparation | Natural Gas | Conveyor Oven | E3 |  | Codes & Standards Forecast | 0 | 0 | 0 | 0 | 0 | 0 | 0 | 0 | 0 | 0 | 0 | 0 | 0 | 0 | 0 | 0 | 0 | 0 | 0 | 0 | 0 | 0 | 0 | 0 | 0 | 0 | 0 | 0 | 0 | 0 | 0 | 0 | 0
Commercial_Lodging_Existing_Food Preparation_Natural Gas_Conveyor Oven_E4_Codes & Standards Forecast | Commercial | Lodging | Existing | Food Preparation | Natural Gas | Conveyor Oven | E4 |  | Codes & Standards Forecast | 0 | 0 | 0 | 0 | 0 | 0 | 0 | 0 | 0 | 0 | 0 | 0 | 0 | 0 | 0 | 0 | 0 | 0 | 0 | 0 | 0 | 0 | 0 | 0 | 0 | 0 | 0 | 0 | 0 | 0 | 0 | 0 | 0
Commercial_Lodging_Existing_Food Preparation_Natural Gas_Conveyor Oven_E5_Codes & Standards Forecast | Commercial | Lodging | Existing | Food Preparation | Natural Gas | Conveyor Oven | E5 |  | Codes & Standards Forecast | 0 | 0 | 0 | 0 | 0 | 0 | 0 | 0 | 0 | 0 | 0 | 0 | 0 | 0 | 0 | 0 | 0 | 0 | 0 | 0 | 0 | 0 | 0 | 0 | 0 | 0 | 0 | 0 | 0 | 0 | 0 | 0 | 0
Commercial_Lodging_Existing_Food Preparation_Natural Gas_Conveyor Oven_E6_Codes & Standards Forecast | Commercial | Lodging | Existing | Food Preparation | Natural Gas | Conveyor Oven | E6 |  | Codes & Standards Forecast | 0 | 0 | 0 | 0 | 0 | 0 | 0 | 0 | 0 | 0 | 0 | 0 | 0 | 0 | 0 | 0 | 0 | 0 | 0 | 0 | 0 | 0 | 0 | 0 | 0 | 0 | 0 | 0 | 0 | 0 | 0 | 0 | 0
Commercial_Lodging_Existing_Food Preparation_Natural Gas_Conveyor Oven_E7_Codes & Standards Forecast | Commercial | Lodging | Existing | Food Preparation | Natural Gas | Conveyor Oven | E7 |  | Codes & Standards Forecast | 0 | 0 | 0 | 0 | 0 | 0 | 0 | 0 | 0 | 0 | 0 | 0 | 0 | 0 | 0 | 0 | 0 | 0 | 0 | 0 | 0 | 0 | 0 | 0 | 0 | 0 | 0 | 0 | 0 | 0 | 0 | 0 | 0
Commercial_Lodging_Existing_Food Preparation_Natural Gas_Conveyor Oven_E8_Codes & Standards Forecast | Commercial | Lodging | Existing | Food Preparation | Natural Gas | Conveyor Oven | E8 |  | Codes & Standards Forecast | 0 | 0 | 0 | 0 | 0 | 0 | 0 | 0 | 0 | 0 | 0 | 0 | 0 | 0 | 0 | 0 | 0 | 0 | 0 | 0 | 0 | 0 | 0 | 0 | 0 | 0 | 0 | 0 | 0 | 0 | 0 | 0 | 0
Commercial_Lodging_Existing_Food Preparation_Natural Gas_Conveyor Oven_E9_Codes & Standards Forecast | Commercial | Lodging | Existing | Food Preparation | Natural Gas | Conveyor Oven | E9 |  | Codes & Standards Forecast | 0 | 0 | 0 | 0 | 0 | 0 | 0 | 0 | 0 | 0 | 0 | 0 | 0 | 0 | 0 | 0 | 0 | 0 | 0 | 0 | 0 | 0 | 0 | 0 | 0 | 0 | 0 | 0 | 0 | 0 | 0 | 0 | 0
Commercial_Lodging_Existing_Food Preparation_Natural Gas_Conveyor Oven_E10_Codes & Standards Forecast | Commercial | Lodging | Existing | Food Preparation | Natural Gas | Conveyor Oven | E10 |  | Codes & Standards Forecast | 0 | 0 | 0 | 0 | 0 | 0 | 0 | 0 | 0 | 0 | 0 | 0 | 0 | 0 | 0 | 0 | 0 | 0 | 0 | 0 | 0 | 0 | 0 | 0 | 0 | 0 | 0 | 0 | 0 | 0 | 0 | 0 | 0
Commercial_Lodging_Existing_Food Preparation_Natural Gas_Double Rack Oven_E1_Codes & Standards Forecast | Commercial | Lodging | Existing | Food Preparation | Natural Gas | Double Rack Oven | E1 |  | Codes & Standards Forecast | 0 | 1112.2613 | 1438.5455 | 1693.5451 | 1892.4823 | 2045.7452 | 2164.5634 | 2257.0409 | 2328.7416 | 2383.3182 | 2424.0966 | 2453.8921 | 2161.7422 | 1990.3691 | 1902.0465 | 1869.4703 | 1873.0019 | 2165.1595 | 2228.3349 | 2275.8418 | 2310.8629 | 2335.9465 | 2353.139 | 2305.0287 | 2229.0989 | 2147.76 | 2073.4749 | 2012.2762 | 1941.1153 | 1924.9123 | 1940.5382 | 1972.6479 | 2011.4066
Commercial_Lodging_Existing_Food Preparation_Natural Gas_Double Rack Oven_E2_Codes & Standards Forecast | Commercial | Lodging | Existing | Food Preparation | Natural Gas | Double Rack Oven | E2 |  | Codes & Standards Forecast | 0 | 0 | 0 | 0 | 0 | 0 | 0 | 0 | 0 | 0 | 0 | 0 | 0 | 0 | 0 | 0 | 0 | 0 | 0 | 0 | 0 | 0 | 0 | 0 | 0 | 0 | 0 | 0 | 0 | 0 | 0 | 0 | 0
Commercial_Lodging_Existing_Food Preparation_Natural Gas_Double Rack Oven_E3_Codes & Standards Forecast | Commercial | Lodging | Existing | Food Preparation | Natural Gas | Double Rack Oven | E3 |  | Codes & Standards Forecast | 0 | 0 | 0 | 0 | 0 | 0 | 0 | 0 | 0 | 0 | 0 | 0 | 0 | 0 | 0 | 0 | 0 | 0 | 0 | 0 | 0 | 0 | 0 | 0 | 0 | 0 | 0 | 0 | 0 | 0 | 0 | 0 | 0
Commercial_Lodging_Existing_Food Preparation_Natural Gas_Double Rack Oven_E4_Codes & Standards Forecast | Commercial | Lodging | Existing | Food Preparation | Natural Gas | Double Rack Oven | E4 |  | Codes & Standards Forecast | 0 | 0 | 0 | 0 | 0 | 0 | 0 | 0 | 0 | 0 | 0 | 0 | 0 | 0 | 0 | 0 | 0 | 0 | 0 | 0 | 0 | 0 | 0 | 0 | 0 | 0 | 0 | 0 | 0 | 0 | 0 | 0 | 0
Commercial_Lodging_Existing_Food Preparation_Natural Gas_Double Rack Oven_E5_Codes & Standards Forecast | Commercial | Lodging | Existing | Food Preparation | Natural Gas | Double Rack Oven | E5 |  | Codes & Standards Forecast | 0 | 0 | 0 | 0 | 0 | 0 | 0 | 0 | 0 | 0 | 0 | 0 | 0 | 0 | 0 | 0 | 0 | 0 | 0 | 0 | 0 | 0 | 0 | 0 | 0 | 0 | 0 | 0 | 0 | 0 | 0 | 0 | 0
Commercial_Lodging_Existing_Food Preparation_Natural Gas_Double Rack Oven_E6_Codes & Standards Forecast | Commercial | Lodging | Existing | Food Preparation | Natural Gas | Double Rack Oven | E6 |  | Codes & Standards Forecast | 0 | 0 | 0 | 0 | 0 | 0 | 0 | 0 | 0 | 0 | 0 | 0 | 0 | 0 | 0 | 0 | 0 | 0 | 0 | 0 | 0 | 0 | 0 | 0 | 0 | 0 | 0 | 0 | 0 | 0 | 0 | 0 | 0
Commercial_Lodging_Existing_Food Preparation_Natural Gas_Double Rack Oven_E7_Codes & Standards Forecast | Commercial | Lodging | Existing | Food Preparation | Natural Gas | Double Rack Oven | E7 |  | Codes & Standards Forecast | 0 | 0 | 0 | 0 | 0 | 0 | 0 | 0 | 0 | 0 | 0 | 0 | 0 | 0 | 0 | 0 | 0 | 0 | 0 | 0 | 0 | 0 | 0 | 0 | 0 | 0 | 0 | 0 | 0 | 0 | 0 | 0 | 0
Commercial_Lodging_Existing_Food Preparation_Natural Gas_Double Rack Oven_E8_Codes & Standards Forecast | Commercial | Lodging | Existing | Food Preparation | Natural Gas | Double Rack Oven | E8 |  | Codes & Standards Forecast | 0 | 0 | 0 | 0 | 0 | 0 | 0 | 0 | 0 | 0 | 0 | 0 | 0 | 0 | 0 | 0 | 0 | 0 | 0 | 0 | 0 | 0 | 0 | 0 | 0 | 0 | 0 | 0 | 0 | 0 | 0 | 0 | 0
Commercial_Lodging_Existing_Food Preparation_Natural Gas_Double Rack Oven_E9_Codes & Standards Forecast | Commercial | Lodging | Existing | Food Preparation | Natural Gas | Double Rack Oven | E9 |  | Codes & Standards Forecast | 0 | 0 | 0 | 0 | 0 | 0 | 0 | 0 | 0 | 0 | 0 | 0 | 0 | 0 | 0 | 0 | 0 | 0 | 0 | 0 | 0 | 0 | 0 | 0 | 0 | 0 | 0 | 0 | 0 | 0 | 0 | 0 | 0
Commercial_Lodging_Existing_Food Preparation_Natural Gas_Double Rack Oven_E10_Codes & Standards Forecast | Commercial | Lodging | Existing | Food Preparation | Natural Gas | Double Rack Oven | E10 |  | Codes & Standards Forecast | 0 | 0 | 0 | 0 | 0 | 0 | 0 | 0 | 0 | 0 | 0 | 0 | 0 | 0 | 0 | 0 | 0 | 0 | 0 | 0 | 0 | 0 | 0 | 0 | 0 | 0 | 0 | 0 | 0 | 0 | 0 | 0 | 0
Commercial_Lodging_Existing_Food Preparation_Natural Gas_Fryer_E1_Codes & Standards Forecast | Commercial | Lodging | Existing | Food Preparation | Natural Gas | Fryer | E1 |  | Codes & Standards Forecast | 0 | 3456.7107 | 4871.9645 | 0 | 0 | 0 | 0 | 0 | 0 | 0 | 0 | 0 | 0 | 0 | 0 | 0 | 0 | 0 | 0 | 0 | 0 | 0 | 0 | 0 | 0 | 0 | 0 | 0 | 0 | 0 | 0 | 0 | 0
Commercial_Lodging_Existing_Food Preparation_Natural Gas_Fryer_E2_Codes & Standards Forecast | Commercial | Lodging | Existing | Food Preparation | Natural Gas | Fryer | E2 |  | Codes & Standards Forecast | 0 | 0 | 0 | 5909.7497 | 6667.7644 | 7213.3084 | 6211.3215 | 5810.0511 | 5765.7659 | 5918.9991 | 6946.9329 | 7017.5107 | 6891.6704 | 6725.9322 | 6593.6482 | 6395.2245 | 6397.2424 | 6447.2002 | 6488.1767 | 6684.2646 | 6566.4221 | 6434.3486 | 6338.5797 | 6284.2639 | 6276.0852 | 6286.0592 | 6271.8763 | 6235.6961 | 6230.215 | 6153.1543 | 6094.4012 | 6054.8001 | 6025.5433
Commercial_Lodging_Existing_Food Preparation_Natural Gas_Fryer_E3_Codes & Standards Forecast | Commercial | Lodging | Existing | Food Preparation | Natural Gas | Fryer | E3 |  | Codes & Standards Forecast | 0 | 0 | 0 | 0 | 0 | 0 | 0 | 0 | 0 | 0 | 0 | 0 | 0 | 0 | 0 | 0 | 0 | 0 | 0 | 0 | 0 | 0 | 0 | 0 | 0 | 0 | 0 | 0 | 0 | 0 | 0 | 0 | 0
Commercial_Lodging_Existing_Food Preparation_Natural Gas_Fryer_E4_Codes & Standards Forecast | Commercial | Lodging | Existing | Food Preparation | Natural Gas | Fryer | E4 |  | Codes & Standards Forecast | 0 | 0 | 0 | 0 | 0 | 0 | 0 | 0 | 0 | 0 | 0 | 0 | 0 | 0 | 0 | 0 | 0 | 0 | 0 | 0 | 0 | 0 | 0 | 0 | 0 | 0 | 0 | 0 | 0 | 0 | 0 | 0 | 0
Commercial_Lodging_Existing_Food Preparation_Natural Gas_Fryer_E5_Codes & Standards Forecast | Commercial | Lodging | Existing | Food Preparation | Natural Gas | Fryer | E5 |  | Codes & Standards Forecast | 0 | 0 | 0 | 0 | 0 | 0 | 0 | 0 | 0 | 0 | 0 | 0 | 0 | 0 | 0 | 0 | 0 | 0 | 0 | 0 | 0 | 0 | 0 | 0 | 0 | 0 | 0 | 0 | 0 | 0 | 0 | 0 | 0
Commercial_Lodging_Existing_Food Preparation_Natural Gas_Fryer_E6_Codes & Standards Forecast | Commercial | Lodging | Existing | Food Preparation | Natural Gas | Fryer | E6 |  | Codes & Standards Forecast | 0 | 0 | 0 | 0 | 0 | 0 | 0 | 0 | 0 | 0 | 0 | 0 | 0 | 0 | 0 | 0 | 0 | 0 | 0 | 0 | 0 | 0 | 0 | 0 | 0 | 0 | 0 | 0 | 0 | 0 | 0 | 0 | 0
Commercial_Lodging_Existing_Food Preparation_Natural Gas_Fryer_E7_Codes & Standards Forecast | Commercial | Lodging | Existing | Food Preparation | Natural Gas | Fryer | E7 |  | Codes & Standards Forecast | 0 | 0 | 0 | 0 | 0 | 0 | 0 | 0 | 0 | 0 | 0 | 0 | 0 | 0 | 0 | 0 | 0 | 0 | 0 | 0 | 0 | 0 | 0 | 0 | 0 | 0 | 0 | 0 | 0 | 0 | 0 | 0 | 0
Commercial_Lodging_Existing_Food Preparation_Natural Gas_Fryer_E8_Codes & Standards Forecast | Commercial | Lodging | Existing | Food Preparation | Natural Gas | Fryer | E8 |  | Codes & Standards Forecast | 0 | 0 | 0 | 0 | 0 | 0 | 0 | 0 | 0 | 0 | 0 | 0 | 0 | 0 | 0 | 0 | 0 | 0 | 0 | 0 | 0 | 0 | 0 | 0 | 0 | 0 | 0 | 0 | 0 | 0 | 0 | 0 | 0
Commercial_Lodging_Existing_Food Preparation_Natural Gas_Fryer_E9_Codes & Standards Forecast | Commercial | Lodging | Existing | Food Preparation | Natural Gas | Fryer | E9 |  | Codes & Standards Forecast | 0 | 0 | 0 | 0 | 0 | 0 | 0 | 0 | 0 | 0 | 0 | 0 | 0 | 0 | 0 | 0 | 0 | 0 | 0 | 0 | 0 | 0 | 0 | 0 | 0 | 0 | 0 | 0 | 0 | 0 | 0 | 0 | 0
Commercial_Lodging_Existing_Food Preparation_Natural Gas_Fryer_E10_Codes & Standards Forecast | Commercial | Lodging | Existing | Food Preparation | Natural Gas | Fryer | E10 |  | Codes & Standards Forecast | 0 | 0 | 0 | 0 | 0 | 0 | 0 | 0 | 0 | 0 | 0 | 0 | 0 | 0 | 0 | 0 | 0 | 0 | 0 | 0 | 0 | 0 | 0 | 0 | 0 | 0 | 0 | 0 | 0 | 0 | 0 | 0 | 0
Commercial_Lodging_Existing_Food Preparation_Natural Gas_Broiler_E1_Codes & Standards Forecast | Commercial | Lodging | Existing | Food Preparation | Natural Gas | Broiler | E1 |  | Codes & Standards Forecast | 0 | 1689.9474 | 2185.697 | 2573.1382 | 2875.3994 | 3108.264 | 3288.7941 | 3429.3025 | 3538.243 | 3621.1657 | 3683.1235 | 3728.3942 | 3284.5075 | 3024.1267 | 2889.931 | 2840.4355 | 2845.8014 | 3289.6997 | 3385.6871 | 3457.8681 | 3511.0786 | 3549.19 | 3575.312 | 3502.2141 | 3386.848 | 3263.2633 | 3150.3959 | 3057.412 | 2949.2915 | 2924.6729 | 2948.4147 | 2997.2015 | 3056.0906
Commercial_Lodging_Existing_Food Preparation_Natural Gas_Broiler_E2_Codes & Standards Forecast | Commercial | Lodging | Existing | Food Preparation | Natural Gas | Broiler | E2 |  | Codes & Standards Forecast | 0 | 0 | 0 | 0 | 0 | 0 | 0 | 0 | 0 | 0 | 0 | 0 | 0 | 0 | 0 | 0 | 0 | 0 | 0 | 0 | 0 | 0 | 0 | 0 | 0 | 0 | 0 | 0 | 0 | 0 | 0 | 0 | 0
Commercial_Lodging_Existing_Food Preparation_Natural Gas_Broiler_E3_Codes & Standards Forecast | Commercial | Lodging | Existing | Food Preparation | Natural Gas | Broiler | E3 |  | Codes & Standards Forecast | 0 | 0 | 0 | 0 | 0 | 0 | 0 | 0 | 0 | 0 | 0 | 0 | 0 | 0 | 0 | 0 | 0 | 0 | 0 | 0 | 0 | 0 | 0 | 0 | 0 | 0 | 0 | 0 | 0 | 0 | 0 | 0 | 0
Commercial_Lodging_Existing_Food Preparation_Natural Gas_Broiler_E4_Codes & Standards Forecast | Commercial | Lodging | Existing | Food Preparation | Natural Gas | Broiler | E4 |  | Codes & Standards Forecast | 0 | 0 | 0 | 0 | 0 | 0 | 0 | 0 | 0 | 0 | 0 | 0 | 0 | 0 | 0 | 0 | 0 | 0 | 0 | 0 | 0 | 0 | 0 | 0 | 0 | 0 | 0 | 0 | 0 | 0 | 0 | 0 | 0
Commercial_Lodging_Existing_Food Preparation_Natural Gas_Broiler_E5_Codes & Standards Forecast | Commercial | Lodging | Existing | Food Preparation | Natural Gas | Broiler | E5 |  | Codes & Standards Forecast | 0 | 0 | 0 | 0 | 0 | 0 | 0 | 0 | 0 | 0 | 0 | 0 | 0 | 0 | 0 | 0 | 0 | 0 | 0 | 0 | 0 | 0 | 0 | 0 | 0 | 0 | 0 | 0 | 0 | 0 | 0 | 0 | 0
Commercial_Lodging_Existing_Food Preparation_Natural Gas_Broiler_E6_Codes & Standards Forecast | Commercial | Lodging | Existing | Food Preparation | Natural Gas | Broiler | E6 |  | Codes & Standards Forecast | 0 | 0 | 0 | 0 | 0 | 0 | 0 | 0 | 0 | 0 | 0 | 0 | 0 | 0 | 0 | 0 | 0 | 0 | 0 | 0 | 0 | 0 | 0 | 0 | 0 | 0 | 0 | 0 | 0 | 0 | 0 | 0 | 0
Commercial_Lodging_Existing_Food Preparation_Natural Gas_Broiler_E7_Codes & Standards Forecast | Commercial | Lodging | Existing | Food Preparation | Natural Gas | Broiler | E7 |  | Codes & Standards Forecast | 0 | 0 | 0 | 0 | 0 | 0 | 0 | 0 | 0 | 0 | 0 | 0 | 0 | 0 | 0 | 0 | 0 | 0 | 0 | 0 | 0 | 0 | 0 | 0 | 0 | 0 | 0 | 0 | 0 | 0 | 0 | 0 | 0
Commercial_Lodging_Existing_Food Preparation_Natural Gas_Broiler_E8_Codes & Standards Forecast | Commercial | Lodging | Existing | Food Preparation | Natural Gas | Broiler | E8 |  | Codes & Standards Forecast | 0 | 0 | 0 | 0 | 0 | 0 | 0 | 0 | 0 | 0 | 0 | 0 | 0 | 0 | 0 | 0 | 0 | 0 | 0 | 0 | 0 | 0 | 0 | 0 | 0 | 0 | 0 | 0 | 0 | 0 | 0 | 0 | 0
Commercial_Lodging_Existing_Food Preparation_Natural Gas_Broiler_E9_Codes & Standards Forecast | Commercial | Lodging | Existing | Food Preparation | Natural Gas | Broiler | E9 |  | Codes & Standards Forecast | 0 | 0 | 0 | 0 | 0 | 0 | 0 | 0 | 0 | 0 | 0 | 0 | 0 | 0 | 0 | 0 | 0 | 0 | 0 | 0 | 0 | 0 | 0 | 0 | 0 | 0 | 0 | 0 | 0 | 0 | 0 | 0 | 0
Commercial_Lodging_Existing_Food Preparation_Natural Gas_Broiler_E10_Codes & Standards Forecast | Commercial | Lodging | Existing | Food Preparation | Natural Gas | Broiler | E10 |  | Codes & Standards Forecast | 0 | 0 | 0 | 0 | 0 | 0 | 0 | 0 | 0 | 0 | 0 | 0 | 0 | 0 | 0 | 0 | 0 | 0 | 0 | 0 | 0 | 0 | 0 | 0 | 0 | 0 | 0 | 0 | 0 | 0 | 0 | 0 | 0
Commercial_Lodging_Existing_Food Preparation_Natural Gas_Griddle_E1_Codes & Standards Forecast | Commercial | Lodging | Existing | Food Preparation | Natural Gas | Griddle | E1 |  | Codes & Standards Forecast | 0 | 4518.0227 | 5843.3941 | 6879.2063 | 7687.2923 | 8309.8485 | 8792.4903 | 9168.1352 | 9459.3843 | 9681.0755 | 9846.7179 | 9967.7477 | 8781.0301 | 8084.9101 | 7726.1422 | 7593.8173 | 7608.1629 | 8794.9115 | 9051.5309 | 9244.5045 | 9386.7611 | 9488.6509 | 9558.4871 | 9363.0623 | 9054.6344 | 8724.2346 | 8422.4871 | 8173.8973 | 7884.8404 | 7819.0234 | 7882.4963 | 8012.9266 | 8170.3646
Commercial_Lodging_Existing_Food Preparation_Natural Gas_Griddle_E2_Codes & Standards Forecast | Commercial | Lodging | Existing | Food Preparation | Natural Gas | Griddle | E2 |  | Codes & Standards Forecast | 0 | 0 | 0 | 0 | 0 | 0 | 0 | 0 | 0 | 0 | 0 | 0 | 0 | 0 | 0 | 0 | 0 | 0 | 0 | 0 | 0 | 0 | 0 | 0 | 0 | 0 | 0 | 0 | 0 | 0 | 0 | 0 | 0
Commercial_Lodging_Existing_Food Preparation_Natural Gas_Griddle_E3_Codes & Standards Forecast | Commercial | Lodging | Existing | Food Preparation | Natural Gas | Griddle | E3 |  | Codes & Standards Forecast | 0 | 0 | 0 | 0 | 0 | 0 | 0 | 0 | 0 | 0 | 0 | 0 | 0 | 0 | 0 | 0 | 0 | 0 | 0 | 0 | 0 | 0 | 0 | 0 | 0 | 0 | 0 | 0 | 0 | 0 | 0 | 0 | 0
Commercial_Lodging_Existing_Food Preparation_Natural Gas_Griddle_E4_Codes & Standards Forecast | Commercial | Lodging | Existing | Food Preparation | Natural Gas | Griddle | E4 |  | Codes & Standards Forecast | 0 | 0 | 0 | 0 | 0 | 0 | 0 | 0 | 0 | 0 | 0 | 0 | 0 | 0 | 0 | 0 | 0 | 0 | 0 | 0 | 0 | 0 | 0 | 0 | 0 | 0 | 0 | 0 | 0 | 0 | 0 | 0 | 0
Commercial_Lodging_Existing_Food Preparation_Natural Gas_Griddle_E5_Codes & Standards Forecast | Commercial | Lodging | Existing | Food Preparation | Natural Gas | Griddle | E5 |  | Codes & Standards Forecast | 0 | 0 | 0 | 0 | 0 | 0 | 0 | 0 | 0 | 0 | 0 | 0 | 0 | 0 | 0 | 0 | 0 | 0 | 0 | 0 | 0 | 0 | 0 | 0 | 0 | 0 | 0 | 0 | 0 | 0 | 0 | 0 | 0
Commercial_Lodging_Existing_Food Preparation_Natural Gas_Griddle_E6_Codes & Standards Forecast | Commercial | Lodging | Existing | Food Preparation | Natural Gas | Griddle | E6 |  | Codes & Standards Forecast | 0 | 0 | 0 | 0 | 0 | 0 | 0 | 0 | 0 | 0 | 0 | 0 | 0 | 0 | 0 | 0 | 0 | 0 | 0 | 0 | 0 | 0 | 0 | 0 | 0 | 0 | 0 | 0 | 0 | 0 | 0 | 0 | 0
Commercial_Lodging_Existing_Food Preparation_Natural Gas_Griddle_E7_Codes & Standards Forecast | Commercial | Lodging | Existing | Food Preparation | Natural Gas | Griddle | E7 |  | Codes & Standards Forecast | 0 | 0 | 0 | 0 | 0 | 0 | 0 | 0 | 0 | 0 | 0 | 0 | 0 | 0 | 0 | 0 | 0 | 0 | 0 | 0 | 0 | 0 | 0 | 0 | 0 | 0 | 0 | 0 | 0 | 0 | 0 | 0 | 0
Commercial_Lodging_Existing_Food Preparation_Natural Gas_Griddle_E8_Codes & Standards Forecast | Commercial | Lodging | Existing | Food Preparation | Natural Gas | Griddle | E8 |  | Codes & Standards Forecast | 0 | 0 | 0 | 0 | 0 | 0 | 0 | 0 | 0 | 0 | 0 | 0 | 0 | 0 | 0 | 0 | 0 | 0 | 0 | 0 | 0 | 0 | 0 | 0 | 0 | 0 | 0 | 0 | 0 | 0 | 0 | 0 | 0
Commercial_Lodging_Existing_Food Preparation_Natural Gas_Griddle_E9_Codes & Standards Forecast | Commercial | Lodging | Existing | Food Preparation | Natural Gas | Griddle | E9 |  | Codes & Standards Forecast | 0 | 0 | 0 | 0 | 0 | 0 | 0 | 0 | 0 | 0 | 0 | 0 | 0 | 0 | 0 | 0 | 0 | 0 | 0 | 0 | 0 | 0 | 0 | 0 | 0 | 0 | 0 | 0 | 0 | 0 | 0 | 0 | 0
Commercial_Lodging_Existing_Food Preparation_Natural Gas_Griddle_E10_Codes & Standards Forecast | Commercial | Lodging | Existing | Food Preparation | Natural Gas | Griddle | E10 |  | Codes & Standards Forecast | 0 | 0 | 0 | 0 | 0 | 0 | 0 | 0 | 0 | 0 | 0 | 0 | 0 | 0 | 0 | 0 | 0 | 0 | 0 | 0 | 0 | 0 | 0 | 0 | 0 | 0 | 0 | 0 | 0 | 0 | 0 | 0 | 0
Commercial_Lodging_Existing_Food Preparation_Natural Gas_Range_E1_Codes & Standards Forecast | Commercial | Lodging | Existing | Food Preparation | Natural Gas | Range | E1 |  | Codes & Standards Forecast | 0 | 82.7729 | 107.0545 | 126.0313 | 140.8359 | 152.2415 | 161.0838 | 167.9658 | 173.3017 | 177.3632 | 156.8541 | 145.1387 | 139.4359 | 137.7354 | 138.5961 | 161.0451 | 166.1753 | 170.0514 | 172.9299 | 170.5247 | 165.749 | 160.36 | 155.3481 | 151.205 | 146.2028 | 145.3022 | 146.7606 | 149.4236 | 151.6937 | 157.8203 | 157.4824 | 155.9509 | 153.7013
Commercial_Lodging_Existing_Food Preparation_Natural Gas_Range_E2_Codes & Standards Forecast | Commercial | Lodging | Existing | Food Preparation | Natural Gas | Range | E2 |  | Codes & Standards Forecast | 0 | 0 | 0 | 0 | 0 | 0 | 0 | 0 | 0 | 0 | 0 | 0 | 0 | 0 | 0 | 0 | 0 | 0 | 0 | 0 | 0 | 0 | 0 | 0 | 0 | 0 | 0 | 0 | 0 | 0 | 0 | 0 | 0
Commercial_Lodging_Existing_Food Preparation_Natural Gas_Range_E3_Codes & Standards Forecast | Commercial | Lodging | Existing | Food Preparation | Natural Gas | Range | E3 |  | Codes & Standards Forecast | 0 | 0 | 0 | 0 | 0 | 0 | 0 | 0 | 0 | 0 | 0 | 0 | 0 | 0 | 0 | 0 | 0 | 0 | 0 | 0 | 0 | 0 | 0 | 0 | 0 | 0 | 0 | 0 | 0 | 0 | 0 | 0 | 0
Commercial_Lodging_Existing_Food Preparation_Natural Gas_Range_E4_Codes & Standards Forecast | Commercial | Lodging | Existing | Food Preparation | Natural Gas | Range | E4 |  | Codes & Standards Forecast | 0 | 0 | 0 | 0 | 0 | 0 | 0 | 0 | 0 | 0 | 0 | 0 | 0 | 0 | 0 | 0 | 0 | 0 | 0 | 0 | 0 | 0 | 0 | 0 | 0 | 0 | 0 | 0 | 0 | 0 | 0 | 0 | 0
Commercial_Lodging_Existing_Food Preparation_Natural Gas_Range_E5_Codes & Standards Forecast | Commercial | Lodging | Existing | Food Preparation | Natural Gas | Range | E5 |  | Codes & Standards Forecast | 0 | 0 | 0 | 0 | 0 | 0 | 0 | 0 | 0 | 0 | 0 | 0 | 0 | 0 | 0 | 0 | 0 | 0 | 0 | 0 | 0 | 0 | 0 | 0 | 0 | 0 | 0 | 0 | 0 | 0 | 0 | 0 | 0
Commercial_Lodging_Existing_Food Preparation_Natural Gas_Range_E6_Codes & Standards Forecast | Commercial | Lodging | Existing | Food Preparation | Natural Gas | Range | E6 |  | Codes & Standards Forecast | 0 | 0 | 0 | 0 | 0 | 0 | 0 | 0 | 0 | 0 | 0 | 0 | 0 | 0 | 0 | 0 | 0 | 0 | 0 | 0 | 0 | 0 | 0 | 0 | 0 | 0 | 0 | 0 | 0 | 0 | 0 | 0 | 0
Commercial_Lodging_Existing_Food Preparation_Natural Gas_Range_E7_Codes & Standards Forecast | Commercial | Lodging | Existing | Food Preparation | Natural Gas | Range | E7 |  | Codes & Standards Forecast | 0 | 0 | 0 | 0 | 0 | 0 | 0 | 0 | 0 | 0 | 0 | 0 | 0 | 0 | 0 | 0 | 0 | 0 | 0 | 0 | 0 | 0 | 0 | 0 | 0 | 0 | 0 | 0 | 0 | 0 | 0 | 0 | 0
Commercial_Lodging_Existing_Food Preparation_Natural Gas_Range_E8_Codes & Standards Forecast | Commercial | Lodging | Existing | Food Preparation | Natural Gas | Range | E8 |  | Codes & Standards Forecast | 0 | 0 | 0 | 0 | 0 | 0 | 0 | 0 | 0 | 0 | 0 | 0 | 0 | 0 | 0 | 0 | 0 | 0 | 0 | 0 | 0 | 0 | 0 | 0 | 0 | 0 | 0 | 0 | 0 | 0 | 0 | 0 | 0
Commercial_Lodging_Existing_Food Preparation_Natural Gas_Range_E9_Codes & Standards Forecast | Commercial | Lodging | Existing | Food Preparation | Natural Gas | Range | E9 |  | Codes & Standards Forecast | 0 | 0 | 0 | 0 | 0 | 0 | 0 | 0 | 0 | 0 | 0 | 0 | 0 | 0 | 0 | 0 | 0 | 0 | 0 | 0 | 0 | 0 | 0 | 0 | 0 | 0 | 0 | 0 | 0 | 0 | 0 | 0 | 0
Commercial_Lodging_Existing_Food Preparation_Natural Gas_Range_E10_Codes & Standards Forecast | Commercial | Lodging | Existing | Food Preparation | Natural Gas | Range | E10 |  | Codes & Standards Forecast | 0 | 0 | 0 | 0 | 0 | 0 | 0 | 0 | 0 | 0 | 0 | 0 | 0 | 0 | 0 | 0 | 0 | 0 | 0 | 0 | 0 | 0 | 0 | 0 | 0 | 0 | 0 | 0 | 0 | 0 | 0 | 0 | 0
Commercial_Lodging_Existing_Food Preparation_Natural Gas_Steamer_E1_Codes & Standards Forecast | Commercial | Lodging | Existing | Food Preparation | Natural Gas | Steamer | E1 |  | Codes & Standards Forecast | 0 | 76.6416 | 86.8399 | 0 | 0 | 0 | 0 | 0 | 0 | 0 | 0 | 0 | 0 | 0 | 0 | 0 | 0 | 0 | 0 | 0 | 0 | 0 | 0 | 0 | 0 | 0 | 0 | 0 | 0 | 0 | 0 | 0 | 0
Commercial_Lodging_Existing_Food Preparation_Natural Gas_Steamer_E2_Codes & Standards Forecast | Commercial | Lodging | Existing | Food Preparation | Natural Gas | Steamer | E2 |  | Codes & Standards Forecast | 0 | 0 | 0 | 95.656 | 103.3053 | 109.8672 | 115.5752 | 120.5794 | 124.9633 | 128.7613 | 121.9378 | 116.9807 | 113.5344 | 111.3025 | 110.0371 | 109.5351 | 109.6262 | 110.1694 | 111.048 | 132.4338 | 132.4189 | 131.6917 | 130.5043 | 129.048 | 127.4659 | 125.8619 | 124.3104 | 122.8621 | 120.8723 | 119.616 | 118.8373 | 118.3518 | 118.0336
Commercial_Lodging_Existing_Food Preparation_Natural Gas_Steamer_E3_Codes & Standards Forecast | Commercial | Lodging | Existing | Food Preparation | Natural Gas | Steamer | E3 |  | Codes & Standards Forecast | 0 | 0 | 0 | 0 | 0 | 0 | 0 | 0 | 0 | 0 | 0 | 0 | 0 | 0 | 0 | 0 | 0 | 0 | 0 | 0 | 0 | 0 | 0 | 0 | 0 | 0 | 0 | 0 | 0 | 0 | 0 | 0 | 0
Commercial_Lodging_Existing_Food Preparation_Natural Gas_Steamer_E4_Codes & Standards Forecast | Commercial | Lodging | Existing | Food Preparation | Natural Gas | Steamer | E4 |  | Codes & Standards Forecast | 0 | 0 | 0 | 0 | 0 | 0 | 0 | 0 | 0 | 0 | 0 | 0 | 0 | 0 | 0 | 0 | 0 | 0 | 0 | 0 | 0 | 0 | 0 | 0 | 0 | 0 | 0 | 0 | 0 | 0 | 0 | 0 | 0
Commercial_Lodging_Existing_Food Preparation_Natural Gas_Steamer_E5_Codes & Standards Forecast | Commercial | Lodging | Existing | Food Preparation | Natural Gas | Steamer | E5 |  | Codes & Standards Forecast | 0 | 0 | 0 | 0 | 0 | 0 | 0 | 0 | 0 | 0 | 0 | 0 | 0 | 0 | 0 | 0 | 0 | 0 | 0 | 0 | 0 | 0 | 0 | 0 | 0 | 0 | 0 | 0 | 0 | 0 | 0 | 0 | 0
Commercial_Lodging_Existing_Food Preparation_Natural Gas_Steamer_E6_Codes & Standards Forecast | Commercial | Lodging | Existing | Food Preparation | Natural Gas | Steamer | E6 |  | Codes & Standards Forecast | 0 | 0 | 0 | 0 | 0 | 0 | 0 | 0 | 0 | 0 | 0 | 0 | 0 | 0 | 0 | 0 | 0 | 0 | 0 | 0 | 0 | 0 | 0 | 0 | 0 | 0 | 0 | 0 | 0 | 0 | 0 | 0 | 0
Commercial_Lodging_Existing_Food Preparation_Natural Gas_Steamer_E7_Codes & Standards Forecast | Commercial | Lodging | Existing | Food Preparation | Natural Gas | Steamer | E7 |  | Codes & Standards Forecast | 0 | 0 | 0 | 0 | 0 | 0 | 0 | 0 | 0 | 0 | 0 | 0 | 0 | 0 | 0 | 0 | 0 | 0 | 0 | 0 | 0 | 0 | 0 | 0 | 0 | 0 | 0 | 0 | 0 | 0 | 0 | 0 | 0
Commercial_Lodging_Existing_Food Preparation_Natural Gas_Steamer_E8_Codes & Standards Forecast | Commercial | Lodging | Existing | Food Preparation | Natural Gas | Steamer | E8 |  | Codes & Standards Forecast | 0 | 0 | 0 | 0 | 0 | 0 | 0 | 0 | 0 | 0 | 0 | 0 | 0 | 0 | 0 | 0 | 0 | 0 | 0 | 0 | 0 | 0 | 0 | 0 | 0 | 0 | 0 | 0 | 0 | 0 | 0 | 0 | 0
Commercial_Lodging_Existing_Food Preparation_Natural Gas_Steamer_E9_Codes & Standards Forecast | Commercial | Lodging | Existing | Food Preparation | Natural Gas | Steamer | E9 |  | Codes & Standards Forecast | 0 | 0 | 0 | 0 | 0 | 0 | 0 | 0 | 0 | 0 | 0 | 0 | 0 | 0 | 0 | 0 | 0 | 0 | 0 | 0 | 0 | 0 | 0 | 0 | 0 | 0 | 0 | 0 | 0 | 0 | 0 | 0 | 0
Commercial_Lodging_Existing_Food Preparation_Natural Gas_Steamer_E10_Codes & Standards Forecast | Commercial | Lodging | Existing | Food Preparation | Natural Gas | Steamer | E10 |  | Codes & Standards Forecast | 0 | 0 | 0 | 0 | 0 | 0 | 0 | 0 | 0 | 0 | 0 | 0 | 0 | 0 | 0 | 0 | 0 | 0 | 0 | 0 | 0 | 0 | 0 | 0 | 0 | 0 | 0 | 0 | 0 | 0 | 0 | 0 | 0
Commercial_Lodging_Existing_Food Preparation_Natural Gas_Food Prep Other_E1_Codes & Standards Forecast | Commercial | Lodging | Existing | Food Preparation | Natural Gas | Food Prep Other | E1 |  | Codes & Standards Forecast | 0 | 0 | 0 | 0 | 0 | 0 | 0 | 0 | 0 | 0 | 0 | 0 | 0 | 0 | 0 | 0 | 0 | 0 | 0 | 0 | 0 | 0 | 0 | 0 | 0 | 0 | 0 | 0 | 0 | 0 | 0 | 0 | 0
Commercial_Lodging_Existing_Food Preparation_Natural Gas_Food Prep Other_E2_Codes & Standards Forecast | Commercial | Lodging | Existing | Food Preparation | Natural Gas | Food Prep Other | E2 |  | Codes & Standards Forecast | 0 | 0 | 0 | 0 | 0 | 0 | 0 | 0 | 0 | 0 | 0 | 0 | 0 | 0 | 0 | 0 | 0 | 0 | 0 | 0 | 0 | 0 | 0 | 0 | 0 | 0 | 0 | 0 | 0 | 0 | 0 | 0 | 0
Commercial_Lodging_Existing_Food Preparation_Natural Gas_Food Prep Other_E3_Codes & Standards Forecast | Commercial | Lodging | Existing | Food Preparation | Natural Gas | Food Prep Other | E3 |  | Codes & Standards Forecast | 0 | 0 | 0 | 0 | 0 | 0 | 0 | 0 | 0 | 0 | 0 | 0 | 0 | 0 | 0 | 0 | 0 | 0 | 0 | 0 | 0 | 0 | 0 | 0 | 0 | 0 | 0 | 0 | 0 | 0 | 0 | 0 | 0
Commercial_Lodging_Existing_Food Preparation_Natural Gas_Food Prep Other_E4_Codes & Standards Forecast | Commercial | Lodging | Existing | Food Preparation | Natural Gas | Food Prep Other | E4 |  | Codes & Standards Forecast | 0 | 0 | 0 | 0 | 0 | 0 | 0 | 0 | 0 | 0 | 0 | 0 | 0 | 0 | 0 | 0 | 0 | 0 | 0 | 0 | 0 | 0 | 0 | 0 | 0 | 0 | 0 | 0 | 0 | 0 | 0 | 0 | 0
Commercial_Lodging_Existing_Food Preparation_Natural Gas_Food Prep Other_E5_Codes & Standards Forecast | Commercial | Lodging | Existing | Food Preparation | Natural Gas | Food Prep Other | E5 |  | Codes & Standards Forecast | 0 | 0 | 0 | 0 | 0 | 0 | 0 | 0 | 0 | 0 | 0 | 0 | 0 | 0 | 0 | 0 | 0 | 0 | 0 | 0 | 0 | 0 | 0 | 0 | 0 | 0 | 0 | 0 | 0 | 0 | 0 | 0 | 0
Commercial_Lodging_Existing_Food Preparation_Natural Gas_Food Prep Other_E6_Codes & Standards Forecast | Commercial | Lodging | Existing | Food Preparation | Natural Gas | Food Prep Other | E6 |  | Codes & Standards Forecast | 0 | 0 | 0 | 0 | 0 | 0 | 0 | 0 | 0 | 0 | 0 | 0 | 0 | 0 | 0 | 0 | 0 | 0 | 0 | 0 | 0 | 0 | 0 | 0 | 0 | 0 | 0 | 0 | 0 | 0 | 0 | 0 | 0
Commercial_Lodging_Existing_Food Preparation_Natural Gas_Food Prep Other_E7_Codes & Standards Forecast | Commercial | Lodging | Existing | Food Preparation | Natural Gas | Food Prep Other | E7 |  | Codes & Standards Forecast | 0 | 0 | 0 | 0 | 0 | 0 | 0 | 0 | 0 | 0 | 0 | 0 | 0 | 0 | 0 | 0 | 0 | 0 | 0 | 0 | 0 | 0 | 0 | 0 | 0 | 0 | 0 | 0 | 0 | 0 | 0 | 0 | 0
Commercial_Lodging_Existing_Food Preparation_Natural Gas_Food Prep Other_E8_Codes & Standards Forecast | Commercial | Lodging | Existing | Food Preparation | Natural Gas | Food Prep Other | E8 |  | Codes & Standards Forecast | 0 | 0 | 0 | 0 | 0 | 0 | 0 | 0 | 0 | 0 | 0 | 0 | 0 | 0 | 0 | 0 | 0 | 0 | 0 | 0 | 0 | 0 | 0 | 0 | 0 | 0 | 0 | 0 | 0 | 0 | 0 | 0 | 0
Commercial_Lodging_Existing_Food Preparation_Natural Gas_Food Prep Other_E9_Codes & Standards Forecast | Commercial | Lodging | Existing | Food Preparation | Natural Gas | Food Prep Other | E9 |  | Codes & Standards Forecast | 0 | 0 | 0 | 0 | 0 | 0 | 0 | 0 | 0 | 0 | 0 | 0 | 0 | 0 | 0 | 0 | 0 | 0 | 0 | 0 | 0 | 0 | 0 | 0 | 0 | 0 | 0 | 0 | 0 | 0 | 0 | 0 | 0
Commercial_Lodging_Existing_Food Preparation_Natural Gas_Food Prep Other_E10_Codes & Standards Forecast | Commercial | Lodging | Existing | Food Preparation | Natural Gas | Food Prep Other | E10 |  | Codes & Standards Forecast | 0 | 0 | 0 | 0 | 0 | 0 | 0 | 0 | 0 | 0 | 0 | 0 | 0 | 0 | 0 | 0 | 0 | 0 | 0 | 0 | 0 | 0 | 0 | 0 | 0 | 0 | 0 | 0 | 0 | 0 | 0 | 0 | 0
Commercial_Lodging_Existing_Miscellaneous_Natural Gas_Pool Heater_E1_Codes & Standards Forecast | Commercial | Lodging | Existing | Miscellaneous | Natural Gas | Pool Heater | E1 |  | Codes & Standards Forecast | 0 | 3504.3735 | 4532.3887 | 5335.8094 | 5962.5958 | 6445.4773 | 5801.1789 | 5491.018 | 5403.3095 | 5457.0738 | 5596.1428 | 6449.9304 | 6461.8933 | 6401.4843 | 6321.4943 | 6251.152 | 6081.3147 | 6029.0635 | 6029.4955 | 6048.8475 | 6071.4647 | 6233.8547 | 6144.52 | 6055.3632 | 5983.0831 | 5932.0234 | 5897.9461 | 5882.1256 | 5864.8968 | 5841.5125 | 5813.5141 | 5818.9813 | 5757.9778
Commercial_Lodging_Existing_Miscellaneous_Natural Gas_Pool Heater_E2_Codes & Standards Forecast | Commercial | Lodging | Existing | Miscellaneous | Natural Gas | Pool Heater | E2 |  | Codes & Standards Forecast | 0 | 0 | 0 | 0 | 0 | 0 | 0 | 0 | 0 | 0 | 0 | 0 | 0 | 0 | 0 | 0 | 0 | 0 | 0 | 0 | 0 | 0 | 0 | 0 | 0 | 0 | 0 | 0 | 0 | 0 | 0 | 0 | 0
Commercial_Lodging_Existing_Miscellaneous_Natural Gas_Pool Heater_E3_Codes & Standards Forecast | Commercial | Lodging | Existing | Miscellaneous | Natural Gas | Pool Heater | E3 |  | Codes & Standards Forecast | 0 | 0 | 0 | 0 | 0 | 0 | 0 | 0 | 0 | 0 | 0 | 0 | 0 | 0 | 0 | 0 | 0 | 0 | 0 | 0 | 0 | 0 | 0 | 0 | 0 | 0 | 0 | 0 | 0 | 0 | 0 | 0 | 0
Commercial_Lodging_Existing_Miscellaneous_Natural Gas_Pool Heater_E4_Codes & Standards Forecast | Commercial | Lodging | Existing | Miscellaneous | Natural Gas | Pool Heater | E4 |  | Codes & Standards Forecast | 0 | 0 | 0 | 0 | 0 | 0 | 0 | 0 | 0 | 0 | 0 | 0 | 0 | 0 | 0 | 0 | 0 | 0 | 0 | 0 | 0 | 0 | 0 | 0 | 0 | 0 | 0 | 0 | 0 | 0 | 0 | 0 | 0
Commercial_Lodging_Existing_Miscellaneous_Natural Gas_Pool Heater_E5_Codes & Standards Forecast | Commercial | Lodging | Existing | Miscellaneous | Natural Gas | Pool Heater | E5 |  | Codes & Standards Forecast | 0 | 0 | 0 | 0 | 0 | 0 | 0 | 0 | 0 | 0 | 0 | 0 | 0 | 0 | 0 | 0 | 0 | 0 | 0 | 0 | 0 | 0 | 0 | 0 | 0 | 0 | 0 | 0 | 0 | 0 | 0 | 0 | 0
Commercial_Lodging_Existing_Miscellaneous_Natural Gas_Pool Heater_E6_Codes & Standards Forecast | Commercial | Lodging | Existing | Miscellaneous | Natural Gas | Pool Heater | E6 |  | Codes & Standards Forecast | 0 | 0 | 0 | 0 | 0 | 0 | 0 | 0 | 0 | 0 | 0 | 0 | 0 | 0 | 0 | 0 | 0 | 0 | 0 | 0 | 0 | 0 | 0 | 0 | 0 | 0 | 0 | 0 | 0 | 0 | 0 | 0 | 0
Commercial_Lodging_Existing_Miscellaneous_Natural Gas_Pool Heater_E7_Codes & Standards Forecast | Commercial | Lodging | Existing | Miscellaneous | Natural Gas | Pool Heater | E7 |  | Codes & Standards Forecast | 0 | 0 | 0 | 0 | 0 | 0 | 0 | 0 | 0 | 0 | 0 | 0 | 0 | 0 | 0 | 0 | 0 | 0 | 0 | 0 | 0 | 0 | 0 | 0 | 0 | 0 | 0 | 0 | 0 | 0 | 0 | 0 | 0
Commercial_Lodging_Existing_Miscellaneous_Natural Gas_Pool Heater_E8_Codes & Standards Forecast | Commercial | Lodging | Existing | Miscellaneous | Natural Gas | Pool Heater | E8 |  | Codes & Standards Forecast | 0 | 0 | 0 | 0 | 0 | 0 | 0 | 0 | 0 | 0 | 0 | 0 | 0 | 0 | 0 | 0 | 0 | 0 | 0 | 0 | 0 | 0 | 0 | 0 | 0 | 0 | 0 | 0 | 0 | 0 | 0 | 0 | 0
Commercial_Lodging_Existing_Miscellaneous_Natural Gas_Pool Heater_E9_Codes & Standards Forecast | Commercial | Lodging | Existing | Miscellaneous | Natural Gas | Pool Heater | E9 |  | Codes & Standards Forecast | 0 | 0 | 0 | 0 | 0 | 0 | 0 | 0 | 0 | 0 | 0 | 0 | 0 | 0 | 0 | 0 | 0 | 0 | 0 | 0 | 0 | 0 | 0 | 0 | 0 | 0 | 0 | 0 | 0 | 0 | 0 | 0 | 0
Commercial_Lodging_Existing_Miscellaneous_Natural Gas_Pool Heater_E10_Codes & Standards Forecast | Commercial | Lodging | Existing | Miscellaneous | Natural Gas | Pool Heater | E10 |  | Codes & Standards Forecast | 0 | 0 | 0 | 0 | 0 | 0 | 0 | 0 | 0 | 0 | 0 | 0 | 0 | 0 | 0 | 0 | 0 | 0 | 0 | 0 | 0 | 0 | 0 | 0 | 0 | 0 | 0 | 0 | 0 | 0 | 0 | 0 | 0
Commercial_Lodging_Existing_Miscellaneous_Natural Gas_Miscellaneous_E1_Codes & Standards Forecast | Commercial | Lodging | Existing | Miscellaneous | Natural Gas | Miscellaneous | E1 |  | Codes & Standards Forecast | 0 | 45672.9233 | 54094.478 | 61131.317 | 58472.1829 | 57341.243 | 57381.0268 | 57082.0915 | 56710.6937 | 56419.1083 | 56136.7024 | 68398.7248 | 68639.7874 | 68452.5018 | 67360.2546 | 66885.8593 | 66766.4684 | 66404.0786 | 65996.9946 | 65650.3457 | 65302.9467 | 68411.3741 | 67707.5696 | 66939.5534 | 66470.7475 | 66139.3257 | 65844.0705 | 65457.0139 | 65065.3573 | 64703.7709 | 64338.2928 | 64920.9263 | 64321.158
Commercial_Lodging_Existing_Miscellaneous_Natural Gas_Miscellaneous_E2_Codes & Standards Forecast | Commercial | Lodging | Existing | Miscellaneous | Natural Gas | Miscellaneous | E2 |  | Codes & Standards Forecast | 0 | 0 | 0 | 0 | 0 | 0 | 0 | 0 | 0 | 0 | 0 | 0 | 0 | 0 | 0 | 0 | 0 | 0 | 0 | 0 | 0 | 0 | 0 | 0 | 0 | 0 | 0 | 0 | 0 | 0 | 0 | 0 | 0
Commercial_Lodging_Existing_Miscellaneous_Natural Gas_Miscellaneous_E3_Codes & Standards Forecast | Commercial | Lodging | Existing | Miscellaneous | Natural Gas | Miscellaneous | E3 |  | Codes & Standards Forecast | 0 | 0 | 0 | 0 | 0 | 0 | 0 | 0 | 0 | 0 | 0 | 0 | 0 | 0 | 0 | 0 | 0 | 0 | 0 | 0 | 0 | 0 | 0 | 0 | 0 | 0 | 0 | 0 | 0 | 0 | 0 | 0 | 0
Commercial_Lodging_Existing_Miscellaneous_Natural Gas_Miscellaneous_E4_Codes & Standards Forecast | Commercial | Lodging | Existing | Miscellaneous | Natural Gas | Miscellaneous | E4 |  | Codes & Standards Forecast | 0 | 0 | 0 | 0 | 0 | 0 | 0 | 0 | 0 | 0 | 0 | 0 | 0 | 0 | 0 | 0 | 0 | 0 | 0 | 0 | 0 | 0 | 0 | 0 | 0 | 0 | 0 | 0 | 0 | 0 | 0 | 0 | 0
Commercial_Lodging_Existing_Miscellaneous_Natural Gas_Miscellaneous_E5_Codes & Standards Forecast | Commercial | Lodging | Existing | Miscellaneous | Natural Gas | Miscellaneous | E5 |  | Codes & Standards Forecast | 0 | 0 | 0 | 0 | 0 | 0 | 0 | 0 | 0 | 0 | 0 | 0 | 0 | 0 | 0 | 0 | 0 | 0 | 0 | 0 | 0 | 0 | 0 | 0 | 0 | 0 | 0 | 0 | 0 | 0 | 0 | 0 | 0
Commercial_Lodging_Existing_Miscellaneous_Natural Gas_Miscellaneous_E6_Codes & Standards Forecast | Commercial | Lodging | Existing | Miscellaneous | Natural Gas | Miscellaneous | E6 |  | Codes & Standards Forecast | 0 | 0 | 0 | 0 | 0 | 0 | 0 | 0 | 0 | 0 | 0 | 0 | 0 | 0 | 0 | 0 | 0 | 0 | 0 | 0 | 0 | 0 | 0 | 0 | 0 | 0 | 0 | 0 | 0 | 0 | 0 | 0 | 0
Commercial_Lodging_Existing_Miscellaneous_Natural Gas_Miscellaneous_E7_Codes & Standards Forecast | Commercial | Lodging | Existing | Miscellaneous | Natural Gas | Miscellaneous | E7 |  | Codes & Standards Forecast | 0 | 0 | 0 | 0 | 0 | 0 | 0 | 0 | 0 | 0 | 0 | 0 | 0 | 0 | 0 | 0 | 0 | 0 | 0 | 0 | 0 | 0 | 0 | 0 | 0 | 0 | 0 | 0 | 0 | 0 | 0 | 0 | 0
Commercial_Lodging_Existing_Miscellaneous_Natural Gas_Miscellaneous_E8_Codes & Standards Forecast | Commercial | Lodging | Existing | Miscellaneous | Natural Gas | Miscellaneous | E8 |  | Codes & Standards Forecast | 0 | 0 | 0 | 0 | 0 | 0 | 0 | 0 | 0 | 0 | 0 | 0 | 0 | 0 | 0 | 0 | 0 | 0 | 0 | 0 | 0 | 0 | 0 | 0 | 0 | 0 | 0 | 0 | 0 | 0 | 0 | 0 | 0
Commercial_Lodging_Existing_Miscellaneous_Natural Gas_Miscellaneous_E9_Codes & Standards Forecast | Commercial | Lodging | Existing | Miscellaneous | Natural Gas | Miscellaneous | E9 |  | Codes & Standards Forecast | 0 | 0 | 0 | 0 | 0 | 0 | 0 | 0 | 0 | 0 | 0 | 0 | 0 | 0 | 0 | 0 | 0 | 0 | 0 | 0 | 0 | 0 | 0 | 0 | 0 | 0 | 0 | 0 | 0 | 0 | 0 | 0 | 0
Commercial_Lodging_Existing_Miscellaneous_Natural Gas_Miscellaneous_E10_Codes & Standards Forecast | Commercial | Lodging | Existing | Miscellaneous | Natural Gas | Miscellaneous | E10 |  | Codes & Standards Forecast | 0 | 0 | 0 | 0 | 0 | 0 | 0 | 0 | 0 | 0 | 0 | 0 | 0 | 0 | 0 | 0 | 0 | 0 | 0 | 0 | 0 | 0 | 0 | 0 | 0 | 0 | 0 | 0 | 0 | 0 | 0 | 0 | 0
Commercial_Lodging_New_Space Heating_Natural Gas_Furnace_E1_Codes & Standards Forecast | Commercial | Lodging | New | Space Heating | Natural Gas | Furnace | E1 |  | Codes & Standards Forecast | 0 | 1615.3228 | 7791.3017 | 4979.1875 | 6421.6644 | 8714.9027 | 8145.602 | 7219.5377 | 6493.0913 | 6269.3453 | 6187.5656 | 6126.0934 | 6117.6999 | 6135.2047 | 6172.9424 | 6184.3148 | 6186.0049 | 6177.9912 | 6169.8503 | 6285.8365 | 6876.9268 | 7206.3424 | 7612.7996 | 8163.7278 | 8627.81 | 8992.9641 | 9274.2343 | 9516.743 | 9734.3928 | 9930.6586 | 10111.2689 | 10279.4205 | 7583.7552
Commercial_Lodging_New_Space Heating_Natural Gas_Furnace_E2_Codes & Standards Forecast | Commercial | Lodging | New | Space Heating | Natural Gas | Furnace | E2 |  | Codes & Standards Forecast | 0 | 0 | 0 | 0 | 0 | 0 | 0 | 0 | 0 | 0 | 0 | 0 | 0 | 0 | 0 | 0 | 0 | 0 | 0 | 0 | 0 | 0 | 0 | 0 | 0 | 0 | 0 | 0 | 0 | 0 | 0 | 0 | 0
Commercial_Lodging_New_Space Heating_Natural Gas_Furnace_E3_Codes & Standards Forecast | Commercial | Lodging | New | Space Heating | Natural Gas | Furnace | E3 |  | Codes & Standards Forecast | 0 | 0 | 0 | 0 | 0 | 0 | 0 | 0 | 0 | 0 | 0 | 0 | 0 | 0 | 0 | 0 | 0 | 0 | 0 | 0 | 0 | 0 | 0 | 0 | 0 | 0 | 0 | 0 | 0 | 0 | 0 | 0 | 0
Commercial_Lodging_New_Space Heating_Natural Gas_Furnace_E4_Codes & Standards Forecast | Commercial | Lodging | New | Space Heating | Natural Gas | Furnace | E4 |  | Codes & Standards Forecast | 0 | 0 | 0 | 0 | 0 | 0 | 0 | 0 | 0 | 0 | 0 | 0 | 0 | 0 | 0 | 0 | 0 | 0 | 0 | 0 | 0 | 0 | 0 | 0 | 0 | 0 | 0 | 0 | 0 | 0 | 0 | 0 | 0
Commercial_Lodging_New_Space Heating_Natural Gas_Furnace_E5_Codes & Standards Forecast | Commercial | Lodging | New | Space Heating | Natural Gas | Furnace | E5 |  | Codes & Standards Forecast | 0 | 0 | 0 | 0 | 0 | 0 | 0 | 0 | 0 | 0 | 0 | 0 | 0 | 0 | 0 | 0 | 0 | 0 | 0 | 0 | 0 | 0 | 0 | 0 | 0 | 0 | 0 | 0 | 0 | 0 | 0 | 0 | 0
Commercial_Lodging_New_Space Heating_Natural Gas_Furnace_E6_Codes & Standards Forecast | Commercial | Lodging | New | Space Heating | Natural Gas | Furnace | E6 |  | Codes & Standards Forecast | 0 | 0 | 0 | 0 | 0 | 0 | 0 | 0 | 0 | 0 | 0 | 0 | 0 | 0 | 0 | 0 | 0 | 0 | 0 | 0 | 0 | 0 | 0 | 0 | 0 | 0 | 0 | 0 | 0 | 0 | 0 | 0 | 0
Commercial_Lodging_New_Space Heating_Natural Gas_Furnace_E7_Codes & Standards Forecast | Commercial | Lodging | New | Space Heating | Natural Gas | Furnace | E7 |  | Codes & Standards Forecast | 0 | 0 | 0 | 0 | 0 | 0 | 0 | 0 | 0 | 0 | 0 | 0 | 0 | 0 | 0 | 0 | 0 | 0 | 0 | 0 | 0 | 0 | 0 | 0 | 0 | 0 | 0 | 0 | 0 | 0 | 0 | 0 | 0
Commercial_Lodging_New_Space Heating_Natural Gas_Furnace_E8_Codes & Standards Forecast | Commercial | Lodging | New | Space Heating | Natural Gas | Furnace | E8 |  | Codes & Standards Forecast | 0 | 0 | 0 | 0 | 0 | 0 | 0 | 0 | 0 | 0 | 0 | 0 | 0 | 0 | 0 | 0 | 0 | 0 | 0 | 0 | 0 | 0 | 0 | 0 | 0 | 0 | 0 | 0 | 0 | 0 | 0 | 0 | 0
Commercial_Lodging_New_Space Heating_Natural Gas_Furnace_E9_Codes & Standards Forecast | Commercial | Lodging | New | Space Heating | Natural Gas | Furnace | E9 |  | Codes & Standards Forecast | 0 | 0 | 0 | 0 | 0 | 0 | 0 | 0 | 0 | 0 | 0 | 0 | 0 | 0 | 0 | 0 | 0 | 0 | 0 | 0 | 0 | 0 | 0 | 0 | 0 | 0 | 0 | 0 | 0 | 0 | 0 | 0 | 0
Commercial_Lodging_New_Space Heating_Natural Gas_Furnace_E10_Codes & Standards Forecast | Commercial | Lodging | New | Space Heating | Natural Gas | Furnace | E10 |  | Codes & Standards Forecast | 0 | 0 | 0 | 0 | 0 | 0 | 0 | 0 | 0 | 0 | 0 | 0 | 0 | 0 | 0 | 0 | 0 | 0 | 0 | 0 | 0 | 0 | 0 | 0 | 0 | 0 | 0 | 0 | 0 | 0 | 0 | 0 | 0
Commercial_Lodging_New_Space Heating_Natural Gas_Boiler_E1_Codes & Standards Forecast | Commercial | Lodging | New | Space Heating | Natural Gas | Boiler | E1 |  | Codes & Standards Forecast | 0 | 1118.7249 | 5396.0255 | 3448.4382 | 4447.4552 | 6035.6843 | 5641.4034 | 5000.0386 | 4496.9233 | 4341.9635 | 4285.3252 | 4242.7514 | 4236.9384 | 4249.0616 | 4275.1976 | 4283.0738 | 4284.2444 | 4278.6943 | 4273.0561 | 4267.329 | 4268.2415 | 4269.1602 | 4365.7691 | 4841.9086 | 5097.1699 | 5425.5169 | 5868.4679 | 6235.3764 | 6510.6936 | 6715.3147 | 6887.3173 | 7038.6056 | 4831.034
Commercial_Lodging_New_Space Heating_Natural Gas_Boiler_E2_Codes & Standards Forecast | Commercial | Lodging | New | Space Heating | Natural Gas | Boiler | E2 |  | Codes & Standards Forecast | 0 | 0 | 0 | 0 | 0 | 0 | 0 | 0 | 0 | 0 | 0 | 0 | 0 | 0 | 0 | 0 | 0 | 0 | 0 | 0 | 0 | 0 | 0 | 0 | 0 | 0 | 0 | 0 | 0 | 0 | 0 | 0 | 0
Commercial_Lodging_New_Space Heating_Natural Gas_Boiler_E3_Codes & Standards Forecast | Commercial | Lodging | New | Space Heating | Natural Gas | Boiler | E3 |  | Codes & Standards Forecast | 0 | 0 | 0 | 0 | 0 | 0 | 0 | 0 | 0 | 0 | 0 | 0 | 0 | 0 | 0 | 0 | 0 | 0 | 0 | 0 | 0 | 0 | 0 | 0 | 0 | 0 | 0 | 0 | 0 | 0 | 0 | 0 | 0
Commercial_Lodging_New_Space Heating_Natural Gas_Boiler_E4_Codes & Standards Forecast | Commercial | Lodging | New | Space Heating | Natural Gas | Boiler | E4 |  | Codes & Standards Forecast | 0 | 0 | 0 | 0 | 0 | 0 | 0 | 0 | 0 | 0 | 0 | 0 | 0 | 0 | 0 | 0 | 0 | 0 | 0 | 0 | 0 | 0 | 0 | 0 | 0 | 0 | 0 | 0 | 0 | 0 | 0 | 0 | 0
Commercial_Lodging_New_Space Heating_Natural Gas_Boiler_E5_Codes & Standards Forecast | Commercial | Lodging | New | Space Heating | Natural Gas | Boiler | E5 |  | Codes & Standards Forecast | 0 | 0 | 0 | 0 | 0 | 0 | 0 | 0 | 0 | 0 | 0 | 0 | 0 | 0 | 0 | 0 | 0 | 0 | 0 | 0 | 0 | 0 | 0 | 0 | 0 | 0 | 0 | 0 | 0 | 0 | 0 | 0 | 0
Commercial_Lodging_New_Space Heating_Natural Gas_Boiler_E6_Codes & Standards Forecast | Commercial | Lodging | New | Space Heating | Natural Gas | Boiler | E6 |  | Codes & Standards Forecast | 0 | 0 | 0 | 0 | 0 | 0 | 0 | 0 | 0 | 0 | 0 | 0 | 0 | 0 | 0 | 0 | 0 | 0 | 0 | 0 | 0 | 0 | 0 | 0 | 0 | 0 | 0 | 0 | 0 | 0 | 0 | 0 | 0
Commercial_Lodging_New_Space Heating_Natural Gas_Boiler_E7_Codes & Standards Forecast | Commercial | Lodging | New | Space Heating | Natural Gas | Boiler | E7 |  | Codes & Standards Forecast | 0 | 0 | 0 | 0 | 0 | 0 | 0 | 0 | 0 | 0 | 0 | 0 | 0 | 0 | 0 | 0 | 0 | 0 | 0 | 0 | 0 | 0 | 0 | 0 | 0 | 0 | 0 | 0 | 0 | 0 | 0 | 0 | 0
Commercial_Lodging_New_Space Heating_Natural Gas_Boiler_E8_Codes & Standards Forecast | Commercial | Lodging | New | Space Heating | Natural Gas | Boiler | E8 |  | Codes & Standards Forecast | 0 | 0 | 0 | 0 | 0 | 0 | 0 | 0 | 0 | 0 | 0 | 0 | 0 | 0 | 0 | 0 | 0 | 0 | 0 | 0 | 0 | 0 | 0 | 0 | 0 | 0 | 0 | 0 | 0 | 0 | 0 | 0 | 0
Commercial_Lodging_New_Space Heating_Natural Gas_Boiler_E9_Codes & Standards Forecast | Commercial | Lodging | New | Space Heating | Natural Gas | Boiler | E9 |  | Codes & Standards Forecast | 0 | 0 | 0 | 0 | 0 | 0 | 0 | 0 | 0 | 0 | 0 | 0 | 0 | 0 | 0 | 0 | 0 | 0 | 0 | 0 | 0 | 0 | 0 | 0 | 0 | 0 | 0 | 0 | 0 | 0 | 0 | 0 | 0
Commercial_Lodging_New_Space Heating_Natural Gas_Boiler_E10_Codes & Standards Forecast | Commercial | Lodging | New | Space Heating | Natural Gas | Boiler | E10 |  | Codes & Standards Forecast | 0 | 0 | 0 | 0 | 0 | 0 | 0 | 0 | 0 | 0 | 0 | 0 | 0 | 0 | 0 | 0 | 0 | 0 | 0 | 0 | 0 | 0 | 0 | 0 | 0 | 0 | 0 | 0 | 0 | 0 | 0 | 0 | 0
Commercial_Lodging_New_Space Heating_Natural Gas_Unit Heater_E1_Codes & Standards Forecast | Commercial | Lodging | New | Space Heating | Natural Gas | Unit Heater | E1 |  | Codes & Standards Forecast | 0 | 74.8106 | 360.8392 | 230.6016 | 297.4071 | 403.6141 | 377.248 | 334.3591 | 300.7151 | 290.3527 | 286.5653 | 283.7183 | 298.2917 | 368.2778 | 399.3184 | 436.6404 | 487.3964 | 541.9053 | 632.2241 | 588.5472 | 603.5544 | 625.1441 | 606.7035 | 590.4616 | 593.815 | 609.1368 | 630.592 | 658.1638 | 695.6996 | 758.3281 | 789.4963 | 819.0891 | 694.0467
Commercial_Lodging_New_Space Heating_Natural Gas_Unit Heater_E2_Codes & Standards Forecast | Commercial | Lodging | New | Space Heating | Natural Gas | Unit Heater | E2 |  | Codes & Standards Forecast | 0 | 0 | 0 | 0 | 0 | 0 | 0 | 0 | 0 | 0 | 0 | 0 | 0 | 0 | 0 | 0 | 0 | 0 | 0 | 0 | 0 | 0 | 0 | 0 | 0 | 0 | 0 | 0 | 0 | 0 | 0 | 0 | 0
Commercial_Lodging_New_Space Heating_Natural Gas_Unit Heater_E3_Codes & Standards Forecast | Commercial | Lodging | New | Space Heating | Natural Gas | Unit Heater | E3 |  | Codes & Standards Forecast | 0 | 0 | 0 | 0 | 0 | 0 | 0 | 0 | 0 | 0 | 0 | 0 | 0 | 0 | 0 | 0 | 0 | 0 | 0 | 0 | 0 | 0 | 0 | 0 | 0 | 0 | 0 | 0 | 0 | 0 | 0 | 0 | 0
Commercial_Lodging_New_Space Heating_Natural Gas_Unit Heater_E4_Codes & Standards Forecast | Commercial | Lodging | New | Space Heating | Natural Gas | Unit Heater | E4 |  | Codes & Standards Forecast | 0 | 0 | 0 | 0 | 0 | 0 | 0 | 0 | 0 | 0 | 0 | 0 | 0 | 0 | 0 | 0 | 0 | 0 | 0 | 0 | 0 | 0 | 0 | 0 | 0 | 0 | 0 | 0 | 0 | 0 | 0 | 0 | 0
Commercial_Lodging_New_Space Heating_Natural Gas_Unit Heater_E5_Codes & Standards Forecast | Commercial | Lodging | New | Space Heating | Natural Gas | Unit Heater | E5 |  | Codes & Standards Forecast | 0 | 0 | 0 | 0 | 0 | 0 | 0 | 0 | 0 | 0 | 0 | 0 | 0 | 0 | 0 | 0 | 0 | 0 | 0 | 0 | 0 | 0 | 0 | 0 | 0 | 0 | 0 | 0 | 0 | 0 | 0 | 0 | 0
Commercial_Lodging_New_Space Heating_Natural Gas_Unit Heater_E6_Codes & Standards Forecast | Commercial | Lodging | New | Space Heating | Natural Gas | Unit Heater | E6 |  | Codes & Standards Forecast | 0 | 0 | 0 | 0 | 0 | 0 | 0 | 0 | 0 | 0 | 0 | 0 | 0 | 0 | 0 | 0 | 0 | 0 | 0 | 0 | 0 | 0 | 0 | 0 | 0 | 0 | 0 | 0 | 0 | 0 | 0 | 0 | 0
Commercial_Lodging_New_Space Heating_Natural Gas_Unit Heater_E7_Codes & Standards Forecast | Commercial | Lodging | New | Space Heating | Natural Gas | Unit Heater | E7 |  | Codes & Standards Forecast | 0 | 0 | 0 | 0 | 0 | 0 | 0 | 0 | 0 | 0 | 0 | 0 | 0 | 0 | 0 | 0 | 0 | 0 | 0 | 0 | 0 | 0 | 0 | 0 | 0 | 0 | 0 | 0 | 0 | 0 | 0 | 0 | 0
Commercial_Lodging_New_Space Heating_Natural Gas_Unit Heater_E8_Codes & Standards Forecast | Commercial | Lodging | New | Space Heating | Natural Gas | Unit Heater | E8 |  | Codes & Standards Forecast | 0 | 0 | 0 | 0 | 0 | 0 | 0 | 0 | 0 | 0 | 0 | 0 | 0 | 0 | 0 | 0 | 0 | 0 | 0 | 0 | 0 | 0 | 0 | 0 | 0 | 0 | 0 | 0 | 0 | 0 | 0 | 0 | 0
Commercial_Lodging_New_Space Heating_Natural Gas_Unit Heater_E9_Codes & Standards Forecast | Commercial | Lodging | New | Space Heating | Natural Gas | Unit Heater | E9 |  | Codes & Standards Forecast | 0 | 0 | 0 | 0 | 0 | 0 | 0 | 0 | 0 | 0 | 0 | 0 | 0 | 0 | 0 | 0 | 0 | 0 | 0 | 0 | 0 | 0 | 0 | 0 | 0 | 0 | 0 | 0 | 0 | 0 | 0 | 0 | 0
Commercial_Lodging_New_Space Heating_Natural Gas_Unit Heater_E10_Codes & Standards Forecast | Commercial | Lodging | New | Space Heating | Natural Gas | Unit Heater | E10 |  | Codes & Standards Forecast | 0 | 0 | 0 | 0 | 0 | 0 | 0 | 0 | 0 | 0 | 0 | 0 | 0 | 0 | 0 | 0 | 0 | 0 | 0 | 0 | 0 | 0 | 0 | 0 | 0 | 0 | 0 | 0 | 0 | 0 | 0 | 0 | 0
Commercial_Lodging_New_Water Heating_Natural Gas_Water Heater_E1_Codes & Standards Forecast | Commercial | Lodging | New | Water Heating | Natural Gas | Water Heater | E1 |  | Codes & Standards Forecast | 0 | 3973.4101 | 19165.2324 | 12247.9258 | 15796.1655 | 21437.1285 | 20036.7487 | 17758.7934 | 15971.863 | 15421.4873 | 16015.0055 | 19537.9048 | 21073.0851 | 23070.453 | 25854.9212 | 28797.737 | 33619.0162 | 31299.8397 | 32073.6482 | 33355.6724 | 33259.5399 | 33260.2887 | 33768.3805 | 35052.0384 | 36963.4767 | 40242.2093 | 41880.8139 | 43468.1446 | 45201.2761 | 46610.5964 | 48231.1652 | 47757.9488 | 40131.7604
Commercial_Lodging_New_Water Heating_Natural Gas_Water Heater_E2_Codes & Standards Forecast | Commercial | Lodging | New | Water Heating | Natural Gas | Water Heater | E2 |  | Codes & Standards Forecast | 0 | 0 | 0 | 0 | 0 | 0 | 0 | 0 | 0 | 0 | 0 | 0 | 0 | 0 | 0 | 0 | 0 | 0 | 0 | 0 | 0 | 0 | 0 | 0 | 0 | 0 | 0 | 0 | 0 | 0 | 0 | 0 | 0
Commercial_Lodging_New_Water Heating_Natural Gas_Water Heater_E3_Codes & Standards Forecast | Commercial | Lodging | New | Water Heating | Natural Gas | Water Heater | E3 |  | Codes & Standards Forecast | 0 | 0 | 0 | 0 | 0 | 0 | 0 | 0 | 0 | 0 | 0 | 0 | 0 | 0 | 0 | 0 | 0 | 0 | 0 | 0 | 0 | 0 | 0 | 0 | 0 | 0 | 0 | 0 | 0 | 0 | 0 | 0 | 0
Commercial_Lodging_New_Water Heating_Natural Gas_Water Heater_E4_Codes & Standards Forecast | Commercial | Lodging | New | Water Heating | Natural Gas | Water Heater | E4 |  | Codes & Standards Forecast | 0 | 0 | 0 | 0 | 0 | 0 | 0 | 0 | 0 | 0 | 0 | 0 | 0 | 0 | 0 | 0 | 0 | 0 | 0 | 0 | 0 | 0 | 0 | 0 | 0 | 0 | 0 | 0 | 0 | 0 | 0 | 0 | 0
Commercial_Lodging_New_Water Heating_Natural Gas_Water Heater_E5_Codes & Standards Forecast | Commercial | Lodging | New | Water Heating | Natural Gas | Water Heater | E5 |  | Codes & Standards Forecast | 0 | 0 | 0 | 0 | 0 | 0 | 0 | 0 | 0 | 0 | 0 | 0 | 0 | 0 | 0 | 0 | 0 | 0 | 0 | 0 | 0 | 0 | 0 | 0 | 0 | 0 | 0 | 0 | 0 | 0 | 0 | 0 | 0
Commercial_Lodging_New_Water Heating_Natural Gas_Water Heater_E6_Codes & Standards Forecast | Commercial | Lodging | New | Water Heating | Natural Gas | Water Heater | E6 |  | Codes & Standards Forecast | 0 | 0 | 0 | 0 | 0 | 0 | 0 | 0 | 0 | 0 | 0 | 0 | 0 | 0 | 0 | 0 | 0 | 0 | 0 | 0 | 0 | 0 | 0 | 0 | 0 | 0 | 0 | 0 | 0 | 0 | 0 | 0 | 0
Commercial_Lodging_New_Water Heating_Natural Gas_Water Heater_E7_Codes & Standards Forecast | Commercial | Lodging | New | Water Heating | Natural Gas | Water Heater | E7 |  | Codes & Standards Forecast | 0 | 0 | 0 | 0 | 0 | 0 | 0 | 0 | 0 | 0 | 0 | 0 | 0 | 0 | 0 | 0 | 0 | 0 | 0 | 0 | 0 | 0 | 0 | 0 | 0 | 0 | 0 | 0 | 0 | 0 | 0 | 0 | 0
Commercial_Lodging_New_Water Heating_Natural Gas_Water Heater_E8_Codes & Standards Forecast | Commercial | Lodging | New | Water Heating | Natural Gas | Water Heater | E8 |  | Codes & Standards Forecast | 0 | 0 | 0 | 0 | 0 | 0 | 0 | 0 | 0 | 0 | 0 | 0 | 0 | 0 | 0 | 0 | 0 | 0 | 0 | 0 | 0 | 0 | 0 | 0 | 0 | 0 | 0 | 0 | 0 | 0 | 0 | 0 | 0
Commercial_Lodging_New_Water Heating_Natural Gas_Water Heater_E9_Codes & Standards Forecast | Commercial | Lodging | New | Water Heating | Natural Gas | Water Heater | E9 |  | Codes & Standards Forecast | 0 | 0 | 0 | 0 | 0 | 0 | 0 | 0 | 0 | 0 | 0 | 0 | 0 | 0 | 0 | 0 | 0 | 0 | 0 | 0 | 0 | 0 | 0 | 0 | 0 | 0 | 0 | 0 | 0 | 0 | 0 | 0 | 0
Commercial_Lodging_New_Water Heating_Natural Gas_Water Heater_E10_Codes & Standards Forecast | Commercial | Lodging | New | Water Heating | Natural Gas | Water Heater | E10 |  | Codes & Standards Forecast | 0 | 0 | 0 | 0 | 0 | 0 | 0 | 0 | 0 | 0 | 0 | 0 | 0 | 0 | 0 | 0 | 0 | 0 | 0 | 0 | 0 | 0 | 0 | 0 | 0 | 0 | 0 | 0 | 0 | 0 | 0 | 0 | 0
Commercial_Lodging_New_Food Preparation_Natural Gas_Oven_E1_Codes & Standards Forecast | Commercial | Lodging | New | Food Preparation | Natural Gas | Oven | E1 |  | Codes & Standards Forecast | 0 | 531.1325 | 2561.8492 | 1637.2011 | 2111.5003 | 2865.5374 | 2678.3463 | 2373.8481 | 2134.9861 | 2061.4164 | 2034.5265 | 2014.3139 | 2117.7806 | 2614.6608 | 2835.0393 | 3100.0145 | 3460.3663 | 3847.3632 | 4488.5992 | 4178.5069 | 4285.0532 | 4438.3335 | 4307.4108 | 4192.0981 | 4215.9066 | 4324.6863 | 4477.0117 | 4672.763 | 4939.2559 | 5383.8996 | 5605.1842 | 5815.2838 | 4927.5212
Commercial_Lodging_New_Food Preparation_Natural Gas_Oven_E2_Codes & Standards Forecast | Commercial | Lodging | New | Food Preparation | Natural Gas | Oven | E2 |  | Codes & Standards Forecast | 0 | 0 | 0 | 0 | 0 | 0 | 0 | 0 | 0 | 0 | 0 | 0 | 0 | 0 | 0 | 0 | 0 | 0 | 0 | 0 | 0 | 0 | 0 | 0 | 0 | 0 | 0 | 0 | 0 | 0 | 0 | 0 | 0
Commercial_Lodging_New_Food Preparation_Natural Gas_Oven_E3_Codes & Standards Forecast | Commercial | Lodging | New | Food Preparation | Natural Gas | Oven | E3 |  | Codes & Standards Forecast | 0 | 0 | 0 | 0 | 0 | 0 | 0 | 0 | 0 | 0 | 0 | 0 | 0 | 0 | 0 | 0 | 0 | 0 | 0 | 0 | 0 | 0 | 0 | 0 | 0 | 0 | 0 | 0 | 0 | 0 | 0 | 0 | 0
Commercial_Lodging_New_Food Preparation_Natural Gas_Oven_E4_Codes & Standards Forecast | Commercial | Lodging | New | Food Preparation | Natural Gas | Oven | E4 |  | Codes & Standards Forecast | 0 | 0 | 0 | 0 | 0 | 0 | 0 | 0 | 0 | 0 | 0 | 0 | 0 | 0 | 0 | 0 | 0 | 0 | 0 | 0 | 0 | 0 | 0 | 0 | 0 | 0 | 0 | 0 | 0 | 0 | 0 | 0 | 0
Commercial_Lodging_New_Food Preparation_Natural Gas_Oven_E5_Codes & Standards Forecast | Commercial | Lodging | New | Food Preparation | Natural Gas | Oven | E5 |  | Codes & Standards Forecast | 0 | 0 | 0 | 0 | 0 | 0 | 0 | 0 | 0 | 0 | 0 | 0 | 0 | 0 | 0 | 0 | 0 | 0 | 0 | 0 | 0 | 0 | 0 | 0 | 0 | 0 | 0 | 0 | 0 | 0 | 0 | 0 | 0
Commercial_Lodging_New_Food Preparation_Natural Gas_Oven_E6_Codes & Standards Forecast | Commercial | Lodging | New | Food Preparation | Natural Gas | Oven | E6 |  | Codes & Standards Forecast | 0 | 0 | 0 | 0 | 0 | 0 | 0 | 0 | 0 | 0 | 0 | 0 | 0 | 0 | 0 | 0 | 0 | 0 | 0 | 0 | 0 | 0 | 0 | 0 | 0 | 0 | 0 | 0 | 0 | 0 | 0 | 0 | 0
Commercial_Lodging_New_Food Preparation_Natural Gas_Oven_E7_Codes & Standards Forecast | Commercial | Lodging | New | Food Preparation | Natural Gas | Oven | E7 |  | Codes & Standards Forecast | 0 | 0 | 0 | 0 | 0 | 0 | 0 | 0 | 0 | 0 | 0 | 0 | 0 | 0 | 0 | 0 | 0 | 0 | 0 | 0 | 0 | 0 | 0 | 0 | 0 | 0 | 0 | 0 | 0 | 0 | 0 | 0 | 0
Commercial_Lodging_New_Food Preparation_Natural Gas_Oven_E8_Codes & Standards Forecast | Commercial | Lodging | New | Food Preparation | Natural Gas | Oven | E8 |  | Codes & Standards Forecast | 0 | 0 | 0 | 0 | 0 | 0 | 0 | 0 | 0 | 0 | 0 | 0 | 0 | 0 | 0 | 0 | 0 | 0 | 0 | 0 | 0 | 0 | 0 | 0 | 0 | 0 | 0 | 0 | 0 | 0 | 0 | 0 | 0
Commercial_Lodging_New_Food Preparation_Natural Gas_Oven_E9_Codes & Standards Forecast | Commercial | Lodging | New | Food Preparation | Natural Gas | Oven | E9 |  | Codes & Standards Forecast | 0 | 0 | 0 | 0 | 0 | 0 | 0 | 0 | 0 | 0 | 0 | 0 | 0 | 0 | 0 | 0 | 0 | 0 | 0 | 0 | 0 | 0 | 0 | 0 | 0 | 0 | 0 | 0 | 0 | 0 | 0 | 0 | 0
Commercial_Lodging_New_Food Preparation_Natural Gas_Oven_E10_Codes & Standards Forecast | Commercial | Lodging | New | Food Preparation | Natural Gas | Oven | E10 |  | Codes & Standards Forecast | 0 | 0 | 0 | 0 | 0 | 0 | 0 | 0 | 0 | 0 | 0 | 0 | 0 | 0 | 0 | 0 | 0 | 0 | 0 | 0 | 0 | 0 | 0 | 0 | 0 | 0 | 0 | 0 | 0 | 0 | 0 | 0 | 0
Commercial_Lodging_New_Food Preparation_Natural Gas_Conveyor Oven_E1_Codes & Standards Forecast | Commercial | Lodging | New | Food Preparation | Natural Gas | Conveyor Oven | E1 |  | Codes & Standards Forecast | 0 | 265.5662 | 1280.9246 | 818.6005 | 1055.7501 | 1432.7687 | 1339.1731 | 1186.924 | 1067.493 | 1030.7082 | 1017.2633 | 1007.157 | 1005.777 | 1008.6549 | 1014.8591 | 1016.7288 | 1017.0067 | 1068.8024 | 1313.0263 | 1415.6518 | 1546.4863 | 1726.6024 | 1920.2093 | 2240.9402 | 2086.0114 | 2139.2376 | 2215.8303 | 2151.7496 | 2084.8688 | 2040.5783 | 2028.0876 | 2024.6235 | 1467.0325
Commercial_Lodging_New_Food Preparation_Natural Gas_Conveyor Oven_E2_Codes & Standards Forecast | Commercial | Lodging | New | Food Preparation | Natural Gas | Conveyor Oven | E2 |  | Codes & Standards Forecast | 0 | 0 | 0 | 0 | 0 | 0 | 0 | 0 | 0 | 0 | 0 | 0 | 0 | 0 | 0 | 0 | 0 | 0 | 0 | 0 | 0 | 0 | 0 | 0 | 0 | 0 | 0 | 0 | 0 | 0 | 0 | 0 | 0
Commercial_Lodging_New_Food Preparation_Natural Gas_Conveyor Oven_E3_Codes & Standards Forecast | Commercial | Lodging | New | Food Preparation | Natural Gas | Conveyor Oven | E3 |  | Codes & Standards Forecast | 0 | 0 | 0 | 0 | 0 | 0 | 0 | 0 | 0 | 0 | 0 | 0 | 0 | 0 | 0 | 0 | 0 | 0 | 0 | 0 | 0 | 0 | 0 | 0 | 0 | 0 | 0 | 0 | 0 | 0 | 0 | 0 | 0
Commercial_Lodging_New_Food Preparation_Natural Gas_Conveyor Oven_E4_Codes & Standards Forecast | Commercial | Lodging | New | Food Preparation | Natural Gas | Conveyor Oven | E4 |  | Codes & Standards Forecast | 0 | 0 | 0 | 0 | 0 | 0 | 0 | 0 | 0 | 0 | 0 | 0 | 0 | 0 | 0 | 0 | 0 | 0 | 0 | 0 | 0 | 0 | 0 | 0 | 0 | 0 | 0 | 0 | 0 | 0 | 0 | 0 | 0
Commercial_Lodging_New_Food Preparation_Natural Gas_Conveyor Oven_E5_Codes & Standards Forecast | Commercial | Lodging | New | Food Preparation | Natural Gas | Conveyor Oven | E5 |  | Codes & Standards Forecast | 0 | 0 | 0 | 0 | 0 | 0 | 0 | 0 | 0 | 0 | 0 | 0 | 0 | 0 | 0 | 0 | 0 | 0 | 0 | 0 | 0 | 0 | 0 | 0 | 0 | 0 | 0 | 0 | 0 | 0 | 0 | 0 | 0
Commercial_Lodging_New_Food Preparation_Natural Gas_Conveyor Oven_E6_Codes & Standards Forecast | Commercial | Lodging | New | Food Preparation | Natural Gas | Conveyor Oven | E6 |  | Codes & Standards Forecast | 0 | 0 | 0 | 0 | 0 | 0 | 0 | 0 | 0 | 0 | 0 | 0 | 0 | 0 | 0 | 0 | 0 | 0 | 0 | 0 | 0 | 0 | 0 | 0 | 0 | 0 | 0 | 0 | 0 | 0 | 0 | 0 | 0
Commercial_Lodging_New_Food Preparation_Natural Gas_Conveyor Oven_E7_Codes & Standards Forecast | Commercial | Lodging | New | Food Preparation | Natural Gas | Conveyor Oven | E7 |  | Codes & Standards Forecast | 0 | 0 | 0 | 0 | 0 | 0 | 0 | 0 | 0 | 0 | 0 | 0 | 0 | 0 | 0 | 0 | 0 | 0 | 0 | 0 | 0 | 0 | 0 | 0 | 0 | 0 | 0 | 0 | 0 | 0 | 0 | 0 | 0
Commercial_Lodging_New_Food Preparation_Natural Gas_Conveyor Oven_E8_Codes & Standards Forecast | Commercial | Lodging | New | Food Preparation | Natural Gas | Conveyor Oven | E8 |  | Codes & Standards Forecast | 0 | 0 | 0 | 0 | 0 | 0 | 0 | 0 | 0 | 0 | 0 | 0 | 0 | 0 | 0 | 0 | 0 | 0 | 0 | 0 | 0 | 0 | 0 | 0 | 0 | 0 | 0 | 0 | 0 | 0 | 0 | 0 | 0
Commercial_Lodging_New_Food Preparation_Natural Gas_Conveyor Oven_E9_Codes & Standards Forecast | Commercial | Lodging | New | Food Preparation | Natural Gas | Conveyor Oven | E9 |  | Codes & Standards Forecast | 0 | 0 | 0 | 0 | 0 | 0 | 0 | 0 | 0 | 0 | 0 | 0 | 0 | 0 | 0 | 0 | 0 | 0 | 0 | 0 | 0 | 0 | 0 | 0 | 0 | 0 | 0 | 0 | 0 | 0 | 0 | 0 | 0
Commercial_Lodging_New_Food Preparation_Natural Gas_Conveyor Oven_E10_Codes & Standards Forecast | Commercial | Lodging | New | Food Preparation | Natural Gas | Conveyor Oven | E10 |  | Codes & Standards Forecast | 0 | 0 | 0 | 0 | 0 | 0 | 0 | 0 | 0 | 0 | 0 | 0 | 0 | 0 | 0 | 0 | 0 | 0 | 0 | 0 | 0 | 0 | 0 | 0 | 0 | 0 | 0 | 0 | 0 | 0 | 0 | 0 | 0
Commercial_Lodging_New_Food Preparation_Natural Gas_Double Rack Oven_E1_Codes & Standards Forecast | Commercial | Lodging | New | Food Preparation | Natural Gas | Double Rack Oven | E1 |  | Codes & Standards Forecast | 0 | 265.5662 | 1280.9246 | 818.6005 | 1055.7501 | 1432.7687 | 1339.1731 | 1186.924 | 1067.493 | 1030.7082 | 1017.2633 | 1007.157 | 1058.8903 | 1307.3304 | 1417.5197 | 1550.0072 | 1730.1832 | 1923.6816 | 2244.2996 | 2089.2535 | 2142.5266 | 2219.1667 | 2153.7054 | 2096.049 | 2107.9533 | 2162.3431 | 2238.5058 | 2336.3815 | 2469.628 | 2691.9498 | 2802.5921 | 2907.6419 | 2463.7606
Commercial_Lodging_New_Food Preparation_Natural Gas_Double Rack Oven_E2_Codes & Standards Forecast | Commercial | Lodging | New | Food Preparation | Natural Gas | Double Rack Oven | E2 |  | Codes & Standards Forecast | 0 | 0 | 0 | 0 | 0 | 0 | 0 | 0 | 0 | 0 | 0 | 0 | 0 | 0 | 0 | 0 | 0 | 0 | 0 | 0 | 0 | 0 | 0 | 0 | 0 | 0 | 0 | 0 | 0 | 0 | 0 | 0 | 0
Commercial_Lodging_New_Food Preparation_Natural Gas_Double Rack Oven_E3_Codes & Standards Forecast | Commercial | Lodging | New | Food Preparation | Natural Gas | Double Rack Oven | E3 |  | Codes & Standards Forecast | 0 | 0 | 0 | 0 | 0 | 0 | 0 | 0 | 0 | 0 | 0 | 0 | 0 | 0 | 0 | 0 | 0 | 0 | 0 | 0 | 0 | 0 | 0 | 0 | 0 | 0 | 0 | 0 | 0 | 0 | 0 | 0 | 0
Commercial_Lodging_New_Food Preparation_Natural Gas_Double Rack Oven_E4_Codes & Standards Forecast | Commercial | Lodging | New | Food Preparation | Natural Gas | Double Rack Oven | E4 |  | Codes & Standards Forecast | 0 | 0 | 0 | 0 | 0 | 0 | 0 | 0 | 0 | 0 | 0 | 0 | 0 | 0 | 0 | 0 | 0 | 0 | 0 | 0 | 0 | 0 | 0 | 0 | 0 | 0 | 0 | 0 | 0 | 0 | 0 | 0 | 0
Commercial_Lodging_New_Food Preparation_Natural Gas_Double Rack Oven_E5_Codes & Standards Forecast | Commercial | Lodging | New | Food Preparation | Natural Gas | Double Rack Oven | E5 |  | Codes & Standards Forecast | 0 | 0 | 0 | 0 | 0 | 0 | 0 | 0 | 0 | 0 | 0 | 0 | 0 | 0 | 0 | 0 | 0 | 0 | 0 | 0 | 0 | 0 | 0 | 0 | 0 | 0 | 0 | 0 | 0 | 0 | 0 | 0 | 0
Commercial_Lodging_New_Food Preparation_Natural Gas_Double Rack Oven_E6_Codes & Standards Forecast | Commercial | Lodging | New | Food Preparation | Natural Gas | Double Rack Oven | E6 |  | Codes & Standards Forecast | 0 | 0 | 0 | 0 | 0 | 0 | 0 | 0 | 0 | 0 | 0 | 0 | 0 | 0 | 0 | 0 | 0 | 0 | 0 | 0 | 0 | 0 | 0 | 0 | 0 | 0 | 0 | 0 | 0 | 0 | 0 | 0 | 0
Commercial_Lodging_New_Food Preparation_Natural Gas_Double Rack Oven_E7_Codes & Standards Forecast | Commercial | Lodging | New | Food Preparation | Natural Gas | Double Rack Oven | E7 |  | Codes & Standards Forecast | 0 | 0 | 0 | 0 | 0 | 0 | 0 | 0 | 0 | 0 | 0 | 0 | 0 | 0 | 0 | 0 | 0 | 0 | 0 | 0 | 0 | 0 | 0 | 0 | 0 | 0 | 0 | 0 | 0 | 0 | 0 | 0 | 0
Commercial_Lodging_New_Food Preparation_Natural Gas_Double Rack Oven_E8_Codes & Standards Forecast | Commercial | Lodging | New | Food Preparation | Natural Gas | Double Rack Oven | E8 |  | Codes & Standards Forecast | 0 | 0 | 0 | 0 | 0 | 0 | 0 | 0 | 0 | 0 | 0 | 0 | 0 | 0 | 0 | 0 | 0 | 0 | 0 | 0 | 0 | 0 | 0 | 0 | 0 | 0 | 0 | 0 | 0 | 0 | 0 | 0 | 0
Commercial_Lodging_New_Food Preparation_Natural Gas_Double Rack Oven_E9_Codes & Standards Forecast | Commercial | Lodging | New | Food Preparation | Natural Gas | Double Rack Oven | E9 |  | Codes & Standards Forecast | 0 | 0 | 0 | 0 | 0 | 0 | 0 | 0 | 0 | 0 | 0 | 0 | 0 | 0 | 0 | 0 | 0 | 0 | 0 | 0 | 0 | 0 | 0 | 0 | 0 | 0 | 0 | 0 | 0 | 0 | 0 | 0 | 0
Commercial_Lodging_New_Food Preparation_Natural Gas_Double Rack Oven_E10_Codes & Standards Forecast | Commercial | Lodging | New | Food Preparation | Natural Gas | Double Rack Oven | E10 |  | Codes & Standards Forecast | 0 | 0 | 0 | 0 | 0 | 0 | 0 | 0 | 0 | 0 | 0 | 0 | 0 | 0 | 0 | 0 | 0 | 0 | 0 | 0 | 0 | 0 | 0 | 0 | 0 | 0 | 0 | 0 | 0 | 0 | 0 | 0 | 0
Commercial_Lodging_New_Food Preparation_Natural Gas_Fryer_E1_Codes & Standards Forecast | Commercial | Lodging | New | Food Preparation | Natural Gas | Fryer | E1 |  | Codes & Standards Forecast | 0 | 403.496 | 1946.211 | 0 | 0 | 0 | 0 | 0 | 0 | 0 | 0 | 0 | 0 | 0 | 0 | 0 | 0 | 0 | 0 | 0 | 0 | 0 | 0 | 0 | 0 | 0 | 0 | 0 | 0 | 0 | 0 | 0 | 0
Commercial_Lodging_New_Food Preparation_Natural Gas_Fryer_E2_Codes & Standards Forecast | Commercial | Lodging | New | Food Preparation | Natural Gas | Fryer | E2 |  | Codes & Standards Forecast | 0 | 0 | 0 | 1243.7651 | 1604.0855 | 2176.9199 | 2135.5867 | 2365.5967 | 2354.5249 | 2516.5068 | 2898.4429 | 3444.8693 | 3388.8243 | 3602.1671 | 3859.2474 | 3997.5675 | 4300.597 | 4454.3295 | 4663.4988 | 4936.3016 | 5216.3964 | 5359.34 | 5566.8223 | 5784.6213 | 5987.498 | 6250.4388 | 6448.0174 | 6661.2937 | 6890.8678 | 7115.5652 | 7317.3443 | 7533.4565 | 6906.9252
Commercial_Lodging_New_Food Preparation_Natural Gas_Fryer_E3_Codes & Standards Forecast | Commercial | Lodging | New | Food Preparation | Natural Gas | Fryer | E3 |  | Codes & Standards Forecast | 0 | 0 | 0 | 0 | 0 | 0 | 0 | 0 | 0 | 0 | 0 | 0 | 0 | 0 | 0 | 0 | 0 | 0 | 0 | 0 | 0 | 0 | 0 | 0 | 0 | 0 | 0 | 0 | 0 | 0 | 0 | 0 | 0
Commercial_Lodging_New_Food Preparation_Natural Gas_Fryer_E4_Codes & Standards Forecast | Commercial | Lodging | New | Food Preparation | Natural Gas | Fryer | E4 |  | Codes & Standards Forecast | 0 | 0 | 0 | 0 | 0 | 0 | 0 | 0 | 0 | 0 | 0 | 0 | 0 | 0 | 0 | 0 | 0 | 0 | 0 | 0 | 0 | 0 | 0 | 0 | 0 | 0 | 0 | 0 | 0 | 0 | 0 | 0 | 0
Commercial_Lodging_New_Food Preparation_Natural Gas_Fryer_E5_Codes & Standards Forecast | Commercial | Lodging | New | Food Preparation | Natural Gas | Fryer | E5 |  | Codes & Standards Forecast | 0 | 0 | 0 | 0 | 0 | 0 | 0 | 0 | 0 | 0 | 0 | 0 | 0 | 0 | 0 | 0 | 0 | 0 | 0 | 0 | 0 | 0 | 0 | 0 | 0 | 0 | 0 | 0 | 0 | 0 | 0 | 0 | 0
Commercial_Lodging_New_Food Preparation_Natural Gas_Fryer_E6_Codes & Standards Forecast | Commercial | Lodging | New | Food Preparation | Natural Gas | Fryer | E6 |  | Codes & Standards Forecast | 0 | 0 | 0 | 0 | 0 | 0 | 0 | 0 | 0 | 0 | 0 | 0 | 0 | 0 | 0 | 0 | 0 | 0 | 0 | 0 | 0 | 0 | 0 | 0 | 0 | 0 | 0 | 0 | 0 | 0 | 0 | 0 | 0
Commercial_Lodging_New_Food Preparation_Natural Gas_Fryer_E7_Codes & Standards Forecast | Commercial | Lodging | New | Food Preparation | Natural Gas | Fryer | E7 |  | Codes & Standards Forecast | 0 | 0 | 0 | 0 | 0 | 0 | 0 | 0 | 0 | 0 | 0 | 0 | 0 | 0 | 0 | 0 | 0 | 0 | 0 | 0 | 0 | 0 | 0 | 0 | 0 | 0 | 0 | 0 | 0 | 0 | 0 | 0 | 0
Commercial_Lodging_New_Food Preparation_Natural Gas_Fryer_E8_Codes & Standards Forecast | Commercial | Lodging | New | Food Preparation | Natural Gas | Fryer | E8 |  | Codes & Standards Forecast | 0 | 0 | 0 | 0 | 0 | 0 | 0 | 0 | 0 | 0 | 0 | 0 | 0 | 0 | 0 | 0 | 0 | 0 | 0 | 0 | 0 | 0 | 0 | 0 | 0 | 0 | 0 | 0 | 0 | 0 | 0 | 0 | 0
Commercial_Lodging_New_Food Preparation_Natural Gas_Fryer_E9_Codes & Standards Forecast | Commercial | Lodging | New | Food Preparation | Natural Gas | Fryer | E9 |  | Codes & Standards Forecast | 0 | 0 | 0 | 0 | 0 | 0 | 0 | 0 | 0 | 0 | 0 | 0 | 0 | 0 | 0 | 0 | 0 | 0 | 0 | 0 | 0 | 0 | 0 | 0 | 0 | 0 | 0 | 0 | 0 | 0 | 0 | 0 | 0
Commercial_Lodging_New_Food Preparation_Natural Gas_Fryer_E10_Codes & Standards Forecast | Commercial | Lodging | New | Food Preparation | Natural Gas | Fryer | E10 |  | Codes & Standards Forecast | 0 | 0 | 0 | 0 | 0 | 0 | 0 | 0 | 0 | 0 | 0 | 0 | 0 | 0 | 0 | 0 | 0 | 0 | 0 | 0 | 0 | 0 | 0 | 0 | 0 | 0 | 0 | 0 | 0 | 0 | 0 | 0 | 0
Commercial_Lodging_New_Food Preparation_Natural Gas_Broiler_E1_Codes & Standards Forecast | Commercial | Lodging | New | Food Preparation | Natural Gas | Broiler | E1 |  | Codes & Standards Forecast | 0 | 403.496 | 1946.211 | 1243.7651 | 1604.0855 | 2176.9199 | 2034.7127 | 1803.3885 | 1621.9274 | 1566.0373 | 1545.6093 | 1530.254 | 1608.8565 | 1986.3315 | 2153.7508 | 2355.0498 | 2628.8054 | 2922.803 | 3409.9436 | 3174.3696 | 3255.3118 | 3371.7572 | 3272.2966 | 3184.6947 | 3202.7818 | 3285.4206 | 3401.1407 | 3549.851 | 3752.303 | 4090.0942 | 4258.202 | 4417.8125 | 3743.3882
Commercial_Lodging_New_Food Preparation_Natural Gas_Broiler_E2_Codes & Standards Forecast | Commercial | Lodging | New | Food Preparation | Natural Gas | Broiler | E2 |  | Codes & Standards Forecast | 0 | 0 | 0 | 0 | 0 | 0 | 0 | 0 | 0 | 0 | 0 | 0 | 0 | 0 | 0 | 0 | 0 | 0 | 0 | 0 | 0 | 0 | 0 | 0 | 0 | 0 | 0 | 0 | 0 | 0 | 0 | 0 | 0
Commercial_Lodging_New_Food Preparation_Natural Gas_Broiler_E3_Codes & Standards Forecast | Commercial | Lodging | New | Food Preparation | Natural Gas | Broiler | E3 |  | Codes & Standards Forecast | 0 | 0 | 0 | 0 | 0 | 0 | 0 | 0 | 0 | 0 | 0 | 0 | 0 | 0 | 0 | 0 | 0 | 0 | 0 | 0 | 0 | 0 | 0 | 0 | 0 | 0 | 0 | 0 | 0 | 0 | 0 | 0 | 0
Commercial_Lodging_New_Food Preparation_Natural Gas_Broiler_E4_Codes & Standards Forecast | Commercial | Lodging | New | Food Preparation | Natural Gas | Broiler | E4 |  | Codes & Standards Forecast | 0 | 0 | 0 | 0 | 0 | 0 | 0 | 0 | 0 | 0 | 0 | 0 | 0 | 0 | 0 | 0 | 0 | 0 | 0 | 0 | 0 | 0 | 0 | 0 | 0 | 0 | 0 | 0 | 0 | 0 | 0 | 0 | 0
Commercial_Lodging_New_Food Preparation_Natural Gas_Broiler_E5_Codes & Standards Forecast | Commercial | Lodging | New | Food Preparation | Natural Gas | Broiler | E5 |  | Codes & Standards Forecast | 0 | 0 | 0 | 0 | 0 | 0 | 0 | 0 | 0 | 0 | 0 | 0 | 0 | 0 | 0 | 0 | 0 | 0 | 0 | 0 | 0 | 0 | 0 | 0 | 0 | 0 | 0 | 0 | 0 | 0 | 0 | 0 | 0
Commercial_Lodging_New_Food Preparation_Natural Gas_Broiler_E6_Codes & Standards Forecast | Commercial | Lodging | New | Food Preparation | Natural Gas | Broiler | E6 |  | Codes & Standards Forecast | 0 | 0 | 0 | 0 | 0 | 0 | 0 | 0 | 0 | 0 | 0 | 0 | 0 | 0 | 0 | 0 | 0 | 0 | 0 | 0 | 0 | 0 | 0 | 0 | 0 | 0 | 0 | 0 | 0 | 0 | 0 | 0 | 0
Commercial_Lodging_New_Food Preparation_Natural Gas_Broiler_E7_Codes & Standards Forecast | Commercial | Lodging | New | Food Preparation | Natural Gas | Broiler | E7 |  | Codes & Standards Forecast | 0 | 0 | 0 | 0 | 0 | 0 | 0 | 0 | 0 | 0 | 0 | 0 | 0 | 0 | 0 | 0 | 0 | 0 | 0 | 0 | 0 | 0 | 0 | 0 | 0 | 0 | 0 | 0 | 0 | 0 | 0 | 0 | 0
Commercial_Lodging_New_Food Preparation_Natural Gas_Broiler_E8_Codes & Standards Forecast | Commercial | Lodging | New | Food Preparation | Natural Gas | Broiler | E8 |  | Codes & Standards Forecast | 0 | 0 | 0 | 0 | 0 | 0 | 0 | 0 | 0 | 0 | 0 | 0 | 0 | 0 | 0 | 0 | 0 | 0 | 0 | 0 | 0 | 0 | 0 | 0 | 0 | 0 | 0 | 0 | 0 | 0 | 0 | 0 | 0
Commercial_Lodging_New_Food Preparation_Natural Gas_Broiler_E9_Codes & Standards Forecast | Commercial | Lodging | New | Food Preparation | Natural Gas | Broiler | E9 |  | Codes & Standards Forecast | 0 | 0 | 0 | 0 | 0 | 0 | 0 | 0 | 0 | 0 | 0 | 0 | 0 | 0 | 0 | 0 | 0 | 0 | 0 | 0 | 0 | 0 | 0 | 0 | 0 | 0 | 0 | 0 | 0 | 0 | 0 | 0 | 0
Commercial_Lodging_New_Food Preparation_Natural Gas_Broiler_E10_Codes & Standards Forecast | Commercial | Lodging | New | Food Preparation | Natural Gas | Broiler | E10 |  | Codes & Standards Forecast | 0 | 0 | 0 | 0 | 0 | 0 | 0 | 0 | 0 | 0 | 0 | 0 | 0 | 0 | 0 | 0 | 0 | 0 | 0 | 0 | 0 | 0 | 0 | 0 | 0 | 0 | 0 | 0 | 0 | 0 | 0 | 0 | 0
Commercial_Lodging_New_Food Preparation_Natural Gas_Griddle_E1_Codes & Standards Forecast | Commercial | Lodging | New | Food Preparation | Natural Gas | Griddle | E1 |  | Codes & Standards Forecast | 0 | 1078.7342 | 5203.1356 | 3325.168 | 4288.4734 | 5819.9287 | 5439.742 | 4821.3039 | 4336.1733 | 4186.7527 | 4132.1391 | 4091.0872 | 4301.2287 | 5310.3964 | 5757.9868 | 6296.1535 | 7028.0309 | 7814.0245 | 9116.3799 | 8486.5799 | 8702.9764 | 9014.2897 | 8748.3847 | 8514.1837 | 8562.539 | 8783.4713 | 9092.8454 | 9490.418 | 10031.6671 | 10934.7417 | 11384.1726 | 11810.8866 | 10007.8337
Commercial_Lodging_New_Food Preparation_Natural Gas_Griddle_E2_Codes & Standards Forecast | Commercial | Lodging | New | Food Preparation | Natural Gas | Griddle | E2 |  | Codes & Standards Forecast | 0 | 0 | 0 | 0 | 0 | 0 | 0 | 0 | 0 | 0 | 0 | 0 | 0 | 0 | 0 | 0 | 0 | 0 | 0 | 0 | 0 | 0 | 0 | 0 | 0 | 0 | 0 | 0 | 0 | 0 | 0 | 0 | 0
Commercial_Lodging_New_Food Preparation_Natural Gas_Griddle_E3_Codes & Standards Forecast | Commercial | Lodging | New | Food Preparation | Natural Gas | Griddle | E3 |  | Codes & Standards Forecast | 0 | 0 | 0 | 0 | 0 | 0 | 0 | 0 | 0 | 0 | 0 | 0 | 0 | 0 | 0 | 0 | 0 | 0 | 0 | 0 | 0 | 0 | 0 | 0 | 0 | 0 | 0 | 0 | 0 | 0 | 0 | 0 | 0
Commercial_Lodging_New_Food Preparation_Natural Gas_Griddle_E4_Codes & Standards Forecast | Commercial | Lodging | New | Food Preparation | Natural Gas | Griddle | E4 |  | Codes & Standards Forecast | 0 | 0 | 0 | 0 | 0 | 0 | 0 | 0 | 0 | 0 | 0 | 0 | 0 | 0 | 0 | 0 | 0 | 0 | 0 | 0 | 0 | 0 | 0 | 0 | 0 | 0 | 0 | 0 | 0 | 0 | 0 | 0 | 0
Commercial_Lodging_New_Food Preparation_Natural Gas_Griddle_E5_Codes & Standards Forecast | Commercial | Lodging | New | Food Preparation | Natural Gas | Griddle | E5 |  | Codes & Standards Forecast | 0 | 0 | 0 | 0 | 0 | 0 | 0 | 0 | 0 | 0 | 0 | 0 | 0 | 0 | 0 | 0 | 0 | 0 | 0 | 0 | 0 | 0 | 0 | 0 | 0 | 0 | 0 | 0 | 0 | 0 | 0 | 0 | 0
Commercial_Lodging_New_Food Preparation_Natural Gas_Griddle_E6_Codes & Standards Forecast | Commercial | Lodging | New | Food Preparation | Natural Gas | Griddle | E6 |  | Codes & Standards Forecast | 0 | 0 | 0 | 0 | 0 | 0 | 0 | 0 | 0 | 0 | 0 | 0 | 0 | 0 | 0 | 0 | 0 | 0 | 0 | 0 | 0 | 0 | 0 | 0 | 0 | 0 | 0 | 0 | 0 | 0 | 0 | 0 | 0
Commercial_Lodging_New_Food Preparation_Natural Gas_Griddle_E7_Codes & Standards Forecast | Commercial | Lodging | New | Food Preparation | Natural Gas | Griddle | E7 |  | Codes & Standards Forecast | 0 | 0 | 0 | 0 | 0 | 0 | 0 | 0 | 0 | 0 | 0 | 0 | 0 | 0 | 0 | 0 | 0 | 0 | 0 | 0 | 0 | 0 | 0 | 0 | 0 | 0 | 0 | 0 | 0 | 0 | 0 | 0 | 0
Commercial_Lodging_New_Food Preparation_Natural Gas_Griddle_E8_Codes & Standards Forecast | Commercial | Lodging | New | Food Preparation | Natural Gas | Griddle | E8 |  | Codes & Standards Forecast | 0 | 0 | 0 | 0 | 0 | 0 | 0 | 0 | 0 | 0 | 0 | 0 | 0 | 0 | 0 | 0 | 0 | 0 | 0 | 0 | 0 | 0 | 0 | 0 | 0 | 0 | 0 | 0 | 0 | 0 | 0 | 0 | 0
Commercial_Lodging_New_Food Preparation_Natural Gas_Griddle_E9_Codes & Standards Forecast | Commercial | Lodging | New | Food Preparation | Natural Gas | Griddle | E9 |  | Codes & Standards Forecast | 0 | 0 | 0 | 0 | 0 | 0 | 0 | 0 | 0 | 0 | 0 | 0 | 0 | 0 | 0 | 0 | 0 | 0 | 0 | 0 | 0 | 0 | 0 | 0 | 0 | 0 | 0 | 0 | 0 | 0 | 0 | 0 | 0
Commercial_Lodging_New_Food Preparation_Natural Gas_Griddle_E10_Codes & Standards Forecast | Commercial | Lodging | New | Food Preparation | Natural Gas | Griddle | E10 |  | Codes & Standards Forecast | 0 | 0 | 0 | 0 | 0 | 0 | 0 | 0 | 0 | 0 | 0 | 0 | 0 | 0 | 0 | 0 | 0 | 0 | 0 | 0 | 0 | 0 | 0 | 0 | 0 | 0 | 0 | 0 | 0 | 0 | 0 | 0 | 0
Commercial_Lodging_New_Food Preparation_Natural Gas_Range_E1_Codes & Standards Forecast | Commercial | Lodging | New | Food Preparation | Natural Gas | Range | E1 |  | Codes & Standards Forecast | 0 | 16.4692 | 79.4372 | 50.7659 | 65.4729 | 88.8539 | 83.0495 | 73.6077 | 66.2011 | 63.9199 | 66.3799 | 80.9819 | 87.345 | 95.6238 | 107.165 | 119.3626 | 139.3461 | 129.7334 | 132.9407 | 138.2546 | 137.8561 | 137.8592 | 139.9652 | 145.2858 | 153.2084 | 166.7983 | 173.5901 | 180.1693 | 187.3529 | 193.1943 | 199.9114 | 197.95 | 166.3405
Commercial_Lodging_New_Food Preparation_Natural Gas_Range_E2_Codes & Standards Forecast | Commercial | Lodging | New | Food Preparation | Natural Gas | Range | E2 |  | Codes & Standards Forecast | 0 | 0 | 0 | 0 | 0 | 0 | 0 | 0 | 0 | 0 | 0 | 0 | 0 | 0 | 0 | 0 | 0 | 0 | 0 | 0 | 0 | 0 | 0 | 0 | 0 | 0 | 0 | 0 | 0 | 0 | 0 | 0 | 0
Commercial_Lodging_New_Food Preparation_Natural Gas_Range_E3_Codes & Standards Forecast | Commercial | Lodging | New | Food Preparation | Natural Gas | Range | E3 |  | Codes & Standards Forecast | 0 | 0 | 0 | 0 | 0 | 0 | 0 | 0 | 0 | 0 | 0 | 0 | 0 | 0 | 0 | 0 | 0 | 0 | 0 | 0 | 0 | 0 | 0 | 0 | 0 | 0 | 0 | 0 | 0 | 0 | 0 | 0 | 0
Commercial_Lodging_New_Food Preparation_Natural Gas_Range_E4_Codes & Standards Forecast | Commercial | Lodging | New | Food Preparation | Natural Gas | Range | E4 |  | Codes & Standards Forecast | 0 | 0 | 0 | 0 | 0 | 0 | 0 | 0 | 0 | 0 | 0 | 0 | 0 | 0 | 0 | 0 | 0 | 0 | 0 | 0 | 0 | 0 | 0 | 0 | 0 | 0 | 0 | 0 | 0 | 0 | 0 | 0 | 0
Commercial_Lodging_New_Food Preparation_Natural Gas_Range_E5_Codes & Standards Forecast | Commercial | Lodging | New | Food Preparation | Natural Gas | Range | E5 |  | Codes & Standards Forecast | 0 | 0 | 0 | 0 | 0 | 0 | 0 | 0 | 0 | 0 | 0 | 0 | 0 | 0 | 0 | 0 | 0 | 0 | 0 | 0 | 0 | 0 | 0 | 0 | 0 | 0 | 0 | 0 | 0 | 0 | 0 | 0 | 0
Commercial_Lodging_New_Food Preparation_Natural Gas_Range_E6_Codes & Standards Forecast | Commercial | Lodging | New | Food Preparation | Natural Gas | Range | E6 |  | Codes & Standards Forecast | 0 | 0 | 0 | 0 | 0 | 0 | 0 | 0 | 0 | 0 | 0 | 0 | 0 | 0 | 0 | 0 | 0 | 0 | 0 | 0 | 0 | 0 | 0 | 0 | 0 | 0 | 0 | 0 | 0 | 0 | 0 | 0 | 0
Commercial_Lodging_New_Food Preparation_Natural Gas_Range_E7_Codes & Standards Forecast | Commercial | Lodging | New | Food Preparation | Natural Gas | Range | E7 |  | Codes & Standards Forecast | 0 | 0 | 0 | 0 | 0 | 0 | 0 | 0 | 0 | 0 | 0 | 0 | 0 | 0 | 0 | 0 | 0 | 0 | 0 | 0 | 0 | 0 | 0 | 0 | 0 | 0 | 0 | 0 | 0 | 0 | 0 | 0 | 0
Commercial_Lodging_New_Food Preparation_Natural Gas_Range_E8_Codes & Standards Forecast | Commercial | Lodging | New | Food Preparation | Natural Gas | Range | E8 |  | Codes & Standards Forecast | 0 | 0 | 0 | 0 | 0 | 0 | 0 | 0 | 0 | 0 | 0 | 0 | 0 | 0 | 0 | 0 | 0 | 0 | 0 | 0 | 0 | 0 | 0 | 0 | 0 | 0 | 0 | 0 | 0 | 0 | 0 | 0 | 0
Commercial_Lodging_New_Food Preparation_Natural Gas_Range_E9_Codes & Standards Forecast | Commercial | Lodging | New | Food Preparation | Natural Gas | Range | E9 |  | Codes & Standards Forecast | 0 | 0 | 0 | 0 | 0 | 0 | 0 | 0 | 0 | 0 | 0 | 0 | 0 | 0 | 0 | 0 | 0 | 0 | 0 | 0 | 0 | 0 | 0 | 0 | 0 | 0 | 0 | 0 | 0 | 0 | 0 | 0 | 0
Commercial_Lodging_New_Food Preparation_Natural Gas_Range_E10_Codes & Standards Forecast | Commercial | Lodging | New | Food Preparation | Natural Gas | Range | E10 |  | Codes & Standards Forecast | 0 | 0 | 0 | 0 | 0 | 0 | 0 | 0 | 0 | 0 | 0 | 0 | 0 | 0 | 0 | 0 | 0 | 0 | 0 | 0 | 0 | 0 | 0 | 0 | 0 | 0 | 0 | 0 | 0 | 0 | 0 | 0 | 0
Commercial_Lodging_New_Food Preparation_Natural Gas_Steamer_E1_Codes & Standards Forecast | Commercial | Lodging | New | Food Preparation | Natural Gas | Steamer | E1 |  | Codes & Standards Forecast | 0 | 16.4692 | 79.4372 | 0 | 0 | 0 | 0 | 0 | 0 | 0 | 0 | 0 | 0 | 0 | 0 | 0 | 0 | 0 | 0 | 0 | 0 | 0 | 0 | 0 | 0 | 0 | 0 | 0 | 0 | 0 | 0 | 0 | 0
Commercial_Lodging_New_Food Preparation_Natural Gas_Steamer_E2_Codes & Standards Forecast | Commercial | Lodging | New | Food Preparation | Natural Gas | Steamer | E2 |  | Codes & Standards Forecast | 0 | 0 | 0 | 50.7659 | 65.4729 | 88.8539 | 83.0495 | 73.6077 | 66.2011 | 63.9199 | 64.916 | 72.9123 | 77.3059 | 83.1 | 91.0744 | 97.2917 | 101.6832 | 104.6669 | 107.0551 | 114.3498 | 136.13 | 127.7599 | 134.2348 | 143.5381 | 143.5015 | 142.9157 | 143.3546 | 145.5896 | 149.3973 | 157.3588 | 162.3976 | 168.0285 | 140.2727
Commercial_Lodging_New_Food Preparation_Natural Gas_Steamer_E3_Codes & Standards Forecast | Commercial | Lodging | New | Food Preparation | Natural Gas | Steamer | E3 |  | Codes & Standards Forecast | 0 | 0 | 0 | 0 | 0 | 0 | 0 | 0 | 0 | 0 | 0 | 0 | 0 | 0 | 0 | 0 | 0 | 0 | 0 | 0 | 0 | 0 | 0 | 0 | 0 | 0 | 0 | 0 | 0 | 0 | 0 | 0 | 0
Commercial_Lodging_New_Food Preparation_Natural Gas_Steamer_E4_Codes & Standards Forecast | Commercial | Lodging | New | Food Preparation | Natural Gas | Steamer | E4 |  | Codes & Standards Forecast | 0 | 0 | 0 | 0 | 0 | 0 | 0 | 0 | 0 | 0 | 0 | 0 | 0 | 0 | 0 | 0 | 0 | 0 | 0 | 0 | 0 | 0 | 0 | 0 | 0 | 0 | 0 | 0 | 0 | 0 | 0 | 0 | 0
Commercial_Lodging_New_Food Preparation_Natural Gas_Steamer_E5_Codes & Standards Forecast | Commercial | Lodging | New | Food Preparation | Natural Gas | Steamer | E5 |  | Codes & Standards Forecast | 0 | 0 | 0 | 0 | 0 | 0 | 0 | 0 | 0 | 0 | 0 | 0 | 0 | 0 | 0 | 0 | 0 | 0 | 0 | 0 | 0 | 0 | 0 | 0 | 0 | 0 | 0 | 0 | 0 | 0 | 0 | 0 | 0
Commercial_Lodging_New_Food Preparation_Natural Gas_Steamer_E6_Codes & Standards Forecast | Commercial | Lodging | New | Food Preparation | Natural Gas | Steamer | E6 |  | Codes & Standards Forecast | 0 | 0 | 0 | 0 | 0 | 0 | 0 | 0 | 0 | 0 | 0 | 0 | 0 | 0 | 0 | 0 | 0 | 0 | 0 | 0 | 0 | 0 | 0 | 0 | 0 | 0 | 0 | 0 | 0 | 0 | 0 | 0 | 0
Commercial_Lodging_New_Food Preparation_Natural Gas_Steamer_E7_Codes & Standards Forecast | Commercial | Lodging | New | Food Preparation | Natural Gas | Steamer | E7 |  | Codes & Standards Forecast | 0 | 0 | 0 | 0 | 0 | 0 | 0 | 0 | 0 | 0 | 0 | 0 | 0 | 0 | 0 | 0 | 0 | 0 | 0 | 0 | 0 | 0 | 0 | 0 | 0 | 0 | 0 | 0 | 0 | 0 | 0 | 0 | 0
Commercial_Lodging_New_Food Preparation_Natural Gas_Steamer_E8_Codes & Standards Forecast | Commercial | Lodging | New | Food Preparation | Natural Gas | Steamer | E8 |  | Codes & Standards Forecast | 0 | 0 | 0 | 0 | 0 | 0 | 0 | 0 | 0 | 0 | 0 | 0 | 0 | 0 | 0 | 0 | 0 | 0 | 0 | 0 | 0 | 0 | 0 | 0 | 0 | 0 | 0 | 0 | 0 | 0 | 0 | 0 | 0
Commercial_Lodging_New_Food Preparation_Natural Gas_Steamer_E9_Codes & Standards Forecast | Commercial | Lodging | New | Food Preparation | Natural Gas | Steamer | E9 |  | Codes & Standards Forecast | 0 | 0 | 0 | 0 | 0 | 0 | 0 | 0 | 0 | 0 | 0 | 0 | 0 | 0 | 0 | 0 | 0 | 0 | 0 | 0 | 0 | 0 | 0 | 0 | 0 | 0 | 0 | 0 | 0 | 0 | 0 | 0 | 0
Commercial_Lodging_New_Food Preparation_Natural Gas_Steamer_E10_Codes & Standards Forecast | Commercial | Lodging | New | Food Preparation | Natural Gas | Steamer | E10 |  | Codes & Standards Forecast | 0 | 0 | 0 | 0 | 0 | 0 | 0 | 0 | 0 | 0 | 0 | 0 | 0 | 0 | 0 | 0 | 0 | 0 | 0 | 0 | 0 | 0 | 0 | 0 | 0 | 0 | 0 | 0 | 0 | 0 | 0 | 0 | 0
Commercial_Lodging_New_Food Preparation_Natural Gas_Food Prep Other_E1_Codes & Standards Forecast | Commercial | Lodging | New | Food Preparation | Natural Gas | Food Prep Other | E1 |  | Codes & Standards Forecast | 0 | 0 | 0 | 0 | 0 | 0 | 0 | 0 | 0 | 0 | 0 | 0 | 0 | 0 | 0 | 0 | 0 | 0 | 0 | 0 | 0 | 0 | 0 | 0 | 0 | 0 | 0 | 0 | 0 | 0 | 0 | 0 | 0
Commercial_Lodging_New_Food Preparation_Natural Gas_Food Prep Other_E2_Codes & Standards Forecast | Commercial | Lodging | New | Food Preparation | Natural Gas | Food Prep Other | E2 |  | Codes & Standards Forecast | 0 | 0 | 0 | 0 | 0 | 0 | 0 | 0 | 0 | 0 | 0 | 0 | 0 | 0 | 0 | 0 | 0 | 0 | 0 | 0 | 0 | 0 | 0 | 0 | 0 | 0 | 0 | 0 | 0 | 0 | 0 | 0 | 0
Commercial_Lodging_New_Food Preparation_Natural Gas_Food Prep Other_E3_Codes & Standards Forecast | Commercial | Lodging | New | Food Preparation | Natural Gas | Food Prep Other | E3 |  | Codes & Standards Forecast | 0 | 0 | 0 | 0 | 0 | 0 | 0 | 0 | 0 | 0 | 0 | 0 | 0 | 0 | 0 | 0 | 0 | 0 | 0 | 0 | 0 | 0 | 0 | 0 | 0 | 0 | 0 | 0 | 0 | 0 | 0 | 0 | 0
Commercial_Lodging_New_Food Preparation_Natural Gas_Food Prep Other_E4_Codes & Standards Forecast | Commercial | Lodging | New | Food Preparation | Natural Gas | Food Prep Other | E4 |  | Codes & Standards Forecast | 0 | 0 | 0 | 0 | 0 | 0 | 0 | 0 | 0 | 0 | 0 | 0 | 0 | 0 | 0 | 0 | 0 | 0 | 0 | 0 | 0 | 0 | 0 | 0 | 0 | 0 | 0 | 0 | 0 | 0 | 0 | 0 | 0
Commercial_Lodging_New_Food Preparation_Natural Gas_Food Prep Other_E5_Codes & Standards Forecast | Commercial | Lodging | New | Food Preparation | Natural Gas | Food Prep Other | E5 |  | Codes & Standards Forecast | 0 | 0 | 0 | 0 | 0 | 0 | 0 | 0 | 0 | 0 | 0 | 0 | 0 | 0 | 0 | 0 | 0 | 0 | 0 | 0 | 0 | 0 | 0 | 0 | 0 | 0 | 0 | 0 | 0 | 0 | 0 | 0 | 0
Commercial_Lodging_New_Food Preparation_Natural Gas_Food Prep Other_E6_Codes & Standards Forecast | Commercial | Lodging | New | Food Preparation | Natural Gas | Food Prep Other | E6 |  | Codes & Standards Forecast | 0 | 0 | 0 | 0 | 0 | 0 | 0 | 0 | 0 | 0 | 0 | 0 | 0 | 0 | 0 | 0 | 0 | 0 | 0 | 0 | 0 | 0 | 0 | 0 | 0 | 0 | 0 | 0 | 0 | 0 | 0 | 0 | 0
Commercial_Lodging_New_Food Preparation_Natural Gas_Food Prep Other_E7_Codes & Standards Forecast | Commercial | Lodging | New | Food Preparation | Natural Gas | Food Prep Other | E7 |  | Codes & Standards Forecast | 0 | 0 | 0 | 0 | 0 | 0 | 0 | 0 | 0 | 0 | 0 | 0 | 0 | 0 | 0 | 0 | 0 | 0 | 0 | 0 | 0 | 0 | 0 | 0 | 0 | 0 | 0 | 0 | 0 | 0 | 0 | 0 | 0
Commercial_Lodging_New_Food Preparation_Natural Gas_Food Prep Other_E8_Codes & Standards Forecast | Commercial | Lodging | New | Food Preparation | Natural Gas | Food Prep Other | E8 |  | Codes & Standards Forecast | 0 | 0 | 0 | 0 | 0 | 0 | 0 | 0 | 0 | 0 | 0 | 0 | 0 | 0 | 0 | 0 | 0 | 0 | 0 | 0 | 0 | 0 | 0 | 0 | 0 | 0 | 0 | 0 | 0 | 0 | 0 | 0 | 0
Commercial_Lodging_New_Food Preparation_Natural Gas_Food Prep Other_E9_Codes & Standards Forecast | Commercial | Lodging | New | Food Preparation | Natural Gas | Food Prep Other | E9 |  | Codes & Standards Forecast | 0 | 0 | 0 | 0 | 0 | 0 | 0 | 0 | 0 | 0 | 0 | 0 | 0 | 0 | 0 | 0 | 0 | 0 | 0 | 0 | 0 | 0 | 0 | 0 | 0 | 0 | 0 | 0 | 0 | 0 | 0 | 0 | 0
Commercial_Lodging_New_Food Preparation_Natural Gas_Food Prep Other_E10_Codes & Standards Forecast | Commercial | Lodging | New | Food Preparation | Natural Gas | Food Prep Other | E10 |  | Codes & Standards Forecast | 0 | 0 | 0 | 0 | 0 | 0 | 0 | 0 | 0 | 0 | 0 | 0 | 0 | 0 | 0 | 0 | 0 | 0 | 0 | 0 | 0 | 0 | 0 | 0 | 0 | 0 | 0 | 0 | 0 | 0 | 0 | 0 | 0
Commercial_Lodging_New_Miscellaneous_Natural Gas_Pool Heater_E1_Codes & Standards Forecast | Commercial | Lodging | New | Miscellaneous | Natural Gas | Pool Heater | E1 |  | Codes & Standards Forecast | 0 | 418.3564 | 2017.8883 | 1289.572 | 1663.1626 | 2257.094 | 2193.3207 | 2340.3204 | 2315.9877 | 2463.8065 | 2726.0263 | 3033.7405 | 3629.5127 | 3497.3052 | 3716.1081 | 3996.4817 | 4107.9916 | 4369.1811 | 4506.3295 | 4704.4822 | 4951.1233 | 5182.7348 | 5493.595 | 5578.4705 | 5777.6043 | 6004.2128 | 6187.6102 | 6435.7931 | 6618.8535 | 6821.1766 | 7041.124 | 7249.878 | 6611.7981
Commercial_Lodging_New_Miscellaneous_Natural Gas_Pool Heater_E2_Codes & Standards Forecast | Commercial | Lodging | New | Miscellaneous | Natural Gas | Pool Heater | E2 |  | Codes & Standards Forecast | 0 | 0 | 0 | 0 | 0 | 0 | 0 | 0 | 0 | 0 | 0 | 0 | 0 | 0 | 0 | 0 | 0 | 0 | 0 | 0 | 0 | 0 | 0 | 0 | 0 | 0 | 0 | 0 | 0 | 0 | 0 | 0 | 0
Commercial_Lodging_New_Miscellaneous_Natural Gas_Pool Heater_E3_Codes & Standards Forecast | Commercial | Lodging | New | Miscellaneous | Natural Gas | Pool Heater | E3 |  | Codes & Standards Forecast | 0 | 0 | 0 | 0 | 0 | 0 | 0 | 0 | 0 | 0 | 0 | 0 | 0 | 0 | 0 | 0 | 0 | 0 | 0 | 0 | 0 | 0 | 0 | 0 | 0 | 0 | 0 | 0 | 0 | 0 | 0 | 0 | 0
Commercial_Lodging_New_Miscellaneous_Natural Gas_Pool Heater_E4_Codes & Standards Forecast | Commercial | Lodging | New | Miscellaneous | Natural Gas | Pool Heater | E4 |  | Codes & Standards Forecast | 0 | 0 | 0 | 0 | 0 | 0 | 0 | 0 | 0 | 0 | 0 | 0 | 0 | 0 | 0 | 0 | 0 | 0 | 0 | 0 | 0 | 0 | 0 | 0 | 0 | 0 | 0 | 0 | 0 | 0 | 0 | 0 | 0
Commercial_Lodging_New_Miscellaneous_Natural Gas_Pool Heater_E5_Codes & Standards Forecast | Commercial | Lodging | New | Miscellaneous | Natural Gas | Pool Heater | E5 |  | Codes & Standards Forecast | 0 | 0 | 0 | 0 | 0 | 0 | 0 | 0 | 0 | 0 | 0 | 0 | 0 | 0 | 0 | 0 | 0 | 0 | 0 | 0 | 0 | 0 | 0 | 0 | 0 | 0 | 0 | 0 | 0 | 0 | 0 | 0 | 0
Commercial_Lodging_New_Miscellaneous_Natural Gas_Pool Heater_E6_Codes & Standards Forecast | Commercial | Lodging | New | Miscellaneous | Natural Gas | Pool Heater | E6 |  | Codes & Standards Forecast | 0 | 0 | 0 | 0 | 0 | 0 | 0 | 0 | 0 | 0 | 0 | 0 | 0 | 0 | 0 | 0 | 0 | 0 | 0 | 0 | 0 | 0 | 0 | 0 | 0 | 0 | 0 | 0 | 0 | 0 | 0 | 0 | 0
Commercial_Lodging_New_Miscellaneous_Natural Gas_Pool Heater_E7_Codes & Standards Forecast | Commercial | Lodging | New | Miscellaneous | Natural Gas | Pool Heater | E7 |  | Codes & Standards Forecast | 0 | 0 | 0 | 0 | 0 | 0 | 0 | 0 | 0 | 0 | 0 | 0 | 0 | 0 | 0 | 0 | 0 | 0 | 0 | 0 | 0 | 0 | 0 | 0 | 0 | 0 | 0 | 0 | 0 | 0 | 0 | 0 | 0
Commercial_Lodging_New_Miscellaneous_Natural Gas_Pool Heater_E8_Codes & Standards Forecast | Commercial | Lodging | New | Miscellaneous | Natural Gas | Pool Heater | E8 |  | Codes & Standards Forecast | 0 | 0 | 0 | 0 | 0 | 0 | 0 | 0 | 0 | 0 | 0 | 0 | 0 | 0 | 0 | 0 | 0 | 0 | 0 | 0 | 0 | 0 | 0 | 0 | 0 | 0 | 0 | 0 | 0 | 0 | 0 | 0 | 0
Commercial_Lodging_New_Miscellaneous_Natural Gas_Pool Heater_E9_Codes & Standards Forecast | Commercial | Lodging | New | Miscellaneous | Natural Gas | Pool Heater | E9 |  | Codes & Standards Forecast | 0 | 0 | 0 | 0 | 0 | 0 | 0 | 0 | 0 | 0 | 0 | 0 | 0 | 0 | 0 | 0 | 0 | 0 | 0 | 0 | 0 | 0 | 0 | 0 | 0 | 0 | 0 | 0 | 0 | 0 | 0 | 0 | 0
Commercial_Lodging_New_Miscellaneous_Natural Gas_Pool Heater_E10_Codes & Standards Forecast | Commercial | Lodging | New | Miscellaneous | Natural Gas | Pool Heater | E10 |  | Codes & Standards Forecast | 0 | 0 | 0 | 0 | 0 | 0 | 0 | 0 | 0 | 0 | 0 | 0 | 0 | 0 | 0 | 0 | 0 | 0 | 0 | 0 | 0 | 0 | 0 | 0 | 0 | 0 | 0 | 0 | 0 | 0 | 0 | 0 | 0
Commercial_Lodging_New_Miscellaneous_Natural Gas_Miscellaneous_E1_Codes & Standards Forecast | Commercial | Lodging | New | Miscellaneous | Natural Gas | Miscellaneous | E1 |  | Codes & Standards Forecast | 0 | 4240.8252 | 20455.0749 | 13072.2255 | 17465.098 | 26321.3106 | 26202.5103 | 25578.0792 | 26484.7738 | 28292.2892 | 30041.1813 | 32927.9975 | 39265.4667 | 38137.0858 | 41072.9296 | 45740.0807 | 46943.2104 | 48221.7089 | 50427.0658 | 52748.3172 | 54925.5916 | 57438.9375 | 60907.9215 | 62014.1254 | 64502.4291 | 67654.9702 | 69506.3128 | 71471.0143 | 73875.8615 | 76235.8133 | 78497.7644 | 80878.4608 | 74659.6913
Commercial_Lodging_New_Miscellaneous_Natural Gas_Miscellaneous_E2_Codes & Standards Forecast | Commercial | Lodging | New | Miscellaneous | Natural Gas | Miscellaneous | E2 |  | Codes & Standards Forecast | 0 | 0 | 0 | 0 | 0 | 0 | 0 | 0 | 0 | 0 | 0 | 0 | 0 | 0 | 0 | 0 | 0 | 0 | 0 | 0 | 0 | 0 | 0 | 0 | 0 | 0 | 0 | 0 | 0 | 0 | 0 | 0 | 0
Commercial_Lodging_New_Miscellaneous_Natural Gas_Miscellaneous_E3_Codes & Standards Forecast | Commercial | Lodging | New | Miscellaneous | Natural Gas | Miscellaneous | E3 |  | Codes & Standards Forecast | 0 | 0 | 0 | 0 | 0 | 0 | 0 | 0 | 0 | 0 | 0 | 0 | 0 | 0 | 0 | 0 | 0 | 0 | 0 | 0 | 0 | 0 | 0 | 0 | 0 | 0 | 0 | 0 | 0 | 0 | 0 | 0 | 0
Commercial_Lodging_New_Miscellaneous_Natural Gas_Miscellaneous_E4_Codes & Standards Forecast | Commercial | Lodging | New | Miscellaneous | Natural Gas | Miscellaneous | E4 |  | Codes & Standards Forecast | 0 | 0 | 0 | 0 | 0 | 0 | 0 | 0 | 0 | 0 | 0 | 0 | 0 | 0 | 0 | 0 | 0 | 0 | 0 | 0 | 0 | 0 | 0 | 0 | 0 | 0 | 0 | 0 | 0 | 0 | 0 | 0 | 0
Commercial_Lodging_New_Miscellaneous_Natural Gas_Miscellaneous_E5_Codes & Standards Forecast | Commercial | Lodging | New | Miscellaneous | Natural Gas | Miscellaneous | E5 |  | Codes & Standards Forecast | 0 | 0 | 0 | 0 | 0 | 0 | 0 | 0 | 0 | 0 | 0 | 0 | 0 | 0 | 0 | 0 | 0 | 0 | 0 | 0 | 0 | 0 | 0 | 0 | 0 | 0 | 0 | 0 | 0 | 0 | 0 | 0 | 0
Commercial_Lodging_New_Miscellaneous_Natural Gas_Miscellaneous_E6_Codes & Standards Forecast | Commercial | Lodging | New | Miscellaneous | Natural Gas | Miscellaneous | E6 |  | Codes & Standards Forecast | 0 | 0 | 0 | 0 | 0 | 0 | 0 | 0 | 0 | 0 | 0 | 0 | 0 | 0 | 0 | 0 | 0 | 0 | 0 | 0 | 0 | 0 | 0 | 0 | 0 | 0 | 0 | 0 | 0 | 0 | 0 | 0 | 0
Commercial_Lodging_New_Miscellaneous_Natural Gas_Miscellaneous_E7_Codes & Standards Forecast | Commercial | Lodging | New | Miscellaneous | Natural Gas | Miscellaneous | E7 |  | Codes & Standards Forecast | 0 | 0 | 0 | 0 | 0 | 0 | 0 | 0 | 0 | 0 | 0 | 0 | 0 | 0 | 0 | 0 | 0 | 0 | 0 | 0 | 0 | 0 | 0 | 0 | 0 | 0 | 0 | 0 | 0 | 0 | 0 | 0 | 0
Commercial_Lodging_New_Miscellaneous_Natural Gas_Miscellaneous_E8_Codes & Standards Forecast | Commercial | Lodging | New | Miscellaneous | Natural Gas | Miscellaneous | E8 |  | Codes & Standards Forecast | 0 | 0 | 0 | 0 | 0 | 0 | 0 | 0 | 0 | 0 | 0 | 0 | 0 | 0 | 0 | 0 | 0 | 0 | 0 | 0 | 0 | 0 | 0 | 0 | 0 | 0 | 0 | 0 | 0 | 0 | 0 | 0 | 0
Commercial_Lodging_New_Miscellaneous_Natural Gas_Miscellaneous_E9_Codes & Standards Forecast | Commercial | Lodging | New | Miscellaneous | Natural Gas | Miscellaneous | E9 |  | Codes & Standards Forecast | 0 | 0 | 0 | 0 | 0 | 0 | 0 | 0 | 0 | 0 | 0 | 0 | 0 | 0 | 0 | 0 | 0 | 0 | 0 | 0 | 0 | 0 | 0 | 0 | 0 | 0 | 0 | 0 | 0 | 0 | 0 | 0 | 0
Commercial_Lodging_New_Miscellaneous_Natural Gas_Miscellaneous_E10_Codes & Standards Forecast | Commercial | Lodging | New | Miscellaneous | Natural Gas | Miscellaneous | E10 |  | Codes & Standards Forecast | 0 | 0 | 0 | 0 | 0 | 0 | 0 | 0 | 0 | 0 | 0 | 0 | 0 | 0 | 0 | 0 | 0 | 0 | 0 | 0 | 0 | 0 | 0 | 0 | 0 | 0 | 0 | 0 | 0 | 0 | 0 | 0 | 0
Commercial_Warehouse_Existing_Space Heating_Natural Gas_Furnace_E1_Codes & Standards Forecast | Commercial | Warehouse | Existing | Space Heating | Natural Gas | Furnace | E1 |  | Codes & Standards Forecast | 0 | 8798.2421 | 9538.7977 | 10200.2075 | 10795.7652 | 11325.1948 | 11805.2972 | 12244.9666 | 12647.2785 | 13011.195 | 13338.6585 | 13632.5439 | 13895.056 | 14128.4406 | 14334.781 | 14516.542 | 14675.8258 | 14814.5824 | 14934.4945 | 14323.2708 | 13813.0006 | 13390.6665 | 13044.8002 | 12765.1261 | 12542.535 | 12368.8642 | 12236.9854 | 12140.6056 | 12074.1783 | 12032.8241 | 12012.2592 | 12008.7305 | 14430.8876
Commercial_Warehouse_Existing_Space Heating_Natural Gas_Furnace_E2_Codes & Standards Forecast | Commercial | Warehouse | Existing | Space Heating | Natural Gas | Furnace | E2 |  | Codes & Standards Forecast | 0 | 0 | 0 | 0 | 0 | 0 | 0 | 0 | 0 | 0 | 0 | 0 | 0 | 0 | 0 | 0 | 0 | 0 | 0 | 0 | 0 | 0 | 0 | 0 | 0 | 0 | 0 | 0 | 0 | 0 | 0 | 0 | 0
Commercial_Warehouse_Existing_Space Heating_Natural Gas_Furnace_E3_Codes & Standards Forecast | Commercial | Warehouse | Existing | Space Heating | Natural Gas | Furnace | E3 |  | Codes & Standards Forecast | 0 | 0 | 0 | 0 | 0 | 0 | 0 | 0 | 0 | 0 | 0 | 0 | 0 | 0 | 0 | 0 | 0 | 0 | 0 | 0 | 0 | 0 | 0 | 0 | 0 | 0 | 0 | 0 | 0 | 0 | 0 | 0 | 0
Commercial_Warehouse_Existing_Space Heating_Natural Gas_Furnace_E4_Codes & Standards Forecast | Commercial | Warehouse | Existing | Space Heating | Natural Gas | Furnace | E4 |  | Codes & Standards Forecast | 0 | 0 | 0 | 0 | 0 | 0 | 0 | 0 | 0 | 0 | 0 | 0 | 0 | 0 | 0 | 0 | 0 | 0 | 0 | 0 | 0 | 0 | 0 | 0 | 0 | 0 | 0 | 0 | 0 | 0 | 0 | 0 | 0
Commercial_Warehouse_Existing_Space Heating_Natural Gas_Furnace_E5_Codes & Standards Forecast | Commercial | Warehouse | Existing | Space Heating | Natural Gas | Furnace | E5 |  | Codes & Standards Forecast | 0 | 0 | 0 | 0 | 0 | 0 | 0 | 0 | 0 | 0 | 0 | 0 | 0 | 0 | 0 | 0 | 0 | 0 | 0 | 0 | 0 | 0 | 0 | 0 | 0 | 0 | 0 | 0 | 0 | 0 | 0 | 0 | 0
Commercial_Warehouse_Existing_Space Heating_Natural Gas_Furnace_E6_Codes & Standards Forecast | Commercial | Warehouse | Existing | Space Heating | Natural Gas | Furnace | E6 |  | Codes & Standards Forecast | 0 | 0 | 0 | 0 | 0 | 0 | 0 | 0 | 0 | 0 | 0 | 0 | 0 | 0 | 0 | 0 | 0 | 0 | 0 | 0 | 0 | 0 | 0 | 0 | 0 | 0 | 0 | 0 | 0 | 0 | 0 | 0 | 0
Commercial_Warehouse_Existing_Space Heating_Natural Gas_Furnace_E7_Codes & Standards Forecast | Commercial | Warehouse | Existing | Space Heating | Natural Gas | Furnace | E7 |  | Codes & Standards Forecast | 0 | 0 | 0 | 0 | 0 | 0 | 0 | 0 | 0 | 0 | 0 | 0 | 0 | 0 | 0 | 0 | 0 | 0 | 0 | 0 | 0 | 0 | 0 | 0 | 0 | 0 | 0 | 0 | 0 | 0 | 0 | 0 | 0
Commercial_Warehouse_Existing_Space Heating_Natural Gas_Furnace_E8_Codes & Standards Forecast | Commercial | Warehouse | Existing | Space Heating | Natural Gas | Furnace | E8 |  | Codes & Standards Forecast | 0 | 0 | 0 | 0 | 0 | 0 | 0 | 0 | 0 | 0 | 0 | 0 | 0 | 0 | 0 | 0 | 0 | 0 | 0 | 0 | 0 | 0 | 0 | 0 | 0 | 0 | 0 | 0 | 0 | 0 | 0 | 0 | 0
Commercial_Warehouse_Existing_Space Heating_Natural Gas_Furnace_E9_Codes & Standards Forecast | Commercial | Warehouse | Existing | Space Heating | Natural Gas | Furnace | E9 |  | Codes & Standards Forecast | 0 | 0 | 0 | 0 | 0 | 0 | 0 | 0 | 0 | 0 | 0 | 0 | 0 | 0 | 0 | 0 | 0 | 0 | 0 | 0 | 0 | 0 | 0 | 0 | 0 | 0 | 0 | 0 | 0 | 0 | 0 | 0 | 0
Commercial_Warehouse_Existing_Space Heating_Natural Gas_Furnace_E10_Codes & Standards Forecast | Commercial | Warehouse | Existing | Space Heating | Natural Gas | Furnace | E10 |  | Codes & Standards Forecast | 0 | 0 | 0 | 0 | 0 | 0 | 0 | 0 | 0 | 0 | 0 | 0 | 0 | 0 | 0 | 0 | 0 | 0 | 0 | 0 | 0 | 0 | 0 | 0 | 0 | 0 | 0 | 0 | 0 | 0 | 0 | 0 | 0
Commercial_Warehouse_Existing_Space Heating_Natural Gas_Boiler_E1_Codes & Standards Forecast | Commercial | Warehouse | Existing | Space Heating | Natural Gas | Boiler | E1 |  | Codes & Standards Forecast | 0 | 408.2633 | 450.4856 | 487.7211 | 520.7549 | 549.7121 | 575.5297 | 598.7529 | 619.6283 | 638.1865 | 654.5925 | 669.0475 | 681.7121 | 692.742 | 702.2789 | 710.4779 | 717.4715 | 723.3804 | 728.3088 | 732.3509 | 735.5856 | 738.0896 | 700.3277 | 669.5714 | 644.7872 | 625.07 | 609.6373 | 597.8098 | 588.9985 | 582.6943 | 578.4573 | 575.9091 | 574.7441
Commercial_Warehouse_Existing_Space Heating_Natural Gas_Boiler_E2_Codes & Standards Forecast | Commercial | Warehouse | Existing | Space Heating | Natural Gas | Boiler | E2 |  | Codes & Standards Forecast | 0 | 0 | 0 | 0 | 0 | 0 | 0 | 0 | 0 | 0 | 0 | 0 | 0 | 0 | 0 | 0 | 0 | 0 | 0 | 0 | 0 | 0 | 0 | 0 | 0 | 0 | 0 | 0 | 0 | 0 | 0 | 0 | 0
Commercial_Warehouse_Existing_Space Heating_Natural Gas_Boiler_E3_Codes & Standards Forecast | Commercial | Warehouse | Existing | Space Heating | Natural Gas | Boiler | E3 |  | Codes & Standards Forecast | 0 | 0 | 0 | 0 | 0 | 0 | 0 | 0 | 0 | 0 | 0 | 0 | 0 | 0 | 0 | 0 | 0 | 0 | 0 | 0 | 0 | 0 | 0 | 0 | 0 | 0 | 0 | 0 | 0 | 0 | 0 | 0 | 0
Commercial_Warehouse_Existing_Space Heating_Natural Gas_Boiler_E4_Codes & Standards Forecast | Commercial | Warehouse | Existing | Space Heating | Natural Gas | Boiler | E4 |  | Codes & Standards Forecast | 0 | 0 | 0 | 0 | 0 | 0 | 0 | 0 | 0 | 0 | 0 | 0 | 0 | 0 | 0 | 0 | 0 | 0 | 0 | 0 | 0 | 0 | 0 | 0 | 0 | 0 | 0 | 0 | 0 | 0 | 0 | 0 | 0
Commercial_Warehouse_Existing_Space Heating_Natural Gas_Boiler_E5_Codes & Standards Forecast | Commercial | Warehouse | Existing | Space Heating | Natural Gas | Boiler | E5 |  | Codes & Standards Forecast | 0 | 0 | 0 | 0 | 0 | 0 | 0 | 0 | 0 | 0 | 0 | 0 | 0 | 0 | 0 | 0 | 0 | 0 | 0 | 0 | 0 | 0 | 0 | 0 | 0 | 0 | 0 | 0 | 0 | 0 | 0 | 0 | 0
Commercial_Warehouse_Existing_Space Heating_Natural Gas_Boiler_E6_Codes & Standards Forecast | Commercial | Warehouse | Existing | Space Heating | Natural Gas | Boiler | E6 |  | Codes & Standards Forecast | 0 | 0 | 0 | 0 | 0 | 0 | 0 | 0 | 0 | 0 | 0 | 0 | 0 | 0 | 0 | 0 | 0 | 0 | 0 | 0 | 0 | 0 | 0 | 0 | 0 | 0 | 0 | 0 | 0 | 0 | 0 | 0 | 0
Commercial_Warehouse_Existing_Space Heating_Natural Gas_Boiler_E7_Codes & Standards Forecast | Commercial | Warehouse | Existing | Space Heating | Natural Gas | Boiler | E7 |  | Codes & Standards Forecast | 0 | 0 | 0 | 0 | 0 | 0 | 0 | 0 | 0 | 0 | 0 | 0 | 0 | 0 | 0 | 0 | 0 | 0 | 0 | 0 | 0 | 0 | 0 | 0 | 0 | 0 | 0 | 0 | 0 | 0 | 0 | 0 | 0
Commercial_Warehouse_Existing_Space Heating_Natural Gas_Boiler_E8_Codes & Standards Forecast | Commercial | Warehouse | Existing | Space Heating | Natural Gas | Boiler | E8 |  | Codes & Standards Forecast | 0 | 0 | 0 | 0 | 0 | 0 | 0 | 0 | 0 | 0 | 0 | 0 | 0 | 0 | 0 | 0 | 0 | 0 | 0 | 0 | 0 | 0 | 0 | 0 | 0 | 0 | 0 | 0 | 0 | 0 | 0 | 0 | 0
Commercial_Warehouse_Existing_Space Heating_Natural Gas_Boiler_E9_Codes & Standards Forecast | Commercial | Warehouse | Existing | Space Heating | Natural Gas | Boiler | E9 |  | Codes & Standards Forecast | 0 | 0 | 0 | 0 | 0 | 0 | 0 | 0 | 0 | 0 | 0 | 0 | 0 | 0 | 0 | 0 | 0 | 0 | 0 | 0 | 0 | 0 | 0 | 0 | 0 | 0 | 0 | 0 | 0 | 0 | 0 | 0 | 0
Commercial_Warehouse_Existing_Space Heating_Natural Gas_Boiler_E10_Codes & Standards Forecast | Commercial | Warehouse | Existing | Space Heating | Natural Gas | Boiler | E10 |  | Codes & Standards Forecast | 0 | 0 | 0 | 0 | 0 | 0 | 0 | 0 | 0 | 0 | 0 | 0 | 0 | 0 | 0 | 0 | 0 | 0 | 0 | 0 | 0 | 0 | 0 | 0 | 0 | 0 | 0 | 0 | 0 | 0 | 0 | 0 | 0
Commercial_Warehouse_Existing_Space Heating_Natural Gas_Unit Heater_E1_Codes & Standards Forecast | Commercial | Warehouse | Existing | Space Heating | Natural Gas | Unit Heater | E1 |  | Codes & Standards Forecast | 0 | 6383.4869 | 8256.096 | 9719.5888 | 10861.3286 | 11740.9346 | 12422.8561 | 12953.6025 | 13365.1067 | 13678.3329 | 13912.3679 | 14083.3703 | 12406.6642 | 11423.1205 | 10916.2194 | 10729.2584 | 10749.5272 | 12426.2771 | 12788.8531 | 13061.5043 | 13262.4978 | 13406.4573 | 13505.1285 | 13229.0139 | 12793.238 | 12326.4181 | 11900.081 | 11548.8499 | 11140.4432 | 11047.4507 | 11137.1312 | 11321.4153 | 11543.8586
Commercial_Warehouse_Existing_Space Heating_Natural Gas_Unit Heater_E2_Codes & Standards Forecast | Commercial | Warehouse | Existing | Space Heating | Natural Gas | Unit Heater | E2 |  | Codes & Standards Forecast | 0 | 0 | 0 | 0 | 0 | 0 | 0 | 0 | 0 | 0 | 0 | 0 | 0 | 0 | 0 | 0 | 0 | 0 | 0 | 0 | 0 | 0 | 0 | 0 | 0 | 0 | 0 | 0 | 0 | 0 | 0 | 0 | 0
Commercial_Warehouse_Existing_Space Heating_Natural Gas_Unit Heater_E3_Codes & Standards Forecast | Commercial | Warehouse | Existing | Space Heating | Natural Gas | Unit Heater | E3 |  | Codes & Standards Forecast | 0 | 0 | 0 | 0 | 0 | 0 | 0 | 0 | 0 | 0 | 0 | 0 | 0 | 0 | 0 | 0 | 0 | 0 | 0 | 0 | 0 | 0 | 0 | 0 | 0 | 0 | 0 | 0 | 0 | 0 | 0 | 0 | 0
Commercial_Warehouse_Existing_Space Heating_Natural Gas_Unit Heater_E4_Codes & Standards Forecast | Commercial | Warehouse | Existing | Space Heating | Natural Gas | Unit Heater | E4 |  | Codes & Standards Forecast | 0 | 0 | 0 | 0 | 0 | 0 | 0 | 0 | 0 | 0 | 0 | 0 | 0 | 0 | 0 | 0 | 0 | 0 | 0 | 0 | 0 | 0 | 0 | 0 | 0 | 0 | 0 | 0 | 0 | 0 | 0 | 0 | 0
Commercial_Warehouse_Existing_Space Heating_Natural Gas_Unit Heater_E5_Codes & Standards Forecast | Commercial | Warehouse | Existing | Space Heating | Natural Gas | Unit Heater | E5 |  | Codes & Standards Forecast | 0 | 0 | 0 | 0 | 0 | 0 | 0 | 0 | 0 | 0 | 0 | 0 | 0 | 0 | 0 | 0 | 0 | 0 | 0 | 0 | 0 | 0 | 0 | 0 | 0 | 0 | 0 | 0 | 0 | 0 | 0 | 0 | 0
Commercial_Warehouse_Existing_Space Heating_Natural Gas_Unit Heater_E6_Codes & Standards Forecast | Commercial | Warehouse | Existing | Space Heating | Natural Gas | Unit Heater | E6 |  | Codes & Standards Forecast | 0 | 0 | 0 | 0 | 0 | 0 | 0 | 0 | 0 | 0 | 0 | 0 | 0 | 0 | 0 | 0 | 0 | 0 | 0 | 0 | 0 | 0 | 0 | 0 | 0 | 0 | 0 | 0 | 0 | 0 | 0 | 0 | 0
Commercial_Warehouse_Existing_Space Heating_Natural Gas_Unit Heater_E7_Codes & Standards Forecast | Commercial | Warehouse | Existing | Space Heating | Natural Gas | Unit Heater | E7 |  | Codes & Standards Forecast | 0 | 0 | 0 | 0 | 0 | 0 | 0 | 0 | 0 | 0 | 0 | 0 | 0 | 0 | 0 | 0 | 0 | 0 | 0 | 0 | 0 | 0 | 0 | 0 | 0 | 0 | 0 | 0 | 0 | 0 | 0 | 0 | 0
Commercial_Warehouse_Existing_Space Heating_Natural Gas_Unit Heater_E8_Codes & Standards Forecast | Commercial | Warehouse | Existing | Space Heating | Natural Gas | Unit Heater | E8 |  | Codes & Standards Forecast | 0 | 0 | 0 | 0 | 0 | 0 | 0 | 0 | 0 | 0 | 0 | 0 | 0 | 0 | 0 | 0 | 0 | 0 | 0 | 0 | 0 | 0 | 0 | 0 | 0 | 0 | 0 | 0 | 0 | 0 | 0 | 0 | 0
Commercial_Warehouse_Existing_Space Heating_Natural Gas_Unit Heater_E9_Codes & Standards Forecast | Commercial | Warehouse | Existing | Space Heating | Natural Gas | Unit Heater | E9 |  | Codes & Standards Forecast | 0 | 0 | 0 | 0 | 0 | 0 | 0 | 0 | 0 | 0 | 0 | 0 | 0 | 0 | 0 | 0 | 0 | 0 | 0 | 0 | 0 | 0 | 0 | 0 | 0 | 0 | 0 | 0 | 0 | 0 | 0 | 0 | 0
Commercial_Warehouse_Existing_Space Heating_Natural Gas_Unit Heater_E10_Codes & Standards Forecast | Commercial | Warehouse | Existing | Space Heating | Natural Gas | Unit Heater | E10 |  | Codes & Standards Forecast | 0 | 0 | 0 | 0 | 0 | 0 | 0 | 0 | 0 | 0 | 0 | 0 | 0 | 0 | 0 | 0 | 0 | 0 | 0 | 0 | 0 | 0 | 0 | 0 | 0 | 0 | 0 | 0 | 0 | 0 | 0 | 0 | 0
Commercial_Warehouse_Existing_Water Heating_Natural Gas_Water Heater_E1_Codes & Standards Forecast | Commercial | Warehouse | Existing | Water Heating | Natural Gas | Water Heater | E1 |  | Codes & Standards Forecast | 0 | 12263.6998 | 15861.2815 | 18672.8854 | 20866.3502 | 22556.214 | 23866.2944 | 24885.9432 | 25676.5086 | 26278.2661 | 23239.6271 | 21503.8572 | 20658.9283 | 20406.9796 | 20534.497 | 23860.5646 | 24620.6492 | 25194.9453 | 25621.4203 | 25265.0632 | 24557.4909 | 23759.0547 | 23016.4845 | 22402.6434 | 21661.5118 | 21528.0841 | 21744.1605 | 22138.7165 | 22475.0575 | 23382.7732 | 23332.7089 | 23105.7965 | 22772.5061
Commercial_Warehouse_Existing_Water Heating_Natural Gas_Water Heater_E2_Codes & Standards Forecast | Commercial | Warehouse | Existing | Water Heating | Natural Gas | Water Heater | E2 |  | Codes & Standards Forecast | 0 | 0 | 0 | 0 | 0 | 0 | 0 | 0 | 0 | 0 | 0 | 0 | 0 | 0 | 0 | 0 | 0 | 0 | 0 | 0 | 0 | 0 | 0 | 0 | 0 | 0 | 0 | 0 | 0 | 0 | 0 | 0 | 0
Commercial_Warehouse_Existing_Water Heating_Natural Gas_Water Heater_E3_Codes & Standards Forecast | Commercial | Warehouse | Existing | Water Heating | Natural Gas | Water Heater | E3 |  | Codes & Standards Forecast | 0 | 0 | 0 | 0 | 0 | 0 | 0 | 0 | 0 | 0 | 0 | 0 | 0 | 0 | 0 | 0 | 0 | 0 | 0 | 0 | 0 | 0 | 0 | 0 | 0 | 0 | 0 | 0 | 0 | 0 | 0 | 0 | 0
Commercial_Warehouse_Existing_Water Heating_Natural Gas_Water Heater_E4_Codes & Standards Forecast | Commercial | Warehouse | Existing | Water Heating | Natural Gas | Water Heater | E4 |  | Codes & Standards Forecast | 0 | 0 | 0 | 0 | 0 | 0 | 0 | 0 | 0 | 0 | 0 | 0 | 0 | 0 | 0 | 0 | 0 | 0 | 0 | 0 | 0 | 0 | 0 | 0 | 0 | 0 | 0 | 0 | 0 | 0 | 0 | 0 | 0
Commercial_Warehouse_Existing_Water Heating_Natural Gas_Water Heater_E5_Codes & Standards Forecast | Commercial | Warehouse | Existing | Water Heating | Natural Gas | Water Heater | E5 |  | Codes & Standards Forecast | 0 | 0 | 0 | 0 | 0 | 0 | 0 | 0 | 0 | 0 | 0 | 0 | 0 | 0 | 0 | 0 | 0 | 0 | 0 | 0 | 0 | 0 | 0 | 0 | 0 | 0 | 0 | 0 | 0 | 0 | 0 | 0 | 0
Commercial_Warehouse_Existing_Water Heating_Natural Gas_Water Heater_E6_Codes & Standards Forecast | Commercial | Warehouse | Existing | Water Heating | Natural Gas | Water Heater | E6 |  | Codes & Standards Forecast | 0 | 0 | 0 | 0 | 0 | 0 | 0 | 0 | 0 | 0 | 0 | 0 | 0 | 0 | 0 | 0 | 0 | 0 | 0 | 0 | 0 | 0 | 0 | 0 | 0 | 0 | 0 | 0 | 0 | 0 | 0 | 0 | 0
Commercial_Warehouse_Existing_Water Heating_Natural Gas_Water Heater_E7_Codes & Standards Forecast | Commercial | Warehouse | Existing | Water Heating | Natural Gas | Water Heater | E7 |  | Codes & Standards Forecast | 0 | 0 | 0 | 0 | 0 | 0 | 0 | 0 | 0 | 0 | 0 | 0 | 0 | 0 | 0 | 0 | 0 | 0 | 0 | 0 | 0 | 0 | 0 | 0 | 0 | 0 | 0 | 0 | 0 | 0 | 0 | 0 | 0
Commercial_Warehouse_Existing_Water Heating_Natural Gas_Water Heater_E8_Codes & Standards Forecast | Commercial | Warehouse | Existing | Water Heating | Natural Gas | Water Heater | E8 |  | Codes & Standards Forecast | 0 | 0 | 0 | 0 | 0 | 0 | 0 | 0 | 0 | 0 | 0 | 0 | 0 | 0 | 0 | 0 | 0 | 0 | 0 | 0 | 0 | 0 | 0 | 0 | 0 | 0 | 0 | 0 | 0 | 0 | 0 | 0 | 0
Commercial_Warehouse_Existing_Water Heating_Natural Gas_Water Heater_E9_Codes & Standards Forecast | Commercial | Warehouse | Existing | Water Heating | Natural Gas | Water Heater | E9 |  | Codes & Standards Forecast | 0 | 0 | 0 | 0 | 0 | 0 | 0 | 0 | 0 | 0 | 0 | 0 | 0 | 0 | 0 | 0 | 0 | 0 | 0 | 0 | 0 | 0 | 0 | 0 | 0 | 0 | 0 | 0 | 0 | 0 | 0 | 0 | 0
Commercial_Warehouse_Existing_Water Heating_Natural Gas_Water Heater_E10_Codes & Standards Forecast | Commercial | Warehouse | Existing | Water Heating | Natural Gas | Water Heater | E10 |  | Codes & Standards Forecast | 0 | 0 | 0 | 0 | 0 | 0 | 0 | 0 | 0 | 0 | 0 | 0 | 0 | 0 | 0 | 0 | 0 | 0 | 0 | 0 | 0 | 0 | 0 | 0 | 0 | 0 | 0 | 0 | 0 | 0 | 0 | 0 | 0
Commercial_Warehouse_Existing_Food Preparation_Natural Gas_Oven_E1_Codes & Standards Forecast | Commercial | Warehouse | Existing | Food Preparation | Natural Gas | Oven | E1 |  | Codes & Standards Forecast | 0 | 209.3188 | 270.7229 | 318.7118 | 356.1503 | 384.9931 | 407.3538 | 424.7573 | 438.2508 | 448.5217 | 456.1959 | 461.8032 | 406.8229 | 374.5718 | 357.9502 | 351.8196 | 352.4842 | 407.466 | 419.3551 | 428.2955 | 434.8862 | 439.6067 | 442.8422 | 433.7882 | 419.4989 | 404.1915 | 390.2116 | 378.6945 | 365.3026 | 362.2533 | 365.194 | 371.2368 | 378.5309
Commercial_Warehouse_Existing_Food Preparation_Natural Gas_Oven_E2_Codes & Standards Forecast | Commercial | Warehouse | Existing | Food Preparation | Natural Gas | Oven | E2 |  | Codes & Standards Forecast | 0 | 0 | 0 | 0 | 0 | 0 | 0 | 0 | 0 | 0 | 0 | 0 | 0 | 0 | 0 | 0 | 0 | 0 | 0 | 0 | 0 | 0 | 0 | 0 | 0 | 0 | 0 | 0 | 0 | 0 | 0 | 0 | 0
Commercial_Warehouse_Existing_Food Preparation_Natural Gas_Oven_E3_Codes & Standards Forecast | Commercial | Warehouse | Existing | Food Preparation | Natural Gas | Oven | E3 |  | Codes & Standards Forecast | 0 | 0 | 0 | 0 | 0 | 0 | 0 | 0 | 0 | 0 | 0 | 0 | 0 | 0 | 0 | 0 | 0 | 0 | 0 | 0 | 0 | 0 | 0 | 0 | 0 | 0 | 0 | 0 | 0 | 0 | 0 | 0 | 0
Commercial_Warehouse_Existing_Food Preparation_Natural Gas_Oven_E4_Codes & Standards Forecast | Commercial | Warehouse | Existing | Food Preparation | Natural Gas | Oven | E4 |  | Codes & Standards Forecast | 0 | 0 | 0 | 0 | 0 | 0 | 0 | 0 | 0 | 0 | 0 | 0 | 0 | 0 | 0 | 0 | 0 | 0 | 0 | 0 | 0 | 0 | 0 | 0 | 0 | 0 | 0 | 0 | 0 | 0 | 0 | 0 | 0
Commercial_Warehouse_Existing_Food Preparation_Natural Gas_Oven_E5_Codes & Standards Forecast | Commercial | Warehouse | Existing | Food Preparation | Natural Gas | Oven | E5 |  | Codes & Standards Forecast | 0 | 0 | 0 | 0 | 0 | 0 | 0 | 0 | 0 | 0 | 0 | 0 | 0 | 0 | 0 | 0 | 0 | 0 | 0 | 0 | 0 | 0 | 0 | 0 | 0 | 0 | 0 | 0 | 0 | 0 | 0 | 0 | 0
Commercial_Warehouse_Existing_Food Preparation_Natural Gas_Oven_E6_Codes & Standards Forecast | Commercial | Warehouse | Existing | Food Preparation | Natural Gas | Oven | E6 |  | Codes & Standards Forecast | 0 | 0 | 0 | 0 | 0 | 0 | 0 | 0 | 0 | 0 | 0 | 0 | 0 | 0 | 0 | 0 | 0 | 0 | 0 | 0 | 0 | 0 | 0 | 0 | 0 | 0 | 0 | 0 | 0 | 0 | 0 | 0 | 0
Commercial_Warehouse_Existing_Food Preparation_Natural Gas_Oven_E7_Codes & Standards Forecast | Commercial | Warehouse | Existing | Food Preparation | Natural Gas | Oven | E7 |  | Codes & Standards Forecast | 0 | 0 | 0 | 0 | 0 | 0 | 0 | 0 | 0 | 0 | 0 | 0 | 0 | 0 | 0 | 0 | 0 | 0 | 0 | 0 | 0 | 0 | 0 | 0 | 0 | 0 | 0 | 0 | 0 | 0 | 0 | 0 | 0
Commercial_Warehouse_Existing_Food Preparation_Natural Gas_Oven_E8_Codes & Standards Forecast | Commercial | Warehouse | Existing | Food Preparation | Natural Gas | Oven | E8 |  | Codes & Standards Forecast | 0 | 0 | 0 | 0 | 0 | 0 | 0 | 0 | 0 | 0 | 0 | 0 | 0 | 0 | 0 | 0 | 0 | 0 | 0 | 0 | 0 | 0 | 0 | 0 | 0 | 0 | 0 | 0 | 0 | 0 | 0 | 0 | 0
Commercial_Warehouse_Existing_Food Preparation_Natural Gas_Oven_E9_Codes & Standards Forecast | Commercial | Warehouse | Existing | Food Preparation | Natural Gas | Oven | E9 |  | Codes & Standards Forecast | 0 | 0 | 0 | 0 | 0 | 0 | 0 | 0 | 0 | 0 | 0 | 0 | 0 | 0 | 0 | 0 | 0 | 0 | 0 | 0 | 0 | 0 | 0 | 0 | 0 | 0 | 0 | 0 | 0 | 0 | 0 | 0 | 0
Commercial_Warehouse_Existing_Food Preparation_Natural Gas_Oven_E10_Codes & Standards Forecast | Commercial | Warehouse | Existing | Food Preparation | Natural Gas | Oven | E10 |  | Codes & Standards Forecast | 0 | 0 | 0 | 0 | 0 | 0 | 0 | 0 | 0 | 0 | 0 | 0 | 0 | 0 | 0 | 0 | 0 | 0 | 0 | 0 | 0 | 0 | 0 | 0 | 0 | 0 | 0 | 0 | 0 | 0 | 0 | 0 | 0
Commercial_Warehouse_Existing_Food Preparation_Natural Gas_Conveyor Oven_E1_Codes & Standards Forecast | Commercial | Warehouse | Existing | Food Preparation | Natural Gas | Conveyor Oven | E1 |  | Codes & Standards Forecast | 0 | 73.8772 | 95.5493 | 112.4865 | 125.7001 | 135.8799 | 143.7719 | 149.9144 | 154.6768 | 158.3018 | 161.0103 | 162.9894 | 164.3823 | 165.3054 | 165.8508 | 166.0983 | 166.1097 | 145.6803 | 133.3783 | 126.699 | 123.8207 | 123.4316 | 141.8222 | 145.5059 | 148.2536 | 150.2556 | 151.6641 | 152.6002 | 153.1605 | 153.4216 | 153.4448 | 153.2785 | 152.9667
Commercial_Warehouse_Existing_Food Preparation_Natural Gas_Conveyor Oven_E2_Codes & Standards Forecast | Commercial | Warehouse | Existing | Food Preparation | Natural Gas | Conveyor Oven | E2 |  | Codes & Standards Forecast | 0 | 0 | 0 | 0 | 0 | 0 | 0 | 0 | 0 | 0 | 0 | 0 | 0 | 0 | 0 | 0 | 0 | 0 | 0 | 0 | 0 | 0 | 0 | 0 | 0 | 0 | 0 | 0 | 0 | 0 | 0 | 0 | 0
Commercial_Warehouse_Existing_Food Preparation_Natural Gas_Conveyor Oven_E3_Codes & Standards Forecast | Commercial | Warehouse | Existing | Food Preparation | Natural Gas | Conveyor Oven | E3 |  | Codes & Standards Forecast | 0 | 0 | 0 | 0 | 0 | 0 | 0 | 0 | 0 | 0 | 0 | 0 | 0 | 0 | 0 | 0 | 0 | 0 | 0 | 0 | 0 | 0 | 0 | 0 | 0 | 0 | 0 | 0 | 0 | 0 | 0 | 0 | 0
Commercial_Warehouse_Existing_Food Preparation_Natural Gas_Conveyor Oven_E4_Codes & Standards Forecast | Commercial | Warehouse | Existing | Food Preparation | Natural Gas | Conveyor Oven | E4 |  | Codes & Standards Forecast | 0 | 0 | 0 | 0 | 0 | 0 | 0 | 0 | 0 | 0 | 0 | 0 | 0 | 0 | 0 | 0 | 0 | 0 | 0 | 0 | 0 | 0 | 0 | 0 | 0 | 0 | 0 | 0 | 0 | 0 | 0 | 0 | 0
Commercial_Warehouse_Existing_Food Preparation_Natural Gas_Conveyor Oven_E5_Codes & Standards Forecast | Commercial | Warehouse | Existing | Food Preparation | Natural Gas | Conveyor Oven | E5 |  | Codes & Standards Forecast | 0 | 0 | 0 | 0 | 0 | 0 | 0 | 0 | 0 | 0 | 0 | 0 | 0 | 0 | 0 | 0 | 0 | 0 | 0 | 0 | 0 | 0 | 0 | 0 | 0 | 0 | 0 | 0 | 0 | 0 | 0 | 0 | 0
Commercial_Warehouse_Existing_Food Preparation_Natural Gas_Conveyor Oven_E6_Codes & Standards Forecast | Commercial | Warehouse | Existing | Food Preparation | Natural Gas | Conveyor Oven | E6 |  | Codes & Standards Forecast | 0 | 0 | 0 | 0 | 0 | 0 | 0 | 0 | 0 | 0 | 0 | 0 | 0 | 0 | 0 | 0 | 0 | 0 | 0 | 0 | 0 | 0 | 0 | 0 | 0 | 0 | 0 | 0 | 0 | 0 | 0 | 0 | 0
Commercial_Warehouse_Existing_Food Preparation_Natural Gas_Conveyor Oven_E7_Codes & Standards Forecast | Commercial | Warehouse | Existing | Food Preparation | Natural Gas | Conveyor Oven | E7 |  | Codes & Standards Forecast | 0 | 0 | 0 | 0 | 0 | 0 | 0 | 0 | 0 | 0 | 0 | 0 | 0 | 0 | 0 | 0 | 0 | 0 | 0 | 0 | 0 | 0 | 0 | 0 | 0 | 0 | 0 | 0 | 0 | 0 | 0 | 0 | 0
Commercial_Warehouse_Existing_Food Preparation_Natural Gas_Conveyor Oven_E8_Codes & Standards Forecast | Commercial | Warehouse | Existing | Food Preparation | Natural Gas | Conveyor Oven | E8 |  | Codes & Standards Forecast | 0 | 0 | 0 | 0 | 0 | 0 | 0 | 0 | 0 | 0 | 0 | 0 | 0 | 0 | 0 | 0 | 0 | 0 | 0 | 0 | 0 | 0 | 0 | 0 | 0 | 0 | 0 | 0 | 0 | 0 | 0 | 0 | 0
Commercial_Warehouse_Existing_Food Preparation_Natural Gas_Conveyor Oven_E9_Codes & Standards Forecast | Commercial | Warehouse | Existing | Food Preparation | Natural Gas | Conveyor Oven | E9 |  | Codes & Standards Forecast | 0 | 0 | 0 | 0 | 0 | 0 | 0 | 0 | 0 | 0 | 0 | 0 | 0 | 0 | 0 | 0 | 0 | 0 | 0 | 0 | 0 | 0 | 0 | 0 | 0 | 0 | 0 | 0 | 0 | 0 | 0 | 0 | 0
Commercial_Warehouse_Existing_Food Preparation_Natural Gas_Conveyor Oven_E10_Codes & Standards Forecast | Commercial | Warehouse | Existing | Food Preparation | Natural Gas | Conveyor Oven | E10 |  | Codes & Standards Forecast | 0 | 0 | 0 | 0 | 0 | 0 | 0 | 0 | 0 | 0 | 0 | 0 | 0 | 0 | 0 | 0 | 0 | 0 | 0 | 0 | 0 | 0 | 0 | 0 | 0 | 0 | 0 | 0 | 0 | 0 | 0 | 0 | 0
Commercial_Warehouse_Existing_Food Preparation_Natural Gas_Double Rack Oven_E1_Codes & Standards Forecast | Commercial | Warehouse | Existing | Food Preparation | Natural Gas | Double Rack Oven | E1 |  | Codes & Standards Forecast | 0 | 104.6594 | 135.3615 | 159.3559 | 178.0751 | 192.4966 | 203.6769 | 212.3787 | 219.1254 | 224.2609 | 228.0979 | 230.9016 | 203.4114 | 187.2859 | 178.9751 | 175.9098 | 176.2421 | 203.733 | 209.6775 | 214.1477 | 217.4431 | 219.8034 | 221.4211 | 216.8941 | 209.7494 | 202.0958 | 195.1058 | 189.3473 | 182.6513 | 181.1267 | 182.597 | 185.6184 | 189.2654
Commercial_Warehouse_Existing_Food Preparation_Natural Gas_Double Rack Oven_E2_Codes & Standards Forecast | Commercial | Warehouse | Existing | Food Preparation | Natural Gas | Double Rack Oven | E2 |  | Codes & Standards Forecast | 0 | 0 | 0 | 0 | 0 | 0 | 0 | 0 | 0 | 0 | 0 | 0 | 0 | 0 | 0 | 0 | 0 | 0 | 0 | 0 | 0 | 0 | 0 | 0 | 0 | 0 | 0 | 0 | 0 | 0 | 0 | 0 | 0
Commercial_Warehouse_Existing_Food Preparation_Natural Gas_Double Rack Oven_E3_Codes & Standards Forecast | Commercial | Warehouse | Existing | Food Preparation | Natural Gas | Double Rack Oven | E3 |  | Codes & Standards Forecast | 0 | 0 | 0 | 0 | 0 | 0 | 0 | 0 | 0 | 0 | 0 | 0 | 0 | 0 | 0 | 0 | 0 | 0 | 0 | 0 | 0 | 0 | 0 | 0 | 0 | 0 | 0 | 0 | 0 | 0 | 0 | 0 | 0
Commercial_Warehouse_Existing_Food Preparation_Natural Gas_Double Rack Oven_E4_Codes & Standards Forecast | Commercial | Warehouse | Existing | Food Preparation | Natural Gas | Double Rack Oven | E4 |  | Codes & Standards Forecast | 0 | 0 | 0 | 0 | 0 | 0 | 0 | 0 | 0 | 0 | 0 | 0 | 0 | 0 | 0 | 0 | 0 | 0 | 0 | 0 | 0 | 0 | 0 | 0 | 0 | 0 | 0 | 0 | 0 | 0 | 0 | 0 | 0
Commercial_Warehouse_Existing_Food Preparation_Natural Gas_Double Rack Oven_E5_Codes & Standards Forecast | Commercial | Warehouse | Existing | Food Preparation | Natural Gas | Double Rack Oven | E5 |  | Codes & Standards Forecast | 0 | 0 | 0 | 0 | 0 | 0 | 0 | 0 | 0 | 0 | 0 | 0 | 0 | 0 | 0 | 0 | 0 | 0 | 0 | 0 | 0 | 0 | 0 | 0 | 0 | 0 | 0 | 0 | 0 | 0 | 0 | 0 | 0
Commercial_Warehouse_Existing_Food Preparation_Natural Gas_Double Rack Oven_E6_Codes & Standards Forecast | Commercial | Warehouse | Existing | Food Preparation | Natural Gas | Double Rack Oven | E6 |  | Codes & Standards Forecast | 0 | 0 | 0 | 0 | 0 | 0 | 0 | 0 | 0 | 0 | 0 | 0 | 0 | 0 | 0 | 0 | 0 | 0 | 0 | 0 | 0 | 0 | 0 | 0 | 0 | 0 | 0 | 0 | 0 | 0 | 0 | 0 | 0
Commercial_Warehouse_Existing_Food Preparation_Natural Gas_Double Rack Oven_E7_Codes & Standards Forecast | Commercial | Warehouse | Existing | Food Preparation | Natural Gas | Double Rack Oven | E7 |  | Codes & Standards Forecast | 0 | 0 | 0 | 0 | 0 | 0 | 0 | 0 | 0 | 0 | 0 | 0 | 0 | 0 | 0 | 0 | 0 | 0 | 0 | 0 | 0 | 0 | 0 | 0 | 0 | 0 | 0 | 0 | 0 | 0 | 0 | 0 | 0
Commercial_Warehouse_Existing_Food Preparation_Natural Gas_Double Rack Oven_E8_Codes & Standards Forecast | Commercial | Warehouse | Existing | Food Preparation | Natural Gas | Double Rack Oven | E8 |  | Codes & Standards Forecast | 0 | 0 | 0 | 0 | 0 | 0 | 0 | 0 | 0 | 0 | 0 | 0 | 0 | 0 | 0 | 0 | 0 | 0 | 0 | 0 | 0 | 0 | 0 | 0 | 0 | 0 | 0 | 0 | 0 | 0 | 0 | 0 | 0
Commercial_Warehouse_Existing_Food Preparation_Natural Gas_Double Rack Oven_E9_Codes & Standards Forecast | Commercial | Warehouse | Existing | Food Preparation | Natural Gas | Double Rack Oven | E9 |  | Codes & Standards Forecast | 0 | 0 | 0 | 0 | 0 | 0 | 0 | 0 | 0 | 0 | 0 | 0 | 0 | 0 | 0 | 0 | 0 | 0 | 0 | 0 | 0 | 0 | 0 | 0 | 0 | 0 | 0 | 0 | 0 | 0 | 0 | 0 | 0
Commercial_Warehouse_Existing_Food Preparation_Natural Gas_Double Rack Oven_E10_Codes & Standards Forecast | Commercial | Warehouse | Existing | Food Preparation | Natural Gas | Double Rack Oven | E10 |  | Codes & Standards Forecast | 0 | 0 | 0 | 0 | 0 | 0 | 0 | 0 | 0 | 0 | 0 | 0 | 0 | 0 | 0 | 0 | 0 | 0 | 0 | 0 | 0 | 0 | 0 | 0 | 0 | 0 | 0 | 0 | 0 | 0 | 0 | 0 | 0
Commercial_Warehouse_Existing_Food Preparation_Natural Gas_Fryer_E1_Codes & Standards Forecast | Commercial | Warehouse | Existing | Food Preparation | Natural Gas | Fryer | E1 |  | Codes & Standards Forecast | 0 | 856.3043 | 1206.8942 | 0 | 0 | 0 | 0 | 0 | 0 | 0 | 0 | 0 | 0 | 0 | 0 | 0 | 0 | 0 | 0 | 0 | 0 | 0 | 0 | 0 | 0 | 0 | 0 | 0 | 0 | 0 | 0 | 0 | 0
Commercial_Warehouse_Existing_Food Preparation_Natural Gas_Fryer_E2_Codes & Standards Forecast | Commercial | Warehouse | Existing | Food Preparation | Natural Gas | Fryer | E2 |  | Codes & Standards Forecast | 0 | 0 | 0 | 1463.9767 | 1651.7538 | 1786.8973 | 1538.6828 | 1439.2792 | 1428.3087 | 1466.268 | 1720.9101 | 1738.3938 | 1707.2204 | 1666.1633 | 1633.3936 | 1584.2397 | 1584.7395 | 1597.1152 | 1607.266 | 1655.8413 | 1626.6491 | 1593.9315 | 1570.2075 | 1556.7522 | 1554.7262 | 1557.197 | 1553.6835 | 1544.7209 | 1543.3631 | 1524.2735 | 1509.719 | 1499.9089 | 1492.6614
Commercial_Warehouse_Existing_Food Preparation_Natural Gas_Fryer_E3_Codes & Standards Forecast | Commercial | Warehouse | Existing | Food Preparation | Natural Gas | Fryer | E3 |  | Codes & Standards Forecast | 0 | 0 | 0 | 0 | 0 | 0 | 0 | 0 | 0 | 0 | 0 | 0 | 0 | 0 | 0 | 0 | 0 | 0 | 0 | 0 | 0 | 0 | 0 | 0 | 0 | 0 | 0 | 0 | 0 | 0 | 0 | 0 | 0
Commercial_Warehouse_Existing_Food Preparation_Natural Gas_Fryer_E4_Codes & Standards Forecast | Commercial | Warehouse | Existing | Food Preparation | Natural Gas | Fryer | E4 |  | Codes & Standards Forecast | 0 | 0 | 0 | 0 | 0 | 0 | 0 | 0 | 0 | 0 | 0 | 0 | 0 | 0 | 0 | 0 | 0 | 0 | 0 | 0 | 0 | 0 | 0 | 0 | 0 | 0 | 0 | 0 | 0 | 0 | 0 | 0 | 0
Commercial_Warehouse_Existing_Food Preparation_Natural Gas_Fryer_E5_Codes & Standards Forecast | Commercial | Warehouse | Existing | Food Preparation | Natural Gas | Fryer | E5 |  | Codes & Standards Forecast | 0 | 0 | 0 | 0 | 0 | 0 | 0 | 0 | 0 | 0 | 0 | 0 | 0 | 0 | 0 | 0 | 0 | 0 | 0 | 0 | 0 | 0 | 0 | 0 | 0 | 0 | 0 | 0 | 0 | 0 | 0 | 0 | 0
Commercial_Warehouse_Existing_Food Preparation_Natural Gas_Fryer_E6_Codes & Standards Forecast | Commercial | Warehouse | Existing | Food Preparation | Natural Gas | Fryer | E6 |  | Codes & Standards Forecast | 0 | 0 | 0 | 0 | 0 | 0 | 0 | 0 | 0 | 0 | 0 | 0 | 0 | 0 | 0 | 0 | 0 | 0 | 0 | 0 | 0 | 0 | 0 | 0 | 0 | 0 | 0 | 0 | 0 | 0 | 0 | 0 | 0
Commercial_Warehouse_Existing_Food Preparation_Natural Gas_Fryer_E7_Codes & Standards Forecast | Commercial | Warehouse | Existing | Food Preparation | Natural Gas | Fryer | E7 |  | Codes & Standards Forecast | 0 | 0 | 0 | 0 | 0 | 0 | 0 | 0 | 0 | 0 | 0 | 0 | 0 | 0 | 0 | 0 | 0 | 0 | 0 | 0 | 0 | 0 | 0 | 0 | 0 | 0 | 0 | 0 | 0 | 0 | 0 | 0 | 0
Commercial_Warehouse_Existing_Food Preparation_Natural Gas_Fryer_E8_Codes & Standards Forecast | Commercial | Warehouse | Existing | Food Preparation | Natural Gas | Fryer | E8 |  | Codes & Standards Forecast | 0 | 0 | 0 | 0 | 0 | 0 | 0 | 0 | 0 | 0 | 0 | 0 | 0 | 0 | 0 | 0 | 0 | 0 | 0 | 0 | 0 | 0 | 0 | 0 | 0 | 0 | 0 | 0 | 0 | 0 | 0 | 0 | 0
Commercial_Warehouse_Existing_Food Preparation_Natural Gas_Fryer_E9_Codes & Standards Forecast | Commercial | Warehouse | Existing | Food Preparation | Natural Gas | Fryer | E9 |  | Codes & Standards Forecast | 0 | 0 | 0 | 0 | 0 | 0 | 0 | 0 | 0 | 0 | 0 | 0 | 0 | 0 | 0 | 0 | 0 | 0 | 0 | 0 | 0 | 0 | 0 | 0 | 0 | 0 | 0 | 0 | 0 | 0 | 0 | 0 | 0
Commercial_Warehouse_Existing_Food Preparation_Natural Gas_Fryer_E10_Codes & Standards Forecast | Commercial | Warehouse | Existing | Food Preparation | Natural Gas | Fryer | E10 |  | Codes & Standards Forecast | 0 | 0 | 0 | 0 | 0 | 0 | 0 | 0 | 0 | 0 | 0 | 0 | 0 | 0 | 0 | 0 | 0 | 0 | 0 | 0 | 0 | 0 | 0 | 0 | 0 | 0 | 0 | 0 | 0 | 0 | 0 | 0 | 0
Commercial_Warehouse_Existing_Food Preparation_Natural Gas_Broiler_E1_Codes & Standards Forecast | Commercial | Warehouse | Existing | Food Preparation | Natural Gas | Broiler | E1 |  | Codes & Standards Forecast | 0 | 0 | 0 | 0 | 0 | 0 | 0 | 0 | 0 | 0 | 0 | 0 | 0 | 0 | 0 | 0 | 0 | 0 | 0 | 0 | 0 | 0 | 0 | 0 | 0 | 0 | 0 | 0 | 0 | 0 | 0 | 0 | 0
Commercial_Warehouse_Existing_Food Preparation_Natural Gas_Broiler_E2_Codes & Standards Forecast | Commercial | Warehouse | Existing | Food Preparation | Natural Gas | Broiler | E2 |  | Codes & Standards Forecast | 0 | 0 | 0 | 0 | 0 | 0 | 0 | 0 | 0 | 0 | 0 | 0 | 0 | 0 | 0 | 0 | 0 | 0 | 0 | 0 | 0 | 0 | 0 | 0 | 0 | 0 | 0 | 0 | 0 | 0 | 0 | 0 | 0
Commercial_Warehouse_Existing_Food Preparation_Natural Gas_Broiler_E3_Codes & Standards Forecast | Commercial | Warehouse | Existing | Food Preparation | Natural Gas | Broiler | E3 |  | Codes & Standards Forecast | 0 | 0 | 0 | 0 | 0 | 0 | 0 | 0 | 0 | 0 | 0 | 0 | 0 | 0 | 0 | 0 | 0 | 0 | 0 | 0 | 0 | 0 | 0 | 0 | 0 | 0 | 0 | 0 | 0 | 0 | 0 | 0 | 0
Commercial_Warehouse_Existing_Food Preparation_Natural Gas_Broiler_E4_Codes & Standards Forecast | Commercial | Warehouse | Existing | Food Preparation | Natural Gas | Broiler | E4 |  | Codes & Standards Forecast | 0 | 0 | 0 | 0 | 0 | 0 | 0 | 0 | 0 | 0 | 0 | 0 | 0 | 0 | 0 | 0 | 0 | 0 | 0 | 0 | 0 | 0 | 0 | 0 | 0 | 0 | 0 | 0 | 0 | 0 | 0 | 0 | 0
Commercial_Warehouse_Existing_Food Preparation_Natural Gas_Broiler_E5_Codes & Standards Forecast | Commercial | Warehouse | Existing | Food Preparation | Natural Gas | Broiler | E5 |  | Codes & Standards Forecast | 0 | 0 | 0 | 0 | 0 | 0 | 0 | 0 | 0 | 0 | 0 | 0 | 0 | 0 | 0 | 0 | 0 | 0 | 0 | 0 | 0 | 0 | 0 | 0 | 0 | 0 | 0 | 0 | 0 | 0 | 0 | 0 | 0
Commercial_Warehouse_Existing_Food Preparation_Natural Gas_Broiler_E6_Codes & Standards Forecast | Commercial | Warehouse | Existing | Food Preparation | Natural Gas | Broiler | E6 |  | Codes & Standards Forecast | 0 | 0 | 0 | 0 | 0 | 0 | 0 | 0 | 0 | 0 | 0 | 0 | 0 | 0 | 0 | 0 | 0 | 0 | 0 | 0 | 0 | 0 | 0 | 0 | 0 | 0 | 0 | 0 | 0 | 0 | 0 | 0 | 0
Commercial_Warehouse_Existing_Food Preparation_Natural Gas_Broiler_E7_Codes & Standards Forecast | Commercial | Warehouse | Existing | Food Preparation | Natural Gas | Broiler | E7 |  | Codes & Standards Forecast | 0 | 0 | 0 | 0 | 0 | 0 | 0 | 0 | 0 | 0 | 0 | 0 | 0 | 0 | 0 | 0 | 0 | 0 | 0 | 0 | 0 | 0 | 0 | 0 | 0 | 0 | 0 | 0 | 0 | 0 | 0 | 0 | 0
Commercial_Warehouse_Existing_Food Preparation_Natural Gas_Broiler_E8_Codes & Standards Forecast | Commercial | Warehouse | Existing | Food Preparation | Natural Gas | Broiler | E8 |  | Codes & Standards Forecast | 0 | 0 | 0 | 0 | 0 | 0 | 0 | 0 | 0 | 0 | 0 | 0 | 0 | 0 | 0 | 0 | 0 | 0 | 0 | 0 | 0 | 0 | 0 | 0 | 0 | 0 | 0 | 0 | 0 | 0 | 0 | 0 | 0
Commercial_Warehouse_Existing_Food Preparation_Natural Gas_Broiler_E9_Codes & Standards Forecast | Commercial | Warehouse | Existing | Food Preparation | Natural Gas | Broiler | E9 |  | Codes & Standards Forecast | 0 | 0 | 0 | 0 | 0 | 0 | 0 | 0 | 0 | 0 | 0 | 0 | 0 | 0 | 0 | 0 | 0 | 0 | 0 | 0 | 0 | 0 | 0 | 0 | 0 | 0 | 0 | 0 | 0 | 0 | 0 | 0 | 0
Commercial_Warehouse_Existing_Food Preparation_Natural Gas_Broiler_E10_Codes & Standards Forecast | Commercial | Warehouse | Existing | Food Preparation | Natural Gas | Broiler | E10 |  | Codes & Standards Forecast | 0 | 0 | 0 | 0 | 0 | 0 | 0 | 0 | 0 | 0 | 0 | 0 | 0 | 0 | 0 | 0 | 0 | 0 | 0 | 0 | 0 | 0 | 0 | 0 | 0 | 0 | 0 | 0 | 0 | 0 | 0 | 0 | 0
Commercial_Warehouse_Existing_Food Preparation_Natural Gas_Griddle_E1_Codes & Standards Forecast | Commercial | Warehouse | Existing | Food Preparation | Natural Gas | Griddle | E1 |  | Codes & Standards Forecast | 0 | 418.6376 | 541.4459 | 637.4237 | 712.3005 | 769.9863 | 814.7076 | 849.5147 | 876.5016 | 897.0434 | 912.3918 | 923.6063 | 813.6457 | 749.1436 | 715.9003 | 703.6392 | 704.9684 | 814.9319 | 838.7102 | 856.591 | 869.7724 | 879.2135 | 885.6845 | 867.5765 | 838.9977 | 808.3831 | 780.4233 | 757.3891 | 730.6052 | 724.5067 | 730.388 | 742.4736 | 757.0617
Commercial_Warehouse_Existing_Food Preparation_Natural Gas_Griddle_E2_Codes & Standards Forecast | Commercial | Warehouse | Existing | Food Preparation | Natural Gas | Griddle | E2 |  | Codes & Standards Forecast | 0 | 0 | 0 | 0 | 0 | 0 | 0 | 0 | 0 | 0 | 0 | 0 | 0 | 0 | 0 | 0 | 0 | 0 | 0 | 0 | 0 | 0 | 0 | 0 | 0 | 0 | 0 | 0 | 0 | 0 | 0 | 0 | 0
Commercial_Warehouse_Existing_Food Preparation_Natural Gas_Griddle_E3_Codes & Standards Forecast | Commercial | Warehouse | Existing | Food Preparation | Natural Gas | Griddle | E3 |  | Codes & Standards Forecast | 0 | 0 | 0 | 0 | 0 | 0 | 0 | 0 | 0 | 0 | 0 | 0 | 0 | 0 | 0 | 0 | 0 | 0 | 0 | 0 | 0 | 0 | 0 | 0 | 0 | 0 | 0 | 0 | 0 | 0 | 0 | 0 | 0
Commercial_Warehouse_Existing_Food Preparation_Natural Gas_Griddle_E4_Codes & Standards Forecast | Commercial | Warehouse | Existing | Food Preparation | Natural Gas | Griddle | E4 |  | Codes & Standards Forecast | 0 | 0 | 0 | 0 | 0 | 0 | 0 | 0 | 0 | 0 | 0 | 0 | 0 | 0 | 0 | 0 | 0 | 0 | 0 | 0 | 0 | 0 | 0 | 0 | 0 | 0 | 0 | 0 | 0 | 0 | 0 | 0 | 0
Commercial_Warehouse_Existing_Food Preparation_Natural Gas_Griddle_E5_Codes & Standards Forecast | Commercial | Warehouse | Existing | Food Preparation | Natural Gas | Griddle | E5 |  | Codes & Standards Forecast | 0 | 0 | 0 | 0 | 0 | 0 | 0 | 0 | 0 | 0 | 0 | 0 | 0 | 0 | 0 | 0 | 0 | 0 | 0 | 0 | 0 | 0 | 0 | 0 | 0 | 0 | 0 | 0 | 0 | 0 | 0 | 0 | 0
Commercial_Warehouse_Existing_Food Preparation_Natural Gas_Griddle_E6_Codes & Standards Forecast | Commercial | Warehouse | Existing | Food Preparation | Natural Gas | Griddle | E6 |  | Codes & Standards Forecast | 0 | 0 | 0 | 0 | 0 | 0 | 0 | 0 | 0 | 0 | 0 | 0 | 0 | 0 | 0 | 0 | 0 | 0 | 0 | 0 | 0 | 0 | 0 | 0 | 0 | 0 | 0 | 0 | 0 | 0 | 0 | 0 | 0
Commercial_Warehouse_Existing_Food Preparation_Natural Gas_Griddle_E7_Codes & Standards Forecast | Commercial | Warehouse | Existing | Food Preparation | Natural Gas | Griddle | E7 |  | Codes & Standards Forecast | 0 | 0 | 0 | 0 | 0 | 0 | 0 | 0 | 0 | 0 | 0 | 0 | 0 | 0 | 0 | 0 | 0 | 0 | 0 | 0 | 0 | 0 | 0 | 0 | 0 | 0 | 0 | 0 | 0 | 0 | 0 | 0 | 0
Commercial_Warehouse_Existing_Food Preparation_Natural Gas_Griddle_E8_Codes & Standards Forecast | Commercial | Warehouse | Existing | Food Preparation | Natural Gas | Griddle | E8 |  | Codes & Standards Forecast | 0 | 0 | 0 | 0 | 0 | 0 | 0 | 0 | 0 | 0 | 0 | 0 | 0 | 0 | 0 | 0 | 0 | 0 | 0 | 0 | 0 | 0 | 0 | 0 | 0 | 0 | 0 | 0 | 0 | 0 | 0 | 0 | 0
Commercial_Warehouse_Existing_Food Preparation_Natural Gas_Griddle_E9_Codes & Standards Forecast | Commercial | Warehouse | Existing | Food Preparation | Natural Gas | Griddle | E9 |  | Codes & Standards Forecast | 0 | 0 | 0 | 0 | 0 | 0 | 0 | 0 | 0 | 0 | 0 | 0 | 0 | 0 | 0 | 0 | 0 | 0 | 0 | 0 | 0 | 0 | 0 | 0 | 0 | 0 | 0 | 0 | 0 | 0 | 0 | 0 | 0
Commercial_Warehouse_Existing_Food Preparation_Natural Gas_Griddle_E10_Codes & Standards Forecast | Commercial | Warehouse | Existing | Food Preparation | Natural Gas | Griddle | E10 |  | Codes & Standards Forecast | 0 | 0 | 0 | 0 | 0 | 0 | 0 | 0 | 0 | 0 | 0 | 0 | 0 | 0 | 0 | 0 | 0 | 0 | 0 | 0 | 0 | 0 | 0 | 0 | 0 | 0 | 0 | 0 | 0 | 0 | 0 | 0 | 0
Commercial_Warehouse_Existing_Food Preparation_Natural Gas_Range_E1_Codes & Standards Forecast | Commercial | Warehouse | Existing | Food Preparation | Natural Gas | Range | E1 |  | Codes & Standards Forecast | 0 | 502.3652 | 649.735 | 764.9084 | 854.7606 | 923.9835 | 977.6491 | 1019.4176 | 1051.802 | 1076.4521 | 951.9786 | 880.8752 | 846.2639 | 835.9432 | 841.1667 | 977.4144 | 1008.5502 | 1032.0754 | 1049.5454 | 1034.9477 | 1005.963 | 973.2562 | 942.8378 | 917.6927 | 887.3333 | 881.8676 | 890.7189 | 906.8813 | 920.659 | 957.8423 | 955.7915 | 946.4964 | 932.8436
Commercial_Warehouse_Existing_Food Preparation_Natural Gas_Range_E2_Codes & Standards Forecast | Commercial | Warehouse | Existing | Food Preparation | Natural Gas | Range | E2 |  | Codes & Standards Forecast | 0 | 0 | 0 | 0 | 0 | 0 | 0 | 0 | 0 | 0 | 0 | 0 | 0 | 0 | 0 | 0 | 0 | 0 | 0 | 0 | 0 | 0 | 0 | 0 | 0 | 0 | 0 | 0 | 0 | 0 | 0 | 0 | 0
Commercial_Warehouse_Existing_Food Preparation_Natural Gas_Range_E3_Codes & Standards Forecast | Commercial | Warehouse | Existing | Food Preparation | Natural Gas | Range | E3 |  | Codes & Standards Forecast | 0 | 0 | 0 | 0 | 0 | 0 | 0 | 0 | 0 | 0 | 0 | 0 | 0 | 0 | 0 | 0 | 0 | 0 | 0 | 0 | 0 | 0 | 0 | 0 | 0 | 0 | 0 | 0 | 0 | 0 | 0 | 0 | 0
Commercial_Warehouse_Existing_Food Preparation_Natural Gas_Range_E4_Codes & Standards Forecast | Commercial | Warehouse | Existing | Food Preparation | Natural Gas | Range | E4 |  | Codes & Standards Forecast | 0 | 0 | 0 | 0 | 0 | 0 | 0 | 0 | 0 | 0 | 0 | 0 | 0 | 0 | 0 | 0 | 0 | 0 | 0 | 0 | 0 | 0 | 0 | 0 | 0 | 0 | 0 | 0 | 0 | 0 | 0 | 0 | 0
Commercial_Warehouse_Existing_Food Preparation_Natural Gas_Range_E5_Codes & Standards Forecast | Commercial | Warehouse | Existing | Food Preparation | Natural Gas | Range | E5 |  | Codes & Standards Forecast | 0 | 0 | 0 | 0 | 0 | 0 | 0 | 0 | 0 | 0 | 0 | 0 | 0 | 0 | 0 | 0 | 0 | 0 | 0 | 0 | 0 | 0 | 0 | 0 | 0 | 0 | 0 | 0 | 0 | 0 | 0 | 0 | 0
Commercial_Warehouse_Existing_Food Preparation_Natural Gas_Range_E6_Codes & Standards Forecast | Commercial | Warehouse | Existing | Food Preparation | Natural Gas | Range | E6 |  | Codes & Standards Forecast | 0 | 0 | 0 | 0 | 0 | 0 | 0 | 0 | 0 | 0 | 0 | 0 | 0 | 0 | 0 | 0 | 0 | 0 | 0 | 0 | 0 | 0 | 0 | 0 | 0 | 0 | 0 | 0 | 0 | 0 | 0 | 0 | 0
Commercial_Warehouse_Existing_Food Preparation_Natural Gas_Range_E7_Codes & Standards Forecast | Commercial | Warehouse | Existing | Food Preparation | Natural Gas | Range | E7 |  | Codes & Standards Forecast | 0 | 0 | 0 | 0 | 0 | 0 | 0 | 0 | 0 | 0 | 0 | 0 | 0 | 0 | 0 | 0 | 0 | 0 | 0 | 0 | 0 | 0 | 0 | 0 | 0 | 0 | 0 | 0 | 0 | 0 | 0 | 0 | 0
Commercial_Warehouse_Existing_Food Preparation_Natural Gas_Range_E8_Codes & Standards Forecast | Commercial | Warehouse | Existing | Food Preparation | Natural Gas | Range | E8 |  | Codes & Standards Forecast | 0 | 0 | 0 | 0 | 0 | 0 | 0 | 0 | 0 | 0 | 0 | 0 | 0 | 0 | 0 | 0 | 0 | 0 | 0 | 0 | 0 | 0 | 0 | 0 | 0 | 0 | 0 | 0 | 0 | 0 | 0 | 0 | 0
Commercial_Warehouse_Existing_Food Preparation_Natural Gas_Range_E9_Codes & Standards Forecast | Commercial | Warehouse | Existing | Food Preparation | Natural Gas | Range | E9 |  | Codes & Standards Forecast | 0 | 0 | 0 | 0 | 0 | 0 | 0 | 0 | 0 | 0 | 0 | 0 | 0 | 0 | 0 | 0 | 0 | 0 | 0 | 0 | 0 | 0 | 0 | 0 | 0 | 0 | 0 | 0 | 0 | 0 | 0 | 0 | 0
Commercial_Warehouse_Existing_Food Preparation_Natural Gas_Range_E10_Codes & Standards Forecast | Commercial | Warehouse | Existing | Food Preparation | Natural Gas | Range | E10 |  | Codes & Standards Forecast | 0 | 0 | 0 | 0 | 0 | 0 | 0 | 0 | 0 | 0 | 0 | 0 | 0 | 0 | 0 | 0 | 0 | 0 | 0 | 0 | 0 | 0 | 0 | 0 | 0 | 0 | 0 | 0 | 0 | 0 | 0 | 0 | 0
Commercial_Warehouse_Existing_Food Preparation_Natural Gas_Steamer_E1_Codes & Standards Forecast | Commercial | Warehouse | Existing | Food Preparation | Natural Gas | Steamer | E1 |  | Codes & Standards Forecast | 0 | 0 | 0 | 0 | 0 | 0 | 0 | 0 | 0 | 0 | 0 | 0 | 0 | 0 | 0 | 0 | 0 | 0 | 0 | 0 | 0 | 0 | 0 | 0 | 0 | 0 | 0 | 0 | 0 | 0 | 0 | 0 | 0
Commercial_Warehouse_Existing_Food Preparation_Natural Gas_Steamer_E2_Codes & Standards Forecast | Commercial | Warehouse | Existing | Food Preparation | Natural Gas | Steamer | E2 |  | Codes & Standards Forecast | 0 | 0 | 0 | 0 | 0 | 0 | 0 | 0 | 0 | 0 | 0 | 0 | 0 | 0 | 0 | 0 | 0 | 0 | 0 | 0 | 0 | 0 | 0 | 0 | 0 | 0 | 0 | 0 | 0 | 0 | 0 | 0 | 0
Commercial_Warehouse_Existing_Food Preparation_Natural Gas_Steamer_E3_Codes & Standards Forecast | Commercial | Warehouse | Existing | Food Preparation | Natural Gas | Steamer | E3 |  | Codes & Standards Forecast | 0 | 0 | 0 | 0 | 0 | 0 | 0 | 0 | 0 | 0 | 0 | 0 | 0 | 0 | 0 | 0 | 0 | 0 | 0 | 0 | 0 | 0 | 0 | 0 | 0 | 0 | 0 | 0 | 0 | 0 | 0 | 0 | 0
Commercial_Warehouse_Existing_Food Preparation_Natural Gas_Steamer_E4_Codes & Standards Forecast | Commercial | Warehouse | Existing | Food Preparation | Natural Gas | Steamer | E4 |  | Codes & Standards Forecast | 0 | 0 | 0 | 0 | 0 | 0 | 0 | 0 | 0 | 0 | 0 | 0 | 0 | 0 | 0 | 0 | 0 | 0 | 0 | 0 | 0 | 0 | 0 | 0 | 0 | 0 | 0 | 0 | 0 | 0 | 0 | 0 | 0
Commercial_Warehouse_Existing_Food Preparation_Natural Gas_Steamer_E5_Codes & Standards Forecast | Commercial | Warehouse | Existing | Food Preparation | Natural Gas | Steamer | E5 |  | Codes & Standards Forecast | 0 | 0 | 0 | 0 | 0 | 0 | 0 | 0 | 0 | 0 | 0 | 0 | 0 | 0 | 0 | 0 | 0 | 0 | 0 | 0 | 0 | 0 | 0 | 0 | 0 | 0 | 0 | 0 | 0 | 0 | 0 | 0 | 0
Commercial_Warehouse_Existing_Food Preparation_Natural Gas_Steamer_E6_Codes & Standards Forecast | Commercial | Warehouse | Existing | Food Preparation | Natural Gas | Steamer | E6 |  | Codes & Standards Forecast | 0 | 0 | 0 | 0 | 0 | 0 | 0 | 0 | 0 | 0 | 0 | 0 | 0 | 0 | 0 | 0 | 0 | 0 | 0 | 0 | 0 | 0 | 0 | 0 | 0 | 0 | 0 | 0 | 0 | 0 | 0 | 0 | 0
Commercial_Warehouse_Existing_Food Preparation_Natural Gas_Steamer_E7_Codes & Standards Forecast | Commercial | Warehouse | Existing | Food Preparation | Natural Gas | Steamer | E7 |  | Codes & Standards Forecast | 0 | 0 | 0 | 0 | 0 | 0 | 0 | 0 | 0 | 0 | 0 | 0 | 0 | 0 | 0 | 0 | 0 | 0 | 0 | 0 | 0 | 0 | 0 | 0 | 0 | 0 | 0 | 0 | 0 | 0 | 0 | 0 | 0
Commercial_Warehouse_Existing_Food Preparation_Natural Gas_Steamer_E8_Codes & Standards Forecast | Commercial | Warehouse | Existing | Food Preparation | Natural Gas | Steamer | E8 |  | Codes & Standards Forecast | 0 | 0 | 0 | 0 | 0 | 0 | 0 | 0 | 0 | 0 | 0 | 0 | 0 | 0 | 0 | 0 | 0 | 0 | 0 | 0 | 0 | 0 | 0 | 0 | 0 | 0 | 0 | 0 | 0 | 0 | 0 | 0 | 0
Commercial_Warehouse_Existing_Food Preparation_Natural Gas_Steamer_E9_Codes & Standards Forecast | Commercial | Warehouse | Existing | Food Preparation | Natural Gas | Steamer | E9 |  | Codes & Standards Forecast | 0 | 0 | 0 | 0 | 0 | 0 | 0 | 0 | 0 | 0 | 0 | 0 | 0 | 0 | 0 | 0 | 0 | 0 | 0 | 0 | 0 | 0 | 0 | 0 | 0 | 0 | 0 | 0 | 0 | 0 | 0 | 0 | 0
Commercial_Warehouse_Existing_Food Preparation_Natural Gas_Steamer_E10_Codes & Standards Forecast | Commercial | Warehouse | Existing | Food Preparation | Natural Gas | Steamer | E10 |  | Codes & Standards Forecast | 0 | 0 | 0 | 0 | 0 | 0 | 0 | 0 | 0 | 0 | 0 | 0 | 0 | 0 | 0 | 0 | 0 | 0 | 0 | 0 | 0 | 0 | 0 | 0 | 0 | 0 | 0 | 0 | 0 | 0 | 0 | 0 | 0
Commercial_Warehouse_Existing_Food Preparation_Natural Gas_Food Prep Other_E1_Codes & Standards Forecast | Commercial | Warehouse | Existing | Food Preparation | Natural Gas | Food Prep Other | E1 |  | Codes & Standards Forecast | 0 | 0 | 0 | 0 | 0 | 0 | 0 | 0 | 0 | 0 | 0 | 0 | 0 | 0 | 0 | 0 | 0 | 0 | 0 | 0 | 0 | 0 | 0 | 0 | 0 | 0 | 0 | 0 | 0 | 0 | 0 | 0 | 0
Commercial_Warehouse_Existing_Food Preparation_Natural Gas_Food Prep Other_E2_Codes & Standards Forecast | Commercial | Warehouse | Existing | Food Preparation | Natural Gas | Food Prep Other | E2 |  | Codes & Standards Forecast | 0 | 0 | 0 | 0 | 0 | 0 | 0 | 0 | 0 | 0 | 0 | 0 | 0 | 0 | 0 | 0 | 0 | 0 | 0 | 0 | 0 | 0 | 0 | 0 | 0 | 0 | 0 | 0 | 0 | 0 | 0 | 0 | 0
Commercial_Warehouse_Existing_Food Preparation_Natural Gas_Food Prep Other_E3_Codes & Standards Forecast | Commercial | Warehouse | Existing | Food Preparation | Natural Gas | Food Prep Other | E3 |  | Codes & Standards Forecast | 0 | 0 | 0 | 0 | 0 | 0 | 0 | 0 | 0 | 0 | 0 | 0 | 0 | 0 | 0 | 0 | 0 | 0 | 0 | 0 | 0 | 0 | 0 | 0 | 0 | 0 | 0 | 0 | 0 | 0 | 0 | 0 | 0
Commercial_Warehouse_Existing_Food Preparation_Natural Gas_Food Prep Other_E4_Codes & Standards Forecast | Commercial | Warehouse | Existing | Food Preparation | Natural Gas | Food Prep Other | E4 |  | Codes & Standards Forecast | 0 | 0 | 0 | 0 | 0 | 0 | 0 | 0 | 0 | 0 | 0 | 0 | 0 | 0 | 0 | 0 | 0 | 0 | 0 | 0 | 0 | 0 | 0 | 0 | 0 | 0 | 0 | 0 | 0 | 0 | 0 | 0 | 0
Commercial_Warehouse_Existing_Food Preparation_Natural Gas_Food Prep Other_E5_Codes & Standards Forecast | Commercial | Warehouse | Existing | Food Preparation | Natural Gas | Food Prep Other | E5 |  | Codes & Standards Forecast | 0 | 0 | 0 | 0 | 0 | 0 | 0 | 0 | 0 | 0 | 0 | 0 | 0 | 0 | 0 | 0 | 0 | 0 | 0 | 0 | 0 | 0 | 0 | 0 | 0 | 0 | 0 | 0 | 0 | 0 | 0 | 0 | 0
Commercial_Warehouse_Existing_Food Preparation_Natural Gas_Food Prep Other_E6_Codes & Standards Forecast | Commercial | Warehouse | Existing | Food Preparation | Natural Gas | Food Prep Other | E6 |  | Codes & Standards Forecast | 0 | 0 | 0 | 0 | 0 | 0 | 0 | 0 | 0 | 0 | 0 | 0 | 0 | 0 | 0 | 0 | 0 | 0 | 0 | 0 | 0 | 0 | 0 | 0 | 0 | 0 | 0 | 0 | 0 | 0 | 0 | 0 | 0
Commercial_Warehouse_Existing_Food Preparation_Natural Gas_Food Prep Other_E7_Codes & Standards Forecast | Commercial | Warehouse | Existing | Food Preparation | Natural Gas | Food Prep Other | E7 |  | Codes & Standards Forecast | 0 | 0 | 0 | 0 | 0 | 0 | 0 | 0 | 0 | 0 | 0 | 0 | 0 | 0 | 0 | 0 | 0 | 0 | 0 | 0 | 0 | 0 | 0 | 0 | 0 | 0 | 0 | 0 | 0 | 0 | 0 | 0 | 0
Commercial_Warehouse_Existing_Food Preparation_Natural Gas_Food Prep Other_E8_Codes & Standards Forecast | Commercial | Warehouse | Existing | Food Preparation | Natural Gas | Food Prep Other | E8 |  | Codes & Standards Forecast | 0 | 0 | 0 | 0 | 0 | 0 | 0 | 0 | 0 | 0 | 0 | 0 | 0 | 0 | 0 | 0 | 0 | 0 | 0 | 0 | 0 | 0 | 0 | 0 | 0 | 0 | 0 | 0 | 0 | 0 | 0 | 0 | 0
Commercial_Warehouse_Existing_Food Preparation_Natural Gas_Food Prep Other_E9_Codes & Standards Forecast | Commercial | Warehouse | Existing | Food Preparation | Natural Gas | Food Prep Other | E9 |  | Codes & Standards Forecast | 0 | 0 | 0 | 0 | 0 | 0 | 0 | 0 | 0 | 0 | 0 | 0 | 0 | 0 | 0 | 0 | 0 | 0 | 0 | 0 | 0 | 0 | 0 | 0 | 0 | 0 | 0 | 0 | 0 | 0 | 0 | 0 | 0
Commercial_Warehouse_Existing_Food Preparation_Natural Gas_Food Prep Other_E10_Codes & Standards Forecast | Commercial | Warehouse | Existing | Food Preparation | Natural Gas | Food Prep Other | E10 |  | Codes & Standards Forecast | 0 | 0 | 0 | 0 | 0 | 0 | 0 | 0 | 0 | 0 | 0 | 0 | 0 | 0 | 0 | 0 | 0 | 0 | 0 | 0 | 0 | 0 | 0 | 0 | 0 | 0 | 0 | 0 | 0 | 0 | 0 | 0 | 0
Commercial_Warehouse_Existing_Miscellaneous_Natural Gas_Pool Heater_E1_Codes & Standards Forecast | Commercial | Warehouse | Existing | Miscellaneous | Natural Gas | Pool Heater | E1 |  | Codes & Standards Forecast | 0 | 0 | 0 | 0 | 0 | 0 | 0 | 0 | 0 | 0 | 0 | 0 | 0 | 0 | 0 | 0 | 0 | 0 | 0 | 0 | 0 | 0 | 0 | 0 | 0 | 0 | 0 | 0 | 0 | 0 | 0 | 0 | 0
Commercial_Warehouse_Existing_Miscellaneous_Natural Gas_Pool Heater_E2_Codes & Standards Forecast | Commercial | Warehouse | Existing | Miscellaneous | Natural Gas | Pool Heater | E2 |  | Codes & Standards Forecast | 0 | 0 | 0 | 0 | 0 | 0 | 0 | 0 | 0 | 0 | 0 | 0 | 0 | 0 | 0 | 0 | 0 | 0 | 0 | 0 | 0 | 0 | 0 | 0 | 0 | 0 | 0 | 0 | 0 | 0 | 0 | 0 | 0
Commercial_Warehouse_Existing_Miscellaneous_Natural Gas_Pool Heater_E3_Codes & Standards Forecast | Commercial | Warehouse | Existing | Miscellaneous | Natural Gas | Pool Heater | E3 |  | Codes & Standards Forecast | 0 | 0 | 0 | 0 | 0 | 0 | 0 | 0 | 0 | 0 | 0 | 0 | 0 | 0 | 0 | 0 | 0 | 0 | 0 | 0 | 0 | 0 | 0 | 0 | 0 | 0 | 0 | 0 | 0 | 0 | 0 | 0 | 0
Commercial_Warehouse_Existing_Miscellaneous_Natural Gas_Pool Heater_E4_Codes & Standards Forecast | Commercial | Warehouse | Existing | Miscellaneous | Natural Gas | Pool Heater | E4 |  | Codes & Standards Forecast | 0 | 0 | 0 | 0 | 0 | 0 | 0 | 0 | 0 | 0 | 0 | 0 | 0 | 0 | 0 | 0 | 0 | 0 | 0 | 0 | 0 | 0 | 0 | 0 | 0 | 0 | 0 | 0 | 0 | 0 | 0 | 0 | 0
Commercial_Warehouse_Existing_Miscellaneous_Natural Gas_Pool Heater_E5_Codes & Standards Forecast | Commercial | Warehouse | Existing | Miscellaneous | Natural Gas | Pool Heater | E5 |  | Codes & Standards Forecast | 0 | 0 | 0 | 0 | 0 | 0 | 0 | 0 | 0 | 0 | 0 | 0 | 0 | 0 | 0 | 0 | 0 | 0 | 0 | 0 | 0 | 0 | 0 | 0 | 0 | 0 | 0 | 0 | 0 | 0 | 0 | 0 | 0
Commercial_Warehouse_Existing_Miscellaneous_Natural Gas_Pool Heater_E6_Codes & Standards Forecast | Commercial | Warehouse | Existing | Miscellaneous | Natural Gas | Pool Heater | E6 |  | Codes & Standards Forecast | 0 | 0 | 0 | 0 | 0 | 0 | 0 | 0 | 0 | 0 | 0 | 0 | 0 | 0 | 0 | 0 | 0 | 0 | 0 | 0 | 0 | 0 | 0 | 0 | 0 | 0 | 0 | 0 | 0 | 0 | 0 | 0 | 0
Commercial_Warehouse_Existing_Miscellaneous_Natural Gas_Pool Heater_E7_Codes & Standards Forecast | Commercial | Warehouse | Existing | Miscellaneous | Natural Gas | Pool Heater | E7 |  | Codes & Standards Forecast | 0 | 0 | 0 | 0 | 0 | 0 | 0 | 0 | 0 | 0 | 0 | 0 | 0 | 0 | 0 | 0 | 0 | 0 | 0 | 0 | 0 | 0 | 0 | 0 | 0 | 0 | 0 | 0 | 0 | 0 | 0 | 0 | 0
Commercial_Warehouse_Existing_Miscellaneous_Natural Gas_Pool Heater_E8_Codes & Standards Forecast | Commercial | Warehouse | Existing | Miscellaneous | Natural Gas | Pool Heater | E8 |  | Codes & Standards Forecast | 0 | 0 | 0 | 0 | 0 | 0 | 0 | 0 | 0 | 0 | 0 | 0 | 0 | 0 | 0 | 0 | 0 | 0 | 0 | 0 | 0 | 0 | 0 | 0 | 0 | 0 | 0 | 0 | 0 | 0 | 0 | 0 | 0
Commercial_Warehouse_Existing_Miscellaneous_Natural Gas_Pool Heater_E9_Codes & Standards Forecast | Commercial | Warehouse | Existing | Miscellaneous | Natural Gas | Pool Heater | E9 |  | Codes & Standards Forecast | 0 | 0 | 0 | 0 | 0 | 0 | 0 | 0 | 0 | 0 | 0 | 0 | 0 | 0 | 0 | 0 | 0 | 0 | 0 | 0 | 0 | 0 | 0 | 0 | 0 | 0 | 0 | 0 | 0 | 0 | 0 | 0 | 0
Commercial_Warehouse_Existing_Miscellaneous_Natural Gas_Pool Heater_E10_Codes & Standards Forecast | Commercial | Warehouse | Existing | Miscellaneous | Natural Gas | Pool Heater | E10 |  | Codes & Standards Forecast | 0 | 0 | 0 | 0 | 0 | 0 | 0 | 0 | 0 | 0 | 0 | 0 | 0 | 0 | 0 | 0 | 0 | 0 | 0 | 0 | 0 | 0 | 0 | 0 | 0 | 0 | 0 | 0 | 0 | 0 | 0 | 0 | 0
Commercial_Warehouse_Existing_Miscellaneous_Natural Gas_Miscellaneous_E1_Codes & Standards Forecast | Commercial | Warehouse | Existing | Miscellaneous | Natural Gas | Miscellaneous | E1 |  | Codes & Standards Forecast | 0 | 67944.8897 | 80473.1353 | 90941.4218 | 86985.5864 | 85303.1543 | 85362.3384 | 84917.6301 | 84365.1237 | 83931.3495 | 83511.231 | 101752.7119 | 102111.3263 | 101832.7127 | 100207.8416 | 99502.112 | 99324.5012 | 98785.3954 | 98179.8009 | 97664.1118 | 97147.307 | 101771.5296 | 100724.5215 | 99581.9894 | 98884.5748 | 98391.5384 | 97952.3047 | 97376.5037 | 96793.8594 | 96255.9488 | 95712.2489 | 96578.998 | 95686.7584
Commercial_Warehouse_Existing_Miscellaneous_Natural Gas_Miscellaneous_E2_Codes & Standards Forecast | Commercial | Warehouse | Existing | Miscellaneous | Natural Gas | Miscellaneous | E2 |  | Codes & Standards Forecast | 0 | 0 | 0 | 0 | 0 | 0 | 0 | 0 | 0 | 0 | 0 | 0 | 0 | 0 | 0 | 0 | 0 | 0 | 0 | 0 | 0 | 0 | 0 | 0 | 0 | 0 | 0 | 0 | 0 | 0 | 0 | 0 | 0
Commercial_Warehouse_Existing_Miscellaneous_Natural Gas_Miscellaneous_E3_Codes & Standards Forecast | Commercial | Warehouse | Existing | Miscellaneous | Natural Gas | Miscellaneous | E3 |  | Codes & Standards Forecast | 0 | 0 | 0 | 0 | 0 | 0 | 0 | 0 | 0 | 0 | 0 | 0 | 0 | 0 | 0 | 0 | 0 | 0 | 0 | 0 | 0 | 0 | 0 | 0 | 0 | 0 | 0 | 0 | 0 | 0 | 0 | 0 | 0
Commercial_Warehouse_Existing_Miscellaneous_Natural Gas_Miscellaneous_E4_Codes & Standards Forecast | Commercial | Warehouse | Existing | Miscellaneous | Natural Gas | Miscellaneous | E4 |  | Codes & Standards Forecast | 0 | 0 | 0 | 0 | 0 | 0 | 0 | 0 | 0 | 0 | 0 | 0 | 0 | 0 | 0 | 0 | 0 | 0 | 0 | 0 | 0 | 0 | 0 | 0 | 0 | 0 | 0 | 0 | 0 | 0 | 0 | 0 | 0
Commercial_Warehouse_Existing_Miscellaneous_Natural Gas_Miscellaneous_E5_Codes & Standards Forecast | Commercial | Warehouse | Existing | Miscellaneous | Natural Gas | Miscellaneous | E5 |  | Codes & Standards Forecast | 0 | 0 | 0 | 0 | 0 | 0 | 0 | 0 | 0 | 0 | 0 | 0 | 0 | 0 | 0 | 0 | 0 | 0 | 0 | 0 | 0 | 0 | 0 | 0 | 0 | 0 | 0 | 0 | 0 | 0 | 0 | 0 | 0
Commercial_Warehouse_Existing_Miscellaneous_Natural Gas_Miscellaneous_E6_Codes & Standards Forecast | Commercial | Warehouse | Existing | Miscellaneous | Natural Gas | Miscellaneous | E6 |  | Codes & Standards Forecast | 0 | 0 | 0 | 0 | 0 | 0 | 0 | 0 | 0 | 0 | 0 | 0 | 0 | 0 | 0 | 0 | 0 | 0 | 0 | 0 | 0 | 0 | 0 | 0 | 0 | 0 | 0 | 0 | 0 | 0 | 0 | 0 | 0
Commercial_Warehouse_Existing_Miscellaneous_Natural Gas_Miscellaneous_E7_Codes & Standards Forecast | Commercial | Warehouse | Existing | Miscellaneous | Natural Gas | Miscellaneous | E7 |  | Codes & Standards Forecast | 0 | 0 | 0 | 0 | 0 | 0 | 0 | 0 | 0 | 0 | 0 | 0 | 0 | 0 | 0 | 0 | 0 | 0 | 0 | 0 | 0 | 0 | 0 | 0 | 0 | 0 | 0 | 0 | 0 | 0 | 0 | 0 | 0
Commercial_Warehouse_Existing_Miscellaneous_Natural Gas_Miscellaneous_E8_Codes & Standards Forecast | Commercial | Warehouse | Existing | Miscellaneous | Natural Gas | Miscellaneous | E8 |  | Codes & Standards Forecast | 0 | 0 | 0 | 0 | 0 | 0 | 0 | 0 | 0 | 0 | 0 | 0 | 0 | 0 | 0 | 0 | 0 | 0 | 0 | 0 | 0 | 0 | 0 | 0 | 0 | 0 | 0 | 0 | 0 | 0 | 0 | 0 | 0
Commercial_Warehouse_Existing_Miscellaneous_Natural Gas_Miscellaneous_E9_Codes & Standards Forecast | Commercial | Warehouse | Existing | Miscellaneous | Natural Gas | Miscellaneous | E9 |  | Codes & Standards Forecast | 0 | 0 | 0 | 0 | 0 | 0 | 0 | 0 | 0 | 0 | 0 | 0 | 0 | 0 | 0 | 0 | 0 | 0 | 0 | 0 | 0 | 0 | 0 | 0 | 0 | 0 | 0 | 0 | 0 | 0 | 0 | 0 | 0
Commercial_Warehouse_Existing_Miscellaneous_Natural Gas_Miscellaneous_E10_Codes & Standards Forecast | Commercial | Warehouse | Existing | Miscellaneous | Natural Gas | Miscellaneous | E10 |  | Codes & Standards Forecast | 0 | 0 | 0 | 0 | 0 | 0 | 0 | 0 | 0 | 0 | 0 | 0 | 0 | 0 | 0 | 0 | 0 | 0 | 0 | 0 | 0 | 0 | 0 | 0 | 0 | 0 | 0 | 0 | 0 | 0 | 0 | 0 | 0
Commercial_Warehouse_New_Space Heating_Natural Gas_Furnace_E1_Codes & Standards Forecast | Commercial | Warehouse | New | Space Heating | Natural Gas | Furnace | E1 |  | Codes & Standards Forecast | 0 | 3489.4792 | 16831.0542 | 10756.2225 | 13872.3137 | 18826.2508 | 17596.4265 | 15595.9087 | 14026.6127 | 13543.2685 | 13366.6049 | 13233.8105 | 13215.6786 | 13253.493 | 13335.0153 | 13359.5824 | 13363.2335 | 13345.9219 | 13328.3357 | 13578.8933 | 14855.7882 | 15567.4038 | 16445.4473 | 17635.5826 | 18638.11 | 19426.9291 | 20034.5392 | 20558.4153 | 21028.5905 | 21452.5711 | 21842.7319 | 22205.9791 | 16382.7046
Commercial_Warehouse_New_Space Heating_Natural Gas_Furnace_E2_Codes & Standards Forecast | Commercial | Warehouse | New | Space Heating | Natural Gas | Furnace | E2 |  | Codes & Standards Forecast | 0 | 0 | 0 | 0 | 0 | 0 | 0 | 0 | 0 | 0 | 0 | 0 | 0 | 0 | 0 | 0 | 0 | 0 | 0 | 0 | 0 | 0 | 0 | 0 | 0 | 0 | 0 | 0 | 0 | 0 | 0 | 0 | 0
Commercial_Warehouse_New_Space Heating_Natural Gas_Furnace_E3_Codes & Standards Forecast | Commercial | Warehouse | New | Space Heating | Natural Gas | Furnace | E3 |  | Codes & Standards Forecast | 0 | 0 | 0 | 0 | 0 | 0 | 0 | 0 | 0 | 0 | 0 | 0 | 0 | 0 | 0 | 0 | 0 | 0 | 0 | 0 | 0 | 0 | 0 | 0 | 0 | 0 | 0 | 0 | 0 | 0 | 0 | 0 | 0
Commercial_Warehouse_New_Space Heating_Natural Gas_Furnace_E4_Codes & Standards Forecast | Commercial | Warehouse | New | Space Heating | Natural Gas | Furnace | E4 |  | Codes & Standards Forecast | 0 | 0 | 0 | 0 | 0 | 0 | 0 | 0 | 0 | 0 | 0 | 0 | 0 | 0 | 0 | 0 | 0 | 0 | 0 | 0 | 0 | 0 | 0 | 0 | 0 | 0 | 0 | 0 | 0 | 0 | 0 | 0 | 0
Commercial_Warehouse_New_Space Heating_Natural Gas_Furnace_E5_Codes & Standards Forecast | Commercial | Warehouse | New | Space Heating | Natural Gas | Furnace | E5 |  | Codes & Standards Forecast | 0 | 0 | 0 | 0 | 0 | 0 | 0 | 0 | 0 | 0 | 0 | 0 | 0 | 0 | 0 | 0 | 0 | 0 | 0 | 0 | 0 | 0 | 0 | 0 | 0 | 0 | 0 | 0 | 0 | 0 | 0 | 0 | 0
Commercial_Warehouse_New_Space Heating_Natural Gas_Furnace_E6_Codes & Standards Forecast | Commercial | Warehouse | New | Space Heating | Natural Gas | Furnace | E6 |  | Codes & Standards Forecast | 0 | 0 | 0 | 0 | 0 | 0 | 0 | 0 | 0 | 0 | 0 | 0 | 0 | 0 | 0 | 0 | 0 | 0 | 0 | 0 | 0 | 0 | 0 | 0 | 0 | 0 | 0 | 0 | 0 | 0 | 0 | 0 | 0
Commercial_Warehouse_New_Space Heating_Natural Gas_Furnace_E7_Codes & Standards Forecast | Commercial | Warehouse | New | Space Heating | Natural Gas | Furnace | E7 |  | Codes & Standards Forecast | 0 | 0 | 0 | 0 | 0 | 0 | 0 | 0 | 0 | 0 | 0 | 0 | 0 | 0 | 0 | 0 | 0 | 0 | 0 | 0 | 0 | 0 | 0 | 0 | 0 | 0 | 0 | 0 | 0 | 0 | 0 | 0 | 0
Commercial_Warehouse_New_Space Heating_Natural Gas_Furnace_E8_Codes & Standards Forecast | Commercial | Warehouse | New | Space Heating | Natural Gas | Furnace | E8 |  | Codes & Standards Forecast | 0 | 0 | 0 | 0 | 0 | 0 | 0 | 0 | 0 | 0 | 0 | 0 | 0 | 0 | 0 | 0 | 0 | 0 | 0 | 0 | 0 | 0 | 0 | 0 | 0 | 0 | 0 | 0 | 0 | 0 | 0 | 0 | 0
Commercial_Warehouse_New_Space Heating_Natural Gas_Furnace_E9_Codes & Standards Forecast | Commercial | Warehouse | New | Space Heating | Natural Gas | Furnace | E9 |  | Codes & Standards Forecast | 0 | 0 | 0 | 0 | 0 | 0 | 0 | 0 | 0 | 0 | 0 | 0 | 0 | 0 | 0 | 0 | 0 | 0 | 0 | 0 | 0 | 0 | 0 | 0 | 0 | 0 | 0 | 0 | 0 | 0 | 0 | 0 | 0
Commercial_Warehouse_New_Space Heating_Natural Gas_Furnace_E10_Codes & Standards Forecast | Commercial | Warehouse | New | Space Heating | Natural Gas | Furnace | E10 |  | Codes & Standards Forecast | 0 | 0 | 0 | 0 | 0 | 0 | 0 | 0 | 0 | 0 | 0 | 0 | 0 | 0 | 0 | 0 | 0 | 0 | 0 | 0 | 0 | 0 | 0 | 0 | 0 | 0 | 0 | 0 | 0 | 0 | 0 | 0 | 0
Commercial_Warehouse_New_Space Heating_Natural Gas_Boiler_E1_Codes & Standards Forecast | Commercial | Warehouse | New | Space Heating | Natural Gas | Boiler | E1 |  | Codes & Standards Forecast | 0 | 178.7096 | 861.9826 | 550.8672 | 710.4542 | 964.1642 | 901.1802 | 798.726 | 718.3564 | 693.6025 | 684.5549 | 677.754 | 676.8254 | 678.762 | 682.9371 | 684.1952 | 684.3822 | 683.4956 | 682.595 | 681.6801 | 681.8259 | 681.9726 | 697.4053 | 773.4657 | 814.2422 | 866.6936 | 937.4524 | 996.0638 | 1040.0441 | 1072.731 | 1100.2074 | 1124.3748 | 771.7286
Commercial_Warehouse_New_Space Heating_Natural Gas_Boiler_E2_Codes & Standards Forecast | Commercial | Warehouse | New | Space Heating | Natural Gas | Boiler | E2 |  | Codes & Standards Forecast | 0 | 0 | 0 | 0 | 0 | 0 | 0 | 0 | 0 | 0 | 0 | 0 | 0 | 0 | 0 | 0 | 0 | 0 | 0 | 0 | 0 | 0 | 0 | 0 | 0 | 0 | 0 | 0 | 0 | 0 | 0 | 0 | 0
Commercial_Warehouse_New_Space Heating_Natural Gas_Boiler_E3_Codes & Standards Forecast | Commercial | Warehouse | New | Space Heating | Natural Gas | Boiler | E3 |  | Codes & Standards Forecast | 0 | 0 | 0 | 0 | 0 | 0 | 0 | 0 | 0 | 0 | 0 | 0 | 0 | 0 | 0 | 0 | 0 | 0 | 0 | 0 | 0 | 0 | 0 | 0 | 0 | 0 | 0 | 0 | 0 | 0 | 0 | 0 | 0
Commercial_Warehouse_New_Space Heating_Natural Gas_Boiler_E4_Codes & Standards Forecast | Commercial | Warehouse | New | Space Heating | Natural Gas | Boiler | E4 |  | Codes & Standards Forecast | 0 | 0 | 0 | 0 | 0 | 0 | 0 | 0 | 0 | 0 | 0 | 0 | 0 | 0 | 0 | 0 | 0 | 0 | 0 | 0 | 0 | 0 | 0 | 0 | 0 | 0 | 0 | 0 | 0 | 0 | 0 | 0 | 0
Commercial_Warehouse_New_Space Heating_Natural Gas_Boiler_E5_Codes & Standards Forecast | Commercial | Warehouse | New | Space Heating | Natural Gas | Boiler | E5 |  | Codes & Standards Forecast | 0 | 0 | 0 | 0 | 0 | 0 | 0 | 0 | 0 | 0 | 0 | 0 | 0 | 0 | 0 | 0 | 0 | 0 | 0 | 0 | 0 | 0 | 0 | 0 | 0 | 0 | 0 | 0 | 0 | 0 | 0 | 0 | 0
Commercial_Warehouse_New_Space Heating_Natural Gas_Boiler_E6_Codes & Standards Forecast | Commercial | Warehouse | New | Space Heating | Natural Gas | Boiler | E6 |  | Codes & Standards Forecast | 0 | 0 | 0 | 0 | 0 | 0 | 0 | 0 | 0 | 0 | 0 | 0 | 0 | 0 | 0 | 0 | 0 | 0 | 0 | 0 | 0 | 0 | 0 | 0 | 0 | 0 | 0 | 0 | 0 | 0 | 0 | 0 | 0
Commercial_Warehouse_New_Space Heating_Natural Gas_Boiler_E7_Codes & Standards Forecast | Commercial | Warehouse | New | Space Heating | Natural Gas | Boiler | E7 |  | Codes & Standards Forecast | 0 | 0 | 0 | 0 | 0 | 0 | 0 | 0 | 0 | 0 | 0 | 0 | 0 | 0 | 0 | 0 | 0 | 0 | 0 | 0 | 0 | 0 | 0 | 0 | 0 | 0 | 0 | 0 | 0 | 0 | 0 | 0 | 0
Commercial_Warehouse_New_Space Heating_Natural Gas_Boiler_E8_Codes & Standards Forecast | Commercial | Warehouse | New | Space Heating | Natural Gas | Boiler | E8 |  | Codes & Standards Forecast | 0 | 0 | 0 | 0 | 0 | 0 | 0 | 0 | 0 | 0 | 0 | 0 | 0 | 0 | 0 | 0 | 0 | 0 | 0 | 0 | 0 | 0 | 0 | 0 | 0 | 0 | 0 | 0 | 0 | 0 | 0 | 0 | 0
Commercial_Warehouse_New_Space Heating_Natural Gas_Boiler_E9_Codes & Standards Forecast | Commercial | Warehouse | New | Space Heating | Natural Gas | Boiler | E9 |  | Codes & Standards Forecast | 0 | 0 | 0 | 0 | 0 | 0 | 0 | 0 | 0 | 0 | 0 | 0 | 0 | 0 | 0 | 0 | 0 | 0 | 0 | 0 | 0 | 0 | 0 | 0 | 0 | 0 | 0 | 0 | 0 | 0 | 0 | 0 | 0
Commercial_Warehouse_New_Space Heating_Natural Gas_Boiler_E10_Codes & Standards Forecast | Commercial | Warehouse | New | Space Heating | Natural Gas | Boiler | E10 |  | Codes & Standards Forecast | 0 | 0 | 0 | 0 | 0 | 0 | 0 | 0 | 0 | 0 | 0 | 0 | 0 | 0 | 0 | 0 | 0 | 0 | 0 | 0 | 0 | 0 | 0 | 0 | 0 | 0 | 0 | 0 | 0 | 0 | 0 | 0 | 0
Commercial_Warehouse_New_Space Heating_Natural Gas_Unit Heater_E1_Codes & Standards Forecast | Commercial | Warehouse | New | Space Heating | Natural Gas | Unit Heater | E1 |  | Codes & Standards Forecast | 0 | 1524.137 | 7351.4787 | 4698.1097 | 6059.1581 | 8222.9419 | 7685.7785 | 6811.991 | 6126.5529 | 5915.4375 | 5838.2743 | 5780.2722 | 6077.18 | 7503.0268 | 8135.4246 | 8895.797 | 9929.8622 | 11040.3877 | 12880.4778 | 11990.6373 | 12296.3825 | 12736.2353 | 12360.5397 | 12029.6385 | 12097.9594 | 12410.1133 | 12847.2261 | 13408.954 | 14173.6816 | 15449.6303 | 16084.6284 | 16687.53 | 14140.0076
Commercial_Warehouse_New_Space Heating_Natural Gas_Unit Heater_E2_Codes & Standards Forecast | Commercial | Warehouse | New | Space Heating | Natural Gas | Unit Heater | E2 |  | Codes & Standards Forecast | 0 | 0 | 0 | 0 | 0 | 0 | 0 | 0 | 0 | 0 | 0 | 0 | 0 | 0 | 0 | 0 | 0 | 0 | 0 | 0 | 0 | 0 | 0 | 0 | 0 | 0 | 0 | 0 | 0 | 0 | 0 | 0 | 0
Commercial_Warehouse_New_Space Heating_Natural Gas_Unit Heater_E3_Codes & Standards Forecast | Commercial | Warehouse | New | Space Heating | Natural Gas | Unit Heater | E3 |  | Codes & Standards Forecast | 0 | 0 | 0 | 0 | 0 | 0 | 0 | 0 | 0 | 0 | 0 | 0 | 0 | 0 | 0 | 0 | 0 | 0 | 0 | 0 | 0 | 0 | 0 | 0 | 0 | 0 | 0 | 0 | 0 | 0 | 0 | 0 | 0
Commercial_Warehouse_New_Space Heating_Natural Gas_Unit Heater_E4_Codes & Standards Forecast | Commercial | Warehouse | New | Space Heating | Natural Gas | Unit Heater | E4 |  | Codes & Standards Forecast | 0 | 0 | 0 | 0 | 0 | 0 | 0 | 0 | 0 | 0 | 0 | 0 | 0 | 0 | 0 | 0 | 0 | 0 | 0 | 0 | 0 | 0 | 0 | 0 | 0 | 0 | 0 | 0 | 0 | 0 | 0 | 0 | 0
Commercial_Warehouse_New_Space Heating_Natural Gas_Unit Heater_E5_Codes & Standards Forecast | Commercial | Warehouse | New | Space Heating | Natural Gas | Unit Heater | E5 |  | Codes & Standards Forecast | 0 | 0 | 0 | 0 | 0 | 0 | 0 | 0 | 0 | 0 | 0 | 0 | 0 | 0 | 0 | 0 | 0 | 0 | 0 | 0 | 0 | 0 | 0 | 0 | 0 | 0 | 0 | 0 | 0 | 0 | 0 | 0 | 0
Commercial_Warehouse_New_Space Heating_Natural Gas_Unit Heater_E6_Codes & Standards Forecast | Commercial | Warehouse | New | Space Heating | Natural Gas | Unit Heater | E6 |  | Codes & Standards Forecast | 0 | 0 | 0 | 0 | 0 | 0 | 0 | 0 | 0 | 0 | 0 | 0 | 0 | 0 | 0 | 0 | 0 | 0 | 0 | 0 | 0 | 0 | 0 | 0 | 0 | 0 | 0 | 0 | 0 | 0 | 0 | 0 | 0
Commercial_Warehouse_New_Space Heating_Natural Gas_Unit Heater_E7_Codes & Standards Forecast | Commercial | Warehouse | New | Space Heating | Natural Gas | Unit Heater | E7 |  | Codes & Standards Forecast | 0 | 0 | 0 | 0 | 0 | 0 | 0 | 0 | 0 | 0 | 0 | 0 | 0 | 0 | 0 | 0 | 0 | 0 | 0 | 0 | 0 | 0 | 0 | 0 | 0 | 0 | 0 | 0 | 0 | 0 | 0 | 0 | 0
Commercial_Warehouse_New_Space Heating_Natural Gas_Unit Heater_E8_Codes & Standards Forecast | Commercial | Warehouse | New | Space Heating | Natural Gas | Unit Heater | E8 |  | Codes & Standards Forecast | 0 | 0 | 0 | 0 | 0 | 0 | 0 | 0 | 0 | 0 | 0 | 0 | 0 | 0 | 0 | 0 | 0 | 0 | 0 | 0 | 0 | 0 | 0 | 0 | 0 | 0 | 0 | 0 | 0 | 0 | 0 | 0 | 0
Commercial_Warehouse_New_Space Heating_Natural Gas_Unit Heater_E9_Codes & Standards Forecast | Commercial | Warehouse | New | Space Heating | Natural Gas | Unit Heater | E9 |  | Codes & Standards Forecast | 0 | 0 | 0 | 0 | 0 | 0 | 0 | 0 | 0 | 0 | 0 | 0 | 0 | 0 | 0 | 0 | 0 | 0 | 0 | 0 | 0 | 0 | 0 | 0 | 0 | 0 | 0 | 0 | 0 | 0 | 0 | 0 | 0
Commercial_Warehouse_New_Space Heating_Natural Gas_Unit Heater_E10_Codes & Standards Forecast | Commercial | Warehouse | New | Space Heating | Natural Gas | Unit Heater | E10 |  | Codes & Standards Forecast | 0 | 0 | 0 | 0 | 0 | 0 | 0 | 0 | 0 | 0 | 0 | 0 | 0 | 0 | 0 | 0 | 0 | 0 | 0 | 0 | 0 | 0 | 0 | 0 | 0 | 0 | 0 | 0 | 0 | 0 | 0 | 0 | 0
Commercial_Warehouse_New_Water Heating_Natural Gas_Water Heater_E1_Codes & Standards Forecast | Commercial | Warehouse | New | Water Heating | Natural Gas | Water Heater | E1 |  | Codes & Standards Forecast | 0 | 2440.0925 | 11769.4724 | 7521.5172 | 9700.5102 | 13164.656 | 12304.6752 | 10905.7706 | 9808.4071 | 9470.4183 | 9834.9011 | 11998.3325 | 12941.095 | 14167.6894 | 15877.6462 | 17684.8453 | 20645.6188 | 19221.4 | 19696.6 | 20483.8979 | 20424.8624 | 20425.3223 | 20737.3442 | 21525.6454 | 22699.47 | 24712.9573 | 25719.2332 | 26694.0215 | 27758.3469 | 28623.8181 | 29619.0181 | 29328.4134 | 24645.13
Commercial_Warehouse_New_Water Heating_Natural Gas_Water Heater_E2_Codes & Standards Forecast | Commercial | Warehouse | New | Water Heating | Natural Gas | Water Heater | E2 |  | Codes & Standards Forecast | 0 | 0 | 0 | 0 | 0 | 0 | 0 | 0 | 0 | 0 | 0 | 0 | 0 | 0 | 0 | 0 | 0 | 0 | 0 | 0 | 0 | 0 | 0 | 0 | 0 | 0 | 0 | 0 | 0 | 0 | 0 | 0 | 0
Commercial_Warehouse_New_Water Heating_Natural Gas_Water Heater_E3_Codes & Standards Forecast | Commercial | Warehouse | New | Water Heating | Natural Gas | Water Heater | E3 |  | Codes & Standards Forecast | 0 | 0 | 0 | 0 | 0 | 0 | 0 | 0 | 0 | 0 | 0 | 0 | 0 | 0 | 0 | 0 | 0 | 0 | 0 | 0 | 0 | 0 | 0 | 0 | 0 | 0 | 0 | 0 | 0 | 0 | 0 | 0 | 0
Commercial_Warehouse_New_Water Heating_Natural Gas_Water Heater_E4_Codes & Standards Forecast | Commercial | Warehouse | New | Water Heating | Natural Gas | Water Heater | E4 |  | Codes & Standards Forecast | 0 | 0 | 0 | 0 | 0 | 0 | 0 | 0 | 0 | 0 | 0 | 0 | 0 | 0 | 0 | 0 | 0 | 0 | 0 | 0 | 0 | 0 | 0 | 0 | 0 | 0 | 0 | 0 | 0 | 0 | 0 | 0 | 0
Commercial_Warehouse_New_Water Heating_Natural Gas_Water Heater_E5_Codes & Standards Forecast | Commercial | Warehouse | New | Water Heating | Natural Gas | Water Heater | E5 |  | Codes & Standards Forecast | 0 | 0 | 0 | 0 | 0 | 0 | 0 | 0 | 0 | 0 | 0 | 0 | 0 | 0 | 0 | 0 | 0 | 0 | 0 | 0 | 0 | 0 | 0 | 0 | 0 | 0 | 0 | 0 | 0 | 0 | 0 | 0 | 0
Commercial_Warehouse_New_Water Heating_Natural Gas_Water Heater_E6_Codes & Standards Forecast | Commercial | Warehouse | New | Water Heating | Natural Gas | Water Heater | E6 |  | Codes & Standards Forecast | 0 | 0 | 0 | 0 | 0 | 0 | 0 | 0 | 0 | 0 | 0 | 0 | 0 | 0 | 0 | 0 | 0 | 0 | 0 | 0 | 0 | 0 | 0 | 0 | 0 | 0 | 0 | 0 | 0 | 0 | 0 | 0 | 0
Commercial_Warehouse_New_Water Heating_Natural Gas_Water Heater_E7_Codes & Standards Forecast | Commercial | Warehouse | New | Water Heating | Natural Gas | Water Heater | E7 |  | Codes & Standards Forecast | 0 | 0 | 0 | 0 | 0 | 0 | 0 | 0 | 0 | 0 | 0 | 0 | 0 | 0 | 0 | 0 | 0 | 0 | 0 | 0 | 0 | 0 | 0 | 0 | 0 | 0 | 0 | 0 | 0 | 0 | 0 | 0 | 0
Commercial_Warehouse_New_Water Heating_Natural Gas_Water Heater_E8_Codes & Standards Forecast | Commercial | Warehouse | New | Water Heating | Natural Gas | Water Heater | E8 |  | Codes & Standards Forecast | 0 | 0 | 0 | 0 | 0 | 0 | 0 | 0 | 0 | 0 | 0 | 0 | 0 | 0 | 0 | 0 | 0 | 0 | 0 | 0 | 0 | 0 | 0 | 0 | 0 | 0 | 0 | 0 | 0 | 0 | 0 | 0 | 0
Commercial_Warehouse_New_Water Heating_Natural Gas_Water Heater_E9_Codes & Standards Forecast | Commercial | Warehouse | New | Water Heating | Natural Gas | Water Heater | E9 |  | Codes & Standards Forecast | 0 | 0 | 0 | 0 | 0 | 0 | 0 | 0 | 0 | 0 | 0 | 0 | 0 | 0 | 0 | 0 | 0 | 0 | 0 | 0 | 0 | 0 | 0 | 0 | 0 | 0 | 0 | 0 | 0 | 0 | 0 | 0 | 0
Commercial_Warehouse_New_Water Heating_Natural Gas_Water Heater_E10_Codes & Standards Forecast | Commercial | Warehouse | New | Water Heating | Natural Gas | Water Heater | E10 |  | Codes & Standards Forecast | 0 | 0 | 0 | 0 | 0 | 0 | 0 | 0 | 0 | 0 | 0 | 0 | 0 | 0 | 0 | 0 | 0 | 0 | 0 | 0 | 0 | 0 | 0 | 0 | 0 | 0 | 0 | 0 | 0 | 0 | 0 | 0 | 0
Commercial_Warehouse_New_Food Preparation_Natural Gas_Oven_E1_Codes & Standards Forecast | Commercial | Warehouse | New | Food Preparation | Natural Gas | Oven | E1 |  | Codes & Standards Forecast | 0 | 49.9775 | 241.0599 | 154.0542 | 198.6839 | 269.6358 | 252.0218 | 223.3698 | 200.8938 | 193.9712 | 191.4409 | 189.539 | 199.2748 | 246.0293 | 266.766 | 291.6992 | 325.6068 | 362.0217 | 422.3595 | 393.181 | 403.2066 | 417.6297 | 405.3104 | 394.4599 | 396.7002 | 406.9359 | 421.2692 | 439.6886 | 464.7645 | 506.6038 | 527.4258 | 547.1953 | 463.6603
Commercial_Warehouse_New_Food Preparation_Natural Gas_Oven_E2_Codes & Standards Forecast | Commercial | Warehouse | New | Food Preparation | Natural Gas | Oven | E2 |  | Codes & Standards Forecast | 0 | 0 | 0 | 0 | 0 | 0 | 0 | 0 | 0 | 0 | 0 | 0 | 0 | 0 | 0 | 0 | 0 | 0 | 0 | 0 | 0 | 0 | 0 | 0 | 0 | 0 | 0 | 0 | 0 | 0 | 0 | 0 | 0
Commercial_Warehouse_New_Food Preparation_Natural Gas_Oven_E3_Codes & Standards Forecast | Commercial | Warehouse | New | Food Preparation | Natural Gas | Oven | E3 |  | Codes & Standards Forecast | 0 | 0 | 0 | 0 | 0 | 0 | 0 | 0 | 0 | 0 | 0 | 0 | 0 | 0 | 0 | 0 | 0 | 0 | 0 | 0 | 0 | 0 | 0 | 0 | 0 | 0 | 0 | 0 | 0 | 0 | 0 | 0 | 0
Commercial_Warehouse_New_Food Preparation_Natural Gas_Oven_E4_Codes & Standards Forecast | Commercial | Warehouse | New | Food Preparation | Natural Gas | Oven | E4 |  | Codes & Standards Forecast | 0 | 0 | 0 | 0 | 0 | 0 | 0 | 0 | 0 | 0 | 0 | 0 | 0 | 0 | 0 | 0 | 0 | 0 | 0 | 0 | 0 | 0 | 0 | 0 | 0 | 0 | 0 | 0 | 0 | 0 | 0 | 0 | 0
Commercial_Warehouse_New_Food Preparation_Natural Gas_Oven_E5_Codes & Standards Forecast | Commercial | Warehouse | New | Food Preparation | Natural Gas | Oven | E5 |  | Codes & Standards Forecast | 0 | 0 | 0 | 0 | 0 | 0 | 0 | 0 | 0 | 0 | 0 | 0 | 0 | 0 | 0 | 0 | 0 | 0 | 0 | 0 | 0 | 0 | 0 | 0 | 0 | 0 | 0 | 0 | 0 | 0 | 0 | 0 | 0
Commercial_Warehouse_New_Food Preparation_Natural Gas_Oven_E6_Codes & Standards Forecast | Commercial | Warehouse | New | Food Preparation | Natural Gas | Oven | E6 |  | Codes & Standards Forecast | 0 | 0 | 0 | 0 | 0 | 0 | 0 | 0 | 0 | 0 | 0 | 0 | 0 | 0 | 0 | 0 | 0 | 0 | 0 | 0 | 0 | 0 | 0 | 0 | 0 | 0 | 0 | 0 | 0 | 0 | 0 | 0 | 0
Commercial_Warehouse_New_Food Preparation_Natural Gas_Oven_E7_Codes & Standards Forecast | Commercial | Warehouse | New | Food Preparation | Natural Gas | Oven | E7 |  | Codes & Standards Forecast | 0 | 0 | 0 | 0 | 0 | 0 | 0 | 0 | 0 | 0 | 0 | 0 | 0 | 0 | 0 | 0 | 0 | 0 | 0 | 0 | 0 | 0 | 0 | 0 | 0 | 0 | 0 | 0 | 0 | 0 | 0 | 0 | 0
Commercial_Warehouse_New_Food Preparation_Natural Gas_Oven_E8_Codes & Standards Forecast | Commercial | Warehouse | New | Food Preparation | Natural Gas | Oven | E8 |  | Codes & Standards Forecast | 0 | 0 | 0 | 0 | 0 | 0 | 0 | 0 | 0 | 0 | 0 | 0 | 0 | 0 | 0 | 0 | 0 | 0 | 0 | 0 | 0 | 0 | 0 | 0 | 0 | 0 | 0 | 0 | 0 | 0 | 0 | 0 | 0
Commercial_Warehouse_New_Food Preparation_Natural Gas_Oven_E9_Codes & Standards Forecast | Commercial | Warehouse | New | Food Preparation | Natural Gas | Oven | E9 |  | Codes & Standards Forecast | 0 | 0 | 0 | 0 | 0 | 0 | 0 | 0 | 0 | 0 | 0 | 0 | 0 | 0 | 0 | 0 | 0 | 0 | 0 | 0 | 0 | 0 | 0 | 0 | 0 | 0 | 0 | 0 | 0 | 0 | 0 | 0 | 0
Commercial_Warehouse_New_Food Preparation_Natural Gas_Oven_E10_Codes & Standards Forecast | Commercial | Warehouse | New | Food Preparation | Natural Gas | Oven | E10 |  | Codes & Standards Forecast | 0 | 0 | 0 | 0 | 0 | 0 | 0 | 0 | 0 | 0 | 0 | 0 | 0 | 0 | 0 | 0 | 0 | 0 | 0 | 0 | 0 | 0 | 0 | 0 | 0 | 0 | 0 | 0 | 0 | 0 | 0 | 0 | 0
Commercial_Warehouse_New_Food Preparation_Natural Gas_Conveyor Oven_E1_Codes & Standards Forecast | Commercial | Warehouse | New | Food Preparation | Natural Gas | Conveyor Oven | E1 |  | Codes & Standards Forecast | 0 | 24.9887 | 120.53 | 77.0271 | 99.3419 | 134.8179 | 126.0109 | 111.6849 | 100.4469 | 96.9856 | 95.7205 | 94.7695 | 94.6397 | 94.9105 | 95.4942 | 95.6702 | 95.6963 | 100.5701 | 123.5506 | 133.2073 | 145.5183 | 162.4665 | 180.6841 | 210.8636 | 196.2855 | 201.2938 | 208.5009 | 202.4712 | 196.1779 | 192.0104 | 190.8351 | 190.5091 | 138.042
Commercial_Warehouse_New_Food Preparation_Natural Gas_Conveyor Oven_E2_Codes & Standards Forecast | Commercial | Warehouse | New | Food Preparation | Natural Gas | Conveyor Oven | E2 |  | Codes & Standards Forecast | 0 | 0 | 0 | 0 | 0 | 0 | 0 | 0 | 0 | 0 | 0 | 0 | 0 | 0 | 0 | 0 | 0 | 0 | 0 | 0 | 0 | 0 | 0 | 0 | 0 | 0 | 0 | 0 | 0 | 0 | 0 | 0 | 0
Commercial_Warehouse_New_Food Preparation_Natural Gas_Conveyor Oven_E3_Codes & Standards Forecast | Commercial | Warehouse | New | Food Preparation | Natural Gas | Conveyor Oven | E3 |  | Codes & Standards Forecast | 0 | 0 | 0 | 0 | 0 | 0 | 0 | 0 | 0 | 0 | 0 | 0 | 0 | 0 | 0 | 0 | 0 | 0 | 0 | 0 | 0 | 0 | 0 | 0 | 0 | 0 | 0 | 0 | 0 | 0 | 0 | 0 | 0
Commercial_Warehouse_New_Food Preparation_Natural Gas_Conveyor Oven_E4_Codes & Standards Forecast | Commercial | Warehouse | New | Food Preparation | Natural Gas | Conveyor Oven | E4 |  | Codes & Standards Forecast | 0 | 0 | 0 | 0 | 0 | 0 | 0 | 0 | 0 | 0 | 0 | 0 | 0 | 0 | 0 | 0 | 0 | 0 | 0 | 0 | 0 | 0 | 0 | 0 | 0 | 0 | 0 | 0 | 0 | 0 | 0 | 0 | 0
Commercial_Warehouse_New_Food Preparation_Natural Gas_Conveyor Oven_E5_Codes & Standards Forecast | Commercial | Warehouse | New | Food Preparation | Natural Gas | Conveyor Oven | E5 |  | Codes & Standards Forecast | 0 | 0 | 0 | 0 | 0 | 0 | 0 | 0 | 0 | 0 | 0 | 0 | 0 | 0 | 0 | 0 | 0 | 0 | 0 | 0 | 0 | 0 | 0 | 0 | 0 | 0 | 0 | 0 | 0 | 0 | 0 | 0 | 0
Commercial_Warehouse_New_Food Preparation_Natural Gas_Conveyor Oven_E6_Codes & Standards Forecast | Commercial | Warehouse | New | Food Preparation | Natural Gas | Conveyor Oven | E6 |  | Codes & Standards Forecast | 0 | 0 | 0 | 0 | 0 | 0 | 0 | 0 | 0 | 0 | 0 | 0 | 0 | 0 | 0 | 0 | 0 | 0 | 0 | 0 | 0 | 0 | 0 | 0 | 0 | 0 | 0 | 0 | 0 | 0 | 0 | 0 | 0
Commercial_Warehouse_New_Food Preparation_Natural Gas_Conveyor Oven_E7_Codes & Standards Forecast | Commercial | Warehouse | New | Food Preparation | Natural Gas | Conveyor Oven | E7 |  | Codes & Standards Forecast | 0 | 0 | 0 | 0 | 0 | 0 | 0 | 0 | 0 | 0 | 0 | 0 | 0 | 0 | 0 | 0 | 0 | 0 | 0 | 0 | 0 | 0 | 0 | 0 | 0 | 0 | 0 | 0 | 0 | 0 | 0 | 0 | 0
Commercial_Warehouse_New_Food Preparation_Natural Gas_Conveyor Oven_E8_Codes & Standards Forecast | Commercial | Warehouse | New | Food Preparation | Natural Gas | Conveyor Oven | E8 |  | Codes & Standards Forecast | 0 | 0 | 0 | 0 | 0 | 0 | 0 | 0 | 0 | 0 | 0 | 0 | 0 | 0 | 0 | 0 | 0 | 0 | 0 | 0 | 0 | 0 | 0 | 0 | 0 | 0 | 0 | 0 | 0 | 0 | 0 | 0 | 0
Commercial_Warehouse_New_Food Preparation_Natural Gas_Conveyor Oven_E9_Codes & Standards Forecast | Commercial | Warehouse | New | Food Preparation | Natural Gas | Conveyor Oven | E9 |  | Codes & Standards Forecast | 0 | 0 | 0 | 0 | 0 | 0 | 0 | 0 | 0 | 0 | 0 | 0 | 0 | 0 | 0 | 0 | 0 | 0 | 0 | 0 | 0 | 0 | 0 | 0 | 0 | 0 | 0 | 0 | 0 | 0 | 0 | 0 | 0
Commercial_Warehouse_New_Food Preparation_Natural Gas_Conveyor Oven_E10_Codes & Standards Forecast | Commercial | Warehouse | New | Food Preparation | Natural Gas | Conveyor Oven | E10 |  | Codes & Standards Forecast | 0 | 0 | 0 | 0 | 0 | 0 | 0 | 0 | 0 | 0 | 0 | 0 | 0 | 0 | 0 | 0 | 0 | 0 | 0 | 0 | 0 | 0 | 0 | 0 | 0 | 0 | 0 | 0 | 0 | 0 | 0 | 0 | 0
Commercial_Warehouse_New_Food Preparation_Natural Gas_Double Rack Oven_E1_Codes & Standards Forecast | Commercial | Warehouse | New | Food Preparation | Natural Gas | Double Rack Oven | E1 |  | Codes & Standards Forecast | 0 | 24.9887 | 120.53 | 77.0271 | 99.3419 | 134.8179 | 126.0109 | 111.6849 | 100.4469 | 96.9856 | 95.7205 | 94.7695 | 99.6374 | 123.0146 | 133.383 | 145.8496 | 162.8034 | 181.0109 | 211.1798 | 196.5905 | 201.6033 | 208.8149 | 202.6552 | 197.23 | 198.3501 | 203.468 | 210.6346 | 219.8443 | 232.3823 | 253.3019 | 263.7129 | 273.5977 | 231.8302
Commercial_Warehouse_New_Food Preparation_Natural Gas_Double Rack Oven_E2_Codes & Standards Forecast | Commercial | Warehouse | New | Food Preparation | Natural Gas | Double Rack Oven | E2 |  | Codes & Standards Forecast | 0 | 0 | 0 | 0 | 0 | 0 | 0 | 0 | 0 | 0 | 0 | 0 | 0 | 0 | 0 | 0 | 0 | 0 | 0 | 0 | 0 | 0 | 0 | 0 | 0 | 0 | 0 | 0 | 0 | 0 | 0 | 0 | 0
Commercial_Warehouse_New_Food Preparation_Natural Gas_Double Rack Oven_E3_Codes & Standards Forecast | Commercial | Warehouse | New | Food Preparation | Natural Gas | Double Rack Oven | E3 |  | Codes & Standards Forecast | 0 | 0 | 0 | 0 | 0 | 0 | 0 | 0 | 0 | 0 | 0 | 0 | 0 | 0 | 0 | 0 | 0 | 0 | 0 | 0 | 0 | 0 | 0 | 0 | 0 | 0 | 0 | 0 | 0 | 0 | 0 | 0 | 0
Commercial_Warehouse_New_Food Preparation_Natural Gas_Double Rack Oven_E4_Codes & Standards Forecast | Commercial | Warehouse | New | Food Preparation | Natural Gas | Double Rack Oven | E4 |  | Codes & Standards Forecast | 0 | 0 | 0 | 0 | 0 | 0 | 0 | 0 | 0 | 0 | 0 | 0 | 0 | 0 | 0 | 0 | 0 | 0 | 0 | 0 | 0 | 0 | 0 | 0 | 0 | 0 | 0 | 0 | 0 | 0 | 0 | 0 | 0
Commercial_Warehouse_New_Food Preparation_Natural Gas_Double Rack Oven_E5_Codes & Standards Forecast | Commercial | Warehouse | New | Food Preparation | Natural Gas | Double Rack Oven | E5 |  | Codes & Standards Forecast | 0 | 0 | 0 | 0 | 0 | 0 | 0 | 0 | 0 | 0 | 0 | 0 | 0 | 0 | 0 | 0 | 0 | 0 | 0 | 0 | 0 | 0 | 0 | 0 | 0 | 0 | 0 | 0 | 0 | 0 | 0 | 0 | 0
Commercial_Warehouse_New_Food Preparation_Natural Gas_Double Rack Oven_E6_Codes & Standards Forecast | Commercial | Warehouse | New | Food Preparation | Natural Gas | Double Rack Oven | E6 |  | Codes & Standards Forecast | 0 | 0 | 0 | 0 | 0 | 0 | 0 | 0 | 0 | 0 | 0 | 0 | 0 | 0 | 0 | 0 | 0 | 0 | 0 | 0 | 0 | 0 | 0 | 0 | 0 | 0 | 0 | 0 | 0 | 0 | 0 | 0 | 0
Commercial_Warehouse_New_Food Preparation_Natural Gas_Double Rack Oven_E7_Codes & Standards Forecast | Commercial | Warehouse | New | Food Preparation | Natural Gas | Double Rack Oven | E7 |  | Codes & Standards Forecast | 0 | 0 | 0 | 0 | 0 | 0 | 0 | 0 | 0 | 0 | 0 | 0 | 0 | 0 | 0 | 0 | 0 | 0 | 0 | 0 | 0 | 0 | 0 | 0 | 0 | 0 | 0 | 0 | 0 | 0 | 0 | 0 | 0
Commercial_Warehouse_New_Food Preparation_Natural Gas_Double Rack Oven_E8_Codes & Standards Forecast | Commercial | Warehouse | New | Food Preparation | Natural Gas | Double Rack Oven | E8 |  | Codes & Standards Forecast | 0 | 0 | 0 | 0 | 0 | 0 | 0 | 0 | 0 | 0 | 0 | 0 | 0 | 0 | 0 | 0 | 0 | 0 | 0 | 0 | 0 | 0 | 0 | 0 | 0 | 0 | 0 | 0 | 0 | 0 | 0 | 0 | 0
Commercial_Warehouse_New_Food Preparation_Natural Gas_Double Rack Oven_E9_Codes & Standards Forecast | Commercial | Warehouse | New | Food Preparation | Natural Gas | Double Rack Oven | E9 |  | Codes & Standards Forecast | 0 | 0 | 0 | 0 | 0 | 0 | 0 | 0 | 0 | 0 | 0 | 0 | 0 | 0 | 0 | 0 | 0 | 0 | 0 | 0 | 0 | 0 | 0 | 0 | 0 | 0 | 0 | 0 | 0 | 0 | 0 | 0 | 0
Commercial_Warehouse_New_Food Preparation_Natural Gas_Double Rack Oven_E10_Codes & Standards Forecast | Commercial | Warehouse | New | Food Preparation | Natural Gas | Double Rack Oven | E10 |  | Codes & Standards Forecast | 0 | 0 | 0 | 0 | 0 | 0 | 0 | 0 | 0 | 0 | 0 | 0 | 0 | 0 | 0 | 0 | 0 | 0 | 0 | 0 | 0 | 0 | 0 | 0 | 0 | 0 | 0 | 0 | 0 | 0 | 0 | 0 | 0
Commercial_Warehouse_New_Food Preparation_Natural Gas_Fryer_E1_Codes & Standards Forecast | Commercial | Warehouse | New | Food Preparation | Natural Gas | Fryer | E1 |  | Codes & Standards Forecast | 0 | 99.9549 | 482.1198 | 0 | 0 | 0 | 0 | 0 | 0 | 0 | 0 | 0 | 0 | 0 | 0 | 0 | 0 | 0 | 0 | 0 | 0 | 0 | 0 | 0 | 0 | 0 | 0 | 0 | 0 | 0 | 0 | 0 | 0
Commercial_Warehouse_New_Food Preparation_Natural Gas_Fryer_E2_Codes & Standards Forecast | Commercial | Warehouse | New | Food Preparation | Natural Gas | Fryer | E2 |  | Codes & Standards Forecast | 0 | 0 | 0 | 308.1083 | 397.3677 | 539.2716 | 529.0324 | 586.011 | 583.2683 | 623.3948 | 718.0089 | 853.3709 | 839.4873 | 892.3371 | 956.0216 | 990.2866 | 1065.3537 | 1103.4367 | 1155.2526 | 1222.8319 | 1292.2176 | 1327.628 | 1379.026 | 1432.9796 | 1483.2367 | 1548.373 | 1597.3176 | 1650.1509 | 1707.0215 | 1762.6841 | 1812.6693 | 1866.2051 | 1710.9993
Commercial_Warehouse_New_Food Preparation_Natural Gas_Fryer_E3_Codes & Standards Forecast | Commercial | Warehouse | New | Food Preparation | Natural Gas | Fryer | E3 |  | Codes & Standards Forecast | 0 | 0 | 0 | 0 | 0 | 0 | 0 | 0 | 0 | 0 | 0 | 0 | 0 | 0 | 0 | 0 | 0 | 0 | 0 | 0 | 0 | 0 | 0 | 0 | 0 | 0 | 0 | 0 | 0 | 0 | 0 | 0 | 0
Commercial_Warehouse_New_Food Preparation_Natural Gas_Fryer_E4_Codes & Standards Forecast | Commercial | Warehouse | New | Food Preparation | Natural Gas | Fryer | E4 |  | Codes & Standards Forecast | 0 | 0 | 0 | 0 | 0 | 0 | 0 | 0 | 0 | 0 | 0 | 0 | 0 | 0 | 0 | 0 | 0 | 0 | 0 | 0 | 0 | 0 | 0 | 0 | 0 | 0 | 0 | 0 | 0 | 0 | 0 | 0 | 0
Commercial_Warehouse_New_Food Preparation_Natural Gas_Fryer_E5_Codes & Standards Forecast | Commercial | Warehouse | New | Food Preparation | Natural Gas | Fryer | E5 |  | Codes & Standards Forecast | 0 | 0 | 0 | 0 | 0 | 0 | 0 | 0 | 0 | 0 | 0 | 0 | 0 | 0 | 0 | 0 | 0 | 0 | 0 | 0 | 0 | 0 | 0 | 0 | 0 | 0 | 0 | 0 | 0 | 0 | 0 | 0 | 0
Commercial_Warehouse_New_Food Preparation_Natural Gas_Fryer_E6_Codes & Standards Forecast | Commercial | Warehouse | New | Food Preparation | Natural Gas | Fryer | E6 |  | Codes & Standards Forecast | 0 | 0 | 0 | 0 | 0 | 0 | 0 | 0 | 0 | 0 | 0 | 0 | 0 | 0 | 0 | 0 | 0 | 0 | 0 | 0 | 0 | 0 | 0 | 0 | 0 | 0 | 0 | 0 | 0 | 0 | 0 | 0 | 0
Commercial_Warehouse_New_Food Preparation_Natural Gas_Fryer_E7_Codes & Standards Forecast | Commercial | Warehouse | New | Food Preparation | Natural Gas | Fryer | E7 |  | Codes & Standards Forecast | 0 | 0 | 0 | 0 | 0 | 0 | 0 | 0 | 0 | 0 | 0 | 0 | 0 | 0 | 0 | 0 | 0 | 0 | 0 | 0 | 0 | 0 | 0 | 0 | 0 | 0 | 0 | 0 | 0 | 0 | 0 | 0 | 0
Commercial_Warehouse_New_Food Preparation_Natural Gas_Fryer_E8_Codes & Standards Forecast | Commercial | Warehouse | New | Food Preparation | Natural Gas | Fryer | E8 |  | Codes & Standards Forecast | 0 | 0 | 0 | 0 | 0 | 0 | 0 | 0 | 0 | 0 | 0 | 0 | 0 | 0 | 0 | 0 | 0 | 0 | 0 | 0 | 0 | 0 | 0 | 0 | 0 | 0 | 0 | 0 | 0 | 0 | 0 | 0 | 0
Commercial_Warehouse_New_Food Preparation_Natural Gas_Fryer_E9_Codes & Standards Forecast | Commercial | Warehouse | New | Food Preparation | Natural Gas | Fryer | E9 |  | Codes & Standards Forecast | 0 | 0 | 0 | 0 | 0 | 0 | 0 | 0 | 0 | 0 | 0 | 0 | 0 | 0 | 0 | 0 | 0 | 0 | 0 | 0 | 0 | 0 | 0 | 0 | 0 | 0 | 0 | 0 | 0 | 0 | 0 | 0 | 0
Commercial_Warehouse_New_Food Preparation_Natural Gas_Fryer_E10_Codes & Standards Forecast | Commercial | Warehouse | New | Food Preparation | Natural Gas | Fryer | E10 |  | Codes & Standards Forecast | 0 | 0 | 0 | 0 | 0 | 0 | 0 | 0 | 0 | 0 | 0 | 0 | 0 | 0 | 0 | 0 | 0 | 0 | 0 | 0 | 0 | 0 | 0 | 0 | 0 | 0 | 0 | 0 | 0 | 0 | 0 | 0 | 0
Commercial_Warehouse_New_Food Preparation_Natural Gas_Broiler_E1_Codes & Standards Forecast | Commercial | Warehouse | New | Food Preparation | Natural Gas | Broiler | E1 |  | Codes & Standards Forecast | 0 | 0 | 0 | 0 | 0 | 0 | 0 | 0 | 0 | 0 | 0 | 0 | 0 | 0 | 0 | 0 | 0 | 0 | 0 | 0 | 0 | 0 | 0 | 0 | 0 | 0 | 0 | 0 | 0 | 0 | 0 | 0 | 0
Commercial_Warehouse_New_Food Preparation_Natural Gas_Broiler_E2_Codes & Standards Forecast | Commercial | Warehouse | New | Food Preparation | Natural Gas | Broiler | E2 |  | Codes & Standards Forecast | 0 | 0 | 0 | 0 | 0 | 0 | 0 | 0 | 0 | 0 | 0 | 0 | 0 | 0 | 0 | 0 | 0 | 0 | 0 | 0 | 0 | 0 | 0 | 0 | 0 | 0 | 0 | 0 | 0 | 0 | 0 | 0 | 0
Commercial_Warehouse_New_Food Preparation_Natural Gas_Broiler_E3_Codes & Standards Forecast | Commercial | Warehouse | New | Food Preparation | Natural Gas | Broiler | E3 |  | Codes & Standards Forecast | 0 | 0 | 0 | 0 | 0 | 0 | 0 | 0 | 0 | 0 | 0 | 0 | 0 | 0 | 0 | 0 | 0 | 0 | 0 | 0 | 0 | 0 | 0 | 0 | 0 | 0 | 0 | 0 | 0 | 0 | 0 | 0 | 0
Commercial_Warehouse_New_Food Preparation_Natural Gas_Broiler_E4_Codes & Standards Forecast | Commercial | Warehouse | New | Food Preparation | Natural Gas | Broiler | E4 |  | Codes & Standards Forecast | 0 | 0 | 0 | 0 | 0 | 0 | 0 | 0 | 0 | 0 | 0 | 0 | 0 | 0 | 0 | 0 | 0 | 0 | 0 | 0 | 0 | 0 | 0 | 0 | 0 | 0 | 0 | 0 | 0 | 0 | 0 | 0 | 0
Commercial_Warehouse_New_Food Preparation_Natural Gas_Broiler_E5_Codes & Standards Forecast | Commercial | Warehouse | New | Food Preparation | Natural Gas | Broiler | E5 |  | Codes & Standards Forecast | 0 | 0 | 0 | 0 | 0 | 0 | 0 | 0 | 0 | 0 | 0 | 0 | 0 | 0 | 0 | 0 | 0 | 0 | 0 | 0 | 0 | 0 | 0 | 0 | 0 | 0 | 0 | 0 | 0 | 0 | 0 | 0 | 0
Commercial_Warehouse_New_Food Preparation_Natural Gas_Broiler_E6_Codes & Standards Forecast | Commercial | Warehouse | New | Food Preparation | Natural Gas | Broiler | E6 |  | Codes & Standards Forecast | 0 | 0 | 0 | 0 | 0 | 0 | 0 | 0 | 0 | 0 | 0 | 0 | 0 | 0 | 0 | 0 | 0 | 0 | 0 | 0 | 0 | 0 | 0 | 0 | 0 | 0 | 0 | 0 | 0 | 0 | 0 | 0 | 0
Commercial_Warehouse_New_Food Preparation_Natural Gas_Broiler_E7_Codes & Standards Forecast | Commercial | Warehouse | New | Food Preparation | Natural Gas | Broiler | E7 |  | Codes & Standards Forecast | 0 | 0 | 0 | 0 | 0 | 0 | 0 | 0 | 0 | 0 | 0 | 0 | 0 | 0 | 0 | 0 | 0 | 0 | 0 | 0 | 0 | 0 | 0 | 0 | 0 | 0 | 0 | 0 | 0 | 0 | 0 | 0 | 0
Commercial_Warehouse_New_Food Preparation_Natural Gas_Broiler_E8_Codes & Standards Forecast | Commercial | Warehouse | New | Food Preparation | Natural Gas | Broiler | E8 |  | Codes & Standards Forecast | 0 | 0 | 0 | 0 | 0 | 0 | 0 | 0 | 0 | 0 | 0 | 0 | 0 | 0 | 0 | 0 | 0 | 0 | 0 | 0 | 0 | 0 | 0 | 0 | 0 | 0 | 0 | 0 | 0 | 0 | 0 | 0 | 0
Commercial_Warehouse_New_Food Preparation_Natural Gas_Broiler_E9_Codes & Standards Forecast | Commercial | Warehouse | New | Food Preparation | Natural Gas | Broiler | E9 |  | Codes & Standards Forecast | 0 | 0 | 0 | 0 | 0 | 0 | 0 | 0 | 0 | 0 | 0 | 0 | 0 | 0 | 0 | 0 | 0 | 0 | 0 | 0 | 0 | 0 | 0 | 0 | 0 | 0 | 0 | 0 | 0 | 0 | 0 | 0 | 0
Commercial_Warehouse_New_Food Preparation_Natural Gas_Broiler_E10_Codes & Standards Forecast | Commercial | Warehouse | New | Food Preparation | Natural Gas | Broiler | E10 |  | Codes & Standards Forecast | 0 | 0 | 0 | 0 | 0 | 0 | 0 | 0 | 0 | 0 | 0 | 0 | 0 | 0 | 0 | 0 | 0 | 0 | 0 | 0 | 0 | 0 | 0 | 0 | 0 | 0 | 0 | 0 | 0 | 0 | 0 | 0 | 0
Commercial_Warehouse_New_Food Preparation_Natural Gas_Griddle_E1_Codes & Standards Forecast | Commercial | Warehouse | New | Food Preparation | Natural Gas | Griddle | E1 |  | Codes & Standards Forecast | 0 | 99.9549 | 482.1198 | 308.1083 | 397.3677 | 539.2716 | 504.0437 | 446.7395 | 401.7876 | 387.9423 | 382.8819 | 379.078 | 398.5496 | 492.0586 | 533.5321 | 583.3983 | 651.2137 | 724.0435 | 844.719 | 786.3621 | 806.4133 | 835.2594 | 810.6208 | 788.9198 | 793.4004 | 813.8719 | 842.5383 | 879.3772 | 929.5291 | 1013.2075 | 1054.8515 | 1094.3906 | 927.3207
Commercial_Warehouse_New_Food Preparation_Natural Gas_Griddle_E2_Codes & Standards Forecast | Commercial | Warehouse | New | Food Preparation | Natural Gas | Griddle | E2 |  | Codes & Standards Forecast | 0 | 0 | 0 | 0 | 0 | 0 | 0 | 0 | 0 | 0 | 0 | 0 | 0 | 0 | 0 | 0 | 0 | 0 | 0 | 0 | 0 | 0 | 0 | 0 | 0 | 0 | 0 | 0 | 0 | 0 | 0 | 0 | 0
Commercial_Warehouse_New_Food Preparation_Natural Gas_Griddle_E3_Codes & Standards Forecast | Commercial | Warehouse | New | Food Preparation | Natural Gas | Griddle | E3 |  | Codes & Standards Forecast | 0 | 0 | 0 | 0 | 0 | 0 | 0 | 0 | 0 | 0 | 0 | 0 | 0 | 0 | 0 | 0 | 0 | 0 | 0 | 0 | 0 | 0 | 0 | 0 | 0 | 0 | 0 | 0 | 0 | 0 | 0 | 0 | 0
Commercial_Warehouse_New_Food Preparation_Natural Gas_Griddle_E4_Codes & Standards Forecast | Commercial | Warehouse | New | Food Preparation | Natural Gas | Griddle | E4 |  | Codes & Standards Forecast | 0 | 0 | 0 | 0 | 0 | 0 | 0 | 0 | 0 | 0 | 0 | 0 | 0 | 0 | 0 | 0 | 0 | 0 | 0 | 0 | 0 | 0 | 0 | 0 | 0 | 0 | 0 | 0 | 0 | 0 | 0 | 0 | 0
Commercial_Warehouse_New_Food Preparation_Natural Gas_Griddle_E5_Codes & Standards Forecast | Commercial | Warehouse | New | Food Preparation | Natural Gas | Griddle | E5 |  | Codes & Standards Forecast | 0 | 0 | 0 | 0 | 0 | 0 | 0 | 0 | 0 | 0 | 0 | 0 | 0 | 0 | 0 | 0 | 0 | 0 | 0 | 0 | 0 | 0 | 0 | 0 | 0 | 0 | 0 | 0 | 0 | 0 | 0 | 0 | 0
Commercial_Warehouse_New_Food Preparation_Natural Gas_Griddle_E6_Codes & Standards Forecast | Commercial | Warehouse | New | Food Preparation | Natural Gas | Griddle | E6 |  | Codes & Standards Forecast | 0 | 0 | 0 | 0 | 0 | 0 | 0 | 0 | 0 | 0 | 0 | 0 | 0 | 0 | 0 | 0 | 0 | 0 | 0 | 0 | 0 | 0 | 0 | 0 | 0 | 0 | 0 | 0 | 0 | 0 | 0 | 0 | 0
Commercial_Warehouse_New_Food Preparation_Natural Gas_Griddle_E7_Codes & Standards Forecast | Commercial | Warehouse | New | Food Preparation | Natural Gas | Griddle | E7 |  | Codes & Standards Forecast | 0 | 0 | 0 | 0 | 0 | 0 | 0 | 0 | 0 | 0 | 0 | 0 | 0 | 0 | 0 | 0 | 0 | 0 | 0 | 0 | 0 | 0 | 0 | 0 | 0 | 0 | 0 | 0 | 0 | 0 | 0 | 0 | 0
Commercial_Warehouse_New_Food Preparation_Natural Gas_Griddle_E8_Codes & Standards Forecast | Commercial | Warehouse | New | Food Preparation | Natural Gas | Griddle | E8 |  | Codes & Standards Forecast | 0 | 0 | 0 | 0 | 0 | 0 | 0 | 0 | 0 | 0 | 0 | 0 | 0 | 0 | 0 | 0 | 0 | 0 | 0 | 0 | 0 | 0 | 0 | 0 | 0 | 0 | 0 | 0 | 0 | 0 | 0 | 0 | 0
Commercial_Warehouse_New_Food Preparation_Natural Gas_Griddle_E9_Codes & Standards Forecast | Commercial | Warehouse | New | Food Preparation | Natural Gas | Griddle | E9 |  | Codes & Standards Forecast | 0 | 0 | 0 | 0 | 0 | 0 | 0 | 0 | 0 | 0 | 0 | 0 | 0 | 0 | 0 | 0 | 0 | 0 | 0 | 0 | 0 | 0 | 0 | 0 | 0 | 0 | 0 | 0 | 0 | 0 | 0 | 0 | 0
Commercial_Warehouse_New_Food Preparation_Natural Gas_Griddle_E10_Codes & Standards Forecast | Commercial | Warehouse | New | Food Preparation | Natural Gas | Griddle | E10 |  | Codes & Standards Forecast | 0 | 0 | 0 | 0 | 0 | 0 | 0 | 0 | 0 | 0 | 0 | 0 | 0 | 0 | 0 | 0 | 0 | 0 | 0 | 0 | 0 | 0 | 0 | 0 | 0 | 0 | 0 | 0 | 0 | 0 | 0 | 0 | 0
Commercial_Warehouse_New_Food Preparation_Natural Gas_Range_E1_Codes & Standards Forecast | Commercial | Warehouse | New | Food Preparation | Natural Gas | Range | E1 |  | Codes & Standards Forecast | 0 | 99.9549 | 482.1198 | 308.1083 | 397.3677 | 539.2716 | 504.0437 | 446.7395 | 401.7876 | 387.9423 | 402.8729 | 491.4948 | 530.1137 | 580.3594 | 650.4054 | 724.4348 | 845.7187 | 787.3776 | 806.8435 | 839.094 | 836.6757 | 836.6945 | 849.4761 | 881.7677 | 929.8518 | 1012.3315 | 1053.5521 | 1093.483 | 1137.0816 | 1172.5344 | 1213.3013 | 1201.3971 | 1009.553
Commercial_Warehouse_New_Food Preparation_Natural Gas_Range_E2_Codes & Standards Forecast | Commercial | Warehouse | New | Food Preparation | Natural Gas | Range | E2 |  | Codes & Standards Forecast | 0 | 0 | 0 | 0 | 0 | 0 | 0 | 0 | 0 | 0 | 0 | 0 | 0 | 0 | 0 | 0 | 0 | 0 | 0 | 0 | 0 | 0 | 0 | 0 | 0 | 0 | 0 | 0 | 0 | 0 | 0 | 0 | 0
Commercial_Warehouse_New_Food Preparation_Natural Gas_Range_E3_Codes & Standards Forecast | Commercial | Warehouse | New | Food Preparation | Natural Gas | Range | E3 |  | Codes & Standards Forecast | 0 | 0 | 0 | 0 | 0 | 0 | 0 | 0 | 0 | 0 | 0 | 0 | 0 | 0 | 0 | 0 | 0 | 0 | 0 | 0 | 0 | 0 | 0 | 0 | 0 | 0 | 0 | 0 | 0 | 0 | 0 | 0 | 0
Commercial_Warehouse_New_Food Preparation_Natural Gas_Range_E4_Codes & Standards Forecast | Commercial | Warehouse | New | Food Preparation | Natural Gas | Range | E4 |  | Codes & Standards Forecast | 0 | 0 | 0 | 0 | 0 | 0 | 0 | 0 | 0 | 0 | 0 | 0 | 0 | 0 | 0 | 0 | 0 | 0 | 0 | 0 | 0 | 0 | 0 | 0 | 0 | 0 | 0 | 0 | 0 | 0 | 0 | 0 | 0
Commercial_Warehouse_New_Food Preparation_Natural Gas_Range_E5_Codes & Standards Forecast | Commercial | Warehouse | New | Food Preparation | Natural Gas | Range | E5 |  | Codes & Standards Forecast | 0 | 0 | 0 | 0 | 0 | 0 | 0 | 0 | 0 | 0 | 0 | 0 | 0 | 0 | 0 | 0 | 0 | 0 | 0 | 0 | 0 | 0 | 0 | 0 | 0 | 0 | 0 | 0 | 0 | 0 | 0 | 0 | 0
Commercial_Warehouse_New_Food Preparation_Natural Gas_Range_E6_Codes & Standards Forecast | Commercial | Warehouse | New | Food Preparation | Natural Gas | Range | E6 |  | Codes & Standards Forecast | 0 | 0 | 0 | 0 | 0 | 0 | 0 | 0 | 0 | 0 | 0 | 0 | 0 | 0 | 0 | 0 | 0 | 0 | 0 | 0 | 0 | 0 | 0 | 0 | 0 | 0 | 0 | 0 | 0 | 0 | 0 | 0 | 0
Commercial_Warehouse_New_Food Preparation_Natural Gas_Range_E7_Codes & Standards Forecast | Commercial | Warehouse | New | Food Preparation | Natural Gas | Range | E7 |  | Codes & Standards Forecast | 0 | 0 | 0 | 0 | 0 | 0 | 0 | 0 | 0 | 0 | 0 | 0 | 0 | 0 | 0 | 0 | 0 | 0 | 0 | 0 | 0 | 0 | 0 | 0 | 0 | 0 | 0 | 0 | 0 | 0 | 0 | 0 | 0
Commercial_Warehouse_New_Food Preparation_Natural Gas_Range_E8_Codes & Standards Forecast | Commercial | Warehouse | New | Food Preparation | Natural Gas | Range | E8 |  | Codes & Standards Forecast | 0 | 0 | 0 | 0 | 0 | 0 | 0 | 0 | 0 | 0 | 0 | 0 | 0 | 0 | 0 | 0 | 0 | 0 | 0 | 0 | 0 | 0 | 0 | 0 | 0 | 0 | 0 | 0 | 0 | 0 | 0 | 0 | 0
Commercial_Warehouse_New_Food Preparation_Natural Gas_Range_E9_Codes & Standards Forecast | Commercial | Warehouse | New | Food Preparation | Natural Gas | Range | E9 |  | Codes & Standards Forecast | 0 | 0 | 0 | 0 | 0 | 0 | 0 | 0 | 0 | 0 | 0 | 0 | 0 | 0 | 0 | 0 | 0 | 0 | 0 | 0 | 0 | 0 | 0 | 0 | 0 | 0 | 0 | 0 | 0 | 0 | 0 | 0 | 0
Commercial_Warehouse_New_Food Preparation_Natural Gas_Range_E10_Codes & Standards Forecast | Commercial | Warehouse | New | Food Preparation | Natural Gas | Range | E10 |  | Codes & Standards Forecast | 0 | 0 | 0 | 0 | 0 | 0 | 0 | 0 | 0 | 0 | 0 | 0 | 0 | 0 | 0 | 0 | 0 | 0 | 0 | 0 | 0 | 0 | 0 | 0 | 0 | 0 | 0 | 0 | 0 | 0 | 0 | 0 | 0
Commercial_Warehouse_New_Food Preparation_Natural Gas_Steamer_E1_Codes & Standards Forecast | Commercial | Warehouse | New | Food Preparation | Natural Gas | Steamer | E1 |  | Codes & Standards Forecast | 0 | 0 | 0 | 0 | 0 | 0 | 0 | 0 | 0 | 0 | 0 | 0 | 0 | 0 | 0 | 0 | 0 | 0 | 0 | 0 | 0 | 0 | 0 | 0 | 0 | 0 | 0 | 0 | 0 | 0 | 0 | 0 | 0
Commercial_Warehouse_New_Food Preparation_Natural Gas_Steamer_E2_Codes & Standards Forecast | Commercial | Warehouse | New | Food Preparation | Natural Gas | Steamer | E2 |  | Codes & Standards Forecast | 0 | 0 | 0 | 0 | 0 | 0 | 0 | 0 | 0 | 0 | 0 | 0 | 0 | 0 | 0 | 0 | 0 | 0 | 0 | 0 | 0 | 0 | 0 | 0 | 0 | 0 | 0 | 0 | 0 | 0 | 0 | 0 | 0
Commercial_Warehouse_New_Food Preparation_Natural Gas_Steamer_E3_Codes & Standards Forecast | Commercial | Warehouse | New | Food Preparation | Natural Gas | Steamer | E3 |  | Codes & Standards Forecast | 0 | 0 | 0 | 0 | 0 | 0 | 0 | 0 | 0 | 0 | 0 | 0 | 0 | 0 | 0 | 0 | 0 | 0 | 0 | 0 | 0 | 0 | 0 | 0 | 0 | 0 | 0 | 0 | 0 | 0 | 0 | 0 | 0
Commercial_Warehouse_New_Food Preparation_Natural Gas_Steamer_E4_Codes & Standards Forecast | Commercial | Warehouse | New | Food Preparation | Natural Gas | Steamer | E4 |  | Codes & Standards Forecast | 0 | 0 | 0 | 0 | 0 | 0 | 0 | 0 | 0 | 0 | 0 | 0 | 0 | 0 | 0 | 0 | 0 | 0 | 0 | 0 | 0 | 0 | 0 | 0 | 0 | 0 | 0 | 0 | 0 | 0 | 0 | 0 | 0
Commercial_Warehouse_New_Food Preparation_Natural Gas_Steamer_E5_Codes & Standards Forecast | Commercial | Warehouse | New | Food Preparation | Natural Gas | Steamer | E5 |  | Codes & Standards Forecast | 0 | 0 | 0 | 0 | 0 | 0 | 0 | 0 | 0 | 0 | 0 | 0 | 0 | 0 | 0 | 0 | 0 | 0 | 0 | 0 | 0 | 0 | 0 | 0 | 0 | 0 | 0 | 0 | 0 | 0 | 0 | 0 | 0
Commercial_Warehouse_New_Food Preparation_Natural Gas_Steamer_E6_Codes & Standards Forecast | Commercial | Warehouse | New | Food Preparation | Natural Gas | Steamer | E6 |  | Codes & Standards Forecast | 0 | 0 | 0 | 0 | 0 | 0 | 0 | 0 | 0 | 0 | 0 | 0 | 0 | 0 | 0 | 0 | 0 | 0 | 0 | 0 | 0 | 0 | 0 | 0 | 0 | 0 | 0 | 0 | 0 | 0 | 0 | 0 | 0
Commercial_Warehouse_New_Food Preparation_Natural Gas_Steamer_E7_Codes & Standards Forecast | Commercial | Warehouse | New | Food Preparation | Natural Gas | Steamer | E7 |  | Codes & Standards Forecast | 0 | 0 | 0 | 0 | 0 | 0 | 0 | 0 | 0 | 0 | 0 | 0 | 0 | 0 | 0 | 0 | 0 | 0 | 0 | 0 | 0 | 0 | 0 | 0 | 0 | 0 | 0 | 0 | 0 | 0 | 0 | 0 | 0
Commercial_Warehouse_New_Food Preparation_Natural Gas_Steamer_E8_Codes & Standards Forecast | Commercial | Warehouse | New | Food Preparation | Natural Gas | Steamer | E8 |  | Codes & Standards Forecast | 0 | 0 | 0 | 0 | 0 | 0 | 0 | 0 | 0 | 0 | 0 | 0 | 0 | 0 | 0 | 0 | 0 | 0 | 0 | 0 | 0 | 0 | 0 | 0 | 0 | 0 | 0 | 0 | 0 | 0 | 0 | 0 | 0
Commercial_Warehouse_New_Food Preparation_Natural Gas_Steamer_E9_Codes & Standards Forecast | Commercial | Warehouse | New | Food Preparation | Natural Gas | Steamer | E9 |  | Codes & Standards Forecast | 0 | 0 | 0 | 0 | 0 | 0 | 0 | 0 | 0 | 0 | 0 | 0 | 0 | 0 | 0 | 0 | 0 | 0 | 0 | 0 | 0 | 0 | 0 | 0 | 0 | 0 | 0 | 0 | 0 | 0 | 0 | 0 | 0
Commercial_Warehouse_New_Food Preparation_Natural Gas_Steamer_E10_Codes & Standards Forecast | Commercial | Warehouse | New | Food Preparation | Natural Gas | Steamer | E10 |  | Codes & Standards Forecast | 0 | 0 | 0 | 0 | 0 | 0 | 0 | 0 | 0 | 0 | 0 | 0 | 0 | 0 | 0 | 0 | 0 | 0 | 0 | 0 | 0 | 0 | 0 | 0 | 0 | 0 | 0 | 0 | 0 | 0 | 0 | 0 | 0
Commercial_Warehouse_New_Food Preparation_Natural Gas_Food Prep Other_E1_Codes & Standards Forecast | Commercial | Warehouse | New | Food Preparation | Natural Gas | Food Prep Other | E1 |  | Codes & Standards Forecast | 0 | 0 | 0 | 0 | 0 | 0 | 0 | 0 | 0 | 0 | 0 | 0 | 0 | 0 | 0 | 0 | 0 | 0 | 0 | 0 | 0 | 0 | 0 | 0 | 0 | 0 | 0 | 0 | 0 | 0 | 0 | 0 | 0
Commercial_Warehouse_New_Food Preparation_Natural Gas_Food Prep Other_E2_Codes & Standards Forecast | Commercial | Warehouse | New | Food Preparation | Natural Gas | Food Prep Other | E2 |  | Codes & Standards Forecast | 0 | 0 | 0 | 0 | 0 | 0 | 0 | 0 | 0 | 0 | 0 | 0 | 0 | 0 | 0 | 0 | 0 | 0 | 0 | 0 | 0 | 0 | 0 | 0 | 0 | 0 | 0 | 0 | 0 | 0 | 0 | 0 | 0
Commercial_Warehouse_New_Food Preparation_Natural Gas_Food Prep Other_E3_Codes & Standards Forecast | Commercial | Warehouse | New | Food Preparation | Natural Gas | Food Prep Other | E3 |  | Codes & Standards Forecast | 0 | 0 | 0 | 0 | 0 | 0 | 0 | 0 | 0 | 0 | 0 | 0 | 0 | 0 | 0 | 0 | 0 | 0 | 0 | 0 | 0 | 0 | 0 | 0 | 0 | 0 | 0 | 0 | 0 | 0 | 0 | 0 | 0
Commercial_Warehouse_New_Food Preparation_Natural Gas_Food Prep Other_E4_Codes & Standards Forecast | Commercial | Warehouse | New | Food Preparation | Natural Gas | Food Prep Other | E4 |  | Codes & Standards Forecast | 0 | 0 | 0 | 0 | 0 | 0 | 0 | 0 | 0 | 0 | 0 | 0 | 0 | 0 | 0 | 0 | 0 | 0 | 0 | 0 | 0 | 0 | 0 | 0 | 0 | 0 | 0 | 0 | 0 | 0 | 0 | 0 | 0
Commercial_Warehouse_New_Food Preparation_Natural Gas_Food Prep Other_E5_Codes & Standards Forecast | Commercial | Warehouse | New | Food Preparation | Natural Gas | Food Prep Other | E5 |  | Codes & Standards Forecast | 0 | 0 | 0 | 0 | 0 | 0 | 0 | 0 | 0 | 0 | 0 | 0 | 0 | 0 | 0 | 0 | 0 | 0 | 0 | 0 | 0 | 0 | 0 | 0 | 0 | 0 | 0 | 0 | 0 | 0 | 0 | 0 | 0
Commercial_Warehouse_New_Food Preparation_Natural Gas_Food Prep Other_E6_Codes & Standards Forecast | Commercial | Warehouse | New | Food Preparation | Natural Gas | Food Prep Other | E6 |  | Codes & Standards Forecast | 0 | 0 | 0 | 0 | 0 | 0 | 0 | 0 | 0 | 0 | 0 | 0 | 0 | 0 | 0 | 0 | 0 | 0 | 0 | 0 | 0 | 0 | 0 | 0 | 0 | 0 | 0 | 0 | 0 | 0 | 0 | 0 | 0
Commercial_Warehouse_New_Food Preparation_Natural Gas_Food Prep Other_E7_Codes & Standards Forecast | Commercial | Warehouse | New | Food Preparation | Natural Gas | Food Prep Other | E7 |  | Codes & Standards Forecast | 0 | 0 | 0 | 0 | 0 | 0 | 0 | 0 | 0 | 0 | 0 | 0 | 0 | 0 | 0 | 0 | 0 | 0 | 0 | 0 | 0 | 0 | 0 | 0 | 0 | 0 | 0 | 0 | 0 | 0 | 0 | 0 | 0
Commercial_Warehouse_New_Food Preparation_Natural Gas_Food Prep Other_E8_Codes & Standards Forecast | Commercial | Warehouse | New | Food Preparation | Natural Gas | Food Prep Other | E8 |  | Codes & Standards Forecast | 0 | 0 | 0 | 0 | 0 | 0 | 0 | 0 | 0 | 0 | 0 | 0 | 0 | 0 | 0 | 0 | 0 | 0 | 0 | 0 | 0 | 0 | 0 | 0 | 0 | 0 | 0 | 0 | 0 | 0 | 0 | 0 | 0
Commercial_Warehouse_New_Food Preparation_Natural Gas_Food Prep Other_E9_Codes & Standards Forecast | Commercial | Warehouse | New | Food Preparation | Natural Gas | Food Prep Other | E9 |  | Codes & Standards Forecast | 0 | 0 | 0 | 0 | 0 | 0 | 0 | 0 | 0 | 0 | 0 | 0 | 0 | 0 | 0 | 0 | 0 | 0 | 0 | 0 | 0 | 0 | 0 | 0 | 0 | 0 | 0 | 0 | 0 | 0 | 0 | 0 | 0
Commercial_Warehouse_New_Food Preparation_Natural Gas_Food Prep Other_E10_Codes & Standards Forecast | Commercial | Warehouse | New | Food Preparation | Natural Gas | Food Prep Other | E10 |  | Codes & Standards Forecast | 0 | 0 | 0 | 0 | 0 | 0 | 0 | 0 | 0 | 0 | 0 | 0 | 0 | 0 | 0 | 0 | 0 | 0 | 0 | 0 | 0 | 0 | 0 | 0 | 0 | 0 | 0 | 0 | 0 | 0 | 0 | 0 | 0
Commercial_Warehouse_New_Miscellaneous_Natural Gas_Pool Heater_E1_Codes & Standards Forecast | Commercial | Warehouse | New | Miscellaneous | Natural Gas | Pool Heater | E1 |  | Codes & Standards Forecast | 0 | 0 | 0 | 0 | 0 | 0 | 0 | 0 | 0 | 0 | 0 | 0 | 0 | 0 | 0 | 0 | 0 | 0 | 0 | 0 | 0 | 0 | 0 | 0 | 0 | 0 | 0 | 0 | 0 | 0 | 0 | 0 | 0
Commercial_Warehouse_New_Miscellaneous_Natural Gas_Pool Heater_E2_Codes & Standards Forecast | Commercial | Warehouse | New | Miscellaneous | Natural Gas | Pool Heater | E2 |  | Codes & Standards Forecast | 0 | 0 | 0 | 0 | 0 | 0 | 0 | 0 | 0 | 0 | 0 | 0 | 0 | 0 | 0 | 0 | 0 | 0 | 0 | 0 | 0 | 0 | 0 | 0 | 0 | 0 | 0 | 0 | 0 | 0 | 0 | 0 | 0
Commercial_Warehouse_New_Miscellaneous_Natural Gas_Pool Heater_E3_Codes & Standards Forecast | Commercial | Warehouse | New | Miscellaneous | Natural Gas | Pool Heater | E3 |  | Codes & Standards Forecast | 0 | 0 | 0 | 0 | 0 | 0 | 0 | 0 | 0 | 0 | 0 | 0 | 0 | 0 | 0 | 0 | 0 | 0 | 0 | 0 | 0 | 0 | 0 | 0 | 0 | 0 | 0 | 0 | 0 | 0 | 0 | 0 | 0
Commercial_Warehouse_New_Miscellaneous_Natural Gas_Pool Heater_E4_Codes & Standards Forecast | Commercial | Warehouse | New | Miscellaneous | Natural Gas | Pool Heater | E4 |  | Codes & Standards Forecast | 0 | 0 | 0 | 0 | 0 | 0 | 0 | 0 | 0 | 0 | 0 | 0 | 0 | 0 | 0 | 0 | 0 | 0 | 0 | 0 | 0 | 0 | 0 | 0 | 0 | 0 | 0 | 0 | 0 | 0 | 0 | 0 | 0
Commercial_Warehouse_New_Miscellaneous_Natural Gas_Pool Heater_E5_Codes & Standards Forecast | Commercial | Warehouse | New | Miscellaneous | Natural Gas | Pool Heater | E5 |  | Codes & Standards Forecast | 0 | 0 | 0 | 0 | 0 | 0 | 0 | 0 | 0 | 0 | 0 | 0 | 0 | 0 | 0 | 0 | 0 | 0 | 0 | 0 | 0 | 0 | 0 | 0 | 0 | 0 | 0 | 0 | 0 | 0 | 0 | 0 | 0
Commercial_Warehouse_New_Miscellaneous_Natural Gas_Pool Heater_E6_Codes & Standards Forecast | Commercial | Warehouse | New | Miscellaneous | Natural Gas | Pool Heater | E6 |  | Codes & Standards Forecast | 0 | 0 | 0 | 0 | 0 | 0 | 0 | 0 | 0 | 0 | 0 | 0 | 0 | 0 | 0 | 0 | 0 | 0 | 0 | 0 | 0 | 0 | 0 | 0 | 0 | 0 | 0 | 0 | 0 | 0 | 0 | 0 | 0
Commercial_Warehouse_New_Miscellaneous_Natural Gas_Pool Heater_E7_Codes & Standards Forecast | Commercial | Warehouse | New | Miscellaneous | Natural Gas | Pool Heater | E7 |  | Codes & Standards Forecast | 0 | 0 | 0 | 0 | 0 | 0 | 0 | 0 | 0 | 0 | 0 | 0 | 0 | 0 | 0 | 0 | 0 | 0 | 0 | 0 | 0 | 0 | 0 | 0 | 0 | 0 | 0 | 0 | 0 | 0 | 0 | 0 | 0
Commercial_Warehouse_New_Miscellaneous_Natural Gas_Pool Heater_E8_Codes & Standards Forecast | Commercial | Warehouse | New | Miscellaneous | Natural Gas | Pool Heater | E8 |  | Codes & Standards Forecast | 0 | 0 | 0 | 0 | 0 | 0 | 0 | 0 | 0 | 0 | 0 | 0 | 0 | 0 | 0 | 0 | 0 | 0 | 0 | 0 | 0 | 0 | 0 | 0 | 0 | 0 | 0 | 0 | 0 | 0 | 0 | 0 | 0
Commercial_Warehouse_New_Miscellaneous_Natural Gas_Pool Heater_E9_Codes & Standards Forecast | Commercial | Warehouse | New | Miscellaneous | Natural Gas | Pool Heater | E9 |  | Codes & Standards Forecast | 0 | 0 | 0 | 0 | 0 | 0 | 0 | 0 | 0 | 0 | 0 | 0 | 0 | 0 | 0 | 0 | 0 | 0 | 0 | 0 | 0 | 0 | 0 | 0 | 0 | 0 | 0 | 0 | 0 | 0 | 0 | 0 | 0
Commercial_Warehouse_New_Miscellaneous_Natural Gas_Pool Heater_E10_Codes & Standards Forecast | Commercial | Warehouse | New | Miscellaneous | Natural Gas | Pool Heater | E10 |  | Codes & Standards Forecast | 0 | 0 | 0 | 0 | 0 | 0 | 0 | 0 | 0 | 0 | 0 | 0 | 0 | 0 | 0 | 0 | 0 | 0 | 0 | 0 | 0 | 0 | 0 | 0 | 0 | 0 | 0 | 0 | 0 | 0 | 0 | 0 | 0
Commercial_Warehouse_New_Miscellaneous_Natural Gas_Miscellaneous_E1_Codes & Standards Forecast | Commercial | Warehouse | New | Miscellaneous | Natural Gas | Miscellaneous | E1 |  | Codes & Standards Forecast | 0 | 6308.8232 | 30429.7975 | 19446.7718 | 25981.7868 | 39156.6471 | 38979.9151 | 38050.9861 | 39399.8217 | 42088.7548 | 44690.4775 | 48985.022 | 58412.8978 | 56734.2727 | 61101.7527 | 68044.7957 | 69834.6201 | 71736.5663 | 75017.3445 | 78470.5321 | 81709.5336 | 85448.4887 | 90609.0896 | 92254.7234 | 95956.4247 | 100646.2725 | 103400.4046 | 106323.1741 | 109900.7222 | 113411.4821 | 116776.4521 | 120318.0724 | 111066.7792
Commercial_Warehouse_New_Miscellaneous_Natural Gas_Miscellaneous_E2_Codes & Standards Forecast | Commercial | Warehouse | New | Miscellaneous | Natural Gas | Miscellaneous | E2 |  | Codes & Standards Forecast | 0 | 0 | 0 | 0 | 0 | 0 | 0 | 0 | 0 | 0 | 0 | 0 | 0 | 0 | 0 | 0 | 0 | 0 | 0 | 0 | 0 | 0 | 0 | 0 | 0 | 0 | 0 | 0 | 0 | 0 | 0 | 0 | 0
Commercial_Warehouse_New_Miscellaneous_Natural Gas_Miscellaneous_E3_Codes & Standards Forecast | Commercial | Warehouse | New | Miscellaneous | Natural Gas | Miscellaneous | E3 |  | Codes & Standards Forecast | 0 | 0 | 0 | 0 | 0 | 0 | 0 | 0 | 0 | 0 | 0 | 0 | 0 | 0 | 0 | 0 | 0 | 0 | 0 | 0 | 0 | 0 | 0 | 0 | 0 | 0 | 0 | 0 | 0 | 0 | 0 | 0 | 0
Commercial_Warehouse_New_Miscellaneous_Natural Gas_Miscellaneous_E4_Codes & Standards Forecast | Commercial | Warehouse | New | Miscellaneous | Natural Gas | Miscellaneous | E4 |  | Codes & Standards Forecast | 0 | 0 | 0 | 0 | 0 | 0 | 0 | 0 | 0 | 0 | 0 | 0 | 0 | 0 | 0 | 0 | 0 | 0 | 0 | 0 | 0 | 0 | 0 | 0 | 0 | 0 | 0 | 0 | 0 | 0 | 0 | 0 | 0
Commercial_Warehouse_New_Miscellaneous_Natural Gas_Miscellaneous_E5_Codes & Standards Forecast | Commercial | Warehouse | New | Miscellaneous | Natural Gas | Miscellaneous | E5 |  | Codes & Standards Forecast | 0 | 0 | 0 | 0 | 0 | 0 | 0 | 0 | 0 | 0 | 0 | 0 | 0 | 0 | 0 | 0 | 0 | 0 | 0 | 0 | 0 | 0 | 0 | 0 | 0 | 0 | 0 | 0 | 0 | 0 | 0 | 0 | 0
Commercial_Warehouse_New_Miscellaneous_Natural Gas_Miscellaneous_E6_Codes & Standards Forecast | Commercial | Warehouse | New | Miscellaneous | Natural Gas | Miscellaneous | E6 |  | Codes & Standards Forecast | 0 | 0 | 0 | 0 | 0 | 0 | 0 | 0 | 0 | 0 | 0 | 0 | 0 | 0 | 0 | 0 | 0 | 0 | 0 | 0 | 0 | 0 | 0 | 0 | 0 | 0 | 0 | 0 | 0 | 0 | 0 | 0 | 0
Commercial_Warehouse_New_Miscellaneous_Natural Gas_Miscellaneous_E7_Codes & Standards Forecast | Commercial | Warehouse | New | Miscellaneous | Natural Gas | Miscellaneous | E7 |  | Codes & Standards Forecast | 0 | 0 | 0 | 0 | 0 | 0 | 0 | 0 | 0 | 0 | 0 | 0 | 0 | 0 | 0 | 0 | 0 | 0 | 0 | 0 | 0 | 0 | 0 | 0 | 0 | 0 | 0 | 0 | 0 | 0 | 0 | 0 | 0
Commercial_Warehouse_New_Miscellaneous_Natural Gas_Miscellaneous_E8_Codes & Standards Forecast | Commercial | Warehouse | New | Miscellaneous | Natural Gas | Miscellaneous | E8 |  | Codes & Standards Forecast | 0 | 0 | 0 | 0 | 0 | 0 | 0 | 0 | 0 | 0 | 0 | 0 | 0 | 0 | 0 | 0 | 0 | 0 | 0 | 0 | 0 | 0 | 0 | 0 | 0 | 0 | 0 | 0 | 0 | 0 | 0 | 0 | 0
Commercial_Warehouse_New_Miscellaneous_Natural Gas_Miscellaneous_E9_Codes & Standards Forecast | Commercial | Warehouse | New | Miscellaneous | Natural Gas | Miscellaneous | E9 |  | Codes & Standards Forecast | 0 | 0 | 0 | 0 | 0 | 0 | 0 | 0 | 0 | 0 | 0 | 0 | 0 | 0 | 0 | 0 | 0 | 0 | 0 | 0 | 0 | 0 | 0 | 0 | 0 | 0 | 0 | 0 | 0 | 0 | 0 | 0 | 0
Commercial_Warehouse_New_Miscellaneous_Natural Gas_Miscellaneous_E10_Codes & Standards Forecast | Commercial | Warehouse | New | Miscellaneous | Natural Gas | Miscellaneous | E10 |  | Codes & Standards Forecast | 0 | 0 | 0 | 0 | 0 | 0 | 0 | 0 | 0 | 0 | 0 | 0 | 0 | 0 | 0 | 0 | 0 | 0 | 0 | 0 | 0 | 0 | 0 | 0 | 0 | 0 | 0 | 0 | 0 | 0 | 0 | 0 | 0
Commercial_Miscellaneous_Existing_Space Heating_Natural Gas_Furnace_E1_Codes & Standards Forecast | Commercial | Miscellaneous | Existing | Space Heating | Natural Gas | Furnace | E1 |  | Codes & Standards Forecast | 0 | 21184.2762 | 22967.3751 | 24559.9077 | 25993.8826 | 27268.6355 | 28424.6188 | 29483.2483 | 30451.9288 | 31328.1615 | 32116.6234 | 32824.2363 | 33456.3089 | 34018.2489 | 34515.0722 | 34952.7138 | 35336.235 | 35670.3309 | 35959.0534 | 34487.3581 | 33258.7373 | 32241.8474 | 31409.0758 | 30735.6806 | 30199.729 | 29781.567 | 29464.0313 | 29231.9694 | 29072.0268 | 28972.4548 | 28922.9389 | 28914.4426 | 34746.4764
Commercial_Miscellaneous_Existing_Space Heating_Natural Gas_Furnace_E2_Codes & Standards Forecast | Commercial | Miscellaneous | Existing | Space Heating | Natural Gas | Furnace | E2 |  | Codes & Standards Forecast | 0 | 0 | 0 | 0 | 0 | 0 | 0 | 0 | 0 | 0 | 0 | 0 | 0 | 0 | 0 | 0 | 0 | 0 | 0 | 0 | 0 | 0 | 0 | 0 | 0 | 0 | 0 | 0 | 0 | 0 | 0 | 0 | 0
Commercial_Miscellaneous_Existing_Space Heating_Natural Gas_Furnace_E3_Codes & Standards Forecast | Commercial | Miscellaneous | Existing | Space Heating | Natural Gas | Furnace | E3 |  | Codes & Standards Forecast | 0 | 0 | 0 | 0 | 0 | 0 | 0 | 0 | 0 | 0 | 0 | 0 | 0 | 0 | 0 | 0 | 0 | 0 | 0 | 0 | 0 | 0 | 0 | 0 | 0 | 0 | 0 | 0 | 0 | 0 | 0 | 0 | 0
Commercial_Miscellaneous_Existing_Space Heating_Natural Gas_Furnace_E4_Codes & Standards Forecast | Commercial | Miscellaneous | Existing | Space Heating | Natural Gas | Furnace | E4 |  | Codes & Standards Forecast | 0 | 0 | 0 | 0 | 0 | 0 | 0 | 0 | 0 | 0 | 0 | 0 | 0 | 0 | 0 | 0 | 0 | 0 | 0 | 0 | 0 | 0 | 0 | 0 | 0 | 0 | 0 | 0 | 0 | 0 | 0 | 0 | 0
Commercial_Miscellaneous_Existing_Space Heating_Natural Gas_Furnace_E5_Codes & Standards Forecast | Commercial | Miscellaneous | Existing | Space Heating | Natural Gas | Furnace | E5 |  | Codes & Standards Forecast | 0 | 0 | 0 | 0 | 0 | 0 | 0 | 0 | 0 | 0 | 0 | 0 | 0 | 0 | 0 | 0 | 0 | 0 | 0 | 0 | 0 | 0 | 0 | 0 | 0 | 0 | 0 | 0 | 0 | 0 | 0 | 0 | 0
Commercial_Miscellaneous_Existing_Space Heating_Natural Gas_Furnace_E6_Codes & Standards Forecast | Commercial | Miscellaneous | Existing | Space Heating | Natural Gas | Furnace | E6 |  | Codes & Standards Forecast | 0 | 0 | 0 | 0 | 0 | 0 | 0 | 0 | 0 | 0 | 0 | 0 | 0 | 0 | 0 | 0 | 0 | 0 | 0 | 0 | 0 | 0 | 0 | 0 | 0 | 0 | 0 | 0 | 0 | 0 | 0 | 0 | 0
Commercial_Miscellaneous_Existing_Space Heating_Natural Gas_Furnace_E7_Codes & Standards Forecast | Commercial | Miscellaneous | Existing | Space Heating | Natural Gas | Furnace | E7 |  | Codes & Standards Forecast | 0 | 0 | 0 | 0 | 0 | 0 | 0 | 0 | 0 | 0 | 0 | 0 | 0 | 0 | 0 | 0 | 0 | 0 | 0 | 0 | 0 | 0 | 0 | 0 | 0 | 0 | 0 | 0 | 0 | 0 | 0 | 0 | 0
Commercial_Miscellaneous_Existing_Space Heating_Natural Gas_Furnace_E8_Codes & Standards Forecast | Commercial | Miscellaneous | Existing | Space Heating | Natural Gas | Furnace | E8 |  | Codes & Standards Forecast | 0 | 0 | 0 | 0 | 0 | 0 | 0 | 0 | 0 | 0 | 0 | 0 | 0 | 0 | 0 | 0 | 0 | 0 | 0 | 0 | 0 | 0 | 0 | 0 | 0 | 0 | 0 | 0 | 0 | 0 | 0 | 0 | 0
Commercial_Miscellaneous_Existing_Space Heating_Natural Gas_Furnace_E9_Codes & Standards Forecast | Commercial | Miscellaneous | Existing | Space Heating | Natural Gas | Furnace | E9 |  | Codes & Standards Forecast | 0 | 0 | 0 | 0 | 0 | 0 | 0 | 0 | 0 | 0 | 0 | 0 | 0 | 0 | 0 | 0 | 0 | 0 | 0 | 0 | 0 | 0 | 0 | 0 | 0 | 0 | 0 | 0 | 0 | 0 | 0 | 0 | 0
Commercial_Miscellaneous_Existing_Space Heating_Natural Gas_Furnace_E10_Codes & Standards Forecast | Commercial | Miscellaneous | Existing | Space Heating | Natural Gas | Furnace | E10 |  | Codes & Standards Forecast | 0 | 0 | 0 | 0 | 0 | 0 | 0 | 0 | 0 | 0 | 0 | 0 | 0 | 0 | 0 | 0 | 0 | 0 | 0 | 0 | 0 | 0 | 0 | 0 | 0 | 0 | 0 | 0 | 0 | 0 | 0 | 0 | 0
Commercial_Miscellaneous_Existing_Space Heating_Natural Gas_Boiler_E1_Codes & Standards Forecast | Commercial | Miscellaneous | Existing | Space Heating | Natural Gas | Boiler | E1 |  | Codes & Standards Forecast | 0 | 9062.4442 | 9999.6754 | 10826.2125 | 11559.4823 | 12202.2619 | 12775.3496 | 13290.8476 | 13754.23 | 14166.1774 | 14530.3489 | 14851.2141 | 15132.3374 | 15377.175 | 15588.8717 | 15770.8692 | 15926.1085 | 16057.2722 | 16166.671 | 16256.3959 | 16328.1973 | 16383.7813 | 15545.5585 | 14862.8442 | 14312.6955 | 13875.0217 | 13532.454 | 13269.9118 | 13074.3244 | 12934.3853 | 12840.3354 | 12783.7704 | 12757.9113
Commercial_Miscellaneous_Existing_Space Heating_Natural Gas_Boiler_E2_Codes & Standards Forecast | Commercial | Miscellaneous | Existing | Space Heating | Natural Gas | Boiler | E2 |  | Codes & Standards Forecast | 0 | 0 | 0 | 0 | 0 | 0 | 0 | 0 | 0 | 0 | 0 | 0 | 0 | 0 | 0 | 0 | 0 | 0 | 0 | 0 | 0 | 0 | 0 | 0 | 0 | 0 | 0 | 0 | 0 | 0 | 0 | 0 | 0
Commercial_Miscellaneous_Existing_Space Heating_Natural Gas_Boiler_E3_Codes & Standards Forecast | Commercial | Miscellaneous | Existing | Space Heating | Natural Gas | Boiler | E3 |  | Codes & Standards Forecast | 0 | 0 | 0 | 0 | 0 | 0 | 0 | 0 | 0 | 0 | 0 | 0 | 0 | 0 | 0 | 0 | 0 | 0 | 0 | 0 | 0 | 0 | 0 | 0 | 0 | 0 | 0 | 0 | 0 | 0 | 0 | 0 | 0
Commercial_Miscellaneous_Existing_Space Heating_Natural Gas_Boiler_E4_Codes & Standards Forecast | Commercial | Miscellaneous | Existing | Space Heating | Natural Gas | Boiler | E4 |  | Codes & Standards Forecast | 0 | 0 | 0 | 0 | 0 | 0 | 0 | 0 | 0 | 0 | 0 | 0 | 0 | 0 | 0 | 0 | 0 | 0 | 0 | 0 | 0 | 0 | 0 | 0 | 0 | 0 | 0 | 0 | 0 | 0 | 0 | 0 | 0
Commercial_Miscellaneous_Existing_Space Heating_Natural Gas_Boiler_E5_Codes & Standards Forecast | Commercial | Miscellaneous | Existing | Space Heating | Natural Gas | Boiler | E5 |  | Codes & Standards Forecast | 0 | 0 | 0 | 0 | 0 | 0 | 0 | 0 | 0 | 0 | 0 | 0 | 0 | 0 | 0 | 0 | 0 | 0 | 0 | 0 | 0 | 0 | 0 | 0 | 0 | 0 | 0 | 0 | 0 | 0 | 0 | 0 | 0
Commercial_Miscellaneous_Existing_Space Heating_Natural Gas_Boiler_E6_Codes & Standards Forecast | Commercial | Miscellaneous | Existing | Space Heating | Natural Gas | Boiler | E6 |  | Codes & Standards Forecast | 0 | 0 | 0 | 0 | 0 | 0 | 0 | 0 | 0 | 0 | 0 | 0 | 0 | 0 | 0 | 0 | 0 | 0 | 0 | 0 | 0 | 0 | 0 | 0 | 0 | 0 | 0 | 0 | 0 | 0 | 0 | 0 | 0
Commercial_Miscellaneous_Existing_Space Heating_Natural Gas_Boiler_E7_Codes & Standards Forecast | Commercial | Miscellaneous | Existing | Space Heating | Natural Gas | Boiler | E7 |  | Codes & Standards Forecast | 0 | 0 | 0 | 0 | 0 | 0 | 0 | 0 | 0 | 0 | 0 | 0 | 0 | 0 | 0 | 0 | 0 | 0 | 0 | 0 | 0 | 0 | 0 | 0 | 0 | 0 | 0 | 0 | 0 | 0 | 0 | 0 | 0
Commercial_Miscellaneous_Existing_Space Heating_Natural Gas_Boiler_E8_Codes & Standards Forecast | Commercial | Miscellaneous | Existing | Space Heating | Natural Gas | Boiler | E8 |  | Codes & Standards Forecast | 0 | 0 | 0 | 0 | 0 | 0 | 0 | 0 | 0 | 0 | 0 | 0 | 0 | 0 | 0 | 0 | 0 | 0 | 0 | 0 | 0 | 0 | 0 | 0 | 0 | 0 | 0 | 0 | 0 | 0 | 0 | 0 | 0
Commercial_Miscellaneous_Existing_Space Heating_Natural Gas_Boiler_E9_Codes & Standards Forecast | Commercial | Miscellaneous | Existing | Space Heating | Natural Gas | Boiler | E9 |  | Codes & Standards Forecast | 0 | 0 | 0 | 0 | 0 | 0 | 0 | 0 | 0 | 0 | 0 | 0 | 0 | 0 | 0 | 0 | 0 | 0 | 0 | 0 | 0 | 0 | 0 | 0 | 0 | 0 | 0 | 0 | 0 | 0 | 0 | 0 | 0
Commercial_Miscellaneous_Existing_Space Heating_Natural Gas_Boiler_E10_Codes & Standards Forecast | Commercial | Miscellaneous | Existing | Space Heating | Natural Gas | Boiler | E10 |  | Codes & Standards Forecast | 0 | 0 | 0 | 0 | 0 | 0 | 0 | 0 | 0 | 0 | 0 | 0 | 0 | 0 | 0 | 0 | 0 | 0 | 0 | 0 | 0 | 0 | 0 | 0 | 0 | 0 | 0 | 0 | 0 | 0 | 0 | 0 | 0
Commercial_Miscellaneous_Existing_Space Heating_Natural Gas_Unit Heater_E1_Codes & Standards Forecast | Commercial | Miscellaneous | Existing | Space Heating | Natural Gas | Unit Heater | E1 |  | Codes & Standards Forecast | 0 | 311.7526 | 403.2059 | 474.679 | 530.4385 | 573.3961 | 606.6994 | 632.6196 | 652.7164 | 668.0135 | 679.4432 | 687.7945 | 605.9086 | 557.8749 | 533.1192 | 523.9886 | 524.9784 | 606.8665 | 624.5737 | 637.8893 | 647.7053 | 654.7359 | 659.5547 | 646.07 | 624.7879 | 601.9896 | 581.1684 | 564.0152 | 544.0697 | 539.5282 | 543.908 | 552.9079 | 563.7715
Commercial_Miscellaneous_Existing_Space Heating_Natural Gas_Unit Heater_E2_Codes & Standards Forecast | Commercial | Miscellaneous | Existing | Space Heating | Natural Gas | Unit Heater | E2 |  | Codes & Standards Forecast | 0 | 0 | 0 | 0 | 0 | 0 | 0 | 0 | 0 | 0 | 0 | 0 | 0 | 0 | 0 | 0 | 0 | 0 | 0 | 0 | 0 | 0 | 0 | 0 | 0 | 0 | 0 | 0 | 0 | 0 | 0 | 0 | 0
Commercial_Miscellaneous_Existing_Space Heating_Natural Gas_Unit Heater_E3_Codes & Standards Forecast | Commercial | Miscellaneous | Existing | Space Heating | Natural Gas | Unit Heater | E3 |  | Codes & Standards Forecast | 0 | 0 | 0 | 0 | 0 | 0 | 0 | 0 | 0 | 0 | 0 | 0 | 0 | 0 | 0 | 0 | 0 | 0 | 0 | 0 | 0 | 0 | 0 | 0 | 0 | 0 | 0 | 0 | 0 | 0 | 0 | 0 | 0
Commercial_Miscellaneous_Existing_Space Heating_Natural Gas_Unit Heater_E4_Codes & Standards Forecast | Commercial | Miscellaneous | Existing | Space Heating | Natural Gas | Unit Heater | E4 |  | Codes & Standards Forecast | 0 | 0 | 0 | 0 | 0 | 0 | 0 | 0 | 0 | 0 | 0 | 0 | 0 | 0 | 0 | 0 | 0 | 0 | 0 | 0 | 0 | 0 | 0 | 0 | 0 | 0 | 0 | 0 | 0 | 0 | 0 | 0 | 0
Commercial_Miscellaneous_Existing_Space Heating_Natural Gas_Unit Heater_E5_Codes & Standards Forecast | Commercial | Miscellaneous | Existing | Space Heating | Natural Gas | Unit Heater | E5 |  | Codes & Standards Forecast | 0 | 0 | 0 | 0 | 0 | 0 | 0 | 0 | 0 | 0 | 0 | 0 | 0 | 0 | 0 | 0 | 0 | 0 | 0 | 0 | 0 | 0 | 0 | 0 | 0 | 0 | 0 | 0 | 0 | 0 | 0 | 0 | 0
Commercial_Miscellaneous_Existing_Space Heating_Natural Gas_Unit Heater_E6_Codes & Standards Forecast | Commercial | Miscellaneous | Existing | Space Heating | Natural Gas | Unit Heater | E6 |  | Codes & Standards Forecast | 0 | 0 | 0 | 0 | 0 | 0 | 0 | 0 | 0 | 0 | 0 | 0 | 0 | 0 | 0 | 0 | 0 | 0 | 0 | 0 | 0 | 0 | 0 | 0 | 0 | 0 | 0 | 0 | 0 | 0 | 0 | 0 | 0
Commercial_Miscellaneous_Existing_Space Heating_Natural Gas_Unit Heater_E7_Codes & Standards Forecast | Commercial | Miscellaneous | Existing | Space Heating | Natural Gas | Unit Heater | E7 |  | Codes & Standards Forecast | 0 | 0 | 0 | 0 | 0 | 0 | 0 | 0 | 0 | 0 | 0 | 0 | 0 | 0 | 0 | 0 | 0 | 0 | 0 | 0 | 0 | 0 | 0 | 0 | 0 | 0 | 0 | 0 | 0 | 0 | 0 | 0 | 0
Commercial_Miscellaneous_Existing_Space Heating_Natural Gas_Unit Heater_E8_Codes & Standards Forecast | Commercial | Miscellaneous | Existing | Space Heating | Natural Gas | Unit Heater | E8 |  | Codes & Standards Forecast | 0 | 0 | 0 | 0 | 0 | 0 | 0 | 0 | 0 | 0 | 0 | 0 | 0 | 0 | 0 | 0 | 0 | 0 | 0 | 0 | 0 | 0 | 0 | 0 | 0 | 0 | 0 | 0 | 0 | 0 | 0 | 0 | 0
Commercial_Miscellaneous_Existing_Space Heating_Natural Gas_Unit Heater_E9_Codes & Standards Forecast | Commercial | Miscellaneous | Existing | Space Heating | Natural Gas | Unit Heater | E9 |  | Codes & Standards Forecast | 0 | 0 | 0 | 0 | 0 | 0 | 0 | 0 | 0 | 0 | 0 | 0 | 0 | 0 | 0 | 0 | 0 | 0 | 0 | 0 | 0 | 0 | 0 | 0 | 0 | 0 | 0 | 0 | 0 | 0 | 0 | 0 | 0
Commercial_Miscellaneous_Existing_Space Heating_Natural Gas_Unit Heater_E10_Codes & Standards Forecast | Commercial | Miscellaneous | Existing | Space Heating | Natural Gas | Unit Heater | E10 |  | Codes & Standards Forecast | 0 | 0 | 0 | 0 | 0 | 0 | 0 | 0 | 0 | 0 | 0 | 0 | 0 | 0 | 0 | 0 | 0 | 0 | 0 | 0 | 0 | 0 | 0 | 0 | 0 | 0 | 0 | 0 | 0 | 0 | 0 | 0 | 0
Commercial_Miscellaneous_Existing_Water Heating_Natural Gas_Water Heater_E1_Codes & Standards Forecast | Commercial | Miscellaneous | Existing | Water Heating | Natural Gas | Water Heater | E1 |  | Codes & Standards Forecast | 0 | 46306.2736 | 59890.3148 | 70506.5971 | 78788.8598 | 85169.5846 | 90116.2928 | 93966.3654 | 96951.4465 | 99223.6114 | 87750.0714 | 81196.0103 | 78005.6593 | 77054.331 | 77535.8214 | 90094.6575 | 92964.6468 | 95133.1205 | 96743.4396 | 95397.8776 | 92726.1686 | 89711.368 | 86907.5113 | 84589.7203 | 81791.2955 | 81287.4881 | 82103.3672 | 83593.1637 | 84863.1474 | 88290.5742 | 88101.5372 | 87244.7428 | 85986.2779
Commercial_Miscellaneous_Existing_Water Heating_Natural Gas_Water Heater_E2_Codes & Standards Forecast | Commercial | Miscellaneous | Existing | Water Heating | Natural Gas | Water Heater | E2 |  | Codes & Standards Forecast | 0 | 0 | 0 | 0 | 0 | 0 | 0 | 0 | 0 | 0 | 0 | 0 | 0 | 0 | 0 | 0 | 0 | 0 | 0 | 0 | 0 | 0 | 0 | 0 | 0 | 0 | 0 | 0 | 0 | 0 | 0 | 0 | 0
Commercial_Miscellaneous_Existing_Water Heating_Natural Gas_Water Heater_E3_Codes & Standards Forecast | Commercial | Miscellaneous | Existing | Water Heating | Natural Gas | Water Heater | E3 |  | Codes & Standards Forecast | 0 | 0 | 0 | 0 | 0 | 0 | 0 | 0 | 0 | 0 | 0 | 0 | 0 | 0 | 0 | 0 | 0 | 0 | 0 | 0 | 0 | 0 | 0 | 0 | 0 | 0 | 0 | 0 | 0 | 0 | 0 | 0 | 0
Commercial_Miscellaneous_Existing_Water Heating_Natural Gas_Water Heater_E4_Codes & Standards Forecast | Commercial | Miscellaneous | Existing | Water Heating | Natural Gas | Water Heater | E4 |  | Codes & Standards Forecast | 0 | 0 | 0 | 0 | 0 | 0 | 0 | 0 | 0 | 0 | 0 | 0 | 0 | 0 | 0 | 0 | 0 | 0 | 0 | 0 | 0 | 0 | 0 | 0 | 0 | 0 | 0 | 0 | 0 | 0 | 0 | 0 | 0
Commercial_Miscellaneous_Existing_Water Heating_Natural Gas_Water Heater_E5_Codes & Standards Forecast | Commercial | Miscellaneous | Existing | Water Heating | Natural Gas | Water Heater | E5 |  | Codes & Standards Forecast | 0 | 0 | 0 | 0 | 0 | 0 | 0 | 0 | 0 | 0 | 0 | 0 | 0 | 0 | 0 | 0 | 0 | 0 | 0 | 0 | 0 | 0 | 0 | 0 | 0 | 0 | 0 | 0 | 0 | 0 | 0 | 0 | 0
Commercial_Miscellaneous_Existing_Water Heating_Natural Gas_Water Heater_E6_Codes & Standards Forecast | Commercial | Miscellaneous | Existing | Water Heating | Natural Gas | Water Heater | E6 |  | Codes & Standards Forecast | 0 | 0 | 0 | 0 | 0 | 0 | 0 | 0 | 0 | 0 | 0 | 0 | 0 | 0 | 0 | 0 | 0 | 0 | 0 | 0 | 0 | 0 | 0 | 0 | 0 | 0 | 0 | 0 | 0 | 0 | 0 | 0 | 0
Commercial_Miscellaneous_Existing_Water Heating_Natural Gas_Water Heater_E7_Codes & Standards Forecast | Commercial | Miscellaneous | Existing | Water Heating | Natural Gas | Water Heater | E7 |  | Codes & Standards Forecast | 0 | 0 | 0 | 0 | 0 | 0 | 0 | 0 | 0 | 0 | 0 | 0 | 0 | 0 | 0 | 0 | 0 | 0 | 0 | 0 | 0 | 0 | 0 | 0 | 0 | 0 | 0 | 0 | 0 | 0 | 0 | 0 | 0
Commercial_Miscellaneous_Existing_Water Heating_Natural Gas_Water Heater_E8_Codes & Standards Forecast | Commercial | Miscellaneous | Existing | Water Heating | Natural Gas | Water Heater | E8 |  | Codes & Standards Forecast | 0 | 0 | 0 | 0 | 0 | 0 | 0 | 0 | 0 | 0 | 0 | 0 | 0 | 0 | 0 | 0 | 0 | 0 | 0 | 0 | 0 | 0 | 0 | 0 | 0 | 0 | 0 | 0 | 0 | 0 | 0 | 0 | 0
Commercial_Miscellaneous_Existing_Water Heating_Natural Gas_Water Heater_E9_Codes & Standards Forecast | Commercial | Miscellaneous | Existing | Water Heating | Natural Gas | Water Heater | E9 |  | Codes & Standards Forecast | 0 | 0 | 0 | 0 | 0 | 0 | 0 | 0 | 0 | 0 | 0 | 0 | 0 | 0 | 0 | 0 | 0 | 0 | 0 | 0 | 0 | 0 | 0 | 0 | 0 | 0 | 0 | 0 | 0 | 0 | 0 | 0 | 0
Commercial_Miscellaneous_Existing_Water Heating_Natural Gas_Water Heater_E10_Codes & Standards Forecast | Commercial | Miscellaneous | Existing | Water Heating | Natural Gas | Water Heater | E10 |  | Codes & Standards Forecast | 0 | 0 | 0 | 0 | 0 | 0 | 0 | 0 | 0 | 0 | 0 | 0 | 0 | 0 | 0 | 0 | 0 | 0 | 0 | 0 | 0 | 0 | 0 | 0 | 0 | 0 | 0 | 0 | 0 | 0 | 0 | 0 | 0
Commercial_Miscellaneous_Existing_Food Preparation_Natural Gas_Oven_E1_Codes & Standards Forecast | Commercial | Miscellaneous | Existing | Food Preparation | Natural Gas | Oven | E1 |  | Codes & Standards Forecast | 0 | 21602.8142 | 27940.0444 | 32892.7551 | 36756.5983 | 39733.3356 | 42041.0751 | 43837.2119 | 45229.8128 | 46289.8237 | 47081.8384 | 47660.5397 | 41986.2789 | 38657.7982 | 36942.3582 | 36309.6501 | 36378.243 | 42052.6523 | 43279.6717 | 44202.37 | 44882.5666 | 45369.7502 | 45703.6702 | 44769.2512 | 43294.5108 | 41714.7122 | 40271.9143 | 39083.2883 | 37701.17 | 37386.4674 | 37689.9616 | 38313.6105 | 39066.3967
Commercial_Miscellaneous_Existing_Food Preparation_Natural Gas_Oven_E2_Codes & Standards Forecast | Commercial | Miscellaneous | Existing | Food Preparation | Natural Gas | Oven | E2 |  | Codes & Standards Forecast | 0 | 0 | 0 | 0 | 0 | 0 | 0 | 0 | 0 | 0 | 0 | 0 | 0 | 0 | 0 | 0 | 0 | 0 | 0 | 0 | 0 | 0 | 0 | 0 | 0 | 0 | 0 | 0 | 0 | 0 | 0 | 0 | 0
Commercial_Miscellaneous_Existing_Food Preparation_Natural Gas_Oven_E3_Codes & Standards Forecast | Commercial | Miscellaneous | Existing | Food Preparation | Natural Gas | Oven | E3 |  | Codes & Standards Forecast | 0 | 0 | 0 | 0 | 0 | 0 | 0 | 0 | 0 | 0 | 0 | 0 | 0 | 0 | 0 | 0 | 0 | 0 | 0 | 0 | 0 | 0 | 0 | 0 | 0 | 0 | 0 | 0 | 0 | 0 | 0 | 0 | 0
Commercial_Miscellaneous_Existing_Food Preparation_Natural Gas_Oven_E4_Codes & Standards Forecast | Commercial | Miscellaneous | Existing | Food Preparation | Natural Gas | Oven | E4 |  | Codes & Standards Forecast | 0 | 0 | 0 | 0 | 0 | 0 | 0 | 0 | 0 | 0 | 0 | 0 | 0 | 0 | 0 | 0 | 0 | 0 | 0 | 0 | 0 | 0 | 0 | 0 | 0 | 0 | 0 | 0 | 0 | 0 | 0 | 0 | 0
Commercial_Miscellaneous_Existing_Food Preparation_Natural Gas_Oven_E5_Codes & Standards Forecast | Commercial | Miscellaneous | Existing | Food Preparation | Natural Gas | Oven | E5 |  | Codes & Standards Forecast | 0 | 0 | 0 | 0 | 0 | 0 | 0 | 0 | 0 | 0 | 0 | 0 | 0 | 0 | 0 | 0 | 0 | 0 | 0 | 0 | 0 | 0 | 0 | 0 | 0 | 0 | 0 | 0 | 0 | 0 | 0 | 0 | 0
Commercial_Miscellaneous_Existing_Food Preparation_Natural Gas_Oven_E6_Codes & Standards Forecast | Commercial | Miscellaneous | Existing | Food Preparation | Natural Gas | Oven | E6 |  | Codes & Standards Forecast | 0 | 0 | 0 | 0 | 0 | 0 | 0 | 0 | 0 | 0 | 0 | 0 | 0 | 0 | 0 | 0 | 0 | 0 | 0 | 0 | 0 | 0 | 0 | 0 | 0 | 0 | 0 | 0 | 0 | 0 | 0 | 0 | 0
Commercial_Miscellaneous_Existing_Food Preparation_Natural Gas_Oven_E7_Codes & Standards Forecast | Commercial | Miscellaneous | Existing | Food Preparation | Natural Gas | Oven | E7 |  | Codes & Standards Forecast | 0 | 0 | 0 | 0 | 0 | 0 | 0 | 0 | 0 | 0 | 0 | 0 | 0 | 0 | 0 | 0 | 0 | 0 | 0 | 0 | 0 | 0 | 0 | 0 | 0 | 0 | 0 | 0 | 0 | 0 | 0 | 0 | 0
Commercial_Miscellaneous_Existing_Food Preparation_Natural Gas_Oven_E8_Codes & Standards Forecast | Commercial | Miscellaneous | Existing | Food Preparation | Natural Gas | Oven | E8 |  | Codes & Standards Forecast | 0 | 0 | 0 | 0 | 0 | 0 | 0 | 0 | 0 | 0 | 0 | 0 | 0 | 0 | 0 | 0 | 0 | 0 | 0 | 0 | 0 | 0 | 0 | 0 | 0 | 0 | 0 | 0 | 0 | 0 | 0 | 0 | 0
Commercial_Miscellaneous_Existing_Food Preparation_Natural Gas_Oven_E9_Codes & Standards Forecast | Commercial | Miscellaneous | Existing | Food Preparation | Natural Gas | Oven | E9 |  | Codes & Standards Forecast | 0 | 0 | 0 | 0 | 0 | 0 | 0 | 0 | 0 | 0 | 0 | 0 | 0 | 0 | 0 | 0 | 0 | 0 | 0 | 0 | 0 | 0 | 0 | 0 | 0 | 0 | 0 | 0 | 0 | 0 | 0 | 0 | 0
Commercial_Miscellaneous_Existing_Food Preparation_Natural Gas_Oven_E10_Codes & Standards Forecast | Commercial | Miscellaneous | Existing | Food Preparation | Natural Gas | Oven | E10 |  | Codes & Standards Forecast | 0 | 0 | 0 | 0 | 0 | 0 | 0 | 0 | 0 | 0 | 0 | 0 | 0 | 0 | 0 | 0 | 0 | 0 | 0 | 0 | 0 | 0 | 0 | 0 | 0 | 0 | 0 | 0 | 0 | 0 | 0 | 0 | 0
Commercial_Miscellaneous_Existing_Food Preparation_Natural Gas_Conveyor Oven_E1_Codes & Standards Forecast | Commercial | Miscellaneous | Existing | Food Preparation | Natural Gas | Conveyor Oven | E1 |  | Codes & Standards Forecast | 0 | 7624.5226 | 9861.1922 | 11609.2077 | 12972.917 | 14023.5302 | 14838.0265 | 15471.9572 | 15963.4633 | 16337.5848 | 16617.1194 | 16821.367 | 16965.1289 | 17060.3901 | 17116.6845 | 17142.2282 | 17143.4033 | 15034.9814 | 13765.3461 | 13076.0089 | 12778.9491 | 12738.7947 | 14636.8016 | 15016.983 | 15300.564 | 15507.1768 | 15652.5368 | 15749.1513 | 15806.9742 | 15833.927 | 15836.3136 | 15819.1504 | 15786.9732
Commercial_Miscellaneous_Existing_Food Preparation_Natural Gas_Conveyor Oven_E2_Codes & Standards Forecast | Commercial | Miscellaneous | Existing | Food Preparation | Natural Gas | Conveyor Oven | E2 |  | Codes & Standards Forecast | 0 | 0 | 0 | 0 | 0 | 0 | 0 | 0 | 0 | 0 | 0 | 0 | 0 | 0 | 0 | 0 | 0 | 0 | 0 | 0 | 0 | 0 | 0 | 0 | 0 | 0 | 0 | 0 | 0 | 0 | 0 | 0 | 0
Commercial_Miscellaneous_Existing_Food Preparation_Natural Gas_Conveyor Oven_E3_Codes & Standards Forecast | Commercial | Miscellaneous | Existing | Food Preparation | Natural Gas | Conveyor Oven | E3 |  | Codes & Standards Forecast | 0 | 0 | 0 | 0 | 0 | 0 | 0 | 0 | 0 | 0 | 0 | 0 | 0 | 0 | 0 | 0 | 0 | 0 | 0 | 0 | 0 | 0 | 0 | 0 | 0 | 0 | 0 | 0 | 0 | 0 | 0 | 0 | 0
Commercial_Miscellaneous_Existing_Food Preparation_Natural Gas_Conveyor Oven_E4_Codes & Standards Forecast | Commercial | Miscellaneous | Existing | Food Preparation | Natural Gas | Conveyor Oven | E4 |  | Codes & Standards Forecast | 0 | 0 | 0 | 0 | 0 | 0 | 0 | 0 | 0 | 0 | 0 | 0 | 0 | 0 | 0 | 0 | 0 | 0 | 0 | 0 | 0 | 0 | 0 | 0 | 0 | 0 | 0 | 0 | 0 | 0 | 0 | 0 | 0
Commercial_Miscellaneous_Existing_Food Preparation_Natural Gas_Conveyor Oven_E5_Codes & Standards Forecast | Commercial | Miscellaneous | Existing | Food Preparation | Natural Gas | Conveyor Oven | E5 |  | Codes & Standards Forecast | 0 | 0 | 0 | 0 | 0 | 0 | 0 | 0 | 0 | 0 | 0 | 0 | 0 | 0 | 0 | 0 | 0 | 0 | 0 | 0 | 0 | 0 | 0 | 0 | 0 | 0 | 0 | 0 | 0 | 0 | 0 | 0 | 0
Commercial_Miscellaneous_Existing_Food Preparation_Natural Gas_Conveyor Oven_E6_Codes & Standards Forecast | Commercial | Miscellaneous | Existing | Food Preparation | Natural Gas | Conveyor Oven | E6 |  | Codes & Standards Forecast | 0 | 0 | 0 | 0 | 0 | 0 | 0 | 0 | 0 | 0 | 0 | 0 | 0 | 0 | 0 | 0 | 0 | 0 | 0 | 0 | 0 | 0 | 0 | 0 | 0 | 0 | 0 | 0 | 0 | 0 | 0 | 0 | 0
Commercial_Miscellaneous_Existing_Food Preparation_Natural Gas_Conveyor Oven_E7_Codes & Standards Forecast | Commercial | Miscellaneous | Existing | Food Preparation | Natural Gas | Conveyor Oven | E7 |  | Codes & Standards Forecast | 0 | 0 | 0 | 0 | 0 | 0 | 0 | 0 | 0 | 0 | 0 | 0 | 0 | 0 | 0 | 0 | 0 | 0 | 0 | 0 | 0 | 0 | 0 | 0 | 0 | 0 | 0 | 0 | 0 | 0 | 0 | 0 | 0
Commercial_Miscellaneous_Existing_Food Preparation_Natural Gas_Conveyor Oven_E8_Codes & Standards Forecast | Commercial | Miscellaneous | Existing | Food Preparation | Natural Gas | Conveyor Oven | E8 |  | Codes & Standards Forecast | 0 | 0 | 0 | 0 | 0 | 0 | 0 | 0 | 0 | 0 | 0 | 0 | 0 | 0 | 0 | 0 | 0 | 0 | 0 | 0 | 0 | 0 | 0 | 0 | 0 | 0 | 0 | 0 | 0 | 0 | 0 | 0 | 0
Commercial_Miscellaneous_Existing_Food Preparation_Natural Gas_Conveyor Oven_E9_Codes & Standards Forecast | Commercial | Miscellaneous | Existing | Food Preparation | Natural Gas | Conveyor Oven | E9 |  | Codes & Standards Forecast | 0 | 0 | 0 | 0 | 0 | 0 | 0 | 0 | 0 | 0 | 0 | 0 | 0 | 0 | 0 | 0 | 0 | 0 | 0 | 0 | 0 | 0 | 0 | 0 | 0 | 0 | 0 | 0 | 0 | 0 | 0 | 0 | 0
Commercial_Miscellaneous_Existing_Food Preparation_Natural Gas_Conveyor Oven_E10_Codes & Standards Forecast | Commercial | Miscellaneous | Existing | Food Preparation | Natural Gas | Conveyor Oven | E10 |  | Codes & Standards Forecast | 0 | 0 | 0 | 0 | 0 | 0 | 0 | 0 | 0 | 0 | 0 | 0 | 0 | 0 | 0 | 0 | 0 | 0 | 0 | 0 | 0 | 0 | 0 | 0 | 0 | 0 | 0 | 0 | 0 | 0 | 0 | 0 | 0
Commercial_Miscellaneous_Existing_Food Preparation_Natural Gas_Double Rack Oven_E1_Codes & Standards Forecast | Commercial | Miscellaneous | Existing | Food Preparation | Natural Gas | Double Rack Oven | E1 |  | Codes & Standards Forecast | 0 | 10801.4071 | 13970.0222 | 16446.3775 | 18378.2992 | 19866.6678 | 21020.5376 | 21918.606 | 22614.9064 | 23144.9118 | 23540.9192 | 23830.2699 | 20993.1395 | 19328.8991 | 18471.1791 | 18154.825 | 18189.1215 | 21026.3262 | 21639.8359 | 22101.185 | 22441.2833 | 22684.8751 | 22851.8351 | 22384.6256 | 21647.2554 | 20857.3561 | 20135.9571 | 19541.6441 | 18850.585 | 18693.2337 | 18844.9808 | 19156.8053 | 19533.1983
Commercial_Miscellaneous_Existing_Food Preparation_Natural Gas_Double Rack Oven_E2_Codes & Standards Forecast | Commercial | Miscellaneous | Existing | Food Preparation | Natural Gas | Double Rack Oven | E2 |  | Codes & Standards Forecast | 0 | 0 | 0 | 0 | 0 | 0 | 0 | 0 | 0 | 0 | 0 | 0 | 0 | 0 | 0 | 0 | 0 | 0 | 0 | 0 | 0 | 0 | 0 | 0 | 0 | 0 | 0 | 0 | 0 | 0 | 0 | 0 | 0
Commercial_Miscellaneous_Existing_Food Preparation_Natural Gas_Double Rack Oven_E3_Codes & Standards Forecast | Commercial | Miscellaneous | Existing | Food Preparation | Natural Gas | Double Rack Oven | E3 |  | Codes & Standards Forecast | 0 | 0 | 0 | 0 | 0 | 0 | 0 | 0 | 0 | 0 | 0 | 0 | 0 | 0 | 0 | 0 | 0 | 0 | 0 | 0 | 0 | 0 | 0 | 0 | 0 | 0 | 0 | 0 | 0 | 0 | 0 | 0 | 0
Commercial_Miscellaneous_Existing_Food Preparation_Natural Gas_Double Rack Oven_E4_Codes & Standards Forecast | Commercial | Miscellaneous | Existing | Food Preparation | Natural Gas | Double Rack Oven | E4 |  | Codes & Standards Forecast | 0 | 0 | 0 | 0 | 0 | 0 | 0 | 0 | 0 | 0 | 0 | 0 | 0 | 0 | 0 | 0 | 0 | 0 | 0 | 0 | 0 | 0 | 0 | 0 | 0 | 0 | 0 | 0 | 0 | 0 | 0 | 0 | 0
Commercial_Miscellaneous_Existing_Food Preparation_Natural Gas_Double Rack Oven_E5_Codes & Standards Forecast | Commercial | Miscellaneous | Existing | Food Preparation | Natural Gas | Double Rack Oven | E5 |  | Codes & Standards Forecast | 0 | 0 | 0 | 0 | 0 | 0 | 0 | 0 | 0 | 0 | 0 | 0 | 0 | 0 | 0 | 0 | 0 | 0 | 0 | 0 | 0 | 0 | 0 | 0 | 0 | 0 | 0 | 0 | 0 | 0 | 0 | 0 | 0
Commercial_Miscellaneous_Existing_Food Preparation_Natural Gas_Double Rack Oven_E6_Codes & Standards Forecast | Commercial | Miscellaneous | Existing | Food Preparation | Natural Gas | Double Rack Oven | E6 |  | Codes & Standards Forecast | 0 | 0 | 0 | 0 | 0 | 0 | 0 | 0 | 0 | 0 | 0 | 0 | 0 | 0 | 0 | 0 | 0 | 0 | 0 | 0 | 0 | 0 | 0 | 0 | 0 | 0 | 0 | 0 | 0 | 0 | 0 | 0 | 0
Commercial_Miscellaneous_Existing_Food Preparation_Natural Gas_Double Rack Oven_E7_Codes & Standards Forecast | Commercial | Miscellaneous | Existing | Food Preparation | Natural Gas | Double Rack Oven | E7 |  | Codes & Standards Forecast | 0 | 0 | 0 | 0 | 0 | 0 | 0 | 0 | 0 | 0 | 0 | 0 | 0 | 0 | 0 | 0 | 0 | 0 | 0 | 0 | 0 | 0 | 0 | 0 | 0 | 0 | 0 | 0 | 0 | 0 | 0 | 0 | 0
Commercial_Miscellaneous_Existing_Food Preparation_Natural Gas_Double Rack Oven_E8_Codes & Standards Forecast | Commercial | Miscellaneous | Existing | Food Preparation | Natural Gas | Double Rack Oven | E8 |  | Codes & Standards Forecast | 0 | 0 | 0 | 0 | 0 | 0 | 0 | 0 | 0 | 0 | 0 | 0 | 0 | 0 | 0 | 0 | 0 | 0 | 0 | 0 | 0 | 0 | 0 | 0 | 0 | 0 | 0 | 0 | 0 | 0 | 0 | 0 | 0
Commercial_Miscellaneous_Existing_Food Preparation_Natural Gas_Double Rack Oven_E9_Codes & Standards Forecast | Commercial | Miscellaneous | Existing | Food Preparation | Natural Gas | Double Rack Oven | E9 |  | Codes & Standards Forecast | 0 | 0 | 0 | 0 | 0 | 0 | 0 | 0 | 0 | 0 | 0 | 0 | 0 | 0 | 0 | 0 | 0 | 0 | 0 | 0 | 0 | 0 | 0 | 0 | 0 | 0 | 0 | 0 | 0 | 0 | 0 | 0 | 0
Commercial_Miscellaneous_Existing_Food Preparation_Natural Gas_Double Rack Oven_E10_Codes & Standards Forecast | Commercial | Miscellaneous | Existing | Food Preparation | Natural Gas | Double Rack Oven | E10 |  | Codes & Standards Forecast | 0 | 0 | 0 | 0 | 0 | 0 | 0 | 0 | 0 | 0 | 0 | 0 | 0 | 0 | 0 | 0 | 0 | 0 | 0 | 0 | 0 | 0 | 0 | 0 | 0 | 0 | 0 | 0 | 0 | 0 | 0 | 0 | 0
Commercial_Miscellaneous_Existing_Food Preparation_Natural Gas_Fryer_E1_Codes & Standards Forecast | Commercial | Miscellaneous | Existing | Food Preparation | Natural Gas | Fryer | E1 |  | Codes & Standards Forecast | 0 | 3794.3724 | 5347.8724 | 0 | 0 | 0 | 0 | 0 | 0 | 0 | 0 | 0 | 0 | 0 | 0 | 0 | 0 | 0 | 0 | 0 | 0 | 0 | 0 | 0 | 0 | 0 | 0 | 0 | 0 | 0 | 0 | 0 | 0
Commercial_Miscellaneous_Existing_Food Preparation_Natural Gas_Fryer_E2_Codes & Standards Forecast | Commercial | Miscellaneous | Existing | Food Preparation | Natural Gas | Fryer | E2 |  | Codes & Standards Forecast | 0 | 0 | 0 | 6487.0315 | 7319.0913 | 7917.9257 | 6818.0618 | 6377.5941 | 6328.983 | 6497.1845 | 7625.5298 | 7703.0019 | 7564.8692 | 7382.9412 | 7237.7352 | 7019.929 | 7022.1439 | 7076.9818 | 7121.961 | 7337.2033 | 7207.8496 | 7062.8748 | 6957.751 | 6898.1294 | 6889.1518 | 6900.1 | 6884.5317 | 6844.8173 | 6838.8009 | 6754.2126 | 6689.7203 | 6646.2509 | 6614.1362
Commercial_Miscellaneous_Existing_Food Preparation_Natural Gas_Fryer_E3_Codes & Standards Forecast | Commercial | Miscellaneous | Existing | Food Preparation | Natural Gas | Fryer | E3 |  | Codes & Standards Forecast | 0 | 0 | 0 | 0 | 0 | 0 | 0 | 0 | 0 | 0 | 0 | 0 | 0 | 0 | 0 | 0 | 0 | 0 | 0 | 0 | 0 | 0 | 0 | 0 | 0 | 0 | 0 | 0 | 0 | 0 | 0 | 0 | 0
Commercial_Miscellaneous_Existing_Food Preparation_Natural Gas_Fryer_E4_Codes & Standards Forecast | Commercial | Miscellaneous | Existing | Food Preparation | Natural Gas | Fryer | E4 |  | Codes & Standards Forecast | 0 | 0 | 0 | 0 | 0 | 0 | 0 | 0 | 0 | 0 | 0 | 0 | 0 | 0 | 0 | 0 | 0 | 0 | 0 | 0 | 0 | 0 | 0 | 0 | 0 | 0 | 0 | 0 | 0 | 0 | 0 | 0 | 0
Commercial_Miscellaneous_Existing_Food Preparation_Natural Gas_Fryer_E5_Codes & Standards Forecast | Commercial | Miscellaneous | Existing | Food Preparation | Natural Gas | Fryer | E5 |  | Codes & Standards Forecast | 0 | 0 | 0 | 0 | 0 | 0 | 0 | 0 | 0 | 0 | 0 | 0 | 0 | 0 | 0 | 0 | 0 | 0 | 0 | 0 | 0 | 0 | 0 | 0 | 0 | 0 | 0 | 0 | 0 | 0 | 0 | 0 | 0
Commercial_Miscellaneous_Existing_Food Preparation_Natural Gas_Fryer_E6_Codes & Standards Forecast | Commercial | Miscellaneous | Existing | Food Preparation | Natural Gas | Fryer | E6 |  | Codes & Standards Forecast | 0 | 0 | 0 | 0 | 0 | 0 | 0 | 0 | 0 | 0 | 0 | 0 | 0 | 0 | 0 | 0 | 0 | 0 | 0 | 0 | 0 | 0 | 0 | 0 | 0 | 0 | 0 | 0 | 0 | 0 | 0 | 0 | 0
Commercial_Miscellaneous_Existing_Food Preparation_Natural Gas_Fryer_E7_Codes & Standards Forecast | Commercial | Miscellaneous | Existing | Food Preparation | Natural Gas | Fryer | E7 |  | Codes & Standards Forecast | 0 | 0 | 0 | 0 | 0 | 0 | 0 | 0 | 0 | 0 | 0 | 0 | 0 | 0 | 0 | 0 | 0 | 0 | 0 | 0 | 0 | 0 | 0 | 0 | 0 | 0 | 0 | 0 | 0 | 0 | 0 | 0 | 0
Commercial_Miscellaneous_Existing_Food Preparation_Natural Gas_Fryer_E8_Codes & Standards Forecast | Commercial | Miscellaneous | Existing | Food Preparation | Natural Gas | Fryer | E8 |  | Codes & Standards Forecast | 0 | 0 | 0 | 0 | 0 | 0 | 0 | 0 | 0 | 0 | 0 | 0 | 0 | 0 | 0 | 0 | 0 | 0 | 0 | 0 | 0 | 0 | 0 | 0 | 0 | 0 | 0 | 0 | 0 | 0 | 0 | 0 | 0
Commercial_Miscellaneous_Existing_Food Preparation_Natural Gas_Fryer_E9_Codes & Standards Forecast | Commercial | Miscellaneous | Existing | Food Preparation | Natural Gas | Fryer | E9 |  | Codes & Standards Forecast | 0 | 0 | 0 | 0 | 0 | 0 | 0 | 0 | 0 | 0 | 0 | 0 | 0 | 0 | 0 | 0 | 0 | 0 | 0 | 0 | 0 | 0 | 0 | 0 | 0 | 0 | 0 | 0 | 0 | 0 | 0 | 0 | 0
Commercial_Miscellaneous_Existing_Food Preparation_Natural Gas_Fryer_E10_Codes & Standards Forecast | Commercial | Miscellaneous | Existing | Food Preparation | Natural Gas | Fryer | E10 |  | Codes & Standards Forecast | 0 | 0 | 0 | 0 | 0 | 0 | 0 | 0 | 0 | 0 | 0 | 0 | 0 | 0 | 0 | 0 | 0 | 0 | 0 | 0 | 0 | 0 | 0 | 0 | 0 | 0 | 0 | 0 | 0 | 0 | 0 | 0 | 0
Commercial_Miscellaneous_Existing_Food Preparation_Natural Gas_Broiler_E1_Codes & Standards Forecast | Commercial | Miscellaneous | Existing | Food Preparation | Natural Gas | Broiler | E1 |  | Codes & Standards Forecast | 0 | 21143.1798 | 27345.5754 | 32192.9092 | 35974.543 | 38887.9455 | 41146.5842 | 42904.5053 | 44267.4763 | 45304.9338 | 46080.0972 | 46646.4857 | 41092.9538 | 37835.2918 | 36156.3505 | 35537.1044 | 35604.2379 | 41157.915 | 42358.8276 | 43261.894 | 43927.6184 | 44404.4364 | 44731.2517 | 43816.7139 | 42373.351 | 40827.1652 | 39415.065 | 38251.729 | 36899.0174 | 36591.0107 | 36888.0475 | 37498.4273 | 38235.1968
Commercial_Miscellaneous_Existing_Food Preparation_Natural Gas_Broiler_E2_Codes & Standards Forecast | Commercial | Miscellaneous | Existing | Food Preparation | Natural Gas | Broiler | E2 |  | Codes & Standards Forecast | 0 | 0 | 0 | 0 | 0 | 0 | 0 | 0 | 0 | 0 | 0 | 0 | 0 | 0 | 0 | 0 | 0 | 0 | 0 | 0 | 0 | 0 | 0 | 0 | 0 | 0 | 0 | 0 | 0 | 0 | 0 | 0 | 0
Commercial_Miscellaneous_Existing_Food Preparation_Natural Gas_Broiler_E3_Codes & Standards Forecast | Commercial | Miscellaneous | Existing | Food Preparation | Natural Gas | Broiler | E3 |  | Codes & Standards Forecast | 0 | 0 | 0 | 0 | 0 | 0 | 0 | 0 | 0 | 0 | 0 | 0 | 0 | 0 | 0 | 0 | 0 | 0 | 0 | 0 | 0 | 0 | 0 | 0 | 0 | 0 | 0 | 0 | 0 | 0 | 0 | 0 | 0
Commercial_Miscellaneous_Existing_Food Preparation_Natural Gas_Broiler_E4_Codes & Standards Forecast | Commercial | Miscellaneous | Existing | Food Preparation | Natural Gas | Broiler | E4 |  | Codes & Standards Forecast | 0 | 0 | 0 | 0 | 0 | 0 | 0 | 0 | 0 | 0 | 0 | 0 | 0 | 0 | 0 | 0 | 0 | 0 | 0 | 0 | 0 | 0 | 0 | 0 | 0 | 0 | 0 | 0 | 0 | 0 | 0 | 0 | 0
Commercial_Miscellaneous_Existing_Food Preparation_Natural Gas_Broiler_E5_Codes & Standards Forecast | Commercial | Miscellaneous | Existing | Food Preparation | Natural Gas | Broiler | E5 |  | Codes & Standards Forecast | 0 | 0 | 0 | 0 | 0 | 0 | 0 | 0 | 0 | 0 | 0 | 0 | 0 | 0 | 0 | 0 | 0 | 0 | 0 | 0 | 0 | 0 | 0 | 0 | 0 | 0 | 0 | 0 | 0 | 0 | 0 | 0 | 0
Commercial_Miscellaneous_Existing_Food Preparation_Natural Gas_Broiler_E6_Codes & Standards Forecast | Commercial | Miscellaneous | Existing | Food Preparation | Natural Gas | Broiler | E6 |  | Codes & Standards Forecast | 0 | 0 | 0 | 0 | 0 | 0 | 0 | 0 | 0 | 0 | 0 | 0 | 0 | 0 | 0 | 0 | 0 | 0 | 0 | 0 | 0 | 0 | 0 | 0 | 0 | 0 | 0 | 0 | 0 | 0 | 0 | 0 | 0
Commercial_Miscellaneous_Existing_Food Preparation_Natural Gas_Broiler_E7_Codes & Standards Forecast | Commercial | Miscellaneous | Existing | Food Preparation | Natural Gas | Broiler | E7 |  | Codes & Standards Forecast | 0 | 0 | 0 | 0 | 0 | 0 | 0 | 0 | 0 | 0 | 0 | 0 | 0 | 0 | 0 | 0 | 0 | 0 | 0 | 0 | 0 | 0 | 0 | 0 | 0 | 0 | 0 | 0 | 0 | 0 | 0 | 0 | 0
Commercial_Miscellaneous_Existing_Food Preparation_Natural Gas_Broiler_E8_Codes & Standards Forecast | Commercial | Miscellaneous | Existing | Food Preparation | Natural Gas | Broiler | E8 |  | Codes & Standards Forecast | 0 | 0 | 0 | 0 | 0 | 0 | 0 | 0 | 0 | 0 | 0 | 0 | 0 | 0 | 0 | 0 | 0 | 0 | 0 | 0 | 0 | 0 | 0 | 0 | 0 | 0 | 0 | 0 | 0 | 0 | 0 | 0 | 0
Commercial_Miscellaneous_Existing_Food Preparation_Natural Gas_Broiler_E9_Codes & Standards Forecast | Commercial | Miscellaneous | Existing | Food Preparation | Natural Gas | Broiler | E9 |  | Codes & Standards Forecast | 0 | 0 | 0 | 0 | 0 | 0 | 0 | 0 | 0 | 0 | 0 | 0 | 0 | 0 | 0 | 0 | 0 | 0 | 0 | 0 | 0 | 0 | 0 | 0 | 0 | 0 | 0 | 0 | 0 | 0 | 0 | 0 | 0
Commercial_Miscellaneous_Existing_Food Preparation_Natural Gas_Broiler_E10_Codes & Standards Forecast | Commercial | Miscellaneous | Existing | Food Preparation | Natural Gas | Broiler | E10 |  | Codes & Standards Forecast | 0 | 0 | 0 | 0 | 0 | 0 | 0 | 0 | 0 | 0 | 0 | 0 | 0 | 0 | 0 | 0 | 0 | 0 | 0 | 0 | 0 | 0 | 0 | 0 | 0 | 0 | 0 | 0 | 0 | 0 | 0 | 0 | 0
Commercial_Miscellaneous_Existing_Food Preparation_Natural Gas_Griddle_E1_Codes & Standards Forecast | Commercial | Miscellaneous | Existing | Food Preparation | Natural Gas | Griddle | E1 |  | Codes & Standards Forecast | 0 | 23451.6572 | 30331.2495 | 35707.8301 | 39902.3543 | 43133.851 | 45639.0948 | 47588.9512 | 49100.7356 | 50251.4658 | 51111.264 | 51739.4925 | 45579.609 | 41966.2654 | 40104.0121 | 39417.1547 | 39491.6181 | 45651.6628 | 46983.6948 | 47985.3607 | 48723.7709 | 49252.6493 | 49615.1474 | 48600.7576 | 46999.8038 | 45284.8007 | 43718.5231 | 42428.1704 | 40927.7656 | 40586.1298 | 40915.5981 | 41592.621 | 42409.8332
Commercial_Miscellaneous_Existing_Food Preparation_Natural Gas_Griddle_E2_Codes & Standards Forecast | Commercial | Miscellaneous | Existing | Food Preparation | Natural Gas | Griddle | E2 |  | Codes & Standards Forecast | 0 | 0 | 0 | 0 | 0 | 0 | 0 | 0 | 0 | 0 | 0 | 0 | 0 | 0 | 0 | 0 | 0 | 0 | 0 | 0 | 0 | 0 | 0 | 0 | 0 | 0 | 0 | 0 | 0 | 0 | 0 | 0 | 0
Commercial_Miscellaneous_Existing_Food Preparation_Natural Gas_Griddle_E3_Codes & Standards Forecast | Commercial | Miscellaneous | Existing | Food Preparation | Natural Gas | Griddle | E3 |  | Codes & Standards Forecast | 0 | 0 | 0 | 0 | 0 | 0 | 0 | 0 | 0 | 0 | 0 | 0 | 0 | 0 | 0 | 0 | 0 | 0 | 0 | 0 | 0 | 0 | 0 | 0 | 0 | 0 | 0 | 0 | 0 | 0 | 0 | 0 | 0
Commercial_Miscellaneous_Existing_Food Preparation_Natural Gas_Griddle_E4_Codes & Standards Forecast | Commercial | Miscellaneous | Existing | Food Preparation | Natural Gas | Griddle | E4 |  | Codes & Standards Forecast | 0 | 0 | 0 | 0 | 0 | 0 | 0 | 0 | 0 | 0 | 0 | 0 | 0 | 0 | 0 | 0 | 0 | 0 | 0 | 0 | 0 | 0 | 0 | 0 | 0 | 0 | 0 | 0 | 0 | 0 | 0 | 0 | 0
Commercial_Miscellaneous_Existing_Food Preparation_Natural Gas_Griddle_E5_Codes & Standards Forecast | Commercial | Miscellaneous | Existing | Food Preparation | Natural Gas | Griddle | E5 |  | Codes & Standards Forecast | 0 | 0 | 0 | 0 | 0 | 0 | 0 | 0 | 0 | 0 | 0 | 0 | 0 | 0 | 0 | 0 | 0 | 0 | 0 | 0 | 0 | 0 | 0 | 0 | 0 | 0 | 0 | 0 | 0 | 0 | 0 | 0 | 0
Commercial_Miscellaneous_Existing_Food Preparation_Natural Gas_Griddle_E6_Codes & Standards Forecast | Commercial | Miscellaneous | Existing | Food Preparation | Natural Gas | Griddle | E6 |  | Codes & Standards Forecast | 0 | 0 | 0 | 0 | 0 | 0 | 0 | 0 | 0 | 0 | 0 | 0 | 0 | 0 | 0 | 0 | 0 | 0 | 0 | 0 | 0 | 0 | 0 | 0 | 0 | 0 | 0 | 0 | 0 | 0 | 0 | 0 | 0
Commercial_Miscellaneous_Existing_Food Preparation_Natural Gas_Griddle_E7_Codes & Standards Forecast | Commercial | Miscellaneous | Existing | Food Preparation | Natural Gas | Griddle | E7 |  | Codes & Standards Forecast | 0 | 0 | 0 | 0 | 0 | 0 | 0 | 0 | 0 | 0 | 0 | 0 | 0 | 0 | 0 | 0 | 0 | 0 | 0 | 0 | 0 | 0 | 0 | 0 | 0 | 0 | 0 | 0 | 0 | 0 | 0 | 0 | 0
Commercial_Miscellaneous_Existing_Food Preparation_Natural Gas_Griddle_E8_Codes & Standards Forecast | Commercial | Miscellaneous | Existing | Food Preparation | Natural Gas | Griddle | E8 |  | Codes & Standards Forecast | 0 | 0 | 0 | 0 | 0 | 0 | 0 | 0 | 0 | 0 | 0 | 0 | 0 | 0 | 0 | 0 | 0 | 0 | 0 | 0 | 0 | 0 | 0 | 0 | 0 | 0 | 0 | 0 | 0 | 0 | 0 | 0 | 0
Commercial_Miscellaneous_Existing_Food Preparation_Natural Gas_Griddle_E9_Codes & Standards Forecast | Commercial | Miscellaneous | Existing | Food Preparation | Natural Gas | Griddle | E9 |  | Codes & Standards Forecast | 0 | 0 | 0 | 0 | 0 | 0 | 0 | 0 | 0 | 0 | 0 | 0 | 0 | 0 | 0 | 0 | 0 | 0 | 0 | 0 | 0 | 0 | 0 | 0 | 0 | 0 | 0 | 0 | 0 | 0 | 0 | 0 | 0
Commercial_Miscellaneous_Existing_Food Preparation_Natural Gas_Griddle_E10_Codes & Standards Forecast | Commercial | Miscellaneous | Existing | Food Preparation | Natural Gas | Griddle | E10 |  | Codes & Standards Forecast | 0 | 0 | 0 | 0 | 0 | 0 | 0 | 0 | 0 | 0 | 0 | 0 | 0 | 0 | 0 | 0 | 0 | 0 | 0 | 0 | 0 | 0 | 0 | 0 | 0 | 0 | 0 | 0 | 0 | 0 | 0 | 0 | 0
Commercial_Miscellaneous_Existing_Food Preparation_Natural Gas_Range_E1_Codes & Standards Forecast | Commercial | Miscellaneous | Existing | Food Preparation | Natural Gas | Range | E1 |  | Codes & Standards Forecast | 0 | 31285.1427 | 40462.7041 | 47635.2075 | 53230.8159 | 57541.7196 | 60883.7823 | 63484.9433 | 65501.7044 | 67036.8096 | 59285.1313 | 54857.1192 | 52701.6751 | 52058.9448 | 52384.2463 | 60869.1653 | 62808.1688 | 64273.2188 | 65361.1721 | 64452.0922 | 62647.0496 | 60610.2097 | 58715.8863 | 57149.9555 | 55259.3019 | 54918.9229 | 55470.1418 | 56476.6684 | 57334.6865 | 59650.3022 | 59522.5863 | 58943.7245 | 58093.4886
Commercial_Miscellaneous_Existing_Food Preparation_Natural Gas_Range_E2_Codes & Standards Forecast | Commercial | Miscellaneous | Existing | Food Preparation | Natural Gas | Range | E2 |  | Codes & Standards Forecast | 0 | 0 | 0 | 0 | 0 | 0 | 0 | 0 | 0 | 0 | 0 | 0 | 0 | 0 | 0 | 0 | 0 | 0 | 0 | 0 | 0 | 0 | 0 | 0 | 0 | 0 | 0 | 0 | 0 | 0 | 0 | 0 | 0
Commercial_Miscellaneous_Existing_Food Preparation_Natural Gas_Range_E3_Codes & Standards Forecast | Commercial | Miscellaneous | Existing | Food Preparation | Natural Gas | Range | E3 |  | Codes & Standards Forecast | 0 | 0 | 0 | 0 | 0 | 0 | 0 | 0 | 0 | 0 | 0 | 0 | 0 | 0 | 0 | 0 | 0 | 0 | 0 | 0 | 0 | 0 | 0 | 0 | 0 | 0 | 0 | 0 | 0 | 0 | 0 | 0 | 0
Commercial_Miscellaneous_Existing_Food Preparation_Natural Gas_Range_E4_Codes & Standards Forecast | Commercial | Miscellaneous | Existing | Food Preparation | Natural Gas | Range | E4 |  | Codes & Standards Forecast | 0 | 0 | 0 | 0 | 0 | 0 | 0 | 0 | 0 | 0 | 0 | 0 | 0 | 0 | 0 | 0 | 0 | 0 | 0 | 0 | 0 | 0 | 0 | 0 | 0 | 0 | 0 | 0 | 0 | 0 | 0 | 0 | 0
Commercial_Miscellaneous_Existing_Food Preparation_Natural Gas_Range_E5_Codes & Standards Forecast | Commercial | Miscellaneous | Existing | Food Preparation | Natural Gas | Range | E5 |  | Codes & Standards Forecast | 0 | 0 | 0 | 0 | 0 | 0 | 0 | 0 | 0 | 0 | 0 | 0 | 0 | 0 | 0 | 0 | 0 | 0 | 0 | 0 | 0 | 0 | 0 | 0 | 0 | 0 | 0 | 0 | 0 | 0 | 0 | 0 | 0
Commercial_Miscellaneous_Existing_Food Preparation_Natural Gas_Range_E6_Codes & Standards Forecast | Commercial | Miscellaneous | Existing | Food Preparation | Natural Gas | Range | E6 |  | Codes & Standards Forecast | 0 | 0 | 0 | 0 | 0 | 0 | 0 | 0 | 0 | 0 | 0 | 0 | 0 | 0 | 0 | 0 | 0 | 0 | 0 | 0 | 0 | 0 | 0 | 0 | 0 | 0 | 0 | 0 | 0 | 0 | 0 | 0 | 0
Commercial_Miscellaneous_Existing_Food Preparation_Natural Gas_Range_E7_Codes & Standards Forecast | Commercial | Miscellaneous | Existing | Food Preparation | Natural Gas | Range | E7 |  | Codes & Standards Forecast | 0 | 0 | 0 | 0 | 0 | 0 | 0 | 0 | 0 | 0 | 0 | 0 | 0 | 0 | 0 | 0 | 0 | 0 | 0 | 0 | 0 | 0 | 0 | 0 | 0 | 0 | 0 | 0 | 0 | 0 | 0 | 0 | 0
Commercial_Miscellaneous_Existing_Food Preparation_Natural Gas_Range_E8_Codes & Standards Forecast | Commercial | Miscellaneous | Existing | Food Preparation | Natural Gas | Range | E8 |  | Codes & Standards Forecast | 0 | 0 | 0 | 0 | 0 | 0 | 0 | 0 | 0 | 0 | 0 | 0 | 0 | 0 | 0 | 0 | 0 | 0 | 0 | 0 | 0 | 0 | 0 | 0 | 0 | 0 | 0 | 0 | 0 | 0 | 0 | 0 | 0
Commercial_Miscellaneous_Existing_Food Preparation_Natural Gas_Range_E9_Codes & Standards Forecast | Commercial | Miscellaneous | Existing | Food Preparation | Natural Gas | Range | E9 |  | Codes & Standards Forecast | 0 | 0 | 0 | 0 | 0 | 0 | 0 | 0 | 0 | 0 | 0 | 0 | 0 | 0 | 0 | 0 | 0 | 0 | 0 | 0 | 0 | 0 | 0 | 0 | 0 | 0 | 0 | 0 | 0 | 0 | 0 | 0 | 0
Commercial_Miscellaneous_Existing_Food Preparation_Natural Gas_Range_E10_Codes & Standards Forecast | Commercial | Miscellaneous | Existing | Food Preparation | Natural Gas | Range | E10 |  | Codes & Standards Forecast | 0 | 0 | 0 | 0 | 0 | 0 | 0 | 0 | 0 | 0 | 0 | 0 | 0 | 0 | 0 | 0 | 0 | 0 | 0 | 0 | 0 | 0 | 0 | 0 | 0 | 0 | 0 | 0 | 0 | 0 | 0 | 0 | 0
Commercial_Miscellaneous_Existing_Food Preparation_Natural Gas_Steamer_E1_Codes & Standards Forecast | Commercial | Miscellaneous | Existing | Food Preparation | Natural Gas | Steamer | E1 |  | Codes & Standards Forecast | 0 | 1020.7895 | 1156.6207 | 0 | 0 | 0 | 0 | 0 | 0 | 0 | 0 | 0 | 0 | 0 | 0 | 0 | 0 | 0 | 0 | 0 | 0 | 0 | 0 | 0 | 0 | 0 | 0 | 0 | 0 | 0 | 0 | 0 | 0
Commercial_Miscellaneous_Existing_Food Preparation_Natural Gas_Steamer_E2_Codes & Standards Forecast | Commercial | Miscellaneous | Existing | Food Preparation | Natural Gas | Steamer | E2 |  | Codes & Standards Forecast | 0 | 0 | 0 | 1274.0419 | 1375.9236 | 1463.3213 | 1539.3463 | 1605.9965 | 1664.3857 | 1714.9716 | 1624.0896 | 1558.0657 | 1512.1643 | 1482.4384 | 1465.5845 | 1458.8977 | 1460.1107 | 1467.3467 | 1479.0477 | 1763.8856 | 1763.6867 | 1754.0015 | 1738.1871 | 1718.7904 | 1697.7184 | 1676.3544 | 1655.6903 | 1636.4008 | 1609.8978 | 1593.1655 | 1582.7943 | 1576.3273 | 1572.0898
Commercial_Miscellaneous_Existing_Food Preparation_Natural Gas_Steamer_E3_Codes & Standards Forecast | Commercial | Miscellaneous | Existing | Food Preparation | Natural Gas | Steamer | E3 |  | Codes & Standards Forecast | 0 | 0 | 0 | 0 | 0 | 0 | 0 | 0 | 0 | 0 | 0 | 0 | 0 | 0 | 0 | 0 | 0 | 0 | 0 | 0 | 0 | 0 | 0 | 0 | 0 | 0 | 0 | 0 | 0 | 0 | 0 | 0 | 0
Commercial_Miscellaneous_Existing_Food Preparation_Natural Gas_Steamer_E4_Codes & Standards Forecast | Commercial | Miscellaneous | Existing | Food Preparation | Natural Gas | Steamer | E4 |  | Codes & Standards Forecast | 0 | 0 | 0 | 0 | 0 | 0 | 0 | 0 | 0 | 0 | 0 | 0 | 0 | 0 | 0 | 0 | 0 | 0 | 0 | 0 | 0 | 0 | 0 | 0 | 0 | 0 | 0 | 0 | 0 | 0 | 0 | 0 | 0
Commercial_Miscellaneous_Existing_Food Preparation_Natural Gas_Steamer_E5_Codes & Standards Forecast | Commercial | Miscellaneous | Existing | Food Preparation | Natural Gas | Steamer | E5 |  | Codes & Standards Forecast | 0 | 0 | 0 | 0 | 0 | 0 | 0 | 0 | 0 | 0 | 0 | 0 | 0 | 0 | 0 | 0 | 0 | 0 | 0 | 0 | 0 | 0 | 0 | 0 | 0 | 0 | 0 | 0 | 0 | 0 | 0 | 0 | 0
Commercial_Miscellaneous_Existing_Food Preparation_Natural Gas_Steamer_E6_Codes & Standards Forecast | Commercial | Miscellaneous | Existing | Food Preparation | Natural Gas | Steamer | E6 |  | Codes & Standards Forecast | 0 | 0 | 0 | 0 | 0 | 0 | 0 | 0 | 0 | 0 | 0 | 0 | 0 | 0 | 0 | 0 | 0 | 0 | 0 | 0 | 0 | 0 | 0 | 0 | 0 | 0 | 0 | 0 | 0 | 0 | 0 | 0 | 0
Commercial_Miscellaneous_Existing_Food Preparation_Natural Gas_Steamer_E7_Codes & Standards Forecast | Commercial | Miscellaneous | Existing | Food Preparation | Natural Gas | Steamer | E7 |  | Codes & Standards Forecast | 0 | 0 | 0 | 0 | 0 | 0 | 0 | 0 | 0 | 0 | 0 | 0 | 0 | 0 | 0 | 0 | 0 | 0 | 0 | 0 | 0 | 0 | 0 | 0 | 0 | 0 | 0 | 0 | 0 | 0 | 0 | 0 | 0
Commercial_Miscellaneous_Existing_Food Preparation_Natural Gas_Steamer_E8_Codes & Standards Forecast | Commercial | Miscellaneous | Existing | Food Preparation | Natural Gas | Steamer | E8 |  | Codes & Standards Forecast | 0 | 0 | 0 | 0 | 0 | 0 | 0 | 0 | 0 | 0 | 0 | 0 | 0 | 0 | 0 | 0 | 0 | 0 | 0 | 0 | 0 | 0 | 0 | 0 | 0 | 0 | 0 | 0 | 0 | 0 | 0 | 0 | 0
Commercial_Miscellaneous_Existing_Food Preparation_Natural Gas_Steamer_E9_Codes & Standards Forecast | Commercial | Miscellaneous | Existing | Food Preparation | Natural Gas | Steamer | E9 |  | Codes & Standards Forecast | 0 | 0 | 0 | 0 | 0 | 0 | 0 | 0 | 0 | 0 | 0 | 0 | 0 | 0 | 0 | 0 | 0 | 0 | 0 | 0 | 0 | 0 | 0 | 0 | 0 | 0 | 0 | 0 | 0 | 0 | 0 | 0 | 0
Commercial_Miscellaneous_Existing_Food Preparation_Natural Gas_Steamer_E10_Codes & Standards Forecast | Commercial | Miscellaneous | Existing | Food Preparation | Natural Gas | Steamer | E10 |  | Codes & Standards Forecast | 0 | 0 | 0 | 0 | 0 | 0 | 0 | 0 | 0 | 0 | 0 | 0 | 0 | 0 | 0 | 0 | 0 | 0 | 0 | 0 | 0 | 0 | 0 | 0 | 0 | 0 | 0 | 0 | 0 | 0 | 0 | 0 | 0
Commercial_Miscellaneous_Existing_Food Preparation_Natural Gas_Food Prep Other_E1_Codes & Standards Forecast | Commercial | Miscellaneous | Existing | Food Preparation | Natural Gas | Food Prep Other | E1 |  | Codes & Standards Forecast | 0 | 0 | 0 | 0 | 0 | 0 | 0 | 0 | 0 | 0 | 0 | 0 | 0 | 0 | 0 | 0 | 0 | 0 | 0 | 0 | 0 | 0 | 0 | 0 | 0 | 0 | 0 | 0 | 0 | 0 | 0 | 0 | 0
Commercial_Miscellaneous_Existing_Food Preparation_Natural Gas_Food Prep Other_E2_Codes & Standards Forecast | Commercial | Miscellaneous | Existing | Food Preparation | Natural Gas | Food Prep Other | E2 |  | Codes & Standards Forecast | 0 | 0 | 0 | 0 | 0 | 0 | 0 | 0 | 0 | 0 | 0 | 0 | 0 | 0 | 0 | 0 | 0 | 0 | 0 | 0 | 0 | 0 | 0 | 0 | 0 | 0 | 0 | 0 | 0 | 0 | 0 | 0 | 0
Commercial_Miscellaneous_Existing_Food Preparation_Natural Gas_Food Prep Other_E3_Codes & Standards Forecast | Commercial | Miscellaneous | Existing | Food Preparation | Natural Gas | Food Prep Other | E3 |  | Codes & Standards Forecast | 0 | 0 | 0 | 0 | 0 | 0 | 0 | 0 | 0 | 0 | 0 | 0 | 0 | 0 | 0 | 0 | 0 | 0 | 0 | 0 | 0 | 0 | 0 | 0 | 0 | 0 | 0 | 0 | 0 | 0 | 0 | 0 | 0
Commercial_Miscellaneous_Existing_Food Preparation_Natural Gas_Food Prep Other_E4_Codes & Standards Forecast | Commercial | Miscellaneous | Existing | Food Preparation | Natural Gas | Food Prep Other | E4 |  | Codes & Standards Forecast | 0 | 0 | 0 | 0 | 0 | 0 | 0 | 0 | 0 | 0 | 0 | 0 | 0 | 0 | 0 | 0 | 0 | 0 | 0 | 0 | 0 | 0 | 0 | 0 | 0 | 0 | 0 | 0 | 0 | 0 | 0 | 0 | 0
Commercial_Miscellaneous_Existing_Food Preparation_Natural Gas_Food Prep Other_E5_Codes & Standards Forecast | Commercial | Miscellaneous | Existing | Food Preparation | Natural Gas | Food Prep Other | E5 |  | Codes & Standards Forecast | 0 | 0 | 0 | 0 | 0 | 0 | 0 | 0 | 0 | 0 | 0 | 0 | 0 | 0 | 0 | 0 | 0 | 0 | 0 | 0 | 0 | 0 | 0 | 0 | 0 | 0 | 0 | 0 | 0 | 0 | 0 | 0 | 0
Commercial_Miscellaneous_Existing_Food Preparation_Natural Gas_Food Prep Other_E6_Codes & Standards Forecast | Commercial | Miscellaneous | Existing | Food Preparation | Natural Gas | Food Prep Other | E6 |  | Codes & Standards Forecast | 0 | 0 | 0 | 0 | 0 | 0 | 0 | 0 | 0 | 0 | 0 | 0 | 0 | 0 | 0 | 0 | 0 | 0 | 0 | 0 | 0 | 0 | 0 | 0 | 0 | 0 | 0 | 0 | 0 | 0 | 0 | 0 | 0
Commercial_Miscellaneous_Existing_Food Preparation_Natural Gas_Food Prep Other_E7_Codes & Standards Forecast | Commercial | Miscellaneous | Existing | Food Preparation | Natural Gas | Food Prep Other | E7 |  | Codes & Standards Forecast | 0 | 0 | 0 | 0 | 0 | 0 | 0 | 0 | 0 | 0 | 0 | 0 | 0 | 0 | 0 | 0 | 0 | 0 | 0 | 0 | 0 | 0 | 0 | 0 | 0 | 0 | 0 | 0 | 0 | 0 | 0 | 0 | 0
Commercial_Miscellaneous_Existing_Food Preparation_Natural Gas_Food Prep Other_E8_Codes & Standards Forecast | Commercial | Miscellaneous | Existing | Food Preparation | Natural Gas | Food Prep Other | E8 |  | Codes & Standards Forecast | 0 | 0 | 0 | 0 | 0 | 0 | 0 | 0 | 0 | 0 | 0 | 0 | 0 | 0 | 0 | 0 | 0 | 0 | 0 | 0 | 0 | 0 | 0 | 0 | 0 | 0 | 0 | 0 | 0 | 0 | 0 | 0 | 0
Commercial_Miscellaneous_Existing_Food Preparation_Natural Gas_Food Prep Other_E9_Codes & Standards Forecast | Commercial | Miscellaneous | Existing | Food Preparation | Natural Gas | Food Prep Other | E9 |  | Codes & Standards Forecast | 0 | 0 | 0 | 0 | 0 | 0 | 0 | 0 | 0 | 0 | 0 | 0 | 0 | 0 | 0 | 0 | 0 | 0 | 0 | 0 | 0 | 0 | 0 | 0 | 0 | 0 | 0 | 0 | 0 | 0 | 0 | 0 | 0
Commercial_Miscellaneous_Existing_Food Preparation_Natural Gas_Food Prep Other_E10_Codes & Standards Forecast | Commercial | Miscellaneous | Existing | Food Preparation | Natural Gas | Food Prep Other | E10 |  | Codes & Standards Forecast | 0 | 0 | 0 | 0 | 0 | 0 | 0 | 0 | 0 | 0 | 0 | 0 | 0 | 0 | 0 | 0 | 0 | 0 | 0 | 0 | 0 | 0 | 0 | 0 | 0 | 0 | 0 | 0 | 0 | 0 | 0 | 0 | 0
Commercial_Miscellaneous_Existing_Miscellaneous_Natural Gas_Pool Heater_E1_Codes & Standards Forecast | Commercial | Miscellaneous | Existing | Miscellaneous | Natural Gas | Pool Heater | E1 |  | Codes & Standards Forecast | 0 | 1585.9654 | 2051.2116 | 2414.8136 | 2698.4768 | 2917.0132 | 2625.4247 | 2485.056 | 2445.362 | 2469.694 | 2532.6321 | 2919.0285 | 2924.4425 | 2897.1034 | 2860.9025 | 2829.0679 | 2752.2051 | 2728.5579 | 2728.7534 | 2737.5115 | 2747.7472 | 2821.2397 | 2780.8097 | 2740.4602 | 2707.7486 | 2684.6407 | 2669.2184 | 2662.0585 | 2654.2613 | 2643.6784 | 2631.0072 | 2633.4815 | 2605.8733
Commercial_Miscellaneous_Existing_Miscellaneous_Natural Gas_Pool Heater_E2_Codes & Standards Forecast | Commercial | Miscellaneous | Existing | Miscellaneous | Natural Gas | Pool Heater | E2 |  | Codes & Standards Forecast | 0 | 0 | 0 | 0 | 0 | 0 | 0 | 0 | 0 | 0 | 0 | 0 | 0 | 0 | 0 | 0 | 0 | 0 | 0 | 0 | 0 | 0 | 0 | 0 | 0 | 0 | 0 | 0 | 0 | 0 | 0 | 0 | 0
Commercial_Miscellaneous_Existing_Miscellaneous_Natural Gas_Pool Heater_E3_Codes & Standards Forecast | Commercial | Miscellaneous | Existing | Miscellaneous | Natural Gas | Pool Heater | E3 |  | Codes & Standards Forecast | 0 | 0 | 0 | 0 | 0 | 0 | 0 | 0 | 0 | 0 | 0 | 0 | 0 | 0 | 0 | 0 | 0 | 0 | 0 | 0 | 0 | 0 | 0 | 0 | 0 | 0 | 0 | 0 | 0 | 0 | 0 | 0 | 0
Commercial_Miscellaneous_Existing_Miscellaneous_Natural Gas_Pool Heater_E4_Codes & Standards Forecast | Commercial | Miscellaneous | Existing | Miscellaneous | Natural Gas | Pool Heater | E4 |  | Codes & Standards Forecast | 0 | 0 | 0 | 0 | 0 | 0 | 0 | 0 | 0 | 0 | 0 | 0 | 0 | 0 | 0 | 0 | 0 | 0 | 0 | 0 | 0 | 0 | 0 | 0 | 0 | 0 | 0 | 0 | 0 | 0 | 0 | 0 | 0
Commercial_Miscellaneous_Existing_Miscellaneous_Natural Gas_Pool Heater_E5_Codes & Standards Forecast | Commercial | Miscellaneous | Existing | Miscellaneous | Natural Gas | Pool Heater | E5 |  | Codes & Standards Forecast | 0 | 0 | 0 | 0 | 0 | 0 | 0 | 0 | 0 | 0 | 0 | 0 | 0 | 0 | 0 | 0 | 0 | 0 | 0 | 0 | 0 | 0 | 0 | 0 | 0 | 0 | 0 | 0 | 0 | 0 | 0 | 0 | 0
Commercial_Miscellaneous_Existing_Miscellaneous_Natural Gas_Pool Heater_E6_Codes & Standards Forecast | Commercial | Miscellaneous | Existing | Miscellaneous | Natural Gas | Pool Heater | E6 |  | Codes & Standards Forecast | 0 | 0 | 0 | 0 | 0 | 0 | 0 | 0 | 0 | 0 | 0 | 0 | 0 | 0 | 0 | 0 | 0 | 0 | 0 | 0 | 0 | 0 | 0 | 0 | 0 | 0 | 0 | 0 | 0 | 0 | 0 | 0 | 0
Commercial_Miscellaneous_Existing_Miscellaneous_Natural Gas_Pool Heater_E7_Codes & Standards Forecast | Commercial | Miscellaneous | Existing | Miscellaneous | Natural Gas | Pool Heater | E7 |  | Codes & Standards Forecast | 0 | 0 | 0 | 0 | 0 | 0 | 0 | 0 | 0 | 0 | 0 | 0 | 0 | 0 | 0 | 0 | 0 | 0 | 0 | 0 | 0 | 0 | 0 | 0 | 0 | 0 | 0 | 0 | 0 | 0 | 0 | 0 | 0
Commercial_Miscellaneous_Existing_Miscellaneous_Natural Gas_Pool Heater_E8_Codes & Standards Forecast | Commercial | Miscellaneous | Existing | Miscellaneous | Natural Gas | Pool Heater | E8 |  | Codes & Standards Forecast | 0 | 0 | 0 | 0 | 0 | 0 | 0 | 0 | 0 | 0 | 0 | 0 | 0 | 0 | 0 | 0 | 0 | 0 | 0 | 0 | 0 | 0 | 0 | 0 | 0 | 0 | 0 | 0 | 0 | 0 | 0 | 0 | 0
Commercial_Miscellaneous_Existing_Miscellaneous_Natural Gas_Pool Heater_E9_Codes & Standards Forecast | Commercial | Miscellaneous | Existing | Miscellaneous | Natural Gas | Pool Heater | E9 |  | Codes & Standards Forecast | 0 | 0 | 0 | 0 | 0 | 0 | 0 | 0 | 0 | 0 | 0 | 0 | 0 | 0 | 0 | 0 | 0 | 0 | 0 | 0 | 0 | 0 | 0 | 0 | 0 | 0 | 0 | 0 | 0 | 0 | 0 | 0 | 0
Commercial_Miscellaneous_Existing_Miscellaneous_Natural Gas_Pool Heater_E10_Codes & Standards Forecast | Commercial | Miscellaneous | Existing | Miscellaneous | Natural Gas | Pool Heater | E10 |  | Codes & Standards Forecast | 0 | 0 | 0 | 0 | 0 | 0 | 0 | 0 | 0 | 0 | 0 | 0 | 0 | 0 | 0 | 0 | 0 | 0 | 0 | 0 | 0 | 0 | 0 | 0 | 0 | 0 | 0 | 0 | 0 | 0 | 0 | 0 | 0
Commercial_Miscellaneous_Existing_Miscellaneous_Natural Gas_Miscellaneous_E1_Codes & Standards Forecast | Commercial | Miscellaneous | Existing | Miscellaneous | Natural Gas | Miscellaneous | E1 |  | Codes & Standards Forecast | 0 | 167842.7978 | 198791.0531 | 224650.6358 | 214878.6208 | 210722.545 | 210868.7463 | 209770.1928 | 208405.3483 | 207333.8052 | 206295.9956 | 251357.5329 | 252243.4104 | 251555.1571 | 247541.2732 | 245797.9245 | 245359.1764 | 244027.435 | 242531.4478 | 241257.5523 | 239980.9004 | 251404.0179 | 248817.6163 | 245995.2439 | 244272.4357 | 243054.4984 | 241969.469 | 240547.08 | 239107.7864 | 237778.9976 | 236435.9073 | 238577.0189 | 236372.9386
Commercial_Miscellaneous_Existing_Miscellaneous_Natural Gas_Miscellaneous_E2_Codes & Standards Forecast | Commercial | Miscellaneous | Existing | Miscellaneous | Natural Gas | Miscellaneous | E2 |  | Codes & Standards Forecast | 0 | 0 | 0 | 0 | 0 | 0 | 0 | 0 | 0 | 0 | 0 | 0 | 0 | 0 | 0 | 0 | 0 | 0 | 0 | 0 | 0 | 0 | 0 | 0 | 0 | 0 | 0 | 0 | 0 | 0 | 0 | 0 | 0
Commercial_Miscellaneous_Existing_Miscellaneous_Natural Gas_Miscellaneous_E3_Codes & Standards Forecast | Commercial | Miscellaneous | Existing | Miscellaneous | Natural Gas | Miscellaneous | E3 |  | Codes & Standards Forecast | 0 | 0 | 0 | 0 | 0 | 0 | 0 | 0 | 0 | 0 | 0 | 0 | 0 | 0 | 0 | 0 | 0 | 0 | 0 | 0 | 0 | 0 | 0 | 0 | 0 | 0 | 0 | 0 | 0 | 0 | 0 | 0 | 0
Commercial_Miscellaneous_Existing_Miscellaneous_Natural Gas_Miscellaneous_E4_Codes & Standards Forecast | Commercial | Miscellaneous | Existing | Miscellaneous | Natural Gas | Miscellaneous | E4 |  | Codes & Standards Forecast | 0 | 0 | 0 | 0 | 0 | 0 | 0 | 0 | 0 | 0 | 0 | 0 | 0 | 0 | 0 | 0 | 0 | 0 | 0 | 0 | 0 | 0 | 0 | 0 | 0 | 0 | 0 | 0 | 0 | 0 | 0 | 0 | 0
Commercial_Miscellaneous_Existing_Miscellaneous_Natural Gas_Miscellaneous_E5_Codes & Standards Forecast | Commercial | Miscellaneous | Existing | Miscellaneous | Natural Gas | Miscellaneous | E5 |  | Codes & Standards Forecast | 0 | 0 | 0 | 0 | 0 | 0 | 0 | 0 | 0 | 0 | 0 | 0 | 0 | 0 | 0 | 0 | 0 | 0 | 0 | 0 | 0 | 0 | 0 | 0 | 0 | 0 | 0 | 0 | 0 | 0 | 0 | 0 | 0
Commercial_Miscellaneous_Existing_Miscellaneous_Natural Gas_Miscellaneous_E6_Codes & Standards Forecast | Commercial | Miscellaneous | Existing | Miscellaneous | Natural Gas | Miscellaneous | E6 |  | Codes & Standards Forecast | 0 | 0 | 0 | 0 | 0 | 0 | 0 | 0 | 0 | 0 | 0 | 0 | 0 | 0 | 0 | 0 | 0 | 0 | 0 | 0 | 0 | 0 | 0 | 0 | 0 | 0 | 0 | 0 | 0 | 0 | 0 | 0 | 0
Commercial_Miscellaneous_Existing_Miscellaneous_Natural Gas_Miscellaneous_E7_Codes & Standards Forecast | Commercial | Miscellaneous | Existing | Miscellaneous | Natural Gas | Miscellaneous | E7 |  | Codes & Standards Forecast | 0 | 0 | 0 | 0 | 0 | 0 | 0 | 0 | 0 | 0 | 0 | 0 | 0 | 0 | 0 | 0 | 0 | 0 | 0 | 0 | 0 | 0 | 0 | 0 | 0 | 0 | 0 | 0 | 0 | 0 | 0 | 0 | 0
Commercial_Miscellaneous_Existing_Miscellaneous_Natural Gas_Miscellaneous_E8_Codes & Standards Forecast | Commercial | Miscellaneous | Existing | Miscellaneous | Natural Gas | Miscellaneous | E8 |  | Codes & Standards Forecast | 0 | 0 | 0 | 0 | 0 | 0 | 0 | 0 | 0 | 0 | 0 | 0 | 0 | 0 | 0 | 0 | 0 | 0 | 0 | 0 | 0 | 0 | 0 | 0 | 0 | 0 | 0 | 0 | 0 | 0 | 0 | 0 | 0
Commercial_Miscellaneous_Existing_Miscellaneous_Natural Gas_Miscellaneous_E9_Codes & Standards Forecast | Commercial | Miscellaneous | Existing | Miscellaneous | Natural Gas | Miscellaneous | E9 |  | Codes & Standards Forecast | 0 | 0 | 0 | 0 | 0 | 0 | 0 | 0 | 0 | 0 | 0 | 0 | 0 | 0 | 0 | 0 | 0 | 0 | 0 | 0 | 0 | 0 | 0 | 0 | 0 | 0 | 0 | 0 | 0 | 0 | 0 | 0 | 0
Commercial_Miscellaneous_Existing_Miscellaneous_Natural Gas_Miscellaneous_E10_Codes & Standards Forecast | Commercial | Miscellaneous | Existing | Miscellaneous | Natural Gas | Miscellaneous | E10 |  | Codes & Standards Forecast | 0 | 0 | 0 | 0 | 0 | 0 | 0 | 0 | 0 | 0 | 0 | 0 | 0 | 0 | 0 | 0 | 0 | 0 | 0 | 0 | 0 | 0 | 0 | 0 | 0 | 0 | 0 | 0 | 0 | 0 | 0 | 0 | 0
Commercial_Miscellaneous_New_Space Heating_Natural Gas_Furnace_E1_Codes & Standards Forecast | Commercial | Miscellaneous | New | Space Heating | Natural Gas | Furnace | E1 |  | Codes & Standards Forecast | 0 | 8401.9161 | 40525.5617 | 25898.6723 | 33401.5505 | 45329.5664 | 42368.4138 | 37551.5968 | 33773.0693 | 32609.2803 | 32183.9123 | 31864.1719 | 31820.5142 | 31911.5631 | 32107.8513 | 32167.0035 | 32175.7947 | 32134.112 | 32091.7682 | 32695.057 | 35769.5457 | 37482.9632 | 39597.1033 | 42462.6933 | 44876.5637 | 46775.8706 | 48238.8652 | 49500.2464 | 50632.3271 | 51653.1813 | 52592.6047 | 53467.2259 | 39446.0322
Commercial_Miscellaneous_New_Space Heating_Natural Gas_Furnace_E2_Codes & Standards Forecast | Commercial | Miscellaneous | New | Space Heating | Natural Gas | Furnace | E2 |  | Codes & Standards Forecast | 0 | 0 | 0 | 0 | 0 | 0 | 0 | 0 | 0 | 0 | 0 | 0 | 0 | 0 | 0 | 0 | 0 | 0 | 0 | 0 | 0 | 0 | 0 | 0 | 0 | 0 | 0 | 0 | 0 | 0 | 0 | 0 | 0
Commercial_Miscellaneous_New_Space Heating_Natural Gas_Furnace_E3_Codes & Standards Forecast | Commercial | Miscellaneous | New | Space Heating | Natural Gas | Furnace | E3 |  | Codes & Standards Forecast | 0 | 0 | 0 | 0 | 0 | 0 | 0 | 0 | 0 | 0 | 0 | 0 | 0 | 0 | 0 | 0 | 0 | 0 | 0 | 0 | 0 | 0 | 0 | 0 | 0 | 0 | 0 | 0 | 0 | 0 | 0 | 0 | 0
Commercial_Miscellaneous_New_Space Heating_Natural Gas_Furnace_E4_Codes & Standards Forecast | Commercial | Miscellaneous | New | Space Heating | Natural Gas | Furnace | E4 |  | Codes & Standards Forecast | 0 | 0 | 0 | 0 | 0 | 0 | 0 | 0 | 0 | 0 | 0 | 0 | 0 | 0 | 0 | 0 | 0 | 0 | 0 | 0 | 0 | 0 | 0 | 0 | 0 | 0 | 0 | 0 | 0 | 0 | 0 | 0 | 0
Commercial_Miscellaneous_New_Space Heating_Natural Gas_Furnace_E5_Codes & Standards Forecast | Commercial | Miscellaneous | New | Space Heating | Natural Gas | Furnace | E5 |  | Codes & Standards Forecast | 0 | 0 | 0 | 0 | 0 | 0 | 0 | 0 | 0 | 0 | 0 | 0 | 0 | 0 | 0 | 0 | 0 | 0 | 0 | 0 | 0 | 0 | 0 | 0 | 0 | 0 | 0 | 0 | 0 | 0 | 0 | 0 | 0
Commercial_Miscellaneous_New_Space Heating_Natural Gas_Furnace_E6_Codes & Standards Forecast | Commercial | Miscellaneous | New | Space Heating | Natural Gas | Furnace | E6 |  | Codes & Standards Forecast | 0 | 0 | 0 | 0 | 0 | 0 | 0 | 0 | 0 | 0 | 0 | 0 | 0 | 0 | 0 | 0 | 0 | 0 | 0 | 0 | 0 | 0 | 0 | 0 | 0 | 0 | 0 | 0 | 0 | 0 | 0 | 0 | 0
Commercial_Miscellaneous_New_Space Heating_Natural Gas_Furnace_E7_Codes & Standards Forecast | Commercial | Miscellaneous | New | Space Heating | Natural Gas | Furnace | E7 |  | Codes & Standards Forecast | 0 | 0 | 0 | 0 | 0 | 0 | 0 | 0 | 0 | 0 | 0 | 0 | 0 | 0 | 0 | 0 | 0 | 0 | 0 | 0 | 0 | 0 | 0 | 0 | 0 | 0 | 0 | 0 | 0 | 0 | 0 | 0 | 0
Commercial_Miscellaneous_New_Space Heating_Natural Gas_Furnace_E8_Codes & Standards Forecast | Commercial | Miscellaneous | New | Space Heating | Natural Gas | Furnace | E8 |  | Codes & Standards Forecast | 0 | 0 | 0 | 0 | 0 | 0 | 0 | 0 | 0 | 0 | 0 | 0 | 0 | 0 | 0 | 0 | 0 | 0 | 0 | 0 | 0 | 0 | 0 | 0 | 0 | 0 | 0 | 0 | 0 | 0 | 0 | 0 | 0
Commercial_Miscellaneous_New_Space Heating_Natural Gas_Furnace_E9_Codes & Standards Forecast | Commercial | Miscellaneous | New | Space Heating | Natural Gas | Furnace | E9 |  | Codes & Standards Forecast | 0 | 0 | 0 | 0 | 0 | 0 | 0 | 0 | 0 | 0 | 0 | 0 | 0 | 0 | 0 | 0 | 0 | 0 | 0 | 0 | 0 | 0 | 0 | 0 | 0 | 0 | 0 | 0 | 0 | 0 | 0 | 0 | 0
Commercial_Miscellaneous_New_Space Heating_Natural Gas_Furnace_E10_Codes & Standards Forecast | Commercial | Miscellaneous | New | Space Heating | Natural Gas | Furnace | E10 |  | Codes & Standards Forecast | 0 | 0 | 0 | 0 | 0 | 0 | 0 | 0 | 0 | 0 | 0 | 0 | 0 | 0 | 0 | 0 | 0 | 0 | 0 | 0 | 0 | 0 | 0 | 0 | 0 | 0 | 0 | 0 | 0 | 0 | 0 | 0 | 0
Commercial_Miscellaneous_New_Space Heating_Natural Gas_Boiler_E1_Codes & Standards Forecast | Commercial | Miscellaneous | New | Space Heating | Natural Gas | Boiler | E1 |  | Codes & Standards Forecast | 0 | 3966.9142 | 19133.9004 | 12227.9025 | 15770.3413 | 21402.0823 | 20003.992 | 17729.7607 | 15945.7517 | 15396.2757 | 15195.4408 | 15044.4772 | 15023.8645 | 15066.8527 | 15159.529 | 15187.4574 | 15191.6081 | 15171.9279 | 15151.9355 | 15131.6274 | 15134.8632 | 15138.1206 | 15480.6888 | 17169.0434 | 18074.1807 | 19238.4747 | 20809.1454 | 22110.1754 | 23086.4296 | 23812.0004 | 24421.9088 | 24958.3657 | 17130.483
Commercial_Miscellaneous_New_Space Heating_Natural Gas_Boiler_E2_Codes & Standards Forecast | Commercial | Miscellaneous | New | Space Heating | Natural Gas | Boiler | E2 |  | Codes & Standards Forecast | 0 | 0 | 0 | 0 | 0 | 0 | 0 | 0 | 0 | 0 | 0 | 0 | 0 | 0 | 0 | 0 | 0 | 0 | 0 | 0 | 0 | 0 | 0 | 0 | 0 | 0 | 0 | 0 | 0 | 0 | 0 | 0 | 0
Commercial_Miscellaneous_New_Space Heating_Natural Gas_Boiler_E3_Codes & Standards Forecast | Commercial | Miscellaneous | New | Space Heating | Natural Gas | Boiler | E3 |  | Codes & Standards Forecast | 0 | 0 | 0 | 0 | 0 | 0 | 0 | 0 | 0 | 0 | 0 | 0 | 0 | 0 | 0 | 0 | 0 | 0 | 0 | 0 | 0 | 0 | 0 | 0 | 0 | 0 | 0 | 0 | 0 | 0 | 0 | 0 | 0
Commercial_Miscellaneous_New_Space Heating_Natural Gas_Boiler_E4_Codes & Standards Forecast | Commercial | Miscellaneous | New | Space Heating | Natural Gas | Boiler | E4 |  | Codes & Standards Forecast | 0 | 0 | 0 | 0 | 0 | 0 | 0 | 0 | 0 | 0 | 0 | 0 | 0 | 0 | 0 | 0 | 0 | 0 | 0 | 0 | 0 | 0 | 0 | 0 | 0 | 0 | 0 | 0 | 0 | 0 | 0 | 0 | 0
Commercial_Miscellaneous_New_Space Heating_Natural Gas_Boiler_E5_Codes & Standards Forecast | Commercial | Miscellaneous | New | Space Heating | Natural Gas | Boiler | E5 |  | Codes & Standards Forecast | 0 | 0 | 0 | 0 | 0 | 0 | 0 | 0 | 0 | 0 | 0 | 0 | 0 | 0 | 0 | 0 | 0 | 0 | 0 | 0 | 0 | 0 | 0 | 0 | 0 | 0 | 0 | 0 | 0 | 0 | 0 | 0 | 0
Commercial_Miscellaneous_New_Space Heating_Natural Gas_Boiler_E6_Codes & Standards Forecast | Commercial | Miscellaneous | New | Space Heating | Natural Gas | Boiler | E6 |  | Codes & Standards Forecast | 0 | 0 | 0 | 0 | 0 | 0 | 0 | 0 | 0 | 0 | 0 | 0 | 0 | 0 | 0 | 0 | 0 | 0 | 0 | 0 | 0 | 0 | 0 | 0 | 0 | 0 | 0 | 0 | 0 | 0 | 0 | 0 | 0
Commercial_Miscellaneous_New_Space Heating_Natural Gas_Boiler_E7_Codes & Standards Forecast | Commercial | Miscellaneous | New | Space Heating | Natural Gas | Boiler | E7 |  | Codes & Standards Forecast | 0 | 0 | 0 | 0 | 0 | 0 | 0 | 0 | 0 | 0 | 0 | 0 | 0 | 0 | 0 | 0 | 0 | 0 | 0 | 0 | 0 | 0 | 0 | 0 | 0 | 0 | 0 | 0 | 0 | 0 | 0 | 0 | 0
Commercial_Miscellaneous_New_Space Heating_Natural Gas_Boiler_E8_Codes & Standards Forecast | Commercial | Miscellaneous | New | Space Heating | Natural Gas | Boiler | E8 |  | Codes & Standards Forecast | 0 | 0 | 0 | 0 | 0 | 0 | 0 | 0 | 0 | 0 | 0 | 0 | 0 | 0 | 0 | 0 | 0 | 0 | 0 | 0 | 0 | 0 | 0 | 0 | 0 | 0 | 0 | 0 | 0 | 0 | 0 | 0 | 0
Commercial_Miscellaneous_New_Space Heating_Natural Gas_Boiler_E9_Codes & Standards Forecast | Commercial | Miscellaneous | New | Space Heating | Natural Gas | Boiler | E9 |  | Codes & Standards Forecast | 0 | 0 | 0 | 0 | 0 | 0 | 0 | 0 | 0 | 0 | 0 | 0 | 0 | 0 | 0 | 0 | 0 | 0 | 0 | 0 | 0 | 0 | 0 | 0 | 0 | 0 | 0 | 0 | 0 | 0 | 0 | 0 | 0
Commercial_Miscellaneous_New_Space Heating_Natural Gas_Boiler_E10_Codes & Standards Forecast | Commercial | Miscellaneous | New | Space Heating | Natural Gas | Boiler | E10 |  | Codes & Standards Forecast | 0 | 0 | 0 | 0 | 0 | 0 | 0 | 0 | 0 | 0 | 0 | 0 | 0 | 0 | 0 | 0 | 0 | 0 | 0 | 0 | 0 | 0 | 0 | 0 | 0 | 0 | 0 | 0 | 0 | 0 | 0 | 0 | 0
Commercial_Miscellaneous_New_Space Heating_Natural Gas_Unit Heater_E1_Codes & Standards Forecast | Commercial | Miscellaneous | New | Space Heating | Natural Gas | Unit Heater | E1 |  | Codes & Standards Forecast | 0 | 74.4348 | 359.0267 | 229.4432 | 295.9132 | 401.5867 | 375.3531 | 332.6796 | 299.2046 | 288.8943 | 285.1258 | 282.2932 | 296.7934 | 366.428 | 397.3126 | 434.4472 | 484.9482 | 539.1833 | 629.0484 | 585.591 | 600.5227 | 622.004 | 603.656 | 587.4957 | 590.8323 | 606.0771 | 627.4245 | 654.8578 | 692.2051 | 754.519 | 785.5306 | 814.9748 | 690.5605
Commercial_Miscellaneous_New_Space Heating_Natural Gas_Unit Heater_E2_Codes & Standards Forecast | Commercial | Miscellaneous | New | Space Heating | Natural Gas | Unit Heater | E2 |  | Codes & Standards Forecast | 0 | 0 | 0 | 0 | 0 | 0 | 0 | 0 | 0 | 0 | 0 | 0 | 0 | 0 | 0 | 0 | 0 | 0 | 0 | 0 | 0 | 0 | 0 | 0 | 0 | 0 | 0 | 0 | 0 | 0 | 0 | 0 | 0
Commercial_Miscellaneous_New_Space Heating_Natural Gas_Unit Heater_E3_Codes & Standards Forecast | Commercial | Miscellaneous | New | Space Heating | Natural Gas | Unit Heater | E3 |  | Codes & Standards Forecast | 0 | 0 | 0 | 0 | 0 | 0 | 0 | 0 | 0 | 0 | 0 | 0 | 0 | 0 | 0 | 0 | 0 | 0 | 0 | 0 | 0 | 0 | 0 | 0 | 0 | 0 | 0 | 0 | 0 | 0 | 0 | 0 | 0
Commercial_Miscellaneous_New_Space Heating_Natural Gas_Unit Heater_E4_Codes & Standards Forecast | Commercial | Miscellaneous | New | Space Heating | Natural Gas | Unit Heater | E4 |  | Codes & Standards Forecast | 0 | 0 | 0 | 0 | 0 | 0 | 0 | 0 | 0 | 0 | 0 | 0 | 0 | 0 | 0 | 0 | 0 | 0 | 0 | 0 | 0 | 0 | 0 | 0 | 0 | 0 | 0 | 0 | 0 | 0 | 0 | 0 | 0
Commercial_Miscellaneous_New_Space Heating_Natural Gas_Unit Heater_E5_Codes & Standards Forecast | Commercial | Miscellaneous | New | Space Heating | Natural Gas | Unit Heater | E5 |  | Codes & Standards Forecast | 0 | 0 | 0 | 0 | 0 | 0 | 0 | 0 | 0 | 0 | 0 | 0 | 0 | 0 | 0 | 0 | 0 | 0 | 0 | 0 | 0 | 0 | 0 | 0 | 0 | 0 | 0 | 0 | 0 | 0 | 0 | 0 | 0
Commercial_Miscellaneous_New_Space Heating_Natural Gas_Unit Heater_E6_Codes & Standards Forecast | Commercial | Miscellaneous | New | Space Heating | Natural Gas | Unit Heater | E6 |  | Codes & Standards Forecast | 0 | 0 | 0 | 0 | 0 | 0 | 0 | 0 | 0 | 0 | 0 | 0 | 0 | 0 | 0 | 0 | 0 | 0 | 0 | 0 | 0 | 0 | 0 | 0 | 0 | 0 | 0 | 0 | 0 | 0 | 0 | 0 | 0
Commercial_Miscellaneous_New_Space Heating_Natural Gas_Unit Heater_E7_Codes & Standards Forecast | Commercial | Miscellaneous | New | Space Heating | Natural Gas | Unit Heater | E7 |  | Codes & Standards Forecast | 0 | 0 | 0 | 0 | 0 | 0 | 0 | 0 | 0 | 0 | 0 | 0 | 0 | 0 | 0 | 0 | 0 | 0 | 0 | 0 | 0 | 0 | 0 | 0 | 0 | 0 | 0 | 0 | 0 | 0 | 0 | 0 | 0
Commercial_Miscellaneous_New_Space Heating_Natural Gas_Unit Heater_E8_Codes & Standards Forecast | Commercial | Miscellaneous | New | Space Heating | Natural Gas | Unit Heater | E8 |  | Codes & Standards Forecast | 0 | 0 | 0 | 0 | 0 | 0 | 0 | 0 | 0 | 0 | 0 | 0 | 0 | 0 | 0 | 0 | 0 | 0 | 0 | 0 | 0 | 0 | 0 | 0 | 0 | 0 | 0 | 0 | 0 | 0 | 0 | 0 | 0
Commercial_Miscellaneous_New_Space Heating_Natural Gas_Unit Heater_E9_Codes & Standards Forecast | Commercial | Miscellaneous | New | Space Heating | Natural Gas | Unit Heater | E9 |  | Codes & Standards Forecast | 0 | 0 | 0 | 0 | 0 | 0 | 0 | 0 | 0 | 0 | 0 | 0 | 0 | 0 | 0 | 0 | 0 | 0 | 0 | 0 | 0 | 0 | 0 | 0 | 0 | 0 | 0 | 0 | 0 | 0 | 0 | 0 | 0
Commercial_Miscellaneous_New_Space Heating_Natural Gas_Unit Heater_E10_Codes & Standards Forecast | Commercial | Miscellaneous | New | Space Heating | Natural Gas | Unit Heater | E10 |  | Codes & Standards Forecast | 0 | 0 | 0 | 0 | 0 | 0 | 0 | 0 | 0 | 0 | 0 | 0 | 0 | 0 | 0 | 0 | 0 | 0 | 0 | 0 | 0 | 0 | 0 | 0 | 0 | 0 | 0 | 0 | 0 | 0 | 0 | 0 | 0
Commercial_Miscellaneous_New_Water Heating_Natural Gas_Water Heater_E1_Codes & Standards Forecast | Commercial | Miscellaneous | New | Water Heating | Natural Gas | Water Heater | E1 |  | Codes & Standards Forecast | 0 | 9213.4995 | 44440.1296 | 28400.3553 | 36627.9742 | 49708.1772 | 46460.992 | 41178.8944 | 37035.3799 | 35759.1747 | 37135.4182 | 45304.2783 | 48864.0374 | 53495.5121 | 59952.1061 | 66775.8749 | 77955.4041 | 72577.723 | 74372.0218 | 77344.7653 | 77121.8543 | 77123.5908 | 78301.7482 | 81278.2801 | 85710.5022 | 93313.1912 | 97112.7695 | 100793.4543 | 104812.2206 | 108080.137 | 111837.894 | 110740.6051 | 93057.0834
Commercial_Miscellaneous_New_Water Heating_Natural Gas_Water Heater_E2_Codes & Standards Forecast | Commercial | Miscellaneous | New | Water Heating | Natural Gas | Water Heater | E2 |  | Codes & Standards Forecast | 0 | 0 | 0 | 0 | 0 | 0 | 0 | 0 | 0 | 0 | 0 | 0 | 0 | 0 | 0 | 0 | 0 | 0 | 0 | 0 | 0 | 0 | 0 | 0 | 0 | 0 | 0 | 0 | 0 | 0 | 0 | 0 | 0
Commercial_Miscellaneous_New_Water Heating_Natural Gas_Water Heater_E3_Codes & Standards Forecast | Commercial | Miscellaneous | New | Water Heating | Natural Gas | Water Heater | E3 |  | Codes & Standards Forecast | 0 | 0 | 0 | 0 | 0 | 0 | 0 | 0 | 0 | 0 | 0 | 0 | 0 | 0 | 0 | 0 | 0 | 0 | 0 | 0 | 0 | 0 | 0 | 0 | 0 | 0 | 0 | 0 | 0 | 0 | 0 | 0 | 0
Commercial_Miscellaneous_New_Water Heating_Natural Gas_Water Heater_E4_Codes & Standards Forecast | Commercial | Miscellaneous | New | Water Heating | Natural Gas | Water Heater | E4 |  | Codes & Standards Forecast | 0 | 0 | 0 | 0 | 0 | 0 | 0 | 0 | 0 | 0 | 0 | 0 | 0 | 0 | 0 | 0 | 0 | 0 | 0 | 0 | 0 | 0 | 0 | 0 | 0 | 0 | 0 | 0 | 0 | 0 | 0 | 0 | 0
Commercial_Miscellaneous_New_Water Heating_Natural Gas_Water Heater_E5_Codes & Standards Forecast | Commercial | Miscellaneous | New | Water Heating | Natural Gas | Water Heater | E5 |  | Codes & Standards Forecast | 0 | 0 | 0 | 0 | 0 | 0 | 0 | 0 | 0 | 0 | 0 | 0 | 0 | 0 | 0 | 0 | 0 | 0 | 0 | 0 | 0 | 0 | 0 | 0 | 0 | 0 | 0 | 0 | 0 | 0 | 0 | 0 | 0
Commercial_Miscellaneous_New_Water Heating_Natural Gas_Water Heater_E6_Codes & Standards Forecast | Commercial | Miscellaneous | New | Water Heating | Natural Gas | Water Heater | E6 |  | Codes & Standards Forecast | 0 | 0 | 0 | 0 | 0 | 0 | 0 | 0 | 0 | 0 | 0 | 0 | 0 | 0 | 0 | 0 | 0 | 0 | 0 | 0 | 0 | 0 | 0 | 0 | 0 | 0 | 0 | 0 | 0 | 0 | 0 | 0 | 0
Commercial_Miscellaneous_New_Water Heating_Natural Gas_Water Heater_E7_Codes & Standards Forecast | Commercial | Miscellaneous | New | Water Heating | Natural Gas | Water Heater | E7 |  | Codes & Standards Forecast | 0 | 0 | 0 | 0 | 0 | 0 | 0 | 0 | 0 | 0 | 0 | 0 | 0 | 0 | 0 | 0 | 0 | 0 | 0 | 0 | 0 | 0 | 0 | 0 | 0 | 0 | 0 | 0 | 0 | 0 | 0 | 0 | 0
Commercial_Miscellaneous_New_Water Heating_Natural Gas_Water Heater_E8_Codes & Standards Forecast | Commercial | Miscellaneous | New | Water Heating | Natural Gas | Water Heater | E8 |  | Codes & Standards Forecast | 0 | 0 | 0 | 0 | 0 | 0 | 0 | 0 | 0 | 0 | 0 | 0 | 0 | 0 | 0 | 0 | 0 | 0 | 0 | 0 | 0 | 0 | 0 | 0 | 0 | 0 | 0 | 0 | 0 | 0 | 0 | 0 | 0
Commercial_Miscellaneous_New_Water Heating_Natural Gas_Water Heater_E9_Codes & Standards Forecast | Commercial | Miscellaneous | New | Water Heating | Natural Gas | Water Heater | E9 |  | Codes & Standards Forecast | 0 | 0 | 0 | 0 | 0 | 0 | 0 | 0 | 0 | 0 | 0 | 0 | 0 | 0 | 0 | 0 | 0 | 0 | 0 | 0 | 0 | 0 | 0 | 0 | 0 | 0 | 0 | 0 | 0 | 0 | 0 | 0 | 0
Commercial_Miscellaneous_New_Water Heating_Natural Gas_Water Heater_E10_Codes & Standards Forecast | Commercial | Miscellaneous | New | Water Heating | Natural Gas | Water Heater | E10 |  | Codes & Standards Forecast | 0 | 0 | 0 | 0 | 0 | 0 | 0 | 0 | 0 | 0 | 0 | 0 | 0 | 0 | 0 | 0 | 0 | 0 | 0 | 0 | 0 | 0 | 0 | 0 | 0 | 0 | 0 | 0 | 0 | 0 | 0 | 0 | 0
Commercial_Miscellaneous_New_Food Preparation_Natural Gas_Oven_E1_Codes & Standards Forecast | Commercial | Miscellaneous | New | Food Preparation | Natural Gas | Oven | E1 |  | Codes & Standards Forecast | 0 | 5157.9408 | 24878.6642 | 15899.2089 | 20505.2299 | 27827.8453 | 26009.9922 | 23052.9455 | 20733.3055 | 20018.8548 | 19757.7212 | 19561.4323 | 20566.219 | 25391.5292 | 27531.6718 | 30104.9024 | 33604.3561 | 37362.5651 | 43589.7453 | 40578.3724 | 41613.0666 | 43101.6038 | 41830.1856 | 40710.3592 | 40941.5688 | 41997.9513 | 43477.216 | 45378.1993 | 47966.1687 | 52284.1978 | 54433.1401 | 56473.4626 | 47852.21
Commercial_Miscellaneous_New_Food Preparation_Natural Gas_Oven_E2_Codes & Standards Forecast | Commercial | Miscellaneous | New | Food Preparation | Natural Gas | Oven | E2 |  | Codes & Standards Forecast | 0 | 0 | 0 | 0 | 0 | 0 | 0 | 0 | 0 | 0 | 0 | 0 | 0 | 0 | 0 | 0 | 0 | 0 | 0 | 0 | 0 | 0 | 0 | 0 | 0 | 0 | 0 | 0 | 0 | 0 | 0 | 0 | 0
Commercial_Miscellaneous_New_Food Preparation_Natural Gas_Oven_E3_Codes & Standards Forecast | Commercial | Miscellaneous | New | Food Preparation | Natural Gas | Oven | E3 |  | Codes & Standards Forecast | 0 | 0 | 0 | 0 | 0 | 0 | 0 | 0 | 0 | 0 | 0 | 0 | 0 | 0 | 0 | 0 | 0 | 0 | 0 | 0 | 0 | 0 | 0 | 0 | 0 | 0 | 0 | 0 | 0 | 0 | 0 | 0 | 0
Commercial_Miscellaneous_New_Food Preparation_Natural Gas_Oven_E4_Codes & Standards Forecast | Commercial | Miscellaneous | New | Food Preparation | Natural Gas | Oven | E4 |  | Codes & Standards Forecast | 0 | 0 | 0 | 0 | 0 | 0 | 0 | 0 | 0 | 0 | 0 | 0 | 0 | 0 | 0 | 0 | 0 | 0 | 0 | 0 | 0 | 0 | 0 | 0 | 0 | 0 | 0 | 0 | 0 | 0 | 0 | 0 | 0
Commercial_Miscellaneous_New_Food Preparation_Natural Gas_Oven_E5_Codes & Standards Forecast | Commercial | Miscellaneous | New | Food Preparation | Natural Gas | Oven | E5 |  | Codes & Standards Forecast | 0 | 0 | 0 | 0 | 0 | 0 | 0 | 0 | 0 | 0 | 0 | 0 | 0 | 0 | 0 | 0 | 0 | 0 | 0 | 0 | 0 | 0 | 0 | 0 | 0 | 0 | 0 | 0 | 0 | 0 | 0 | 0 | 0
Commercial_Miscellaneous_New_Food Preparation_Natural Gas_Oven_E6_Codes & Standards Forecast | Commercial | Miscellaneous | New | Food Preparation | Natural Gas | Oven | E6 |  | Codes & Standards Forecast | 0 | 0 | 0 | 0 | 0 | 0 | 0 | 0 | 0 | 0 | 0 | 0 | 0 | 0 | 0 | 0 | 0 | 0 | 0 | 0 | 0 | 0 | 0 | 0 | 0 | 0 | 0 | 0 | 0 | 0 | 0 | 0 | 0
Commercial_Miscellaneous_New_Food Preparation_Natural Gas_Oven_E7_Codes & Standards Forecast | Commercial | Miscellaneous | New | Food Preparation | Natural Gas | Oven | E7 |  | Codes & Standards Forecast | 0 | 0 | 0 | 0 | 0 | 0 | 0 | 0 | 0 | 0 | 0 | 0 | 0 | 0 | 0 | 0 | 0 | 0 | 0 | 0 | 0 | 0 | 0 | 0 | 0 | 0 | 0 | 0 | 0 | 0 | 0 | 0 | 0
Commercial_Miscellaneous_New_Food Preparation_Natural Gas_Oven_E8_Codes & Standards Forecast | Commercial | Miscellaneous | New | Food Preparation | Natural Gas | Oven | E8 |  | Codes & Standards Forecast | 0 | 0 | 0 | 0 | 0 | 0 | 0 | 0 | 0 | 0 | 0 | 0 | 0 | 0 | 0 | 0 | 0 | 0 | 0 | 0 | 0 | 0 | 0 | 0 | 0 | 0 | 0 | 0 | 0 | 0 | 0 | 0 | 0
Commercial_Miscellaneous_New_Food Preparation_Natural Gas_Oven_E9_Codes & Standards Forecast | Commercial | Miscellaneous | New | Food Preparation | Natural Gas | Oven | E9 |  | Codes & Standards Forecast | 0 | 0 | 0 | 0 | 0 | 0 | 0 | 0 | 0 | 0 | 0 | 0 | 0 | 0 | 0 | 0 | 0 | 0 | 0 | 0 | 0 | 0 | 0 | 0 | 0 | 0 | 0 | 0 | 0 | 0 | 0 | 0 | 0
Commercial_Miscellaneous_New_Food Preparation_Natural Gas_Oven_E10_Codes & Standards Forecast | Commercial | Miscellaneous | New | Food Preparation | Natural Gas | Oven | E10 |  | Codes & Standards Forecast | 0 | 0 | 0 | 0 | 0 | 0 | 0 | 0 | 0 | 0 | 0 | 0 | 0 | 0 | 0 | 0 | 0 | 0 | 0 | 0 | 0 | 0 | 0 | 0 | 0 | 0 | 0 | 0 | 0 | 0 | 0 | 0 | 0
Commercial_Miscellaneous_New_Food Preparation_Natural Gas_Conveyor Oven_E1_Codes & Standards Forecast | Commercial | Miscellaneous | New | Food Preparation | Natural Gas | Conveyor Oven | E1 |  | Codes & Standards Forecast | 0 | 2578.9704 | 12439.3321 | 7949.6045 | 10252.6149 | 13913.9227 | 13004.9961 | 11526.4728 | 10366.6527 | 10009.4274 | 9878.8606 | 9780.7162 | 9767.3154 | 9795.2629 | 9855.5136 | 9873.6704 | 9876.3689 | 10379.3685 | 12751.0786 | 13747.6965 | 15018.2586 | 16767.4048 | 18647.5624 | 21762.2486 | 20257.7019 | 20774.5928 | 21518.4007 | 20896.0998 | 20246.6056 | 19816.491 | 19695.192 | 19661.5505 | 14246.6654
Commercial_Miscellaneous_New_Food Preparation_Natural Gas_Conveyor Oven_E2_Codes & Standards Forecast | Commercial | Miscellaneous | New | Food Preparation | Natural Gas | Conveyor Oven | E2 |  | Codes & Standards Forecast | 0 | 0 | 0 | 0 | 0 | 0 | 0 | 0 | 0 | 0 | 0 | 0 | 0 | 0 | 0 | 0 | 0 | 0 | 0 | 0 | 0 | 0 | 0 | 0 | 0 | 0 | 0 | 0 | 0 | 0 | 0 | 0 | 0
Commercial_Miscellaneous_New_Food Preparation_Natural Gas_Conveyor Oven_E3_Codes & Standards Forecast | Commercial | Miscellaneous | New | Food Preparation | Natural Gas | Conveyor Oven | E3 |  | Codes & Standards Forecast | 0 | 0 | 0 | 0 | 0 | 0 | 0 | 0 | 0 | 0 | 0 | 0 | 0 | 0 | 0 | 0 | 0 | 0 | 0 | 0 | 0 | 0 | 0 | 0 | 0 | 0 | 0 | 0 | 0 | 0 | 0 | 0 | 0
Commercial_Miscellaneous_New_Food Preparation_Natural Gas_Conveyor Oven_E4_Codes & Standards Forecast | Commercial | Miscellaneous | New | Food Preparation | Natural Gas | Conveyor Oven | E4 |  | Codes & Standards Forecast | 0 | 0 | 0 | 0 | 0 | 0 | 0 | 0 | 0 | 0 | 0 | 0 | 0 | 0 | 0 | 0 | 0 | 0 | 0 | 0 | 0 | 0 | 0 | 0 | 0 | 0 | 0 | 0 | 0 | 0 | 0 | 0 | 0
Commercial_Miscellaneous_New_Food Preparation_Natural Gas_Conveyor Oven_E5_Codes & Standards Forecast | Commercial | Miscellaneous | New | Food Preparation | Natural Gas | Conveyor Oven | E5 |  | Codes & Standards Forecast | 0 | 0 | 0 | 0 | 0 | 0 | 0 | 0 | 0 | 0 | 0 | 0 | 0 | 0 | 0 | 0 | 0 | 0 | 0 | 0 | 0 | 0 | 0 | 0 | 0 | 0 | 0 | 0 | 0 | 0 | 0 | 0 | 0
Commercial_Miscellaneous_New_Food Preparation_Natural Gas_Conveyor Oven_E6_Codes & Standards Forecast | Commercial | Miscellaneous | New | Food Preparation | Natural Gas | Conveyor Oven | E6 |  | Codes & Standards Forecast | 0 | 0 | 0 | 0 | 0 | 0 | 0 | 0 | 0 | 0 | 0 | 0 | 0 | 0 | 0 | 0 | 0 | 0 | 0 | 0 | 0 | 0 | 0 | 0 | 0 | 0 | 0 | 0 | 0 | 0 | 0 | 0 | 0
Commercial_Miscellaneous_New_Food Preparation_Natural Gas_Conveyor Oven_E7_Codes & Standards Forecast | Commercial | Miscellaneous | New | Food Preparation | Natural Gas | Conveyor Oven | E7 |  | Codes & Standards Forecast | 0 | 0 | 0 | 0 | 0 | 0 | 0 | 0 | 0 | 0 | 0 | 0 | 0 | 0 | 0 | 0 | 0 | 0 | 0 | 0 | 0 | 0 | 0 | 0 | 0 | 0 | 0 | 0 | 0 | 0 | 0 | 0 | 0
Commercial_Miscellaneous_New_Food Preparation_Natural Gas_Conveyor Oven_E8_Codes & Standards Forecast | Commercial | Miscellaneous | New | Food Preparation | Natural Gas | Conveyor Oven | E8 |  | Codes & Standards Forecast | 0 | 0 | 0 | 0 | 0 | 0 | 0 | 0 | 0 | 0 | 0 | 0 | 0 | 0 | 0 | 0 | 0 | 0 | 0 | 0 | 0 | 0 | 0 | 0 | 0 | 0 | 0 | 0 | 0 | 0 | 0 | 0 | 0
Commercial_Miscellaneous_New_Food Preparation_Natural Gas_Conveyor Oven_E9_Codes & Standards Forecast | Commercial | Miscellaneous | New | Food Preparation | Natural Gas | Conveyor Oven | E9 |  | Codes & Standards Forecast | 0 | 0 | 0 | 0 | 0 | 0 | 0 | 0 | 0 | 0 | 0 | 0 | 0 | 0 | 0 | 0 | 0 | 0 | 0 | 0 | 0 | 0 | 0 | 0 | 0 | 0 | 0 | 0 | 0 | 0 | 0 | 0 | 0
Commercial_Miscellaneous_New_Food Preparation_Natural Gas_Conveyor Oven_E10_Codes & Standards Forecast | Commercial | Miscellaneous | New | Food Preparation | Natural Gas | Conveyor Oven | E10 |  | Codes & Standards Forecast | 0 | 0 | 0 | 0 | 0 | 0 | 0 | 0 | 0 | 0 | 0 | 0 | 0 | 0 | 0 | 0 | 0 | 0 | 0 | 0 | 0 | 0 | 0 | 0 | 0 | 0 | 0 | 0 | 0 | 0 | 0 | 0 | 0
Commercial_Miscellaneous_New_Food Preparation_Natural Gas_Double Rack Oven_E1_Codes & Standards Forecast | Commercial | Miscellaneous | New | Food Preparation | Natural Gas | Double Rack Oven | E1 |  | Codes & Standards Forecast | 0 | 2578.9704 | 12439.3321 | 7949.6045 | 10252.6149 | 13913.9227 | 13004.9961 | 11526.4728 | 10366.6527 | 10009.4274 | 9878.8606 | 9780.7162 | 10283.1095 | 12695.7646 | 13765.8359 | 15052.4512 | 16802.178 | 18681.2825 | 21794.8727 | 20289.1862 | 20806.5333 | 21550.8019 | 20915.0928 | 20355.1796 | 20470.7844 | 20998.9756 | 21738.608 | 22689.0996 | 23983.0843 | 26142.0989 | 27216.5701 | 28236.7313 | 23926.105
Commercial_Miscellaneous_New_Food Preparation_Natural Gas_Double Rack Oven_E2_Codes & Standards Forecast | Commercial | Miscellaneous | New | Food Preparation | Natural Gas | Double Rack Oven | E2 |  | Codes & Standards Forecast | 0 | 0 | 0 | 0 | 0 | 0 | 0 | 0 | 0 | 0 | 0 | 0 | 0 | 0 | 0 | 0 | 0 | 0 | 0 | 0 | 0 | 0 | 0 | 0 | 0 | 0 | 0 | 0 | 0 | 0 | 0 | 0 | 0
Commercial_Miscellaneous_New_Food Preparation_Natural Gas_Double Rack Oven_E3_Codes & Standards Forecast | Commercial | Miscellaneous | New | Food Preparation | Natural Gas | Double Rack Oven | E3 |  | Codes & Standards Forecast | 0 | 0 | 0 | 0 | 0 | 0 | 0 | 0 | 0 | 0 | 0 | 0 | 0 | 0 | 0 | 0 | 0 | 0 | 0 | 0 | 0 | 0 | 0 | 0 | 0 | 0 | 0 | 0 | 0 | 0 | 0 | 0 | 0
Commercial_Miscellaneous_New_Food Preparation_Natural Gas_Double Rack Oven_E4_Codes & Standards Forecast | Commercial | Miscellaneous | New | Food Preparation | Natural Gas | Double Rack Oven | E4 |  | Codes & Standards Forecast | 0 | 0 | 0 | 0 | 0 | 0 | 0 | 0 | 0 | 0 | 0 | 0 | 0 | 0 | 0 | 0 | 0 | 0 | 0 | 0 | 0 | 0 | 0 | 0 | 0 | 0 | 0 | 0 | 0 | 0 | 0 | 0 | 0
Commercial_Miscellaneous_New_Food Preparation_Natural Gas_Double Rack Oven_E5_Codes & Standards Forecast | Commercial | Miscellaneous | New | Food Preparation | Natural Gas | Double Rack Oven | E5 |  | Codes & Standards Forecast | 0 | 0 | 0 | 0 | 0 | 0 | 0 | 0 | 0 | 0 | 0 | 0 | 0 | 0 | 0 | 0 | 0 | 0 | 0 | 0 | 0 | 0 | 0 | 0 | 0 | 0 | 0 | 0 | 0 | 0 | 0 | 0 | 0
Commercial_Miscellaneous_New_Food Preparation_Natural Gas_Double Rack Oven_E6_Codes & Standards Forecast | Commercial | Miscellaneous | New | Food Preparation | Natural Gas | Double Rack Oven | E6 |  | Codes & Standards Forecast | 0 | 0 | 0 | 0 | 0 | 0 | 0 | 0 | 0 | 0 | 0 | 0 | 0 | 0 | 0 | 0 | 0 | 0 | 0 | 0 | 0 | 0 | 0 | 0 | 0 | 0 | 0 | 0 | 0 | 0 | 0 | 0 | 0
Commercial_Miscellaneous_New_Food Preparation_Natural Gas_Double Rack Oven_E7_Codes & Standards Forecast | Commercial | Miscellaneous | New | Food Preparation | Natural Gas | Double Rack Oven | E7 |  | Codes & Standards Forecast | 0 | 0 | 0 | 0 | 0 | 0 | 0 | 0 | 0 | 0 | 0 | 0 | 0 | 0 | 0 | 0 | 0 | 0 | 0 | 0 | 0 | 0 | 0 | 0 | 0 | 0 | 0 | 0 | 0 | 0 | 0 | 0 | 0
Commercial_Miscellaneous_New_Food Preparation_Natural Gas_Double Rack Oven_E8_Codes & Standards Forecast | Commercial | Miscellaneous | New | Food Preparation | Natural Gas | Double Rack Oven | E8 |  | Codes & Standards Forecast | 0 | 0 | 0 | 0 | 0 | 0 | 0 | 0 | 0 | 0 | 0 | 0 | 0 | 0 | 0 | 0 | 0 | 0 | 0 | 0 | 0 | 0 | 0 | 0 | 0 | 0 | 0 | 0 | 0 | 0 | 0 | 0 | 0
Commercial_Miscellaneous_New_Food Preparation_Natural Gas_Double Rack Oven_E9_Codes & Standards Forecast | Commercial | Miscellaneous | New | Food Preparation | Natural Gas | Double Rack Oven | E9 |  | Codes & Standards Forecast | 0 | 0 | 0 | 0 | 0 | 0 | 0 | 0 | 0 | 0 | 0 | 0 | 0 | 0 | 0 | 0 | 0 | 0 | 0 | 0 | 0 | 0 | 0 | 0 | 0 | 0 | 0 | 0 | 0 | 0 | 0 | 0 | 0
Commercial_Miscellaneous_New_Food Preparation_Natural Gas_Double Rack Oven_E10_Codes & Standards Forecast | Commercial | Miscellaneous | New | Food Preparation | Natural Gas | Double Rack Oven | E10 |  | Codes & Standards Forecast | 0 | 0 | 0 | 0 | 0 | 0 | 0 | 0 | 0 | 0 | 0 | 0 | 0 | 0 | 0 | 0 | 0 | 0 | 0 | 0 | 0 | 0 | 0 | 0 | 0 | 0 | 0 | 0 | 0 | 0 | 0 | 0 | 0
Commercial_Miscellaneous_New_Food Preparation_Natural Gas_Fryer_E1_Codes & Standards Forecast | Commercial | Miscellaneous | New | Food Preparation | Natural Gas | Fryer | E1 |  | Codes & Standards Forecast | 0 | 442.9107 | 2136.3227 | 0 | 0 | 0 | 0 | 0 | 0 | 0 | 0 | 0 | 0 | 0 | 0 | 0 | 0 | 0 | 0 | 0 | 0 | 0 | 0 | 0 | 0 | 0 | 0 | 0 | 0 | 0 | 0 | 0 | 0
Commercial_Miscellaneous_New_Food Preparation_Natural Gas_Fryer_E2_Codes & Standards Forecast | Commercial | Miscellaneous | New | Food Preparation | Natural Gas | Fryer | E2 |  | Codes & Standards Forecast | 0 | 0 | 0 | 1365.2598 | 1760.7773 | 2389.5679 | 2344.1971 | 2596.6752 | 2584.5218 | 2762.3266 | 3181.5713 | 3781.3744 | 3719.8547 | 3954.0374 | 4236.2301 | 4388.0618 | 4720.692 | 4889.4416 | 5119.0432 | 5418.4941 | 5725.9494 | 5882.8562 | 6110.606 | 6349.6802 | 6572.3745 | 6861.0002 | 7077.8788 | 7311.9885 | 7563.9882 | 7810.6346 | 8032.1241 | 8269.3468 | 7581.6141
Commercial_Miscellaneous_New_Food Preparation_Natural Gas_Fryer_E3_Codes & Standards Forecast | Commercial | Miscellaneous | New | Food Preparation | Natural Gas | Fryer | E3 |  | Codes & Standards Forecast | 0 | 0 | 0 | 0 | 0 | 0 | 0 | 0 | 0 | 0 | 0 | 0 | 0 | 0 | 0 | 0 | 0 | 0 | 0 | 0 | 0 | 0 | 0 | 0 | 0 | 0 | 0 | 0 | 0 | 0 | 0 | 0 | 0
Commercial_Miscellaneous_New_Food Preparation_Natural Gas_Fryer_E4_Codes & Standards Forecast | Commercial | Miscellaneous | New | Food Preparation | Natural Gas | Fryer | E4 |  | Codes & Standards Forecast | 0 | 0 | 0 | 0 | 0 | 0 | 0 | 0 | 0 | 0 | 0 | 0 | 0 | 0 | 0 | 0 | 0 | 0 | 0 | 0 | 0 | 0 | 0 | 0 | 0 | 0 | 0 | 0 | 0 | 0 | 0 | 0 | 0
Commercial_Miscellaneous_New_Food Preparation_Natural Gas_Fryer_E5_Codes & Standards Forecast | Commercial | Miscellaneous | New | Food Preparation | Natural Gas | Fryer | E5 |  | Codes & Standards Forecast | 0 | 0 | 0 | 0 | 0 | 0 | 0 | 0 | 0 | 0 | 0 | 0 | 0 | 0 | 0 | 0 | 0 | 0 | 0 | 0 | 0 | 0 | 0 | 0 | 0 | 0 | 0 | 0 | 0 | 0 | 0 | 0 | 0
Commercial_Miscellaneous_New_Food Preparation_Natural Gas_Fryer_E6_Codes & Standards Forecast | Commercial | Miscellaneous | New | Food Preparation | Natural Gas | Fryer | E6 |  | Codes & Standards Forecast | 0 | 0 | 0 | 0 | 0 | 0 | 0 | 0 | 0 | 0 | 0 | 0 | 0 | 0 | 0 | 0 | 0 | 0 | 0 | 0 | 0 | 0 | 0 | 0 | 0 | 0 | 0 | 0 | 0 | 0 | 0 | 0 | 0
Commercial_Miscellaneous_New_Food Preparation_Natural Gas_Fryer_E7_Codes & Standards Forecast | Commercial | Miscellaneous | New | Food Preparation | Natural Gas | Fryer | E7 |  | Codes & Standards Forecast | 0 | 0 | 0 | 0 | 0 | 0 | 0 | 0 | 0 | 0 | 0 | 0 | 0 | 0 | 0 | 0 | 0 | 0 | 0 | 0 | 0 | 0 | 0 | 0 | 0 | 0 | 0 | 0 | 0 | 0 | 0 | 0 | 0
Commercial_Miscellaneous_New_Food Preparation_Natural Gas_Fryer_E8_Codes & Standards Forecast | Commercial | Miscellaneous | New | Food Preparation | Natural Gas | Fryer | E8 |  | Codes & Standards Forecast | 0 | 0 | 0 | 0 | 0 | 0 | 0 | 0 | 0 | 0 | 0 | 0 | 0 | 0 | 0 | 0 | 0 | 0 | 0 | 0 | 0 | 0 | 0 | 0 | 0 | 0 | 0 | 0 | 0 | 0 | 0 | 0 | 0
Commercial_Miscellaneous_New_Food Preparation_Natural Gas_Fryer_E9_Codes & Standards Forecast | Commercial | Miscellaneous | New | Food Preparation | Natural Gas | Fryer | E9 |  | Codes & Standards Forecast | 0 | 0 | 0 | 0 | 0 | 0 | 0 | 0 | 0 | 0 | 0 | 0 | 0 | 0 | 0 | 0 | 0 | 0 | 0 | 0 | 0 | 0 | 0 | 0 | 0 | 0 | 0 | 0 | 0 | 0 | 0 | 0 | 0
Commercial_Miscellaneous_New_Food Preparation_Natural Gas_Fryer_E10_Codes & Standards Forecast | Commercial | Miscellaneous | New | Food Preparation | Natural Gas | Fryer | E10 |  | Codes & Standards Forecast | 0 | 0 | 0 | 0 | 0 | 0 | 0 | 0 | 0 | 0 | 0 | 0 | 0 | 0 | 0 | 0 | 0 | 0 | 0 | 0 | 0 | 0 | 0 | 0 | 0 | 0 | 0 | 0 | 0 | 0 | 0 | 0 | 0
Commercial_Miscellaneous_New_Food Preparation_Natural Gas_Broiler_E1_Codes & Standards Forecast | Commercial | Miscellaneous | New | Food Preparation | Natural Gas | Broiler | E1 |  | Codes & Standards Forecast | 0 | 5048.1974 | 24349.331 | 15560.9279 | 20068.9484 | 27235.7635 | 25456.5881 | 22562.4573 | 20292.1713 | 19592.9217 | 19337.3441 | 19145.2316 | 20128.6399 | 24851.2839 | 26945.8915 | 29464.3726 | 32889.3698 | 36567.6169 | 42662.3039 | 39715.0028 | 40727.6822 | 42184.5484 | 40940.1817 | 39844.1814 | 40070.4716 | 41104.3779 | 42552.1688 | 44412.7057 | 46945.6119 | 51171.768 | 53274.9882 | 55271.8995 | 46834.0779
Commercial_Miscellaneous_New_Food Preparation_Natural Gas_Broiler_E2_Codes & Standards Forecast | Commercial | Miscellaneous | New | Food Preparation | Natural Gas | Broiler | E2 |  | Codes & Standards Forecast | 0 | 0 | 0 | 0 | 0 | 0 | 0 | 0 | 0 | 0 | 0 | 0 | 0 | 0 | 0 | 0 | 0 | 0 | 0 | 0 | 0 | 0 | 0 | 0 | 0 | 0 | 0 | 0 | 0 | 0 | 0 | 0 | 0
Commercial_Miscellaneous_New_Food Preparation_Natural Gas_Broiler_E3_Codes & Standards Forecast | Commercial | Miscellaneous | New | Food Preparation | Natural Gas | Broiler | E3 |  | Codes & Standards Forecast | 0 | 0 | 0 | 0 | 0 | 0 | 0 | 0 | 0 | 0 | 0 | 0 | 0 | 0 | 0 | 0 | 0 | 0 | 0 | 0 | 0 | 0 | 0 | 0 | 0 | 0 | 0 | 0 | 0 | 0 | 0 | 0 | 0
Commercial_Miscellaneous_New_Food Preparation_Natural Gas_Broiler_E4_Codes & Standards Forecast | Commercial | Miscellaneous | New | Food Preparation | Natural Gas | Broiler | E4 |  | Codes & Standards Forecast | 0 | 0 | 0 | 0 | 0 | 0 | 0 | 0 | 0 | 0 | 0 | 0 | 0 | 0 | 0 | 0 | 0 | 0 | 0 | 0 | 0 | 0 | 0 | 0 | 0 | 0 | 0 | 0 | 0 | 0 | 0 | 0 | 0
Commercial_Miscellaneous_New_Food Preparation_Natural Gas_Broiler_E5_Codes & Standards Forecast | Commercial | Miscellaneous | New | Food Preparation | Natural Gas | Broiler | E5 |  | Codes & Standards Forecast | 0 | 0 | 0 | 0 | 0 | 0 | 0 | 0 | 0 | 0 | 0 | 0 | 0 | 0 | 0 | 0 | 0 | 0 | 0 | 0 | 0 | 0 | 0 | 0 | 0 | 0 | 0 | 0 | 0 | 0 | 0 | 0 | 0
Commercial_Miscellaneous_New_Food Preparation_Natural Gas_Broiler_E6_Codes & Standards Forecast | Commercial | Miscellaneous | New | Food Preparation | Natural Gas | Broiler | E6 |  | Codes & Standards Forecast | 0 | 0 | 0 | 0 | 0 | 0 | 0 | 0 | 0 | 0 | 0 | 0 | 0 | 0 | 0 | 0 | 0 | 0 | 0 | 0 | 0 | 0 | 0 | 0 | 0 | 0 | 0 | 0 | 0 | 0 | 0 | 0 | 0
Commercial_Miscellaneous_New_Food Preparation_Natural Gas_Broiler_E7_Codes & Standards Forecast | Commercial | Miscellaneous | New | Food Preparation | Natural Gas | Broiler | E7 |  | Codes & Standards Forecast | 0 | 0 | 0 | 0 | 0 | 0 | 0 | 0 | 0 | 0 | 0 | 0 | 0 | 0 | 0 | 0 | 0 | 0 | 0 | 0 | 0 | 0 | 0 | 0 | 0 | 0 | 0 | 0 | 0 | 0 | 0 | 0 | 0
Commercial_Miscellaneous_New_Food Preparation_Natural Gas_Broiler_E8_Codes & Standards Forecast | Commercial | Miscellaneous | New | Food Preparation | Natural Gas | Broiler | E8 |  | Codes & Standards Forecast | 0 | 0 | 0 | 0 | 0 | 0 | 0 | 0 | 0 | 0 | 0 | 0 | 0 | 0 | 0 | 0 | 0 | 0 | 0 | 0 | 0 | 0 | 0 | 0 | 0 | 0 | 0 | 0 | 0 | 0 | 0 | 0 | 0
Commercial_Miscellaneous_New_Food Preparation_Natural Gas_Broiler_E9_Codes & Standards Forecast | Commercial | Miscellaneous | New | Food Preparation | Natural Gas | Broiler | E9 |  | Codes & Standards Forecast | 0 | 0 | 0 | 0 | 0 | 0 | 0 | 0 | 0 | 0 | 0 | 0 | 0 | 0 | 0 | 0 | 0 | 0 | 0 | 0 | 0 | 0 | 0 | 0 | 0 | 0 | 0 | 0 | 0 | 0 | 0 | 0 | 0
Commercial_Miscellaneous_New_Food Preparation_Natural Gas_Broiler_E10_Codes & Standards Forecast | Commercial | Miscellaneous | New | Food Preparation | Natural Gas | Broiler | E10 |  | Codes & Standards Forecast | 0 | 0 | 0 | 0 | 0 | 0 | 0 | 0 | 0 | 0 | 0 | 0 | 0 | 0 | 0 | 0 | 0 | 0 | 0 | 0 | 0 | 0 | 0 | 0 | 0 | 0 | 0 | 0 | 0 | 0 | 0 | 0 | 0
Commercial_Miscellaneous_New_Food Preparation_Natural Gas_Griddle_E1_Codes & Standards Forecast | Commercial | Miscellaneous | New | Food Preparation | Natural Gas | Griddle | E1 |  | Codes & Standards Forecast | 0 | 5599.3752 | 27007.8658 | 17259.9178 | 22260.1379 | 30209.448 | 28236.0167 | 25025.8958 | 22507.733 | 21732.1372 | 21448.6548 | 21235.5669 | 22326.3467 | 27564.6235 | 29887.9269 | 32681.3834 | 36480.3323 | 40560.1818 | 47320.3055 | 44051.209 | 45174.4559 | 46790.3872 | 45410.1567 | 44194.4917 | 44445.489 | 45592.2803 | 47198.1455 | 49261.8215 | 52071.2783 | 56758.8591 | 59091.7153 | 61306.6556 | 51947.5666
Commercial_Miscellaneous_New_Food Preparation_Natural Gas_Griddle_E2_Codes & Standards Forecast | Commercial | Miscellaneous | New | Food Preparation | Natural Gas | Griddle | E2 |  | Codes & Standards Forecast | 0 | 0 | 0 | 0 | 0 | 0 | 0 | 0 | 0 | 0 | 0 | 0 | 0 | 0 | 0 | 0 | 0 | 0 | 0 | 0 | 0 | 0 | 0 | 0 | 0 | 0 | 0 | 0 | 0 | 0 | 0 | 0 | 0
Commercial_Miscellaneous_New_Food Preparation_Natural Gas_Griddle_E3_Codes & Standards Forecast | Commercial | Miscellaneous | New | Food Preparation | Natural Gas | Griddle | E3 |  | Codes & Standards Forecast | 0 | 0 | 0 | 0 | 0 | 0 | 0 | 0 | 0 | 0 | 0 | 0 | 0 | 0 | 0 | 0 | 0 | 0 | 0 | 0 | 0 | 0 | 0 | 0 | 0 | 0 | 0 | 0 | 0 | 0 | 0 | 0 | 0
Commercial_Miscellaneous_New_Food Preparation_Natural Gas_Griddle_E4_Codes & Standards Forecast | Commercial | Miscellaneous | New | Food Preparation | Natural Gas | Griddle | E4 |  | Codes & Standards Forecast | 0 | 0 | 0 | 0 | 0 | 0 | 0 | 0 | 0 | 0 | 0 | 0 | 0 | 0 | 0 | 0 | 0 | 0 | 0 | 0 | 0 | 0 | 0 | 0 | 0 | 0 | 0 | 0 | 0 | 0 | 0 | 0 | 0
Commercial_Miscellaneous_New_Food Preparation_Natural Gas_Griddle_E5_Codes & Standards Forecast | Commercial | Miscellaneous | New | Food Preparation | Natural Gas | Griddle | E5 |  | Codes & Standards Forecast | 0 | 0 | 0 | 0 | 0 | 0 | 0 | 0 | 0 | 0 | 0 | 0 | 0 | 0 | 0 | 0 | 0 | 0 | 0 | 0 | 0 | 0 | 0 | 0 | 0 | 0 | 0 | 0 | 0 | 0 | 0 | 0 | 0
Commercial_Miscellaneous_New_Food Preparation_Natural Gas_Griddle_E6_Codes & Standards Forecast | Commercial | Miscellaneous | New | Food Preparation | Natural Gas | Griddle | E6 |  | Codes & Standards Forecast | 0 | 0 | 0 | 0 | 0 | 0 | 0 | 0 | 0 | 0 | 0 | 0 | 0 | 0 | 0 | 0 | 0 | 0 | 0 | 0 | 0 | 0 | 0 | 0 | 0 | 0 | 0 | 0 | 0 | 0 | 0 | 0 | 0
Commercial_Miscellaneous_New_Food Preparation_Natural Gas_Griddle_E7_Codes & Standards Forecast | Commercial | Miscellaneous | New | Food Preparation | Natural Gas | Griddle | E7 |  | Codes & Standards Forecast | 0 | 0 | 0 | 0 | 0 | 0 | 0 | 0 | 0 | 0 | 0 | 0 | 0 | 0 | 0 | 0 | 0 | 0 | 0 | 0 | 0 | 0 | 0 | 0 | 0 | 0 | 0 | 0 | 0 | 0 | 0 | 0 | 0
Commercial_Miscellaneous_New_Food Preparation_Natural Gas_Griddle_E8_Codes & Standards Forecast | Commercial | Miscellaneous | New | Food Preparation | Natural Gas | Griddle | E8 |  | Codes & Standards Forecast | 0 | 0 | 0 | 0 | 0 | 0 | 0 | 0 | 0 | 0 | 0 | 0 | 0 | 0 | 0 | 0 | 0 | 0 | 0 | 0 | 0 | 0 | 0 | 0 | 0 | 0 | 0 | 0 | 0 | 0 | 0 | 0 | 0
Commercial_Miscellaneous_New_Food Preparation_Natural Gas_Griddle_E9_Codes & Standards Forecast | Commercial | Miscellaneous | New | Food Preparation | Natural Gas | Griddle | E9 |  | Codes & Standards Forecast | 0 | 0 | 0 | 0 | 0 | 0 | 0 | 0 | 0 | 0 | 0 | 0 | 0 | 0 | 0 | 0 | 0 | 0 | 0 | 0 | 0 | 0 | 0 | 0 | 0 | 0 | 0 | 0 | 0 | 0 | 0 | 0 | 0
Commercial_Miscellaneous_New_Food Preparation_Natural Gas_Griddle_E10_Codes & Standards Forecast | Commercial | Miscellaneous | New | Food Preparation | Natural Gas | Griddle | E10 |  | Codes & Standards Forecast | 0 | 0 | 0 | 0 | 0 | 0 | 0 | 0 | 0 | 0 | 0 | 0 | 0 | 0 | 0 | 0 | 0 | 0 | 0 | 0 | 0 | 0 | 0 | 0 | 0 | 0 | 0 | 0 | 0 | 0 | 0 | 0 | 0
Commercial_Miscellaneous_New_Food Preparation_Natural Gas_Range_E1_Codes & Standards Forecast | Commercial | Miscellaneous | New | Food Preparation | Natural Gas | Range | E1 |  | Codes & Standards Forecast | 0 | 6224.7645 | 30024.3507 | 19187.6629 | 24746.3532 | 33583.5147 | 31389.6726 | 27821.0162 | 25021.602 | 24159.3805 | 25089.1892 | 30608.1812 | 33013.2025 | 36142.2892 | 40504.4512 | 45114.6814 | 52667.722 | 49034.4882 | 50246.7406 | 52255.1662 | 52104.5645 | 52105.7377 | 52901.7168 | 54912.7018 | 57907.1709 | 63043.65 | 65610.6963 | 68097.4166 | 70812.5493 | 73020.3977 | 75559.189 | 74817.8458 | 62870.6201
Commercial_Miscellaneous_New_Food Preparation_Natural Gas_Range_E2_Codes & Standards Forecast | Commercial | Miscellaneous | New | Food Preparation | Natural Gas | Range | E2 |  | Codes & Standards Forecast | 0 | 0 | 0 | 0 | 0 | 0 | 0 | 0 | 0 | 0 | 0 | 0 | 0 | 0 | 0 | 0 | 0 | 0 | 0 | 0 | 0 | 0 | 0 | 0 | 0 | 0 | 0 | 0 | 0 | 0 | 0 | 0 | 0
Commercial_Miscellaneous_New_Food Preparation_Natural Gas_Range_E3_Codes & Standards Forecast | Commercial | Miscellaneous | New | Food Preparation | Natural Gas | Range | E3 |  | Codes & Standards Forecast | 0 | 0 | 0 | 0 | 0 | 0 | 0 | 0 | 0 | 0 | 0 | 0 | 0 | 0 | 0 | 0 | 0 | 0 | 0 | 0 | 0 | 0 | 0 | 0 | 0 | 0 | 0 | 0 | 0 | 0 | 0 | 0 | 0
Commercial_Miscellaneous_New_Food Preparation_Natural Gas_Range_E4_Codes & Standards Forecast | Commercial | Miscellaneous | New | Food Preparation | Natural Gas | Range | E4 |  | Codes & Standards Forecast | 0 | 0 | 0 | 0 | 0 | 0 | 0 | 0 | 0 | 0 | 0 | 0 | 0 | 0 | 0 | 0 | 0 | 0 | 0 | 0 | 0 | 0 | 0 | 0 | 0 | 0 | 0 | 0 | 0 | 0 | 0 | 0 | 0
Commercial_Miscellaneous_New_Food Preparation_Natural Gas_Range_E5_Codes & Standards Forecast | Commercial | Miscellaneous | New | Food Preparation | Natural Gas | Range | E5 |  | Codes & Standards Forecast | 0 | 0 | 0 | 0 | 0 | 0 | 0 | 0 | 0 | 0 | 0 | 0 | 0 | 0 | 0 | 0 | 0 | 0 | 0 | 0 | 0 | 0 | 0 | 0 | 0 | 0 | 0 | 0 | 0 | 0 | 0 | 0 | 0
Commercial_Miscellaneous_New_Food Preparation_Natural Gas_Range_E6_Codes & Standards Forecast | Commercial | Miscellaneous | New | Food Preparation | Natural Gas | Range | E6 |  | Codes & Standards Forecast | 0 | 0 | 0 | 0 | 0 | 0 | 0 | 0 | 0 | 0 | 0 | 0 | 0 | 0 | 0 | 0 | 0 | 0 | 0 | 0 | 0 | 0 | 0 | 0 | 0 | 0 | 0 | 0 | 0 | 0 | 0 | 0 | 0
Commercial_Miscellaneous_New_Food Preparation_Natural Gas_Range_E7_Codes & Standards Forecast | Commercial | Miscellaneous | New | Food Preparation | Natural Gas | Range | E7 |  | Codes & Standards Forecast | 0 | 0 | 0 | 0 | 0 | 0 | 0 | 0 | 0 | 0 | 0 | 0 | 0 | 0 | 0 | 0 | 0 | 0 | 0 | 0 | 0 | 0 | 0 | 0 | 0 | 0 | 0 | 0 | 0 | 0 | 0 | 0 | 0
Commercial_Miscellaneous_New_Food Preparation_Natural Gas_Range_E8_Codes & Standards Forecast | Commercial | Miscellaneous | New | Food Preparation | Natural Gas | Range | E8 |  | Codes & Standards Forecast | 0 | 0 | 0 | 0 | 0 | 0 | 0 | 0 | 0 | 0 | 0 | 0 | 0 | 0 | 0 | 0 | 0 | 0 | 0 | 0 | 0 | 0 | 0 | 0 | 0 | 0 | 0 | 0 | 0 | 0 | 0 | 0 | 0
Commercial_Miscellaneous_New_Food Preparation_Natural Gas_Range_E9_Codes & Standards Forecast | Commercial | Miscellaneous | New | Food Preparation | Natural Gas | Range | E9 |  | Codes & Standards Forecast | 0 | 0 | 0 | 0 | 0 | 0 | 0 | 0 | 0 | 0 | 0 | 0 | 0 | 0 | 0 | 0 | 0 | 0 | 0 | 0 | 0 | 0 | 0 | 0 | 0 | 0 | 0 | 0 | 0 | 0 | 0 | 0 | 0
Commercial_Miscellaneous_New_Food Preparation_Natural Gas_Range_E10_Codes & Standards Forecast | Commercial | Miscellaneous | New | Food Preparation | Natural Gas | Range | E10 |  | Codes & Standards Forecast | 0 | 0 | 0 | 0 | 0 | 0 | 0 | 0 | 0 | 0 | 0 | 0 | 0 | 0 | 0 | 0 | 0 | 0 | 0 | 0 | 0 | 0 | 0 | 0 | 0 | 0 | 0 | 0 | 0 | 0 | 0 | 0 | 0
Commercial_Miscellaneous_New_Food Preparation_Natural Gas_Steamer_E1_Codes & Standards Forecast | Commercial | Miscellaneous | New | Food Preparation | Natural Gas | Steamer | E1 |  | Codes & Standards Forecast | 0 | 219.3536 | 1058.0238 | 0 | 0 | 0 | 0 | 0 | 0 | 0 | 0 | 0 | 0 | 0 | 0 | 0 | 0 | 0 | 0 | 0 | 0 | 0 | 0 | 0 | 0 | 0 | 0 | 0 | 0 | 0 | 0 | 0 | 0
Commercial_Miscellaneous_New_Food Preparation_Natural Gas_Steamer_E2_Codes & Standards Forecast | Commercial | Miscellaneous | New | Food Preparation | Natural Gas | Steamer | E2 |  | Codes & Standards Forecast | 0 | 0 | 0 | 676.1513 | 872.0332 | 1183.4447 | 1106.1362 | 980.3808 | 881.7327 | 851.349 | 864.6163 | 971.1188 | 1029.6377 | 1106.8094 | 1213.0194 | 1295.8276 | 1354.3188 | 1394.0579 | 1425.8673 | 1523.0253 | 1813.1149 | 1701.6341 | 1787.8731 | 1911.7834 | 1911.2958 | 1903.4945 | 1909.3394 | 1939.1076 | 1989.8222 | 2095.8621 | 2162.9735 | 2237.9711 | 1868.2916
Commercial_Miscellaneous_New_Food Preparation_Natural Gas_Steamer_E3_Codes & Standards Forecast | Commercial | Miscellaneous | New | Food Preparation | Natural Gas | Steamer | E3 |  | Codes & Standards Forecast | 0 | 0 | 0 | 0 | 0 | 0 | 0 | 0 | 0 | 0 | 0 | 0 | 0 | 0 | 0 | 0 | 0 | 0 | 0 | 0 | 0 | 0 | 0 | 0 | 0 | 0 | 0 | 0 | 0 | 0 | 0 | 0 | 0
Commercial_Miscellaneous_New_Food Preparation_Natural Gas_Steamer_E4_Codes & Standards Forecast | Commercial | Miscellaneous | New | Food Preparation | Natural Gas | Steamer | E4 |  | Codes & Standards Forecast | 0 | 0 | 0 | 0 | 0 | 0 | 0 | 0 | 0 | 0 | 0 | 0 | 0 | 0 | 0 | 0 | 0 | 0 | 0 | 0 | 0 | 0 | 0 | 0 | 0 | 0 | 0 | 0 | 0 | 0 | 0 | 0 | 0
Commercial_Miscellaneous_New_Food Preparation_Natural Gas_Steamer_E5_Codes & Standards Forecast | Commercial | Miscellaneous | New | Food Preparation | Natural Gas | Steamer | E5 |  | Codes & Standards Forecast | 0 | 0 | 0 | 0 | 0 | 0 | 0 | 0 | 0 | 0 | 0 | 0 | 0 | 0 | 0 | 0 | 0 | 0 | 0 | 0 | 0 | 0 | 0 | 0 | 0 | 0 | 0 | 0 | 0 | 0 | 0 | 0 | 0
Commercial_Miscellaneous_New_Food Preparation_Natural Gas_Steamer_E6_Codes & Standards Forecast | Commercial | Miscellaneous | New | Food Preparation | Natural Gas | Steamer | E6 |  | Codes & Standards Forecast | 0 | 0 | 0 | 0 | 0 | 0 | 0 | 0 | 0 | 0 | 0 | 0 | 0 | 0 | 0 | 0 | 0 | 0 | 0 | 0 | 0 | 0 | 0 | 0 | 0 | 0 | 0 | 0 | 0 | 0 | 0 | 0 | 0
Commercial_Miscellaneous_New_Food Preparation_Natural Gas_Steamer_E7_Codes & Standards Forecast | Commercial | Miscellaneous | New | Food Preparation | Natural Gas | Steamer | E7 |  | Codes & Standards Forecast | 0 | 0 | 0 | 0 | 0 | 0 | 0 | 0 | 0 | 0 | 0 | 0 | 0 | 0 | 0 | 0 | 0 | 0 | 0 | 0 | 0 | 0 | 0 | 0 | 0 | 0 | 0 | 0 | 0 | 0 | 0 | 0 | 0
Commercial_Miscellaneous_New_Food Preparation_Natural Gas_Steamer_E8_Codes & Standards Forecast | Commercial | Miscellaneous | New | Food Preparation | Natural Gas | Steamer | E8 |  | Codes & Standards Forecast | 0 | 0 | 0 | 0 | 0 | 0 | 0 | 0 | 0 | 0 | 0 | 0 | 0 | 0 | 0 | 0 | 0 | 0 | 0 | 0 | 0 | 0 | 0 | 0 | 0 | 0 | 0 | 0 | 0 | 0 | 0 | 0 | 0
Commercial_Miscellaneous_New_Food Preparation_Natural Gas_Steamer_E9_Codes & Standards Forecast | Commercial | Miscellaneous | New | Food Preparation | Natural Gas | Steamer | E9 |  | Codes & Standards Forecast | 0 | 0 | 0 | 0 | 0 | 0 | 0 | 0 | 0 | 0 | 0 | 0 | 0 | 0 | 0 | 0 | 0 | 0 | 0 | 0 | 0 | 0 | 0 | 0 | 0 | 0 | 0 | 0 | 0 | 0 | 0 | 0 | 0
Commercial_Miscellaneous_New_Food Preparation_Natural Gas_Steamer_E10_Codes & Standards Forecast | Commercial | Miscellaneous | New | Food Preparation | Natural Gas | Steamer | E10 |  | Codes & Standards Forecast | 0 | 0 | 0 | 0 | 0 | 0 | 0 | 0 | 0 | 0 | 0 | 0 | 0 | 0 | 0 | 0 | 0 | 0 | 0 | 0 | 0 | 0 | 0 | 0 | 0 | 0 | 0 | 0 | 0 | 0 | 0 | 0 | 0
Commercial_Miscellaneous_New_Food Preparation_Natural Gas_Food Prep Other_E1_Codes & Standards Forecast | Commercial | Miscellaneous | New | Food Preparation | Natural Gas | Food Prep Other | E1 |  | Codes & Standards Forecast | 0 | 0 | 0 | 0 | 0 | 0 | 0 | 0 | 0 | 0 | 0 | 0 | 0 | 0 | 0 | 0 | 0 | 0 | 0 | 0 | 0 | 0 | 0 | 0 | 0 | 0 | 0 | 0 | 0 | 0 | 0 | 0 | 0
Commercial_Miscellaneous_New_Food Preparation_Natural Gas_Food Prep Other_E2_Codes & Standards Forecast | Commercial | Miscellaneous | New | Food Preparation | Natural Gas | Food Prep Other | E2 |  | Codes & Standards Forecast | 0 | 0 | 0 | 0 | 0 | 0 | 0 | 0 | 0 | 0 | 0 | 0 | 0 | 0 | 0 | 0 | 0 | 0 | 0 | 0 | 0 | 0 | 0 | 0 | 0 | 0 | 0 | 0 | 0 | 0 | 0 | 0 | 0
Commercial_Miscellaneous_New_Food Preparation_Natural Gas_Food Prep Other_E3_Codes & Standards Forecast | Commercial | Miscellaneous | New | Food Preparation | Natural Gas | Food Prep Other | E3 |  | Codes & Standards Forecast | 0 | 0 | 0 | 0 | 0 | 0 | 0 | 0 | 0 | 0 | 0 | 0 | 0 | 0 | 0 | 0 | 0 | 0 | 0 | 0 | 0 | 0 | 0 | 0 | 0 | 0 | 0 | 0 | 0 | 0 | 0 | 0 | 0
Commercial_Miscellaneous_New_Food Preparation_Natural Gas_Food Prep Other_E4_Codes & Standards Forecast | Commercial | Miscellaneous | New | Food Preparation | Natural Gas | Food Prep Other | E4 |  | Codes & Standards Forecast | 0 | 0 | 0 | 0 | 0 | 0 | 0 | 0 | 0 | 0 | 0 | 0 | 0 | 0 | 0 | 0 | 0 | 0 | 0 | 0 | 0 | 0 | 0 | 0 | 0 | 0 | 0 | 0 | 0 | 0 | 0 | 0 | 0
Commercial_Miscellaneous_New_Food Preparation_Natural Gas_Food Prep Other_E5_Codes & Standards Forecast | Commercial | Miscellaneous | New | Food Preparation | Natural Gas | Food Prep Other | E5 |  | Codes & Standards Forecast | 0 | 0 | 0 | 0 | 0 | 0 | 0 | 0 | 0 | 0 | 0 | 0 | 0 | 0 | 0 | 0 | 0 | 0 | 0 | 0 | 0 | 0 | 0 | 0 | 0 | 0 | 0 | 0 | 0 | 0 | 0 | 0 | 0
Commercial_Miscellaneous_New_Food Preparation_Natural Gas_Food Prep Other_E6_Codes & Standards Forecast | Commercial | Miscellaneous | New | Food Preparation | Natural Gas | Food Prep Other | E6 |  | Codes & Standards Forecast | 0 | 0 | 0 | 0 | 0 | 0 | 0 | 0 | 0 | 0 | 0 | 0 | 0 | 0 | 0 | 0 | 0 | 0 | 0 | 0 | 0 | 0 | 0 | 0 | 0 | 0 | 0 | 0 | 0 | 0 | 0 | 0 | 0
Commercial_Miscellaneous_New_Food Preparation_Natural Gas_Food Prep Other_E7_Codes & Standards Forecast | Commercial | Miscellaneous | New | Food Preparation | Natural Gas | Food Prep Other | E7 |  | Codes & Standards Forecast | 0 | 0 | 0 | 0 | 0 | 0 | 0 | 0 | 0 | 0 | 0 | 0 | 0 | 0 | 0 | 0 | 0 | 0 | 0 | 0 | 0 | 0 | 0 | 0 | 0 | 0 | 0 | 0 | 0 | 0 | 0 | 0 | 0
Commercial_Miscellaneous_New_Food Preparation_Natural Gas_Food Prep Other_E8_Codes & Standards Forecast | Commercial | Miscellaneous | New | Food Preparation | Natural Gas | Food Prep Other | E8 |  | Codes & Standards Forecast | 0 | 0 | 0 | 0 | 0 | 0 | 0 | 0 | 0 | 0 | 0 | 0 | 0 | 0 | 0 | 0 | 0 | 0 | 0 | 0 | 0 | 0 | 0 | 0 | 0 | 0 | 0 | 0 | 0 | 0 | 0 | 0 | 0
Commercial_Miscellaneous_New_Food Preparation_Natural Gas_Food Prep Other_E9_Codes & Standards Forecast | Commercial | Miscellaneous | New | Food Preparation | Natural Gas | Food Prep Other | E9 |  | Codes & Standards Forecast | 0 | 0 | 0 | 0 | 0 | 0 | 0 | 0 | 0 | 0 | 0 | 0 | 0 | 0 | 0 | 0 | 0 | 0 | 0 | 0 | 0 | 0 | 0 | 0 | 0 | 0 | 0 | 0 | 0 | 0 | 0 | 0 | 0
Commercial_Miscellaneous_New_Food Preparation_Natural Gas_Food Prep Other_E10_Codes & Standards Forecast | Commercial | Miscellaneous | New | Food Preparation | Natural Gas | Food Prep Other | E10 |  | Codes & Standards Forecast | 0 | 0 | 0 | 0 | 0 | 0 | 0 | 0 | 0 | 0 | 0 | 0 | 0 | 0 | 0 | 0 | 0 | 0 | 0 | 0 | 0 | 0 | 0 | 0 | 0 | 0 | 0 | 0 | 0 | 0 | 0 | 0 | 0
Commercial_Miscellaneous_New_Miscellaneous_Natural Gas_Pool Heater_E1_Codes & Standards Forecast | Commercial | Miscellaneous | New | Miscellaneous | Natural Gas | Pool Heater | E1 |  | Codes & Standards Forecast | 0 | 189.3345 | 913.2306 | 583.6183 | 752.6932 | 1021.4873 | 992.6255 | 1059.1528 | 1048.1407 | 1115.0386 | 1233.7108 | 1372.9722 | 1642.5993 | 1582.7665 | 1681.7895 | 1808.6775 | 1859.1433 | 1977.3491 | 2039.418 | 2129.0955 | 2240.7172 | 2345.537 | 2486.2223 | 2524.6341 | 2614.7556 | 2717.3112 | 2800.3109 | 2912.6304 | 2995.4776 | 3087.0425 | 3186.5835 | 3281.0588 | 2992.2846
Commercial_Miscellaneous_New_Miscellaneous_Natural Gas_Pool Heater_E2_Codes & Standards Forecast | Commercial | Miscellaneous | New | Miscellaneous | Natural Gas | Pool Heater | E2 |  | Codes & Standards Forecast | 0 | 0 | 0 | 0 | 0 | 0 | 0 | 0 | 0 | 0 | 0 | 0 | 0 | 0 | 0 | 0 | 0 | 0 | 0 | 0 | 0 | 0 | 0 | 0 | 0 | 0 | 0 | 0 | 0 | 0 | 0 | 0 | 0
Commercial_Miscellaneous_New_Miscellaneous_Natural Gas_Pool Heater_E3_Codes & Standards Forecast | Commercial | Miscellaneous | New | Miscellaneous | Natural Gas | Pool Heater | E3 |  | Codes & Standards Forecast | 0 | 0 | 0 | 0 | 0 | 0 | 0 | 0 | 0 | 0 | 0 | 0 | 0 | 0 | 0 | 0 | 0 | 0 | 0 | 0 | 0 | 0 | 0 | 0 | 0 | 0 | 0 | 0 | 0 | 0 | 0 | 0 | 0
Commercial_Miscellaneous_New_Miscellaneous_Natural Gas_Pool Heater_E4_Codes & Standards Forecast | Commercial | Miscellaneous | New | Miscellaneous | Natural Gas | Pool Heater | E4 |  | Codes & Standards Forecast | 0 | 0 | 0 | 0 | 0 | 0 | 0 | 0 | 0 | 0 | 0 | 0 | 0 | 0 | 0 | 0 | 0 | 0 | 0 | 0 | 0 | 0 | 0 | 0 | 0 | 0 | 0 | 0 | 0 | 0 | 0 | 0 | 0
Commercial_Miscellaneous_New_Miscellaneous_Natural Gas_Pool Heater_E5_Codes & Standards Forecast | Commercial | Miscellaneous | New | Miscellaneous | Natural Gas | Pool Heater | E5 |  | Codes & Standards Forecast | 0 | 0 | 0 | 0 | 0 | 0 | 0 | 0 | 0 | 0 | 0 | 0 | 0 | 0 | 0 | 0 | 0 | 0 | 0 | 0 | 0 | 0 | 0 | 0 | 0 | 0 | 0 | 0 | 0 | 0 | 0 | 0 | 0
Commercial_Miscellaneous_New_Miscellaneous_Natural Gas_Pool Heater_E6_Codes & Standards Forecast | Commercial | Miscellaneous | New | Miscellaneous | Natural Gas | Pool Heater | E6 |  | Codes & Standards Forecast | 0 | 0 | 0 | 0 | 0 | 0 | 0 | 0 | 0 | 0 | 0 | 0 | 0 | 0 | 0 | 0 | 0 | 0 | 0 | 0 | 0 | 0 | 0 | 0 | 0 | 0 | 0 | 0 | 0 | 0 | 0 | 0 | 0
Commercial_Miscellaneous_New_Miscellaneous_Natural Gas_Pool Heater_E7_Codes & Standards Forecast | Commercial | Miscellaneous | New | Miscellaneous | Natural Gas | Pool Heater | E7 |  | Codes & Standards Forecast | 0 | 0 | 0 | 0 | 0 | 0 | 0 | 0 | 0 | 0 | 0 | 0 | 0 | 0 | 0 | 0 | 0 | 0 | 0 | 0 | 0 | 0 | 0 | 0 | 0 | 0 | 0 | 0 | 0 | 0 | 0 | 0 | 0
Commercial_Miscellaneous_New_Miscellaneous_Natural Gas_Pool Heater_E8_Codes & Standards Forecast | Commercial | Miscellaneous | New | Miscellaneous | Natural Gas | Pool Heater | E8 |  | Codes & Standards Forecast | 0 | 0 | 0 | 0 | 0 | 0 | 0 | 0 | 0 | 0 | 0 | 0 | 0 | 0 | 0 | 0 | 0 | 0 | 0 | 0 | 0 | 0 | 0 | 0 | 0 | 0 | 0 | 0 | 0 | 0 | 0 | 0 | 0
Commercial_Miscellaneous_New_Miscellaneous_Natural Gas_Pool Heater_E9_Codes & Standards Forecast | Commercial | Miscellaneous | New | Miscellaneous | Natural Gas | Pool Heater | E9 |  | Codes & Standards Forecast | 0 | 0 | 0 | 0 | 0 | 0 | 0 | 0 | 0 | 0 | 0 | 0 | 0 | 0 | 0 | 0 | 0 | 0 | 0 | 0 | 0 | 0 | 0 | 0 | 0 | 0 | 0 | 0 | 0 | 0 | 0 | 0 | 0
Commercial_Miscellaneous_New_Miscellaneous_Natural Gas_Pool Heater_E10_Codes & Standards Forecast | Commercial | Miscellaneous | New | Miscellaneous | Natural Gas | Pool Heater | E10 |  | Codes & Standards Forecast | 0 | 0 | 0 | 0 | 0 | 0 | 0 | 0 | 0 | 0 | 0 | 0 | 0 | 0 | 0 | 0 | 0 | 0 | 0 | 0 | 0 | 0 | 0 | 0 | 0 | 0 | 0 | 0 | 0 | 0 | 0 | 0 | 0
Commercial_Miscellaneous_New_Miscellaneous_Natural Gas_Miscellaneous_E1_Codes & Standards Forecast | Commercial | Miscellaneous | New | Miscellaneous | Natural Gas | Miscellaneous | E1 |  | Codes & Standards Forecast | 0 | 15584.5502 | 75170.0734 | 48038.9417 | 64182.2483 | 96727.8221 | 96291.2448 | 93996.5316 | 97328.531 | 103970.9445 | 110397.9241 | 121006.645 | 144296.1236 | 140149.4522 | 150938.3439 | 168089.5935 | 172510.9581 | 177209.2948 | 185313.7305 | 193844.0655 | 201845.3012 | 211081.5614 | 223829.6828 | 227894.8564 | 237039.0896 | 248624.3195 | 255427.7929 | 262647.8474 | 271485.3874 | 280157.9419 | 288470.3548 | 297219.1432 | 274365.8728
Commercial_Miscellaneous_New_Miscellaneous_Natural Gas_Miscellaneous_E2_Codes & Standards Forecast | Commercial | Miscellaneous | New | Miscellaneous | Natural Gas | Miscellaneous | E2 |  | Codes & Standards Forecast | 0 | 0 | 0 | 0 | 0 | 0 | 0 | 0 | 0 | 0 | 0 | 0 | 0 | 0 | 0 | 0 | 0 | 0 | 0 | 0 | 0 | 0 | 0 | 0 | 0 | 0 | 0 | 0 | 0 | 0 | 0 | 0 | 0
Commercial_Miscellaneous_New_Miscellaneous_Natural Gas_Miscellaneous_E3_Codes & Standards Forecast | Commercial | Miscellaneous | New | Miscellaneous | Natural Gas | Miscellaneous | E3 |  | Codes & Standards Forecast | 0 | 0 | 0 | 0 | 0 | 0 | 0 | 0 | 0 | 0 | 0 | 0 | 0 | 0 | 0 | 0 | 0 | 0 | 0 | 0 | 0 | 0 | 0 | 0 | 0 | 0 | 0 | 0 | 0 | 0 | 0 | 0 | 0
Commercial_Miscellaneous_New_Miscellaneous_Natural Gas_Miscellaneous_E4_Codes & Standards Forecast | Commercial | Miscellaneous | New | Miscellaneous | Natural Gas | Miscellaneous | E4 |  | Codes & Standards Forecast | 0 | 0 | 0 | 0 | 0 | 0 | 0 | 0 | 0 | 0 | 0 | 0 | 0 | 0 | 0 | 0 | 0 | 0 | 0 | 0 | 0 | 0 | 0 | 0 | 0 | 0 | 0 | 0 | 0 | 0 | 0 | 0 | 0
Commercial_Miscellaneous_New_Miscellaneous_Natural Gas_Miscellaneous_E5_Codes & Standards Forecast | Commercial | Miscellaneous | New | Miscellaneous | Natural Gas | Miscellaneous | E5 |  | Codes & Standards Forecast | 0 | 0 | 0 | 0 | 0 | 0 | 0 | 0 | 0 | 0 | 0 | 0 | 0 | 0 | 0 | 0 | 0 | 0 | 0 | 0 | 0 | 0 | 0 | 0 | 0 | 0 | 0 | 0 | 0 | 0 | 0 | 0 | 0
Commercial_Miscellaneous_New_Miscellaneous_Natural Gas_Miscellaneous_E6_Codes & Standards Forecast | Commercial | Miscellaneous | New | Miscellaneous | Natural Gas | Miscellaneous | E6 |  | Codes & Standards Forecast | 0 | 0 | 0 | 0 | 0 | 0 | 0 | 0 | 0 | 0 | 0 | 0 | 0 | 0 | 0 | 0 | 0 | 0 | 0 | 0 | 0 | 0 | 0 | 0 | 0 | 0 | 0 | 0 | 0 | 0 | 0 | 0 | 0
Commercial_Miscellaneous_New_Miscellaneous_Natural Gas_Miscellaneous_E7_Codes & Standards Forecast | Commercial | Miscellaneous | New | Miscellaneous | Natural Gas | Miscellaneous | E7 |  | Codes & Standards Forecast | 0 | 0 | 0 | 0 | 0 | 0 | 0 | 0 | 0 | 0 | 0 | 0 | 0 | 0 | 0 | 0 | 0 | 0 | 0 | 0 | 0 | 0 | 0 | 0 | 0 | 0 | 0 | 0 | 0 | 0 | 0 | 0 | 0
Commercial_Miscellaneous_New_Miscellaneous_Natural Gas_Miscellaneous_E8_Codes & Standards Forecast | Commercial | Miscellaneous | New | Miscellaneous | Natural Gas | Miscellaneous | E8 |  | Codes & Standards Forecast | 0 | 0 | 0 | 0 | 0 | 0 | 0 | 0 | 0 | 0 | 0 | 0 | 0 | 0 | 0 | 0 | 0 | 0 | 0 | 0 | 0 | 0 | 0 | 0 | 0 | 0 | 0 | 0 | 0 | 0 | 0 | 0 | 0
Commercial_Miscellaneous_New_Miscellaneous_Natural Gas_Miscellaneous_E9_Codes & Standards Forecast | Commercial | Miscellaneous | New | Miscellaneous | Natural Gas | Miscellaneous | E9 |  | Codes & Standards Forecast | 0 | 0 | 0 | 0 | 0 | 0 | 0 | 0 | 0 | 0 | 0 | 0 | 0 | 0 | 0 | 0 | 0 | 0 | 0 | 0 | 0 | 0 | 0 | 0 | 0 | 0 | 0 | 0 | 0 | 0 | 0 | 0 | 0
Commercial_Miscellaneous_New_Miscellaneous_Natural Gas_Miscellaneous_E10_Codes & Standards Forecast | Commercial | Miscellaneous | New | Miscellaneous | Natural Gas | Miscellaneous | E10 |  | Codes & Standards Forecast | 0 | 0 | 0 | 0 | 0 | 0 | 0 | 0 | 0 | 0 | 0 | 0 | 0 | 0 | 0 | 0 | 0 | 0 | 0 | 0 | 0 | 0 | 0 | 0 | 0 | 0 | 0 | 0 | 0 | 0 | 0 | 0 | 0

## Equipment Stock
Key | Sector | Segment | Vintage | End Use | Fuel | Technology | Equipment | Label | Case | 2019 | 2020 | 2021 | 2022 | 2023 | 2024 | 2025 | 2026 | 2027 | 2028 | 2029 | 2030 | 2031 | 2032 | 2033 | 2034 | 2035 | 2036 | 2037 | 2038 | 2039 | 2040 | 2041 | 2042 | 2043 | 2044 | 2045 | 2046 | 2047 | 2048 | 2049 | 2050 | 2051 | 2052 | 2053 | 2054 | 2055 | 2056 | 2057 | 2058 | 2059 | 2060 | 2061 | 2062 | 2063 | 2064 | 2065 | 2066 | 2067 | 2068 | 2069
Commercial_Office_Existing_Space Heating_Natural Gas_Furnace_E1_Baseline Forecast | Commercial | Office | Existing | Space Heating | Natural Gas | Furnace | E1 |  | Baseline Forecast | 0 | 74602.4811 | 155102.8161 | 240630.1364 | 330628.0488 | 424319.1959 | 521596.1147 | 622330.7396 | 726233.9102 | 832780.9478 | 941585.0317 | 1052343.3287 | 1164738.3599 | 1278484.3981 | 1393312.7872 | 1509026.4397 | 1625433.423 | 1742362.3599 | 1859645.5174 | 1965888.1892 | 2061973.9856 | 2148728.3742 | 2226927.3698 | 2297270.2001 | 2360399.2924 | 2416885.6093 | 2467269.6353 | 2512047.9926 | 2551676.9908 | 2586575.8901 | 2617129.9 | 2643692.9375 | 2666682.0279 | 0 | 0 | 0 | 0 | 0 | 0 | 0 | 0 | 0 | 0 | 0 | 0 | 0 | 0 | 0 | 0 | 0 | 0
Commercial_Office_Existing_Space Heating_Natural Gas_Furnace_E2_Baseline Forecast | Commercial | Office | Existing | Space Heating | Natural Gas | Furnace | E2 |  | Baseline Forecast | 0 | 0 | 0 | 0 | 0 | 0 | 0 | 0 | 0 | 0 | 0 | 0 | 0 | 0 | 0 | 0 | 0 | 0 | 0 | 0 | 0 | 0 | 0 | 0 | 0 | 0 | 0 | 0 | 0 | 0 | 0 | 0 | 0 | 0 | 0 | 0 | 0 | 0 | 0 | 0 | 0 | 0 | 0 | 0 | 0 | 0 | 0 | 0 | 0 | 0 | 0
Commercial_Office_Existing_Space Heating_Natural Gas_Furnace_E3_Baseline Forecast | Commercial | Office | Existing | Space Heating | Natural Gas | Furnace | E3 |  | Baseline Forecast | 0 | 0 | 0 | 0 | 0 | 0 | 0 | 0 | 0 | 0 | 0 | 0 | 0 | 0 | 0 | 0 | 0 | 0 | 0 | 0 | 0 | 0 | 0 | 0 | 0 | 0 | 0 | 0 | 0 | 0 | 0 | 0 | 0 | 0 | 0 | 0 | 0 | 0 | 0 | 0 | 0 | 0 | 0 | 0 | 0 | 0 | 0 | 0 | 0 | 0 | 0
Commercial_Office_Existing_Space Heating_Natural Gas_Furnace_E4_Baseline Forecast | Commercial | Office | Existing | Space Heating | Natural Gas | Furnace | E4 |  | Baseline Forecast | 0 | 0 | 0 | 0 | 0 | 0 | 0 | 0 | 0 | 0 | 0 | 0 | 0 | 0 | 0 | 0 | 0 | 0 | 0 | 0 | 0 | 0 | 0 | 0 | 0 | 0 | 0 | 0 | 0 | 0 | 0 | 0 | 0 | 0 | 0 | 0 | 0 | 0 | 0 | 0 | 0 | 0 | 0 | 0 | 0 | 0 | 0 | 0 | 0 | 0 | 0
Commercial_Office_Existing_Space Heating_Natural Gas_Furnace_E5_Baseline Forecast | Commercial | Office | Existing | Space Heating | Natural Gas | Furnace | E5 |  | Baseline Forecast | 0 | 0 | 0 | 0 | 0 | 0 | 0 | 0 | 0 | 0 | 0 | 0 | 0 | 0 | 0 | 0 | 0 | 0 | 0 | 0 | 0 | 0 | 0 | 0 | 0 | 0 | 0 | 0 | 0 | 0 | 0 | 0 | 0 | 0 | 0 | 0 | 0 | 0 | 0 | 0 | 0 | 0 | 0 | 0 | 0 | 0 | 0 | 0 | 0 | 0 | 0
Commercial_Office_Existing_Space Heating_Natural Gas_Furnace_E6_Baseline Forecast | Commercial | Office | Existing | Space Heating | Natural Gas | Furnace | E6 |  | Baseline Forecast | 0 | 0 | 0 | 0 | 0 | 0 | 0 | 0 | 0 | 0 | 0 | 0 | 0 | 0 | 0 | 0 | 0 | 0 | 0 | 0 | 0 | 0 | 0 | 0 | 0 | 0 | 0 | 0 | 0 | 0 | 0 | 0 | 0 | 0 | 0 | 0 | 0 | 0 | 0 | 0 | 0 | 0 | 0 | 0 | 0 | 0 | 0 | 0 | 0 | 0 | 0
Commercial_Office_Existing_Space Heating_Natural Gas_Furnace_E7_Baseline Forecast | Commercial | Office | Existing | Space Heating | Natural Gas | Furnace | E7 |  | Baseline Forecast | 0 | 0 | 0 | 0 | 0 | 0 | 0 | 0 | 0 | 0 | 0 | 0 | 0 | 0 | 0 | 0 | 0 | 0 | 0 | 0 | 0 | 0 | 0 | 0 | 0 | 0 | 0 | 0 | 0 | 0 | 0 | 0 | 0 | 0 | 0 | 0 | 0 | 0 | 0 | 0 | 0 | 0 | 0 | 0 | 0 | 0 | 0 | 0 | 0 | 0 | 0
Commercial_Office_Existing_Space Heating_Natural Gas_Furnace_E8_Baseline Forecast | Commercial | Office | Existing | Space Heating | Natural Gas | Furnace | E8 |  | Baseline Forecast | 0 | 0 | 0 | 0 | 0 | 0 | 0 | 0 | 0 | 0 | 0 | 0 | 0 | 0 | 0 | 0 | 0 | 0 | 0 | 0 | 0 | 0 | 0 | 0 | 0 | 0 | 0 | 0 | 0 | 0 | 0 | 0 | 0 | 0 | 0 | 0 | 0 | 0 | 0 | 0 | 0 | 0 | 0 | 0 | 0 | 0 | 0 | 0 | 0 | 0 | 0
Commercial_Office_Existing_Space Heating_Natural Gas_Furnace_E9_Baseline Forecast | Commercial | Office | Existing | Space Heating | Natural Gas | Furnace | E9 |  | Baseline Forecast | 0 | 0 | 0 | 0 | 0 | 0 | 0 | 0 | 0 | 0 | 0 | 0 | 0 | 0 | 0 | 0 | 0 | 0 | 0 | 0 | 0 | 0 | 0 | 0 | 0 | 0 | 0 | 0 | 0 | 0 | 0 | 0 | 0 | 0 | 0 | 0 | 0 | 0 | 0 | 0 | 0 | 0 | 0 | 0 | 0 | 0 | 0 | 0 | 0 | 0 | 0
Commercial_Office_Existing_Space Heating_Natural Gas_Furnace_E10_Baseline Forecast | Commercial | Office | Existing | Space Heating | Natural Gas | Furnace | E10 |  | Baseline Forecast | 0 | 0 | 0 | 0 | 0 | 0 | 0 | 0 | 0 | 0 | 0 | 0 | 0 | 0 | 0 | 0 | 0 | 0 | 0 | 0 | 0 | 0 | 0 | 0 | 0 | 0 | 0 | 0 | 0 | 0 | 0 | 0 | 0 | 0 | 0 | 0 | 0 | 0 | 0 | 0 | 0 | 0 | 0 | 0 | 0 | 0 | 0 | 0 | 0 | 0 | 0
Commercial_Office_Existing_Space Heating_Natural Gas_Furnace_Vintage_Baseline Forecast | Commercial | Office | Existing | Space Heating | Natural Gas | Furnace | Vintage |  | Baseline Forecast | 3736701.8014 | 3643087.825 | 3543575.9947 | 3435089.762 | 3321536.2239 | 3202019.2594 | 3080615.1639 | 2958516.4898 | 2835416.791 | 2710340.8232 | 2583251.818 | 2454392.0162 | 2323920.5239 | 2192045.7953 | 2058976.1166 | 1924987.2423 | 1790299.9943 | 1655114.7036 | 1519599.4825 | 1395149.4207 | 1280852.303 | 1175882.6355 | 1079490.3038 | 990976.3792 | 909698.7362 | 835060.7899 | 766522.0377 | 703585.8392 | 645795.8667 | 592732.8419 | 544011.5365 | 499278.0151 | 458222.8862 | 0 | 0 | 0 | 0 | 0 | 0 | 0 | 0 | 0 | 0 | 0 | 0 | 0 | 0 | 0 | 0 | 0 | 0
Commercial_Office_Existing_Space Heating_Natural Gas_Boiler_E1_Baseline Forecast | Commercial | Office | Existing | Space Heating | Natural Gas | Boiler | E1 |  | Baseline Forecast | 0 | 64495.723 | 135186.7659 | 210909.8853 | 291122.04 | 363235.8195 | 438063.2299 | 517107.465 | 598370.8603 | 681327.2486 | 765579.7815 | 866993.8322 | 969586.8608 | 1073049.8512 | 1177096.1405 | 1281506.75 | 1386073.8608 | 1490971.9181 | 1596042.3041 | 1701141.8342 | 1806125.6317 | 1910873.8972 | 2003929.7025 | 2086414.5584 | 2159359.9708 | 2223672.2329 | 2281138.705 | 2332483.7763 | 2378221.3097 | 2418949.1736 | 2455207.5281 | 2487484.4435 | 2514996.7206 | 0 | 0 | 0 | 0 | 0 | 0 | 0 | 0 | 0 | 0 | 0 | 0 | 0 | 0 | 0 | 0 | 0 | 0
Commercial_Office_Existing_Space Heating_Natural Gas_Boiler_E2_Baseline Forecast | Commercial | Office | Existing | Space Heating | Natural Gas | Boiler | E2 |  | Baseline Forecast | 0 | 0 | 0 | 0 | 0 | 0 | 0 | 0 | 0 | 0 | 0 | 0 | 0 | 0 | 0 | 0 | 0 | 0 | 0 | 0 | 0 | 0 | 0 | 0 | 0 | 0 | 0 | 0 | 0 | 0 | 0 | 0 | 0 | 0 | 0 | 0 | 0 | 0 | 0 | 0 | 0 | 0 | 0 | 0 | 0 | 0 | 0 | 0 | 0 | 0 | 0
Commercial_Office_Existing_Space Heating_Natural Gas_Boiler_E3_Baseline Forecast | Commercial | Office | Existing | Space Heating | Natural Gas | Boiler | E3 |  | Baseline Forecast | 0 | 8491.5999 | 17962.9321 | 28481.5633 | 39833.3097 | 63654.0808 | 88876.8436 | 113749.5603 | 139878.346 | 167173.2198 | 195566.7073 | 208825.8212 | 222560.3448 | 236747.4523 | 251366.8157 | 266410.21 | 281869.1434 | 297378.7233 | 312914.9246 | 328456.0607 | 343979.5789 | 359467.3272 | 373287.4817 | 385596.6488 | 396519.6773 | 406175.482 | 413720.9931 | 419286.219 | 423130.3407 | 425354.91 | 426052.5601 | 425307.7199 | 424522.7924 | 0 | 0 | 0 | 0 | 0 | 0 | 0 | 0 | 0 | 0 | 0 | 0 | 0 | 0 | 0 | 0 | 0 | 0
Commercial_Office_Existing_Space Heating_Natural Gas_Boiler_E4_Baseline Forecast | Commercial | Office | Existing | Space Heating | Natural Gas | Boiler | E4 |  | Baseline Forecast | 0 | 0 | 0 | 0 | 0 | 0 | 0 | 0 | 0 | 0 | 0 | 0 | 0 | 0 | 0 | 0 | 0 | 0 | 0 | 0 | 0 | 0 | 0 | 0 | 0 | 0 | 0 | 0 | 0 | 0 | 0 | 0 | 0 | 0 | 0 | 0 | 0 | 0 | 0 | 0 | 0 | 0 | 0 | 0 | 0 | 0 | 0 | 0 | 0 | 0 | 0
Commercial_Office_Existing_Space Heating_Natural Gas_Boiler_E5_Baseline Forecast | Commercial | Office | Existing | Space Heating | Natural Gas | Boiler | E5 |  | Baseline Forecast | 0 | 0 | 0 | 0 | 0 | 0 | 0 | 0 | 0 | 0 | 0 | 0 | 0 | 0 | 0 | 0 | 0 | 0 | 0 | 0 | 0 | 0 | 0 | 0 | 0 | 0 | 0 | 0 | 0 | 0 | 0 | 0 | 0 | 0 | 0 | 0 | 0 | 0 | 0 | 0 | 0 | 0 | 0 | 0 | 0 | 0 | 0 | 0 | 0 | 0 | 0
Commercial_Office_Existing_Space Heating_Natural Gas_Boiler_E6_Baseline Forecast | Commercial | Office | Existing | Space Heating | Natural Gas | Boiler | E6 |  | Baseline Forecast | 0 | 0 | 0 | 0 | 0 | 0 | 0 | 0 | 0 | 0 | 0 | 0 | 0 | 0 | 0 | 0 | 0 | 0 | 0 | 0 | 0 | 0 | 0 | 0 | 0 | 0 | 0 | 0 | 0 | 0 | 0 | 0 | 0 | 0 | 0 | 0 | 0 | 0 | 0 | 0 | 0 | 0 | 0 | 0 | 0 | 0 | 0 | 0 | 0 | 0 | 0
Commercial_Office_Existing_Space Heating_Natural Gas_Boiler_E7_Baseline Forecast | Commercial | Office | Existing | Space Heating | Natural Gas | Boiler | E7 |  | Baseline Forecast | 0 | 0 | 0 | 0 | 0 | 0 | 0 | 0 | 0 | 0 | 0 | 0 | 0 | 0 | 0 | 0 | 0 | 0 | 0 | 0 | 0 | 0 | 0 | 0 | 0 | 0 | 0 | 0 | 0 | 0 | 0 | 0 | 0 | 0 | 0 | 0 | 0 | 0 | 0 | 0 | 0 | 0 | 0 | 0 | 0 | 0 | 0 | 0 | 0 | 0 | 0
Commercial_Office_Existing_Space Heating_Natural Gas_Boiler_E8_Baseline Forecast | Commercial | Office | Existing | Space Heating | Natural Gas | Boiler | E8 |  | Baseline Forecast | 0 | 0 | 0 | 0 | 0 | 0 | 0 | 0 | 0 | 0 | 0 | 0 | 0 | 0 | 0 | 0 | 0 | 0 | 0 | 0 | 0 | 0 | 0 | 0 | 0 | 0 | 0 | 0 | 0 | 0 | 0 | 0 | 0 | 0 | 0 | 0 | 0 | 0 | 0 | 0 | 0 | 0 | 0 | 0 | 0 | 0 | 0 | 0 | 0 | 0 | 0
Commercial_Office_Existing_Space Heating_Natural Gas_Boiler_E9_Baseline Forecast | Commercial | Office | Existing | Space Heating | Natural Gas | Boiler | E9 |  | Baseline Forecast | 0 | 0 | 0 | 0 | 0 | 0 | 0 | 0 | 0 | 0 | 0 | 0 | 0 | 0 | 0 | 0 | 0 | 0 | 0 | 0 | 0 | 0 | 0 | 0 | 0 | 0 | 0 | 0 | 0 | 0 | 0 | 0 | 0 | 0 | 0 | 0 | 0 | 0 | 0 | 0 | 0 | 0 | 0 | 0 | 0 | 0 | 0 | 0 | 0 | 0 | 0
Commercial_Office_Existing_Space Heating_Natural Gas_Boiler_E10_Baseline Forecast | Commercial | Office | Existing | Space Heating | Natural Gas | Boiler | E10 |  | Baseline Forecast | 0 | 0 | 0 | 0 | 0 | 0 | 0 | 0 | 0 | 0 | 0 | 0 | 0 | 0 | 0 | 0 | 0 | 0 | 0 | 0 | 0 | 0 | 0 | 0 | 0 | 0 | 0 | 0 | 0 | 0 | 0 | 0 | 0 | 0 | 0 | 0 | 0 | 0 | 0 | 0 | 0 | 0 | 0 | 0 | 0 | 0 | 0 | 0 | 0 | 0 | 0
Commercial_Office_Existing_Space Heating_Natural Gas_Boiler_Vintage_Baseline Forecast | Commercial | Office | Existing | Space Heating | Natural Gas | Boiler | Vintage |  | Baseline Forecast | 4034831.0713 | 3941315.4386 | 3840624.7538 | 3729592.3354 | 3612593.445 | 3488772.5881 | 3362670.2741 | 3235684.7621 | 3107564.4759 | 2977305.9703 | 2844916.183 | 2710697.3019 | 2574851.0752 | 2437625.9062 | 2299263.5996 | 2160076.3025 | 2020311.5196 | 1880190.9624 | 1739897.6833 | 1599596.9675 | 1459425.3573 | 1319520.7756 | 1192999.9412 | 1078585.0601 | 975120.1034 | 881552.1962 | 796937.0289 | 720420.1842 | 651228.5985 | 588662.8318 | 532090.071 | 480937.7967 | 434703.0266 | 0 | 0 | 0 | 0 | 0 | 0 | 0 | 0 | 0 | 0 | 0 | 0 | 0 | 0 | 0 | 0 | 0 | 0
Commercial_Office_Existing_Space Heating_Natural Gas_Unit Heater_E1_Baseline Forecast | Commercial | Office | Existing | Space Heating | Natural Gas | Unit Heater | E1 |  | Baseline Forecast | 0 | 5480.9774 | 12541.7823 | 20809.3462 | 30001.7242 | 39870.5497 | 50271.7675 | 61095.8126 | 72243.8072 | 83612.4343 | 95126.3481 | 106730.0714 | 115803.824 | 122861.1837 | 128310.5176 | 132481.5528 | 135635.8723 | 137982.0715 | 139685.341 | 140877.1662 | 141660.9745 | 142120.0158 | 142321.6695 | 142318.7097 | 142153.1397 | 141857.259 | 141457.6514 | 140975.4739 | 140427.5642 | 139827.3217 | 139185.4097 | 138510.3134 | 137813.5326 | 0 | 0 | 0 | 0 | 0 | 0 | 0 | 0 | 0 | 0 | 0 | 0 | 0 | 0 | 0 | 0 | 0 | 0
Commercial_Office_Existing_Space Heating_Natural Gas_Unit Heater_E2_Baseline Forecast | Commercial | Office | Existing | Space Heating | Natural Gas | Unit Heater | E2 |  | Baseline Forecast | 0 | 0 | 0 | 0 | 0 | 0 | 0 | 0 | 0 | 0 | 0 | 0 | 0 | 0 | 0 | 0 | 0 | 0 | 0 | 0 | 0 | 0 | 0 | 0 | 0 | 0 | 0 | 0 | 0 | 0 | 0 | 0 | 0 | 0 | 0 | 0 | 0 | 0 | 0 | 0 | 0 | 0 | 0 | 0 | 0 | 0 | 0 | 0 | 0 | 0 | 0
Commercial_Office_Existing_Space Heating_Natural Gas_Unit Heater_E3_Baseline Forecast | Commercial | Office | Existing | Space Heating | Natural Gas | Unit Heater | E3 |  | Baseline Forecast | 0 | 0 | 0 | 0 | 0 | 0 | 0 | 0 | 0 | 0 | 0 | 0 | 0 | 0 | 0 | 0 | 0 | 0 | 0 | 0 | 0 | 0 | 0 | 0 | 0 | 0 | 0 | 0 | 0 | 0 | 0 | 0 | 0 | 0 | 0 | 0 | 0 | 0 | 0 | 0 | 0 | 0 | 0 | 0 | 0 | 0 | 0 | 0 | 0 | 0 | 0
Commercial_Office_Existing_Space Heating_Natural Gas_Unit Heater_E4_Baseline Forecast | Commercial | Office | Existing | Space Heating | Natural Gas | Unit Heater | E4 |  | Baseline Forecast | 0 | 0 | 0 | 0 | 0 | 0 | 0 | 0 | 0 | 0 | 0 | 0 | 0 | 0 | 0 | 0 | 0 | 0 | 0 | 0 | 0 | 0 | 0 | 0 | 0 | 0 | 0 | 0 | 0 | 0 | 0 | 0 | 0 | 0 | 0 | 0 | 0 | 0 | 0 | 0 | 0 | 0 | 0 | 0 | 0 | 0 | 0 | 0 | 0 | 0 | 0
Commercial_Office_Existing_Space Heating_Natural Gas_Unit Heater_E5_Baseline Forecast | Commercial | Office | Existing | Space Heating | Natural Gas | Unit Heater | E5 |  | Baseline Forecast | 0 | 0 | 0 | 0 | 0 | 0 | 0 | 0 | 0 | 0 | 0 | 0 | 0 | 0 | 0 | 0 | 0 | 0 | 0 | 0 | 0 | 0 | 0 | 0 | 0 | 0 | 0 | 0 | 0 | 0 | 0 | 0 | 0 | 0 | 0 | 0 | 0 | 0 | 0 | 0 | 0 | 0 | 0 | 0 | 0 | 0 | 0 | 0 | 0 | 0 | 0
Commercial_Office_Existing_Space Heating_Natural Gas_Unit Heater_E6_Baseline Forecast | Commercial | Office | Existing | Space Heating | Natural Gas | Unit Heater | E6 |  | Baseline Forecast | 0 | 0 | 0 | 0 | 0 | 0 | 0 | 0 | 0 | 0 | 0 | 0 | 0 | 0 | 0 | 0 | 0 | 0 | 0 | 0 | 0 | 0 | 0 | 0 | 0 | 0 | 0 | 0 | 0 | 0 | 0 | 0 | 0 | 0 | 0 | 0 | 0 | 0 | 0 | 0 | 0 | 0 | 0 | 0 | 0 | 0 | 0 | 0 | 0 | 0 | 0
Commercial_Office_Existing_Space Heating_Natural Gas_Unit Heater_E7_Baseline Forecast | Commercial | Office | Existing | Space Heating | Natural Gas | Unit Heater | E7 |  | Baseline Forecast | 0 | 0 | 0 | 0 | 0 | 0 | 0 | 0 | 0 | 0 | 0 | 0 | 0 | 0 | 0 | 0 | 0 | 0 | 0 | 0 | 0 | 0 | 0 | 0 | 0 | 0 | 0 | 0 | 0 | 0 | 0 | 0 | 0 | 0 | 0 | 0 | 0 | 0 | 0 | 0 | 0 | 0 | 0 | 0 | 0 | 0 | 0 | 0 | 0 | 0 | 0
Commercial_Office_Existing_Space Heating_Natural Gas_Unit Heater_E8_Baseline Forecast | Commercial | Office | Existing | Space Heating | Natural Gas | Unit Heater | E8 |  | Baseline Forecast | 0 | 0 | 0 | 0 | 0 | 0 | 0 | 0 | 0 | 0 | 0 | 0 | 0 | 0 | 0 | 0 | 0 | 0 | 0 | 0 | 0 | 0 | 0 | 0 | 0 | 0 | 0 | 0 | 0 | 0 | 0 | 0 | 0 | 0 | 0 | 0 | 0 | 0 | 0 | 0 | 0 | 0 | 0 | 0 | 0 | 0 | 0 | 0 | 0 | 0 | 0
Commercial_Office_Existing_Space Heating_Natural Gas_Unit Heater_E9_Baseline Forecast | Commercial | Office | Existing | Space Heating | Natural Gas | Unit Heater | E9 |  | Baseline Forecast | 0 | 0 | 0 | 0 | 0 | 0 | 0 | 0 | 0 | 0 | 0 | 0 | 0 | 0 | 0 | 0 | 0 | 0 | 0 | 0 | 0 | 0 | 0 | 0 | 0 | 0 | 0 | 0 | 0 | 0 | 0 | 0 | 0 | 0 | 0 | 0 | 0 | 0 | 0 | 0 | 0 | 0 | 0 | 0 | 0 | 0 | 0 | 0 | 0 | 0 | 0
Commercial_Office_Existing_Space Heating_Natural Gas_Unit Heater_E10_Baseline Forecast | Commercial | Office | Existing | Space Heating | Natural Gas | Unit Heater | E10 |  | Baseline Forecast | 0 | 0 | 0 | 0 | 0 | 0 | 0 | 0 | 0 | 0 | 0 | 0 | 0 | 0 | 0 | 0 | 0 | 0 | 0 | 0 | 0 | 0 | 0 | 0 | 0 | 0 | 0 | 0 | 0 | 0 | 0 | 0 | 0 | 0 | 0 | 0 | 0 | 0 | 0 | 0 | 0 | 0 | 0 | 0 | 0 | 0 | 0 | 0 | 0 | 0 | 0
Commercial_Office_Existing_Space Heating_Natural Gas_Unit Heater_Vintage_Baseline Forecast | Commercial | Office | Existing | Space Heating | Natural Gas | Unit Heater | Vintage |  | Baseline Forecast | 165270.1795 | 158948.3447 | 151046.6825 | 141763.6713 | 131529.4541 | 120518.3813 | 109050.0452 | 97281.092 | 85284.0561 | 73095.915 | 60773.2794 | 48368.9466 | 38495.6921 | 30636.5205 | 24380.3947 | 19401.0667 | 15438.2313 | 12284.5738 | 9774.9204 | 7777.8024 | 6188.5276 | 4923.8447 | 3917.5199 | 3116.7923 | 2479.672 | 1972.7263 | 1569.3705 | 1248.4467 | 993.1167 | 789.98 | 628.3727 | 499.8086 | 397.5485 | 0 | 0 | 0 | 0 | 0 | 0 | 0 | 0 | 0 | 0 | 0 | 0 | 0 | 0 | 0 | 0 | 0 | 0
Commercial_Office_Existing_Water Heating_Natural Gas_Water Heater_E1_Baseline Forecast | Commercial | Office | Existing | Water Heating | Natural Gas | Water Heater | E1 |  | Baseline Forecast | 0 | 0 | 0 | 0 | 0 | 0 | 0 | 0 | 0 | 0 | 0 | 0 | 0 | 0 | 0 | 0 | 0 | 0 | 0 | 0 | 0 | 0 | 0 | 0 | 0 | 0 | 0 | 0 | 0 | 0 | 0 | 0 | 0 | 0 | 0 | 0 | 0 | 0 | 0 | 0 | 0 | 0 | 0 | 0 | 0 | 0 | 0 | 0 | 0 | 0 | 0
Commercial_Office_Existing_Water Heating_Natural Gas_Water Heater_E2_Baseline Forecast | Commercial | Office | Existing | Water Heating | Natural Gas | Water Heater | E2 |  | Baseline Forecast | 0 | 223381.2756 | 511149.5854 | 848100.2502 | 1222742.3912 | 1624953.6534 | 2048862.9531 | 2490004.8904 | 2944349.6323 | 3407686.4125 | 3771047.7227 | 4054874.5984 | 4275276.5046 | 4445100.1673 | 4574560.9754 | 4671957.2251 | 4743859.033 | 4795507.9637 | 4831046.0502 | 4853770.2221 | 4866262.4999 | 4870610.227 | 4868513.0163 | 4861294.2068 | 4850007.0786 | 4835451.4147 | 4818293.7541 | 4799064.5671 | 4778186.0204 | 4755994.0777 | 4732756.0933 | 4708684.8157 | 4684110.9012 | 0 | 0 | 0 | 0 | 0 | 0 | 0 | 0 | 0 | 0 | 0 | 0 | 0 | 0 | 0 | 0 | 0 | 0
Commercial_Office_Existing_Water Heating_Natural Gas_Water Heater_E3_Baseline Forecast | Commercial | Office | Existing | Water Heating | Natural Gas | Water Heater | E3 |  | Baseline Forecast | 0 | 0 | 0 | 0 | 0 | 0 | 0 | 0 | 0 | 0 | 0 | 0 | 0 | 0 | 0 | 0 | 0 | 0 | 0 | 0 | 0 | 0 | 0 | 0 | 0 | 0 | 0 | 0 | 0 | 0 | 0 | 0 | 0 | 0 | 0 | 0 | 0 | 0 | 0 | 0 | 0 | 0 | 0 | 0 | 0 | 0 | 0 | 0 | 0 | 0 | 0
Commercial_Office_Existing_Water Heating_Natural Gas_Water Heater_E4_Baseline Forecast | Commercial | Office | Existing | Water Heating | Natural Gas | Water Heater | E4 |  | Baseline Forecast | 0 | 0 | 0 | 0 | 0 | 0 | 0 | 0 | 0 | 0 | 0 | 0 | 0 | 0 | 0 | 0 | 0 | 0 | 0 | 0 | 0 | 0 | 0 | 0 | 0 | 0 | 0 | 0 | 0 | 0 | 0 | 0 | 0 | 0 | 0 | 0 | 0 | 0 | 0 | 0 | 0 | 0 | 0 | 0 | 0 | 0 | 0 | 0 | 0 | 0 | 0
Commercial_Office_Existing_Water Heating_Natural Gas_Water Heater_E5_Baseline Forecast | Commercial | Office | Existing | Water Heating | Natural Gas | Water Heater | E5 |  | Baseline Forecast | 0 | 0 | 0 | 0 | 0 | 0 | 0 | 0 | 0 | 0 | 0 | 0 | 0 | 0 | 0 | 0 | 0 | 0 | 0 | 0 | 0 | 0 | 0 | 0 | 0 | 0 | 0 | 0 | 0 | 0 | 0 | 0 | 0 | 0 | 0 | 0 | 0 | 0 | 0 | 0 | 0 | 0 | 0 | 0 | 0 | 0 | 0 | 0 | 0 | 0 | 0
Commercial_Office_Existing_Water Heating_Natural Gas_Water Heater_E6_Baseline Forecast | Commercial | Office | Existing | Water Heating | Natural Gas | Water Heater | E6 |  | Baseline Forecast | 0 | 0 | 0 | 0 | 0 | 0 | 0 | 0 | 0 | 0 | 0 | 0 | 0 | 0 | 0 | 0 | 0 | 0 | 0 | 0 | 0 | 0 | 0 | 0 | 0 | 0 | 0 | 0 | 0 | 0 | 0 | 0 | 0 | 0 | 0 | 0 | 0 | 0 | 0 | 0 | 0 | 0 | 0 | 0 | 0 | 0 | 0 | 0 | 0 | 0 | 0
Commercial_Office_Existing_Water Heating_Natural Gas_Water Heater_E7_Baseline Forecast | Commercial | Office | Existing | Water Heating | Natural Gas | Water Heater | E7 |  | Baseline Forecast | 0 | 0 | 0 | 0 | 0 | 0 | 0 | 0 | 0 | 0 | 0 | 0 | 0 | 0 | 0 | 0 | 0 | 0 | 0 | 0 | 0 | 0 | 0 | 0 | 0 | 0 | 0 | 0 | 0 | 0 | 0 | 0 | 0 | 0 | 0 | 0 | 0 | 0 | 0 | 0 | 0 | 0 | 0 | 0 | 0 | 0 | 0 | 0 | 0 | 0 | 0
Commercial_Office_Existing_Water Heating_Natural Gas_Water Heater_E8_Baseline Forecast | Commercial | Office | Existing | Water Heating | Natural Gas | Water Heater | E8 |  | Baseline Forecast | 0 | 0 | 0 | 0 | 0 | 0 | 0 | 0 | 0 | 0 | 0 | 0 | 0 | 0 | 0 | 0 | 0 | 0 | 0 | 0 | 0 | 0 | 0 | 0 | 0 | 0 | 0 | 0 | 0 | 0 | 0 | 0 | 0 | 0 | 0 | 0 | 0 | 0 | 0 | 0 | 0 | 0 | 0 | 0 | 0 | 0 | 0 | 0 | 0 | 0 | 0
Commercial_Office_Existing_Water Heating_Natural Gas_Water Heater_E9_Baseline Forecast | Commercial | Office | Existing | Water Heating | Natural Gas | Water Heater | E9 |  | Baseline Forecast | 0 | 0 | 0 | 0 | 0 | 0 | 0 | 0 | 0 | 0 | 0 | 0 | 0 | 0 | 0 | 0 | 0 | 0 | 0 | 0 | 0 | 0 | 0 | 0 | 0 | 0 | 0 | 0 | 0 | 0 | 0 | 0 | 0 | 0 | 0 | 0 | 0 | 0 | 0 | 0 | 0 | 0 | 0 | 0 | 0 | 0 | 0 | 0 | 0 | 0 | 0
Commercial_Office_Existing_Water Heating_Natural Gas_Water Heater_E10_Baseline Forecast | Commercial | Office | Existing | Water Heating | Natural Gas | Water Heater | E10 |  | Baseline Forecast | 0 | 0 | 0 | 0 | 0 | 0 | 0 | 0 | 0 | 0 | 0 | 0 | 0 | 0 | 0 | 0 | 0 | 0 | 0 | 0 | 0 | 0 | 0 | 0 | 0 | 0 | 0 | 0 | 0 | 0 | 0 | 0 | 0 | 0 | 0 | 0 | 0 | 0 | 0 | 0 | 0 | 0 | 0 | 0 | 0 | 0 | 0 | 0 | 0 | 0 | 0
Commercial_Office_Existing_Water Heating_Natural Gas_Water Heater_Vintage_Baseline Forecast | Commercial | Office | Existing | Water Heating | Natural Gas | Water Heater | Vintage |  | Baseline Forecast | 5613090.0249 | 5361150.6142 | 5044824.1693 | 4673385.7535 | 4263359.5077 | 3822353.9703 | 3362202.0101 | 2888968.0467 | 2405787.2225 | 1914617.1929 | 1523789.1714 | 1212771.1036 | 965215.625 | 768159.9334 | 611297.9554 | 486449.5646 | 387088.0404 | 308015.3111 | 245089.9136 | 195015.4943 | 155167.0637 | 123457.2385 | 98225.3128 | 78148.3964 | 62173.6627 | 49462.8398 | 39349.3618 | 31302.7311 | 24900.7539 | 19807.4386 | 15755.4035 | 12531.8722 | 9967.8704 | 0 | 0 | 0 | 0 | 0 | 0 | 0 | 0 | 0 | 0 | 0 | 0 | 0 | 0 | 0 | 0 | 0 | 0
Commercial_Office_Existing_Food Preparation_Natural Gas_Oven_E1_Baseline Forecast | Commercial | Office | Existing | Food Preparation | Natural Gas | Oven | E1 |  | Baseline Forecast | 0 | 1033.2735 | 2364.376 | 3922.9766 | 5655.9231 | 7516.3935 | 9477.2304 | 11517.7787 | 13619.398 | 15762.6108 | 17933.2131 | 20120.7463 | 21831.3296 | 23161.7826 | 24189.0906 | 24975.4139 | 25570.0661 | 26012.3714 | 26333.4716 | 26558.1544 | 26705.9179 | 26792.4564 | 26830.4721 | 26829.9141 | 26798.7009 | 26742.9215 | 26667.5875 | 26576.6874 | 26473.3955 | 26360.2378 | 26239.2246 | 26111.9555 | 25980.5984 | 0 | 0 | 0 | 0 | 0 | 0 | 0 | 0 | 0 | 0 | 0 | 0 | 0 | 0 | 0 | 0 | 0 | 0
Commercial_Office_Existing_Food Preparation_Natural Gas_Oven_E2_Baseline Forecast | Commercial | Office | Existing | Food Preparation | Natural Gas | Oven | E2 |  | Baseline Forecast | 0 | 1486.9058 | 3402.3947 | 5645.2591 | 8139.0113 | 10816.2736 | 13637.9657 | 16574.3645 | 19598.6458 | 22682.7814 | 25806.3311 | 28954.2447 | 31415.8157 | 33330.37 | 34808.6914 | 35940.2298 | 36795.9487 | 37432.4368 | 37894.5079 | 38217.832 | 38430.4673 | 38554.9982 | 38609.7038 | 38608.9008 | 38563.9842 | 38483.7163 | 38375.3088 | 38244.5014 | 38095.8618 | 37933.0252 | 37758.8842 | 37575.7409 | 37386.7148 | 0 | 0 | 0 | 0 | 0 | 0 | 0 | 0 | 0 | 0 | 0 | 0 | 0 | 0 | 0 | 0 | 0 | 0
Commercial_Office_Existing_Food Preparation_Natural Gas_Oven_E3_Baseline Forecast | Commercial | Office | Existing | Food Preparation | Natural Gas | Oven | E3 |  | Baseline Forecast | 0 | 0 | 0 | 0 | 0 | 0 | 0 | 0 | 0 | 0 | 0 | 0 | 0 | 0 | 0 | 0 | 0 | 0 | 0 | 0 | 0 | 0 | 0 | 0 | 0 | 0 | 0 | 0 | 0 | 0 | 0 | 0 | 0 | 0 | 0 | 0 | 0 | 0 | 0 | 0 | 0 | 0 | 0 | 0 | 0 | 0 | 0 | 0 | 0 | 0 | 0
Commercial_Office_Existing_Food Preparation_Natural Gas_Oven_E4_Baseline Forecast | Commercial | Office | Existing | Food Preparation | Natural Gas | Oven | E4 |  | Baseline Forecast | 0 | 0 | 0 | 0 | 0 | 0 | 0 | 0 | 0 | 0 | 0 | 0 | 0 | 0 | 0 | 0 | 0 | 0 | 0 | 0 | 0 | 0 | 0 | 0 | 0 | 0 | 0 | 0 | 0 | 0 | 0 | 0 | 0 | 0 | 0 | 0 | 0 | 0 | 0 | 0 | 0 | 0 | 0 | 0 | 0 | 0 | 0 | 0 | 0 | 0 | 0
Commercial_Office_Existing_Food Preparation_Natural Gas_Oven_E5_Baseline Forecast | Commercial | Office | Existing | Food Preparation | Natural Gas | Oven | E5 |  | Baseline Forecast | 0 | 0 | 0 | 0 | 0 | 0 | 0 | 0 | 0 | 0 | 0 | 0 | 0 | 0 | 0 | 0 | 0 | 0 | 0 | 0 | 0 | 0 | 0 | 0 | 0 | 0 | 0 | 0 | 0 | 0 | 0 | 0 | 0 | 0 | 0 | 0 | 0 | 0 | 0 | 0 | 0 | 0 | 0 | 0 | 0 | 0 | 0 | 0 | 0 | 0 | 0
Commercial_Office_Existing_Food Preparation_Natural Gas_Oven_E6_Baseline Forecast | Commercial | Office | Existing | Food Preparation | Natural Gas | Oven | E6 |  | Baseline Forecast | 0 | 0 | 0 | 0 | 0 | 0 | 0 | 0 | 0 | 0 | 0 | 0 | 0 | 0 | 0 | 0 | 0 | 0 | 0 | 0 | 0 | 0 | 0 | 0 | 0 | 0 | 0 | 0 | 0 | 0 | 0 | 0 | 0 | 0 | 0 | 0 | 0 | 0 | 0 | 0 | 0 | 0 | 0 | 0 | 0 | 0 | 0 | 0 | 0 | 0 | 0
Commercial_Office_Existing_Food Preparation_Natural Gas_Oven_E7_Baseline Forecast | Commercial | Office | Existing | Food Preparation | Natural Gas | Oven | E7 |  | Baseline Forecast | 0 | 0 | 0 | 0 | 0 | 0 | 0 | 0 | 0 | 0 | 0 | 0 | 0 | 0 | 0 | 0 | 0 | 0 | 0 | 0 | 0 | 0 | 0 | 0 | 0 | 0 | 0 | 0 | 0 | 0 | 0 | 0 | 0 | 0 | 0 | 0 | 0 | 0 | 0 | 0 | 0 | 0 | 0 | 0 | 0 | 0 | 0 | 0 | 0 | 0 | 0
Commercial_Office_Existing_Food Preparation_Natural Gas_Oven_E8_Baseline Forecast | Commercial | Office | Existing | Food Preparation | Natural Gas | Oven | E8 |  | Baseline Forecast | 0 | 0 | 0 | 0 | 0 | 0 | 0 | 0 | 0 | 0 | 0 | 0 | 0 | 0 | 0 | 0 | 0 | 0 | 0 | 0 | 0 | 0 | 0 | 0 | 0 | 0 | 0 | 0 | 0 | 0 | 0 | 0 | 0 | 0 | 0 | 0 | 0 | 0 | 0 | 0 | 0 | 0 | 0 | 0 | 0 | 0 | 0 | 0 | 0 | 0 | 0
Commercial_Office_Existing_Food Preparation_Natural Gas_Oven_E9_Baseline Forecast | Commercial | Office | Existing | Food Preparation | Natural Gas | Oven | E9 |  | Baseline Forecast | 0 | 0 | 0 | 0 | 0 | 0 | 0 | 0 | 0 | 0 | 0 | 0 | 0 | 0 | 0 | 0 | 0 | 0 | 0 | 0 | 0 | 0 | 0 | 0 | 0 | 0 | 0 | 0 | 0 | 0 | 0 | 0 | 0 | 0 | 0 | 0 | 0 | 0 | 0 | 0 | 0 | 0 | 0 | 0 | 0 | 0 | 0 | 0 | 0 | 0 | 0
Commercial_Office_Existing_Food Preparation_Natural Gas_Oven_E10_Baseline Forecast | Commercial | Office | Existing | Food Preparation | Natural Gas | Oven | E10 |  | Baseline Forecast | 0 | 0 | 0 | 0 | 0 | 0 | 0 | 0 | 0 | 0 | 0 | 0 | 0 | 0 | 0 | 0 | 0 | 0 | 0 | 0 | 0 | 0 | 0 | 0 | 0 | 0 | 0 | 0 | 0 | 0 | 0 | 0 | 0 | 0 | 0 | 0 | 0 | 0 | 0 | 0 | 0 | 0 | 0 | 0 | 0 | 0 | 0 | 0 | 0 | 0 | 0
Commercial_Office_Existing_Food Preparation_Natural Gas_Oven_Vintage_Baseline Forecast | Commercial | Office | Existing | Food Preparation | Natural Gas | Oven | Vintage |  | Baseline Forecast | 75992.0092 | 73085.1997 | 69451.9781 | 65183.6057 | 60477.8643 | 55414.921 | 50141.7259 | 44730.3056 | 39214.0119 | 33609.847 | 27943.8409 | 22240.2701 | 17700.5011 | 14086.8168 | 11210.2206 | 8920.7021 | 7098.5717 | 5648.5051 | 4494.5546 | 3576.2703 | 2845.5142 | 2264.0071 | 1801.2941 | 1433.1158 | 1140.1649 | 907.0689 | 721.604 | 574.0417 | 456.6397 | 363.2365 | 288.9287 | 229.8144 | 182.7947 | 0 | 0 | 0 | 0 | 0 | 0 | 0 | 0 | 0 | 0 | 0 | 0 | 0 | 0 | 0 | 0 | 0 | 0
Commercial_Office_Existing_Food Preparation_Natural Gas_Conveyor Oven_E1_Baseline Forecast | Commercial | Office | Existing | Food Preparation | Natural Gas | Conveyor Oven | E1 |  | Baseline Forecast | 0 | 364.6848 | 834.4856 | 1384.58 | 1996.2082 | 2652.8448 | 3344.9049 | 4065.0984 | 4806.8463 | 5563.2744 | 6329.3693 | 7101.4399 | 7876.2842 | 8651.3624 | 9424.5901 | 10194.621 | 10960.3297 | 11554.2251 | 12011.4007 | 12359.7891 | 12621.5133 | 12814.2602 | 12952.2095 | 13046.5715 | 13106.2686 | 13138.2967 | 13148.3039 | 13140.785 | 13119.3175 | 13086.7482 | 13045.3425 | 12996.9035 | 12943.3114 | 0 | 0 | 0 | 0 | 0 | 0 | 0 | 0 | 0 | 0 | 0 | 0 | 0 | 0 | 0 | 0 | 0 | 0
Commercial_Office_Existing_Food Preparation_Natural Gas_Conveyor Oven_E2_Baseline Forecast | Commercial | Office | Existing | Food Preparation | Natural Gas | Conveyor Oven | E2 |  | Baseline Forecast | 0 | 524.7903 | 1200.8452 | 1992.4444 | 2872.5922 | 3817.5083 | 4813.3997 | 5849.7757 | 6917.1691 | 8005.6876 | 9108.1169 | 10219.1452 | 11334.165 | 12449.5215 | 13562.215 | 14670.3082 | 15772.1817 | 16626.8117 | 17284.6986 | 17786.038 | 18162.6655 | 18440.033 | 18638.5453 | 18774.3346 | 18860.2401 | 18906.3294 | 18920.7299 | 18909.9102 | 18879.0179 | 18832.1498 | 18772.5661 | 18702.8611 | 18625.7409 | 0 | 0 | 0 | 0 | 0 | 0 | 0 | 0 | 0 | 0 | 0 | 0 | 0 | 0 | 0 | 0 | 0 | 0
Commercial_Office_Existing_Food Preparation_Natural Gas_Conveyor Oven_E3_Baseline Forecast | Commercial | Office | Existing | Food Preparation | Natural Gas | Conveyor Oven | E3 |  | Baseline Forecast | 0 | 0 | 0 | 0 | 0 | 0 | 0 | 0 | 0 | 0 | 0 | 0 | 0 | 0 | 0 | 0 | 0 | 0 | 0 | 0 | 0 | 0 | 0 | 0 | 0 | 0 | 0 | 0 | 0 | 0 | 0 | 0 | 0 | 0 | 0 | 0 | 0 | 0 | 0 | 0 | 0 | 0 | 0 | 0 | 0 | 0 | 0 | 0 | 0 | 0 | 0
Commercial_Office_Existing_Food Preparation_Natural Gas_Conveyor Oven_E4_Baseline Forecast | Commercial | Office | Existing | Food Preparation | Natural Gas | Conveyor Oven | E4 |  | Baseline Forecast | 0 | 0 | 0 | 0 | 0 | 0 | 0 | 0 | 0 | 0 | 0 | 0 | 0 | 0 | 0 | 0 | 0 | 0 | 0 | 0 | 0 | 0 | 0 | 0 | 0 | 0 | 0 | 0 | 0 | 0 | 0 | 0 | 0 | 0 | 0 | 0 | 0 | 0 | 0 | 0 | 0 | 0 | 0 | 0 | 0 | 0 | 0 | 0 | 0 | 0 | 0
Commercial_Office_Existing_Food Preparation_Natural Gas_Conveyor Oven_E5_Baseline Forecast | Commercial | Office | Existing | Food Preparation | Natural Gas | Conveyor Oven | E5 |  | Baseline Forecast | 0 | 0 | 0 | 0 | 0 | 0 | 0 | 0 | 0 | 0 | 0 | 0 | 0 | 0 | 0 | 0 | 0 | 0 | 0 | 0 | 0 | 0 | 0 | 0 | 0 | 0 | 0 | 0 | 0 | 0 | 0 | 0 | 0 | 0 | 0 | 0 | 0 | 0 | 0 | 0 | 0 | 0 | 0 | 0 | 0 | 0 | 0 | 0 | 0 | 0 | 0
Commercial_Office_Existing_Food Preparation_Natural Gas_Conveyor Oven_E6_Baseline Forecast | Commercial | Office | Existing | Food Preparation | Natural Gas | Conveyor Oven | E6 |  | Baseline Forecast | 0 | 0 | 0 | 0 | 0 | 0 | 0 | 0 | 0 | 0 | 0 | 0 | 0 | 0 | 0 | 0 | 0 | 0 | 0 | 0 | 0 | 0 | 0 | 0 | 0 | 0 | 0 | 0 | 0 | 0 | 0 | 0 | 0 | 0 | 0 | 0 | 0 | 0 | 0 | 0 | 0 | 0 | 0 | 0 | 0 | 0 | 0 | 0 | 0 | 0 | 0
Commercial_Office_Existing_Food Preparation_Natural Gas_Conveyor Oven_E7_Baseline Forecast | Commercial | Office | Existing | Food Preparation | Natural Gas | Conveyor Oven | E7 |  | Baseline Forecast | 0 | 0 | 0 | 0 | 0 | 0 | 0 | 0 | 0 | 0 | 0 | 0 | 0 | 0 | 0 | 0 | 0 | 0 | 0 | 0 | 0 | 0 | 0 | 0 | 0 | 0 | 0 | 0 | 0 | 0 | 0 | 0 | 0 | 0 | 0 | 0 | 0 | 0 | 0 | 0 | 0 | 0 | 0 | 0 | 0 | 0 | 0 | 0 | 0 | 0 | 0
Commercial_Office_Existing_Food Preparation_Natural Gas_Conveyor Oven_E8_Baseline Forecast | Commercial | Office | Existing | Food Preparation | Natural Gas | Conveyor Oven | E8 |  | Baseline Forecast | 0 | 0 | 0 | 0 | 0 | 0 | 0 | 0 | 0 | 0 | 0 | 0 | 0 | 0 | 0 | 0 | 0 | 0 | 0 | 0 | 0 | 0 | 0 | 0 | 0 | 0 | 0 | 0 | 0 | 0 | 0 | 0 | 0 | 0 | 0 | 0 | 0 | 0 | 0 | 0 | 0 | 0 | 0 | 0 | 0 | 0 | 0 | 0 | 0 | 0 | 0
Commercial_Office_Existing_Food Preparation_Natural Gas_Conveyor Oven_E9_Baseline Forecast | Commercial | Office | Existing | Food Preparation | Natural Gas | Conveyor Oven | E9 |  | Baseline Forecast | 0 | 0 | 0 | 0 | 0 | 0 | 0 | 0 | 0 | 0 | 0 | 0 | 0 | 0 | 0 | 0 | 0 | 0 | 0 | 0 | 0 | 0 | 0 | 0 | 0 | 0 | 0 | 0 | 0 | 0 | 0 | 0 | 0 | 0 | 0 | 0 | 0 | 0 | 0 | 0 | 0 | 0 | 0 | 0 | 0 | 0 | 0 | 0 | 0 | 0 | 0
Commercial_Office_Existing_Food Preparation_Natural Gas_Conveyor Oven_E10_Baseline Forecast | Commercial | Office | Existing | Food Preparation | Natural Gas | Conveyor Oven | E10 |  | Baseline Forecast | 0 | 0 | 0 | 0 | 0 | 0 | 0 | 0 | 0 | 0 | 0 | 0 | 0 | 0 | 0 | 0 | 0 | 0 | 0 | 0 | 0 | 0 | 0 | 0 | 0 | 0 | 0 | 0 | 0 | 0 | 0 | 0 | 0 | 0 | 0 | 0 | 0 | 0 | 0 | 0 | 0 | 0 | 0 | 0 | 0 | 0 | 0 | 0 | 0 | 0 | 0
Commercial_Office_Existing_Food Preparation_Natural Gas_Conveyor Oven_Vintage_Baseline Forecast | Commercial | Office | Existing | Food Preparation | Natural Gas | Conveyor Oven | Vintage |  | Baseline Forecast | 37996.0046 | 36913.2145 | 35574.0436 | 33998.8963 | 32267.599 | 30403.4409 | 28470.1565 | 26496.3503 | 24492.0124 | 22458.6576 | 20404.2064 | 18337.0455 | 16263.374 | 14188.6008 | 12117.1963 | 10053.2437 | 7999.7818 | 6365.6198 | 5065.1677 | 4030.3012 | 3206.7709 | 2551.4376 | 2029.9802 | 1615.0593 | 1284.9163 | 1022.2272 | 813.2163 | 646.9201 | 514.6132 | 409.3518 | 325.6101 | 258.9908 | 206.0017 | 0 | 0 | 0 | 0 | 0 | 0 | 0 | 0 | 0 | 0 | 0 | 0 | 0 | 0 | 0 | 0 | 0 | 0
Commercial_Office_Existing_Food Preparation_Natural Gas_Double Rack Oven_E1_Baseline Forecast | Commercial | Office | Existing | Food Preparation | Natural Gas | Double Rack Oven | E1 |  | Baseline Forecast | 0 | 516.6368 | 1182.188 | 1961.4883 | 2827.9616 | 3758.1968 | 4738.6152 | 5758.8894 | 6809.699 | 7881.3054 | 8966.6066 | 10060.3731 | 10915.6648 | 11580.8913 | 12094.5453 | 12487.707 | 12785.033 | 13006.1857 | 13166.7358 | 13279.0772 | 13352.959 | 13396.2282 | 13415.2361 | 13414.9571 | 13399.3504 | 13371.4607 | 13333.7937 | 13288.3437 | 13236.6978 | 13180.1189 | 13119.6123 | 13055.9778 | 12990.2992 | 0 | 0 | 0 | 0 | 0 | 0 | 0 | 0 | 0 | 0 | 0 | 0 | 0 | 0 | 0 | 0 | 0 | 0
Commercial_Office_Existing_Food Preparation_Natural Gas_Double Rack Oven_E2_Baseline Forecast | Commercial | Office | Existing | Food Preparation | Natural Gas | Double Rack Oven | E2 |  | Baseline Forecast | 0 | 743.4529 | 1701.1974 | 2822.6295 | 4069.5057 | 5408.1368 | 6818.9829 | 8287.1822 | 9799.3229 | 11341.3907 | 12903.1655 | 14477.1223 | 15707.9079 | 16665.185 | 17404.3457 | 17970.1149 | 18397.9744 | 18716.2184 | 18947.254 | 19108.916 | 19215.2336 | 19277.4991 | 19304.8519 | 19304.4504 | 19281.9921 | 19241.8581 | 19187.6544 | 19122.2507 | 19047.9309 | 18966.5126 | 18879.4421 | 18787.8704 | 18693.3574 | 0 | 0 | 0 | 0 | 0 | 0 | 0 | 0 | 0 | 0 | 0 | 0 | 0 | 0 | 0 | 0 | 0 | 0
Commercial_Office_Existing_Food Preparation_Natural Gas_Double Rack Oven_E3_Baseline Forecast | Commercial | Office | Existing | Food Preparation | Natural Gas | Double Rack Oven | E3 |  | Baseline Forecast | 0 | 0 | 0 | 0 | 0 | 0 | 0 | 0 | 0 | 0 | 0 | 0 | 0 | 0 | 0 | 0 | 0 | 0 | 0 | 0 | 0 | 0 | 0 | 0 | 0 | 0 | 0 | 0 | 0 | 0 | 0 | 0 | 0 | 0 | 0 | 0 | 0 | 0 | 0 | 0 | 0 | 0 | 0 | 0 | 0 | 0 | 0 | 0 | 0 | 0 | 0
Commercial_Office_Existing_Food Preparation_Natural Gas_Double Rack Oven_E4_Baseline Forecast | Commercial | Office | Existing | Food Preparation | Natural Gas | Double Rack Oven | E4 |  | Baseline Forecast | 0 | 0 | 0 | 0 | 0 | 0 | 0 | 0 | 0 | 0 | 0 | 0 | 0 | 0 | 0 | 0 | 0 | 0 | 0 | 0 | 0 | 0 | 0 | 0 | 0 | 0 | 0 | 0 | 0 | 0 | 0 | 0 | 0 | 0 | 0 | 0 | 0 | 0 | 0 | 0 | 0 | 0 | 0 | 0 | 0 | 0 | 0 | 0 | 0 | 0 | 0
Commercial_Office_Existing_Food Preparation_Natural Gas_Double Rack Oven_E5_Baseline Forecast | Commercial | Office | Existing | Food Preparation | Natural Gas | Double Rack Oven | E5 |  | Baseline Forecast | 0 | 0 | 0 | 0 | 0 | 0 | 0 | 0 | 0 | 0 | 0 | 0 | 0 | 0 | 0 | 0 | 0 | 0 | 0 | 0 | 0 | 0 | 0 | 0 | 0 | 0 | 0 | 0 | 0 | 0 | 0 | 0 | 0 | 0 | 0 | 0 | 0 | 0 | 0 | 0 | 0 | 0 | 0 | 0 | 0 | 0 | 0 | 0 | 0 | 0 | 0
Commercial_Office_Existing_Food Preparation_Natural Gas_Double Rack Oven_E6_Baseline Forecast | Commercial | Office | Existing | Food Preparation | Natural Gas | Double Rack Oven | E6 |  | Baseline Forecast | 0 | 0 | 0 | 0 | 0 | 0 | 0 | 0 | 0 | 0 | 0 | 0 | 0 | 0 | 0 | 0 | 0 | 0 | 0 | 0 | 0 | 0 | 0 | 0 | 0 | 0 | 0 | 0 | 0 | 0 | 0 | 0 | 0 | 0 | 0 | 0 | 0 | 0 | 0 | 0 | 0 | 0 | 0 | 0 | 0 | 0 | 0 | 0 | 0 | 0 | 0
Commercial_Office_Existing_Food Preparation_Natural Gas_Double Rack Oven_E7_Baseline Forecast | Commercial | Office | Existing | Food Preparation | Natural Gas | Double Rack Oven | E7 |  | Baseline Forecast | 0 | 0 | 0 | 0 | 0 | 0 | 0 | 0 | 0 | 0 | 0 | 0 | 0 | 0 | 0 | 0 | 0 | 0 | 0 | 0 | 0 | 0 | 0 | 0 | 0 | 0 | 0 | 0 | 0 | 0 | 0 | 0 | 0 | 0 | 0 | 0 | 0 | 0 | 0 | 0 | 0 | 0 | 0 | 0 | 0 | 0 | 0 | 0 | 0 | 0 | 0
Commercial_Office_Existing_Food Preparation_Natural Gas_Double Rack Oven_E8_Baseline Forecast | Commercial | Office | Existing | Food Preparation | Natural Gas | Double Rack Oven | E8 |  | Baseline Forecast | 0 | 0 | 0 | 0 | 0 | 0 | 0 | 0 | 0 | 0 | 0 | 0 | 0 | 0 | 0 | 0 | 0 | 0 | 0 | 0 | 0 | 0 | 0 | 0 | 0 | 0 | 0 | 0 | 0 | 0 | 0 | 0 | 0 | 0 | 0 | 0 | 0 | 0 | 0 | 0 | 0 | 0 | 0 | 0 | 0 | 0 | 0 | 0 | 0 | 0 | 0
Commercial_Office_Existing_Food Preparation_Natural Gas_Double Rack Oven_E9_Baseline Forecast | Commercial | Office | Existing | Food Preparation | Natural Gas | Double Rack Oven | E9 |  | Baseline Forecast | 0 | 0 | 0 | 0 | 0 | 0 | 0 | 0 | 0 | 0 | 0 | 0 | 0 | 0 | 0 | 0 | 0 | 0 | 0 | 0 | 0 | 0 | 0 | 0 | 0 | 0 | 0 | 0 | 0 | 0 | 0 | 0 | 0 | 0 | 0 | 0 | 0 | 0 | 0 | 0 | 0 | 0 | 0 | 0 | 0 | 0 | 0 | 0 | 0 | 0 | 0
Commercial_Office_Existing_Food Preparation_Natural Gas_Double Rack Oven_E10_Baseline Forecast | Commercial | Office | Existing | Food Preparation | Natural Gas | Double Rack Oven | E10 |  | Baseline Forecast | 0 | 0 | 0 | 0 | 0 | 0 | 0 | 0 | 0 | 0 | 0 | 0 | 0 | 0 | 0 | 0 | 0 | 0 | 0 | 0 | 0 | 0 | 0 | 0 | 0 | 0 | 0 | 0 | 0 | 0 | 0 | 0 | 0 | 0 | 0 | 0 | 0 | 0 | 0 | 0 | 0 | 0 | 0 | 0 | 0 | 0 | 0 | 0 | 0 | 0 | 0
Commercial_Office_Existing_Food Preparation_Natural Gas_Double Rack Oven_Vintage_Baseline Forecast | Commercial | Office | Existing | Food Preparation | Natural Gas | Double Rack Oven | Vintage |  | Baseline Forecast | 37996.0046 | 36542.5998 | 34725.989 | 32591.8028 | 30238.9321 | 27707.4605 | 25070.8629 | 22365.1528 | 19607.0059 | 16804.9235 | 13971.9205 | 11120.1351 | 8850.2505 | 7043.4084 | 5605.1103 | 4460.351 | 3549.2858 | 2824.2525 | 2247.2773 | 1788.1351 | 1422.7571 | 1132.0035 | 900.6471 | 716.5579 | 570.0825 | 453.5344 | 360.802 | 287.0209 | 228.3199 | 181.6183 | 144.4644 | 114.9072 | 91.3974 | 0 | 0 | 0 | 0 | 0 | 0 | 0 | 0 | 0 | 0 | 0 | 0 | 0 | 0 | 0 | 0 | 0 | 0
Commercial_Office_Existing_Food Preparation_Natural Gas_Fryer_E1_Baseline Forecast | Commercial | Office | Existing | Food Preparation | Natural Gas | Fryer | E1 |  | Baseline Forecast | 0 | 7629.2701 | 18343.1176 | 18229.2559 | 18112.4348 | 17984.355 | 16016.627 | 11941.2265 | 8907.9082 | 6646.1747 | 3242.3622 | 0 | 0 | 0 | 0 | 0 | 0 | 0 | 0 | 0 | 0 | 0 | 0 | 0 | 0 | 0 | 0 | 0 | 0 | 0 | 0 | 0 | 0 | 0 | 0 | 0 | 0 | 0 | 0 | 0 | 0 | 0 | 0 | 0 | 0 | 0 | 0 | 0 | 0 | 0 | 0
Commercial_Office_Existing_Food Preparation_Natural Gas_Fryer_E2_Baseline Forecast | Commercial | Office | Existing | Food Preparation | Natural Gas | Fryer | E2 |  | Baseline Forecast | 0 | 2680.5543 | 6444.8792 | 24031.0181 | 43763.9807 | 64968.5872 | 82412.6065 | 97854.0988 | 109213.1631 | 117511.3687 | 125236.9347 | 131522.2572 | 133607.0395 | 134974.0513 | 135802.4667 | 136230.8545 | 136361.5364 | 136271.1919 | 136016.2014 | 135638.6374 | 135168.7233 | 134629.8658 | 134040.5811 | 133413.9157 | 132759.6064 | 132083.8675 | 131392.1097 | 130688.3694 | 129975.6579 | 129256.2213 | 128531.7351 | 127803.449 | 127076.6727 | 0 | 0 | 0 | 0 | 0 | 0 | 0 | 0 | 0 | 0 | 0 | 0 | 0 | 0 | 0 | 0 | 0 | 0
Commercial_Office_Existing_Food Preparation_Natural Gas_Fryer_E3_Baseline Forecast | Commercial | Office | Existing | Food Preparation | Natural Gas | Fryer | E3 |  | Baseline Forecast | 0 | 0 | 0 | 0 | 0 | 0 | 0 | 0 | 0 | 0 | 0 | 0 | 0 | 0 | 0 | 0 | 0 | 0 | 0 | 0 | 0 | 0 | 0 | 0 | 0 | 0 | 0 | 0 | 0 | 0 | 0 | 0 | 0 | 0 | 0 | 0 | 0 | 0 | 0 | 0 | 0 | 0 | 0 | 0 | 0 | 0 | 0 | 0 | 0 | 0 | 0
Commercial_Office_Existing_Food Preparation_Natural Gas_Fryer_E4_Baseline Forecast | Commercial | Office | Existing | Food Preparation | Natural Gas | Fryer | E4 |  | Baseline Forecast | 0 | 0 | 0 | 0 | 0 | 0 | 0 | 0 | 0 | 0 | 0 | 0 | 0 | 0 | 0 | 0 | 0 | 0 | 0 | 0 | 0 | 0 | 0 | 0 | 0 | 0 | 0 | 0 | 0 | 0 | 0 | 0 | 0 | 0 | 0 | 0 | 0 | 0 | 0 | 0 | 0 | 0 | 0 | 0 | 0 | 0 | 0 | 0 | 0 | 0 | 0
Commercial_Office_Existing_Food Preparation_Natural Gas_Fryer_E5_Baseline Forecast | Commercial | Office | Existing | Food Preparation | Natural Gas | Fryer | E5 |  | Baseline Forecast | 0 | 0 | 0 | 0 | 0 | 0 | 0 | 0 | 0 | 0 | 0 | 0 | 0 | 0 | 0 | 0 | 0 | 0 | 0 | 0 | 0 | 0 | 0 | 0 | 0 | 0 | 0 | 0 | 0 | 0 | 0 | 0 | 0 | 0 | 0 | 0 | 0 | 0 | 0 | 0 | 0 | 0 | 0 | 0 | 0 | 0 | 0 | 0 | 0 | 0 | 0
Commercial_Office_Existing_Food Preparation_Natural Gas_Fryer_E6_Baseline Forecast | Commercial | Office | Existing | Food Preparation | Natural Gas | Fryer | E6 |  | Baseline Forecast | 0 | 0 | 0 | 0 | 0 | 0 | 0 | 0 | 0 | 0 | 0 | 0 | 0 | 0 | 0 | 0 | 0 | 0 | 0 | 0 | 0 | 0 | 0 | 0 | 0 | 0 | 0 | 0 | 0 | 0 | 0 | 0 | 0 | 0 | 0 | 0 | 0 | 0 | 0 | 0 | 0 | 0 | 0 | 0 | 0 | 0 | 0 | 0 | 0 | 0 | 0
Commercial_Office_Existing_Food Preparation_Natural Gas_Fryer_E7_Baseline Forecast | Commercial | Office | Existing | Food Preparation | Natural Gas | Fryer | E7 |  | Baseline Forecast | 0 | 0 | 0 | 0 | 0 | 0 | 0 | 0 | 0 | 0 | 0 | 0 | 0 | 0 | 0 | 0 | 0 | 0 | 0 | 0 | 0 | 0 | 0 | 0 | 0 | 0 | 0 | 0 | 0 | 0 | 0 | 0 | 0 | 0 | 0 | 0 | 0 | 0 | 0 | 0 | 0 | 0 | 0 | 0 | 0 | 0 | 0 | 0 | 0 | 0 | 0
Commercial_Office_Existing_Food Preparation_Natural Gas_Fryer_E8_Baseline Forecast | Commercial | Office | Existing | Food Preparation | Natural Gas | Fryer | E8 |  | Baseline Forecast | 0 | 0 | 0 | 0 | 0 | 0 | 0 | 0 | 0 | 0 | 0 | 0 | 0 | 0 | 0 | 0 | 0 | 0 | 0 | 0 | 0 | 0 | 0 | 0 | 0 | 0 | 0 | 0 | 0 | 0 | 0 | 0 | 0 | 0 | 0 | 0 | 0 | 0 | 0 | 0 | 0 | 0 | 0 | 0 | 0 | 0 | 0 | 0 | 0 | 0 | 0
Commercial_Office_Existing_Food Preparation_Natural Gas_Fryer_E9_Baseline Forecast | Commercial | Office | Existing | Food Preparation | Natural Gas | Fryer | E9 |  | Baseline Forecast | 0 | 0 | 0 | 0 | 0 | 0 | 0 | 0 | 0 | 0 | 0 | 0 | 0 | 0 | 0 | 0 | 0 | 0 | 0 | 0 | 0 | 0 | 0 | 0 | 0 | 0 | 0 | 0 | 0 | 0 | 0 | 0 | 0 | 0 | 0 | 0 | 0 | 0 | 0 | 0 | 0 | 0 | 0 | 0 | 0 | 0 | 0 | 0 | 0 | 0 | 0
Commercial_Office_Existing_Food Preparation_Natural Gas_Fryer_E10_Baseline Forecast | Commercial | Office | Existing | Food Preparation | Natural Gas | Fryer | E10 |  | Baseline Forecast | 0 | 0 | 0 | 0 | 0 | 0 | 0 | 0 | 0 | 0 | 0 | 0 | 0 | 0 | 0 | 0 | 0 | 0 | 0 | 0 | 0 | 0 | 0 | 0 | 0 | 0 | 0 | 0 | 0 | 0 | 0 | 0 | 0 | 0 | 0 | 0 | 0 | 0 | 0 | 0 | 0 | 0 | 0 | 0 | 0 | 0 | 0 | 0 | 0 | 0 | 0
Commercial_Office_Existing_Food Preparation_Natural Gas_Fryer_Vintage_Baseline Forecast | Commercial | Office | Existing | Food Preparation | Natural Gas | Fryer | Vintage |  | Baseline Forecast | 151984.0184 | 140900.9336 | 125649.5008 | 107243.4088 | 86669.1821 | 64542.234 | 48084.6105 | 35849.5722 | 26743.0399 | 19952.9351 | 14887.4733 | 11108.2649 | 8288.2532 | 6183.8877 | 4613.5386 | 3441.8371 | 2567.6364 | 1915.4347 | 1428.8669 | 1065.8761 | 795.0756 | 593.0574 | 442.359 | 329.9459 | 246.0937 | 183.5457 | 136.8908 | 102.0916 | 76.1363 | 56.7778 | 42.34 | 31.5725 | 23.5433 | 0 | 0 | 0 | 0 | 0 | 0 | 0 | 0 | 0 | 0 | 0 | 0 | 0 | 0 | 0 | 0 | 0 | 0
Commercial_Office_Existing_Food Preparation_Natural Gas_Broiler_E1_Baseline Forecast | Commercial | Office | Existing | Food Preparation | Natural Gas | Broiler | E1 |  | Baseline Forecast | 0 | 0 | 0 | 0 | 0 | 0 | 0 | 0 | 0 | 0 | 0 | 0 | 0 | 0 | 0 | 0 | 0 | 0 | 0 | 0 | 0 | 0 | 0 | 0 | 0 | 0 | 0 | 0 | 0 | 0 | 0 | 0 | 0 | 0 | 0 | 0 | 0 | 0 | 0 | 0 | 0 | 0 | 0 | 0 | 0 | 0 | 0 | 0 | 0 | 0 | 0
Commercial_Office_Existing_Food Preparation_Natural Gas_Broiler_E2_Baseline Forecast | Commercial | Office | Existing | Food Preparation | Natural Gas | Broiler | E2 |  | Baseline Forecast | 0 | 0 | 0 | 0 | 0 | 0 | 0 | 0 | 0 | 0 | 0 | 0 | 0 | 0 | 0 | 0 | 0 | 0 | 0 | 0 | 0 | 0 | 0 | 0 | 0 | 0 | 0 | 0 | 0 | 0 | 0 | 0 | 0 | 0 | 0 | 0 | 0 | 0 | 0 | 0 | 0 | 0 | 0 | 0 | 0 | 0 | 0 | 0 | 0 | 0 | 0
Commercial_Office_Existing_Food Preparation_Natural Gas_Broiler_E3_Baseline Forecast | Commercial | Office | Existing | Food Preparation | Natural Gas | Broiler | E3 |  | Baseline Forecast | 0 | 0 | 0 | 0 | 0 | 0 | 0 | 0 | 0 | 0 | 0 | 0 | 0 | 0 | 0 | 0 | 0 | 0 | 0 | 0 | 0 | 0 | 0 | 0 | 0 | 0 | 0 | 0 | 0 | 0 | 0 | 0 | 0 | 0 | 0 | 0 | 0 | 0 | 0 | 0 | 0 | 0 | 0 | 0 | 0 | 0 | 0 | 0 | 0 | 0 | 0
Commercial_Office_Existing_Food Preparation_Natural Gas_Broiler_E4_Baseline Forecast | Commercial | Office | Existing | Food Preparation | Natural Gas | Broiler | E4 |  | Baseline Forecast | 0 | 0 | 0 | 0 | 0 | 0 | 0 | 0 | 0 | 0 | 0 | 0 | 0 | 0 | 0 | 0 | 0 | 0 | 0 | 0 | 0 | 0 | 0 | 0 | 0 | 0 | 0 | 0 | 0 | 0 | 0 | 0 | 0 | 0 | 0 | 0 | 0 | 0 | 0 | 0 | 0 | 0 | 0 | 0 | 0 | 0 | 0 | 0 | 0 | 0 | 0
Commercial_Office_Existing_Food Preparation_Natural Gas_Broiler_E5_Baseline Forecast | Commercial | Office | Existing | Food Preparation | Natural Gas | Broiler | E5 |  | Baseline Forecast | 0 | 0 | 0 | 0 | 0 | 0 | 0 | 0 | 0 | 0 | 0 | 0 | 0 | 0 | 0 | 0 | 0 | 0 | 0 | 0 | 0 | 0 | 0 | 0 | 0 | 0 | 0 | 0 | 0 | 0 | 0 | 0 | 0 | 0 | 0 | 0 | 0 | 0 | 0 | 0 | 0 | 0 | 0 | 0 | 0 | 0 | 0 | 0 | 0 | 0 | 0
Commercial_Office_Existing_Food Preparation_Natural Gas_Broiler_E6_Baseline Forecast | Commercial | Office | Existing | Food Preparation | Natural Gas | Broiler | E6 |  | Baseline Forecast | 0 | 0 | 0 | 0 | 0 | 0 | 0 | 0 | 0 | 0 | 0 | 0 | 0 | 0 | 0 | 0 | 0 | 0 | 0 | 0 | 0 | 0 | 0 | 0 | 0 | 0 | 0 | 0 | 0 | 0 | 0 | 0 | 0 | 0 | 0 | 0 | 0 | 0 | 0 | 0 | 0 | 0 | 0 | 0 | 0 | 0 | 0 | 0 | 0 | 0 | 0
Commercial_Office_Existing_Food Preparation_Natural Gas_Broiler_E7_Baseline Forecast | Commercial | Office | Existing | Food Preparation | Natural Gas | Broiler | E7 |  | Baseline Forecast | 0 | 0 | 0 | 0 | 0 | 0 | 0 | 0 | 0 | 0 | 0 | 0 | 0 | 0 | 0 | 0 | 0 | 0 | 0 | 0 | 0 | 0 | 0 | 0 | 0 | 0 | 0 | 0 | 0 | 0 | 0 | 0 | 0 | 0 | 0 | 0 | 0 | 0 | 0 | 0 | 0 | 0 | 0 | 0 | 0 | 0 | 0 | 0 | 0 | 0 | 0
Commercial_Office_Existing_Food Preparation_Natural Gas_Broiler_E8_Baseline Forecast | Commercial | Office | Existing | Food Preparation | Natural Gas | Broiler | E8 |  | Baseline Forecast | 0 | 0 | 0 | 0 | 0 | 0 | 0 | 0 | 0 | 0 | 0 | 0 | 0 | 0 | 0 | 0 | 0 | 0 | 0 | 0 | 0 | 0 | 0 | 0 | 0 | 0 | 0 | 0 | 0 | 0 | 0 | 0 | 0 | 0 | 0 | 0 | 0 | 0 | 0 | 0 | 0 | 0 | 0 | 0 | 0 | 0 | 0 | 0 | 0 | 0 | 0
Commercial_Office_Existing_Food Preparation_Natural Gas_Broiler_E9_Baseline Forecast | Commercial | Office | Existing | Food Preparation | Natural Gas | Broiler | E9 |  | Baseline Forecast | 0 | 0 | 0 | 0 | 0 | 0 | 0 | 0 | 0 | 0 | 0 | 0 | 0 | 0 | 0 | 0 | 0 | 0 | 0 | 0 | 0 | 0 | 0 | 0 | 0 | 0 | 0 | 0 | 0 | 0 | 0 | 0 | 0 | 0 | 0 | 0 | 0 | 0 | 0 | 0 | 0 | 0 | 0 | 0 | 0 | 0 | 0 | 0 | 0 | 0 | 0
Commercial_Office_Existing_Food Preparation_Natural Gas_Broiler_E10_Baseline Forecast | Commercial | Office | Existing | Food Preparation | Natural Gas | Broiler | E10 |  | Baseline Forecast | 0 | 0 | 0 | 0 | 0 | 0 | 0 | 0 | 0 | 0 | 0 | 0 | 0 | 0 | 0 | 0 | 0 | 0 | 0 | 0 | 0 | 0 | 0 | 0 | 0 | 0 | 0 | 0 | 0 | 0 | 0 | 0 | 0 | 0 | 0 | 0 | 0 | 0 | 0 | 0 | 0 | 0 | 0 | 0 | 0 | 0 | 0 | 0 | 0 | 0 | 0
Commercial_Office_Existing_Food Preparation_Natural Gas_Broiler_Vintage_Baseline Forecast | Commercial | Office | Existing | Food Preparation | Natural Gas | Broiler | Vintage |  | Baseline Forecast | 0 | 0 | 0 | 0 | 0 | 0 | 0 | 0 | 0 | 0 | 0 | 0 | 0 | 0 | 0 | 0 | 0 | 0 | 0 | 0 | 0 | 0 | 0 | 0 | 0 | 0 | 0 | 0 | 0 | 0 | 0 | 0 | 0 | 0 | 0 | 0 | 0 | 0 | 0 | 0 | 0 | 0 | 0 | 0 | 0 | 0 | 0 | 0 | 0 | 0 | 0
Commercial_Office_Existing_Food Preparation_Natural Gas_Griddle_E1_Baseline Forecast | Commercial | Office | Existing | Food Preparation | Natural Gas | Griddle | E1 |  | Baseline Forecast | 0 | 3578.6546 | 8188.8145 | 13586.8947 | 19588.807 | 26032.3873 | 32823.5785 | 39890.8433 | 47169.6222 | 54592.457 | 62110.1528 | 69686.4872 | 75610.9463 | 80218.8567 | 83776.8505 | 86500.2141 | 88559.741 | 90091.6277 | 91203.731 | 91981.9008 | 92493.667 | 92793.3855 | 92925.0498 | 92923.1173 | 92815.0128 | 92621.8256 | 92360.9127 | 92046.0881 | 91688.3454 | 91296.4335 | 90877.3145 | 90436.5288 | 89981.5848 | 0 | 0 | 0 | 0 | 0 | 0 | 0 | 0 | 0 | 0 | 0 | 0 | 0 | 0 | 0 | 0 | 0 | 0
Commercial_Office_Existing_Food Preparation_Natural Gas_Griddle_E2_Baseline Forecast | Commercial | Office | Existing | Food Preparation | Natural Gas | Griddle | E2 |  | Baseline Forecast | 0 | 1461.704 | 3344.727 | 5549.5767 | 8001.062 | 10632.9469 | 13406.8138 | 16293.4431 | 19266.4654 | 22298.3275 | 25368.9356 | 28463.4948 | 30883.3443 | 32765.4485 | 34218.7136 | 35331.0734 | 36172.2886 | 36797.9888 | 37252.2282 | 37570.0721 | 37779.1034 | 37901.5236 | 37955.302 | 37954.5127 | 37910.3574 | 37831.4499 | 37724.8798 | 37596.2895 | 37450.1693 | 37290.0925 | 37118.9031 | 36938.8639 | 36753.0417 | 0 | 0 | 0 | 0 | 0 | 0 | 0 | 0 | 0 | 0 | 0 | 0 | 0 | 0 | 0 | 0 | 0 | 0
Commercial_Office_Existing_Food Preparation_Natural Gas_Griddle_E3_Baseline Forecast | Commercial | Office | Existing | Food Preparation | Natural Gas | Griddle | E3 |  | Baseline Forecast | 0 | 0 | 0 | 0 | 0 | 0 | 0 | 0 | 0 | 0 | 0 | 0 | 0 | 0 | 0 | 0 | 0 | 0 | 0 | 0 | 0 | 0 | 0 | 0 | 0 | 0 | 0 | 0 | 0 | 0 | 0 | 0 | 0 | 0 | 0 | 0 | 0 | 0 | 0 | 0 | 0 | 0 | 0 | 0 | 0 | 0 | 0 | 0 | 0 | 0 | 0
Commercial_Office_Existing_Food Preparation_Natural Gas_Griddle_E4_Baseline Forecast | Commercial | Office | Existing | Food Preparation | Natural Gas | Griddle | E4 |  | Baseline Forecast | 0 | 0 | 0 | 0 | 0 | 0 | 0 | 0 | 0 | 0 | 0 | 0 | 0 | 0 | 0 | 0 | 0 | 0 | 0 | 0 | 0 | 0 | 0 | 0 | 0 | 0 | 0 | 0 | 0 | 0 | 0 | 0 | 0 | 0 | 0 | 0 | 0 | 0 | 0 | 0 | 0 | 0 | 0 | 0 | 0 | 0 | 0 | 0 | 0 | 0 | 0
Commercial_Office_Existing_Food Preparation_Natural Gas_Griddle_E5_Baseline Forecast | Commercial | Office | Existing | Food Preparation | Natural Gas | Griddle | E5 |  | Baseline Forecast | 0 | 0 | 0 | 0 | 0 | 0 | 0 | 0 | 0 | 0 | 0 | 0 | 0 | 0 | 0 | 0 | 0 | 0 | 0 | 0 | 0 | 0 | 0 | 0 | 0 | 0 | 0 | 0 | 0 | 0 | 0 | 0 | 0 | 0 | 0 | 0 | 0 | 0 | 0 | 0 | 0 | 0 | 0 | 0 | 0 | 0 | 0 | 0 | 0 | 0 | 0
Commercial_Office_Existing_Food Preparation_Natural Gas_Griddle_E6_Baseline Forecast | Commercial | Office | Existing | Food Preparation | Natural Gas | Griddle | E6 |  | Baseline Forecast | 0 | 0 | 0 | 0 | 0 | 0 | 0 | 0 | 0 | 0 | 0 | 0 | 0 | 0 | 0 | 0 | 0 | 0 | 0 | 0 | 0 | 0 | 0 | 0 | 0 | 0 | 0 | 0 | 0 | 0 | 0 | 0 | 0 | 0 | 0 | 0 | 0 | 0 | 0 | 0 | 0 | 0 | 0 | 0 | 0 | 0 | 0 | 0 | 0 | 0 | 0
Commercial_Office_Existing_Food Preparation_Natural Gas_Griddle_E7_Baseline Forecast | Commercial | Office | Existing | Food Preparation | Natural Gas | Griddle | E7 |  | Baseline Forecast | 0 | 0 | 0 | 0 | 0 | 0 | 0 | 0 | 0 | 0 | 0 | 0 | 0 | 0 | 0 | 0 | 0 | 0 | 0 | 0 | 0 | 0 | 0 | 0 | 0 | 0 | 0 | 0 | 0 | 0 | 0 | 0 | 0 | 0 | 0 | 0 | 0 | 0 | 0 | 0 | 0 | 0 | 0 | 0 | 0 | 0 | 0 | 0 | 0 | 0 | 0
Commercial_Office_Existing_Food Preparation_Natural Gas_Griddle_E8_Baseline Forecast | Commercial | Office | Existing | Food Preparation | Natural Gas | Griddle | E8 |  | Baseline Forecast | 0 | 0 | 0 | 0 | 0 | 0 | 0 | 0 | 0 | 0 | 0 | 0 | 0 | 0 | 0 | 0 | 0 | 0 | 0 | 0 | 0 | 0 | 0 | 0 | 0 | 0 | 0 | 0 | 0 | 0 | 0 | 0 | 0 | 0 | 0 | 0 | 0 | 0 | 0 | 0 | 0 | 0 | 0 | 0 | 0 | 0 | 0 | 0 | 0 | 0 | 0
Commercial_Office_Existing_Food Preparation_Natural Gas_Griddle_E9_Baseline Forecast | Commercial | Office | Existing | Food Preparation | Natural Gas | Griddle | E9 |  | Baseline Forecast | 0 | 0 | 0 | 0 | 0 | 0 | 0 | 0 | 0 | 0 | 0 | 0 | 0 | 0 | 0 | 0 | 0 | 0 | 0 | 0 | 0 | 0 | 0 | 0 | 0 | 0 | 0 | 0 | 0 | 0 | 0 | 0 | 0 | 0 | 0 | 0 | 0 | 0 | 0 | 0 | 0 | 0 | 0 | 0 | 0 | 0 | 0 | 0 | 0 | 0 | 0
Commercial_Office_Existing_Food Preparation_Natural Gas_Griddle_E10_Baseline Forecast | Commercial | Office | Existing | Food Preparation | Natural Gas | Griddle | E10 |  | Baseline Forecast | 0 | 0 | 0 | 0 | 0 | 0 | 0 | 0 | 0 | 0 | 0 | 0 | 0 | 0 | 0 | 0 | 0 | 0 | 0 | 0 | 0 | 0 | 0 | 0 | 0 | 0 | 0 | 0 | 0 | 0 | 0 | 0 | 0 | 0 | 0 | 0 | 0 | 0 | 0 | 0 | 0 | 0 | 0 | 0 | 0 | 0 | 0 | 0 | 0 | 0 | 0
Commercial_Office_Existing_Food Preparation_Natural Gas_Griddle_Vintage_Baseline Forecast | Commercial | Office | Existing | Food Preparation | Natural Gas | Griddle | Vintage |  | Baseline Forecast | 151984.0184 | 146170.3994 | 138903.9561 | 130367.2113 | 120955.7286 | 110829.842 | 100283.4518 | 89460.6112 | 78428.0237 | 67219.694 | 55887.6818 | 44480.5402 | 35401.0022 | 28173.6337 | 22420.4413 | 17841.4042 | 14197.1433 | 11297.0101 | 8989.1091 | 7152.5406 | 5691.0284 | 4528.0141 | 3602.5883 | 2866.2316 | 2280.3298 | 1814.1377 | 1443.2079 | 1148.0834 | 913.2795 | 726.4731 | 577.8575 | 459.6287 | 365.5894 | 0 | 0 | 0 | 0 | 0 | 0 | 0 | 0 | 0 | 0 | 0 | 0 | 0 | 0 | 0 | 0 | 0 | 0
Commercial_Office_Existing_Food Preparation_Natural Gas_Range_E1_Baseline Forecast | Commercial | Office | Existing | Food Preparation | Natural Gas | Range | E1 |  | Baseline Forecast | 0 | 2479.8564 | 5674.5024 | 9415.1439 | 13574.2155 | 18039.3444 | 22745.353 | 27642.6689 | 32686.5551 | 37830.266 | 41864.104 | 45014.9943 | 47461.7754 | 49347.0646 | 50784.2675 | 51865.5073 | 52663.7217 | 53237.0998 | 53631.6242 | 53883.8955 | 54022.5779 | 54070.844 | 54047.5619 | 53967.4226 | 53842.1191 | 53680.5301 | 53490.0552 | 53276.5833 | 53044.8011 | 52798.4383 | 52540.463 | 52273.2368 | 52000.4307 | 0 | 0 | 0 | 0 | 0 | 0 | 0 | 0 | 0 | 0 | 0 | 0 | 0 | 0 | 0 | 0 | 0 | 0
Commercial_Office_Existing_Food Preparation_Natural Gas_Range_E2_Baseline Forecast | Commercial | Office | Existing | Food Preparation | Natural Gas | Range | E2 |  | Baseline Forecast | 0 | 3568.5739 | 8165.7474 | 13548.6217 | 19533.6272 | 25959.0566 | 32731.1178 | 39778.4748 | 47036.75 | 54438.6754 | 60243.4667 | 64777.6747 | 68298.6524 | 71011.6295 | 73079.7996 | 74635.73 | 75784.38 | 76609.4851 | 77177.2152 | 77540.2398 | 77739.8072 | 77809.2632 | 77775.7598 | 77660.4374 | 77480.1226 | 77247.5921 | 76973.494 | 76666.3028 | 76332.7625 | 75978.2405 | 75607.0077 | 75222.4628 | 74829.8881 | 0 | 0 | 0 | 0 | 0 | 0 | 0 | 0 | 0 | 0 | 0 | 0 | 0 | 0 | 0 | 0 | 0 | 0
Commercial_Office_Existing_Food Preparation_Natural Gas_Range_E3_Baseline Forecast | Commercial | Office | Existing | Food Preparation | Natural Gas | Range | E3 |  | Baseline Forecast | 0 | 0 | 0 | 0 | 0 | 0 | 0 | 0 | 0 | 0 | 0 | 0 | 0 | 0 | 0 | 0 | 0 | 0 | 0 | 0 | 0 | 0 | 0 | 0 | 0 | 0 | 0 | 0 | 0 | 0 | 0 | 0 | 0 | 0 | 0 | 0 | 0 | 0 | 0 | 0 | 0 | 0 | 0 | 0 | 0 | 0 | 0 | 0 | 0 | 0 | 0
Commercial_Office_Existing_Food Preparation_Natural Gas_Range_E4_Baseline Forecast | Commercial | Office | Existing | Food Preparation | Natural Gas | Range | E4 |  | Baseline Forecast | 0 | 0 | 0 | 0 | 0 | 0 | 0 | 0 | 0 | 0 | 0 | 0 | 0 | 0 | 0 | 0 | 0 | 0 | 0 | 0 | 0 | 0 | 0 | 0 | 0 | 0 | 0 | 0 | 0 | 0 | 0 | 0 | 0 | 0 | 0 | 0 | 0 | 0 | 0 | 0 | 0 | 0 | 0 | 0 | 0 | 0 | 0 | 0 | 0 | 0 | 0
Commercial_Office_Existing_Food Preparation_Natural Gas_Range_E5_Baseline Forecast | Commercial | Office | Existing | Food Preparation | Natural Gas | Range | E5 |  | Baseline Forecast | 0 | 0 | 0 | 0 | 0 | 0 | 0 | 0 | 0 | 0 | 0 | 0 | 0 | 0 | 0 | 0 | 0 | 0 | 0 | 0 | 0 | 0 | 0 | 0 | 0 | 0 | 0 | 0 | 0 | 0 | 0 | 0 | 0 | 0 | 0 | 0 | 0 | 0 | 0 | 0 | 0 | 0 | 0 | 0 | 0 | 0 | 0 | 0 | 0 | 0 | 0
Commercial_Office_Existing_Food Preparation_Natural Gas_Range_E6_Baseline Forecast | Commercial | Office | Existing | Food Preparation | Natural Gas | Range | E6 |  | Baseline Forecast | 0 | 0 | 0 | 0 | 0 | 0 | 0 | 0 | 0 | 0 | 0 | 0 | 0 | 0 | 0 | 0 | 0 | 0 | 0 | 0 | 0 | 0 | 0 | 0 | 0 | 0 | 0 | 0 | 0 | 0 | 0 | 0 | 0 | 0 | 0 | 0 | 0 | 0 | 0 | 0 | 0 | 0 | 0 | 0 | 0 | 0 | 0 | 0 | 0 | 0 | 0
Commercial_Office_Existing_Food Preparation_Natural Gas_Range_E7_Baseline Forecast | Commercial | Office | Existing | Food Preparation | Natural Gas | Range | E7 |  | Baseline Forecast | 0 | 0 | 0 | 0 | 0 | 0 | 0 | 0 | 0 | 0 | 0 | 0 | 0 | 0 | 0 | 0 | 0 | 0 | 0 | 0 | 0 | 0 | 0 | 0 | 0 | 0 | 0 | 0 | 0 | 0 | 0 | 0 | 0 | 0 | 0 | 0 | 0 | 0 | 0 | 0 | 0 | 0 | 0 | 0 | 0 | 0 | 0 | 0 | 0 | 0 | 0
Commercial_Office_Existing_Food Preparation_Natural Gas_Range_E8_Baseline Forecast | Commercial | Office | Existing | Food Preparation | Natural Gas | Range | E8 |  | Baseline Forecast | 0 | 0 | 0 | 0 | 0 | 0 | 0 | 0 | 0 | 0 | 0 | 0 | 0 | 0 | 0 | 0 | 0 | 0 | 0 | 0 | 0 | 0 | 0 | 0 | 0 | 0 | 0 | 0 | 0 | 0 | 0 | 0 | 0 | 0 | 0 | 0 | 0 | 0 | 0 | 0 | 0 | 0 | 0 | 0 | 0 | 0 | 0 | 0 | 0 | 0 | 0
Commercial_Office_Existing_Food Preparation_Natural Gas_Range_E9_Baseline Forecast | Commercial | Office | Existing | Food Preparation | Natural Gas | Range | E9 |  | Baseline Forecast | 0 | 0 | 0 | 0 | 0 | 0 | 0 | 0 | 0 | 0 | 0 | 0 | 0 | 0 | 0 | 0 | 0 | 0 | 0 | 0 | 0 | 0 | 0 | 0 | 0 | 0 | 0 | 0 | 0 | 0 | 0 | 0 | 0 | 0 | 0 | 0 | 0 | 0 | 0 | 0 | 0 | 0 | 0 | 0 | 0 | 0 | 0 | 0 | 0 | 0 | 0
Commercial_Office_Existing_Food Preparation_Natural Gas_Range_E10_Baseline Forecast | Commercial | Office | Existing | Food Preparation | Natural Gas | Range | E10 |  | Baseline Forecast | 0 | 0 | 0 | 0 | 0 | 0 | 0 | 0 | 0 | 0 | 0 | 0 | 0 | 0 | 0 | 0 | 0 | 0 | 0 | 0 | 0 | 0 | 0 | 0 | 0 | 0 | 0 | 0 | 0 | 0 | 0 | 0 | 0 | 0 | 0 | 0 | 0 | 0 | 0 | 0 | 0 | 0 | 0 | 0 | 0 | 0 | 0 | 0 | 0 | 0 | 0
Commercial_Office_Existing_Food Preparation_Natural Gas_Range_Vintage_Baseline Forecast | Commercial | Office | Existing | Food Preparation | Natural Gas | Range | Vintage |  | Baseline Forecast | 151984.0184 | 145162.3277 | 136597.2478 | 126539.9171 | 115437.7548 | 103496.7751 | 91037.3733 | 78223.7539 | 65140.8062 | 51841.5371 | 41259.1995 | 32837.8531 | 26134.8649 | 20799.2448 | 16551.9383 | 13171.4544 | 10481.0711 | 8340.0417 | 6636.2288 | 5280.3782 | 4201.4138 | 3342.816 | 2659.6184 | 2116.0016 | 1683.4583 | 1339.291 | 1065.4513 | 847.575 | 674.2305 | 536.3203 | 426.6045 | 339.3219 | 269.8972 | 0 | 0 | 0 | 0 | 0 | 0 | 0 | 0 | 0 | 0 | 0 | 0 | 0 | 0 | 0 | 0 | 0 | 0
Commercial_Office_Existing_Food Preparation_Natural Gas_Steamer_E1_Baseline Forecast | Commercial | Office | Existing | Food Preparation | Natural Gas | Steamer | E1 |  | Baseline Forecast | 0 | 0 | 0 | 0 | 0 | 0 | 0 | 0 | 0 | 0 | 0 | 0 | 0 | 0 | 0 | 0 | 0 | 0 | 0 | 0 | 0 | 0 | 0 | 0 | 0 | 0 | 0 | 0 | 0 | 0 | 0 | 0 | 0 | 0 | 0 | 0 | 0 | 0 | 0 | 0 | 0 | 0 | 0 | 0 | 0 | 0 | 0 | 0 | 0 | 0 | 0
Commercial_Office_Existing_Food Preparation_Natural Gas_Steamer_E2_Baseline Forecast | Commercial | Office | Existing | Food Preparation | Natural Gas | Steamer | E2 |  | Baseline Forecast | 0 | 0 | 0 | 0 | 0 | 0 | 0 | 0 | 0 | 0 | 0 | 0 | 0 | 0 | 0 | 0 | 0 | 0 | 0 | 0 | 0 | 0 | 0 | 0 | 0 | 0 | 0 | 0 | 0 | 0 | 0 | 0 | 0 | 0 | 0 | 0 | 0 | 0 | 0 | 0 | 0 | 0 | 0 | 0 | 0 | 0 | 0 | 0 | 0 | 0 | 0
Commercial_Office_Existing_Food Preparation_Natural Gas_Steamer_E3_Baseline Forecast | Commercial | Office | Existing | Food Preparation | Natural Gas | Steamer | E3 |  | Baseline Forecast | 0 | 0 | 0 | 0 | 0 | 0 | 0 | 0 | 0 | 0 | 0 | 0 | 0 | 0 | 0 | 0 | 0 | 0 | 0 | 0 | 0 | 0 | 0 | 0 | 0 | 0 | 0 | 0 | 0 | 0 | 0 | 0 | 0 | 0 | 0 | 0 | 0 | 0 | 0 | 0 | 0 | 0 | 0 | 0 | 0 | 0 | 0 | 0 | 0 | 0 | 0
Commercial_Office_Existing_Food Preparation_Natural Gas_Steamer_E4_Baseline Forecast | Commercial | Office | Existing | Food Preparation | Natural Gas | Steamer | E4 |  | Baseline Forecast | 0 | 0 | 0 | 0 | 0 | 0 | 0 | 0 | 0 | 0 | 0 | 0 | 0 | 0 | 0 | 0 | 0 | 0 | 0 | 0 | 0 | 0 | 0 | 0 | 0 | 0 | 0 | 0 | 0 | 0 | 0 | 0 | 0 | 0 | 0 | 0 | 0 | 0 | 0 | 0 | 0 | 0 | 0 | 0 | 0 | 0 | 0 | 0 | 0 | 0 | 0
Commercial_Office_Existing_Food Preparation_Natural Gas_Steamer_E5_Baseline Forecast | Commercial | Office | Existing | Food Preparation | Natural Gas | Steamer | E5 |  | Baseline Forecast | 0 | 0 | 0 | 0 | 0 | 0 | 0 | 0 | 0 | 0 | 0 | 0 | 0 | 0 | 0 | 0 | 0 | 0 | 0 | 0 | 0 | 0 | 0 | 0 | 0 | 0 | 0 | 0 | 0 | 0 | 0 | 0 | 0 | 0 | 0 | 0 | 0 | 0 | 0 | 0 | 0 | 0 | 0 | 0 | 0 | 0 | 0 | 0 | 0 | 0 | 0
Commercial_Office_Existing_Food Preparation_Natural Gas_Steamer_E6_Baseline Forecast | Commercial | Office | Existing | Food Preparation | Natural Gas | Steamer | E6 |  | Baseline Forecast | 0 | 0 | 0 | 0 | 0 | 0 | 0 | 0 | 0 | 0 | 0 | 0 | 0 | 0 | 0 | 0 | 0 | 0 | 0 | 0 | 0 | 0 | 0 | 0 | 0 | 0 | 0 | 0 | 0 | 0 | 0 | 0 | 0 | 0 | 0 | 0 | 0 | 0 | 0 | 0 | 0 | 0 | 0 | 0 | 0 | 0 | 0 | 0 | 0 | 0 | 0
Commercial_Office_Existing_Food Preparation_Natural Gas_Steamer_E7_Baseline Forecast | Commercial | Office | Existing | Food Preparation | Natural Gas | Steamer | E7 |  | Baseline Forecast | 0 | 0 | 0 | 0 | 0 | 0 | 0 | 0 | 0 | 0 | 0 | 0 | 0 | 0 | 0 | 0 | 0 | 0 | 0 | 0 | 0 | 0 | 0 | 0 | 0 | 0 | 0 | 0 | 0 | 0 | 0 | 0 | 0 | 0 | 0 | 0 | 0 | 0 | 0 | 0 | 0 | 0 | 0 | 0 | 0 | 0 | 0 | 0 | 0 | 0 | 0
Commercial_Office_Existing_Food Preparation_Natural Gas_Steamer_E8_Baseline Forecast | Commercial | Office | Existing | Food Preparation | Natural Gas | Steamer | E8 |  | Baseline Forecast | 0 | 0 | 0 | 0 | 0 | 0 | 0 | 0 | 0 | 0 | 0 | 0 | 0 | 0 | 0 | 0 | 0 | 0 | 0 | 0 | 0 | 0 | 0 | 0 | 0 | 0 | 0 | 0 | 0 | 0 | 0 | 0 | 0 | 0 | 0 | 0 | 0 | 0 | 0 | 0 | 0 | 0 | 0 | 0 | 0 | 0 | 0 | 0 | 0 | 0 | 0
Commercial_Office_Existing_Food Preparation_Natural Gas_Steamer_E9_Baseline Forecast | Commercial | Office | Existing | Food Preparation | Natural Gas | Steamer | E9 |  | Baseline Forecast | 0 | 0 | 0 | 0 | 0 | 0 | 0 | 0 | 0 | 0 | 0 | 0 | 0 | 0 | 0 | 0 | 0 | 0 | 0 | 0 | 0 | 0 | 0 | 0 | 0 | 0 | 0 | 0 | 0 | 0 | 0 | 0 | 0 | 0 | 0 | 0 | 0 | 0 | 0 | 0 | 0 | 0 | 0 | 0 | 0 | 0 | 0 | 0 | 0 | 0 | 0
Commercial_Office_Existing_Food Preparation_Natural Gas_Steamer_E10_Baseline Forecast | Commercial | Office | Existing | Food Preparation | Natural Gas | Steamer | E10 |  | Baseline Forecast | 0 | 0 | 0 | 0 | 0 | 0 | 0 | 0 | 0 | 0 | 0 | 0 | 0 | 0 | 0 | 0 | 0 | 0 | 0 | 0 | 0 | 0 | 0 | 0 | 0 | 0 | 0 | 0 | 0 | 0 | 0 | 0 | 0 | 0 | 0 | 0 | 0 | 0 | 0 | 0 | 0 | 0 | 0 | 0 | 0 | 0 | 0 | 0 | 0 | 0 | 0
Commercial_Office_Existing_Food Preparation_Natural Gas_Steamer_Vintage_Baseline Forecast | Commercial | Office | Existing | Food Preparation | Natural Gas | Steamer | Vintage |  | Baseline Forecast | 0 | 0 | 0 | 0 | 0 | 0 | 0 | 0 | 0 | 0 | 0 | 0 | 0 | 0 | 0 | 0 | 0 | 0 | 0 | 0 | 0 | 0 | 0 | 0 | 0 | 0 | 0 | 0 | 0 | 0 | 0 | 0 | 0 | 0 | 0 | 0 | 0 | 0 | 0 | 0 | 0 | 0 | 0 | 0 | 0 | 0 | 0 | 0 | 0 | 0 | 0
Commercial_Office_Existing_Food Preparation_Natural Gas_Food Prep Other_E1_Baseline Forecast | Commercial | Office | Existing | Food Preparation | Natural Gas | Food Prep Other | E1 |  | Baseline Forecast | 0 | 0 | 0 | 0 | 0 | 0 | 0 | 0 | 0 | 0 | 0 | 0 | 0 | 0 | 0 | 0 | 0 | 0 | 0 | 0 | 0 | 0 | 0 | 0 | 0 | 0 | 0 | 0 | 0 | 0 | 0 | 0 | 0 | 0 | 0 | 0 | 0 | 0 | 0 | 0 | 0 | 0 | 0 | 0 | 0 | 0 | 0 | 0 | 0 | 0 | 0
Commercial_Office_Existing_Food Preparation_Natural Gas_Food Prep Other_E2_Baseline Forecast | Commercial | Office | Existing | Food Preparation | Natural Gas | Food Prep Other | E2 |  | Baseline Forecast | 0 | 0 | 0 | 0 | 0 | 0 | 0 | 0 | 0 | 0 | 0 | 0 | 0 | 0 | 0 | 0 | 0 | 0 | 0 | 0 | 0 | 0 | 0 | 0 | 0 | 0 | 0 | 0 | 0 | 0 | 0 | 0 | 0 | 0 | 0 | 0 | 0 | 0 | 0 | 0 | 0 | 0 | 0 | 0 | 0 | 0 | 0 | 0 | 0 | 0 | 0
Commercial_Office_Existing_Food Preparation_Natural Gas_Food Prep Other_E3_Baseline Forecast | Commercial | Office | Existing | Food Preparation | Natural Gas | Food Prep Other | E3 |  | Baseline Forecast | 0 | 0 | 0 | 0 | 0 | 0 | 0 | 0 | 0 | 0 | 0 | 0 | 0 | 0 | 0 | 0 | 0 | 0 | 0 | 0 | 0 | 0 | 0 | 0 | 0 | 0 | 0 | 0 | 0 | 0 | 0 | 0 | 0 | 0 | 0 | 0 | 0 | 0 | 0 | 0 | 0 | 0 | 0 | 0 | 0 | 0 | 0 | 0 | 0 | 0 | 0
Commercial_Office_Existing_Food Preparation_Natural Gas_Food Prep Other_E4_Baseline Forecast | Commercial | Office | Existing | Food Preparation | Natural Gas | Food Prep Other | E4 |  | Baseline Forecast | 0 | 0 | 0 | 0 | 0 | 0 | 0 | 0 | 0 | 0 | 0 | 0 | 0 | 0 | 0 | 0 | 0 | 0 | 0 | 0 | 0 | 0 | 0 | 0 | 0 | 0 | 0 | 0 | 0 | 0 | 0 | 0 | 0 | 0 | 0 | 0 | 0 | 0 | 0 | 0 | 0 | 0 | 0 | 0 | 0 | 0 | 0 | 0 | 0 | 0 | 0
Commercial_Office_Existing_Food Preparation_Natural Gas_Food Prep Other_E5_Baseline Forecast | Commercial | Office | Existing | Food Preparation | Natural Gas | Food Prep Other | E5 |  | Baseline Forecast | 0 | 0 | 0 | 0 | 0 | 0 | 0 | 0 | 0 | 0 | 0 | 0 | 0 | 0 | 0 | 0 | 0 | 0 | 0 | 0 | 0 | 0 | 0 | 0 | 0 | 0 | 0 | 0 | 0 | 0 | 0 | 0 | 0 | 0 | 0 | 0 | 0 | 0 | 0 | 0 | 0 | 0 | 0 | 0 | 0 | 0 | 0 | 0 | 0 | 0 | 0
Commercial_Office_Existing_Food Preparation_Natural Gas_Food Prep Other_E6_Baseline Forecast | Commercial | Office | Existing | Food Preparation | Natural Gas | Food Prep Other | E6 |  | Baseline Forecast | 0 | 0 | 0 | 0 | 0 | 0 | 0 | 0 | 0 | 0 | 0 | 0 | 0 | 0 | 0 | 0 | 0 | 0 | 0 | 0 | 0 | 0 | 0 | 0 | 0 | 0 | 0 | 0 | 0 | 0 | 0 | 0 | 0 | 0 | 0 | 0 | 0 | 0 | 0 | 0 | 0 | 0 | 0 | 0 | 0 | 0 | 0 | 0 | 0 | 0 | 0
Commercial_Office_Existing_Food Preparation_Natural Gas_Food Prep Other_E7_Baseline Forecast | Commercial | Office | Existing | Food Preparation | Natural Gas | Food Prep Other | E7 |  | Baseline Forecast | 0 | 0 | 0 | 0 | 0 | 0 | 0 | 0 | 0 | 0 | 0 | 0 | 0 | 0 | 0 | 0 | 0 | 0 | 0 | 0 | 0 | 0 | 0 | 0 | 0 | 0 | 0 | 0 | 0 | 0 | 0 | 0 | 0 | 0 | 0 | 0 | 0 | 0 | 0 | 0 | 0 | 0 | 0 | 0 | 0 | 0 | 0 | 0 | 0 | 0 | 0
Commercial_Office_Existing_Food Preparation_Natural Gas_Food Prep Other_E8_Baseline Forecast | Commercial | Office | Existing | Food Preparation | Natural Gas | Food Prep Other | E8 |  | Baseline Forecast | 0 | 0 | 0 | 0 | 0 | 0 | 0 | 0 | 0 | 0 | 0 | 0 | 0 | 0 | 0 | 0 | 0 | 0 | 0 | 0 | 0 | 0 | 0 | 0 | 0 | 0 | 0 | 0 | 0 | 0 | 0 | 0 | 0 | 0 | 0 | 0 | 0 | 0 | 0 | 0 | 0 | 0 | 0 | 0 | 0 | 0 | 0 | 0 | 0 | 0 | 0
Commercial_Office_Existing_Food Preparation_Natural Gas_Food Prep Other_E9_Baseline Forecast | Commercial | Office | Existing | Food Preparation | Natural Gas | Food Prep Other | E9 |  | Baseline Forecast | 0 | 0 | 0 | 0 | 0 | 0 | 0 | 0 | 0 | 0 | 0 | 0 | 0 | 0 | 0 | 0 | 0 | 0 | 0 | 0 | 0 | 0 | 0 | 0 | 0 | 0 | 0 | 0 | 0 | 0 | 0 | 0 | 0 | 0 | 0 | 0 | 0 | 0 | 0 | 0 | 0 | 0 | 0 | 0 | 0 | 0 | 0 | 0 | 0 | 0 | 0
Commercial_Office_Existing_Food Preparation_Natural Gas_Food Prep Other_E10_Baseline Forecast | Commercial | Office | Existing | Food Preparation | Natural Gas | Food Prep Other | E10 |  | Baseline Forecast | 0 | 0 | 0 | 0 | 0 | 0 | 0 | 0 | 0 | 0 | 0 | 0 | 0 | 0 | 0 | 0 | 0 | 0 | 0 | 0 | 0 | 0 | 0 | 0 | 0 | 0 | 0 | 0 | 0 | 0 | 0 | 0 | 0 | 0 | 0 | 0 | 0 | 0 | 0 | 0 | 0 | 0 | 0 | 0 | 0 | 0 | 0 | 0 | 0 | 0 | 0
Commercial_Office_Existing_Food Preparation_Natural Gas_Food Prep Other_Vintage_Baseline Forecast | Commercial | Office | Existing | Food Preparation | Natural Gas | Food Prep Other | Vintage |  | Baseline Forecast | 0 | 0 | 0 | 0 | 0 | 0 | 0 | 0 | 0 | 0 | 0 | 0 | 0 | 0 | 0 | 0 | 0 | 0 | 0 | 0 | 0 | 0 | 0 | 0 | 0 | 0 | 0 | 0 | 0 | 0 | 0 | 0 | 0 | 0 | 0 | 0 | 0 | 0 | 0 | 0 | 0 | 0 | 0 | 0 | 0 | 0 | 0 | 0 | 0 | 0 | 0
Commercial_Office_Existing_Miscellaneous_Natural Gas_Pool Heater_E1_Baseline Forecast | Commercial | Office | Existing | Miscellaneous | Natural Gas | Pool Heater | E1 |  | Baseline Forecast | 0 | 0 | 0 | 0 | 0 | 0 | 0 | 0 | 0 | 0 | 0 | 0 | 0 | 0 | 0 | 0 | 0 | 0 | 0 | 0 | 0 | 0 | 0 | 0 | 0 | 0 | 0 | 0 | 0 | 0 | 0 | 0 | 0 | 0 | 0 | 0 | 0 | 0 | 0 | 0 | 0 | 0 | 0 | 0 | 0 | 0 | 0 | 0 | 0 | 0 | 0
Commercial_Office_Existing_Miscellaneous_Natural Gas_Pool Heater_E2_Baseline Forecast | Commercial | Office | Existing | Miscellaneous | Natural Gas | Pool Heater | E2 |  | Baseline Forecast | 0 | 0 | 0 | 0 | 0 | 0 | 0 | 0 | 0 | 0 | 0 | 0 | 0 | 0 | 0 | 0 | 0 | 0 | 0 | 0 | 0 | 0 | 0 | 0 | 0 | 0 | 0 | 0 | 0 | 0 | 0 | 0 | 0 | 0 | 0 | 0 | 0 | 0 | 0 | 0 | 0 | 0 | 0 | 0 | 0 | 0 | 0 | 0 | 0 | 0 | 0
Commercial_Office_Existing_Miscellaneous_Natural Gas_Pool Heater_E3_Baseline Forecast | Commercial | Office | Existing | Miscellaneous | Natural Gas | Pool Heater | E3 |  | Baseline Forecast | 0 | 0 | 0 | 0 | 0 | 0 | 0 | 0 | 0 | 0 | 0 | 0 | 0 | 0 | 0 | 0 | 0 | 0 | 0 | 0 | 0 | 0 | 0 | 0 | 0 | 0 | 0 | 0 | 0 | 0 | 0 | 0 | 0 | 0 | 0 | 0 | 0 | 0 | 0 | 0 | 0 | 0 | 0 | 0 | 0 | 0 | 0 | 0 | 0 | 0 | 0
Commercial_Office_Existing_Miscellaneous_Natural Gas_Pool Heater_E4_Baseline Forecast | Commercial | Office | Existing | Miscellaneous | Natural Gas | Pool Heater | E4 |  | Baseline Forecast | 0 | 0 | 0 | 0 | 0 | 0 | 0 | 0 | 0 | 0 | 0 | 0 | 0 | 0 | 0 | 0 | 0 | 0 | 0 | 0 | 0 | 0 | 0 | 0 | 0 | 0 | 0 | 0 | 0 | 0 | 0 | 0 | 0 | 0 | 0 | 0 | 0 | 0 | 0 | 0 | 0 | 0 | 0 | 0 | 0 | 0 | 0 | 0 | 0 | 0 | 0
Commercial_Office_Existing_Miscellaneous_Natural Gas_Pool Heater_E5_Baseline Forecast | Commercial | Office | Existing | Miscellaneous | Natural Gas | Pool Heater | E5 |  | Baseline Forecast | 0 | 0 | 0 | 0 | 0 | 0 | 0 | 0 | 0 | 0 | 0 | 0 | 0 | 0 | 0 | 0 | 0 | 0 | 0 | 0 | 0 | 0 | 0 | 0 | 0 | 0 | 0 | 0 | 0 | 0 | 0 | 0 | 0 | 0 | 0 | 0 | 0 | 0 | 0 | 0 | 0 | 0 | 0 | 0 | 0 | 0 | 0 | 0 | 0 | 0 | 0
Commercial_Office_Existing_Miscellaneous_Natural Gas_Pool Heater_E6_Baseline Forecast | Commercial | Office | Existing | Miscellaneous | Natural Gas | Pool Heater | E6 |  | Baseline Forecast | 0 | 0 | 0 | 0 | 0 | 0 | 0 | 0 | 0 | 0 | 0 | 0 | 0 | 0 | 0 | 0 | 0 | 0 | 0 | 0 | 0 | 0 | 0 | 0 | 0 | 0 | 0 | 0 | 0 | 0 | 0 | 0 | 0 | 0 | 0 | 0 | 0 | 0 | 0 | 0 | 0 | 0 | 0 | 0 | 0 | 0 | 0 | 0 | 0 | 0 | 0
Commercial_Office_Existing_Miscellaneous_Natural Gas_Pool Heater_E7_Baseline Forecast | Commercial | Office | Existing | Miscellaneous | Natural Gas | Pool Heater | E7 |  | Baseline Forecast | 0 | 0 | 0 | 0 | 0 | 0 | 0 | 0 | 0 | 0 | 0 | 0 | 0 | 0 | 0 | 0 | 0 | 0 | 0 | 0 | 0 | 0 | 0 | 0 | 0 | 0 | 0 | 0 | 0 | 0 | 0 | 0 | 0 | 0 | 0 | 0 | 0 | 0 | 0 | 0 | 0 | 0 | 0 | 0 | 0 | 0 | 0 | 0 | 0 | 0 | 0
Commercial_Office_Existing_Miscellaneous_Natural Gas_Pool Heater_E8_Baseline Forecast | Commercial | Office | Existing | Miscellaneous | Natural Gas | Pool Heater | E8 |  | Baseline Forecast | 0 | 0 | 0 | 0 | 0 | 0 | 0 | 0 | 0 | 0 | 0 | 0 | 0 | 0 | 0 | 0 | 0 | 0 | 0 | 0 | 0 | 0 | 0 | 0 | 0 | 0 | 0 | 0 | 0 | 0 | 0 | 0 | 0 | 0 | 0 | 0 | 0 | 0 | 0 | 0 | 0 | 0 | 0 | 0 | 0 | 0 | 0 | 0 | 0 | 0 | 0
Commercial_Office_Existing_Miscellaneous_Natural Gas_Pool Heater_E9_Baseline Forecast | Commercial | Office | Existing | Miscellaneous | Natural Gas | Pool Heater | E9 |  | Baseline Forecast | 0 | 0 | 0 | 0 | 0 | 0 | 0 | 0 | 0 | 0 | 0 | 0 | 0 | 0 | 0 | 0 | 0 | 0 | 0 | 0 | 0 | 0 | 0 | 0 | 0 | 0 | 0 | 0 | 0 | 0 | 0 | 0 | 0 | 0 | 0 | 0 | 0 | 0 | 0 | 0 | 0 | 0 | 0 | 0 | 0 | 0 | 0 | 0 | 0 | 0 | 0
Commercial_Office_Existing_Miscellaneous_Natural Gas_Pool Heater_E10_Baseline Forecast | Commercial | Office | Existing | Miscellaneous | Natural Gas | Pool Heater | E10 |  | Baseline Forecast | 0 | 0 | 0 | 0 | 0 | 0 | 0 | 0 | 0 | 0 | 0 | 0 | 0 | 0 | 0 | 0 | 0 | 0 | 0 | 0 | 0 | 0 | 0 | 0 | 0 | 0 | 0 | 0 | 0 | 0 | 0 | 0 | 0 | 0 | 0 | 0 | 0 | 0 | 0 | 0 | 0 | 0 | 0 | 0 | 0 | 0 | 0 | 0 | 0 | 0 | 0
Commercial_Office_Existing_Miscellaneous_Natural Gas_Pool Heater_Vintage_Baseline Forecast | Commercial | Office | Existing | Miscellaneous | Natural Gas | Pool Heater | Vintage |  | Baseline Forecast | 0 | 0 | 0 | 0 | 0 | 0 | 0 | 0 | 0 | 0 | 0 | 0 | 0 | 0 | 0 | 0 | 0 | 0 | 0 | 0 | 0 | 0 | 0 | 0 | 0 | 0 | 0 | 0 | 0 | 0 | 0 | 0 | 0 | 0 | 0 | 0 | 0 | 0 | 0 | 0 | 0 | 0 | 0 | 0 | 0 | 0 | 0 | 0 | 0 | 0 | 0
Commercial_Office_Existing_Miscellaneous_Natural Gas_Miscellaneous_E1_Baseline Forecast | Commercial | Office | Existing | Miscellaneous | Natural Gas | Miscellaneous | E1 |  | Baseline Forecast | 0 | 818050.2007 | 1782755.9836 | 2866616.1576 | 3780739.5295 | 4547632.9883 | 5193103.1923 | 5738063.3705 | 6198164.7554 | 6584470.2388 | 6907395.9964 | 7176272.1392 | 7398805.4225 | 7581652.1936 | 7730486.5694 | 7850437.0039 | 7945803.8867 | 8020270.1404 | 8076922.5374 | 8118393.9181 | 8146859.2651 | 8164231.3069 | 8172205.5734 | 8172175.4302 | 8165329.2705 | 8152615.6651 | 8134897.5923 | 8112911.0377 | 8087283.6644 | 8058550.741 | 8027168.7289 | 7993526.8737 | 7958231.2522 | 0 | 0 | 0 | 0 | 0 | 0 | 0 | 0 | 0 | 0 | 0 | 0 | 0 | 0 | 0 | 0 | 0 | 0
Commercial_Office_Existing_Miscellaneous_Natural Gas_Miscellaneous_E2_Baseline Forecast | Commercial | Office | Existing | Miscellaneous | Natural Gas | Miscellaneous | E2 |  | Baseline Forecast | 0 | 0 | 0 | 0 | 0 | 0 | 0 | 0 | 0 | 0 | 0 | 0 | 0 | 0 | 0 | 0 | 0 | 0 | 0 | 0 | 0 | 0 | 0 | 0 | 0 | 0 | 0 | 0 | 0 | 0 | 0 | 0 | 0 | 0 | 0 | 0 | 0 | 0 | 0 | 0 | 0 | 0 | 0 | 0 | 0 | 0 | 0 | 0 | 0 | 0 | 0
Commercial_Office_Existing_Miscellaneous_Natural Gas_Miscellaneous_E3_Baseline Forecast | Commercial | Office | Existing | Miscellaneous | Natural Gas | Miscellaneous | E3 |  | Baseline Forecast | 0 | 0 | 0 | 0 | 0 | 0 | 0 | 0 | 0 | 0 | 0 | 0 | 0 | 0 | 0 | 0 | 0 | 0 | 0 | 0 | 0 | 0 | 0 | 0 | 0 | 0 | 0 | 0 | 0 | 0 | 0 | 0 | 0 | 0 | 0 | 0 | 0 | 0 | 0 | 0 | 0 | 0 | 0 | 0 | 0 | 0 | 0 | 0 | 0 | 0 | 0
Commercial_Office_Existing_Miscellaneous_Natural Gas_Miscellaneous_E4_Baseline Forecast | Commercial | Office | Existing | Miscellaneous | Natural Gas | Miscellaneous | E4 |  | Baseline Forecast | 0 | 0 | 0 | 0 | 0 | 0 | 0 | 0 | 0 | 0 | 0 | 0 | 0 | 0 | 0 | 0 | 0 | 0 | 0 | 0 | 0 | 0 | 0 | 0 | 0 | 0 | 0 | 0 | 0 | 0 | 0 | 0 | 0 | 0 | 0 | 0 | 0 | 0 | 0 | 0 | 0 | 0 | 0 | 0 | 0 | 0 | 0 | 0 | 0 | 0 | 0
Commercial_Office_Existing_Miscellaneous_Natural Gas_Miscellaneous_E5_Baseline Forecast | Commercial | Office | Existing | Miscellaneous | Natural Gas | Miscellaneous | E5 |  | Baseline Forecast | 0 | 0 | 0 | 0 | 0 | 0 | 0 | 0 | 0 | 0 | 0 | 0 | 0 | 0 | 0 | 0 | 0 | 0 | 0 | 0 | 0 | 0 | 0 | 0 | 0 | 0 | 0 | 0 | 0 | 0 | 0 | 0 | 0 | 0 | 0 | 0 | 0 | 0 | 0 | 0 | 0 | 0 | 0 | 0 | 0 | 0 | 0 | 0 | 0 | 0 | 0
Commercial_Office_Existing_Miscellaneous_Natural Gas_Miscellaneous_E6_Baseline Forecast | Commercial | Office | Existing | Miscellaneous | Natural Gas | Miscellaneous | E6 |  | Baseline Forecast | 0 | 0 | 0 | 0 | 0 | 0 | 0 | 0 | 0 | 0 | 0 | 0 | 0 | 0 | 0 | 0 | 0 | 0 | 0 | 0 | 0 | 0 | 0 | 0 | 0 | 0 | 0 | 0 | 0 | 0 | 0 | 0 | 0 | 0 | 0 | 0 | 0 | 0 | 0 | 0 | 0 | 0 | 0 | 0 | 0 | 0 | 0 | 0 | 0 | 0 | 0
Commercial_Office_Existing_Miscellaneous_Natural Gas_Miscellaneous_E7_Baseline Forecast | Commercial | Office | Existing | Miscellaneous | Natural Gas | Miscellaneous | E7 |  | Baseline Forecast | 0 | 0 | 0 | 0 | 0 | 0 | 0 | 0 | 0 | 0 | 0 | 0 | 0 | 0 | 0 | 0 | 0 | 0 | 0 | 0 | 0 | 0 | 0 | 0 | 0 | 0 | 0 | 0 | 0 | 0 | 0 | 0 | 0 | 0 | 0 | 0 | 0 | 0 | 0 | 0 | 0 | 0 | 0 | 0 | 0 | 0 | 0 | 0 | 0 | 0 | 0
Commercial_Office_Existing_Miscellaneous_Natural Gas_Miscellaneous_E8_Baseline Forecast | Commercial | Office | Existing | Miscellaneous | Natural Gas | Miscellaneous | E8 |  | Baseline Forecast | 0 | 0 | 0 | 0 | 0 | 0 | 0 | 0 | 0 | 0 | 0 | 0 | 0 | 0 | 0 | 0 | 0 | 0 | 0 | 0 | 0 | 0 | 0 | 0 | 0 | 0 | 0 | 0 | 0 | 0 | 0 | 0 | 0 | 0 | 0 | 0 | 0 | 0 | 0 | 0 | 0 | 0 | 0 | 0 | 0 | 0 | 0 | 0 | 0 | 0 | 0
Commercial_Office_Existing_Miscellaneous_Natural Gas_Miscellaneous_E9_Baseline Forecast | Commercial | Office | Existing | Miscellaneous | Natural Gas | Miscellaneous | E9 |  | Baseline Forecast | 0 | 0 | 0 | 0 | 0 | 0 | 0 | 0 | 0 | 0 | 0 | 0 | 0 | 0 | 0 | 0 | 0 | 0 | 0 | 0 | 0 | 0 | 0 | 0 | 0 | 0 | 0 | 0 | 0 | 0 | 0 | 0 | 0 | 0 | 0 | 0 | 0 | 0 | 0 | 0 | 0 | 0 | 0 | 0 | 0 | 0 | 0 | 0 | 0 | 0 | 0
Commercial_Office_Existing_Miscellaneous_Natural Gas_Miscellaneous_E10_Baseline Forecast | Commercial | Office | Existing | Miscellaneous | Natural Gas | Miscellaneous | E10 |  | Baseline Forecast | 0 | 0 | 0 | 0 | 0 | 0 | 0 | 0 | 0 | 0 | 0 | 0 | 0 | 0 | 0 | 0 | 0 | 0 | 0 | 0 | 0 | 0 | 0 | 0 | 0 | 0 | 0 | 0 | 0 | 0 | 0 | 0 | 0 | 0 | 0 | 0 | 0 | 0 | 0 | 0 | 0 | 0 | 0 | 0 | 0 | 0 | 0 | 0 | 0 | 0 | 0
Commercial_Office_Existing_Miscellaneous_Natural Gas_Miscellaneous_Vintage_Baseline Forecast | Commercial | Office | Existing | Miscellaneous | Natural Gas | Miscellaneous | Vintage |  | Baseline Forecast | 9592724.626 | 8725868.8077 | 7712357.4073 | 6569557.9505 | 5594963.4351 | 4761770.8794 | 4054362.2672 | 3454557.0805 | 2945175.0686 | 2511302.7912 | 2141436.6501 | 1826090.984 | 1557152.469 | 1327766.3847 | 1132103.6354 | 965237.7179 | 822942.406 | 701609.1064 | 598152.0203 | 509939.2921 | 434722.5051 | 370588.8632 | 315909.3277 | 269291.3001 | 229547.1622 | 195662.5663 | 166774.4878 | 142146.8947 | 121152.0771 | 103254.7194 | 87998.3129 | 74993.5645 | 63910.7106 | 0 | 0 | 0 | 0 | 0 | 0 | 0 | 0 | 0 | 0 | 0 | 0 | 0 | 0 | 0 | 0 | 0 | 0
Commercial_Office_New_Space Heating_Natural Gas_Furnace_E1_Baseline Forecast | Commercial | Office | New | Space Heating | Natural Gas | Furnace | E1 |  | Baseline Forecast | 0 | 29588.1616 | 172302.8532 | 263507.5367 | 381134.3326 | 540766.7922 | 689971.2661 | 822212.8519 | 941147.9873 | 1055984.727 | 1169323.4921 | 1281536.2602 | 1393595.2836 | 1505974.9445 | 1619045.8536 | 1732325.0727 | 1845635.2508 | 1958798.6394 | 2071812.9101 | 2184675.7084 | 2297562.6412 | 2410473.8706 | 2523250.3923 | 2635890.3712 | 2748391.9543 | 2860912.4381 | 2973451.9331 | 3086010.5505 | 3198588.402 | 3311185.6001 | 3423802.258 | 3536438.4893 | 3587171.2398 | 0 | 0 | 0 | 0 | 0 | 0 | 0 | 0 | 0 | 0 | 0 | 0 | 0 | 0 | 0 | 0 | 0 | 0
Commercial_Office_New_Space Heating_Natural Gas_Furnace_E2_Baseline Forecast | Commercial | Office | New | Space Heating | Natural Gas | Furnace | E2 |  | Baseline Forecast | 0 | 0 | 0 | 0 | 0 | 0 | 0 | 0 | 0 | 0 | 0 | 0 | 0 | 0 | 0 | 0 | 0 | 0 | 0 | 0 | 0 | 0 | 0 | 0 | 0 | 0 | 0 | 0 | 0 | 0 | 0 | 0 | 0 | 0 | 0 | 0 | 0 | 0 | 0 | 0 | 0 | 0 | 0 | 0 | 0 | 0 | 0 | 0 | 0 | 0 | 0
Commercial_Office_New_Space Heating_Natural Gas_Furnace_E3_Baseline Forecast | Commercial | Office | New | Space Heating | Natural Gas | Furnace | E3 |  | Baseline Forecast | 0 | 0 | 0 | 0 | 0 | 0 | 0 | 0 | 0 | 0 | 0 | 0 | 0 | 0 | 0 | 0 | 0 | 0 | 0 | 0 | 0 | 0 | 0 | 0 | 0 | 0 | 0 | 0 | 0 | 0 | 0 | 0 | 0 | 0 | 0 | 0 | 0 | 0 | 0 | 0 | 0 | 0 | 0 | 0 | 0 | 0 | 0 | 0 | 0 | 0 | 0
Commercial_Office_New_Space Heating_Natural Gas_Furnace_E4_Baseline Forecast | Commercial | Office | New | Space Heating | Natural Gas | Furnace | E4 |  | Baseline Forecast | 0 | 0 | 0 | 0 | 0 | 0 | 0 | 0 | 0 | 0 | 0 | 0 | 0 | 0 | 0 | 0 | 0 | 0 | 0 | 0 | 0 | 0 | 0 | 0 | 0 | 0 | 0 | 0 | 0 | 0 | 0 | 0 | 0 | 0 | 0 | 0 | 0 | 0 | 0 | 0 | 0 | 0 | 0 | 0 | 0 | 0 | 0 | 0 | 0 | 0 | 0
Commercial_Office_New_Space Heating_Natural Gas_Furnace_E5_Baseline Forecast | Commercial | Office | New | Space Heating | Natural Gas | Furnace | E5 |  | Baseline Forecast | 0 | 0 | 0 | 0 | 0 | 0 | 0 | 0 | 0 | 0 | 0 | 0 | 0 | 0 | 0 | 0 | 0 | 0 | 0 | 0 | 0 | 0 | 0 | 0 | 0 | 0 | 0 | 0 | 0 | 0 | 0 | 0 | 0 | 0 | 0 | 0 | 0 | 0 | 0 | 0 | 0 | 0 | 0 | 0 | 0 | 0 | 0 | 0 | 0 | 0 | 0
Commercial_Office_New_Space Heating_Natural Gas_Furnace_E6_Baseline Forecast | Commercial | Office | New | Space Heating | Natural Gas | Furnace | E6 |  | Baseline Forecast | 0 | 0 | 0 | 0 | 0 | 0 | 0 | 0 | 0 | 0 | 0 | 0 | 0 | 0 | 0 | 0 | 0 | 0 | 0 | 0 | 0 | 0 | 0 | 0 | 0 | 0 | 0 | 0 | 0 | 0 | 0 | 0 | 0 | 0 | 0 | 0 | 0 | 0 | 0 | 0 | 0 | 0 | 0 | 0 | 0 | 0 | 0 | 0 | 0 | 0 | 0
Commercial_Office_New_Space Heating_Natural Gas_Furnace_E7_Baseline Forecast | Commercial | Office | New | Space Heating | Natural Gas | Furnace | E7 |  | Baseline Forecast | 0 | 0 | 0 | 0 | 0 | 0 | 0 | 0 | 0 | 0 | 0 | 0 | 0 | 0 | 0 | 0 | 0 | 0 | 0 | 0 | 0 | 0 | 0 | 0 | 0 | 0 | 0 | 0 | 0 | 0 | 0 | 0 | 0 | 0 | 0 | 0 | 0 | 0 | 0 | 0 | 0 | 0 | 0 | 0 | 0 | 0 | 0 | 0 | 0 | 0 | 0
Commercial_Office_New_Space Heating_Natural Gas_Furnace_E8_Baseline Forecast | Commercial | Office | New | Space Heating | Natural Gas | Furnace | E8 |  | Baseline Forecast | 0 | 0 | 0 | 0 | 0 | 0 | 0 | 0 | 0 | 0 | 0 | 0 | 0 | 0 | 0 | 0 | 0 | 0 | 0 | 0 | 0 | 0 | 0 | 0 | 0 | 0 | 0 | 0 | 0 | 0 | 0 | 0 | 0 | 0 | 0 | 0 | 0 | 0 | 0 | 0 | 0 | 0 | 0 | 0 | 0 | 0 | 0 | 0 | 0 | 0 | 0
Commercial_Office_New_Space Heating_Natural Gas_Furnace_E9_Baseline Forecast | Commercial | Office | New | Space Heating | Natural Gas | Furnace | E9 |  | Baseline Forecast | 0 | 0 | 0 | 0 | 0 | 0 | 0 | 0 | 0 | 0 | 0 | 0 | 0 | 0 | 0 | 0 | 0 | 0 | 0 | 0 | 0 | 0 | 0 | 0 | 0 | 0 | 0 | 0 | 0 | 0 | 0 | 0 | 0 | 0 | 0 | 0 | 0 | 0 | 0 | 0 | 0 | 0 | 0 | 0 | 0 | 0 | 0 | 0 | 0 | 0 | 0
Commercial_Office_New_Space Heating_Natural Gas_Furnace_E10_Baseline Forecast | Commercial | Office | New | Space Heating | Natural Gas | Furnace | E10 |  | Baseline Forecast | 0 | 0 | 0 | 0 | 0 | 0 | 0 | 0 | 0 | 0 | 0 | 0 | 0 | 0 | 0 | 0 | 0 | 0 | 0 | 0 | 0 | 0 | 0 | 0 | 0 | 0 | 0 | 0 | 0 | 0 | 0 | 0 | 0 | 0 | 0 | 0 | 0 | 0 | 0 | 0 | 0 | 0 | 0 | 0 | 0 | 0 | 0 | 0 | 0 | 0 | 0
Commercial_Office_New_Space Heating_Natural Gas_Furnace_Vintage_Baseline Forecast | Commercial | Office | New | Space Heating | Natural Gas | Furnace | Vintage |  | Baseline Forecast | 0 | 0 | 0 | 0 | 0 | 0 | 0 | 0 | 0 | 0 | 0 | 0 | 0 | 0 | 0 | 0 | 0 | 0 | 0 | 0 | 0 | 0 | 0 | 0 | 0 | 0 | 0 | 0 | 0 | 0 | 0 | 0 | 0 | 0 | 0 | 0 | 0 | 0 | 0 | 0 | 0 | 0 | 0 | 0 | 0 | 0 | 0 | 0 | 0 | 0 | 0
Commercial_Office_New_Space Heating_Natural Gas_Boiler_E1_Baseline Forecast | Commercial | Office | New | Space Heating | Natural Gas | Boiler | E1 |  | Baseline Forecast | 0 | 31948.8255 | 186049.8757 | 284531.2398 | 411542.78 | 583911.3666 | 745019.9803 | 887812.3379 | 1016236.6021 | 1140235.484 | 1262616.8769 | 1383782.4361 | 1504781.9841 | 1626127.7516 | 1748219.9177 | 1870537.0138 | 1992887.5388 | 2115079.5629 | 2237110.5718 | 2358978.0232 | 2480871.5348 | 2602791.2813 | 2724565.5727 | 2846192.4273 | 2967669.8443 | 3089167.67 | 3210686.0237 | 3332225.0255 | 3453784.7959 | 3575365.4565 | 3696967.1295 | 3818589.9376 | 3873370.3532 | 0 | 0 | 0 | 0 | 0 | 0 | 0 | 0 | 0 | 0 | 0 | 0 | 0 | 0 | 0 | 0 | 0 | 0
Commercial_Office_New_Space Heating_Natural Gas_Boiler_E2_Baseline Forecast | Commercial | Office | New | Space Heating | Natural Gas | Boiler | E2 |  | Baseline Forecast | 0 | 0 | 0 | 0 | 0 | 0 | 0 | 0 | 0 | 0 | 0 | 0 | 0 | 0 | 0 | 0 | 0 | 0 | 0 | 0 | 0 | 0 | 0 | 0 | 0 | 0 | 0 | 0 | 0 | 0 | 0 | 0 | 0 | 0 | 0 | 0 | 0 | 0 | 0 | 0 | 0 | 0 | 0 | 0 | 0 | 0 | 0 | 0 | 0 | 0 | 0
Commercial_Office_New_Space Heating_Natural Gas_Boiler_E3_Baseline Forecast | Commercial | Office | New | Space Heating | Natural Gas | Boiler | E3 |  | Baseline Forecast | 0 | 0 | 0 | 0 | 0 | 0 | 0 | 0 | 0 | 0 | 0 | 0 | 0 | 0 | 0 | 0 | 0 | 0 | 0 | 0 | 0 | 0 | 0 | 0 | 0 | 0 | 0 | 0 | 0 | 0 | 0 | 0 | 0 | 0 | 0 | 0 | 0 | 0 | 0 | 0 | 0 | 0 | 0 | 0 | 0 | 0 | 0 | 0 | 0 | 0 | 0
Commercial_Office_New_Space Heating_Natural Gas_Boiler_E4_Baseline Forecast | Commercial | Office | New | Space Heating | Natural Gas | Boiler | E4 |  | Baseline Forecast | 0 | 0 | 0 | 0 | 0 | 0 | 0 | 0 | 0 | 0 | 0 | 0 | 0 | 0 | 0 | 0 | 0 | 0 | 0 | 0 | 0 | 0 | 0 | 0 | 0 | 0 | 0 | 0 | 0 | 0 | 0 | 0 | 0 | 0 | 0 | 0 | 0 | 0 | 0 | 0 | 0 | 0 | 0 | 0 | 0 | 0 | 0 | 0 | 0 | 0 | 0
Commercial_Office_New_Space Heating_Natural Gas_Boiler_E5_Baseline Forecast | Commercial | Office | New | Space Heating | Natural Gas | Boiler | E5 |  | Baseline Forecast | 0 | 0 | 0 | 0 | 0 | 0 | 0 | 0 | 0 | 0 | 0 | 0 | 0 | 0 | 0 | 0 | 0 | 0 | 0 | 0 | 0 | 0 | 0 | 0 | 0 | 0 | 0 | 0 | 0 | 0 | 0 | 0 | 0 | 0 | 0 | 0 | 0 | 0 | 0 | 0 | 0 | 0 | 0 | 0 | 0 | 0 | 0 | 0 | 0 | 0 | 0
Commercial_Office_New_Space Heating_Natural Gas_Boiler_E6_Baseline Forecast | Commercial | Office | New | Space Heating | Natural Gas | Boiler | E6 |  | Baseline Forecast | 0 | 0 | 0 | 0 | 0 | 0 | 0 | 0 | 0 | 0 | 0 | 0 | 0 | 0 | 0 | 0 | 0 | 0 | 0 | 0 | 0 | 0 | 0 | 0 | 0 | 0 | 0 | 0 | 0 | 0 | 0 | 0 | 0 | 0 | 0 | 0 | 0 | 0 | 0 | 0 | 0 | 0 | 0 | 0 | 0 | 0 | 0 | 0 | 0 | 0 | 0
Commercial_Office_New_Space Heating_Natural Gas_Boiler_E7_Baseline Forecast | Commercial | Office | New | Space Heating | Natural Gas | Boiler | E7 |  | Baseline Forecast | 0 | 0 | 0 | 0 | 0 | 0 | 0 | 0 | 0 | 0 | 0 | 0 | 0 | 0 | 0 | 0 | 0 | 0 | 0 | 0 | 0 | 0 | 0 | 0 | 0 | 0 | 0 | 0 | 0 | 0 | 0 | 0 | 0 | 0 | 0 | 0 | 0 | 0 | 0 | 0 | 0 | 0 | 0 | 0 | 0 | 0 | 0 | 0 | 0 | 0 | 0
Commercial_Office_New_Space Heating_Natural Gas_Boiler_E8_Baseline Forecast | Commercial | Office | New | Space Heating | Natural Gas | Boiler | E8 |  | Baseline Forecast | 0 | 0 | 0 | 0 | 0 | 0 | 0 | 0 | 0 | 0 | 0 | 0 | 0 | 0 | 0 | 0 | 0 | 0 | 0 | 0 | 0 | 0 | 0 | 0 | 0 | 0 | 0 | 0 | 0 | 0 | 0 | 0 | 0 | 0 | 0 | 0 | 0 | 0 | 0 | 0 | 0 | 0 | 0 | 0 | 0 | 0 | 0 | 0 | 0 | 0 | 0
Commercial_Office_New_Space Heating_Natural Gas_Boiler_E9_Baseline Forecast | Commercial | Office | New | Space Heating | Natural Gas | Boiler | E9 |  | Baseline Forecast | 0 | 0 | 0 | 0 | 0 | 0 | 0 | 0 | 0 | 0 | 0 | 0 | 0 | 0 | 0 | 0 | 0 | 0 | 0 | 0 | 0 | 0 | 0 | 0 | 0 | 0 | 0 | 0 | 0 | 0 | 0 | 0 | 0 | 0 | 0 | 0 | 0 | 0 | 0 | 0 | 0 | 0 | 0 | 0 | 0 | 0 | 0 | 0 | 0 | 0 | 0
Commercial_Office_New_Space Heating_Natural Gas_Boiler_E10_Baseline Forecast | Commercial | Office | New | Space Heating | Natural Gas | Boiler | E10 |  | Baseline Forecast | 0 | 0 | 0 | 0 | 0 | 0 | 0 | 0 | 0 | 0 | 0 | 0 | 0 | 0 | 0 | 0 | 0 | 0 | 0 | 0 | 0 | 0 | 0 | 0 | 0 | 0 | 0 | 0 | 0 | 0 | 0 | 0 | 0 | 0 | 0 | 0 | 0 | 0 | 0 | 0 | 0 | 0 | 0 | 0 | 0 | 0 | 0 | 0 | 0 | 0 | 0
Commercial_Office_New_Space Heating_Natural Gas_Boiler_Vintage_Baseline Forecast | Commercial | Office | New | Space Heating | Natural Gas | Boiler | Vintage |  | Baseline Forecast | 0 | 0 | 0 | 0 | 0 | 0 | 0 | 0 | 0 | 0 | 0 | 0 | 0 | 0 | 0 | 0 | 0 | 0 | 0 | 0 | 0 | 0 | 0 | 0 | 0 | 0 | 0 | 0 | 0 | 0 | 0 | 0 | 0 | 0 | 0 | 0 | 0 | 0 | 0 | 0 | 0 | 0 | 0 | 0 | 0 | 0 | 0 | 0 | 0 | 0 | 0
Commercial_Office_New_Space Heating_Natural Gas_Unit Heater_E1_Baseline Forecast | Commercial | Office | New | Space Heating | Natural Gas | Unit Heater | E1 |  | Baseline Forecast | 0 | 1308.6516 | 7620.7642 | 11654.6463 | 16857.1491 | 23917.5159 | 30516.6644 | 36365.5632 | 41625.9325 | 46705.0342 | 51717.8822 | 56680.9285 | 61637.1749 | 66607.6028 | 71608.6038 | 76618.8181 | 81630.4017 | 86635.493 | 91633.9889 | 96625.7854 | 101618.6494 | 106612.5879 | 111600.5685 | 116582.5099 | 121558.3303 | 126534.9865 | 131512.4837 | 136490.8266 | 141470.0202 | 146450.0695 | 151430.9795 | 156412.7551 | 158656.6085 | 0 | 0 | 0 | 0 | 0 | 0 | 0 | 0 | 0 | 0 | 0 | 0 | 0 | 0 | 0 | 0 | 0 | 0
Commercial_Office_New_Space Heating_Natural Gas_Unit Heater_E2_Baseline Forecast | Commercial | Office | New | Space Heating | Natural Gas | Unit Heater | E2 |  | Baseline Forecast | 0 | 0 | 0 | 0 | 0 | 0 | 0 | 0 | 0 | 0 | 0 | 0 | 0 | 0 | 0 | 0 | 0 | 0 | 0 | 0 | 0 | 0 | 0 | 0 | 0 | 0 | 0 | 0 | 0 | 0 | 0 | 0 | 0 | 0 | 0 | 0 | 0 | 0 | 0 | 0 | 0 | 0 | 0 | 0 | 0 | 0 | 0 | 0 | 0 | 0 | 0
Commercial_Office_New_Space Heating_Natural Gas_Unit Heater_E3_Baseline Forecast | Commercial | Office | New | Space Heating | Natural Gas | Unit Heater | E3 |  | Baseline Forecast | 0 | 0 | 0 | 0 | 0 | 0 | 0 | 0 | 0 | 0 | 0 | 0 | 0 | 0 | 0 | 0 | 0 | 0 | 0 | 0 | 0 | 0 | 0 | 0 | 0 | 0 | 0 | 0 | 0 | 0 | 0 | 0 | 0 | 0 | 0 | 0 | 0 | 0 | 0 | 0 | 0 | 0 | 0 | 0 | 0 | 0 | 0 | 0 | 0 | 0 | 0
Commercial_Office_New_Space Heating_Natural Gas_Unit Heater_E4_Baseline Forecast | Commercial | Office | New | Space Heating | Natural Gas | Unit Heater | E4 |  | Baseline Forecast | 0 | 0 | 0 | 0 | 0 | 0 | 0 | 0 | 0 | 0 | 0 | 0 | 0 | 0 | 0 | 0 | 0 | 0 | 0 | 0 | 0 | 0 | 0 | 0 | 0 | 0 | 0 | 0 | 0 | 0 | 0 | 0 | 0 | 0 | 0 | 0 | 0 | 0 | 0 | 0 | 0 | 0 | 0 | 0 | 0 | 0 | 0 | 0 | 0 | 0 | 0
Commercial_Office_New_Space Heating_Natural Gas_Unit Heater_E5_Baseline Forecast | Commercial | Office | New | Space Heating | Natural Gas | Unit Heater | E5 |  | Baseline Forecast | 0 | 0 | 0 | 0 | 0 | 0 | 0 | 0 | 0 | 0 | 0 | 0 | 0 | 0 | 0 | 0 | 0 | 0 | 0 | 0 | 0 | 0 | 0 | 0 | 0 | 0 | 0 | 0 | 0 | 0 | 0 | 0 | 0 | 0 | 0 | 0 | 0 | 0 | 0 | 0 | 0 | 0 | 0 | 0 | 0 | 0 | 0 | 0 | 0 | 0 | 0
Commercial_Office_New_Space Heating_Natural Gas_Unit Heater_E6_Baseline Forecast | Commercial | Office | New | Space Heating | Natural Gas | Unit Heater | E6 |  | Baseline Forecast | 0 | 0 | 0 | 0 | 0 | 0 | 0 | 0 | 0 | 0 | 0 | 0 | 0 | 0 | 0 | 0 | 0 | 0 | 0 | 0 | 0 | 0 | 0 | 0 | 0 | 0 | 0 | 0 | 0 | 0 | 0 | 0 | 0 | 0 | 0 | 0 | 0 | 0 | 0 | 0 | 0 | 0 | 0 | 0 | 0 | 0 | 0 | 0 | 0 | 0 | 0
Commercial_Office_New_Space Heating_Natural Gas_Unit Heater_E7_Baseline Forecast | Commercial | Office | New | Space Heating | Natural Gas | Unit Heater | E7 |  | Baseline Forecast | 0 | 0 | 0 | 0 | 0 | 0 | 0 | 0 | 0 | 0 | 0 | 0 | 0 | 0 | 0 | 0 | 0 | 0 | 0 | 0 | 0 | 0 | 0 | 0 | 0 | 0 | 0 | 0 | 0 | 0 | 0 | 0 | 0 | 0 | 0 | 0 | 0 | 0 | 0 | 0 | 0 | 0 | 0 | 0 | 0 | 0 | 0 | 0 | 0 | 0 | 0
Commercial_Office_New_Space Heating_Natural Gas_Unit Heater_E8_Baseline Forecast | Commercial | Office | New | Space Heating | Natural Gas | Unit Heater | E8 |  | Baseline Forecast | 0 | 0 | 0 | 0 | 0 | 0 | 0 | 0 | 0 | 0 | 0 | 0 | 0 | 0 | 0 | 0 | 0 | 0 | 0 | 0 | 0 | 0 | 0 | 0 | 0 | 0 | 0 | 0 | 0 | 0 | 0 | 0 | 0 | 0 | 0 | 0 | 0 | 0 | 0 | 0 | 0 | 0 | 0 | 0 | 0 | 0 | 0 | 0 | 0 | 0 | 0
Commercial_Office_New_Space Heating_Natural Gas_Unit Heater_E9_Baseline Forecast | Commercial | Office | New | Space Heating | Natural Gas | Unit Heater | E9 |  | Baseline Forecast | 0 | 0 | 0 | 0 | 0 | 0 | 0 | 0 | 0 | 0 | 0 | 0 | 0 | 0 | 0 | 0 | 0 | 0 | 0 | 0 | 0 | 0 | 0 | 0 | 0 | 0 | 0 | 0 | 0 | 0 | 0 | 0 | 0 | 0 | 0 | 0 | 0 | 0 | 0 | 0 | 0 | 0 | 0 | 0 | 0 | 0 | 0 | 0 | 0 | 0 | 0
Commercial_Office_New_Space Heating_Natural Gas_Unit Heater_E10_Baseline Forecast | Commercial | Office | New | Space Heating | Natural Gas | Unit Heater | E10 |  | Baseline Forecast | 0 | 0 | 0 | 0 | 0 | 0 | 0 | 0 | 0 | 0 | 0 | 0 | 0 | 0 | 0 | 0 | 0 | 0 | 0 | 0 | 0 | 0 | 0 | 0 | 0 | 0 | 0 | 0 | 0 | 0 | 0 | 0 | 0 | 0 | 0 | 0 | 0 | 0 | 0 | 0 | 0 | 0 | 0 | 0 | 0 | 0 | 0 | 0 | 0 | 0 | 0
Commercial_Office_New_Space Heating_Natural Gas_Unit Heater_Vintage_Baseline Forecast | Commercial | Office | New | Space Heating | Natural Gas | Unit Heater | Vintage |  | Baseline Forecast | 0 | 0 | 0 | 0 | 0 | 0 | 0 | 0 | 0 | 0 | 0 | 0 | 0 | 0 | 0 | 0 | 0 | 0 | 0 | 0 | 0 | 0 | 0 | 0 | 0 | 0 | 0 | 0 | 0 | 0 | 0 | 0 | 0 | 0 | 0 | 0 | 0 | 0 | 0 | 0 | 0 | 0 | 0 | 0 | 0 | 0 | 0 | 0 | 0 | 0 | 0
Commercial_Office_New_Water Heating_Natural Gas_Water Heater_E1_Baseline Forecast | Commercial | Office | New | Water Heating | Natural Gas | Water Heater | E1 |  | Baseline Forecast | 0 | 0 | 0 | 0 | 0 | 0 | 0 | 0 | 0 | 0 | 0 | 0 | 0 | 0 | 0 | 0 | 0 | 0 | 0 | 0 | 0 | 0 | 0 | 0 | 0 | 0 | 0 | 0 | 0 | 0 | 0 | 0 | 0 | 0 | 0 | 0 | 0 | 0 | 0 | 0 | 0 | 0 | 0 | 0 | 0 | 0 | 0 | 0 | 0 | 0 | 0
Commercial_Office_New_Water Heating_Natural Gas_Water Heater_E2_Baseline Forecast | Commercial | Office | New | Water Heating | Natural Gas | Water Heater | E2 |  | Baseline Forecast | 0 | 44445.884 | 258824.8884 | 395828.0869 | 572521.2859 | 812313.3309 | 1036440.9677 | 1235087.7867 | 1413746.3089 | 1586248.4224 | 1756500.3519 | 1925060.8641 | 2093390.4284 | 2262201.6388 | 2432051.2081 | 2602213.6906 | 2772422.6782 | 2942411.1658 | 3112175.6557 | 3281712.6113 | 3451285.8206 | 3620895.5269 | 3790302.8821 | 3959505.1293 | 4128499.4851 | 4297522.2326 | 4466573.5379 | 4635653.5678 | 4804762.4903 | 4973900.4743 | 5143067.6898 | 5312264.3077 | 5388472.5552 | 0 | 0 | 0 | 0 | 0 | 0 | 0 | 0 | 0 | 0 | 0 | 0 | 0 | 0 | 0 | 0 | 0 | 0
Commercial_Office_New_Water Heating_Natural Gas_Water Heater_E3_Baseline Forecast | Commercial | Office | New | Water Heating | Natural Gas | Water Heater | E3 |  | Baseline Forecast | 0 | 0 | 0 | 0 | 0 | 0 | 0 | 0 | 0 | 0 | 0 | 0 | 0 | 0 | 0 | 0 | 0 | 0 | 0 | 0 | 0 | 0 | 0 | 0 | 0 | 0 | 0 | 0 | 0 | 0 | 0 | 0 | 0 | 0 | 0 | 0 | 0 | 0 | 0 | 0 | 0 | 0 | 0 | 0 | 0 | 0 | 0 | 0 | 0 | 0 | 0
Commercial_Office_New_Water Heating_Natural Gas_Water Heater_E4_Baseline Forecast | Commercial | Office | New | Water Heating | Natural Gas | Water Heater | E4 |  | Baseline Forecast | 0 | 0 | 0 | 0 | 0 | 0 | 0 | 0 | 0 | 0 | 0 | 0 | 0 | 0 | 0 | 0 | 0 | 0 | 0 | 0 | 0 | 0 | 0 | 0 | 0 | 0 | 0 | 0 | 0 | 0 | 0 | 0 | 0 | 0 | 0 | 0 | 0 | 0 | 0 | 0 | 0 | 0 | 0 | 0 | 0 | 0 | 0 | 0 | 0 | 0 | 0
Commercial_Office_New_Water Heating_Natural Gas_Water Heater_E5_Baseline Forecast | Commercial | Office | New | Water Heating | Natural Gas | Water Heater | E5 |  | Baseline Forecast | 0 | 0 | 0 | 0 | 0 | 0 | 0 | 0 | 0 | 0 | 0 | 0 | 0 | 0 | 0 | 0 | 0 | 0 | 0 | 0 | 0 | 0 | 0 | 0 | 0 | 0 | 0 | 0 | 0 | 0 | 0 | 0 | 0 | 0 | 0 | 0 | 0 | 0 | 0 | 0 | 0 | 0 | 0 | 0 | 0 | 0 | 0 | 0 | 0 | 0 | 0
Commercial_Office_New_Water Heating_Natural Gas_Water Heater_E6_Baseline Forecast | Commercial | Office | New | Water Heating | Natural Gas | Water Heater | E6 |  | Baseline Forecast | 0 | 0 | 0 | 0 | 0 | 0 | 0 | 0 | 0 | 0 | 0 | 0 | 0 | 0 | 0 | 0 | 0 | 0 | 0 | 0 | 0 | 0 | 0 | 0 | 0 | 0 | 0 | 0 | 0 | 0 | 0 | 0 | 0 | 0 | 0 | 0 | 0 | 0 | 0 | 0 | 0 | 0 | 0 | 0 | 0 | 0 | 0 | 0 | 0 | 0 | 0
Commercial_Office_New_Water Heating_Natural Gas_Water Heater_E7_Baseline Forecast | Commercial | Office | New | Water Heating | Natural Gas | Water Heater | E7 |  | Baseline Forecast | 0 | 0 | 0 | 0 | 0 | 0 | 0 | 0 | 0 | 0 | 0 | 0 | 0 | 0 | 0 | 0 | 0 | 0 | 0 | 0 | 0 | 0 | 0 | 0 | 0 | 0 | 0 | 0 | 0 | 0 | 0 | 0 | 0 | 0 | 0 | 0 | 0 | 0 | 0 | 0 | 0 | 0 | 0 | 0 | 0 | 0 | 0 | 0 | 0 | 0 | 0
Commercial_Office_New_Water Heating_Natural Gas_Water Heater_E8_Baseline Forecast | Commercial | Office | New | Water Heating | Natural Gas | Water Heater | E8 |  | Baseline Forecast | 0 | 0 | 0 | 0 | 0 | 0 | 0 | 0 | 0 | 0 | 0 | 0 | 0 | 0 | 0 | 0 | 0 | 0 | 0 | 0 | 0 | 0 | 0 | 0 | 0 | 0 | 0 | 0 | 0 | 0 | 0 | 0 | 0 | 0 | 0 | 0 | 0 | 0 | 0 | 0 | 0 | 0 | 0 | 0 | 0 | 0 | 0 | 0 | 0 | 0 | 0
Commercial_Office_New_Water Heating_Natural Gas_Water Heater_E9_Baseline Forecast | Commercial | Office | New | Water Heating | Natural Gas | Water Heater | E9 |  | Baseline Forecast | 0 | 0 | 0 | 0 | 0 | 0 | 0 | 0 | 0 | 0 | 0 | 0 | 0 | 0 | 0 | 0 | 0 | 0 | 0 | 0 | 0 | 0 | 0 | 0 | 0 | 0 | 0 | 0 | 0 | 0 | 0 | 0 | 0 | 0 | 0 | 0 | 0 | 0 | 0 | 0 | 0 | 0 | 0 | 0 | 0 | 0 | 0 | 0 | 0 | 0 | 0
Commercial_Office_New_Water Heating_Natural Gas_Water Heater_E10_Baseline Forecast | Commercial | Office | New | Water Heating | Natural Gas | Water Heater | E10 |  | Baseline Forecast | 0 | 0 | 0 | 0 | 0 | 0 | 0 | 0 | 0 | 0 | 0 | 0 | 0 | 0 | 0 | 0 | 0 | 0 | 0 | 0 | 0 | 0 | 0 | 0 | 0 | 0 | 0 | 0 | 0 | 0 | 0 | 0 | 0 | 0 | 0 | 0 | 0 | 0 | 0 | 0 | 0 | 0 | 0 | 0 | 0 | 0 | 0 | 0 | 0 | 0 | 0
Commercial_Office_New_Water Heating_Natural Gas_Water Heater_Vintage_Baseline Forecast | Commercial | Office | New | Water Heating | Natural Gas | Water Heater | Vintage |  | Baseline Forecast | 0 | 0 | 0 | 0 | 0 | 0 | 0 | 0 | 0 | 0 | 0 | 0 | 0 | 0 | 0 | 0 | 0 | 0 | 0 | 0 | 0 | 0 | 0 | 0 | 0 | 0 | 0 | 0 | 0 | 0 | 0 | 0 | 0 | 0 | 0 | 0 | 0 | 0 | 0 | 0 | 0 | 0 | 0 | 0 | 0 | 0 | 0 | 0 | 0 | 0 | 0
Commercial_Office_New_Food Preparation_Natural Gas_Oven_E1_Baseline Forecast | Commercial | Office | New | Food Preparation | Natural Gas | Oven | E1 |  | Baseline Forecast | 0 | 246.7069 | 1436.666 | 2197.1332 | 3177.9087 | 4508.9286 | 5752.9996 | 6855.6337 | 7847.3181 | 8804.8301 | 9749.8519 | 10685.4851 | 11619.8363 | 12556.8611 | 13499.6495 | 14444.1747 | 15388.9582 | 16332.5176 | 17274.8338 | 18215.8869 | 19157.1413 | 20098.5983 | 21038.9321 | 21978.1274 | 22916.1687 | 23854.3676 | 24792.7251 | 25731.242 | 26669.9192 | 27608.7578 | 28547.7587 | 29486.9227 | 29909.9338 | 0 | 0 | 0 | 0 | 0 | 0 | 0 | 0 | 0 | 0 | 0 | 0 | 0 | 0 | 0 | 0 | 0 | 0
Commercial_Office_New_Food Preparation_Natural Gas_Oven_E2_Baseline Forecast | Commercial | Office | New | Food Preparation | Natural Gas | Oven | E2 |  | Baseline Forecast | 0 | 355.0173 | 2067.3974 | 3161.7282 | 4573.0881 | 6488.4582 | 8278.7068 | 9865.4241 | 11292.4822 | 12670.3652 | 14030.2746 | 15376.6736 | 16721.2279 | 18069.6293 | 19426.3248 | 20785.5197 | 22145.0861 | 23502.8913 | 24858.9072 | 26213.1056 | 27567.5936 | 28922.3732 | 30275.5364 | 31627.0614 | 32976.9257 | 34327.0169 | 35677.3361 | 37027.8848 | 38378.6643 | 39729.6759 | 41080.921 | 42432.4009 | 43041.1242 | 0 | 0 | 0 | 0 | 0 | 0 | 0 | 0 | 0 | 0 | 0 | 0 | 0 | 0 | 0 | 0 | 0 | 0
Commercial_Office_New_Food Preparation_Natural Gas_Oven_E3_Baseline Forecast | Commercial | Office | New | Food Preparation | Natural Gas | Oven | E3 |  | Baseline Forecast | 0 | 0 | 0 | 0 | 0 | 0 | 0 | 0 | 0 | 0 | 0 | 0 | 0 | 0 | 0 | 0 | 0 | 0 | 0 | 0 | 0 | 0 | 0 | 0 | 0 | 0 | 0 | 0 | 0 | 0 | 0 | 0 | 0 | 0 | 0 | 0 | 0 | 0 | 0 | 0 | 0 | 0 | 0 | 0 | 0 | 0 | 0 | 0 | 0 | 0 | 0
Commercial_Office_New_Food Preparation_Natural Gas_Oven_E4_Baseline Forecast | Commercial | Office | New | Food Preparation | Natural Gas | Oven | E4 |  | Baseline Forecast | 0 | 0 | 0 | 0 | 0 | 0 | 0 | 0 | 0 | 0 | 0 | 0 | 0 | 0 | 0 | 0 | 0 | 0 | 0 | 0 | 0 | 0 | 0 | 0 | 0 | 0 | 0 | 0 | 0 | 0 | 0 | 0 | 0 | 0 | 0 | 0 | 0 | 0 | 0 | 0 | 0 | 0 | 0 | 0 | 0 | 0 | 0 | 0 | 0 | 0 | 0
Commercial_Office_New_Food Preparation_Natural Gas_Oven_E5_Baseline Forecast | Commercial | Office | New | Food Preparation | Natural Gas | Oven | E5 |  | Baseline Forecast | 0 | 0 | 0 | 0 | 0 | 0 | 0 | 0 | 0 | 0 | 0 | 0 | 0 | 0 | 0 | 0 | 0 | 0 | 0 | 0 | 0 | 0 | 0 | 0 | 0 | 0 | 0 | 0 | 0 | 0 | 0 | 0 | 0 | 0 | 0 | 0 | 0 | 0 | 0 | 0 | 0 | 0 | 0 | 0 | 0 | 0 | 0 | 0 | 0 | 0 | 0
Commercial_Office_New_Food Preparation_Natural Gas_Oven_E6_Baseline Forecast | Commercial | Office | New | Food Preparation | Natural Gas | Oven | E6 |  | Baseline Forecast | 0 | 0 | 0 | 0 | 0 | 0 | 0 | 0 | 0 | 0 | 0 | 0 | 0 | 0 | 0 | 0 | 0 | 0 | 0 | 0 | 0 | 0 | 0 | 0 | 0 | 0 | 0 | 0 | 0 | 0 | 0 | 0 | 0 | 0 | 0 | 0 | 0 | 0 | 0 | 0 | 0 | 0 | 0 | 0 | 0 | 0 | 0 | 0 | 0 | 0 | 0
Commercial_Office_New_Food Preparation_Natural Gas_Oven_E7_Baseline Forecast | Commercial | Office | New | Food Preparation | Natural Gas | Oven | E7 |  | Baseline Forecast | 0 | 0 | 0 | 0 | 0 | 0 | 0 | 0 | 0 | 0 | 0 | 0 | 0 | 0 | 0 | 0 | 0 | 0 | 0 | 0 | 0 | 0 | 0 | 0 | 0 | 0 | 0 | 0 | 0 | 0 | 0 | 0 | 0 | 0 | 0 | 0 | 0 | 0 | 0 | 0 | 0 | 0 | 0 | 0 | 0 | 0 | 0 | 0 | 0 | 0 | 0
Commercial_Office_New_Food Preparation_Natural Gas_Oven_E8_Baseline Forecast | Commercial | Office | New | Food Preparation | Natural Gas | Oven | E8 |  | Baseline Forecast | 0 | 0 | 0 | 0 | 0 | 0 | 0 | 0 | 0 | 0 | 0 | 0 | 0 | 0 | 0 | 0 | 0 | 0 | 0 | 0 | 0 | 0 | 0 | 0 | 0 | 0 | 0 | 0 | 0 | 0 | 0 | 0 | 0 | 0 | 0 | 0 | 0 | 0 | 0 | 0 | 0 | 0 | 0 | 0 | 0 | 0 | 0 | 0 | 0 | 0 | 0
Commercial_Office_New_Food Preparation_Natural Gas_Oven_E9_Baseline Forecast | Commercial | Office | New | Food Preparation | Natural Gas | Oven | E9 |  | Baseline Forecast | 0 | 0 | 0 | 0 | 0 | 0 | 0 | 0 | 0 | 0 | 0 | 0 | 0 | 0 | 0 | 0 | 0 | 0 | 0 | 0 | 0 | 0 | 0 | 0 | 0 | 0 | 0 | 0 | 0 | 0 | 0 | 0 | 0 | 0 | 0 | 0 | 0 | 0 | 0 | 0 | 0 | 0 | 0 | 0 | 0 | 0 | 0 | 0 | 0 | 0 | 0
Commercial_Office_New_Food Preparation_Natural Gas_Oven_E10_Baseline Forecast | Commercial | Office | New | Food Preparation | Natural Gas | Oven | E10 |  | Baseline Forecast | 0 | 0 | 0 | 0 | 0 | 0 | 0 | 0 | 0 | 0 | 0 | 0 | 0 | 0 | 0 | 0 | 0 | 0 | 0 | 0 | 0 | 0 | 0 | 0 | 0 | 0 | 0 | 0 | 0 | 0 | 0 | 0 | 0 | 0 | 0 | 0 | 0 | 0 | 0 | 0 | 0 | 0 | 0 | 0 | 0 | 0 | 0 | 0 | 0 | 0 | 0
Commercial_Office_New_Food Preparation_Natural Gas_Oven_Vintage_Baseline Forecast | Commercial | Office | New | Food Preparation | Natural Gas | Oven | Vintage |  | Baseline Forecast | 0 | 0 | 0 | 0 | 0 | 0 | 0 | 0 | 0 | 0 | 0 | 0 | 0 | 0 | 0 | 0 | 0 | 0 | 0 | 0 | 0 | 0 | 0 | 0 | 0 | 0 | 0 | 0 | 0 | 0 | 0 | 0 | 0 | 0 | 0 | 0 | 0 | 0 | 0 | 0 | 0 | 0 | 0 | 0 | 0 | 0 | 0 | 0 | 0 | 0 | 0
Commercial_Office_New_Food Preparation_Natural Gas_Conveyor Oven_E1_Baseline Forecast | Commercial | Office | New | Food Preparation | Natural Gas | Conveyor Oven | E1 |  | Baseline Forecast | 0 | 123.3535 | 718.333 | 1098.5666 | 1588.9543 | 2254.4643 | 2876.4998 | 3427.8168 | 3923.6591 | 4402.415 | 4874.9259 | 5342.7425 | 5809.9182 | 6278.4305 | 6749.8247 | 7222.0874 | 7694.4791 | 8166.2588 | 8637.4169 | 9107.9435 | 9578.5707 | 10049.2992 | 10519.466 | 10989.0637 | 11458.0844 | 11927.1838 | 12396.3625 | 12865.621 | 13334.9596 | 13804.3789 | 14273.8793 | 14743.4613 | 14954.9669 | 0 | 0 | 0 | 0 | 0 | 0 | 0 | 0 | 0 | 0 | 0 | 0 | 0 | 0 | 0 | 0 | 0 | 0
Commercial_Office_New_Food Preparation_Natural Gas_Conveyor Oven_E2_Baseline Forecast | Commercial | Office | New | Food Preparation | Natural Gas | Conveyor Oven | E2 |  | Baseline Forecast | 0 | 177.5086 | 1033.6987 | 1580.8641 | 2286.5441 | 3244.2291 | 4139.3534 | 4932.712 | 5646.2411 | 6335.1826 | 7015.1373 | 7688.3368 | 8360.6139 | 9034.8147 | 9713.1624 | 10392.7599 | 11072.5431 | 11751.4456 | 12429.4536 | 13106.5528 | 13783.7968 | 14461.1866 | 15137.7682 | 15813.5307 | 16488.4629 | 17163.5084 | 17838.6681 | 18513.9424 | 19189.3321 | 19864.8379 | 20540.4605 | 21216.2005 | 21520.5621 | 0 | 0 | 0 | 0 | 0 | 0 | 0 | 0 | 0 | 0 | 0 | 0 | 0 | 0 | 0 | 0 | 0 | 0
Commercial_Office_New_Food Preparation_Natural Gas_Conveyor Oven_E3_Baseline Forecast | Commercial | Office | New | Food Preparation | Natural Gas | Conveyor Oven | E3 |  | Baseline Forecast | 0 | 0 | 0 | 0 | 0 | 0 | 0 | 0 | 0 | 0 | 0 | 0 | 0 | 0 | 0 | 0 | 0 | 0 | 0 | 0 | 0 | 0 | 0 | 0 | 0 | 0 | 0 | 0 | 0 | 0 | 0 | 0 | 0 | 0 | 0 | 0 | 0 | 0 | 0 | 0 | 0 | 0 | 0 | 0 | 0 | 0 | 0 | 0 | 0 | 0 | 0
Commercial_Office_New_Food Preparation_Natural Gas_Conveyor Oven_E4_Baseline Forecast | Commercial | Office | New | Food Preparation | Natural Gas | Conveyor Oven | E4 |  | Baseline Forecast | 0 | 0 | 0 | 0 | 0 | 0 | 0 | 0 | 0 | 0 | 0 | 0 | 0 | 0 | 0 | 0 | 0 | 0 | 0 | 0 | 0 | 0 | 0 | 0 | 0 | 0 | 0 | 0 | 0 | 0 | 0 | 0 | 0 | 0 | 0 | 0 | 0 | 0 | 0 | 0 | 0 | 0 | 0 | 0 | 0 | 0 | 0 | 0 | 0 | 0 | 0
Commercial_Office_New_Food Preparation_Natural Gas_Conveyor Oven_E5_Baseline Forecast | Commercial | Office | New | Food Preparation | Natural Gas | Conveyor Oven | E5 |  | Baseline Forecast | 0 | 0 | 0 | 0 | 0 | 0 | 0 | 0 | 0 | 0 | 0 | 0 | 0 | 0 | 0 | 0 | 0 | 0 | 0 | 0 | 0 | 0 | 0 | 0 | 0 | 0 | 0 | 0 | 0 | 0 | 0 | 0 | 0 | 0 | 0 | 0 | 0 | 0 | 0 | 0 | 0 | 0 | 0 | 0 | 0 | 0 | 0 | 0 | 0 | 0 | 0
Commercial_Office_New_Food Preparation_Natural Gas_Conveyor Oven_E6_Baseline Forecast | Commercial | Office | New | Food Preparation | Natural Gas | Conveyor Oven | E6 |  | Baseline Forecast | 0 | 0 | 0 | 0 | 0 | 0 | 0 | 0 | 0 | 0 | 0 | 0 | 0 | 0 | 0 | 0 | 0 | 0 | 0 | 0 | 0 | 0 | 0 | 0 | 0 | 0 | 0 | 0 | 0 | 0 | 0 | 0 | 0 | 0 | 0 | 0 | 0 | 0 | 0 | 0 | 0 | 0 | 0 | 0 | 0 | 0 | 0 | 0 | 0 | 0 | 0
Commercial_Office_New_Food Preparation_Natural Gas_Conveyor Oven_E7_Baseline Forecast | Commercial | Office | New | Food Preparation | Natural Gas | Conveyor Oven | E7 |  | Baseline Forecast | 0 | 0 | 0 | 0 | 0 | 0 | 0 | 0 | 0 | 0 | 0 | 0 | 0 | 0 | 0 | 0 | 0 | 0 | 0 | 0 | 0 | 0 | 0 | 0 | 0 | 0 | 0 | 0 | 0 | 0 | 0 | 0 | 0 | 0 | 0 | 0 | 0 | 0 | 0 | 0 | 0 | 0 | 0 | 0 | 0 | 0 | 0 | 0 | 0 | 0 | 0
Commercial_Office_New_Food Preparation_Natural Gas_Conveyor Oven_E8_Baseline Forecast | Commercial | Office | New | Food Preparation | Natural Gas | Conveyor Oven | E8 |  | Baseline Forecast | 0 | 0 | 0 | 0 | 0 | 0 | 0 | 0 | 0 | 0 | 0 | 0 | 0 | 0 | 0 | 0 | 0 | 0 | 0 | 0 | 0 | 0 | 0 | 0 | 0 | 0 | 0 | 0 | 0 | 0 | 0 | 0 | 0 | 0 | 0 | 0 | 0 | 0 | 0 | 0 | 0 | 0 | 0 | 0 | 0 | 0 | 0 | 0 | 0 | 0 | 0
Commercial_Office_New_Food Preparation_Natural Gas_Conveyor Oven_E9_Baseline Forecast | Commercial | Office | New | Food Preparation | Natural Gas | Conveyor Oven | E9 |  | Baseline Forecast | 0 | 0 | 0 | 0 | 0 | 0 | 0 | 0 | 0 | 0 | 0 | 0 | 0 | 0 | 0 | 0 | 0 | 0 | 0 | 0 | 0 | 0 | 0 | 0 | 0 | 0 | 0 | 0 | 0 | 0 | 0 | 0 | 0 | 0 | 0 | 0 | 0 | 0 | 0 | 0 | 0 | 0 | 0 | 0 | 0 | 0 | 0 | 0 | 0 | 0 | 0
Commercial_Office_New_Food Preparation_Natural Gas_Conveyor Oven_E10_Baseline Forecast | Commercial | Office | New | Food Preparation | Natural Gas | Conveyor Oven | E10 |  | Baseline Forecast | 0 | 0 | 0 | 0 | 0 | 0 | 0 | 0 | 0 | 0 | 0 | 0 | 0 | 0 | 0 | 0 | 0 | 0 | 0 | 0 | 0 | 0 | 0 | 0 | 0 | 0 | 0 | 0 | 0 | 0 | 0 | 0 | 0 | 0 | 0 | 0 | 0 | 0 | 0 | 0 | 0 | 0 | 0 | 0 | 0 | 0 | 0 | 0 | 0 | 0 | 0
Commercial_Office_New_Food Preparation_Natural Gas_Conveyor Oven_Vintage_Baseline Forecast | Commercial | Office | New | Food Preparation | Natural Gas | Conveyor Oven | Vintage |  | Baseline Forecast | 0 | 0 | 0 | 0 | 0 | 0 | 0 | 0 | 0 | 0 | 0 | 0 | 0 | 0 | 0 | 0 | 0 | 0 | 0 | 0 | 0 | 0 | 0 | 0 | 0 | 0 | 0 | 0 | 0 | 0 | 0 | 0 | 0 | 0 | 0 | 0 | 0 | 0 | 0 | 0 | 0 | 0 | 0 | 0 | 0 | 0 | 0 | 0 | 0 | 0 | 0
Commercial_Office_New_Food Preparation_Natural Gas_Double Rack Oven_E1_Baseline Forecast | Commercial | Office | New | Food Preparation | Natural Gas | Double Rack Oven | E1 |  | Baseline Forecast | 0 | 123.3535 | 718.333 | 1098.5666 | 1588.9543 | 2254.4643 | 2876.4998 | 3427.8168 | 3923.6591 | 4402.415 | 4874.9259 | 5342.7425 | 5809.9182 | 6278.4305 | 6749.8247 | 7222.0874 | 7694.4791 | 8166.2588 | 8637.4169 | 9107.9435 | 9578.5707 | 10049.2992 | 10519.466 | 10989.0637 | 11458.0844 | 11927.1838 | 12396.3625 | 12865.621 | 13334.9596 | 13804.3789 | 14273.8793 | 14743.4613 | 14954.9669 | 0 | 0 | 0 | 0 | 0 | 0 | 0 | 0 | 0 | 0 | 0 | 0 | 0 | 0 | 0 | 0 | 0 | 0
Commercial_Office_New_Food Preparation_Natural Gas_Double Rack Oven_E2_Baseline Forecast | Commercial | Office | New | Food Preparation | Natural Gas | Double Rack Oven | E2 |  | Baseline Forecast | 0 | 177.5086 | 1033.6987 | 1580.8641 | 2286.5441 | 3244.2291 | 4139.3534 | 4932.712 | 5646.2411 | 6335.1826 | 7015.1373 | 7688.3368 | 8360.6139 | 9034.8147 | 9713.1624 | 10392.7599 | 11072.5431 | 11751.4456 | 12429.4536 | 13106.5528 | 13783.7968 | 14461.1866 | 15137.7682 | 15813.5307 | 16488.4629 | 17163.5084 | 17838.6681 | 18513.9424 | 19189.3321 | 19864.8379 | 20540.4605 | 21216.2005 | 21520.5621 | 0 | 0 | 0 | 0 | 0 | 0 | 0 | 0 | 0 | 0 | 0 | 0 | 0 | 0 | 0 | 0 | 0 | 0
Commercial_Office_New_Food Preparation_Natural Gas_Double Rack Oven_E3_Baseline Forecast | Commercial | Office | New | Food Preparation | Natural Gas | Double Rack Oven | E3 |  | Baseline Forecast | 0 | 0 | 0 | 0 | 0 | 0 | 0 | 0 | 0 | 0 | 0 | 0 | 0 | 0 | 0 | 0 | 0 | 0 | 0 | 0 | 0 | 0 | 0 | 0 | 0 | 0 | 0 | 0 | 0 | 0 | 0 | 0 | 0 | 0 | 0 | 0 | 0 | 0 | 0 | 0 | 0 | 0 | 0 | 0 | 0 | 0 | 0 | 0 | 0 | 0 | 0
Commercial_Office_New_Food Preparation_Natural Gas_Double Rack Oven_E4_Baseline Forecast | Commercial | Office | New | Food Preparation | Natural Gas | Double Rack Oven | E4 |  | Baseline Forecast | 0 | 0 | 0 | 0 | 0 | 0 | 0 | 0 | 0 | 0 | 0 | 0 | 0 | 0 | 0 | 0 | 0 | 0 | 0 | 0 | 0 | 0 | 0 | 0 | 0 | 0 | 0 | 0 | 0 | 0 | 0 | 0 | 0 | 0 | 0 | 0 | 0 | 0 | 0 | 0 | 0 | 0 | 0 | 0 | 0 | 0 | 0 | 0 | 0 | 0 | 0
Commercial_Office_New_Food Preparation_Natural Gas_Double Rack Oven_E5_Baseline Forecast | Commercial | Office | New | Food Preparation | Natural Gas | Double Rack Oven | E5 |  | Baseline Forecast | 0 | 0 | 0 | 0 | 0 | 0 | 0 | 0 | 0 | 0 | 0 | 0 | 0 | 0 | 0 | 0 | 0 | 0 | 0 | 0 | 0 | 0 | 0 | 0 | 0 | 0 | 0 | 0 | 0 | 0 | 0 | 0 | 0 | 0 | 0 | 0 | 0 | 0 | 0 | 0 | 0 | 0 | 0 | 0 | 0 | 0 | 0 | 0 | 0 | 0 | 0
Commercial_Office_New_Food Preparation_Natural Gas_Double Rack Oven_E6_Baseline Forecast | Commercial | Office | New | Food Preparation | Natural Gas | Double Rack Oven | E6 |  | Baseline Forecast | 0 | 0 | 0 | 0 | 0 | 0 | 0 | 0 | 0 | 0 | 0 | 0 | 0 | 0 | 0 | 0 | 0 | 0 | 0 | 0 | 0 | 0 | 0 | 0 | 0 | 0 | 0 | 0 | 0 | 0 | 0 | 0 | 0 | 0 | 0 | 0 | 0 | 0 | 0 | 0 | 0 | 0 | 0 | 0 | 0 | 0 | 0 | 0 | 0 | 0 | 0
Commercial_Office_New_Food Preparation_Natural Gas_Double Rack Oven_E7_Baseline Forecast | Commercial | Office | New | Food Preparation | Natural Gas | Double Rack Oven | E7 |  | Baseline Forecast | 0 | 0 | 0 | 0 | 0 | 0 | 0 | 0 | 0 | 0 | 0 | 0 | 0 | 0 | 0 | 0 | 0 | 0 | 0 | 0 | 0 | 0 | 0 | 0 | 0 | 0 | 0 | 0 | 0 | 0 | 0 | 0 | 0 | 0 | 0 | 0 | 0 | 0 | 0 | 0 | 0 | 0 | 0 | 0 | 0 | 0 | 0 | 0 | 0 | 0 | 0
Commercial_Office_New_Food Preparation_Natural Gas_Double Rack Oven_E8_Baseline Forecast | Commercial | Office | New | Food Preparation | Natural Gas | Double Rack Oven | E8 |  | Baseline Forecast | 0 | 0 | 0 | 0 | 0 | 0 | 0 | 0 | 0 | 0 | 0 | 0 | 0 | 0 | 0 | 0 | 0 | 0 | 0 | 0 | 0 | 0 | 0 | 0 | 0 | 0 | 0 | 0 | 0 | 0 | 0 | 0 | 0 | 0 | 0 | 0 | 0 | 0 | 0 | 0 | 0 | 0 | 0 | 0 | 0 | 0 | 0 | 0 | 0 | 0 | 0
Commercial_Office_New_Food Preparation_Natural Gas_Double Rack Oven_E9_Baseline Forecast | Commercial | Office | New | Food Preparation | Natural Gas | Double Rack Oven | E9 |  | Baseline Forecast | 0 | 0 | 0 | 0 | 0 | 0 | 0 | 0 | 0 | 0 | 0 | 0 | 0 | 0 | 0 | 0 | 0 | 0 | 0 | 0 | 0 | 0 | 0 | 0 | 0 | 0 | 0 | 0 | 0 | 0 | 0 | 0 | 0 | 0 | 0 | 0 | 0 | 0 | 0 | 0 | 0 | 0 | 0 | 0 | 0 | 0 | 0 | 0 | 0 | 0 | 0
Commercial_Office_New_Food Preparation_Natural Gas_Double Rack Oven_E10_Baseline Forecast | Commercial | Office | New | Food Preparation | Natural Gas | Double Rack Oven | E10 |  | Baseline Forecast | 0 | 0 | 0 | 0 | 0 | 0 | 0 | 0 | 0 | 0 | 0 | 0 | 0 | 0 | 0 | 0 | 0 | 0 | 0 | 0 | 0 | 0 | 0 | 0 | 0 | 0 | 0 | 0 | 0 | 0 | 0 | 0 | 0 | 0 | 0 | 0 | 0 | 0 | 0 | 0 | 0 | 0 | 0 | 0 | 0 | 0 | 0 | 0 | 0 | 0 | 0
Commercial_Office_New_Food Preparation_Natural Gas_Double Rack Oven_Vintage_Baseline Forecast | Commercial | Office | New | Food Preparation | Natural Gas | Double Rack Oven | Vintage |  | Baseline Forecast | 0 | 0 | 0 | 0 | 0 | 0 | 0 | 0 | 0 | 0 | 0 | 0 | 0 | 0 | 0 | 0 | 0 | 0 | 0 | 0 | 0 | 0 | 0 | 0 | 0 | 0 | 0 | 0 | 0 | 0 | 0 | 0 | 0 | 0 | 0 | 0 | 0 | 0 | 0 | 0 | 0 | 0 | 0 | 0 | 0 | 0 | 0 | 0 | 0 | 0 | 0
Commercial_Office_New_Food Preparation_Natural Gas_Fryer_E1_Baseline Forecast | Commercial | Office | New | Food Preparation | Natural Gas | Fryer | E1 |  | Baseline Forecast | 0 | 890.5518 | 5186.0138 | 5186.0138 | 5186.0138 | 5186.0138 | 4963.3759 | 3722.5319 | 2791.8989 | 2093.9242 | 1359.111 | 0 | 0 | 0 | 0 | 0 | 0 | 0 | 0 | 0 | 0 | 0 | 0 | 0 | 0 | 0 | 0 | 0 | 0 | 0 | 0 | 0 | 0 | 0 | 0 | 0 | 0 | 0 | 0 | 0 | 0 | 0 | 0 | 0 | 0 | 0 | 0 | 0 | 0 | 0 | 0
Commercial_Office_New_Food Preparation_Natural Gas_Fryer_E2_Baseline Forecast | Commercial | Office | New | Food Preparation | Natural Gas | Fryer | E2 |  | Baseline Forecast | 0 | 312.8966 | 1822.113 | 5531.709 | 10315.9798 | 16808.7598 | 23100.037 | 29719.5836 | 35487.7018 | 40856.4665 | 46201.142 | 52124.3173 | 56682.1284 | 61252.9808 | 65851.9485 | 70459.389 | 75068.0886 | 79670.8178 | 84267.4819 | 88857.9851 | 93449.4699 | 98041.943 | 102628.9371 | 107210.3775 | 111786.1889 | 116362.769 | 120940.1224 | 125518.2536 | 130097.167 | 134676.8674 | 139257.3593 | 143838.6473 | 145902.116 | 0 | 0 | 0 | 0 | 0 | 0 | 0 | 0 | 0 | 0 | 0 | 0 | 0 | 0 | 0 | 0 | 0 | 0
Commercial_Office_New_Food Preparation_Natural Gas_Fryer_E3_Baseline Forecast | Commercial | Office | New | Food Preparation | Natural Gas | Fryer | E3 |  | Baseline Forecast | 0 | 0 | 0 | 0 | 0 | 0 | 0 | 0 | 0 | 0 | 0 | 0 | 0 | 0 | 0 | 0 | 0 | 0 | 0 | 0 | 0 | 0 | 0 | 0 | 0 | 0 | 0 | 0 | 0 | 0 | 0 | 0 | 0 | 0 | 0 | 0 | 0 | 0 | 0 | 0 | 0 | 0 | 0 | 0 | 0 | 0 | 0 | 0 | 0 | 0 | 0
Commercial_Office_New_Food Preparation_Natural Gas_Fryer_E4_Baseline Forecast | Commercial | Office | New | Food Preparation | Natural Gas | Fryer | E4 |  | Baseline Forecast | 0 | 0 | 0 | 0 | 0 | 0 | 0 | 0 | 0 | 0 | 0 | 0 | 0 | 0 | 0 | 0 | 0 | 0 | 0 | 0 | 0 | 0 | 0 | 0 | 0 | 0 | 0 | 0 | 0 | 0 | 0 | 0 | 0 | 0 | 0 | 0 | 0 | 0 | 0 | 0 | 0 | 0 | 0 | 0 | 0 | 0 | 0 | 0 | 0 | 0 | 0
Commercial_Office_New_Food Preparation_Natural Gas_Fryer_E5_Baseline Forecast | Commercial | Office | New | Food Preparation | Natural Gas | Fryer | E5 |  | Baseline Forecast | 0 | 0 | 0 | 0 | 0 | 0 | 0 | 0 | 0 | 0 | 0 | 0 | 0 | 0 | 0 | 0 | 0 | 0 | 0 | 0 | 0 | 0 | 0 | 0 | 0 | 0 | 0 | 0 | 0 | 0 | 0 | 0 | 0 | 0 | 0 | 0 | 0 | 0 | 0 | 0 | 0 | 0 | 0 | 0 | 0 | 0 | 0 | 0 | 0 | 0 | 0
Commercial_Office_New_Food Preparation_Natural Gas_Fryer_E6_Baseline Forecast | Commercial | Office | New | Food Preparation | Natural Gas | Fryer | E6 |  | Baseline Forecast | 0 | 0 | 0 | 0 | 0 | 0 | 0 | 0 | 0 | 0 | 0 | 0 | 0 | 0 | 0 | 0 | 0 | 0 | 0 | 0 | 0 | 0 | 0 | 0 | 0 | 0 | 0 | 0 | 0 | 0 | 0 | 0 | 0 | 0 | 0 | 0 | 0 | 0 | 0 | 0 | 0 | 0 | 0 | 0 | 0 | 0 | 0 | 0 | 0 | 0 | 0
Commercial_Office_New_Food Preparation_Natural Gas_Fryer_E7_Baseline Forecast | Commercial | Office | New | Food Preparation | Natural Gas | Fryer | E7 |  | Baseline Forecast | 0 | 0 | 0 | 0 | 0 | 0 | 0 | 0 | 0 | 0 | 0 | 0 | 0 | 0 | 0 | 0 | 0 | 0 | 0 | 0 | 0 | 0 | 0 | 0 | 0 | 0 | 0 | 0 | 0 | 0 | 0 | 0 | 0 | 0 | 0 | 0 | 0 | 0 | 0 | 0 | 0 | 0 | 0 | 0 | 0 | 0 | 0 | 0 | 0 | 0 | 0
Commercial_Office_New_Food Preparation_Natural Gas_Fryer_E8_Baseline Forecast | Commercial | Office | New | Food Preparation | Natural Gas | Fryer | E8 |  | Baseline Forecast | 0 | 0 | 0 | 0 | 0 | 0 | 0 | 0 | 0 | 0 | 0 | 0 | 0 | 0 | 0 | 0 | 0 | 0 | 0 | 0 | 0 | 0 | 0 | 0 | 0 | 0 | 0 | 0 | 0 | 0 | 0 | 0 | 0 | 0 | 0 | 0 | 0 | 0 | 0 | 0 | 0 | 0 | 0 | 0 | 0 | 0 | 0 | 0 | 0 | 0 | 0
Commercial_Office_New_Food Preparation_Natural Gas_Fryer_E9_Baseline Forecast | Commercial | Office | New | Food Preparation | Natural Gas | Fryer | E9 |  | Baseline Forecast | 0 | 0 | 0 | 0 | 0 | 0 | 0 | 0 | 0 | 0 | 0 | 0 | 0 | 0 | 0 | 0 | 0 | 0 | 0 | 0 | 0 | 0 | 0 | 0 | 0 | 0 | 0 | 0 | 0 | 0 | 0 | 0 | 0 | 0 | 0 | 0 | 0 | 0 | 0 | 0 | 0 | 0 | 0 | 0 | 0 | 0 | 0 | 0 | 0 | 0 | 0
Commercial_Office_New_Food Preparation_Natural Gas_Fryer_E10_Baseline Forecast | Commercial | Office | New | Food Preparation | Natural Gas | Fryer | E10 |  | Baseline Forecast | 0 | 0 | 0 | 0 | 0 | 0 | 0 | 0 | 0 | 0 | 0 | 0 | 0 | 0 | 0 | 0 | 0 | 0 | 0 | 0 | 0 | 0 | 0 | 0 | 0 | 0 | 0 | 0 | 0 | 0 | 0 | 0 | 0 | 0 | 0 | 0 | 0 | 0 | 0 | 0 | 0 | 0 | 0 | 0 | 0 | 0 | 0 | 0 | 0 | 0 | 0
Commercial_Office_New_Food Preparation_Natural Gas_Fryer_Vintage_Baseline Forecast | Commercial | Office | New | Food Preparation | Natural Gas | Fryer | Vintage |  | Baseline Forecast | 0 | 0 | 0 | 0 | 0 | 0 | 0 | 0 | 0 | 0 | 0 | 0 | 0 | 0 | 0 | 0 | 0 | 0 | 0 | 0 | 0 | 0 | 0 | 0 | 0 | 0 | 0 | 0 | 0 | 0 | 0 | 0 | 0 | 0 | 0 | 0 | 0 | 0 | 0 | 0 | 0 | 0 | 0 | 0 | 0 | 0 | 0 | 0 | 0 | 0 | 0
Commercial_Office_New_Food Preparation_Natural Gas_Broiler_E1_Baseline Forecast | Commercial | Office | New | Food Preparation | Natural Gas | Broiler | E1 |  | Baseline Forecast | 0 | 0 | 0 | 0 | 0 | 0 | 0 | 0 | 0 | 0 | 0 | 0 | 0 | 0 | 0 | 0 | 0 | 0 | 0 | 0 | 0 | 0 | 0 | 0 | 0 | 0 | 0 | 0 | 0 | 0 | 0 | 0 | 0 | 0 | 0 | 0 | 0 | 0 | 0 | 0 | 0 | 0 | 0 | 0 | 0 | 0 | 0 | 0 | 0 | 0 | 0
Commercial_Office_New_Food Preparation_Natural Gas_Broiler_E2_Baseline Forecast | Commercial | Office | New | Food Preparation | Natural Gas | Broiler | E2 |  | Baseline Forecast | 0 | 0 | 0 | 0 | 0 | 0 | 0 | 0 | 0 | 0 | 0 | 0 | 0 | 0 | 0 | 0 | 0 | 0 | 0 | 0 | 0 | 0 | 0 | 0 | 0 | 0 | 0 | 0 | 0 | 0 | 0 | 0 | 0 | 0 | 0 | 0 | 0 | 0 | 0 | 0 | 0 | 0 | 0 | 0 | 0 | 0 | 0 | 0 | 0 | 0 | 0
Commercial_Office_New_Food Preparation_Natural Gas_Broiler_E3_Baseline Forecast | Commercial | Office | New | Food Preparation | Natural Gas | Broiler | E3 |  | Baseline Forecast | 0 | 0 | 0 | 0 | 0 | 0 | 0 | 0 | 0 | 0 | 0 | 0 | 0 | 0 | 0 | 0 | 0 | 0 | 0 | 0 | 0 | 0 | 0 | 0 | 0 | 0 | 0 | 0 | 0 | 0 | 0 | 0 | 0 | 0 | 0 | 0 | 0 | 0 | 0 | 0 | 0 | 0 | 0 | 0 | 0 | 0 | 0 | 0 | 0 | 0 | 0
Commercial_Office_New_Food Preparation_Natural Gas_Broiler_E4_Baseline Forecast | Commercial | Office | New | Food Preparation | Natural Gas | Broiler | E4 |  | Baseline Forecast | 0 | 0 | 0 | 0 | 0 | 0 | 0 | 0 | 0 | 0 | 0 | 0 | 0 | 0 | 0 | 0 | 0 | 0 | 0 | 0 | 0 | 0 | 0 | 0 | 0 | 0 | 0 | 0 | 0 | 0 | 0 | 0 | 0 | 0 | 0 | 0 | 0 | 0 | 0 | 0 | 0 | 0 | 0 | 0 | 0 | 0 | 0 | 0 | 0 | 0 | 0
Commercial_Office_New_Food Preparation_Natural Gas_Broiler_E5_Baseline Forecast | Commercial | Office | New | Food Preparation | Natural Gas | Broiler | E5 |  | Baseline Forecast | 0 | 0 | 0 | 0 | 0 | 0 | 0 | 0 | 0 | 0 | 0 | 0 | 0 | 0 | 0 | 0 | 0 | 0 | 0 | 0 | 0 | 0 | 0 | 0 | 0 | 0 | 0 | 0 | 0 | 0 | 0 | 0 | 0 | 0 | 0 | 0 | 0 | 0 | 0 | 0 | 0 | 0 | 0 | 0 | 0 | 0 | 0 | 0 | 0 | 0 | 0
Commercial_Office_New_Food Preparation_Natural Gas_Broiler_E6_Baseline Forecast | Commercial | Office | New | Food Preparation | Natural Gas | Broiler | E6 |  | Baseline Forecast | 0 | 0 | 0 | 0 | 0 | 0 | 0 | 0 | 0 | 0 | 0 | 0 | 0 | 0 | 0 | 0 | 0 | 0 | 0 | 0 | 0 | 0 | 0 | 0 | 0 | 0 | 0 | 0 | 0 | 0 | 0 | 0 | 0 | 0 | 0 | 0 | 0 | 0 | 0 | 0 | 0 | 0 | 0 | 0 | 0 | 0 | 0 | 0 | 0 | 0 | 0
Commercial_Office_New_Food Preparation_Natural Gas_Broiler_E7_Baseline Forecast | Commercial | Office | New | Food Preparation | Natural Gas | Broiler | E7 |  | Baseline Forecast | 0 | 0 | 0 | 0 | 0 | 0 | 0 | 0 | 0 | 0 | 0 | 0 | 0 | 0 | 0 | 0 | 0 | 0 | 0 | 0 | 0 | 0 | 0 | 0 | 0 | 0 | 0 | 0 | 0 | 0 | 0 | 0 | 0 | 0 | 0 | 0 | 0 | 0 | 0 | 0 | 0 | 0 | 0 | 0 | 0 | 0 | 0 | 0 | 0 | 0 | 0
Commercial_Office_New_Food Preparation_Natural Gas_Broiler_E8_Baseline Forecast | Commercial | Office | New | Food Preparation | Natural Gas | Broiler | E8 |  | Baseline Forecast | 0 | 0 | 0 | 0 | 0 | 0 | 0 | 0 | 0 | 0 | 0 | 0 | 0 | 0 | 0 | 0 | 0 | 0 | 0 | 0 | 0 | 0 | 0 | 0 | 0 | 0 | 0 | 0 | 0 | 0 | 0 | 0 | 0 | 0 | 0 | 0 | 0 | 0 | 0 | 0 | 0 | 0 | 0 | 0 | 0 | 0 | 0 | 0 | 0 | 0 | 0
Commercial_Office_New_Food Preparation_Natural Gas_Broiler_E9_Baseline Forecast | Commercial | Office | New | Food Preparation | Natural Gas | Broiler | E9 |  | Baseline Forecast | 0 | 0 | 0 | 0 | 0 | 0 | 0 | 0 | 0 | 0 | 0 | 0 | 0 | 0 | 0 | 0 | 0 | 0 | 0 | 0 | 0 | 0 | 0 | 0 | 0 | 0 | 0 | 0 | 0 | 0 | 0 | 0 | 0 | 0 | 0 | 0 | 0 | 0 | 0 | 0 | 0 | 0 | 0 | 0 | 0 | 0 | 0 | 0 | 0 | 0 | 0
Commercial_Office_New_Food Preparation_Natural Gas_Broiler_E10_Baseline Forecast | Commercial | Office | New | Food Preparation | Natural Gas | Broiler | E10 |  | Baseline Forecast | 0 | 0 | 0 | 0 | 0 | 0 | 0 | 0 | 0 | 0 | 0 | 0 | 0 | 0 | 0 | 0 | 0 | 0 | 0 | 0 | 0 | 0 | 0 | 0 | 0 | 0 | 0 | 0 | 0 | 0 | 0 | 0 | 0 | 0 | 0 | 0 | 0 | 0 | 0 | 0 | 0 | 0 | 0 | 0 | 0 | 0 | 0 | 0 | 0 | 0 | 0
Commercial_Office_New_Food Preparation_Natural Gas_Broiler_Vintage_Baseline Forecast | Commercial | Office | New | Food Preparation | Natural Gas | Broiler | Vintage |  | Baseline Forecast | 0 | 0 | 0 | 0 | 0 | 0 | 0 | 0 | 0 | 0 | 0 | 0 | 0 | 0 | 0 | 0 | 0 | 0 | 0 | 0 | 0 | 0 | 0 | 0 | 0 | 0 | 0 | 0 | 0 | 0 | 0 | 0 | 0 | 0 | 0 | 0 | 0 | 0 | 0 | 0 | 0 | 0 | 0 | 0 | 0 | 0 | 0 | 0 | 0 | 0 | 0
Commercial_Office_New_Food Preparation_Natural Gas_Griddle_E1_Baseline Forecast | Commercial | Office | New | Food Preparation | Natural Gas | Griddle | E1 |  | Baseline Forecast | 0 | 854.4483 | 4975.77 | 7609.5832 | 11006.4155 | 15616.2892 | 19925.0232 | 23743.902 | 27178.5165 | 30494.7774 | 33767.7796 | 37008.2653 | 40244.3111 | 43489.6164 | 46754.8835 | 50026.1662 | 53298.3429 | 56566.2806 | 59829.9121 | 63089.1694 | 66349.1237 | 69609.7795 | 72866.5453 | 76119.368 | 79368.1941 | 82617.566 | 85867.4869 | 89117.96 | 92368.9886 | 95620.5759 | 98872.7251 | 102125.4396 | 103590.5023 | 0 | 0 | 0 | 0 | 0 | 0 | 0 | 0 | 0 | 0 | 0 | 0 | 0 | 0 | 0 | 0 | 0 | 0
Commercial_Office_New_Food Preparation_Natural Gas_Griddle_E2_Baseline Forecast | Commercial | Office | New | Food Preparation | Natural Gas | Griddle | E2 |  | Baseline Forecast | 0 | 349 | 2032.3568 | 3108.1396 | 4495.5781 | 6378.4843 | 8138.3897 | 9698.2135 | 11101.0842 | 12455.6133 | 13792.4734 | 15116.052 | 16437.8172 | 17763.3644 | 19097.0651 | 20433.2228 | 21769.7457 | 23104.5372 | 24437.5697 | 25768.8157 | 27100.3463 | 28432.1635 | 29762.3917 | 31091.0095 | 32417.9948 | 33745.203 | 35072.6355 | 36400.2935 | 37728.1784 | 39056.2915 | 40384.6342 | 41713.2077 | 42311.6136 | 0 | 0 | 0 | 0 | 0 | 0 | 0 | 0 | 0 | 0 | 0 | 0 | 0 | 0 | 0 | 0 | 0 | 0
Commercial_Office_New_Food Preparation_Natural Gas_Griddle_E3_Baseline Forecast | Commercial | Office | New | Food Preparation | Natural Gas | Griddle | E3 |  | Baseline Forecast | 0 | 0 | 0 | 0 | 0 | 0 | 0 | 0 | 0 | 0 | 0 | 0 | 0 | 0 | 0 | 0 | 0 | 0 | 0 | 0 | 0 | 0 | 0 | 0 | 0 | 0 | 0 | 0 | 0 | 0 | 0 | 0 | 0 | 0 | 0 | 0 | 0 | 0 | 0 | 0 | 0 | 0 | 0 | 0 | 0 | 0 | 0 | 0 | 0 | 0 | 0
Commercial_Office_New_Food Preparation_Natural Gas_Griddle_E4_Baseline Forecast | Commercial | Office | New | Food Preparation | Natural Gas | Griddle | E4 |  | Baseline Forecast | 0 | 0 | 0 | 0 | 0 | 0 | 0 | 0 | 0 | 0 | 0 | 0 | 0 | 0 | 0 | 0 | 0 | 0 | 0 | 0 | 0 | 0 | 0 | 0 | 0 | 0 | 0 | 0 | 0 | 0 | 0 | 0 | 0 | 0 | 0 | 0 | 0 | 0 | 0 | 0 | 0 | 0 | 0 | 0 | 0 | 0 | 0 | 0 | 0 | 0 | 0
Commercial_Office_New_Food Preparation_Natural Gas_Griddle_E5_Baseline Forecast | Commercial | Office | New | Food Preparation | Natural Gas | Griddle | E5 |  | Baseline Forecast | 0 | 0 | 0 | 0 | 0 | 0 | 0 | 0 | 0 | 0 | 0 | 0 | 0 | 0 | 0 | 0 | 0 | 0 | 0 | 0 | 0 | 0 | 0 | 0 | 0 | 0 | 0 | 0 | 0 | 0 | 0 | 0 | 0 | 0 | 0 | 0 | 0 | 0 | 0 | 0 | 0 | 0 | 0 | 0 | 0 | 0 | 0 | 0 | 0 | 0 | 0
Commercial_Office_New_Food Preparation_Natural Gas_Griddle_E6_Baseline Forecast | Commercial | Office | New | Food Preparation | Natural Gas | Griddle | E6 |  | Baseline Forecast | 0 | 0 | 0 | 0 | 0 | 0 | 0 | 0 | 0 | 0 | 0 | 0 | 0 | 0 | 0 | 0 | 0 | 0 | 0 | 0 | 0 | 0 | 0 | 0 | 0 | 0 | 0 | 0 | 0 | 0 | 0 | 0 | 0 | 0 | 0 | 0 | 0 | 0 | 0 | 0 | 0 | 0 | 0 | 0 | 0 | 0 | 0 | 0 | 0 | 0 | 0
Commercial_Office_New_Food Preparation_Natural Gas_Griddle_E7_Baseline Forecast | Commercial | Office | New | Food Preparation | Natural Gas | Griddle | E7 |  | Baseline Forecast | 0 | 0 | 0 | 0 | 0 | 0 | 0 | 0 | 0 | 0 | 0 | 0 | 0 | 0 | 0 | 0 | 0 | 0 | 0 | 0 | 0 | 0 | 0 | 0 | 0 | 0 | 0 | 0 | 0 | 0 | 0 | 0 | 0 | 0 | 0 | 0 | 0 | 0 | 0 | 0 | 0 | 0 | 0 | 0 | 0 | 0 | 0 | 0 | 0 | 0 | 0
Commercial_Office_New_Food Preparation_Natural Gas_Griddle_E8_Baseline Forecast | Commercial | Office | New | Food Preparation | Natural Gas | Griddle | E8 |  | Baseline Forecast | 0 | 0 | 0 | 0 | 0 | 0 | 0 | 0 | 0 | 0 | 0 | 0 | 0 | 0 | 0 | 0 | 0 | 0 | 0 | 0 | 0 | 0 | 0 | 0 | 0 | 0 | 0 | 0 | 0 | 0 | 0 | 0 | 0 | 0 | 0 | 0 | 0 | 0 | 0 | 0 | 0 | 0 | 0 | 0 | 0 | 0 | 0 | 0 | 0 | 0 | 0
Commercial_Office_New_Food Preparation_Natural Gas_Griddle_E9_Baseline Forecast | Commercial | Office | New | Food Preparation | Natural Gas | Griddle | E9 |  | Baseline Forecast | 0 | 0 | 0 | 0 | 0 | 0 | 0 | 0 | 0 | 0 | 0 | 0 | 0 | 0 | 0 | 0 | 0 | 0 | 0 | 0 | 0 | 0 | 0 | 0 | 0 | 0 | 0 | 0 | 0 | 0 | 0 | 0 | 0 | 0 | 0 | 0 | 0 | 0 | 0 | 0 | 0 | 0 | 0 | 0 | 0 | 0 | 0 | 0 | 0 | 0 | 0
Commercial_Office_New_Food Preparation_Natural Gas_Griddle_E10_Baseline Forecast | Commercial | Office | New | Food Preparation | Natural Gas | Griddle | E10 |  | Baseline Forecast | 0 | 0 | 0 | 0 | 0 | 0 | 0 | 0 | 0 | 0 | 0 | 0 | 0 | 0 | 0 | 0 | 0 | 0 | 0 | 0 | 0 | 0 | 0 | 0 | 0 | 0 | 0 | 0 | 0 | 0 | 0 | 0 | 0 | 0 | 0 | 0 | 0 | 0 | 0 | 0 | 0 | 0 | 0 | 0 | 0 | 0 | 0 | 0 | 0 | 0 | 0
Commercial_Office_New_Food Preparation_Natural Gas_Griddle_Vintage_Baseline Forecast | Commercial | Office | New | Food Preparation | Natural Gas | Griddle | Vintage |  | Baseline Forecast | 0 | 0 | 0 | 0 | 0 | 0 | 0 | 0 | 0 | 0 | 0 | 0 | 0 | 0 | 0 | 0 | 0 | 0 | 0 | 0 | 0 | 0 | 0 | 0 | 0 | 0 | 0 | 0 | 0 | 0 | 0 | 0 | 0 | 0 | 0 | 0 | 0 | 0 | 0 | 0 | 0 | 0 | 0 | 0 | 0 | 0 | 0 | 0 | 0 | 0 | 0
Commercial_Office_New_Food Preparation_Natural Gas_Range_E1_Baseline Forecast | Commercial | Office | New | Food Preparation | Natural Gas | Range | E1 |  | Baseline Forecast | 0 | 493.4138 | 2873.332 | 4394.2664 | 6355.8174 | 9017.8572 | 11505.9993 | 13711.2674 | 15694.6363 | 17609.6602 | 19499.7037 | 21370.9701 | 23239.6726 | 25113.7221 | 26999.2989 | 28888.3495 | 30777.9163 | 32665.0353 | 34549.6676 | 36431.7739 | 38314.2827 | 40197.1966 | 42077.8642 | 43956.2548 | 45832.3374 | 47708.7353 | 49585.4502 | 51462.484 | 53339.8385 | 55217.5156 | 57095.5173 | 58973.8454 | 59819.8676 | 0 | 0 | 0 | 0 | 0 | 0 | 0 | 0 | 0 | 0 | 0 | 0 | 0 | 0 | 0 | 0 | 0 | 0
Commercial_Office_New_Food Preparation_Natural Gas_Range_E2_Baseline Forecast | Commercial | Office | New | Food Preparation | Natural Gas | Range | E2 |  | Baseline Forecast | 0 | 710.0345 | 4134.7948 | 6323.4565 | 9146.1762 | 12976.9164 | 16557.4136 | 19730.8481 | 22584.9644 | 25340.7305 | 28060.5493 | 30753.3472 | 33442.4557 | 36139.2587 | 38852.6496 | 41571.0395 | 44290.1723 | 47005.7825 | 49717.8143 | 52426.2112 | 55135.1873 | 57844.7464 | 60551.0729 | 63254.1227 | 65953.8514 | 68654.0337 | 71354.6722 | 74055.7696 | 76757.3286 | 79459.3518 | 82161.842 | 84864.8019 | 86082.2484 | 0 | 0 | 0 | 0 | 0 | 0 | 0 | 0 | 0 | 0 | 0 | 0 | 0 | 0 | 0 | 0 | 0 | 0
Commercial_Office_New_Food Preparation_Natural Gas_Range_E3_Baseline Forecast | Commercial | Office | New | Food Preparation | Natural Gas | Range | E3 |  | Baseline Forecast | 0 | 0 | 0 | 0 | 0 | 0 | 0 | 0 | 0 | 0 | 0 | 0 | 0 | 0 | 0 | 0 | 0 | 0 | 0 | 0 | 0 | 0 | 0 | 0 | 0 | 0 | 0 | 0 | 0 | 0 | 0 | 0 | 0 | 0 | 0 | 0 | 0 | 0 | 0 | 0 | 0 | 0 | 0 | 0 | 0 | 0 | 0 | 0 | 0 | 0 | 0
Commercial_Office_New_Food Preparation_Natural Gas_Range_E4_Baseline Forecast | Commercial | Office | New | Food Preparation | Natural Gas | Range | E4 |  | Baseline Forecast | 0 | 0 | 0 | 0 | 0 | 0 | 0 | 0 | 0 | 0 | 0 | 0 | 0 | 0 | 0 | 0 | 0 | 0 | 0 | 0 | 0 | 0 | 0 | 0 | 0 | 0 | 0 | 0 | 0 | 0 | 0 | 0 | 0 | 0 | 0 | 0 | 0 | 0 | 0 | 0 | 0 | 0 | 0 | 0 | 0 | 0 | 0 | 0 | 0 | 0 | 0
Commercial_Office_New_Food Preparation_Natural Gas_Range_E5_Baseline Forecast | Commercial | Office | New | Food Preparation | Natural Gas | Range | E5 |  | Baseline Forecast | 0 | 0 | 0 | 0 | 0 | 0 | 0 | 0 | 0 | 0 | 0 | 0 | 0 | 0 | 0 | 0 | 0 | 0 | 0 | 0 | 0 | 0 | 0 | 0 | 0 | 0 | 0 | 0 | 0 | 0 | 0 | 0 | 0 | 0 | 0 | 0 | 0 | 0 | 0 | 0 | 0 | 0 | 0 | 0 | 0 | 0 | 0 | 0 | 0 | 0 | 0
Commercial_Office_New_Food Preparation_Natural Gas_Range_E6_Baseline Forecast | Commercial | Office | New | Food Preparation | Natural Gas | Range | E6 |  | Baseline Forecast | 0 | 0 | 0 | 0 | 0 | 0 | 0 | 0 | 0 | 0 | 0 | 0 | 0 | 0 | 0 | 0 | 0 | 0 | 0 | 0 | 0 | 0 | 0 | 0 | 0 | 0 | 0 | 0 | 0 | 0 | 0 | 0 | 0 | 0 | 0 | 0 | 0 | 0 | 0 | 0 | 0 | 0 | 0 | 0 | 0 | 0 | 0 | 0 | 0 | 0 | 0
Commercial_Office_New_Food Preparation_Natural Gas_Range_E7_Baseline Forecast | Commercial | Office | New | Food Preparation | Natural Gas | Range | E7 |  | Baseline Forecast | 0 | 0 | 0 | 0 | 0 | 0 | 0 | 0 | 0 | 0 | 0 | 0 | 0 | 0 | 0 | 0 | 0 | 0 | 0 | 0 | 0 | 0 | 0 | 0 | 0 | 0 | 0 | 0 | 0 | 0 | 0 | 0 | 0 | 0 | 0 | 0 | 0 | 0 | 0 | 0 | 0 | 0 | 0 | 0 | 0 | 0 | 0 | 0 | 0 | 0 | 0
Commercial_Office_New_Food Preparation_Natural Gas_Range_E8_Baseline Forecast | Commercial | Office | New | Food Preparation | Natural Gas | Range | E8 |  | Baseline Forecast | 0 | 0 | 0 | 0 | 0 | 0 | 0 | 0 | 0 | 0 | 0 | 0 | 0 | 0 | 0 | 0 | 0 | 0 | 0 | 0 | 0 | 0 | 0 | 0 | 0 | 0 | 0 | 0 | 0 | 0 | 0 | 0 | 0 | 0 | 0 | 0 | 0 | 0 | 0 | 0 | 0 | 0 | 0 | 0 | 0 | 0 | 0 | 0 | 0 | 0 | 0
Commercial_Office_New_Food Preparation_Natural Gas_Range_E9_Baseline Forecast | Commercial | Office | New | Food Preparation | Natural Gas | Range | E9 |  | Baseline Forecast | 0 | 0 | 0 | 0 | 0 | 0 | 0 | 0 | 0 | 0 | 0 | 0 | 0 | 0 | 0 | 0 | 0 | 0 | 0 | 0 | 0 | 0 | 0 | 0 | 0 | 0 | 0 | 0 | 0 | 0 | 0 | 0 | 0 | 0 | 0 | 0 | 0 | 0 | 0 | 0 | 0 | 0 | 0 | 0 | 0 | 0 | 0 | 0 | 0 | 0 | 0
Commercial_Office_New_Food Preparation_Natural Gas_Range_E10_Baseline Forecast | Commercial | Office | New | Food Preparation | Natural Gas | Range | E10 |  | Baseline Forecast | 0 | 0 | 0 | 0 | 0 | 0 | 0 | 0 | 0 | 0 | 0 | 0 | 0 | 0 | 0 | 0 | 0 | 0 | 0 | 0 | 0 | 0 | 0 | 0 | 0 | 0 | 0 | 0 | 0 | 0 | 0 | 0 | 0 | 0 | 0 | 0 | 0 | 0 | 0 | 0 | 0 | 0 | 0 | 0 | 0 | 0 | 0 | 0 | 0 | 0 | 0
Commercial_Office_New_Food Preparation_Natural Gas_Range_Vintage_Baseline Forecast | Commercial | Office | New | Food Preparation | Natural Gas | Range | Vintage |  | Baseline Forecast | 0 | 0 | 0 | 0 | 0 | 0 | 0 | 0 | 0 | 0 | 0 | 0 | 0 | 0 | 0 | 0 | 0 | 0 | 0 | 0 | 0 | 0 | 0 | 0 | 0 | 0 | 0 | 0 | 0 | 0 | 0 | 0 | 0 | 0 | 0 | 0 | 0 | 0 | 0 | 0 | 0 | 0 | 0 | 0 | 0 | 0 | 0 | 0 | 0 | 0 | 0
Commercial_Office_New_Food Preparation_Natural Gas_Steamer_E1_Baseline Forecast | Commercial | Office | New | Food Preparation | Natural Gas | Steamer | E1 |  | Baseline Forecast | 0 | 0 | 0 | 0 | 0 | 0 | 0 | 0 | 0 | 0 | 0 | 0 | 0 | 0 | 0 | 0 | 0 | 0 | 0 | 0 | 0 | 0 | 0 | 0 | 0 | 0 | 0 | 0 | 0 | 0 | 0 | 0 | 0 | 0 | 0 | 0 | 0 | 0 | 0 | 0 | 0 | 0 | 0 | 0 | 0 | 0 | 0 | 0 | 0 | 0 | 0
Commercial_Office_New_Food Preparation_Natural Gas_Steamer_E2_Baseline Forecast | Commercial | Office | New | Food Preparation | Natural Gas | Steamer | E2 |  | Baseline Forecast | 0 | 0 | 0 | 0 | 0 | 0 | 0 | 0 | 0 | 0 | 0 | 0 | 0 | 0 | 0 | 0 | 0 | 0 | 0 | 0 | 0 | 0 | 0 | 0 | 0 | 0 | 0 | 0 | 0 | 0 | 0 | 0 | 0 | 0 | 0 | 0 | 0 | 0 | 0 | 0 | 0 | 0 | 0 | 0 | 0 | 0 | 0 | 0 | 0 | 0 | 0
Commercial_Office_New_Food Preparation_Natural Gas_Steamer_E3_Baseline Forecast | Commercial | Office | New | Food Preparation | Natural Gas | Steamer | E3 |  | Baseline Forecast | 0 | 0 | 0 | 0 | 0 | 0 | 0 | 0 | 0 | 0 | 0 | 0 | 0 | 0 | 0 | 0 | 0 | 0 | 0 | 0 | 0 | 0 | 0 | 0 | 0 | 0 | 0 | 0 | 0 | 0 | 0 | 0 | 0 | 0 | 0 | 0 | 0 | 0 | 0 | 0 | 0 | 0 | 0 | 0 | 0 | 0 | 0 | 0 | 0 | 0 | 0
Commercial_Office_New_Food Preparation_Natural Gas_Steamer_E4_Baseline Forecast | Commercial | Office | New | Food Preparation | Natural Gas | Steamer | E4 |  | Baseline Forecast | 0 | 0 | 0 | 0 | 0 | 0 | 0 | 0 | 0 | 0 | 0 | 0 | 0 | 0 | 0 | 0 | 0 | 0 | 0 | 0 | 0 | 0 | 0 | 0 | 0 | 0 | 0 | 0 | 0 | 0 | 0 | 0 | 0 | 0 | 0 | 0 | 0 | 0 | 0 | 0 | 0 | 0 | 0 | 0 | 0 | 0 | 0 | 0 | 0 | 0 | 0
Commercial_Office_New_Food Preparation_Natural Gas_Steamer_E5_Baseline Forecast | Commercial | Office | New | Food Preparation | Natural Gas | Steamer | E5 |  | Baseline Forecast | 0 | 0 | 0 | 0 | 0 | 0 | 0 | 0 | 0 | 0 | 0 | 0 | 0 | 0 | 0 | 0 | 0 | 0 | 0 | 0 | 0 | 0 | 0 | 0 | 0 | 0 | 0 | 0 | 0 | 0 | 0 | 0 | 0 | 0 | 0 | 0 | 0 | 0 | 0 | 0 | 0 | 0 | 0 | 0 | 0 | 0 | 0 | 0 | 0 | 0 | 0
Commercial_Office_New_Food Preparation_Natural Gas_Steamer_E6_Baseline Forecast | Commercial | Office | New | Food Preparation | Natural Gas | Steamer | E6 |  | Baseline Forecast | 0 | 0 | 0 | 0 | 0 | 0 | 0 | 0 | 0 | 0 | 0 | 0 | 0 | 0 | 0 | 0 | 0 | 0 | 0 | 0 | 0 | 0 | 0 | 0 | 0 | 0 | 0 | 0 | 0 | 0 | 0 | 0 | 0 | 0 | 0 | 0 | 0 | 0 | 0 | 0 | 0 | 0 | 0 | 0 | 0 | 0 | 0 | 0 | 0 | 0 | 0
Commercial_Office_New_Food Preparation_Natural Gas_Steamer_E7_Baseline Forecast | Commercial | Office | New | Food Preparation | Natural Gas | Steamer | E7 |  | Baseline Forecast | 0 | 0 | 0 | 0 | 0 | 0 | 0 | 0 | 0 | 0 | 0 | 0 | 0 | 0 | 0 | 0 | 0 | 0 | 0 | 0 | 0 | 0 | 0 | 0 | 0 | 0 | 0 | 0 | 0 | 0 | 0 | 0 | 0 | 0 | 0 | 0 | 0 | 0 | 0 | 0 | 0 | 0 | 0 | 0 | 0 | 0 | 0 | 0 | 0 | 0 | 0
Commercial_Office_New_Food Preparation_Natural Gas_Steamer_E8_Baseline Forecast | Commercial | Office | New | Food Preparation | Natural Gas | Steamer | E8 |  | Baseline Forecast | 0 | 0 | 0 | 0 | 0 | 0 | 0 | 0 | 0 | 0 | 0 | 0 | 0 | 0 | 0 | 0 | 0 | 0 | 0 | 0 | 0 | 0 | 0 | 0 | 0 | 0 | 0 | 0 | 0 | 0 | 0 | 0 | 0 | 0 | 0 | 0 | 0 | 0 | 0 | 0 | 0 | 0 | 0 | 0 | 0 | 0 | 0 | 0 | 0 | 0 | 0
Commercial_Office_New_Food Preparation_Natural Gas_Steamer_E9_Baseline Forecast | Commercial | Office | New | Food Preparation | Natural Gas | Steamer | E9 |  | Baseline Forecast | 0 | 0 | 0 | 0 | 0 | 0 | 0 | 0 | 0 | 0 | 0 | 0 | 0 | 0 | 0 | 0 | 0 | 0 | 0 | 0 | 0 | 0 | 0 | 0 | 0 | 0 | 0 | 0 | 0 | 0 | 0 | 0 | 0 | 0 | 0 | 0 | 0 | 0 | 0 | 0 | 0 | 0 | 0 | 0 | 0 | 0 | 0 | 0 | 0 | 0 | 0
Commercial_Office_New_Food Preparation_Natural Gas_Steamer_E10_Baseline Forecast | Commercial | Office | New | Food Preparation | Natural Gas | Steamer | E10 |  | Baseline Forecast | 0 | 0 | 0 | 0 | 0 | 0 | 0 | 0 | 0 | 0 | 0 | 0 | 0 | 0 | 0 | 0 | 0 | 0 | 0 | 0 | 0 | 0 | 0 | 0 | 0 | 0 | 0 | 0 | 0 | 0 | 0 | 0 | 0 | 0 | 0 | 0 | 0 | 0 | 0 | 0 | 0 | 0 | 0 | 0 | 0 | 0 | 0 | 0 | 0 | 0 | 0
Commercial_Office_New_Food Preparation_Natural Gas_Steamer_Vintage_Baseline Forecast | Commercial | Office | New | Food Preparation | Natural Gas | Steamer | Vintage |  | Baseline Forecast | 0 | 0 | 0 | 0 | 0 | 0 | 0 | 0 | 0 | 0 | 0 | 0 | 0 | 0 | 0 | 0 | 0 | 0 | 0 | 0 | 0 | 0 | 0 | 0 | 0 | 0 | 0 | 0 | 0 | 0 | 0 | 0 | 0 | 0 | 0 | 0 | 0 | 0 | 0 | 0 | 0 | 0 | 0 | 0 | 0 | 0 | 0 | 0 | 0 | 0 | 0
Commercial_Office_New_Food Preparation_Natural Gas_Food Prep Other_E1_Baseline Forecast | Commercial | Office | New | Food Preparation | Natural Gas | Food Prep Other | E1 |  | Baseline Forecast | 0 | 0 | 0 | 0 | 0 | 0 | 0 | 0 | 0 | 0 | 0 | 0 | 0 | 0 | 0 | 0 | 0 | 0 | 0 | 0 | 0 | 0 | 0 | 0 | 0 | 0 | 0 | 0 | 0 | 0 | 0 | 0 | 0 | 0 | 0 | 0 | 0 | 0 | 0 | 0 | 0 | 0 | 0 | 0 | 0 | 0 | 0 | 0 | 0 | 0 | 0
Commercial_Office_New_Food Preparation_Natural Gas_Food Prep Other_E2_Baseline Forecast | Commercial | Office | New | Food Preparation | Natural Gas | Food Prep Other | E2 |  | Baseline Forecast | 0 | 0 | 0 | 0 | 0 | 0 | 0 | 0 | 0 | 0 | 0 | 0 | 0 | 0 | 0 | 0 | 0 | 0 | 0 | 0 | 0 | 0 | 0 | 0 | 0 | 0 | 0 | 0 | 0 | 0 | 0 | 0 | 0 | 0 | 0 | 0 | 0 | 0 | 0 | 0 | 0 | 0 | 0 | 0 | 0 | 0 | 0 | 0 | 0 | 0 | 0
Commercial_Office_New_Food Preparation_Natural Gas_Food Prep Other_E3_Baseline Forecast | Commercial | Office | New | Food Preparation | Natural Gas | Food Prep Other | E3 |  | Baseline Forecast | 0 | 0 | 0 | 0 | 0 | 0 | 0 | 0 | 0 | 0 | 0 | 0 | 0 | 0 | 0 | 0 | 0 | 0 | 0 | 0 | 0 | 0 | 0 | 0 | 0 | 0 | 0 | 0 | 0 | 0 | 0 | 0 | 0 | 0 | 0 | 0 | 0 | 0 | 0 | 0 | 0 | 0 | 0 | 0 | 0 | 0 | 0 | 0 | 0 | 0 | 0
Commercial_Office_New_Food Preparation_Natural Gas_Food Prep Other_E4_Baseline Forecast | Commercial | Office | New | Food Preparation | Natural Gas | Food Prep Other | E4 |  | Baseline Forecast | 0 | 0 | 0 | 0 | 0 | 0 | 0 | 0 | 0 | 0 | 0 | 0 | 0 | 0 | 0 | 0 | 0 | 0 | 0 | 0 | 0 | 0 | 0 | 0 | 0 | 0 | 0 | 0 | 0 | 0 | 0 | 0 | 0 | 0 | 0 | 0 | 0 | 0 | 0 | 0 | 0 | 0 | 0 | 0 | 0 | 0 | 0 | 0 | 0 | 0 | 0
Commercial_Office_New_Food Preparation_Natural Gas_Food Prep Other_E5_Baseline Forecast | Commercial | Office | New | Food Preparation | Natural Gas | Food Prep Other | E5 |  | Baseline Forecast | 0 | 0 | 0 | 0 | 0 | 0 | 0 | 0 | 0 | 0 | 0 | 0 | 0 | 0 | 0 | 0 | 0 | 0 | 0 | 0 | 0 | 0 | 0 | 0 | 0 | 0 | 0 | 0 | 0 | 0 | 0 | 0 | 0 | 0 | 0 | 0 | 0 | 0 | 0 | 0 | 0 | 0 | 0 | 0 | 0 | 0 | 0 | 0 | 0 | 0 | 0
Commercial_Office_New_Food Preparation_Natural Gas_Food Prep Other_E6_Baseline Forecast | Commercial | Office | New | Food Preparation | Natural Gas | Food Prep Other | E6 |  | Baseline Forecast | 0 | 0 | 0 | 0 | 0 | 0 | 0 | 0 | 0 | 0 | 0 | 0 | 0 | 0 | 0 | 0 | 0 | 0 | 0 | 0 | 0 | 0 | 0 | 0 | 0 | 0 | 0 | 0 | 0 | 0 | 0 | 0 | 0 | 0 | 0 | 0 | 0 | 0 | 0 | 0 | 0 | 0 | 0 | 0 | 0 | 0 | 0 | 0 | 0 | 0 | 0
Commercial_Office_New_Food Preparation_Natural Gas_Food Prep Other_E7_Baseline Forecast | Commercial | Office | New | Food Preparation | Natural Gas | Food Prep Other | E7 |  | Baseline Forecast | 0 | 0 | 0 | 0 | 0 | 0 | 0 | 0 | 0 | 0 | 0 | 0 | 0 | 0 | 0 | 0 | 0 | 0 | 0 | 0 | 0 | 0 | 0 | 0 | 0 | 0 | 0 | 0 | 0 | 0 | 0 | 0 | 0 | 0 | 0 | 0 | 0 | 0 | 0 | 0 | 0 | 0 | 0 | 0 | 0 | 0 | 0 | 0 | 0 | 0 | 0
Commercial_Office_New_Food Preparation_Natural Gas_Food Prep Other_E8_Baseline Forecast | Commercial | Office | New | Food Preparation | Natural Gas | Food Prep Other | E8 |  | Baseline Forecast | 0 | 0 | 0 | 0 | 0 | 0 | 0 | 0 | 0 | 0 | 0 | 0 | 0 | 0 | 0 | 0 | 0 | 0 | 0 | 0 | 0 | 0 | 0 | 0 | 0 | 0 | 0 | 0 | 0 | 0 | 0 | 0 | 0 | 0 | 0 | 0 | 0 | 0 | 0 | 0 | 0 | 0 | 0 | 0 | 0 | 0 | 0 | 0 | 0 | 0 | 0
Commercial_Office_New_Food Preparation_Natural Gas_Food Prep Other_E9_Baseline Forecast | Commercial | Office | New | Food Preparation | Natural Gas | Food Prep Other | E9 |  | Baseline Forecast | 0 | 0 | 0 | 0 | 0 | 0 | 0 | 0 | 0 | 0 | 0 | 0 | 0 | 0 | 0 | 0 | 0 | 0 | 0 | 0 | 0 | 0 | 0 | 0 | 0 | 0 | 0 | 0 | 0 | 0 | 0 | 0 | 0 | 0 | 0 | 0 | 0 | 0 | 0 | 0 | 0 | 0 | 0 | 0 | 0 | 0 | 0 | 0 | 0 | 0 | 0
Commercial_Office_New_Food Preparation_Natural Gas_Food Prep Other_E10_Baseline Forecast | Commercial | Office | New | Food Preparation | Natural Gas | Food Prep Other | E10 |  | Baseline Forecast | 0 | 0 | 0 | 0 | 0 | 0 | 0 | 0 | 0 | 0 | 0 | 0 | 0 | 0 | 0 | 0 | 0 | 0 | 0 | 0 | 0 | 0 | 0 | 0 | 0 | 0 | 0 | 0 | 0 | 0 | 0 | 0 | 0 | 0 | 0 | 0 | 0 | 0 | 0 | 0 | 0 | 0 | 0 | 0 | 0 | 0 | 0 | 0 | 0 | 0 | 0
Commercial_Office_New_Food Preparation_Natural Gas_Food Prep Other_Vintage_Baseline Forecast | Commercial | Office | New | Food Preparation | Natural Gas | Food Prep Other | Vintage |  | Baseline Forecast | 0 | 0 | 0 | 0 | 0 | 0 | 0 | 0 | 0 | 0 | 0 | 0 | 0 | 0 | 0 | 0 | 0 | 0 | 0 | 0 | 0 | 0 | 0 | 0 | 0 | 0 | 0 | 0 | 0 | 0 | 0 | 0 | 0 | 0 | 0 | 0 | 0 | 0 | 0 | 0 | 0 | 0 | 0 | 0 | 0 | 0 | 0 | 0 | 0 | 0 | 0
Commercial_Office_New_Miscellaneous_Natural Gas_Pool Heater_E1_Baseline Forecast | Commercial | Office | New | Miscellaneous | Natural Gas | Pool Heater | E1 |  | Baseline Forecast | 0 | 0 | 0 | 0 | 0 | 0 | 0 | 0 | 0 | 0 | 0 | 0 | 0 | 0 | 0 | 0 | 0 | 0 | 0 | 0 | 0 | 0 | 0 | 0 | 0 | 0 | 0 | 0 | 0 | 0 | 0 | 0 | 0 | 0 | 0 | 0 | 0 | 0 | 0 | 0 | 0 | 0 | 0 | 0 | 0 | 0 | 0 | 0 | 0 | 0 | 0
Commercial_Office_New_Miscellaneous_Natural Gas_Pool Heater_E2_Baseline Forecast | Commercial | Office | New | Miscellaneous | Natural Gas | Pool Heater | E2 |  | Baseline Forecast | 0 | 0 | 0 | 0 | 0 | 0 | 0 | 0 | 0 | 0 | 0 | 0 | 0 | 0 | 0 | 0 | 0 | 0 | 0 | 0 | 0 | 0 | 0 | 0 | 0 | 0 | 0 | 0 | 0 | 0 | 0 | 0 | 0 | 0 | 0 | 0 | 0 | 0 | 0 | 0 | 0 | 0 | 0 | 0 | 0 | 0 | 0 | 0 | 0 | 0 | 0
Commercial_Office_New_Miscellaneous_Natural Gas_Pool Heater_E3_Baseline Forecast | Commercial | Office | New | Miscellaneous | Natural Gas | Pool Heater | E3 |  | Baseline Forecast | 0 | 0 | 0 | 0 | 0 | 0 | 0 | 0 | 0 | 0 | 0 | 0 | 0 | 0 | 0 | 0 | 0 | 0 | 0 | 0 | 0 | 0 | 0 | 0 | 0 | 0 | 0 | 0 | 0 | 0 | 0 | 0 | 0 | 0 | 0 | 0 | 0 | 0 | 0 | 0 | 0 | 0 | 0 | 0 | 0 | 0 | 0 | 0 | 0 | 0 | 0
Commercial_Office_New_Miscellaneous_Natural Gas_Pool Heater_E4_Baseline Forecast | Commercial | Office | New | Miscellaneous | Natural Gas | Pool Heater | E4 |  | Baseline Forecast | 0 | 0 | 0 | 0 | 0 | 0 | 0 | 0 | 0 | 0 | 0 | 0 | 0 | 0 | 0 | 0 | 0 | 0 | 0 | 0 | 0 | 0 | 0 | 0 | 0 | 0 | 0 | 0 | 0 | 0 | 0 | 0 | 0 | 0 | 0 | 0 | 0 | 0 | 0 | 0 | 0 | 0 | 0 | 0 | 0 | 0 | 0 | 0 | 0 | 0 | 0
Commercial_Office_New_Miscellaneous_Natural Gas_Pool Heater_E5_Baseline Forecast | Commercial | Office | New | Miscellaneous | Natural Gas | Pool Heater | E5 |  | Baseline Forecast | 0 | 0 | 0 | 0 | 0 | 0 | 0 | 0 | 0 | 0 | 0 | 0 | 0 | 0 | 0 | 0 | 0 | 0 | 0 | 0 | 0 | 0 | 0 | 0 | 0 | 0 | 0 | 0 | 0 | 0 | 0 | 0 | 0 | 0 | 0 | 0 | 0 | 0 | 0 | 0 | 0 | 0 | 0 | 0 | 0 | 0 | 0 | 0 | 0 | 0 | 0
Commercial_Office_New_Miscellaneous_Natural Gas_Pool Heater_E6_Baseline Forecast | Commercial | Office | New | Miscellaneous | Natural Gas | Pool Heater | E6 |  | Baseline Forecast | 0 | 0 | 0 | 0 | 0 | 0 | 0 | 0 | 0 | 0 | 0 | 0 | 0 | 0 | 0 | 0 | 0 | 0 | 0 | 0 | 0 | 0 | 0 | 0 | 0 | 0 | 0 | 0 | 0 | 0 | 0 | 0 | 0 | 0 | 0 | 0 | 0 | 0 | 0 | 0 | 0 | 0 | 0 | 0 | 0 | 0 | 0 | 0 | 0 | 0 | 0
Commercial_Office_New_Miscellaneous_Natural Gas_Pool Heater_E7_Baseline Forecast | Commercial | Office | New | Miscellaneous | Natural Gas | Pool Heater | E7 |  | Baseline Forecast | 0 | 0 | 0 | 0 | 0 | 0 | 0 | 0 | 0 | 0 | 0 | 0 | 0 | 0 | 0 | 0 | 0 | 0 | 0 | 0 | 0 | 0 | 0 | 0 | 0 | 0 | 0 | 0 | 0 | 0 | 0 | 0 | 0 | 0 | 0 | 0 | 0 | 0 | 0 | 0 | 0 | 0 | 0 | 0 | 0 | 0 | 0 | 0 | 0 | 0 | 0
Commercial_Office_New_Miscellaneous_Natural Gas_Pool Heater_E8_Baseline Forecast | Commercial | Office | New | Miscellaneous | Natural Gas | Pool Heater | E8 |  | Baseline Forecast | 0 | 0 | 0 | 0 | 0 | 0 | 0 | 0 | 0 | 0 | 0 | 0 | 0 | 0 | 0 | 0 | 0 | 0 | 0 | 0 | 0 | 0 | 0 | 0 | 0 | 0 | 0 | 0 | 0 | 0 | 0 | 0 | 0 | 0 | 0 | 0 | 0 | 0 | 0 | 0 | 0 | 0 | 0 | 0 | 0 | 0 | 0 | 0 | 0 | 0 | 0
Commercial_Office_New_Miscellaneous_Natural Gas_Pool Heater_E9_Baseline Forecast | Commercial | Office | New | Miscellaneous | Natural Gas | Pool Heater | E9 |  | Baseline Forecast | 0 | 0 | 0 | 0 | 0 | 0 | 0 | 0 | 0 | 0 | 0 | 0 | 0 | 0 | 0 | 0 | 0 | 0 | 0 | 0 | 0 | 0 | 0 | 0 | 0 | 0 | 0 | 0 | 0 | 0 | 0 | 0 | 0 | 0 | 0 | 0 | 0 | 0 | 0 | 0 | 0 | 0 | 0 | 0 | 0 | 0 | 0 | 0 | 0 | 0 | 0
Commercial_Office_New_Miscellaneous_Natural Gas_Pool Heater_E10_Baseline Forecast | Commercial | Office | New | Miscellaneous | Natural Gas | Pool Heater | E10 |  | Baseline Forecast | 0 | 0 | 0 | 0 | 0 | 0 | 0 | 0 | 0 | 0 | 0 | 0 | 0 | 0 | 0 | 0 | 0 | 0 | 0 | 0 | 0 | 0 | 0 | 0 | 0 | 0 | 0 | 0 | 0 | 0 | 0 | 0 | 0 | 0 | 0 | 0 | 0 | 0 | 0 | 0 | 0 | 0 | 0 | 0 | 0 | 0 | 0 | 0 | 0 | 0 | 0
Commercial_Office_New_Miscellaneous_Natural Gas_Pool Heater_Vintage_Baseline Forecast | Commercial | Office | New | Miscellaneous | Natural Gas | Pool Heater | Vintage |  | Baseline Forecast | 0 | 0 | 0 | 0 | 0 | 0 | 0 | 0 | 0 | 0 | 0 | 0 | 0 | 0 | 0 | 0 | 0 | 0 | 0 | 0 | 0 | 0 | 0 | 0 | 0 | 0 | 0 | 0 | 0 | 0 | 0 | 0 | 0 | 0 | 0 | 0 | 0 | 0 | 0 | 0 | 0 | 0 | 0 | 0 | 0 | 0 | 0 | 0 | 0 | 0 | 0
Commercial_Office_New_Miscellaneous_Natural Gas_Miscellaneous_E1_Baseline Forecast | Commercial | Office | New | Miscellaneous | Natural Gas | Miscellaneous | E1 |  | Baseline Forecast | 0 | 75957.6497 | 442329.6027 | 676466.9408 | 978434.1626 | 1388236.7927 | 1771269.0782 | 2110754.856 | 2416080.7991 | 2710885.4903 | 3001844.6358 | 3289913.1629 | 3577587.0021 | 3866083.9704 | 4156355.4856 | 4447161.7669 | 4738047.5249 | 5028556.4501 | 5318682.5653 | 5608419.8263 | 5898219.0444 | 6188080.6357 | 6477596.4105 | 6766761.6575 | 7055571.6199 | 7344430.1035 | 7633337.3919 | 7922293.7705 | 8211299.5264 | 8500354.9482 | 8789460.3264 | 9078615.9528 | 9208855.2202 | 0 | 0 | 0 | 0 | 0 | 0 | 0 | 0 | 0 | 0 | 0 | 0 | 0 | 0 | 0 | 0 | 0 | 0
Commercial_Office_New_Miscellaneous_Natural Gas_Miscellaneous_E2_Baseline Forecast | Commercial | Office | New | Miscellaneous | Natural Gas | Miscellaneous | E2 |  | Baseline Forecast | 0 | 0 | 0 | 0 | 0 | 0 | 0 | 0 | 0 | 0 | 0 | 0 | 0 | 0 | 0 | 0 | 0 | 0 | 0 | 0 | 0 | 0 | 0 | 0 | 0 | 0 | 0 | 0 | 0 | 0 | 0 | 0 | 0 | 0 | 0 | 0 | 0 | 0 | 0 | 0 | 0 | 0 | 0 | 0 | 0 | 0 | 0 | 0 | 0 | 0 | 0
Commercial_Office_New_Miscellaneous_Natural Gas_Miscellaneous_E3_Baseline Forecast | Commercial | Office | New | Miscellaneous | Natural Gas | Miscellaneous | E3 |  | Baseline Forecast | 0 | 0 | 0 | 0 | 0 | 0 | 0 | 0 | 0 | 0 | 0 | 0 | 0 | 0 | 0 | 0 | 0 | 0 | 0 | 0 | 0 | 0 | 0 | 0 | 0 | 0 | 0 | 0 | 0 | 0 | 0 | 0 | 0 | 0 | 0 | 0 | 0 | 0 | 0 | 0 | 0 | 0 | 0 | 0 | 0 | 0 | 0 | 0 | 0 | 0 | 0
Commercial_Office_New_Miscellaneous_Natural Gas_Miscellaneous_E4_Baseline Forecast | Commercial | Office | New | Miscellaneous | Natural Gas | Miscellaneous | E4 |  | Baseline Forecast | 0 | 0 | 0 | 0 | 0 | 0 | 0 | 0 | 0 | 0 | 0 | 0 | 0 | 0 | 0 | 0 | 0 | 0 | 0 | 0 | 0 | 0 | 0 | 0 | 0 | 0 | 0 | 0 | 0 | 0 | 0 | 0 | 0 | 0 | 0 | 0 | 0 | 0 | 0 | 0 | 0 | 0 | 0 | 0 | 0 | 0 | 0 | 0 | 0 | 0 | 0
Commercial_Office_New_Miscellaneous_Natural Gas_Miscellaneous_E5_Baseline Forecast | Commercial | Office | New | Miscellaneous | Natural Gas | Miscellaneous | E5 |  | Baseline Forecast | 0 | 0 | 0 | 0 | 0 | 0 | 0 | 0 | 0 | 0 | 0 | 0 | 0 | 0 | 0 | 0 | 0 | 0 | 0 | 0 | 0 | 0 | 0 | 0 | 0 | 0 | 0 | 0 | 0 | 0 | 0 | 0 | 0 | 0 | 0 | 0 | 0 | 0 | 0 | 0 | 0 | 0 | 0 | 0 | 0 | 0 | 0 | 0 | 0 | 0 | 0
Commercial_Office_New_Miscellaneous_Natural Gas_Miscellaneous_E6_Baseline Forecast | Commercial | Office | New | Miscellaneous | Natural Gas | Miscellaneous | E6 |  | Baseline Forecast | 0 | 0 | 0 | 0 | 0 | 0 | 0 | 0 | 0 | 0 | 0 | 0 | 0 | 0 | 0 | 0 | 0 | 0 | 0 | 0 | 0 | 0 | 0 | 0 | 0 | 0 | 0 | 0 | 0 | 0 | 0 | 0 | 0 | 0 | 0 | 0 | 0 | 0 | 0 | 0 | 0 | 0 | 0 | 0 | 0 | 0 | 0 | 0 | 0 | 0 | 0
Commercial_Office_New_Miscellaneous_Natural Gas_Miscellaneous_E7_Baseline Forecast | Commercial | Office | New | Miscellaneous | Natural Gas | Miscellaneous | E7 |  | Baseline Forecast | 0 | 0 | 0 | 0 | 0 | 0 | 0 | 0 | 0 | 0 | 0 | 0 | 0 | 0 | 0 | 0 | 0 | 0 | 0 | 0 | 0 | 0 | 0 | 0 | 0 | 0 | 0 | 0 | 0 | 0 | 0 | 0 | 0 | 0 | 0 | 0 | 0 | 0 | 0 | 0 | 0 | 0 | 0 | 0 | 0 | 0 | 0 | 0 | 0 | 0 | 0
Commercial_Office_New_Miscellaneous_Natural Gas_Miscellaneous_E8_Baseline Forecast | Commercial | Office | New | Miscellaneous | Natural Gas | Miscellaneous | E8 |  | Baseline Forecast | 0 | 0 | 0 | 0 | 0 | 0 | 0 | 0 | 0 | 0 | 0 | 0 | 0 | 0 | 0 | 0 | 0 | 0 | 0 | 0 | 0 | 0 | 0 | 0 | 0 | 0 | 0 | 0 | 0 | 0 | 0 | 0 | 0 | 0 | 0 | 0 | 0 | 0 | 0 | 0 | 0 | 0 | 0 | 0 | 0 | 0 | 0 | 0 | 0 | 0 | 0
Commercial_Office_New_Miscellaneous_Natural Gas_Miscellaneous_E9_Baseline Forecast | Commercial | Office | New | Miscellaneous | Natural Gas | Miscellaneous | E9 |  | Baseline Forecast | 0 | 0 | 0 | 0 | 0 | 0 | 0 | 0 | 0 | 0 | 0 | 0 | 0 | 0 | 0 | 0 | 0 | 0 | 0 | 0 | 0 | 0 | 0 | 0 | 0 | 0 | 0 | 0 | 0 | 0 | 0 | 0 | 0 | 0 | 0 | 0 | 0 | 0 | 0 | 0 | 0 | 0 | 0 | 0 | 0 | 0 | 0 | 0 | 0 | 0 | 0
Commercial_Office_New_Miscellaneous_Natural Gas_Miscellaneous_E10_Baseline Forecast | Commercial | Office | New | Miscellaneous | Natural Gas | Miscellaneous | E10 |  | Baseline Forecast | 0 | 0 | 0 | 0 | 0 | 0 | 0 | 0 | 0 | 0 | 0 | 0 | 0 | 0 | 0 | 0 | 0 | 0 | 0 | 0 | 0 | 0 | 0 | 0 | 0 | 0 | 0 | 0 | 0 | 0 | 0 | 0 | 0 | 0 | 0 | 0 | 0 | 0 | 0 | 0 | 0 | 0 | 0 | 0 | 0 | 0 | 0 | 0 | 0 | 0 | 0
Commercial_Office_New_Miscellaneous_Natural Gas_Miscellaneous_Vintage_Baseline Forecast | Commercial | Office | New | Miscellaneous | Natural Gas | Miscellaneous | Vintage |  | Baseline Forecast | 0 | 0 | 0 | 0 | 0 | 0 | 0 | 0 | 0 | 0 | 0 | 0 | 0 | 0 | 0 | 0 | 0 | 0 | 0 | 0 | 0 | 0 | 0 | 0 | 0 | 0 | 0 | 0 | 0 | 0 | 0 | 0 | 0 | 0 | 0 | 0 | 0 | 0 | 0 | 0 | 0 | 0 | 0 | 0 | 0 | 0 | 0 | 0 | 0 | 0 | 0
Commercial_Restaurant_Existing_Space Heating_Natural Gas_Furnace_E1_Baseline Forecast | Commercial | Restaurant | Existing | Space Heating | Natural Gas | Furnace | E1 |  | Baseline Forecast | 0 | 12940.44 | 26903.9134 | 41739.3605 | 57350.2701 | 73601.8029 | 90475.3186 | 107948.603 | 125971.4989 | 144452.9962 | 163325.9975 | 182537.9738 | 202033.8558 | 221764.0814 | 241682.0501 | 261753.5753 | 281945.3647 | 302227.6915 | 322571.4608 | 341000.1632 | 357667.0685 | 372715.3611 | 386279.6474 | 398481.2145 | 409431.4969 | 419229.5329 | 427969.0742 | 435736.2642 | 442610.2538 | 448663.7671 | 453963.6221 | 458571.2088 | 462558.8636 | 0 | 0 | 0 | 0 | 0 | 0 | 0 | 0 | 0 | 0 | 0 | 0 | 0 | 0 | 0 | 0 | 0 | 0
Commercial_Restaurant_Existing_Space Heating_Natural Gas_Furnace_E2_Baseline Forecast | Commercial | Restaurant | Existing | Space Heating | Natural Gas | Furnace | E2 |  | Baseline Forecast | 0 | 0 | 0 | 0 | 0 | 0 | 0 | 0 | 0 | 0 | 0 | 0 | 0 | 0 | 0 | 0 | 0 | 0 | 0 | 0 | 0 | 0 | 0 | 0 | 0 | 0 | 0 | 0 | 0 | 0 | 0 | 0 | 0 | 0 | 0 | 0 | 0 | 0 | 0 | 0 | 0 | 0 | 0 | 0 | 0 | 0 | 0 | 0 | 0 | 0 | 0
Commercial_Restaurant_Existing_Space Heating_Natural Gas_Furnace_E3_Baseline Forecast | Commercial | Restaurant | Existing | Space Heating | Natural Gas | Furnace | E3 |  | Baseline Forecast | 0 | 0 | 0 | 0 | 0 | 0 | 0 | 0 | 0 | 0 | 0 | 0 | 0 | 0 | 0 | 0 | 0 | 0 | 0 | 0 | 0 | 0 | 0 | 0 | 0 | 0 | 0 | 0 | 0 | 0 | 0 | 0 | 0 | 0 | 0 | 0 | 0 | 0 | 0 | 0 | 0 | 0 | 0 | 0 | 0 | 0 | 0 | 0 | 0 | 0 | 0
Commercial_Restaurant_Existing_Space Heating_Natural Gas_Furnace_E4_Baseline Forecast | Commercial | Restaurant | Existing | Space Heating | Natural Gas | Furnace | E4 |  | Baseline Forecast | 0 | 0 | 0 | 0 | 0 | 0 | 0 | 0 | 0 | 0 | 0 | 0 | 0 | 0 | 0 | 0 | 0 | 0 | 0 | 0 | 0 | 0 | 0 | 0 | 0 | 0 | 0 | 0 | 0 | 0 | 0 | 0 | 0 | 0 | 0 | 0 | 0 | 0 | 0 | 0 | 0 | 0 | 0 | 0 | 0 | 0 | 0 | 0 | 0 | 0 | 0
Commercial_Restaurant_Existing_Space Heating_Natural Gas_Furnace_E5_Baseline Forecast | Commercial | Restaurant | Existing | Space Heating | Natural Gas | Furnace | E5 |  | Baseline Forecast | 0 | 0 | 0 | 0 | 0 | 0 | 0 | 0 | 0 | 0 | 0 | 0 | 0 | 0 | 0 | 0 | 0 | 0 | 0 | 0 | 0 | 0 | 0 | 0 | 0 | 0 | 0 | 0 | 0 | 0 | 0 | 0 | 0 | 0 | 0 | 0 | 0 | 0 | 0 | 0 | 0 | 0 | 0 | 0 | 0 | 0 | 0 | 0 | 0 | 0 | 0
Commercial_Restaurant_Existing_Space Heating_Natural Gas_Furnace_E6_Baseline Forecast | Commercial | Restaurant | Existing | Space Heating | Natural Gas | Furnace | E6 |  | Baseline Forecast | 0 | 0 | 0 | 0 | 0 | 0 | 0 | 0 | 0 | 0 | 0 | 0 | 0 | 0 | 0 | 0 | 0 | 0 | 0 | 0 | 0 | 0 | 0 | 0 | 0 | 0 | 0 | 0 | 0 | 0 | 0 | 0 | 0 | 0 | 0 | 0 | 0 | 0 | 0 | 0 | 0 | 0 | 0 | 0 | 0 | 0 | 0 | 0 | 0 | 0 | 0
Commercial_Restaurant_Existing_Space Heating_Natural Gas_Furnace_E7_Baseline Forecast | Commercial | Restaurant | Existing | Space Heating | Natural Gas | Furnace | E7 |  | Baseline Forecast | 0 | 0 | 0 | 0 | 0 | 0 | 0 | 0 | 0 | 0 | 0 | 0 | 0 | 0 | 0 | 0 | 0 | 0 | 0 | 0 | 0 | 0 | 0 | 0 | 0 | 0 | 0 | 0 | 0 | 0 | 0 | 0 | 0 | 0 | 0 | 0 | 0 | 0 | 0 | 0 | 0 | 0 | 0 | 0 | 0 | 0 | 0 | 0 | 0 | 0 | 0
Commercial_Restaurant_Existing_Space Heating_Natural Gas_Furnace_E8_Baseline Forecast | Commercial | Restaurant | Existing | Space Heating | Natural Gas | Furnace | E8 |  | Baseline Forecast | 0 | 0 | 0 | 0 | 0 | 0 | 0 | 0 | 0 | 0 | 0 | 0 | 0 | 0 | 0 | 0 | 0 | 0 | 0 | 0 | 0 | 0 | 0 | 0 | 0 | 0 | 0 | 0 | 0 | 0 | 0 | 0 | 0 | 0 | 0 | 0 | 0 | 0 | 0 | 0 | 0 | 0 | 0 | 0 | 0 | 0 | 0 | 0 | 0 | 0 | 0
Commercial_Restaurant_Existing_Space Heating_Natural Gas_Furnace_E9_Baseline Forecast | Commercial | Restaurant | Existing | Space Heating | Natural Gas | Furnace | E9 |  | Baseline Forecast | 0 | 0 | 0 | 0 | 0 | 0 | 0 | 0 | 0 | 0 | 0 | 0 | 0 | 0 | 0 | 0 | 0 | 0 | 0 | 0 | 0 | 0 | 0 | 0 | 0 | 0 | 0 | 0 | 0 | 0 | 0 | 0 | 0 | 0 | 0 | 0 | 0 | 0 | 0 | 0 | 0 | 0 | 0 | 0 | 0 | 0 | 0 | 0 | 0 | 0 | 0
Commercial_Restaurant_Existing_Space Heating_Natural Gas_Furnace_E10_Baseline Forecast | Commercial | Restaurant | Existing | Space Heating | Natural Gas | Furnace | E10 |  | Baseline Forecast | 0 | 0 | 0 | 0 | 0 | 0 | 0 | 0 | 0 | 0 | 0 | 0 | 0 | 0 | 0 | 0 | 0 | 0 | 0 | 0 | 0 | 0 | 0 | 0 | 0 | 0 | 0 | 0 | 0 | 0 | 0 | 0 | 0 | 0 | 0 | 0 | 0 | 0 | 0 | 0 | 0 | 0 | 0 | 0 | 0 | 0 | 0 | 0 | 0 | 0 | 0
Commercial_Restaurant_Existing_Space Heating_Natural Gas_Furnace_Vintage_Baseline Forecast | Commercial | Restaurant | Existing | Space Heating | Natural Gas | Furnace | Vintage |  | Baseline Forecast | 648162.9684 | 631924.8215 | 614663.6412 | 595845.7739 | 576148.939 | 555417.6967 | 534359.1154 | 513180.0534 | 491827.3551 | 470131.856 | 448087.1783 | 425735.3408 | 403103.9417 | 380229.1392 | 357147.0624 | 333905.5433 | 310542.8852 | 287093.8374 | 263587.5603 | 242000.6299 | 222174.8148 | 203966.9259 | 187246.8494 | 171893.3502 | 157795.0461 | 144848.4544 | 132959.8201 | 122042.9968 | 112018.8306 | 102814.5939 | 94363.4657 | 86604.0529 | 79482.6887 | 0 | 0 | 0 | 0 | 0 | 0 | 0 | 0 | 0 | 0 | 0 | 0 | 0 | 0 | 0 | 0 | 0 | 0
Commercial_Restaurant_Existing_Space Heating_Natural Gas_Boiler_E1_Baseline Forecast | Commercial | Restaurant | Existing | Space Heating | Natural Gas | Boiler | E1 |  | Baseline Forecast | 0 | 46.2493 | 97.0453 | 150.5071 | 201.0724 | 254.0457 | 307.2478 | 362.5329 | 419.6877 | 478.3728 | 535.6394 | 593.9432 | 659.7913 | 726.3875 | 793.5583 | 858.0066 | 922.7641 | 987.7279 | 1052.7994 | 1117.8895 | 1182.9075 | 1247.7788 | 1304.8795 | 1354.8996 | 1398.5656 | 1436.9408 | 1470.5247 | 1499.9372 | 1525.5781 | 1547.8092 | 1566.9575 | 1583.537 | 1597.8524 | 0 | 0 | 0 | 0 | 0 | 0 | 0 | 0 | 0 | 0 | 0 | 0 | 0 | 0 | 0 | 0 | 0 | 0
Commercial_Restaurant_Existing_Space Heating_Natural Gas_Boiler_E2_Baseline Forecast | Commercial | Restaurant | Existing | Space Heating | Natural Gas | Boiler | E2 |  | Baseline Forecast | 0 | 0 | 0 | 0 | 0 | 0 | 0 | 0 | 0 | 0 | 0 | 0 | 0 | 0 | 0 | 0 | 0 | 0 | 0 | 0 | 0 | 0 | 0 | 0 | 0 | 0 | 0 | 0 | 0 | 0 | 0 | 0 | 0 | 0 | 0 | 0 | 0 | 0 | 0 | 0 | 0 | 0 | 0 | 0 | 0 | 0 | 0 | 0 | 0 | 0 | 0
Commercial_Restaurant_Existing_Space Heating_Natural Gas_Boiler_E3_Baseline Forecast | Commercial | Restaurant | Existing | Space Heating | Natural Gas | Boiler | E3 |  | Baseline Forecast | 0 | 14.7157 | 30.878 | 49.4525 | 75.3689 | 102.528 | 132.8961 | 164.4111 | 196.959 | 230.365 | 267.1896 | 304.6703 | 335.9886 | 367.6635 | 399.612 | 434.9416 | 470.4398 | 506.0504 | 541.7195 | 577.3985 | 613.0382 | 648.5979 | 680.7688 | 709.9285 | 736.3164 | 759.7255 | 780.4449 | 798.5686 | 814.3424 | 827.9887 | 839.7092 | 849.4679 | 857.4773 | 0 | 0 | 0 | 0 | 0 | 0 | 0 | 0 | 0 | 0 | 0 | 0 | 0 | 0 | 0 | 0 | 0 | 0
Commercial_Restaurant_Existing_Space Heating_Natural Gas_Boiler_E4_Baseline Forecast | Commercial | Restaurant | Existing | Space Heating | Natural Gas | Boiler | E4 |  | Baseline Forecast | 0 | 0 | 0 | 0 | 0 | 0 | 0 | 0 | 0 | 0 | 0 | 0 | 0 | 0 | 0 | 0 | 0 | 0 | 0 | 0 | 0 | 0 | 0 | 0 | 0 | 0 | 0 | 0 | 0 | 0 | 0 | 0 | 0 | 0 | 0 | 0 | 0 | 0 | 0 | 0 | 0 | 0 | 0 | 0 | 0 | 0 | 0 | 0 | 0 | 0 | 0
Commercial_Restaurant_Existing_Space Heating_Natural Gas_Boiler_E5_Baseline Forecast | Commercial | Restaurant | Existing | Space Heating | Natural Gas | Boiler | E5 |  | Baseline Forecast | 0 | 0 | 0 | 0 | 0 | 0 | 0 | 0 | 0 | 0 | 0 | 0 | 0 | 0 | 0 | 0 | 0 | 0 | 0 | 0 | 0 | 0 | 0 | 0 | 0 | 0 | 0 | 0 | 0 | 0 | 0 | 0 | 0 | 0 | 0 | 0 | 0 | 0 | 0 | 0 | 0 | 0 | 0 | 0 | 0 | 0 | 0 | 0 | 0 | 0 | 0
Commercial_Restaurant_Existing_Space Heating_Natural Gas_Boiler_E6_Baseline Forecast | Commercial | Restaurant | Existing | Space Heating | Natural Gas | Boiler | E6 |  | Baseline Forecast | 0 | 0 | 0 | 0 | 0 | 0 | 0 | 0 | 0 | 0 | 0 | 0 | 0 | 0 | 0 | 0 | 0 | 0 | 0 | 0 | 0 | 0 | 0 | 0 | 0 | 0 | 0 | 0 | 0 | 0 | 0 | 0 | 0 | 0 | 0 | 0 | 0 | 0 | 0 | 0 | 0 | 0 | 0 | 0 | 0 | 0 | 0 | 0 | 0 | 0 | 0
Commercial_Restaurant_Existing_Space Heating_Natural Gas_Boiler_E7_Baseline Forecast | Commercial | Restaurant | Existing | Space Heating | Natural Gas | Boiler | E7 |  | Baseline Forecast | 0 | 0 | 0 | 0 | 0 | 0 | 0 | 0 | 0 | 0 | 0 | 0 | 0 | 0 | 0 | 0 | 0 | 0 | 0 | 0 | 0 | 0 | 0 | 0 | 0 | 0 | 0 | 0 | 0 | 0 | 0 | 0 | 0 | 0 | 0 | 0 | 0 | 0 | 0 | 0 | 0 | 0 | 0 | 0 | 0 | 0 | 0 | 0 | 0 | 0 | 0
Commercial_Restaurant_Existing_Space Heating_Natural Gas_Boiler_E8_Baseline Forecast | Commercial | Restaurant | Existing | Space Heating | Natural Gas | Boiler | E8 |  | Baseline Forecast | 0 | 0 | 0 | 0 | 0 | 0 | 0 | 0 | 0 | 0 | 0 | 0 | 0 | 0 | 0 | 0 | 0 | 0 | 0 | 0 | 0 | 0 | 0 | 0 | 0 | 0 | 0 | 0 | 0 | 0 | 0 | 0 | 0 | 0 | 0 | 0 | 0 | 0 | 0 | 0 | 0 | 0 | 0 | 0 | 0 | 0 | 0 | 0 | 0 | 0 | 0
Commercial_Restaurant_Existing_Space Heating_Natural Gas_Boiler_E9_Baseline Forecast | Commercial | Restaurant | Existing | Space Heating | Natural Gas | Boiler | E9 |  | Baseline Forecast | 0 | 0 | 0 | 0 | 0 | 0 | 0 | 0 | 0 | 0 | 0 | 0 | 0 | 0 | 0 | 0 | 0 | 0 | 0 | 0 | 0 | 0 | 0 | 0 | 0 | 0 | 0 | 0 | 0 | 0 | 0 | 0 | 0 | 0 | 0 | 0 | 0 | 0 | 0 | 0 | 0 | 0 | 0 | 0 | 0 | 0 | 0 | 0 | 0 | 0 | 0
Commercial_Restaurant_Existing_Space Heating_Natural Gas_Boiler_E10_Baseline Forecast | Commercial | Restaurant | Existing | Space Heating | Natural Gas | Boiler | E10 |  | Baseline Forecast | 0 | 0 | 0 | 0 | 0 | 0 | 0 | 0 | 0 | 0 | 0 | 0 | 0 | 0 | 0 | 0 | 0 | 0 | 0 | 0 | 0 | 0 | 0 | 0 | 0 | 0 | 0 | 0 | 0 | 0 | 0 | 0 | 0 | 0 | 0 | 0 | 0 | 0 | 0 | 0 | 0 | 0 | 0 | 0 | 0 | 0 | 0 | 0 | 0 | 0 | 0
Commercial_Restaurant_Existing_Space Heating_Natural Gas_Boiler_Vintage_Baseline Forecast | Commercial | Restaurant | Existing | Space Heating | Natural Gas | Boiler | Vintage |  | Baseline Forecast | 3370.2245 | 3292.1125 | 3208.0073 | 3115.2639 | 3017.5367 | 2914.1113 | 2808.7802 | 2702.7114 | 2595.6948 | 2486.8921 | 2376.3092 | 2264.1985 | 2150.7285 | 2036.1067 | 1920.5351 | 1804.2743 | 1687.5312 | 1570.4909 | 1453.3064 | 1336.1156 | 1219.0327 | 1102.1728 | 996.4922 | 900.9234 | 814.5009 | 736.3453 | 665.6677 | 601.7545 | 543.96 | 491.6999 | 444.4456 | 401.719 | 363.0999 | 0 | 0 | 0 | 0 | 0 | 0 | 0 | 0 | 0 | 0 | 0 | 0 | 0 | 0 | 0 | 0 | 0 | 0
Commercial_Restaurant_Existing_Space Heating_Natural Gas_Unit Heater_E1_Baseline Forecast | Commercial | Restaurant | Existing | Space Heating | Natural Gas | Unit Heater | E1 |  | Baseline Forecast | 0 | 268.3086 | 613.9539 | 1018.6734 | 1468.6649 | 1951.7704 | 2460.938 | 2990.804 | 3536.5283 | 4093.0531 | 4656.6901 | 5224.7235 | 5668.9081 | 6014.3848 | 6281.1443 | 6485.3276 | 6639.7401 | 6754.5928 | 6837.9724 | 6896.3155 | 6934.685 | 6957.1563 | 6967.0278 | 6966.8829 | 6958.7778 | 6944.2936 | 6924.7318 | 6901.1279 | 6874.3062 | 6844.9228 | 6813.4994 | 6780.4517 | 6746.3424 | 0 | 0 | 0 | 0 | 0 | 0 | 0 | 0 | 0 | 0 | 0 | 0 | 0 | 0 | 0 | 0 | 0 | 0
Commercial_Restaurant_Existing_Space Heating_Natural Gas_Unit Heater_E2_Baseline Forecast | Commercial | Restaurant | Existing | Space Heating | Natural Gas | Unit Heater | E2 |  | Baseline Forecast | 0 | 0 | 0 | 0 | 0 | 0 | 0 | 0 | 0 | 0 | 0 | 0 | 0 | 0 | 0 | 0 | 0 | 0 | 0 | 0 | 0 | 0 | 0 | 0 | 0 | 0 | 0 | 0 | 0 | 0 | 0 | 0 | 0 | 0 | 0 | 0 | 0 | 0 | 0 | 0 | 0 | 0 | 0 | 0 | 0 | 0 | 0 | 0 | 0 | 0 | 0
Commercial_Restaurant_Existing_Space Heating_Natural Gas_Unit Heater_E3_Baseline Forecast | Commercial | Restaurant | Existing | Space Heating | Natural Gas | Unit Heater | E3 |  | Baseline Forecast | 0 | 0 | 0 | 0 | 0 | 0 | 0 | 0 | 0 | 0 | 0 | 0 | 0 | 0 | 0 | 0 | 0 | 0 | 0 | 0 | 0 | 0 | 0 | 0 | 0 | 0 | 0 | 0 | 0 | 0 | 0 | 0 | 0 | 0 | 0 | 0 | 0 | 0 | 0 | 0 | 0 | 0 | 0 | 0 | 0 | 0 | 0 | 0 | 0 | 0 | 0
Commercial_Restaurant_Existing_Space Heating_Natural Gas_Unit Heater_E4_Baseline Forecast | Commercial | Restaurant | Existing | Space Heating | Natural Gas | Unit Heater | E4 |  | Baseline Forecast | 0 | 0 | 0 | 0 | 0 | 0 | 0 | 0 | 0 | 0 | 0 | 0 | 0 | 0 | 0 | 0 | 0 | 0 | 0 | 0 | 0 | 0 | 0 | 0 | 0 | 0 | 0 | 0 | 0 | 0 | 0 | 0 | 0 | 0 | 0 | 0 | 0 | 0 | 0 | 0 | 0 | 0 | 0 | 0 | 0 | 0 | 0 | 0 | 0 | 0 | 0
Commercial_Restaurant_Existing_Space Heating_Natural Gas_Unit Heater_E5_Baseline Forecast | Commercial | Restaurant | Existing | Space Heating | Natural Gas | Unit Heater | E5 |  | Baseline Forecast | 0 | 0 | 0 | 0 | 0 | 0 | 0 | 0 | 0 | 0 | 0 | 0 | 0 | 0 | 0 | 0 | 0 | 0 | 0 | 0 | 0 | 0 | 0 | 0 | 0 | 0 | 0 | 0 | 0 | 0 | 0 | 0 | 0 | 0 | 0 | 0 | 0 | 0 | 0 | 0 | 0 | 0 | 0 | 0 | 0 | 0 | 0 | 0 | 0 | 0 | 0
Commercial_Restaurant_Existing_Space Heating_Natural Gas_Unit Heater_E6_Baseline Forecast | Commercial | Restaurant | Existing | Space Heating | Natural Gas | Unit Heater | E6 |  | Baseline Forecast | 0 | 0 | 0 | 0 | 0 | 0 | 0 | 0 | 0 | 0 | 0 | 0 | 0 | 0 | 0 | 0 | 0 | 0 | 0 | 0 | 0 | 0 | 0 | 0 | 0 | 0 | 0 | 0 | 0 | 0 | 0 | 0 | 0 | 0 | 0 | 0 | 0 | 0 | 0 | 0 | 0 | 0 | 0 | 0 | 0 | 0 | 0 | 0 | 0 | 0 | 0
Commercial_Restaurant_Existing_Space Heating_Natural Gas_Unit Heater_E7_Baseline Forecast | Commercial | Restaurant | Existing | Space Heating | Natural Gas | Unit Heater | E7 |  | Baseline Forecast | 0 | 0 | 0 | 0 | 0 | 0 | 0 | 0 | 0 | 0 | 0 | 0 | 0 | 0 | 0 | 0 | 0 | 0 | 0 | 0 | 0 | 0 | 0 | 0 | 0 | 0 | 0 | 0 | 0 | 0 | 0 | 0 | 0 | 0 | 0 | 0 | 0 | 0 | 0 | 0 | 0 | 0 | 0 | 0 | 0 | 0 | 0 | 0 | 0 | 0 | 0
Commercial_Restaurant_Existing_Space Heating_Natural Gas_Unit Heater_E8_Baseline Forecast | Commercial | Restaurant | Existing | Space Heating | Natural Gas | Unit Heater | E8 |  | Baseline Forecast | 0 | 0 | 0 | 0 | 0 | 0 | 0 | 0 | 0 | 0 | 0 | 0 | 0 | 0 | 0 | 0 | 0 | 0 | 0 | 0 | 0 | 0 | 0 | 0 | 0 | 0 | 0 | 0 | 0 | 0 | 0 | 0 | 0 | 0 | 0 | 0 | 0 | 0 | 0 | 0 | 0 | 0 | 0 | 0 | 0 | 0 | 0 | 0 | 0 | 0 | 0
Commercial_Restaurant_Existing_Space Heating_Natural Gas_Unit Heater_E9_Baseline Forecast | Commercial | Restaurant | Existing | Space Heating | Natural Gas | Unit Heater | E9 |  | Baseline Forecast | 0 | 0 | 0 | 0 | 0 | 0 | 0 | 0 | 0 | 0 | 0 | 0 | 0 | 0 | 0 | 0 | 0 | 0 | 0 | 0 | 0 | 0 | 0 | 0 | 0 | 0 | 0 | 0 | 0 | 0 | 0 | 0 | 0 | 0 | 0 | 0 | 0 | 0 | 0 | 0 | 0 | 0 | 0 | 0 | 0 | 0 | 0 | 0 | 0 | 0 | 0
Commercial_Restaurant_Existing_Space Heating_Natural Gas_Unit Heater_E10_Baseline Forecast | Commercial | Restaurant | Existing | Space Heating | Natural Gas | Unit Heater | E10 |  | Baseline Forecast | 0 | 0 | 0 | 0 | 0 | 0 | 0 | 0 | 0 | 0 | 0 | 0 | 0 | 0 | 0 | 0 | 0 | 0 | 0 | 0 | 0 | 0 | 0 | 0 | 0 | 0 | 0 | 0 | 0 | 0 | 0 | 0 | 0 | 0 | 0 | 0 | 0 | 0 | 0 | 0 | 0 | 0 | 0 | 0 | 0 | 0 | 0 | 0 | 0 | 0 | 0
Commercial_Restaurant_Existing_Space Heating_Natural Gas_Unit Heater_Vintage_Baseline Forecast | Commercial | Restaurant | Existing | Space Heating | Natural Gas | Unit Heater | Vintage |  | Baseline Forecast | 8090.4189 | 7780.9482 | 7394.1406 | 6939.7123 | 6438.7199 | 5899.6983 | 5338.2925 | 4762.1706 | 4174.8835 | 3578.2413 | 2975.0152 | 2367.7898 | 1884.4675 | 1499.7399 | 1193.4858 | 949.7343 | 755.7429 | 601.3629 | 478.5086 | 380.7443 | 302.945 | 241.0354 | 191.7731 | 152.5753 | 121.3866 | 96.5702 | 76.8249 | 61.1148 | 48.6157 | 38.6716 | 30.7605 | 24.467 | 19.4611 | 0 | 0 | 0 | 0 | 0 | 0 | 0 | 0 | 0 | 0 | 0 | 0 | 0 | 0 | 0 | 0 | 0 | 0
Commercial_Restaurant_Existing_Water Heating_Natural Gas_Water Heater_E1_Baseline Forecast | Commercial | Restaurant | Existing | Water Heating | Natural Gas | Water Heater | E1 |  | Baseline Forecast | 0 | 0 | 0 | 0 | 0 | 0 | 0 | 0 | 0 | 0 | 0 | 0 | 0 | 0 | 0 | 0 | 0 | 0 | 0 | 0 | 0 | 0 | 0 | 0 | 0 | 0 | 0 | 0 | 0 | 0 | 0 | 0 | 0 | 0 | 0 | 0 | 0 | 0 | 0 | 0 | 0 | 0 | 0 | 0 | 0 | 0 | 0 | 0 | 0 | 0 | 0
Commercial_Restaurant_Existing_Water Heating_Natural Gas_Water Heater_E2_Baseline Forecast | Commercial | Restaurant | Existing | Water Heating | Natural Gas | Water Heater | E2 |  | Baseline Forecast | 0 | 22765.7379 | 52093.4328 | 86433.5112 | 124614.8885 | 165605.9525 | 208808.356 | 253767.011 | 300071.2202 | 347291.8462 | 384323.546 | 413249.5526 | 435711.6503 | 453019.1035 | 466213.0063 | 476139.0732 | 483466.8929 | 488730.6555 | 492352.4934 | 494668.4106 | 495941.5519 | 496384.6473 | 496170.9116 | 495435.212 | 494284.8926 | 492801.4629 | 491052.8526 | 489093.1242 | 486965.3025 | 484703.627 | 482335.345 | 479882.1385 | 477377.7061 | 0 | 0 | 0 | 0 | 0 | 0 | 0 | 0 | 0 | 0 | 0 | 0 | 0 | 0 | 0 | 0 | 0 | 0
Commercial_Restaurant_Existing_Water Heating_Natural Gas_Water Heater_E3_Baseline Forecast | Commercial | Restaurant | Existing | Water Heating | Natural Gas | Water Heater | E3 |  | Baseline Forecast | 0 | 0 | 0 | 0 | 0 | 0 | 0 | 0 | 0 | 0 | 0 | 0 | 0 | 0 | 0 | 0 | 0 | 0 | 0 | 0 | 0 | 0 | 0 | 0 | 0 | 0 | 0 | 0 | 0 | 0 | 0 | 0 | 0 | 0 | 0 | 0 | 0 | 0 | 0 | 0 | 0 | 0 | 0 | 0 | 0 | 0 | 0 | 0 | 0 | 0 | 0
Commercial_Restaurant_Existing_Water Heating_Natural Gas_Water Heater_E4_Baseline Forecast | Commercial | Restaurant | Existing | Water Heating | Natural Gas | Water Heater | E4 |  | Baseline Forecast | 0 | 0 | 0 | 0 | 0 | 0 | 0 | 0 | 0 | 0 | 0 | 0 | 0 | 0 | 0 | 0 | 0 | 0 | 0 | 0 | 0 | 0 | 0 | 0 | 0 | 0 | 0 | 0 | 0 | 0 | 0 | 0 | 0 | 0 | 0 | 0 | 0 | 0 | 0 | 0 | 0 | 0 | 0 | 0 | 0 | 0 | 0 | 0 | 0 | 0 | 0
Commercial_Restaurant_Existing_Water Heating_Natural Gas_Water Heater_E5_Baseline Forecast | Commercial | Restaurant | Existing | Water Heating | Natural Gas | Water Heater | E5 |  | Baseline Forecast | 0 | 0 | 0 | 0 | 0 | 0 | 0 | 0 | 0 | 0 | 0 | 0 | 0 | 0 | 0 | 0 | 0 | 0 | 0 | 0 | 0 | 0 | 0 | 0 | 0 | 0 | 0 | 0 | 0 | 0 | 0 | 0 | 0 | 0 | 0 | 0 | 0 | 0 | 0 | 0 | 0 | 0 | 0 | 0 | 0 | 0 | 0 | 0 | 0 | 0 | 0
Commercial_Restaurant_Existing_Water Heating_Natural Gas_Water Heater_E6_Baseline Forecast | Commercial | Restaurant | Existing | Water Heating | Natural Gas | Water Heater | E6 |  | Baseline Forecast | 0 | 0 | 0 | 0 | 0 | 0 | 0 | 0 | 0 | 0 | 0 | 0 | 0 | 0 | 0 | 0 | 0 | 0 | 0 | 0 | 0 | 0 | 0 | 0 | 0 | 0 | 0 | 0 | 0 | 0 | 0 | 0 | 0 | 0 | 0 | 0 | 0 | 0 | 0 | 0 | 0 | 0 | 0 | 0 | 0 | 0 | 0 | 0 | 0 | 0 | 0
Commercial_Restaurant_Existing_Water Heating_Natural Gas_Water Heater_E7_Baseline Forecast | Commercial | Restaurant | Existing | Water Heating | Natural Gas | Water Heater | E7 |  | Baseline Forecast | 0 | 0 | 0 | 0 | 0 | 0 | 0 | 0 | 0 | 0 | 0 | 0 | 0 | 0 | 0 | 0 | 0 | 0 | 0 | 0 | 0 | 0 | 0 | 0 | 0 | 0 | 0 | 0 | 0 | 0 | 0 | 0 | 0 | 0 | 0 | 0 | 0 | 0 | 0 | 0 | 0 | 0 | 0 | 0 | 0 | 0 | 0 | 0 | 0 | 0 | 0
Commercial_Restaurant_Existing_Water Heating_Natural Gas_Water Heater_E8_Baseline Forecast | Commercial | Restaurant | Existing | Water Heating | Natural Gas | Water Heater | E8 |  | Baseline Forecast | 0 | 0 | 0 | 0 | 0 | 0 | 0 | 0 | 0 | 0 | 0 | 0 | 0 | 0 | 0 | 0 | 0 | 0 | 0 | 0 | 0 | 0 | 0 | 0 | 0 | 0 | 0 | 0 | 0 | 0 | 0 | 0 | 0 | 0 | 0 | 0 | 0 | 0 | 0 | 0 | 0 | 0 | 0 | 0 | 0 | 0 | 0 | 0 | 0 | 0 | 0
Commercial_Restaurant_Existing_Water Heating_Natural Gas_Water Heater_E9_Baseline Forecast | Commercial | Restaurant | Existing | Water Heating | Natural Gas | Water Heater | E9 |  | Baseline Forecast | 0 | 0 | 0 | 0 | 0 | 0 | 0 | 0 | 0 | 0 | 0 | 0 | 0 | 0 | 0 | 0 | 0 | 0 | 0 | 0 | 0 | 0 | 0 | 0 | 0 | 0 | 0 | 0 | 0 | 0 | 0 | 0 | 0 | 0 | 0 | 0 | 0 | 0 | 0 | 0 | 0 | 0 | 0 | 0 | 0 | 0 | 0 | 0 | 0 | 0 | 0
Commercial_Restaurant_Existing_Water Heating_Natural Gas_Water Heater_E10_Baseline Forecast | Commercial | Restaurant | Existing | Water Heating | Natural Gas | Water Heater | E10 |  | Baseline Forecast | 0 | 0 | 0 | 0 | 0 | 0 | 0 | 0 | 0 | 0 | 0 | 0 | 0 | 0 | 0 | 0 | 0 | 0 | 0 | 0 | 0 | 0 | 0 | 0 | 0 | 0 | 0 | 0 | 0 | 0 | 0 | 0 | 0 | 0 | 0 | 0 | 0 | 0 | 0 | 0 | 0 | 0 | 0 | 0 | 0 | 0 | 0 | 0 | 0 | 0 | 0
Commercial_Restaurant_Existing_Water Heating_Natural Gas_Water Heater_Vintage_Baseline Forecast | Commercial | Restaurant | Existing | Water Heating | Natural Gas | Water Heater | Vintage |  | Baseline Forecast | 572053.928 | 546377.7089 | 514139.5327 | 476284.6606 | 434497.1383 | 389552.3844 | 342656.3369 | 294427.0467 | 245184.0296 | 195126.7984 | 155295.849 | 123598.6721 | 98369.2382 | 78286.4528 | 62299.9801 | 49576.1484 | 39449.792 | 31391.1531 | 24978.1577 | 19874.8602 | 15813.7368 | 12582.0534 | 10010.5603 | 7964.4362 | 6336.383 | 5040.9688 | 4010.2612 | 3190.1947 | 2537.742 | 2018.6605 | 1605.7003 | 1277.1765 | 1015.8682 | 0 | 0 | 0 | 0 | 0 | 0 | 0 | 0 | 0 | 0 | 0 | 0 | 0 | 0 | 0 | 0 | 0 | 0
Commercial_Restaurant_Existing_Food Preparation_Natural Gas_Oven_E1_Baseline Forecast | Commercial | Restaurant | Existing | Food Preparation | Natural Gas | Oven | E1 |  | Baseline Forecast | 0 | 800.679 | 1832.1443 | 3039.8969 | 4382.7494 | 5824.4195 | 7343.8632 | 8925.0749 | 10553.6102 | 12214.3762 | 13896.3661 | 15591.4757 | 16916.999 | 17947.961 | 18744.0174 | 19353.3358 | 19814.1291 | 20156.8695 | 20405.6886 | 20579.7943 | 20694.2956 | 20761.3538 | 20790.8121 | 20790.3797 | 20766.1927 | 20722.9695 | 20664.5935 | 20594.1554 | 20514.115 | 20426.4296 | 20332.657 | 20234.0368 | 20132.2488 | 0 | 0 | 0 | 0 | 0 | 0 | 0 | 0 | 0 | 0 | 0 | 0 | 0 | 0 | 0 | 0 | 0 | 0
Commercial_Restaurant_Existing_Food Preparation_Natural Gas_Oven_E2_Baseline Forecast | Commercial | Restaurant | Existing | Food Preparation | Natural Gas | Oven | E2 |  | Baseline Forecast | 0 | 1152.1966 | 2636.5004 | 4374.4858 | 6306.8833 | 8381.4817 | 10567.9982 | 12843.4004 | 15186.9024 | 17576.7852 | 19997.2098 | 22436.5138 | 24343.9742 | 25827.5537 | 26973.0983 | 27849.9223 | 28513.015 | 29006.2268 | 29364.2836 | 29614.826 | 29779.5961 | 29876.0945 | 29918.4856 | 29917.8634 | 29883.0578 | 29820.8585 | 29736.854 | 29635.492 | 29520.3118 | 29394.1304 | 29259.1894 | 29117.2724 | 28970.797 | 0 | 0 | 0 | 0 | 0 | 0 | 0 | 0 | 0 | 0 | 0 | 0 | 0 | 0 | 0 | 0 | 0 | 0
Commercial_Restaurant_Existing_Food Preparation_Natural Gas_Oven_E3_Baseline Forecast | Commercial | Restaurant | Existing | Food Preparation | Natural Gas | Oven | E3 |  | Baseline Forecast | 0 | 0 | 0 | 0 | 0 | 0 | 0 | 0 | 0 | 0 | 0 | 0 | 0 | 0 | 0 | 0 | 0 | 0 | 0 | 0 | 0 | 0 | 0 | 0 | 0 | 0 | 0 | 0 | 0 | 0 | 0 | 0 | 0 | 0 | 0 | 0 | 0 | 0 | 0 | 0 | 0 | 0 | 0 | 0 | 0 | 0 | 0 | 0 | 0 | 0 | 0
Commercial_Restaurant_Existing_Food Preparation_Natural Gas_Oven_E4_Baseline Forecast | Commercial | Restaurant | Existing | Food Preparation | Natural Gas | Oven | E4 |  | Baseline Forecast | 0 | 0 | 0 | 0 | 0 | 0 | 0 | 0 | 0 | 0 | 0 | 0 | 0 | 0 | 0 | 0 | 0 | 0 | 0 | 0 | 0 | 0 | 0 | 0 | 0 | 0 | 0 | 0 | 0 | 0 | 0 | 0 | 0 | 0 | 0 | 0 | 0 | 0 | 0 | 0 | 0 | 0 | 0 | 0 | 0 | 0 | 0 | 0 | 0 | 0 | 0
Commercial_Restaurant_Existing_Food Preparation_Natural Gas_Oven_E5_Baseline Forecast | Commercial | Restaurant | Existing | Food Preparation | Natural Gas | Oven | E5 |  | Baseline Forecast | 0 | 0 | 0 | 0 | 0 | 0 | 0 | 0 | 0 | 0 | 0 | 0 | 0 | 0 | 0 | 0 | 0 | 0 | 0 | 0 | 0 | 0 | 0 | 0 | 0 | 0 | 0 | 0 | 0 | 0 | 0 | 0 | 0 | 0 | 0 | 0 | 0 | 0 | 0 | 0 | 0 | 0 | 0 | 0 | 0 | 0 | 0 | 0 | 0 | 0 | 0
Commercial_Restaurant_Existing_Food Preparation_Natural Gas_Oven_E6_Baseline Forecast | Commercial | Restaurant | Existing | Food Preparation | Natural Gas | Oven | E6 |  | Baseline Forecast | 0 | 0 | 0 | 0 | 0 | 0 | 0 | 0 | 0 | 0 | 0 | 0 | 0 | 0 | 0 | 0 | 0 | 0 | 0 | 0 | 0 | 0 | 0 | 0 | 0 | 0 | 0 | 0 | 0 | 0 | 0 | 0 | 0 | 0 | 0 | 0 | 0 | 0 | 0 | 0 | 0 | 0 | 0 | 0 | 0 | 0 | 0 | 0 | 0 | 0 | 0
Commercial_Restaurant_Existing_Food Preparation_Natural Gas_Oven_E7_Baseline Forecast | Commercial | Restaurant | Existing | Food Preparation | Natural Gas | Oven | E7 |  | Baseline Forecast | 0 | 0 | 0 | 0 | 0 | 0 | 0 | 0 | 0 | 0 | 0 | 0 | 0 | 0 | 0 | 0 | 0 | 0 | 0 | 0 | 0 | 0 | 0 | 0 | 0 | 0 | 0 | 0 | 0 | 0 | 0 | 0 | 0 | 0 | 0 | 0 | 0 | 0 | 0 | 0 | 0 | 0 | 0 | 0 | 0 | 0 | 0 | 0 | 0 | 0 | 0
Commercial_Restaurant_Existing_Food Preparation_Natural Gas_Oven_E8_Baseline Forecast | Commercial | Restaurant | Existing | Food Preparation | Natural Gas | Oven | E8 |  | Baseline Forecast | 0 | 0 | 0 | 0 | 0 | 0 | 0 | 0 | 0 | 0 | 0 | 0 | 0 | 0 | 0 | 0 | 0 | 0 | 0 | 0 | 0 | 0 | 0 | 0 | 0 | 0 | 0 | 0 | 0 | 0 | 0 | 0 | 0 | 0 | 0 | 0 | 0 | 0 | 0 | 0 | 0 | 0 | 0 | 0 | 0 | 0 | 0 | 0 | 0 | 0 | 0
Commercial_Restaurant_Existing_Food Preparation_Natural Gas_Oven_E9_Baseline Forecast | Commercial | Restaurant | Existing | Food Preparation | Natural Gas | Oven | E9 |  | Baseline Forecast | 0 | 0 | 0 | 0 | 0 | 0 | 0 | 0 | 0 | 0 | 0 | 0 | 0 | 0 | 0 | 0 | 0 | 0 | 0 | 0 | 0 | 0 | 0 | 0 | 0 | 0 | 0 | 0 | 0 | 0 | 0 | 0 | 0 | 0 | 0 | 0 | 0 | 0 | 0 | 0 | 0 | 0 | 0 | 0 | 0 | 0 | 0 | 0 | 0 | 0 | 0
Commercial_Restaurant_Existing_Food Preparation_Natural Gas_Oven_E10_Baseline Forecast | Commercial | Restaurant | Existing | Food Preparation | Natural Gas | Oven | E10 |  | Baseline Forecast | 0 | 0 | 0 | 0 | 0 | 0 | 0 | 0 | 0 | 0 | 0 | 0 | 0 | 0 | 0 | 0 | 0 | 0 | 0 | 0 | 0 | 0 | 0 | 0 | 0 | 0 | 0 | 0 | 0 | 0 | 0 | 0 | 0 | 0 | 0 | 0 | 0 | 0 | 0 | 0 | 0 | 0 | 0 | 0 | 0 | 0 | 0 | 0 | 0 | 0 | 0
Commercial_Restaurant_Existing_Food Preparation_Natural Gas_Oven_Vintage_Baseline Forecast | Commercial | Restaurant | Existing | Food Preparation | Natural Gas | Oven | Vintage |  | Baseline Forecast | 58885.8658 | 56633.3922 | 53818.0251 | 50510.4826 | 46864.0248 | 42940.7728 | 38854.5977 | 34661.3124 | 30386.7612 | 26044.1191 | 21653.5565 | 17233.8852 | 13716.0386 | 10915.811 | 8686.7495 | 6912.6119 | 5500.6512 | 4377.0011 | 3482.8101 | 2771.2358 | 2204.9762 | 1754.3689 | 1395.8147 | 1110.515 | 883.5087 | 702.8836 | 559.1677 | 444.8223 | 353.8481 | 281.4704 | 223.8896 | 178.0821 | 141.6468 | 0 | 0 | 0 | 0 | 0 | 0 | 0 | 0 | 0 | 0 | 0 | 0 | 0 | 0 | 0 | 0 | 0 | 0
Commercial_Restaurant_Existing_Food Preparation_Natural Gas_Conveyor Oven_E1_Baseline Forecast | Commercial | Restaurant | Existing | Food Preparation | Natural Gas | Conveyor Oven | E1 |  | Baseline Forecast | 0 | 282.5926 | 646.6392 | 1072.9048 | 1546.8527 | 2055.6775 | 2591.9517 | 3150.0264 | 3724.8036 | 4310.9563 | 4904.5998 | 5502.8738 | 6103.2971 | 6703.9018 | 7303.0724 | 7899.7659 | 8493.1101 | 8953.317 | 9307.5804 | 9577.5449 | 9780.3538 | 9929.7126 | 10036.6088 | 10109.7295 | 10155.9885 | 10180.807 | 10188.5615 | 10182.7352 | 10166.1001 | 10140.8622 | 10108.7772 | 10071.242 | 10029.7138 | 0 | 0 | 0 | 0 | 0 | 0 | 0 | 0 | 0 | 0 | 0 | 0 | 0 | 0 | 0 | 0 | 0 | 0
Commercial_Restaurant_Existing_Food Preparation_Natural Gas_Conveyor Oven_E2_Baseline Forecast | Commercial | Restaurant | Existing | Food Preparation | Natural Gas | Conveyor Oven | E2 |  | Baseline Forecast | 0 | 406.6576 | 930.5295 | 1543.9362 | 2225.9588 | 2958.17 | 3729.8817 | 4532.9649 | 5360.0832 | 6203.5712 | 7057.8387 | 7918.7696 | 8782.7935 | 9647.0782 | 10509.2993 | 11367.9558 | 12221.7926 | 12884.0416 | 13393.8351 | 13782.3208 | 14074.1677 | 14289.0986 | 14442.9249 | 14548.1474 | 14614.7152 | 14650.4295 | 14661.5885 | 14653.2043 | 14629.266 | 14592.9481 | 14546.777 | 14492.7629 | 14433.0027 | 0 | 0 | 0 | 0 | 0 | 0 | 0 | 0 | 0 | 0 | 0 | 0 | 0 | 0 | 0 | 0 | 0 | 0
Commercial_Restaurant_Existing_Food Preparation_Natural Gas_Conveyor Oven_E3_Baseline Forecast | Commercial | Restaurant | Existing | Food Preparation | Natural Gas | Conveyor Oven | E3 |  | Baseline Forecast | 0 | 0 | 0 | 0 | 0 | 0 | 0 | 0 | 0 | 0 | 0 | 0 | 0 | 0 | 0 | 0 | 0 | 0 | 0 | 0 | 0 | 0 | 0 | 0 | 0 | 0 | 0 | 0 | 0 | 0 | 0 | 0 | 0 | 0 | 0 | 0 | 0 | 0 | 0 | 0 | 0 | 0 | 0 | 0 | 0 | 0 | 0 | 0 | 0 | 0 | 0
Commercial_Restaurant_Existing_Food Preparation_Natural Gas_Conveyor Oven_E4_Baseline Forecast | Commercial | Restaurant | Existing | Food Preparation | Natural Gas | Conveyor Oven | E4 |  | Baseline Forecast | 0 | 0 | 0 | 0 | 0 | 0 | 0 | 0 | 0 | 0 | 0 | 0 | 0 | 0 | 0 | 0 | 0 | 0 | 0 | 0 | 0 | 0 | 0 | 0 | 0 | 0 | 0 | 0 | 0 | 0 | 0 | 0 | 0 | 0 | 0 | 0 | 0 | 0 | 0 | 0 | 0 | 0 | 0 | 0 | 0 | 0 | 0 | 0 | 0 | 0 | 0
Commercial_Restaurant_Existing_Food Preparation_Natural Gas_Conveyor Oven_E5_Baseline Forecast | Commercial | Restaurant | Existing | Food Preparation | Natural Gas | Conveyor Oven | E5 |  | Baseline Forecast | 0 | 0 | 0 | 0 | 0 | 0 | 0 | 0 | 0 | 0 | 0 | 0 | 0 | 0 | 0 | 0 | 0 | 0 | 0 | 0 | 0 | 0 | 0 | 0 | 0 | 0 | 0 | 0 | 0 | 0 | 0 | 0 | 0 | 0 | 0 | 0 | 0 | 0 | 0 | 0 | 0 | 0 | 0 | 0 | 0 | 0 | 0 | 0 | 0 | 0 | 0
Commercial_Restaurant_Existing_Food Preparation_Natural Gas_Conveyor Oven_E6_Baseline Forecast | Commercial | Restaurant | Existing | Food Preparation | Natural Gas | Conveyor Oven | E6 |  | Baseline Forecast | 0 | 0 | 0 | 0 | 0 | 0 | 0 | 0 | 0 | 0 | 0 | 0 | 0 | 0 | 0 | 0 | 0 | 0 | 0 | 0 | 0 | 0 | 0 | 0 | 0 | 0 | 0 | 0 | 0 | 0 | 0 | 0 | 0 | 0 | 0 | 0 | 0 | 0 | 0 | 0 | 0 | 0 | 0 | 0 | 0 | 0 | 0 | 0 | 0 | 0 | 0
Commercial_Restaurant_Existing_Food Preparation_Natural Gas_Conveyor Oven_E7_Baseline Forecast | Commercial | Restaurant | Existing | Food Preparation | Natural Gas | Conveyor Oven | E7 |  | Baseline Forecast | 0 | 0 | 0 | 0 | 0 | 0 | 0 | 0 | 0 | 0 | 0 | 0 | 0 | 0 | 0 | 0 | 0 | 0 | 0 | 0 | 0 | 0 | 0 | 0 | 0 | 0 | 0 | 0 | 0 | 0 | 0 | 0 | 0 | 0 | 0 | 0 | 0 | 0 | 0 | 0 | 0 | 0 | 0 | 0 | 0 | 0 | 0 | 0 | 0 | 0 | 0
Commercial_Restaurant_Existing_Food Preparation_Natural Gas_Conveyor Oven_E8_Baseline Forecast | Commercial | Restaurant | Existing | Food Preparation | Natural Gas | Conveyor Oven | E8 |  | Baseline Forecast | 0 | 0 | 0 | 0 | 0 | 0 | 0 | 0 | 0 | 0 | 0 | 0 | 0 | 0 | 0 | 0 | 0 | 0 | 0 | 0 | 0 | 0 | 0 | 0 | 0 | 0 | 0 | 0 | 0 | 0 | 0 | 0 | 0 | 0 | 0 | 0 | 0 | 0 | 0 | 0 | 0 | 0 | 0 | 0 | 0 | 0 | 0 | 0 | 0 | 0 | 0
Commercial_Restaurant_Existing_Food Preparation_Natural Gas_Conveyor Oven_E9_Baseline Forecast | Commercial | Restaurant | Existing | Food Preparation | Natural Gas | Conveyor Oven | E9 |  | Baseline Forecast | 0 | 0 | 0 | 0 | 0 | 0 | 0 | 0 | 0 | 0 | 0 | 0 | 0 | 0 | 0 | 0 | 0 | 0 | 0 | 0 | 0 | 0 | 0 | 0 | 0 | 0 | 0 | 0 | 0 | 0 | 0 | 0 | 0 | 0 | 0 | 0 | 0 | 0 | 0 | 0 | 0 | 0 | 0 | 0 | 0 | 0 | 0 | 0 | 0 | 0 | 0
Commercial_Restaurant_Existing_Food Preparation_Natural Gas_Conveyor Oven_E10_Baseline Forecast | Commercial | Restaurant | Existing | Food Preparation | Natural Gas | Conveyor Oven | E10 |  | Baseline Forecast | 0 | 0 | 0 | 0 | 0 | 0 | 0 | 0 | 0 | 0 | 0 | 0 | 0 | 0 | 0 | 0 | 0 | 0 | 0 | 0 | 0 | 0 | 0 | 0 | 0 | 0 | 0 | 0 | 0 | 0 | 0 | 0 | 0 | 0 | 0 | 0 | 0 | 0 | 0 | 0 | 0 | 0 | 0 | 0 | 0 | 0 | 0 | 0 | 0 | 0 | 0
Commercial_Restaurant_Existing_Food Preparation_Natural Gas_Conveyor Oven_Vintage_Baseline Forecast | Commercial | Restaurant | Existing | Food Preparation | Natural Gas | Conveyor Oven | Vintage |  | Baseline Forecast | 29442.9329 | 28603.8837 | 27566.1662 | 26345.5917 | 25004.0172 | 23559.4895 | 22061.3961 | 20531.9026 | 18978.7501 | 17403.1127 | 15811.1277 | 14209.294 | 12602.4153 | 10994.6829 | 9389.5609 | 7790.2133 | 6198.9949 | 4932.6901 | 3924.9757 | 3123.0623 | 2484.9123 | 1977.0975 | 1573.0226 | 1251.5021 | 995.6759 | 792.1193 | 630.1577 | 501.2954 | 398.7714 | 317.2049 | 252.3138 | 200.6908 | 159.6298 | 0 | 0 | 0 | 0 | 0 | 0 | 0 | 0 | 0 | 0 | 0 | 0 | 0 | 0 | 0 | 0 | 0 | 0
Commercial_Restaurant_Existing_Food Preparation_Natural Gas_Double Rack Oven_E1_Baseline Forecast | Commercial | Restaurant | Existing | Food Preparation | Natural Gas | Double Rack Oven | E1 |  | Baseline Forecast | 0 | 400.3395 | 916.0722 | 1519.9485 | 2191.3747 | 2912.2097 | 3671.9316 | 4462.5374 | 5276.8051 | 6107.1881 | 6948.1831 | 7795.7379 | 8458.4995 | 8973.9805 | 9372.0087 | 9676.6679 | 9907.0645 | 10078.4347 | 10202.8443 | 10289.8972 | 10347.1478 | 10380.6769 | 10395.406 | 10395.1898 | 10383.0963 | 10361.4847 | 10332.2967 | 10297.0777 | 10257.0575 | 10213.2148 | 10166.3285 | 10117.0184 | 10066.1244 | 0 | 0 | 0 | 0 | 0 | 0 | 0 | 0 | 0 | 0 | 0 | 0 | 0 | 0 | 0 | 0 | 0 | 0
Commercial_Restaurant_Existing_Food Preparation_Natural Gas_Double Rack Oven_E2_Baseline Forecast | Commercial | Restaurant | Existing | Food Preparation | Natural Gas | Double Rack Oven | E2 |  | Baseline Forecast | 0 | 576.0983 | 1318.2502 | 2187.2429 | 3153.4416 | 4190.7409 | 5283.9991 | 6421.7002 | 7593.4512 | 8788.3926 | 9998.6049 | 11218.2569 | 12171.9871 | 12913.7768 | 13486.5491 | 13924.9611 | 14256.5075 | 14503.1134 | 14682.1418 | 14807.413 | 14889.798 | 14938.0473 | 14959.2428 | 14958.9317 | 14941.5289 | 14910.4292 | 14868.427 | 14817.746 | 14760.1559 | 14697.0652 | 14629.5947 | 14558.6362 | 14485.3985 | 0 | 0 | 0 | 0 | 0 | 0 | 0 | 0 | 0 | 0 | 0 | 0 | 0 | 0 | 0 | 0 | 0 | 0
Commercial_Restaurant_Existing_Food Preparation_Natural Gas_Double Rack Oven_E3_Baseline Forecast | Commercial | Restaurant | Existing | Food Preparation | Natural Gas | Double Rack Oven | E3 |  | Baseline Forecast | 0 | 0 | 0 | 0 | 0 | 0 | 0 | 0 | 0 | 0 | 0 | 0 | 0 | 0 | 0 | 0 | 0 | 0 | 0 | 0 | 0 | 0 | 0 | 0 | 0 | 0 | 0 | 0 | 0 | 0 | 0 | 0 | 0 | 0 | 0 | 0 | 0 | 0 | 0 | 0 | 0 | 0 | 0 | 0 | 0 | 0 | 0 | 0 | 0 | 0 | 0
Commercial_Restaurant_Existing_Food Preparation_Natural Gas_Double Rack Oven_E4_Baseline Forecast | Commercial | Restaurant | Existing | Food Preparation | Natural Gas | Double Rack Oven | E4 |  | Baseline Forecast | 0 | 0 | 0 | 0 | 0 | 0 | 0 | 0 | 0 | 0 | 0 | 0 | 0 | 0 | 0 | 0 | 0 | 0 | 0 | 0 | 0 | 0 | 0 | 0 | 0 | 0 | 0 | 0 | 0 | 0 | 0 | 0 | 0 | 0 | 0 | 0 | 0 | 0 | 0 | 0 | 0 | 0 | 0 | 0 | 0 | 0 | 0 | 0 | 0 | 0 | 0
Commercial_Restaurant_Existing_Food Preparation_Natural Gas_Double Rack Oven_E5_Baseline Forecast | Commercial | Restaurant | Existing | Food Preparation | Natural Gas | Double Rack Oven | E5 |  | Baseline Forecast | 0 | 0 | 0 | 0 | 0 | 0 | 0 | 0 | 0 | 0 | 0 | 0 | 0 | 0 | 0 | 0 | 0 | 0 | 0 | 0 | 0 | 0 | 0 | 0 | 0 | 0 | 0 | 0 | 0 | 0 | 0 | 0 | 0 | 0 | 0 | 0 | 0 | 0 | 0 | 0 | 0 | 0 | 0 | 0 | 0 | 0 | 0 | 0 | 0 | 0 | 0
Commercial_Restaurant_Existing_Food Preparation_Natural Gas_Double Rack Oven_E6_Baseline Forecast | Commercial | Restaurant | Existing | Food Preparation | Natural Gas | Double Rack Oven | E6 |  | Baseline Forecast | 0 | 0 | 0 | 0 | 0 | 0 | 0 | 0 | 0 | 0 | 0 | 0 | 0 | 0 | 0 | 0 | 0 | 0 | 0 | 0 | 0 | 0 | 0 | 0 | 0 | 0 | 0 | 0 | 0 | 0 | 0 | 0 | 0 | 0 | 0 | 0 | 0 | 0 | 0 | 0 | 0 | 0 | 0 | 0 | 0 | 0 | 0 | 0 | 0 | 0 | 0
Commercial_Restaurant_Existing_Food Preparation_Natural Gas_Double Rack Oven_E7_Baseline Forecast | Commercial | Restaurant | Existing | Food Preparation | Natural Gas | Double Rack Oven | E7 |  | Baseline Forecast | 0 | 0 | 0 | 0 | 0 | 0 | 0 | 0 | 0 | 0 | 0 | 0 | 0 | 0 | 0 | 0 | 0 | 0 | 0 | 0 | 0 | 0 | 0 | 0 | 0 | 0 | 0 | 0 | 0 | 0 | 0 | 0 | 0 | 0 | 0 | 0 | 0 | 0 | 0 | 0 | 0 | 0 | 0 | 0 | 0 | 0 | 0 | 0 | 0 | 0 | 0
Commercial_Restaurant_Existing_Food Preparation_Natural Gas_Double Rack Oven_E8_Baseline Forecast | Commercial | Restaurant | Existing | Food Preparation | Natural Gas | Double Rack Oven | E8 |  | Baseline Forecast | 0 | 0 | 0 | 0 | 0 | 0 | 0 | 0 | 0 | 0 | 0 | 0 | 0 | 0 | 0 | 0 | 0 | 0 | 0 | 0 | 0 | 0 | 0 | 0 | 0 | 0 | 0 | 0 | 0 | 0 | 0 | 0 | 0 | 0 | 0 | 0 | 0 | 0 | 0 | 0 | 0 | 0 | 0 | 0 | 0 | 0 | 0 | 0 | 0 | 0 | 0
Commercial_Restaurant_Existing_Food Preparation_Natural Gas_Double Rack Oven_E9_Baseline Forecast | Commercial | Restaurant | Existing | Food Preparation | Natural Gas | Double Rack Oven | E9 |  | Baseline Forecast | 0 | 0 | 0 | 0 | 0 | 0 | 0 | 0 | 0 | 0 | 0 | 0 | 0 | 0 | 0 | 0 | 0 | 0 | 0 | 0 | 0 | 0 | 0 | 0 | 0 | 0 | 0 | 0 | 0 | 0 | 0 | 0 | 0 | 0 | 0 | 0 | 0 | 0 | 0 | 0 | 0 | 0 | 0 | 0 | 0 | 0 | 0 | 0 | 0 | 0 | 0
Commercial_Restaurant_Existing_Food Preparation_Natural Gas_Double Rack Oven_E10_Baseline Forecast | Commercial | Restaurant | Existing | Food Preparation | Natural Gas | Double Rack Oven | E10 |  | Baseline Forecast | 0 | 0 | 0 | 0 | 0 | 0 | 0 | 0 | 0 | 0 | 0 | 0 | 0 | 0 | 0 | 0 | 0 | 0 | 0 | 0 | 0 | 0 | 0 | 0 | 0 | 0 | 0 | 0 | 0 | 0 | 0 | 0 | 0 | 0 | 0 | 0 | 0 | 0 | 0 | 0 | 0 | 0 | 0 | 0 | 0 | 0 | 0 | 0 | 0 | 0 | 0
Commercial_Restaurant_Existing_Food Preparation_Natural Gas_Double Rack Oven_Vintage_Baseline Forecast | Commercial | Restaurant | Existing | Food Preparation | Natural Gas | Double Rack Oven | Vintage |  | Baseline Forecast | 29442.9329 | 28316.6961 | 26909.0126 | 25255.2413 | 23432.0124 | 21470.3864 | 19427.2988 | 17330.6562 | 15193.3806 | 13022.0596 | 10826.7783 | 8616.9426 | 6858.0193 | 5457.9055 | 4343.3748 | 3456.3059 | 2750.3256 | 2188.5006 | 1741.405 | 1385.6179 | 1102.4881 | 877.1844 | 697.9074 | 555.2575 | 441.7543 | 351.4418 | 279.5838 | 222.4112 | 176.924 | 140.7352 | 111.9448 | 89.0411 | 70.8234 | 0 | 0 | 0 | 0 | 0 | 0 | 0 | 0 | 0 | 0 | 0 | 0 | 0 | 0 | 0 | 0 | 0 | 0
Commercial_Restaurant_Existing_Food Preparation_Natural Gas_Fryer_E1_Baseline Forecast | Commercial | Restaurant | Existing | Food Preparation | Natural Gas | Fryer | E1 |  | Baseline Forecast | 0 | 38595.6999 | 92795.9629 | 92219.948 | 91628.9621 | 90981.0195 | 81026.4843 | 60409.4484 | 45064.2 | 33622.3204 | 16402.78 | 0 | 0 | 0 | 0 | 0 | 0 | 0 | 0 | 0 | 0 | 0 | 0 | 0 | 0 | 0 | 0 | 0 | 0 | 0 | 0 | 0 | 0 | 0 | 0 | 0 | 0 | 0 | 0 | 0 | 0 | 0 | 0 | 0 | 0 | 0 | 0 | 0 | 0 | 0 | 0
Commercial_Restaurant_Existing_Food Preparation_Natural Gas_Fryer_E2_Baseline Forecast | Commercial | Restaurant | Existing | Food Preparation | Natural Gas | Fryer | E2 |  | Baseline Forecast | 0 | 13560.6513 | 32603.987 | 121570.472 | 221397.519 | 328669.4628 | 416916.9791 | 495033.9153 | 552498.2643 | 594478.0406 | 633560.8921 | 665357.6982 | 675904.3995 | 682819.9725 | 687010.842 | 689178.0123 | 689839.1187 | 689382.0746 | 688092.1039 | 686182.0461 | 683804.7983 | 681078.7735 | 678097.6421 | 674927.4054 | 671617.3214 | 668198.8273 | 664699.2951 | 661139.1448 | 657533.6098 | 653894.0533 | 650228.9515 | 646544.6262 | 642867.939 | 0 | 0 | 0 | 0 | 0 | 0 | 0 | 0 | 0 | 0 | 0 | 0 | 0 | 0 | 0 | 0 | 0 | 0
Commercial_Restaurant_Existing_Food Preparation_Natural Gas_Fryer_E3_Baseline Forecast | Commercial | Restaurant | Existing | Food Preparation | Natural Gas | Fryer | E3 |  | Baseline Forecast | 0 | 0 | 0 | 0 | 0 | 0 | 0 | 0 | 0 | 0 | 0 | 0 | 0 | 0 | 0 | 0 | 0 | 0 | 0 | 0 | 0 | 0 | 0 | 0 | 0 | 0 | 0 | 0 | 0 | 0 | 0 | 0 | 0 | 0 | 0 | 0 | 0 | 0 | 0 | 0 | 0 | 0 | 0 | 0 | 0 | 0 | 0 | 0 | 0 | 0 | 0
Commercial_Restaurant_Existing_Food Preparation_Natural Gas_Fryer_E4_Baseline Forecast | Commercial | Restaurant | Existing | Food Preparation | Natural Gas | Fryer | E4 |  | Baseline Forecast | 0 | 0 | 0 | 0 | 0 | 0 | 0 | 0 | 0 | 0 | 0 | 0 | 0 | 0 | 0 | 0 | 0 | 0 | 0 | 0 | 0 | 0 | 0 | 0 | 0 | 0 | 0 | 0 | 0 | 0 | 0 | 0 | 0 | 0 | 0 | 0 | 0 | 0 | 0 | 0 | 0 | 0 | 0 | 0 | 0 | 0 | 0 | 0 | 0 | 0 | 0
Commercial_Restaurant_Existing_Food Preparation_Natural Gas_Fryer_E5_Baseline Forecast | Commercial | Restaurant | Existing | Food Preparation | Natural Gas | Fryer | E5 |  | Baseline Forecast | 0 | 0 | 0 | 0 | 0 | 0 | 0 | 0 | 0 | 0 | 0 | 0 | 0 | 0 | 0 | 0 | 0 | 0 | 0 | 0 | 0 | 0 | 0 | 0 | 0 | 0 | 0 | 0 | 0 | 0 | 0 | 0 | 0 | 0 | 0 | 0 | 0 | 0 | 0 | 0 | 0 | 0 | 0 | 0 | 0 | 0 | 0 | 0 | 0 | 0 | 0
Commercial_Restaurant_Existing_Food Preparation_Natural Gas_Fryer_E6_Baseline Forecast | Commercial | Restaurant | Existing | Food Preparation | Natural Gas | Fryer | E6 |  | Baseline Forecast | 0 | 0 | 0 | 0 | 0 | 0 | 0 | 0 | 0 | 0 | 0 | 0 | 0 | 0 | 0 | 0 | 0 | 0 | 0 | 0 | 0 | 0 | 0 | 0 | 0 | 0 | 0 | 0 | 0 | 0 | 0 | 0 | 0 | 0 | 0 | 0 | 0 | 0 | 0 | 0 | 0 | 0 | 0 | 0 | 0 | 0 | 0 | 0 | 0 | 0 | 0
Commercial_Restaurant_Existing_Food Preparation_Natural Gas_Fryer_E7_Baseline Forecast | Commercial | Restaurant | Existing | Food Preparation | Natural Gas | Fryer | E7 |  | Baseline Forecast | 0 | 0 | 0 | 0 | 0 | 0 | 0 | 0 | 0 | 0 | 0 | 0 | 0 | 0 | 0 | 0 | 0 | 0 | 0 | 0 | 0 | 0 | 0 | 0 | 0 | 0 | 0 | 0 | 0 | 0 | 0 | 0 | 0 | 0 | 0 | 0 | 0 | 0 | 0 | 0 | 0 | 0 | 0 | 0 | 0 | 0 | 0 | 0 | 0 | 0 | 0
Commercial_Restaurant_Existing_Food Preparation_Natural Gas_Fryer_E8_Baseline Forecast | Commercial | Restaurant | Existing | Food Preparation | Natural Gas | Fryer | E8 |  | Baseline Forecast | 0 | 0 | 0 | 0 | 0 | 0 | 0 | 0 | 0 | 0 | 0 | 0 | 0 | 0 | 0 | 0 | 0 | 0 | 0 | 0 | 0 | 0 | 0 | 0 | 0 | 0 | 0 | 0 | 0 | 0 | 0 | 0 | 0 | 0 | 0 | 0 | 0 | 0 | 0 | 0 | 0 | 0 | 0 | 0 | 0 | 0 | 0 | 0 | 0 | 0 | 0
Commercial_Restaurant_Existing_Food Preparation_Natural Gas_Fryer_E9_Baseline Forecast | Commercial | Restaurant | Existing | Food Preparation | Natural Gas | Fryer | E9 |  | Baseline Forecast | 0 | 0 | 0 | 0 | 0 | 0 | 0 | 0 | 0 | 0 | 0 | 0 | 0 | 0 | 0 | 0 | 0 | 0 | 0 | 0 | 0 | 0 | 0 | 0 | 0 | 0 | 0 | 0 | 0 | 0 | 0 | 0 | 0 | 0 | 0 | 0 | 0 | 0 | 0 | 0 | 0 | 0 | 0 | 0 | 0 | 0 | 0 | 0 | 0 | 0 | 0
Commercial_Restaurant_Existing_Food Preparation_Natural Gas_Fryer_E10_Baseline Forecast | Commercial | Restaurant | Existing | Food Preparation | Natural Gas | Fryer | E10 |  | Baseline Forecast | 0 | 0 | 0 | 0 | 0 | 0 | 0 | 0 | 0 | 0 | 0 | 0 | 0 | 0 | 0 | 0 | 0 | 0 | 0 | 0 | 0 | 0 | 0 | 0 | 0 | 0 | 0 | 0 | 0 | 0 | 0 | 0 | 0 | 0 | 0 | 0 | 0 | 0 | 0 | 0 | 0 | 0 | 0 | 0 | 0 | 0 | 0 | 0 | 0 | 0 | 0
Commercial_Restaurant_Existing_Food Preparation_Natural Gas_Fryer_Vintage_Baseline Forecast | Commercial | Restaurant | Existing | Food Preparation | Natural Gas | Fryer | Vintage |  | Baseline Forecast | 768871.6629 | 712803.4663 | 635648.0221 | 542533.4777 | 438450.5613 | 326512.5852 | 243255.1453 | 181359.333 | 135290.3142 | 100939.8656 | 75314.2104 | 56195.5804 | 41929.4283 | 31283.6576 | 23339.4218 | 17411.9032 | 12989.4109 | 9689.989 | 7228.4918 | 5392.1585 | 4022.2064 | 3000.2168 | 2237.849 | 1669.1628 | 1244.9628 | 928.5392 | 692.5166 | 516.471 | 385.1656 | 287.2332 | 214.1939 | 159.722 | 119.1029 | 0 | 0 | 0 | 0 | 0 | 0 | 0 | 0 | 0 | 0 | 0 | 0 | 0 | 0 | 0 | 0 | 0 | 0
Commercial_Restaurant_Existing_Food Preparation_Natural Gas_Broiler_E1_Baseline Forecast | Commercial | Restaurant | Existing | Food Preparation | Natural Gas | Broiler | E1 |  | Baseline Forecast | 0 | 17048.6582 | 39011.3923 | 64727.7676 | 93320.79 | 124017.9123 | 156371.0481 | 190039.3943 | 224715.3903 | 260077.6666 | 295891.8594 | 331985.4057 | 360209.4424 | 382161.4602 | 399111.6906 | 412085.755 | 421897.3108 | 429195.1967 | 434493.2407 | 438200.4301 | 440638.4769 | 442066.3313 | 442693.5781 | 442684.3717 | 442169.3638 | 441249.0226 | 440006.0374 | 438506.2176 | 436801.9366 | 434934.8739 | 432938.1974 | 430838.3008 | 428670.9543 | 0 | 0 | 0 | 0 | 0 | 0 | 0 | 0 | 0 | 0 | 0 | 0 | 0 | 0 | 0 | 0 | 0 | 0
Commercial_Restaurant_Existing_Food Preparation_Natural Gas_Broiler_E2_Baseline Forecast | Commercial | Restaurant | Existing | Food Preparation | Natural Gas | Broiler | E2 |  | Baseline Forecast | 0 | 5990.0691 | 13706.7054 | 22742.1886 | 32788.3857 | 43573.8611 | 54941.1791 | 66770.598 | 78954.056 | 91378.6396 | 103962.0047 | 116643.5209 | 126560.0743 | 134272.9455 | 140228.4318 | 144786.8869 | 148234.1903 | 150798.3123 | 152659.7873 | 153962.3133 | 154818.9243 | 155320.6029 | 155540.9869 | 155537.7522 | 155356.8035 | 155033.4404 | 154596.7158 | 154069.7521 | 153470.9507 | 152814.9557 | 152113.4207 | 151375.6192 | 150614.1191 | 0 | 0 | 0 | 0 | 0 | 0 | 0 | 0 | 0 | 0 | 0 | 0 | 0 | 0 | 0 | 0 | 0 | 0
Commercial_Restaurant_Existing_Food Preparation_Natural Gas_Broiler_E3_Baseline Forecast | Commercial | Restaurant | Existing | Food Preparation | Natural Gas | Broiler | E3 |  | Baseline Forecast | 0 | 0 | 0 | 0 | 0 | 0 | 0 | 0 | 0 | 0 | 0 | 0 | 0 | 0 | 0 | 0 | 0 | 0 | 0 | 0 | 0 | 0 | 0 | 0 | 0 | 0 | 0 | 0 | 0 | 0 | 0 | 0 | 0 | 0 | 0 | 0 | 0 | 0 | 0 | 0 | 0 | 0 | 0 | 0 | 0 | 0 | 0 | 0 | 0 | 0 | 0
Commercial_Restaurant_Existing_Food Preparation_Natural Gas_Broiler_E4_Baseline Forecast | Commercial | Restaurant | Existing | Food Preparation | Natural Gas | Broiler | E4 |  | Baseline Forecast | 0 | 0 | 0 | 0 | 0 | 0 | 0 | 0 | 0 | 0 | 0 | 0 | 0 | 0 | 0 | 0 | 0 | 0 | 0 | 0 | 0 | 0 | 0 | 0 | 0 | 0 | 0 | 0 | 0 | 0 | 0 | 0 | 0 | 0 | 0 | 0 | 0 | 0 | 0 | 0 | 0 | 0 | 0 | 0 | 0 | 0 | 0 | 0 | 0 | 0 | 0
Commercial_Restaurant_Existing_Food Preparation_Natural Gas_Broiler_E5_Baseline Forecast | Commercial | Restaurant | Existing | Food Preparation | Natural Gas | Broiler | E5 |  | Baseline Forecast | 0 | 0 | 0 | 0 | 0 | 0 | 0 | 0 | 0 | 0 | 0 | 0 | 0 | 0 | 0 | 0 | 0 | 0 | 0 | 0 | 0 | 0 | 0 | 0 | 0 | 0 | 0 | 0 | 0 | 0 | 0 | 0 | 0 | 0 | 0 | 0 | 0 | 0 | 0 | 0 | 0 | 0 | 0 | 0 | 0 | 0 | 0 | 0 | 0 | 0 | 0
Commercial_Restaurant_Existing_Food Preparation_Natural Gas_Broiler_E6_Baseline Forecast | Commercial | Restaurant | Existing | Food Preparation | Natural Gas | Broiler | E6 |  | Baseline Forecast | 0 | 0 | 0 | 0 | 0 | 0 | 0 | 0 | 0 | 0 | 0 | 0 | 0 | 0 | 0 | 0 | 0 | 0 | 0 | 0 | 0 | 0 | 0 | 0 | 0 | 0 | 0 | 0 | 0 | 0 | 0 | 0 | 0 | 0 | 0 | 0 | 0 | 0 | 0 | 0 | 0 | 0 | 0 | 0 | 0 | 0 | 0 | 0 | 0 | 0 | 0
Commercial_Restaurant_Existing_Food Preparation_Natural Gas_Broiler_E7_Baseline Forecast | Commercial | Restaurant | Existing | Food Preparation | Natural Gas | Broiler | E7 |  | Baseline Forecast | 0 | 0 | 0 | 0 | 0 | 0 | 0 | 0 | 0 | 0 | 0 | 0 | 0 | 0 | 0 | 0 | 0 | 0 | 0 | 0 | 0 | 0 | 0 | 0 | 0 | 0 | 0 | 0 | 0 | 0 | 0 | 0 | 0 | 0 | 0 | 0 | 0 | 0 | 0 | 0 | 0 | 0 | 0 | 0 | 0 | 0 | 0 | 0 | 0 | 0 | 0
Commercial_Restaurant_Existing_Food Preparation_Natural Gas_Broiler_E8_Baseline Forecast | Commercial | Restaurant | Existing | Food Preparation | Natural Gas | Broiler | E8 |  | Baseline Forecast | 0 | 0 | 0 | 0 | 0 | 0 | 0 | 0 | 0 | 0 | 0 | 0 | 0 | 0 | 0 | 0 | 0 | 0 | 0 | 0 | 0 | 0 | 0 | 0 | 0 | 0 | 0 | 0 | 0 | 0 | 0 | 0 | 0 | 0 | 0 | 0 | 0 | 0 | 0 | 0 | 0 | 0 | 0 | 0 | 0 | 0 | 0 | 0 | 0 | 0 | 0
Commercial_Restaurant_Existing_Food Preparation_Natural Gas_Broiler_E9_Baseline Forecast | Commercial | Restaurant | Existing | Food Preparation | Natural Gas | Broiler | E9 |  | Baseline Forecast | 0 | 0 | 0 | 0 | 0 | 0 | 0 | 0 | 0 | 0 | 0 | 0 | 0 | 0 | 0 | 0 | 0 | 0 | 0 | 0 | 0 | 0 | 0 | 0 | 0 | 0 | 0 | 0 | 0 | 0 | 0 | 0 | 0 | 0 | 0 | 0 | 0 | 0 | 0 | 0 | 0 | 0 | 0 | 0 | 0 | 0 | 0 | 0 | 0 | 0 | 0
Commercial_Restaurant_Existing_Food Preparation_Natural Gas_Broiler_E10_Baseline Forecast | Commercial | Restaurant | Existing | Food Preparation | Natural Gas | Broiler | E10 |  | Baseline Forecast | 0 | 0 | 0 | 0 | 0 | 0 | 0 | 0 | 0 | 0 | 0 | 0 | 0 | 0 | 0 | 0 | 0 | 0 | 0 | 0 | 0 | 0 | 0 | 0 | 0 | 0 | 0 | 0 | 0 | 0 | 0 | 0 | 0 | 0 | 0 | 0 | 0 | 0 | 0 | 0 | 0 | 0 | 0 | 0 | 0 | 0 | 0 | 0 | 0 | 0 | 0
Commercial_Restaurant_Existing_Food Preparation_Natural Gas_Broiler_Vintage_Baseline Forecast | Commercial | Restaurant | Existing | Food Preparation | Natural Gas | Broiler | Vintage |  | Baseline Forecast | 694696.277 | 668123.0918 | 634909.2636 | 595889.0766 | 552870.5927 | 506586.6755 | 458380.6991 | 408911.1091 | 358482.7975 | 307251.1942 | 255454.257 | 203313.9144 | 161812.7002 | 128777.4771 | 102480.4927 | 81550.3972 | 64893.0243 | 51636.9482 | 41087.8768 | 32693.1961 | 26012.842 | 20696.8771 | 16466.8937 | 13101.1172 | 10423.0474 | 8292.153 | 6596.6882 | 5247.718 | 4174.4644 | 3320.6001 | 2641.3004 | 2100.8944 | 1671.0546 | 0 | 0 | 0 | 0 | 0 | 0 | 0 | 0 | 0 | 0 | 0 | 0 | 0 | 0 | 0 | 0 | 0 | 0
Commercial_Restaurant_Existing_Food Preparation_Natural Gas_Griddle_E1_Baseline Forecast | Commercial | Restaurant | Existing | Food Preparation | Natural Gas | Griddle | E1 |  | Baseline Forecast | 0 | 18688.922 | 42764.7068 | 70955.2733 | 102299.2512 | 135949.766 | 171415.6206 | 208323.2229 | 246335.4217 | 285099.9284 | 324359.8308 | 363925.9635 | 394865.4553 | 418929.4928 | 437510.5171 | 451732.8257 | 462488.3585 | 470488.3793 | 476296.1519 | 480360.0127 | 483032.6258 | 484597.8551 | 485285.4498 | 485275.3577 | 484710.8005 | 483701.9125 | 482339.3389 | 480695.2203 | 478826.9692 | 476780.275 | 474591.4968 | 472289.5677 | 469913.6991 | 0 | 0 | 0 | 0 | 0 | 0 | 0 | 0 | 0 | 0 | 0 | 0 | 0 | 0 | 0 | 0 | 0 | 0
Commercial_Restaurant_Existing_Food Preparation_Natural Gas_Griddle_E2_Baseline Forecast | Commercial | Restaurant | Existing | Food Preparation | Natural Gas | Griddle | E2 |  | Baseline Forecast | 0 | 7633.5034 | 17467.2746 | 28981.7313 | 41784.2012 | 55528.7776 | 70014.831 | 85089.7671 | 100615.8765 | 116449.2665 | 132485.0013 | 148645.8161 | 161283.0733 | 171112.0463 | 178701.4788 | 184510.5908 | 188903.6957 | 192171.3098 | 194543.4987 | 196203.3855 | 197295.0162 | 197934.3352 | 198215.1837 | 198211.0616 | 197980.4678 | 197568.3868 | 197011.8426 | 196340.3013 | 195577.2128 | 194741.2391 | 193847.2311 | 192907.0065 | 191936.5813 | 0 | 0 | 0 | 0 | 0 | 0 | 0 | 0 | 0 | 0 | 0 | 0 | 0 | 0 | 0 | 0 | 0 | 0
Commercial_Restaurant_Existing_Food Preparation_Natural Gas_Griddle_E3_Baseline Forecast | Commercial | Restaurant | Existing | Food Preparation | Natural Gas | Griddle | E3 |  | Baseline Forecast | 0 | 0 | 0 | 0 | 0 | 0 | 0 | 0 | 0 | 0 | 0 | 0 | 0 | 0 | 0 | 0 | 0 | 0 | 0 | 0 | 0 | 0 | 0 | 0 | 0 | 0 | 0 | 0 | 0 | 0 | 0 | 0 | 0 | 0 | 0 | 0 | 0 | 0 | 0 | 0 | 0 | 0 | 0 | 0 | 0 | 0 | 0 | 0 | 0 | 0 | 0
Commercial_Restaurant_Existing_Food Preparation_Natural Gas_Griddle_E4_Baseline Forecast | Commercial | Restaurant | Existing | Food Preparation | Natural Gas | Griddle | E4 |  | Baseline Forecast | 0 | 0 | 0 | 0 | 0 | 0 | 0 | 0 | 0 | 0 | 0 | 0 | 0 | 0 | 0 | 0 | 0 | 0 | 0 | 0 | 0 | 0 | 0 | 0 | 0 | 0 | 0 | 0 | 0 | 0 | 0 | 0 | 0 | 0 | 0 | 0 | 0 | 0 | 0 | 0 | 0 | 0 | 0 | 0 | 0 | 0 | 0 | 0 | 0 | 0 | 0
Commercial_Restaurant_Existing_Food Preparation_Natural Gas_Griddle_E5_Baseline Forecast | Commercial | Restaurant | Existing | Food Preparation | Natural Gas | Griddle | E5 |  | Baseline Forecast | 0 | 0 | 0 | 0 | 0 | 0 | 0 | 0 | 0 | 0 | 0 | 0 | 0 | 0 | 0 | 0 | 0 | 0 | 0 | 0 | 0 | 0 | 0 | 0 | 0 | 0 | 0 | 0 | 0 | 0 | 0 | 0 | 0 | 0 | 0 | 0 | 0 | 0 | 0 | 0 | 0 | 0 | 0 | 0 | 0 | 0 | 0 | 0 | 0 | 0 | 0
Commercial_Restaurant_Existing_Food Preparation_Natural Gas_Griddle_E6_Baseline Forecast | Commercial | Restaurant | Existing | Food Preparation | Natural Gas | Griddle | E6 |  | Baseline Forecast | 0 | 0 | 0 | 0 | 0 | 0 | 0 | 0 | 0 | 0 | 0 | 0 | 0 | 0 | 0 | 0 | 0 | 0 | 0 | 0 | 0 | 0 | 0 | 0 | 0 | 0 | 0 | 0 | 0 | 0 | 0 | 0 | 0 | 0 | 0 | 0 | 0 | 0 | 0 | 0 | 0 | 0 | 0 | 0 | 0 | 0 | 0 | 0 | 0 | 0 | 0
Commercial_Restaurant_Existing_Food Preparation_Natural Gas_Griddle_E7_Baseline Forecast | Commercial | Restaurant | Existing | Food Preparation | Natural Gas | Griddle | E7 |  | Baseline Forecast | 0 | 0 | 0 | 0 | 0 | 0 | 0 | 0 | 0 | 0 | 0 | 0 | 0 | 0 | 0 | 0 | 0 | 0 | 0 | 0 | 0 | 0 | 0 | 0 | 0 | 0 | 0 | 0 | 0 | 0 | 0 | 0 | 0 | 0 | 0 | 0 | 0 | 0 | 0 | 0 | 0 | 0 | 0 | 0 | 0 | 0 | 0 | 0 | 0 | 0 | 0
Commercial_Restaurant_Existing_Food Preparation_Natural Gas_Griddle_E8_Baseline Forecast | Commercial | Restaurant | Existing | Food Preparation | Natural Gas | Griddle | E8 |  | Baseline Forecast | 0 | 0 | 0 | 0 | 0 | 0 | 0 | 0 | 0 | 0 | 0 | 0 | 0 | 0 | 0 | 0 | 0 | 0 | 0 | 0 | 0 | 0 | 0 | 0 | 0 | 0 | 0 | 0 | 0 | 0 | 0 | 0 | 0 | 0 | 0 | 0 | 0 | 0 | 0 | 0 | 0 | 0 | 0 | 0 | 0 | 0 | 0 | 0 | 0 | 0 | 0
Commercial_Restaurant_Existing_Food Preparation_Natural Gas_Griddle_E9_Baseline Forecast | Commercial | Restaurant | Existing | Food Preparation | Natural Gas | Griddle | E9 |  | Baseline Forecast | 0 | 0 | 0 | 0 | 0 | 0 | 0 | 0 | 0 | 0 | 0 | 0 | 0 | 0 | 0 | 0 | 0 | 0 | 0 | 0 | 0 | 0 | 0 | 0 | 0 | 0 | 0 | 0 | 0 | 0 | 0 | 0 | 0 | 0 | 0 | 0 | 0 | 0 | 0 | 0 | 0 | 0 | 0 | 0 | 0 | 0 | 0 | 0 | 0 | 0 | 0
Commercial_Restaurant_Existing_Food Preparation_Natural Gas_Griddle_E10_Baseline Forecast | Commercial | Restaurant | Existing | Food Preparation | Natural Gas | Griddle | E10 |  | Baseline Forecast | 0 | 0 | 0 | 0 | 0 | 0 | 0 | 0 | 0 | 0 | 0 | 0 | 0 | 0 | 0 | 0 | 0 | 0 | 0 | 0 | 0 | 0 | 0 | 0 | 0 | 0 | 0 | 0 | 0 | 0 | 0 | 0 | 0 | 0 | 0 | 0 | 0 | 0 | 0 | 0 | 0 | 0 | 0 | 0 | 0 | 0 | 0 | 0 | 0 | 0 | 0
Commercial_Restaurant_Existing_Food Preparation_Natural Gas_Griddle_Vintage_Baseline Forecast | Commercial | Restaurant | Existing | Food Preparation | Natural Gas | Griddle | Vintage |  | Baseline Forecast | 793710.9843 | 763350.3366 | 725402.5583 | 680820.8438 | 631670.9573 | 578790.2169 | 523713.4672 | 467193.0017 | 409577.1684 | 351043.5507 | 291864.0225 | 232292.1433 | 184875.7821 | 147132.0654 | 117086.9852 | 93173.7338 | 74142.1941 | 58996.7361 | 46944.111 | 37352.9407 | 29720.4392 | 23646.7924 | 18813.9117 | 14968.4128 | 11908.6391 | 9474.0294 | 7536.9108 | 5995.6726 | 4769.4486 | 3793.8836 | 3017.7636 | 2400.3338 | 1909.2292 | 0 | 0 | 0 | 0 | 0 | 0 | 0 | 0 | 0 | 0 | 0 | 0 | 0 | 0 | 0 | 0 | 0 | 0
Commercial_Restaurant_Existing_Food Preparation_Natural Gas_Range_E1_Baseline Forecast | Commercial | Restaurant | Existing | Food Preparation | Natural Gas | Range | E1 |  | Baseline Forecast | 0 | 12004.6401 | 27469.4771 | 45577.4024 | 65710.8898 | 87325.9577 | 110107.0909 | 133814.3161 | 158231.0677 | 183131.0567 | 202658.3056 | 217911.3276 | 229755.8546 | 238882.2774 | 245839.5768 | 251073.7081 | 254937.7532 | 257713.3969 | 259623.2344 | 260844.4447 | 261515.787 | 261749.4363 | 261636.731 | 261248.788 | 260642.2111 | 259859.9813 | 258937.9186 | 257904.5308 | 256782.5055 | 255589.8976 | 254341.0747 | 253047.4702 | 251726.8537 | 0 | 0 | 0 | 0 | 0 | 0 | 0 | 0 | 0 | 0 | 0 | 0 | 0 | 0 | 0 | 0 | 0 | 0
Commercial_Restaurant_Existing_Food Preparation_Natural Gas_Range_E2_Baseline Forecast | Commercial | Restaurant | Existing | Food Preparation | Natural Gas | Range | E2 |  | Baseline Forecast | 0 | 17274.9699 | 39529.2475 | 65586.9938 | 94559.5731 | 125664.1831 | 158446.7894 | 192562.0646 | 227698.3657 | 263530.0572 | 291630.2446 | 313579.7153 | 330624.2786 | 343757.4236 | 353769.1471 | 361301.1897 | 366861.6448 | 370855.8638 | 373604.1666 | 375361.5179 | 376327.5959 | 376663.823 | 376501.6373 | 375943.3778 | 375070.4989 | 373944.8511 | 372617.9804 | 371130.9102 | 369516.2885 | 367800.0965 | 366003.01 | 364141.4816 | 362241.0822 | 0 | 0 | 0 | 0 | 0 | 0 | 0 | 0 | 0 | 0 | 0 | 0 | 0 | 0 | 0 | 0 | 0 | 0
Commercial_Restaurant_Existing_Food Preparation_Natural Gas_Range_E3_Baseline Forecast | Commercial | Restaurant | Existing | Food Preparation | Natural Gas | Range | E3 |  | Baseline Forecast | 0 | 0 | 0 | 0 | 0 | 0 | 0 | 0 | 0 | 0 | 0 | 0 | 0 | 0 | 0 | 0 | 0 | 0 | 0 | 0 | 0 | 0 | 0 | 0 | 0 | 0 | 0 | 0 | 0 | 0 | 0 | 0 | 0 | 0 | 0 | 0 | 0 | 0 | 0 | 0 | 0 | 0 | 0 | 0 | 0 | 0 | 0 | 0 | 0 | 0 | 0
Commercial_Restaurant_Existing_Food Preparation_Natural Gas_Range_E4_Baseline Forecast | Commercial | Restaurant | Existing | Food Preparation | Natural Gas | Range | E4 |  | Baseline Forecast | 0 | 0 | 0 | 0 | 0 | 0 | 0 | 0 | 0 | 0 | 0 | 0 | 0 | 0 | 0 | 0 | 0 | 0 | 0 | 0 | 0 | 0 | 0 | 0 | 0 | 0 | 0 | 0 | 0 | 0 | 0 | 0 | 0 | 0 | 0 | 0 | 0 | 0 | 0 | 0 | 0 | 0 | 0 | 0 | 0 | 0 | 0 | 0 | 0 | 0 | 0
Commercial_Restaurant_Existing_Food Preparation_Natural Gas_Range_E5_Baseline Forecast | Commercial | Restaurant | Existing | Food Preparation | Natural Gas | Range | E5 |  | Baseline Forecast | 0 | 0 | 0 | 0 | 0 | 0 | 0 | 0 | 0 | 0 | 0 | 0 | 0 | 0 | 0 | 0 | 0 | 0 | 0 | 0 | 0 | 0 | 0 | 0 | 0 | 0 | 0 | 0 | 0 | 0 | 0 | 0 | 0 | 0 | 0 | 0 | 0 | 0 | 0 | 0 | 0 | 0 | 0 | 0 | 0 | 0 | 0 | 0 | 0 | 0 | 0
Commercial_Restaurant_Existing_Food Preparation_Natural Gas_Range_E6_Baseline Forecast | Commercial | Restaurant | Existing | Food Preparation | Natural Gas | Range | E6 |  | Baseline Forecast | 0 | 0 | 0 | 0 | 0 | 0 | 0 | 0 | 0 | 0 | 0 | 0 | 0 | 0 | 0 | 0 | 0 | 0 | 0 | 0 | 0 | 0 | 0 | 0 | 0 | 0 | 0 | 0 | 0 | 0 | 0 | 0 | 0 | 0 | 0 | 0 | 0 | 0 | 0 | 0 | 0 | 0 | 0 | 0 | 0 | 0 | 0 | 0 | 0 | 0 | 0
Commercial_Restaurant_Existing_Food Preparation_Natural Gas_Range_E7_Baseline Forecast | Commercial | Restaurant | Existing | Food Preparation | Natural Gas | Range | E7 |  | Baseline Forecast | 0 | 0 | 0 | 0 | 0 | 0 | 0 | 0 | 0 | 0 | 0 | 0 | 0 | 0 | 0 | 0 | 0 | 0 | 0 | 0 | 0 | 0 | 0 | 0 | 0 | 0 | 0 | 0 | 0 | 0 | 0 | 0 | 0 | 0 | 0 | 0 | 0 | 0 | 0 | 0 | 0 | 0 | 0 | 0 | 0 | 0 | 0 | 0 | 0 | 0 | 0
Commercial_Restaurant_Existing_Food Preparation_Natural Gas_Range_E8_Baseline Forecast | Commercial | Restaurant | Existing | Food Preparation | Natural Gas | Range | E8 |  | Baseline Forecast | 0 | 0 | 0 | 0 | 0 | 0 | 0 | 0 | 0 | 0 | 0 | 0 | 0 | 0 | 0 | 0 | 0 | 0 | 0 | 0 | 0 | 0 | 0 | 0 | 0 | 0 | 0 | 0 | 0 | 0 | 0 | 0 | 0 | 0 | 0 | 0 | 0 | 0 | 0 | 0 | 0 | 0 | 0 | 0 | 0 | 0 | 0 | 0 | 0 | 0 | 0
Commercial_Restaurant_Existing_Food Preparation_Natural Gas_Range_E9_Baseline Forecast | Commercial | Restaurant | Existing | Food Preparation | Natural Gas | Range | E9 |  | Baseline Forecast | 0 | 0 | 0 | 0 | 0 | 0 | 0 | 0 | 0 | 0 | 0 | 0 | 0 | 0 | 0 | 0 | 0 | 0 | 0 | 0 | 0 | 0 | 0 | 0 | 0 | 0 | 0 | 0 | 0 | 0 | 0 | 0 | 0 | 0 | 0 | 0 | 0 | 0 | 0 | 0 | 0 | 0 | 0 | 0 | 0 | 0 | 0 | 0 | 0 | 0 | 0
Commercial_Restaurant_Existing_Food Preparation_Natural Gas_Range_E10_Baseline Forecast | Commercial | Restaurant | Existing | Food Preparation | Natural Gas | Range | E10 |  | Baseline Forecast | 0 | 0 | 0 | 0 | 0 | 0 | 0 | 0 | 0 | 0 | 0 | 0 | 0 | 0 | 0 | 0 | 0 | 0 | 0 | 0 | 0 | 0 | 0 | 0 | 0 | 0 | 0 | 0 | 0 | 0 | 0 | 0 | 0 | 0 | 0 | 0 | 0 | 0 | 0 | 0 | 0 | 0 | 0 | 0 | 0 | 0 | 0 | 0 | 0 | 0 | 0
Commercial_Restaurant_Existing_Food Preparation_Natural Gas_Range_Vintage_Baseline Forecast | Commercial | Restaurant | Existing | Food Preparation | Natural Gas | Range | Vintage |  | Baseline Forecast | 735733.4976 | 702710.6416 | 661248.2812 | 612562.1415 | 558818.1177 | 501013.4958 | 440699.2643 | 378670.3146 | 315337.5841 | 250957.6717 | 199730.0474 | 158963.4804 | 126515.2464 | 100686.2516 | 80125.6315 | 63761.1793 | 50737.4078 | 40372.9819 | 32125.061 | 25561.5768 | 20338.4599 | 16182.1075 | 12874.843 | 10243.2694 | 8149.3876 | 6483.3217 | 5157.7016 | 4102.9928 | 3263.8562 | 2596.252 | 2065.1331 | 1642.6101 | 1306.5346 | 0 | 0 | 0 | 0 | 0 | 0 | 0 | 0 | 0 | 0 | 0 | 0 | 0 | 0 | 0 | 0 | 0 | 0
Commercial_Restaurant_Existing_Food Preparation_Natural Gas_Steamer_E1_Baseline Forecast | Commercial | Restaurant | Existing | Food Preparation | Natural Gas | Steamer | E1 |  | Baseline Forecast | 0 | 937.4015 | 1994.7446 | 1982.3625 | 1969.6587 | 1955.7305 | 1942.7184 | 1931.1965 | 1920.8436 | 1910.8507 | 1802.2367 | 1593.7613 | 1409.374 | 1246.2669 | 1101.9702 | 974.3438 | 861.4729 | 761.6609 | 673.3987 | 334.3755 | 0 | 0 | 0 | 0 | 0 | 0 | 0 | 0 | 0 | 0 | 0 | 0 | 0 | 0 | 0 | 0 | 0 | 0 | 0 | 0 | 0 | 0 | 0 | 0 | 0 | 0 | 0 | 0 | 0 | 0 | 0
Commercial_Restaurant_Existing_Food Preparation_Natural Gas_Steamer_E2_Baseline Forecast | Commercial | Restaurant | Existing | Food Preparation | Natural Gas | Steamer | E2 |  | Baseline Forecast | 0 | 937.4015 | 1994.7446 | 4322.2941 | 6821.6446 | 9460.9721 | 12225.2203 | 15102.321 | 18078.2042 | 21133.9073 | 23908.9256 | 26448.4987 | 28666.5015 | 30599.4081 | 32279.4014 | 33736.1527 | 34995.6434 | 36080.9429 | 37012.2228 | 38068.3029 | 39008.0404 | 39514.6022 | 39934.0847 | 40276.5969 | 40551.0805 | 40765.1202 | 40925.6985 | 41038.9922 | 41110.4646 | 41144.9486 | 41146.7186 | 41119.5551 | 41068.217 | 0 | 0 | 0 | 0 | 0 | 0 | 0 | 0 | 0 | 0 | 0 | 0 | 0 | 0 | 0 | 0 | 0 | 0
Commercial_Restaurant_Existing_Food Preparation_Natural Gas_Steamer_E3_Baseline Forecast | Commercial | Restaurant | Existing | Food Preparation | Natural Gas | Steamer | E3 |  | Baseline Forecast | 0 | 0 | 0 | 0 | 0 | 0 | 0 | 0 | 0 | 0 | 0 | 0 | 0 | 0 | 0 | 0 | 0 | 0 | 0 | 0 | 0 | 0 | 0 | 0 | 0 | 0 | 0 | 0 | 0 | 0 | 0 | 0 | 0 | 0 | 0 | 0 | 0 | 0 | 0 | 0 | 0 | 0 | 0 | 0 | 0 | 0 | 0 | 0 | 0 | 0 | 0
Commercial_Restaurant_Existing_Food Preparation_Natural Gas_Steamer_E4_Baseline Forecast | Commercial | Restaurant | Existing | Food Preparation | Natural Gas | Steamer | E4 |  | Baseline Forecast | 0 | 0 | 0 | 0 | 0 | 0 | 0 | 0 | 0 | 0 | 0 | 0 | 0 | 0 | 0 | 0 | 0 | 0 | 0 | 0 | 0 | 0 | 0 | 0 | 0 | 0 | 0 | 0 | 0 | 0 | 0 | 0 | 0 | 0 | 0 | 0 | 0 | 0 | 0 | 0 | 0 | 0 | 0 | 0 | 0 | 0 | 0 | 0 | 0 | 0 | 0
Commercial_Restaurant_Existing_Food Preparation_Natural Gas_Steamer_E5_Baseline Forecast | Commercial | Restaurant | Existing | Food Preparation | Natural Gas | Steamer | E5 |  | Baseline Forecast | 0 | 0 | 0 | 0 | 0 | 0 | 0 | 0 | 0 | 0 | 0 | 0 | 0 | 0 | 0 | 0 | 0 | 0 | 0 | 0 | 0 | 0 | 0 | 0 | 0 | 0 | 0 | 0 | 0 | 0 | 0 | 0 | 0 | 0 | 0 | 0 | 0 | 0 | 0 | 0 | 0 | 0 | 0 | 0 | 0 | 0 | 0 | 0 | 0 | 0 | 0
Commercial_Restaurant_Existing_Food Preparation_Natural Gas_Steamer_E6_Baseline Forecast | Commercial | Restaurant | Existing | Food Preparation | Natural Gas | Steamer | E6 |  | Baseline Forecast | 0 | 0 | 0 | 0 | 0 | 0 | 0 | 0 | 0 | 0 | 0 | 0 | 0 | 0 | 0 | 0 | 0 | 0 | 0 | 0 | 0 | 0 | 0 | 0 | 0 | 0 | 0 | 0 | 0 | 0 | 0 | 0 | 0 | 0 | 0 | 0 | 0 | 0 | 0 | 0 | 0 | 0 | 0 | 0 | 0 | 0 | 0 | 0 | 0 | 0 | 0
Commercial_Restaurant_Existing_Food Preparation_Natural Gas_Steamer_E7_Baseline Forecast | Commercial | Restaurant | Existing | Food Preparation | Natural Gas | Steamer | E7 |  | Baseline Forecast | 0 | 0 | 0 | 0 | 0 | 0 | 0 | 0 | 0 | 0 | 0 | 0 | 0 | 0 | 0 | 0 | 0 | 0 | 0 | 0 | 0 | 0 | 0 | 0 | 0 | 0 | 0 | 0 | 0 | 0 | 0 | 0 | 0 | 0 | 0 | 0 | 0 | 0 | 0 | 0 | 0 | 0 | 0 | 0 | 0 | 0 | 0 | 0 | 0 | 0 | 0
Commercial_Restaurant_Existing_Food Preparation_Natural Gas_Steamer_E8_Baseline Forecast | Commercial | Restaurant | Existing | Food Preparation | Natural Gas | Steamer | E8 |  | Baseline Forecast | 0 | 0 | 0 | 0 | 0 | 0 | 0 | 0 | 0 | 0 | 0 | 0 | 0 | 0 | 0 | 0 | 0 | 0 | 0 | 0 | 0 | 0 | 0 | 0 | 0 | 0 | 0 | 0 | 0 | 0 | 0 | 0 | 0 | 0 | 0 | 0 | 0 | 0 | 0 | 0 | 0 | 0 | 0 | 0 | 0 | 0 | 0 | 0 | 0 | 0 | 0
Commercial_Restaurant_Existing_Food Preparation_Natural Gas_Steamer_E9_Baseline Forecast | Commercial | Restaurant | Existing | Food Preparation | Natural Gas | Steamer | E9 |  | Baseline Forecast | 0 | 0 | 0 | 0 | 0 | 0 | 0 | 0 | 0 | 0 | 0 | 0 | 0 | 0 | 0 | 0 | 0 | 0 | 0 | 0 | 0 | 0 | 0 | 0 | 0 | 0 | 0 | 0 | 0 | 0 | 0 | 0 | 0 | 0 | 0 | 0 | 0 | 0 | 0 | 0 | 0 | 0 | 0 | 0 | 0 | 0 | 0 | 0 | 0 | 0 | 0
Commercial_Restaurant_Existing_Food Preparation_Natural Gas_Steamer_E10_Baseline Forecast | Commercial | Restaurant | Existing | Food Preparation | Natural Gas | Steamer | E10 |  | Baseline Forecast | 0 | 0 | 0 | 0 | 0 | 0 | 0 | 0 | 0 | 0 | 0 | 0 | 0 | 0 | 0 | 0 | 0 | 0 | 0 | 0 | 0 | 0 | 0 | 0 | 0 | 0 | 0 | 0 | 0 | 0 | 0 | 0 | 0 | 0 | 0 | 0 | 0 | 0 | 0 | 0 | 0 | 0 | 0 | 0 | 0 | 0 | 0 | 0 | 0 | 0 | 0
Commercial_Restaurant_Existing_Food Preparation_Natural Gas_Steamer_Vintage_Baseline Forecast | Commercial | Restaurant | Existing | Food Preparation | Natural Gas | Steamer | Vintage |  | Baseline Forecast | 50878.5408 | 48744.8792 | 46371.3346 | 43743.561 | 40936.1834 | 37959.1424 | 34879.3932 | 31722.9237 | 28496.0156 | 25198.0174 | 22282.6475 | 19705.0816 | 17425.3388 | 15408.7011 | 13624.633 | 12046.6746 | 10651.1525 | 9417.0884 | 8325.8248 | 7360.858 | 6507.5326 | 5752.9535 | 5085.7524 | 4495.8246 | 3974.2321 | 3513.0418 | 3105.2706 | 2744.7417 | 2425.9913 | 2144.1864 | 1895.0525 | 1674.8085 | 1480.1614 | 0 | 0 | 0 | 0 | 0 | 0 | 0 | 0 | 0 | 0 | 0 | 0 | 0 | 0 | 0 | 0 | 0 | 0
Commercial_Restaurant_Existing_Food Preparation_Natural Gas_Food Prep Other_E1_Baseline Forecast | Commercial | Restaurant | Existing | Food Preparation | Natural Gas | Food Prep Other | E1 |  | Baseline Forecast | 0 | 84.3223 | 192.9495 | 320.1422 | 461.5627 | 613.39 | 773.408 | 939.9309 | 1111.4377 | 1286.3388 | 1423.5009 | 1530.6404 | 1613.838 | 1677.9433 | 1726.8124 | 1763.5777 | 1790.7193 | 1810.2158 | 1823.6308 | 1832.2087 | 1836.9243 | 1838.5655 | 1837.7738 | 1835.0489 | 1830.7882 | 1825.2937 | 1818.817 | 1811.5583 | 1803.6771 | 1795.3 | 1786.5281 | 1777.4417 | 1768.1655 | 0 | 0 | 0 | 0 | 0 | 0 | 0 | 0 | 0 | 0 | 0 | 0 | 0 | 0 | 0 | 0 | 0 | 0
Commercial_Restaurant_Existing_Food Preparation_Natural Gas_Food Prep Other_E2_Baseline Forecast | Commercial | Restaurant | Existing | Food Preparation | Natural Gas | Food Prep Other | E2 |  | Baseline Forecast | 0 | 29.6268 | 67.7931 | 112.4824 | 162.1707 | 215.5154 | 271.7379 | 330.246 | 390.5051 | 451.9569 | 500.149 | 537.7926 | 567.0242 | 589.5476 | 606.7179 | 619.6354 | 629.1716 | 636.0218 | 640.7351 | 643.749 | 645.4058 | 645.9825 | 645.7043 | 644.7469 | 643.2499 | 641.3194 | 639.0438 | 636.4935 | 633.7244 | 630.7811 | 627.6991 | 624.5065 | 621.2473 | 0 | 0 | 0 | 0 | 0 | 0 | 0 | 0 | 0 | 0 | 0 | 0 | 0 | 0 | 0 | 0 | 0 | 0
Commercial_Restaurant_Existing_Food Preparation_Natural Gas_Food Prep Other_E3_Baseline Forecast | Commercial | Restaurant | Existing | Food Preparation | Natural Gas | Food Prep Other | E3 |  | Baseline Forecast | 0 | 0 | 0 | 0 | 0 | 0 | 0 | 0 | 0 | 0 | 0 | 0 | 0 | 0 | 0 | 0 | 0 | 0 | 0 | 0 | 0 | 0 | 0 | 0 | 0 | 0 | 0 | 0 | 0 | 0 | 0 | 0 | 0 | 0 | 0 | 0 | 0 | 0 | 0 | 0 | 0 | 0 | 0 | 0 | 0 | 0 | 0 | 0 | 0 | 0 | 0
Commercial_Restaurant_Existing_Food Preparation_Natural Gas_Food Prep Other_E4_Baseline Forecast | Commercial | Restaurant | Existing | Food Preparation | Natural Gas | Food Prep Other | E4 |  | Baseline Forecast | 0 | 0 | 0 | 0 | 0 | 0 | 0 | 0 | 0 | 0 | 0 | 0 | 0 | 0 | 0 | 0 | 0 | 0 | 0 | 0 | 0 | 0 | 0 | 0 | 0 | 0 | 0 | 0 | 0 | 0 | 0 | 0 | 0 | 0 | 0 | 0 | 0 | 0 | 0 | 0 | 0 | 0 | 0 | 0 | 0 | 0 | 0 | 0 | 0 | 0 | 0
Commercial_Restaurant_Existing_Food Preparation_Natural Gas_Food Prep Other_E5_Baseline Forecast | Commercial | Restaurant | Existing | Food Preparation | Natural Gas | Food Prep Other | E5 |  | Baseline Forecast | 0 | 0 | 0 | 0 | 0 | 0 | 0 | 0 | 0 | 0 | 0 | 0 | 0 | 0 | 0 | 0 | 0 | 0 | 0 | 0 | 0 | 0 | 0 | 0 | 0 | 0 | 0 | 0 | 0 | 0 | 0 | 0 | 0 | 0 | 0 | 0 | 0 | 0 | 0 | 0 | 0 | 0 | 0 | 0 | 0 | 0 | 0 | 0 | 0 | 0 | 0
Commercial_Restaurant_Existing_Food Preparation_Natural Gas_Food Prep Other_E6_Baseline Forecast | Commercial | Restaurant | Existing | Food Preparation | Natural Gas | Food Prep Other | E6 |  | Baseline Forecast | 0 | 0 | 0 | 0 | 0 | 0 | 0 | 0 | 0 | 0 | 0 | 0 | 0 | 0 | 0 | 0 | 0 | 0 | 0 | 0 | 0 | 0 | 0 | 0 | 0 | 0 | 0 | 0 | 0 | 0 | 0 | 0 | 0 | 0 | 0 | 0 | 0 | 0 | 0 | 0 | 0 | 0 | 0 | 0 | 0 | 0 | 0 | 0 | 0 | 0 | 0
Commercial_Restaurant_Existing_Food Preparation_Natural Gas_Food Prep Other_E7_Baseline Forecast | Commercial | Restaurant | Existing | Food Preparation | Natural Gas | Food Prep Other | E7 |  | Baseline Forecast | 0 | 0 | 0 | 0 | 0 | 0 | 0 | 0 | 0 | 0 | 0 | 0 | 0 | 0 | 0 | 0 | 0 | 0 | 0 | 0 | 0 | 0 | 0 | 0 | 0 | 0 | 0 | 0 | 0 | 0 | 0 | 0 | 0 | 0 | 0 | 0 | 0 | 0 | 0 | 0 | 0 | 0 | 0 | 0 | 0 | 0 | 0 | 0 | 0 | 0 | 0
Commercial_Restaurant_Existing_Food Preparation_Natural Gas_Food Prep Other_E8_Baseline Forecast | Commercial | Restaurant | Existing | Food Preparation | Natural Gas | Food Prep Other | E8 |  | Baseline Forecast | 0 | 0 | 0 | 0 | 0 | 0 | 0 | 0 | 0 | 0 | 0 | 0 | 0 | 0 | 0 | 0 | 0 | 0 | 0 | 0 | 0 | 0 | 0 | 0 | 0 | 0 | 0 | 0 | 0 | 0 | 0 | 0 | 0 | 0 | 0 | 0 | 0 | 0 | 0 | 0 | 0 | 0 | 0 | 0 | 0 | 0 | 0 | 0 | 0 | 0 | 0
Commercial_Restaurant_Existing_Food Preparation_Natural Gas_Food Prep Other_E9_Baseline Forecast | Commercial | Restaurant | Existing | Food Preparation | Natural Gas | Food Prep Other | E9 |  | Baseline Forecast | 0 | 0 | 0 | 0 | 0 | 0 | 0 | 0 | 0 | 0 | 0 | 0 | 0 | 0 | 0 | 0 | 0 | 0 | 0 | 0 | 0 | 0 | 0 | 0 | 0 | 0 | 0 | 0 | 0 | 0 | 0 | 0 | 0 | 0 | 0 | 0 | 0 | 0 | 0 | 0 | 0 | 0 | 0 | 0 | 0 | 0 | 0 | 0 | 0 | 0 | 0
Commercial_Restaurant_Existing_Food Preparation_Natural Gas_Food Prep Other_E10_Baseline Forecast | Commercial | Restaurant | Existing | Food Preparation | Natural Gas | Food Prep Other | E10 |  | Baseline Forecast | 0 | 0 | 0 | 0 | 0 | 0 | 0 | 0 | 0 | 0 | 0 | 0 | 0 | 0 | 0 | 0 | 0 | 0 | 0 | 0 | 0 | 0 | 0 | 0 | 0 | 0 | 0 | 0 | 0 | 0 | 0 | 0 | 0 | 0 | 0 | 0 | 0 | 0 | 0 | 0 | 0 | 0 | 0 | 0 | 0 | 0 | 0 | 0 | 0 | 0 | 0
Commercial_Restaurant_Existing_Food Preparation_Natural Gas_Food Prep Other_Vintage_Baseline Forecast | Commercial | Restaurant | Existing | Food Preparation | Natural Gas | Food Prep Other | Vintage |  | Baseline Forecast | 2863.2945 | 2734.7776 | 2573.4163 | 2383.9418 | 2174.7832 | 1949.8218 | 1715.0936 | 1473.6921 | 1227.2166 | 976.6658 | 777.3004 | 618.6469 | 492.3663 | 391.8462 | 311.8293 | 248.1429 | 197.4576 | 157.1218 | 125.0229 | 99.4794 | 79.1523 | 62.9768 | 50.1057 | 39.8643 | 31.7154 | 25.2315 | 20.0725 | 15.9678 | 12.7021 | 10.104 | 8.037 | 6.3926 | 5.0847 | 0 | 0 | 0 | 0 | 0 | 0 | 0 | 0 | 0 | 0 | 0 | 0 | 0 | 0 | 0 | 0 | 0 | 0
Commercial_Restaurant_Existing_Miscellaneous_Natural Gas_Pool Heater_E1_Baseline Forecast | Commercial | Restaurant | Existing | Miscellaneous | Natural Gas | Pool Heater | E1 |  | Baseline Forecast | 0 | 0 | 0 | 0 | 0 | 0 | 0 | 0 | 0 | 0 | 0 | 0 | 0 | 0 | 0 | 0 | 0 | 0 | 0 | 0 | 0 | 0 | 0 | 0 | 0 | 0 | 0 | 0 | 0 | 0 | 0 | 0 | 0 | 0 | 0 | 0 | 0 | 0 | 0 | 0 | 0 | 0 | 0 | 0 | 0 | 0 | 0 | 0 | 0 | 0 | 0
Commercial_Restaurant_Existing_Miscellaneous_Natural Gas_Pool Heater_E2_Baseline Forecast | Commercial | Restaurant | Existing | Miscellaneous | Natural Gas | Pool Heater | E2 |  | Baseline Forecast | 0 | 0 | 0 | 0 | 0 | 0 | 0 | 0 | 0 | 0 | 0 | 0 | 0 | 0 | 0 | 0 | 0 | 0 | 0 | 0 | 0 | 0 | 0 | 0 | 0 | 0 | 0 | 0 | 0 | 0 | 0 | 0 | 0 | 0 | 0 | 0 | 0 | 0 | 0 | 0 | 0 | 0 | 0 | 0 | 0 | 0 | 0 | 0 | 0 | 0 | 0
Commercial_Restaurant_Existing_Miscellaneous_Natural Gas_Pool Heater_E3_Baseline Forecast | Commercial | Restaurant | Existing | Miscellaneous | Natural Gas | Pool Heater | E3 |  | Baseline Forecast | 0 | 0 | 0 | 0 | 0 | 0 | 0 | 0 | 0 | 0 | 0 | 0 | 0 | 0 | 0 | 0 | 0 | 0 | 0 | 0 | 0 | 0 | 0 | 0 | 0 | 0 | 0 | 0 | 0 | 0 | 0 | 0 | 0 | 0 | 0 | 0 | 0 | 0 | 0 | 0 | 0 | 0 | 0 | 0 | 0 | 0 | 0 | 0 | 0 | 0 | 0
Commercial_Restaurant_Existing_Miscellaneous_Natural Gas_Pool Heater_E4_Baseline Forecast | Commercial | Restaurant | Existing | Miscellaneous | Natural Gas | Pool Heater | E4 |  | Baseline Forecast | 0 | 0 | 0 | 0 | 0 | 0 | 0 | 0 | 0 | 0 | 0 | 0 | 0 | 0 | 0 | 0 | 0 | 0 | 0 | 0 | 0 | 0 | 0 | 0 | 0 | 0 | 0 | 0 | 0 | 0 | 0 | 0 | 0 | 0 | 0 | 0 | 0 | 0 | 0 | 0 | 0 | 0 | 0 | 0 | 0 | 0 | 0 | 0 | 0 | 0 | 0
Commercial_Restaurant_Existing_Miscellaneous_Natural Gas_Pool Heater_E5_Baseline Forecast | Commercial | Restaurant | Existing | Miscellaneous | Natural Gas | Pool Heater | E5 |  | Baseline Forecast | 0 | 0 | 0 | 0 | 0 | 0 | 0 | 0 | 0 | 0 | 0 | 0 | 0 | 0 | 0 | 0 | 0 | 0 | 0 | 0 | 0 | 0 | 0 | 0 | 0 | 0 | 0 | 0 | 0 | 0 | 0 | 0 | 0 | 0 | 0 | 0 | 0 | 0 | 0 | 0 | 0 | 0 | 0 | 0 | 0 | 0 | 0 | 0 | 0 | 0 | 0
Commercial_Restaurant_Existing_Miscellaneous_Natural Gas_Pool Heater_E6_Baseline Forecast | Commercial | Restaurant | Existing | Miscellaneous | Natural Gas | Pool Heater | E6 |  | Baseline Forecast | 0 | 0 | 0 | 0 | 0 | 0 | 0 | 0 | 0 | 0 | 0 | 0 | 0 | 0 | 0 | 0 | 0 | 0 | 0 | 0 | 0 | 0 | 0 | 0 | 0 | 0 | 0 | 0 | 0 | 0 | 0 | 0 | 0 | 0 | 0 | 0 | 0 | 0 | 0 | 0 | 0 | 0 | 0 | 0 | 0 | 0 | 0 | 0 | 0 | 0 | 0
Commercial_Restaurant_Existing_Miscellaneous_Natural Gas_Pool Heater_E7_Baseline Forecast | Commercial | Restaurant | Existing | Miscellaneous | Natural Gas | Pool Heater | E7 |  | Baseline Forecast | 0 | 0 | 0 | 0 | 0 | 0 | 0 | 0 | 0 | 0 | 0 | 0 | 0 | 0 | 0 | 0 | 0 | 0 | 0 | 0 | 0 | 0 | 0 | 0 | 0 | 0 | 0 | 0 | 0 | 0 | 0 | 0 | 0 | 0 | 0 | 0 | 0 | 0 | 0 | 0 | 0 | 0 | 0 | 0 | 0 | 0 | 0 | 0 | 0 | 0 | 0
Commercial_Restaurant_Existing_Miscellaneous_Natural Gas_Pool Heater_E8_Baseline Forecast | Commercial | Restaurant | Existing | Miscellaneous | Natural Gas | Pool Heater | E8 |  | Baseline Forecast | 0 | 0 | 0 | 0 | 0 | 0 | 0 | 0 | 0 | 0 | 0 | 0 | 0 | 0 | 0 | 0 | 0 | 0 | 0 | 0 | 0 | 0 | 0 | 0 | 0 | 0 | 0 | 0 | 0 | 0 | 0 | 0 | 0 | 0 | 0 | 0 | 0 | 0 | 0 | 0 | 0 | 0 | 0 | 0 | 0 | 0 | 0 | 0 | 0 | 0 | 0
Commercial_Restaurant_Existing_Miscellaneous_Natural Gas_Pool Heater_E9_Baseline Forecast | Commercial | Restaurant | Existing | Miscellaneous | Natural Gas | Pool Heater | E9 |  | Baseline Forecast | 0 | 0 | 0 | 0 | 0 | 0 | 0 | 0 | 0 | 0 | 0 | 0 | 0 | 0 | 0 | 0 | 0 | 0 | 0 | 0 | 0 | 0 | 0 | 0 | 0 | 0 | 0 | 0 | 0 | 0 | 0 | 0 | 0 | 0 | 0 | 0 | 0 | 0 | 0 | 0 | 0 | 0 | 0 | 0 | 0 | 0 | 0 | 0 | 0 | 0 | 0
Commercial_Restaurant_Existing_Miscellaneous_Natural Gas_Pool Heater_E10_Baseline Forecast | Commercial | Restaurant | Existing | Miscellaneous | Natural Gas | Pool Heater | E10 |  | Baseline Forecast | 0 | 0 | 0 | 0 | 0 | 0 | 0 | 0 | 0 | 0 | 0 | 0 | 0 | 0 | 0 | 0 | 0 | 0 | 0 | 0 | 0 | 0 | 0 | 0 | 0 | 0 | 0 | 0 | 0 | 0 | 0 | 0 | 0 | 0 | 0 | 0 | 0 | 0 | 0 | 0 | 0 | 0 | 0 | 0 | 0 | 0 | 0 | 0 | 0 | 0 | 0
Commercial_Restaurant_Existing_Miscellaneous_Natural Gas_Pool Heater_Vintage_Baseline Forecast | Commercial | Restaurant | Existing | Miscellaneous | Natural Gas | Pool Heater | Vintage |  | Baseline Forecast | 0 | 0 | 0 | 0 | 0 | 0 | 0 | 0 | 0 | 0 | 0 | 0 | 0 | 0 | 0 | 0 | 0 | 0 | 0 | 0 | 0 | 0 | 0 | 0 | 0 | 0 | 0 | 0 | 0 | 0 | 0 | 0 | 0 | 0 | 0 | 0 | 0 | 0 | 0 | 0 | 0 | 0 | 0 | 0 | 0 | 0 | 0 | 0 | 0 | 0 | 0
Commercial_Restaurant_Existing_Miscellaneous_Natural Gas_Miscellaneous_E1_Baseline Forecast | Commercial | Restaurant | Existing | Miscellaneous | Natural Gas | Miscellaneous | E1 |  | Baseline Forecast | 0 | 77065.8836 | 167947.7189 | 270054.7069 | 356171.3356 | 428417.9067 | 489225.5828 | 540564.532 | 583909.2066 | 620301.8062 | 650723.6053 | 676053.5636 | 697017.71 | 714243.1174 | 728264.3262 | 739564.4716 | 748548.6795 | 755563.9063 | 760900.9467 | 764807.8324 | 767489.4614 | 769126.0257 | 769877.2557 | 769874.416 | 769229.4613 | 768031.7533 | 766362.5906 | 764291.3078 | 761877.0352 | 759170.1988 | 756213.8001 | 753044.5089 | 749719.4217 | 0 | 0 | 0 | 0 | 0 | 0 | 0 | 0 | 0 | 0 | 0 | 0 | 0 | 0 | 0 | 0 | 0 | 0
Commercial_Restaurant_Existing_Miscellaneous_Natural Gas_Miscellaneous_E2_Baseline Forecast | Commercial | Restaurant | Existing | Miscellaneous | Natural Gas | Miscellaneous | E2 |  | Baseline Forecast | 0 | 0 | 0 | 0 | 0 | 0 | 0 | 0 | 0 | 0 | 0 | 0 | 0 | 0 | 0 | 0 | 0 | 0 | 0 | 0 | 0 | 0 | 0 | 0 | 0 | 0 | 0 | 0 | 0 | 0 | 0 | 0 | 0 | 0 | 0 | 0 | 0 | 0 | 0 | 0 | 0 | 0 | 0 | 0 | 0 | 0 | 0 | 0 | 0 | 0 | 0
Commercial_Restaurant_Existing_Miscellaneous_Natural Gas_Miscellaneous_E3_Baseline Forecast | Commercial | Restaurant | Existing | Miscellaneous | Natural Gas | Miscellaneous | E3 |  | Baseline Forecast | 0 | 0 | 0 | 0 | 0 | 0 | 0 | 0 | 0 | 0 | 0 | 0 | 0 | 0 | 0 | 0 | 0 | 0 | 0 | 0 | 0 | 0 | 0 | 0 | 0 | 0 | 0 | 0 | 0 | 0 | 0 | 0 | 0 | 0 | 0 | 0 | 0 | 0 | 0 | 0 | 0 | 0 | 0 | 0 | 0 | 0 | 0 | 0 | 0 | 0 | 0
Commercial_Restaurant_Existing_Miscellaneous_Natural Gas_Miscellaneous_E4_Baseline Forecast | Commercial | Restaurant | Existing | Miscellaneous | Natural Gas | Miscellaneous | E4 |  | Baseline Forecast | 0 | 0 | 0 | 0 | 0 | 0 | 0 | 0 | 0 | 0 | 0 | 0 | 0 | 0 | 0 | 0 | 0 | 0 | 0 | 0 | 0 | 0 | 0 | 0 | 0 | 0 | 0 | 0 | 0 | 0 | 0 | 0 | 0 | 0 | 0 | 0 | 0 | 0 | 0 | 0 | 0 | 0 | 0 | 0 | 0 | 0 | 0 | 0 | 0 | 0 | 0
Commercial_Restaurant_Existing_Miscellaneous_Natural Gas_Miscellaneous_E5_Baseline Forecast | Commercial | Restaurant | Existing | Miscellaneous | Natural Gas | Miscellaneous | E5 |  | Baseline Forecast | 0 | 0 | 0 | 0 | 0 | 0 | 0 | 0 | 0 | 0 | 0 | 0 | 0 | 0 | 0 | 0 | 0 | 0 | 0 | 0 | 0 | 0 | 0 | 0 | 0 | 0 | 0 | 0 | 0 | 0 | 0 | 0 | 0 | 0 | 0 | 0 | 0 | 0 | 0 | 0 | 0 | 0 | 0 | 0 | 0 | 0 | 0 | 0 | 0 | 0 | 0
Commercial_Restaurant_Existing_Miscellaneous_Natural Gas_Miscellaneous_E6_Baseline Forecast | Commercial | Restaurant | Existing | Miscellaneous | Natural Gas | Miscellaneous | E6 |  | Baseline Forecast | 0 | 0 | 0 | 0 | 0 | 0 | 0 | 0 | 0 | 0 | 0 | 0 | 0 | 0 | 0 | 0 | 0 | 0 | 0 | 0 | 0 | 0 | 0 | 0 | 0 | 0 | 0 | 0 | 0 | 0 | 0 | 0 | 0 | 0 | 0 | 0 | 0 | 0 | 0 | 0 | 0 | 0 | 0 | 0 | 0 | 0 | 0 | 0 | 0 | 0 | 0
Commercial_Restaurant_Existing_Miscellaneous_Natural Gas_Miscellaneous_E7_Baseline Forecast | Commercial | Restaurant | Existing | Miscellaneous | Natural Gas | Miscellaneous | E7 |  | Baseline Forecast | 0 | 0 | 0 | 0 | 0 | 0 | 0 | 0 | 0 | 0 | 0 | 0 | 0 | 0 | 0 | 0 | 0 | 0 | 0 | 0 | 0 | 0 | 0 | 0 | 0 | 0 | 0 | 0 | 0 | 0 | 0 | 0 | 0 | 0 | 0 | 0 | 0 | 0 | 0 | 0 | 0 | 0 | 0 | 0 | 0 | 0 | 0 | 0 | 0 | 0 | 0
Commercial_Restaurant_Existing_Miscellaneous_Natural Gas_Miscellaneous_E8_Baseline Forecast | Commercial | Restaurant | Existing | Miscellaneous | Natural Gas | Miscellaneous | E8 |  | Baseline Forecast | 0 | 0 | 0 | 0 | 0 | 0 | 0 | 0 | 0 | 0 | 0 | 0 | 0 | 0 | 0 | 0 | 0 | 0 | 0 | 0 | 0 | 0 | 0 | 0 | 0 | 0 | 0 | 0 | 0 | 0 | 0 | 0 | 0 | 0 | 0 | 0 | 0 | 0 | 0 | 0 | 0 | 0 | 0 | 0 | 0 | 0 | 0 | 0 | 0 | 0 | 0
Commercial_Restaurant_Existing_Miscellaneous_Natural Gas_Miscellaneous_E9_Baseline Forecast | Commercial | Restaurant | Existing | Miscellaneous | Natural Gas | Miscellaneous | E9 |  | Baseline Forecast | 0 | 0 | 0 | 0 | 0 | 0 | 0 | 0 | 0 | 0 | 0 | 0 | 0 | 0 | 0 | 0 | 0 | 0 | 0 | 0 | 0 | 0 | 0 | 0 | 0 | 0 | 0 | 0 | 0 | 0 | 0 | 0 | 0 | 0 | 0 | 0 | 0 | 0 | 0 | 0 | 0 | 0 | 0 | 0 | 0 | 0 | 0 | 0 | 0 | 0 | 0
Commercial_Restaurant_Existing_Miscellaneous_Natural Gas_Miscellaneous_E10_Baseline Forecast | Commercial | Restaurant | Existing | Miscellaneous | Natural Gas | Miscellaneous | E10 |  | Baseline Forecast | 0 | 0 | 0 | 0 | 0 | 0 | 0 | 0 | 0 | 0 | 0 | 0 | 0 | 0 | 0 | 0 | 0 | 0 | 0 | 0 | 0 | 0 | 0 | 0 | 0 | 0 | 0 | 0 | 0 | 0 | 0 | 0 | 0 | 0 | 0 | 0 | 0 | 0 | 0 | 0 | 0 | 0 | 0 | 0 | 0 | 0 | 0 | 0 | 0 | 0 | 0
Commercial_Restaurant_Existing_Miscellaneous_Natural Gas_Miscellaneous_Vintage_Baseline Forecast | Commercial | Restaurant | Existing | Miscellaneous | Natural Gas | Miscellaneous | Vintage |  | Baseline Forecast | 903699.796 | 822036.0918 | 726556.436 | 618896.9674 | 527083.5464 | 448591.1501 | 381948.4554 | 325442.734 | 277455.4897 | 236581.7751 | 201737.8732 | 172030.1702 | 146694.3359 | 125084.6092 | 106651.8496 | 90931.9472 | 77526.7626 | 66096.3419 | 56349.9819 | 48039.7439 | 40953.8118 | 34911.9873 | 29760.8037 | 25369.069 | 21624.9013 | 18432.7423 | 15711.2892 | 13391.2027 | 11413.3483 | 9727.2957 | 8290.0386 | 7064.903 | 6020.8229 | 0 | 0 | 0 | 0 | 0 | 0 | 0 | 0 | 0 | 0 | 0 | 0 | 0 | 0 | 0 | 0 | 0 | 0
Commercial_Restaurant_New_Space Heating_Natural Gas_Furnace_E1_Baseline Forecast | Commercial | Restaurant | New | Space Heating | Natural Gas | Furnace | E1 |  | Baseline Forecast | 0 | 5132.3203 | 29887.4073 | 45707.6417 | 66111.0181 | 93800.637 | 119681.4324 | 142619.8694 | 163250.1884 | 183169.6056 | 202829.1862 | 222293.4531 | 241731.0515 | 261224.2673 | 280837.3861 | 300486.6379 | 320141.2599 | 339770.42 | 359373.7143 | 378950.7345 | 398531.9409 | 418117.3618 | 437679.4165 | 457217.7867 | 476732.151 | 496249.7937 | 515770.7341 | 535294.9914 | 554822.5851 | 574353.5346 | 593887.8596 | 613425.5797 | 622225.6103 | 0 | 0 | 0 | 0 | 0 | 0 | 0 | 0 | 0 | 0 | 0 | 0 | 0 | 0 | 0 | 0 | 0 | 0
Commercial_Restaurant_New_Space Heating_Natural Gas_Furnace_E2_Baseline Forecast | Commercial | Restaurant | New | Space Heating | Natural Gas | Furnace | E2 |  | Baseline Forecast | 0 | 0 | 0 | 0 | 0 | 0 | 0 | 0 | 0 | 0 | 0 | 0 | 0 | 0 | 0 | 0 | 0 | 0 | 0 | 0 | 0 | 0 | 0 | 0 | 0 | 0 | 0 | 0 | 0 | 0 | 0 | 0 | 0 | 0 | 0 | 0 | 0 | 0 | 0 | 0 | 0 | 0 | 0 | 0 | 0 | 0 | 0 | 0 | 0 | 0 | 0
Commercial_Restaurant_New_Space Heating_Natural Gas_Furnace_E3_Baseline Forecast | Commercial | Restaurant | New | Space Heating | Natural Gas | Furnace | E3 |  | Baseline Forecast | 0 | 0 | 0 | 0 | 0 | 0 | 0 | 0 | 0 | 0 | 0 | 0 | 0 | 0 | 0 | 0 | 0 | 0 | 0 | 0 | 0 | 0 | 0 | 0 | 0 | 0 | 0 | 0 | 0 | 0 | 0 | 0 | 0 | 0 | 0 | 0 | 0 | 0 | 0 | 0 | 0 | 0 | 0 | 0 | 0 | 0 | 0 | 0 | 0 | 0 | 0
Commercial_Restaurant_New_Space Heating_Natural Gas_Furnace_E4_Baseline Forecast | Commercial | Restaurant | New | Space Heating | Natural Gas | Furnace | E4 |  | Baseline Forecast | 0 | 0 | 0 | 0 | 0 | 0 | 0 | 0 | 0 | 0 | 0 | 0 | 0 | 0 | 0 | 0 | 0 | 0 | 0 | 0 | 0 | 0 | 0 | 0 | 0 | 0 | 0 | 0 | 0 | 0 | 0 | 0 | 0 | 0 | 0 | 0 | 0 | 0 | 0 | 0 | 0 | 0 | 0 | 0 | 0 | 0 | 0 | 0 | 0 | 0 | 0
Commercial_Restaurant_New_Space Heating_Natural Gas_Furnace_E5_Baseline Forecast | Commercial | Restaurant | New | Space Heating | Natural Gas | Furnace | E5 |  | Baseline Forecast | 0 | 0 | 0 | 0 | 0 | 0 | 0 | 0 | 0 | 0 | 0 | 0 | 0 | 0 | 0 | 0 | 0 | 0 | 0 | 0 | 0 | 0 | 0 | 0 | 0 | 0 | 0 | 0 | 0 | 0 | 0 | 0 | 0 | 0 | 0 | 0 | 0 | 0 | 0 | 0 | 0 | 0 | 0 | 0 | 0 | 0 | 0 | 0 | 0 | 0 | 0
Commercial_Restaurant_New_Space Heating_Natural Gas_Furnace_E6_Baseline Forecast | Commercial | Restaurant | New | Space Heating | Natural Gas | Furnace | E6 |  | Baseline Forecast | 0 | 0 | 0 | 0 | 0 | 0 | 0 | 0 | 0 | 0 | 0 | 0 | 0 | 0 | 0 | 0 | 0 | 0 | 0 | 0 | 0 | 0 | 0 | 0 | 0 | 0 | 0 | 0 | 0 | 0 | 0 | 0 | 0 | 0 | 0 | 0 | 0 | 0 | 0 | 0 | 0 | 0 | 0 | 0 | 0 | 0 | 0 | 0 | 0 | 0 | 0
Commercial_Restaurant_New_Space Heating_Natural Gas_Furnace_E7_Baseline Forecast | Commercial | Restaurant | New | Space Heating | Natural Gas | Furnace | E7 |  | Baseline Forecast | 0 | 0 | 0 | 0 | 0 | 0 | 0 | 0 | 0 | 0 | 0 | 0 | 0 | 0 | 0 | 0 | 0 | 0 | 0 | 0 | 0 | 0 | 0 | 0 | 0 | 0 | 0 | 0 | 0 | 0 | 0 | 0 | 0 | 0 | 0 | 0 | 0 | 0 | 0 | 0 | 0 | 0 | 0 | 0 | 0 | 0 | 0 | 0 | 0 | 0 | 0
Commercial_Restaurant_New_Space Heating_Natural Gas_Furnace_E8_Baseline Forecast | Commercial | Restaurant | New | Space Heating | Natural Gas | Furnace | E8 |  | Baseline Forecast | 0 | 0 | 0 | 0 | 0 | 0 | 0 | 0 | 0 | 0 | 0 | 0 | 0 | 0 | 0 | 0 | 0 | 0 | 0 | 0 | 0 | 0 | 0 | 0 | 0 | 0 | 0 | 0 | 0 | 0 | 0 | 0 | 0 | 0 | 0 | 0 | 0 | 0 | 0 | 0 | 0 | 0 | 0 | 0 | 0 | 0 | 0 | 0 | 0 | 0 | 0
Commercial_Restaurant_New_Space Heating_Natural Gas_Furnace_E9_Baseline Forecast | Commercial | Restaurant | New | Space Heating | Natural Gas | Furnace | E9 |  | Baseline Forecast | 0 | 0 | 0 | 0 | 0 | 0 | 0 | 0 | 0 | 0 | 0 | 0 | 0 | 0 | 0 | 0 | 0 | 0 | 0 | 0 | 0 | 0 | 0 | 0 | 0 | 0 | 0 | 0 | 0 | 0 | 0 | 0 | 0 | 0 | 0 | 0 | 0 | 0 | 0 | 0 | 0 | 0 | 0 | 0 | 0 | 0 | 0 | 0 | 0 | 0 | 0
Commercial_Restaurant_New_Space Heating_Natural Gas_Furnace_E10_Baseline Forecast | Commercial | Restaurant | New | Space Heating | Natural Gas | Furnace | E10 |  | Baseline Forecast | 0 | 0 | 0 | 0 | 0 | 0 | 0 | 0 | 0 | 0 | 0 | 0 | 0 | 0 | 0 | 0 | 0 | 0 | 0 | 0 | 0 | 0 | 0 | 0 | 0 | 0 | 0 | 0 | 0 | 0 | 0 | 0 | 0 | 0 | 0 | 0 | 0 | 0 | 0 | 0 | 0 | 0 | 0 | 0 | 0 | 0 | 0 | 0 | 0 | 0 | 0
Commercial_Restaurant_New_Space Heating_Natural Gas_Furnace_Vintage_Baseline Forecast | Commercial | Restaurant | New | Space Heating | Natural Gas | Furnace | Vintage |  | Baseline Forecast | 0 | 0 | 0 | 0 | 0 | 0 | 0 | 0 | 0 | 0 | 0 | 0 | 0 | 0 | 0 | 0 | 0 | 0 | 0 | 0 | 0 | 0 | 0 | 0 | 0 | 0 | 0 | 0 | 0 | 0 | 0 | 0 | 0 | 0 | 0 | 0 | 0 | 0 | 0 | 0 | 0 | 0 | 0 | 0 | 0 | 0 | 0 | 0 | 0 | 0 | 0
Commercial_Restaurant_New_Space Heating_Natural Gas_Boiler_E1_Baseline Forecast | Commercial | Restaurant | New | Space Heating | Natural Gas | Boiler | E1 |  | Baseline Forecast | 0 | 21.2717 | 123.8729 | 189.4423 | 274.0073 | 361.9929 | 444.2309 | 517.1193 | 582.6735 | 645.9688 | 708.4385 | 770.2875 | 832.0518 | 903.218 | 974.8221 | 1046.558 | 1118.3135 | 1189.9761 | 1261.5442 | 1333.0165 | 1404.504 | 1476.0069 | 1547.194 | 1617.2043 | 1686.5369 | 1755.1391 | 1825.1858 | 1896.4691 | 1968.7512 | 2041.843 | 2115.6417 | 2190.0729 | 2225.858 | 0 | 0 | 0 | 0 | 0 | 0 | 0 | 0 | 0 | 0 | 0 | 0 | 0 | 0 | 0 | 0 | 0 | 0
Commercial_Restaurant_New_Space Heating_Natural Gas_Boiler_E2_Baseline Forecast | Commercial | Restaurant | New | Space Heating | Natural Gas | Boiler | E2 |  | Baseline Forecast | 0 | 0 | 0 | 0 | 0 | 0 | 0 | 0 | 0 | 0 | 0 | 0 | 0 | 0 | 0 | 0 | 0 | 0 | 0 | 0 | 0 | 0 | 0 | 0 | 0 | 0 | 0 | 0 | 0 | 0 | 0 | 0 | 0 | 0 | 0 | 0 | 0 | 0 | 0 | 0 | 0 | 0 | 0 | 0 | 0 | 0 | 0 | 0 | 0 | 0 | 0
Commercial_Restaurant_New_Space Heating_Natural Gas_Boiler_E3_Baseline Forecast | Commercial | Restaurant | New | Space Heating | Natural Gas | Boiler | E3 |  | Baseline Forecast | 0 | 5.4146 | 31.5313 | 48.2217 | 69.7473 | 125.7382 | 178.0714 | 224.455 | 266.1713 | 306.4501 | 346.2035 | 385.562 | 424.8665 | 455.0583 | 485.4358 | 515.8692 | 546.3109 | 576.7132 | 607.0755 | 637.397 | 667.725 | 698.0596 | 728.5884 | 760.1709 | 792.3064 | 825.1892 | 856.6446 | 886.8807 | 916.1354 | 944.5978 | 972.3709 | 999.5292 | 1009.5011 | 0 | 0 | 0 | 0 | 0 | 0 | 0 | 0 | 0 | 0 | 0 | 0 | 0 | 0 | 0 | 0 | 0 | 0
Commercial_Restaurant_New_Space Heating_Natural Gas_Boiler_E4_Baseline Forecast | Commercial | Restaurant | New | Space Heating | Natural Gas | Boiler | E4 |  | Baseline Forecast | 0 | 0 | 0 | 0 | 0 | 0 | 0 | 0 | 0 | 0 | 0 | 0 | 0 | 0 | 0 | 0 | 0 | 0 | 0 | 0 | 0 | 0 | 0 | 0 | 0 | 0 | 0 | 0 | 0 | 0 | 0 | 0 | 0 | 0 | 0 | 0 | 0 | 0 | 0 | 0 | 0 | 0 | 0 | 0 | 0 | 0 | 0 | 0 | 0 | 0 | 0
Commercial_Restaurant_New_Space Heating_Natural Gas_Boiler_E5_Baseline Forecast | Commercial | Restaurant | New | Space Heating | Natural Gas | Boiler | E5 |  | Baseline Forecast | 0 | 0 | 0 | 0 | 0 | 0 | 0 | 0 | 0 | 0 | 0 | 0 | 0 | 0 | 0 | 0 | 0 | 0 | 0 | 0 | 0 | 0 | 0 | 0 | 0 | 0 | 0 | 0 | 0 | 0 | 0 | 0 | 0 | 0 | 0 | 0 | 0 | 0 | 0 | 0 | 0 | 0 | 0 | 0 | 0 | 0 | 0 | 0 | 0 | 0 | 0
Commercial_Restaurant_New_Space Heating_Natural Gas_Boiler_E6_Baseline Forecast | Commercial | Restaurant | New | Space Heating | Natural Gas | Boiler | E6 |  | Baseline Forecast | 0 | 0 | 0 | 0 | 0 | 0 | 0 | 0 | 0 | 0 | 0 | 0 | 0 | 0 | 0 | 0 | 0 | 0 | 0 | 0 | 0 | 0 | 0 | 0 | 0 | 0 | 0 | 0 | 0 | 0 | 0 | 0 | 0 | 0 | 0 | 0 | 0 | 0 | 0 | 0 | 0 | 0 | 0 | 0 | 0 | 0 | 0 | 0 | 0 | 0 | 0
Commercial_Restaurant_New_Space Heating_Natural Gas_Boiler_E7_Baseline Forecast | Commercial | Restaurant | New | Space Heating | Natural Gas | Boiler | E7 |  | Baseline Forecast | 0 | 0 | 0 | 0 | 0 | 0 | 0 | 0 | 0 | 0 | 0 | 0 | 0 | 0 | 0 | 0 | 0 | 0 | 0 | 0 | 0 | 0 | 0 | 0 | 0 | 0 | 0 | 0 | 0 | 0 | 0 | 0 | 0 | 0 | 0 | 0 | 0 | 0 | 0 | 0 | 0 | 0 | 0 | 0 | 0 | 0 | 0 | 0 | 0 | 0 | 0
Commercial_Restaurant_New_Space Heating_Natural Gas_Boiler_E8_Baseline Forecast | Commercial | Restaurant | New | Space Heating | Natural Gas | Boiler | E8 |  | Baseline Forecast | 0 | 0 | 0 | 0 | 0 | 0 | 0 | 0 | 0 | 0 | 0 | 0 | 0 | 0 | 0 | 0 | 0 | 0 | 0 | 0 | 0 | 0 | 0 | 0 | 0 | 0 | 0 | 0 | 0 | 0 | 0 | 0 | 0 | 0 | 0 | 0 | 0 | 0 | 0 | 0 | 0 | 0 | 0 | 0 | 0 | 0 | 0 | 0 | 0 | 0 | 0
Commercial_Restaurant_New_Space Heating_Natural Gas_Boiler_E9_Baseline Forecast | Commercial | Restaurant | New | Space Heating | Natural Gas | Boiler | E9 |  | Baseline Forecast | 0 | 0 | 0 | 0 | 0 | 0 | 0 | 0 | 0 | 0 | 0 | 0 | 0 | 0 | 0 | 0 | 0 | 0 | 0 | 0 | 0 | 0 | 0 | 0 | 0 | 0 | 0 | 0 | 0 | 0 | 0 | 0 | 0 | 0 | 0 | 0 | 0 | 0 | 0 | 0 | 0 | 0 | 0 | 0 | 0 | 0 | 0 | 0 | 0 | 0 | 0
Commercial_Restaurant_New_Space Heating_Natural Gas_Boiler_E10_Baseline Forecast | Commercial | Restaurant | New | Space Heating | Natural Gas | Boiler | E10 |  | Baseline Forecast | 0 | 0 | 0 | 0 | 0 | 0 | 0 | 0 | 0 | 0 | 0 | 0 | 0 | 0 | 0 | 0 | 0 | 0 | 0 | 0 | 0 | 0 | 0 | 0 | 0 | 0 | 0 | 0 | 0 | 0 | 0 | 0 | 0 | 0 | 0 | 0 | 0 | 0 | 0 | 0 | 0 | 0 | 0 | 0 | 0 | 0 | 0 | 0 | 0 | 0 | 0
Commercial_Restaurant_New_Space Heating_Natural Gas_Boiler_Vintage_Baseline Forecast | Commercial | Restaurant | New | Space Heating | Natural Gas | Boiler | Vintage |  | Baseline Forecast | 0 | 0 | 0 | 0 | 0 | 0 | 0 | 0 | 0 | 0 | 0 | 0 | 0 | 0 | 0 | 0 | 0 | 0 | 0 | 0 | 0 | 0 | 0 | 0 | 0 | 0 | 0 | 0 | 0 | 0 | 0 | 0 | 0 | 0 | 0 | 0 | 0 | 0 | 0 | 0 | 0 | 0 | 0 | 0 | 0 | 0 | 0 | 0 | 0 | 0 | 0
Commercial_Restaurant_New_Space Heating_Natural Gas_Unit Heater_E1_Baseline Forecast | Commercial | Restaurant | New | Space Heating | Natural Gas | Unit Heater | E1 |  | Baseline Forecast | 0 | 64.062 | 373.0569 | 570.5262 | 825.2027 | 1170.8266 | 1493.8726 | 1780.1919 | 2037.7011 | 2286.3368 | 2531.7292 | 2774.6836 | 3017.3052 | 3260.621 | 3505.4334 | 3750.6968 | 3996.0273 | 4241.0399 | 4485.7297 | 4730.0916 | 4974.5057 | 5218.9724 | 5463.1474 | 5707.0268 | 5950.6066 | 6194.2273 | 6437.8891 | 6681.5924 | 6925.3373 | 7169.124 | 7412.953 | 7656.8242 | 7766.6669 | 0 | 0 | 0 | 0 | 0 | 0 | 0 | 0 | 0 | 0 | 0 | 0 | 0 | 0 | 0 | 0 | 0 | 0
Commercial_Restaurant_New_Space Heating_Natural Gas_Unit Heater_E2_Baseline Forecast | Commercial | Restaurant | New | Space Heating | Natural Gas | Unit Heater | E2 |  | Baseline Forecast | 0 | 0 | 0 | 0 | 0 | 0 | 0 | 0 | 0 | 0 | 0 | 0 | 0 | 0 | 0 | 0 | 0 | 0 | 0 | 0 | 0 | 0 | 0 | 0 | 0 | 0 | 0 | 0 | 0 | 0 | 0 | 0 | 0 | 0 | 0 | 0 | 0 | 0 | 0 | 0 | 0 | 0 | 0 | 0 | 0 | 0 | 0 | 0 | 0 | 0 | 0
Commercial_Restaurant_New_Space Heating_Natural Gas_Unit Heater_E3_Baseline Forecast | Commercial | Restaurant | New | Space Heating | Natural Gas | Unit Heater | E3 |  | Baseline Forecast | 0 | 0 | 0 | 0 | 0 | 0 | 0 | 0 | 0 | 0 | 0 | 0 | 0 | 0 | 0 | 0 | 0 | 0 | 0 | 0 | 0 | 0 | 0 | 0 | 0 | 0 | 0 | 0 | 0 | 0 | 0 | 0 | 0 | 0 | 0 | 0 | 0 | 0 | 0 | 0 | 0 | 0 | 0 | 0 | 0 | 0 | 0 | 0 | 0 | 0 | 0
Commercial_Restaurant_New_Space Heating_Natural Gas_Unit Heater_E4_Baseline Forecast | Commercial | Restaurant | New | Space Heating | Natural Gas | Unit Heater | E4 |  | Baseline Forecast | 0 | 0 | 0 | 0 | 0 | 0 | 0 | 0 | 0 | 0 | 0 | 0 | 0 | 0 | 0 | 0 | 0 | 0 | 0 | 0 | 0 | 0 | 0 | 0 | 0 | 0 | 0 | 0 | 0 | 0 | 0 | 0 | 0 | 0 | 0 | 0 | 0 | 0 | 0 | 0 | 0 | 0 | 0 | 0 | 0 | 0 | 0 | 0 | 0 | 0 | 0
Commercial_Restaurant_New_Space Heating_Natural Gas_Unit Heater_E5_Baseline Forecast | Commercial | Restaurant | New | Space Heating | Natural Gas | Unit Heater | E5 |  | Baseline Forecast | 0 | 0 | 0 | 0 | 0 | 0 | 0 | 0 | 0 | 0 | 0 | 0 | 0 | 0 | 0 | 0 | 0 | 0 | 0 | 0 | 0 | 0 | 0 | 0 | 0 | 0 | 0 | 0 | 0 | 0 | 0 | 0 | 0 | 0 | 0 | 0 | 0 | 0 | 0 | 0 | 0 | 0 | 0 | 0 | 0 | 0 | 0 | 0 | 0 | 0 | 0
Commercial_Restaurant_New_Space Heating_Natural Gas_Unit Heater_E6_Baseline Forecast | Commercial | Restaurant | New | Space Heating | Natural Gas | Unit Heater | E6 |  | Baseline Forecast | 0 | 0 | 0 | 0 | 0 | 0 | 0 | 0 | 0 | 0 | 0 | 0 | 0 | 0 | 0 | 0 | 0 | 0 | 0 | 0 | 0 | 0 | 0 | 0 | 0 | 0 | 0 | 0 | 0 | 0 | 0 | 0 | 0 | 0 | 0 | 0 | 0 | 0 | 0 | 0 | 0 | 0 | 0 | 0 | 0 | 0 | 0 | 0 | 0 | 0 | 0
Commercial_Restaurant_New_Space Heating_Natural Gas_Unit Heater_E7_Baseline Forecast | Commercial | Restaurant | New | Space Heating | Natural Gas | Unit Heater | E7 |  | Baseline Forecast | 0 | 0 | 0 | 0 | 0 | 0 | 0 | 0 | 0 | 0 | 0 | 0 | 0 | 0 | 0 | 0 | 0 | 0 | 0 | 0 | 0 | 0 | 0 | 0 | 0 | 0 | 0 | 0 | 0 | 0 | 0 | 0 | 0 | 0 | 0 | 0 | 0 | 0 | 0 | 0 | 0 | 0 | 0 | 0 | 0 | 0 | 0 | 0 | 0 | 0 | 0
Commercial_Restaurant_New_Space Heating_Natural Gas_Unit Heater_E8_Baseline Forecast | Commercial | Restaurant | New | Space Heating | Natural Gas | Unit Heater | E8 |  | Baseline Forecast | 0 | 0 | 0 | 0 | 0 | 0 | 0 | 0 | 0 | 0 | 0 | 0 | 0 | 0 | 0 | 0 | 0 | 0 | 0 | 0 | 0 | 0 | 0 | 0 | 0 | 0 | 0 | 0 | 0 | 0 | 0 | 0 | 0 | 0 | 0 | 0 | 0 | 0 | 0 | 0 | 0 | 0 | 0 | 0 | 0 | 0 | 0 | 0 | 0 | 0 | 0
Commercial_Restaurant_New_Space Heating_Natural Gas_Unit Heater_E9_Baseline Forecast | Commercial | Restaurant | New | Space Heating | Natural Gas | Unit Heater | E9 |  | Baseline Forecast | 0 | 0 | 0 | 0 | 0 | 0 | 0 | 0 | 0 | 0 | 0 | 0 | 0 | 0 | 0 | 0 | 0 | 0 | 0 | 0 | 0 | 0 | 0 | 0 | 0 | 0 | 0 | 0 | 0 | 0 | 0 | 0 | 0 | 0 | 0 | 0 | 0 | 0 | 0 | 0 | 0 | 0 | 0 | 0 | 0 | 0 | 0 | 0 | 0 | 0 | 0
Commercial_Restaurant_New_Space Heating_Natural Gas_Unit Heater_E10_Baseline Forecast | Commercial | Restaurant | New | Space Heating | Natural Gas | Unit Heater | E10 |  | Baseline Forecast | 0 | 0 | 0 | 0 | 0 | 0 | 0 | 0 | 0 | 0 | 0 | 0 | 0 | 0 | 0 | 0 | 0 | 0 | 0 | 0 | 0 | 0 | 0 | 0 | 0 | 0 | 0 | 0 | 0 | 0 | 0 | 0 | 0 | 0 | 0 | 0 | 0 | 0 | 0 | 0 | 0 | 0 | 0 | 0 | 0 | 0 | 0 | 0 | 0 | 0 | 0
Commercial_Restaurant_New_Space Heating_Natural Gas_Unit Heater_Vintage_Baseline Forecast | Commercial | Restaurant | New | Space Heating | Natural Gas | Unit Heater | Vintage |  | Baseline Forecast | 0 | 0 | 0 | 0 | 0 | 0 | 0 | 0 | 0 | 0 | 0 | 0 | 0 | 0 | 0 | 0 | 0 | 0 | 0 | 0 | 0 | 0 | 0 | 0 | 0 | 0 | 0 | 0 | 0 | 0 | 0 | 0 | 0 | 0 | 0 | 0 | 0 | 0 | 0 | 0 | 0 | 0 | 0 | 0 | 0 | 0 | 0 | 0 | 0 | 0 | 0
Commercial_Restaurant_New_Water Heating_Natural Gas_Water Heater_E1_Baseline Forecast | Commercial | Restaurant | New | Water Heating | Natural Gas | Water Heater | E1 |  | Baseline Forecast | 0 | 0 | 0 | 0 | 0 | 0 | 0 | 0 | 0 | 0 | 0 | 0 | 0 | 0 | 0 | 0 | 0 | 0 | 0 | 0 | 0 | 0 | 0 | 0 | 0 | 0 | 0 | 0 | 0 | 0 | 0 | 0 | 0 | 0 | 0 | 0 | 0 | 0 | 0 | 0 | 0 | 0 | 0 | 0 | 0 | 0 | 0 | 0 | 0 | 0 | 0
Commercial_Restaurant_New_Water Heating_Natural Gas_Water Heater_E2_Baseline Forecast | Commercial | Restaurant | New | Water Heating | Natural Gas | Water Heater | E2 |  | Baseline Forecast | 0 | 4529.6695 | 26377.9475 | 40340.5274 | 58348.0844 | 82786.3137 | 105628.1164 | 125873.0604 | 144080.9119 | 161661.3375 | 179012.4373 | 196191.1575 | 213346.3408 | 230550.6108 | 247860.7043 | 265202.6881 | 282549.4115 | 299873.6628 | 317175.0855 | 334453.3192 | 351735.2477 | 369020.8958 | 386285.9214 | 403530.0436 | 420752.9786 | 437978.8072 | 455207.5463 | 472439.2127 | 489673.8238 | 506911.3966 | 524151.9486 | 541395.497 | 549162.2043 | 0 | 0 | 0 | 0 | 0 | 0 | 0 | 0 | 0 | 0 | 0 | 0 | 0 | 0 | 0 | 0 | 0 | 0
Commercial_Restaurant_New_Water Heating_Natural Gas_Water Heater_E3_Baseline Forecast | Commercial | Restaurant | New | Water Heating | Natural Gas | Water Heater | E3 |  | Baseline Forecast | 0 | 0 | 0 | 0 | 0 | 0 | 0 | 0 | 0 | 0 | 0 | 0 | 0 | 0 | 0 | 0 | 0 | 0 | 0 | 0 | 0 | 0 | 0 | 0 | 0 | 0 | 0 | 0 | 0 | 0 | 0 | 0 | 0 | 0 | 0 | 0 | 0 | 0 | 0 | 0 | 0 | 0 | 0 | 0 | 0 | 0 | 0 | 0 | 0 | 0 | 0
Commercial_Restaurant_New_Water Heating_Natural Gas_Water Heater_E4_Baseline Forecast | Commercial | Restaurant | New | Water Heating | Natural Gas | Water Heater | E4 |  | Baseline Forecast | 0 | 0 | 0 | 0 | 0 | 0 | 0 | 0 | 0 | 0 | 0 | 0 | 0 | 0 | 0 | 0 | 0 | 0 | 0 | 0 | 0 | 0 | 0 | 0 | 0 | 0 | 0 | 0 | 0 | 0 | 0 | 0 | 0 | 0 | 0 | 0 | 0 | 0 | 0 | 0 | 0 | 0 | 0 | 0 | 0 | 0 | 0 | 0 | 0 | 0 | 0
Commercial_Restaurant_New_Water Heating_Natural Gas_Water Heater_E5_Baseline Forecast | Commercial | Restaurant | New | Water Heating | Natural Gas | Water Heater | E5 |  | Baseline Forecast | 0 | 0 | 0 | 0 | 0 | 0 | 0 | 0 | 0 | 0 | 0 | 0 | 0 | 0 | 0 | 0 | 0 | 0 | 0 | 0 | 0 | 0 | 0 | 0 | 0 | 0 | 0 | 0 | 0 | 0 | 0 | 0 | 0 | 0 | 0 | 0 | 0 | 0 | 0 | 0 | 0 | 0 | 0 | 0 | 0 | 0 | 0 | 0 | 0 | 0 | 0
Commercial_Restaurant_New_Water Heating_Natural Gas_Water Heater_E6_Baseline Forecast | Commercial | Restaurant | New | Water Heating | Natural Gas | Water Heater | E6 |  | Baseline Forecast | 0 | 0 | 0 | 0 | 0 | 0 | 0 | 0 | 0 | 0 | 0 | 0 | 0 | 0 | 0 | 0 | 0 | 0 | 0 | 0 | 0 | 0 | 0 | 0 | 0 | 0 | 0 | 0 | 0 | 0 | 0 | 0 | 0 | 0 | 0 | 0 | 0 | 0 | 0 | 0 | 0 | 0 | 0 | 0 | 0 | 0 | 0 | 0 | 0 | 0 | 0
Commercial_Restaurant_New_Water Heating_Natural Gas_Water Heater_E7_Baseline Forecast | Commercial | Restaurant | New | Water Heating | Natural Gas | Water Heater | E7 |  | Baseline Forecast | 0 | 0 | 0 | 0 | 0 | 0 | 0 | 0 | 0 | 0 | 0 | 0 | 0 | 0 | 0 | 0 | 0 | 0 | 0 | 0 | 0 | 0 | 0 | 0 | 0 | 0 | 0 | 0 | 0 | 0 | 0 | 0 | 0 | 0 | 0 | 0 | 0 | 0 | 0 | 0 | 0 | 0 | 0 | 0 | 0 | 0 | 0 | 0 | 0 | 0 | 0
Commercial_Restaurant_New_Water Heating_Natural Gas_Water Heater_E8_Baseline Forecast | Commercial | Restaurant | New | Water Heating | Natural Gas | Water Heater | E8 |  | Baseline Forecast | 0 | 0 | 0 | 0 | 0 | 0 | 0 | 0 | 0 | 0 | 0 | 0 | 0 | 0 | 0 | 0 | 0 | 0 | 0 | 0 | 0 | 0 | 0 | 0 | 0 | 0 | 0 | 0 | 0 | 0 | 0 | 0 | 0 | 0 | 0 | 0 | 0 | 0 | 0 | 0 | 0 | 0 | 0 | 0 | 0 | 0 | 0 | 0 | 0 | 0 | 0
Commercial_Restaurant_New_Water Heating_Natural Gas_Water Heater_E9_Baseline Forecast | Commercial | Restaurant | New | Water Heating | Natural Gas | Water Heater | E9 |  | Baseline Forecast | 0 | 0 | 0 | 0 | 0 | 0 | 0 | 0 | 0 | 0 | 0 | 0 | 0 | 0 | 0 | 0 | 0 | 0 | 0 | 0 | 0 | 0 | 0 | 0 | 0 | 0 | 0 | 0 | 0 | 0 | 0 | 0 | 0 | 0 | 0 | 0 | 0 | 0 | 0 | 0 | 0 | 0 | 0 | 0 | 0 | 0 | 0 | 0 | 0 | 0 | 0
Commercial_Restaurant_New_Water Heating_Natural Gas_Water Heater_E10_Baseline Forecast | Commercial | Restaurant | New | Water Heating | Natural Gas | Water Heater | E10 |  | Baseline Forecast | 0 | 0 | 0 | 0 | 0 | 0 | 0 | 0 | 0 | 0 | 0 | 0 | 0 | 0 | 0 | 0 | 0 | 0 | 0 | 0 | 0 | 0 | 0 | 0 | 0 | 0 | 0 | 0 | 0 | 0 | 0 | 0 | 0 | 0 | 0 | 0 | 0 | 0 | 0 | 0 | 0 | 0 | 0 | 0 | 0 | 0 | 0 | 0 | 0 | 0 | 0
Commercial_Restaurant_New_Water Heating_Natural Gas_Water Heater_Vintage_Baseline Forecast | Commercial | Restaurant | New | Water Heating | Natural Gas | Water Heater | Vintage |  | Baseline Forecast | 0 | 0 | 0 | 0 | 0 | 0 | 0 | 0 | 0 | 0 | 0 | 0 | 0 | 0 | 0 | 0 | 0 | 0 | 0 | 0 | 0 | 0 | 0 | 0 | 0 | 0 | 0 | 0 | 0 | 0 | 0 | 0 | 0 | 0 | 0 | 0 | 0 | 0 | 0 | 0 | 0 | 0 | 0 | 0 | 0 | 0 | 0 | 0 | 0 | 0 | 0
Commercial_Restaurant_New_Food Preparation_Natural Gas_Oven_E1_Baseline Forecast | Commercial | Restaurant | New | Food Preparation | Natural Gas | Oven | E1 |  | Baseline Forecast | 0 | 191.1721 | 1113.266 | 1702.5486 | 2462.5471 | 3493.9485 | 4457.9735 | 5312.3997 | 6080.8515 | 6822.8232 | 7555.1163 | 8280.1343 | 9004.1588 | 9730.2551 | 10460.8176 | 11192.726 | 11924.8344 | 12655.9944 | 13386.1909 | 14115.4088 | 14844.7826 | 15574.3134 | 16302.9738 | 17030.752 | 17757.636 | 18484.6421 | 19211.7711 | 19939.0236 | 20666.4004 | 21393.9021 | 22121.5297 | 22849.2836 | 23177.073 | 0 | 0 | 0 | 0 | 0 | 0 | 0 | 0 | 0 | 0 | 0 | 0 | 0 | 0 | 0 | 0 | 0 | 0
Commercial_Restaurant_New_Food Preparation_Natural Gas_Oven_E2_Baseline Forecast | Commercial | Restaurant | New | Food Preparation | Natural Gas | Oven | E2 |  | Baseline Forecast | 0 | 275.1013 | 1602.0169 | 2450.009 | 3543.6654 | 5027.8771 | 6415.1326 | 7644.6727 | 8750.4936 | 9818.209 | 10871.9967 | 11915.3152 | 12957.2042 | 14002.0744 | 15053.3716 | 16106.6057 | 17160.1276 | 18212.2846 | 19263.0552 | 20312.4175 | 21362.0042 | 22411.8168 | 23460.3769 | 24507.6675 | 25553.6713 | 26599.8508 | 27646.2071 | 28692.7412 | 29739.4542 | 30786.347 | 31833.4207 | 32880.6765 | 33352.3734 | 0 | 0 | 0 | 0 | 0 | 0 | 0 | 0 | 0 | 0 | 0 | 0 | 0 | 0 | 0 | 0 | 0 | 0
Commercial_Restaurant_New_Food Preparation_Natural Gas_Oven_E3_Baseline Forecast | Commercial | Restaurant | New | Food Preparation | Natural Gas | Oven | E3 |  | Baseline Forecast | 0 | 0 | 0 | 0 | 0 | 0 | 0 | 0 | 0 | 0 | 0 | 0 | 0 | 0 | 0 | 0 | 0 | 0 | 0 | 0 | 0 | 0 | 0 | 0 | 0 | 0 | 0 | 0 | 0 | 0 | 0 | 0 | 0 | 0 | 0 | 0 | 0 | 0 | 0 | 0 | 0 | 0 | 0 | 0 | 0 | 0 | 0 | 0 | 0 | 0 | 0
Commercial_Restaurant_New_Food Preparation_Natural Gas_Oven_E4_Baseline Forecast | Commercial | Restaurant | New | Food Preparation | Natural Gas | Oven | E4 |  | Baseline Forecast | 0 | 0 | 0 | 0 | 0 | 0 | 0 | 0 | 0 | 0 | 0 | 0 | 0 | 0 | 0 | 0 | 0 | 0 | 0 | 0 | 0 | 0 | 0 | 0 | 0 | 0 | 0 | 0 | 0 | 0 | 0 | 0 | 0 | 0 | 0 | 0 | 0 | 0 | 0 | 0 | 0 | 0 | 0 | 0 | 0 | 0 | 0 | 0 | 0 | 0 | 0
Commercial_Restaurant_New_Food Preparation_Natural Gas_Oven_E5_Baseline Forecast | Commercial | Restaurant | New | Food Preparation | Natural Gas | Oven | E5 |  | Baseline Forecast | 0 | 0 | 0 | 0 | 0 | 0 | 0 | 0 | 0 | 0 | 0 | 0 | 0 | 0 | 0 | 0 | 0 | 0 | 0 | 0 | 0 | 0 | 0 | 0 | 0 | 0 | 0 | 0 | 0 | 0 | 0 | 0 | 0 | 0 | 0 | 0 | 0 | 0 | 0 | 0 | 0 | 0 | 0 | 0 | 0 | 0 | 0 | 0 | 0 | 0 | 0
Commercial_Restaurant_New_Food Preparation_Natural Gas_Oven_E6_Baseline Forecast | Commercial | Restaurant | New | Food Preparation | Natural Gas | Oven | E6 |  | Baseline Forecast | 0 | 0 | 0 | 0 | 0 | 0 | 0 | 0 | 0 | 0 | 0 | 0 | 0 | 0 | 0 | 0 | 0 | 0 | 0 | 0 | 0 | 0 | 0 | 0 | 0 | 0 | 0 | 0 | 0 | 0 | 0 | 0 | 0 | 0 | 0 | 0 | 0 | 0 | 0 | 0 | 0 | 0 | 0 | 0 | 0 | 0 | 0 | 0 | 0 | 0 | 0
Commercial_Restaurant_New_Food Preparation_Natural Gas_Oven_E7_Baseline Forecast | Commercial | Restaurant | New | Food Preparation | Natural Gas | Oven | E7 |  | Baseline Forecast | 0 | 0 | 0 | 0 | 0 | 0 | 0 | 0 | 0 | 0 | 0 | 0 | 0 | 0 | 0 | 0 | 0 | 0 | 0 | 0 | 0 | 0 | 0 | 0 | 0 | 0 | 0 | 0 | 0 | 0 | 0 | 0 | 0 | 0 | 0 | 0 | 0 | 0 | 0 | 0 | 0 | 0 | 0 | 0 | 0 | 0 | 0 | 0 | 0 | 0 | 0
Commercial_Restaurant_New_Food Preparation_Natural Gas_Oven_E8_Baseline Forecast | Commercial | Restaurant | New | Food Preparation | Natural Gas | Oven | E8 |  | Baseline Forecast | 0 | 0 | 0 | 0 | 0 | 0 | 0 | 0 | 0 | 0 | 0 | 0 | 0 | 0 | 0 | 0 | 0 | 0 | 0 | 0 | 0 | 0 | 0 | 0 | 0 | 0 | 0 | 0 | 0 | 0 | 0 | 0 | 0 | 0 | 0 | 0 | 0 | 0 | 0 | 0 | 0 | 0 | 0 | 0 | 0 | 0 | 0 | 0 | 0 | 0 | 0
Commercial_Restaurant_New_Food Preparation_Natural Gas_Oven_E9_Baseline Forecast | Commercial | Restaurant | New | Food Preparation | Natural Gas | Oven | E9 |  | Baseline Forecast | 0 | 0 | 0 | 0 | 0 | 0 | 0 | 0 | 0 | 0 | 0 | 0 | 0 | 0 | 0 | 0 | 0 | 0 | 0 | 0 | 0 | 0 | 0 | 0 | 0 | 0 | 0 | 0 | 0 | 0 | 0 | 0 | 0 | 0 | 0 | 0 | 0 | 0 | 0 | 0 | 0 | 0 | 0 | 0 | 0 | 0 | 0 | 0 | 0 | 0 | 0
Commercial_Restaurant_New_Food Preparation_Natural Gas_Oven_E10_Baseline Forecast | Commercial | Restaurant | New | Food Preparation | Natural Gas | Oven | E10 |  | Baseline Forecast | 0 | 0 | 0 | 0 | 0 | 0 | 0 | 0 | 0 | 0 | 0 | 0 | 0 | 0 | 0 | 0 | 0 | 0 | 0 | 0 | 0 | 0 | 0 | 0 | 0 | 0 | 0 | 0 | 0 | 0 | 0 | 0 | 0 | 0 | 0 | 0 | 0 | 0 | 0 | 0 | 0 | 0 | 0 | 0 | 0 | 0 | 0 | 0 | 0 | 0 | 0
Commercial_Restaurant_New_Food Preparation_Natural Gas_Oven_Vintage_Baseline Forecast | Commercial | Restaurant | New | Food Preparation | Natural Gas | Oven | Vintage |  | Baseline Forecast | 0 | 0 | 0 | 0 | 0 | 0 | 0 | 0 | 0 | 0 | 0 | 0 | 0 | 0 | 0 | 0 | 0 | 0 | 0 | 0 | 0 | 0 | 0 | 0 | 0 | 0 | 0 | 0 | 0 | 0 | 0 | 0 | 0 | 0 | 0 | 0 | 0 | 0 | 0 | 0 | 0 | 0 | 0 | 0 | 0 | 0 | 0 | 0 | 0 | 0 | 0
Commercial_Restaurant_New_Food Preparation_Natural Gas_Conveyor Oven_E1_Baseline Forecast | Commercial | Restaurant | New | Food Preparation | Natural Gas | Conveyor Oven | E1 |  | Baseline Forecast | 0 | 95.586 | 556.633 | 851.2743 | 1231.2736 | 1746.9742 | 2228.9868 | 2656.1998 | 3040.4258 | 3411.4116 | 3777.5582 | 4140.0671 | 4502.0794 | 4865.1276 | 5230.4088 | 5596.363 | 5962.4172 | 6327.9972 | 6693.0955 | 7057.7044 | 7422.3913 | 7787.1567 | 8151.4869 | 8515.376 | 8878.818 | 9242.321 | 9605.8855 | 9969.5118 | 10333.2002 | 10696.9511 | 11060.7648 | 11424.6418 | 11588.5365 | 0 | 0 | 0 | 0 | 0 | 0 | 0 | 0 | 0 | 0 | 0 | 0 | 0 | 0 | 0 | 0 | 0 | 0
Commercial_Restaurant_New_Food Preparation_Natural Gas_Conveyor Oven_E2_Baseline Forecast | Commercial | Restaurant | New | Food Preparation | Natural Gas | Conveyor Oven | E2 |  | Baseline Forecast | 0 | 137.5506 | 801.0085 | 1225.0045 | 1771.8327 | 2513.9385 | 3207.5663 | 3822.3363 | 4375.2468 | 4909.1045 | 5435.9983 | 5957.6576 | 6478.6021 | 7001.0372 | 7526.6858 | 8053.3028 | 8580.0638 | 9106.1423 | 9631.5276 | 10156.2088 | 10681.0021 | 11205.9084 | 11730.1884 | 12253.8337 | 12776.8356 | 13299.9254 | 13823.1036 | 14346.3706 | 14869.7271 | 15393.1735 | 15916.7104 | 16440.3382 | 16676.1867 | 0 | 0 | 0 | 0 | 0 | 0 | 0 | 0 | 0 | 0 | 0 | 0 | 0 | 0 | 0 | 0 | 0 | 0
Commercial_Restaurant_New_Food Preparation_Natural Gas_Conveyor Oven_E3_Baseline Forecast | Commercial | Restaurant | New | Food Preparation | Natural Gas | Conveyor Oven | E3 |  | Baseline Forecast | 0 | 0 | 0 | 0 | 0 | 0 | 0 | 0 | 0 | 0 | 0 | 0 | 0 | 0 | 0 | 0 | 0 | 0 | 0 | 0 | 0 | 0 | 0 | 0 | 0 | 0 | 0 | 0 | 0 | 0 | 0 | 0 | 0 | 0 | 0 | 0 | 0 | 0 | 0 | 0 | 0 | 0 | 0 | 0 | 0 | 0 | 0 | 0 | 0 | 0 | 0
Commercial_Restaurant_New_Food Preparation_Natural Gas_Conveyor Oven_E4_Baseline Forecast | Commercial | Restaurant | New | Food Preparation | Natural Gas | Conveyor Oven | E4 |  | Baseline Forecast | 0 | 0 | 0 | 0 | 0 | 0 | 0 | 0 | 0 | 0 | 0 | 0 | 0 | 0 | 0 | 0 | 0 | 0 | 0 | 0 | 0 | 0 | 0 | 0 | 0 | 0 | 0 | 0 | 0 | 0 | 0 | 0 | 0 | 0 | 0 | 0 | 0 | 0 | 0 | 0 | 0 | 0 | 0 | 0 | 0 | 0 | 0 | 0 | 0 | 0 | 0
Commercial_Restaurant_New_Food Preparation_Natural Gas_Conveyor Oven_E5_Baseline Forecast | Commercial | Restaurant | New | Food Preparation | Natural Gas | Conveyor Oven | E5 |  | Baseline Forecast | 0 | 0 | 0 | 0 | 0 | 0 | 0 | 0 | 0 | 0 | 0 | 0 | 0 | 0 | 0 | 0 | 0 | 0 | 0 | 0 | 0 | 0 | 0 | 0 | 0 | 0 | 0 | 0 | 0 | 0 | 0 | 0 | 0 | 0 | 0 | 0 | 0 | 0 | 0 | 0 | 0 | 0 | 0 | 0 | 0 | 0 | 0 | 0 | 0 | 0 | 0
Commercial_Restaurant_New_Food Preparation_Natural Gas_Conveyor Oven_E6_Baseline Forecast | Commercial | Restaurant | New | Food Preparation | Natural Gas | Conveyor Oven | E6 |  | Baseline Forecast | 0 | 0 | 0 | 0 | 0 | 0 | 0 | 0 | 0 | 0 | 0 | 0 | 0 | 0 | 0 | 0 | 0 | 0 | 0 | 0 | 0 | 0 | 0 | 0 | 0 | 0 | 0 | 0 | 0 | 0 | 0 | 0 | 0 | 0 | 0 | 0 | 0 | 0 | 0 | 0 | 0 | 0 | 0 | 0 | 0 | 0 | 0 | 0 | 0 | 0 | 0
Commercial_Restaurant_New_Food Preparation_Natural Gas_Conveyor Oven_E7_Baseline Forecast | Commercial | Restaurant | New | Food Preparation | Natural Gas | Conveyor Oven | E7 |  | Baseline Forecast | 0 | 0 | 0 | 0 | 0 | 0 | 0 | 0 | 0 | 0 | 0 | 0 | 0 | 0 | 0 | 0 | 0 | 0 | 0 | 0 | 0 | 0 | 0 | 0 | 0 | 0 | 0 | 0 | 0 | 0 | 0 | 0 | 0 | 0 | 0 | 0 | 0 | 0 | 0 | 0 | 0 | 0 | 0 | 0 | 0 | 0 | 0 | 0 | 0 | 0 | 0
Commercial_Restaurant_New_Food Preparation_Natural Gas_Conveyor Oven_E8_Baseline Forecast | Commercial | Restaurant | New | Food Preparation | Natural Gas | Conveyor Oven | E8 |  | Baseline Forecast | 0 | 0 | 0 | 0 | 0 | 0 | 0 | 0 | 0 | 0 | 0 | 0 | 0 | 0 | 0 | 0 | 0 | 0 | 0 | 0 | 0 | 0 | 0 | 0 | 0 | 0 | 0 | 0 | 0 | 0 | 0 | 0 | 0 | 0 | 0 | 0 | 0 | 0 | 0 | 0 | 0 | 0 | 0 | 0 | 0 | 0 | 0 | 0 | 0 | 0 | 0
Commercial_Restaurant_New_Food Preparation_Natural Gas_Conveyor Oven_E9_Baseline Forecast | Commercial | Restaurant | New | Food Preparation | Natural Gas | Conveyor Oven | E9 |  | Baseline Forecast | 0 | 0 | 0 | 0 | 0 | 0 | 0 | 0 | 0 | 0 | 0 | 0 | 0 | 0 | 0 | 0 | 0 | 0 | 0 | 0 | 0 | 0 | 0 | 0 | 0 | 0 | 0 | 0 | 0 | 0 | 0 | 0 | 0 | 0 | 0 | 0 | 0 | 0 | 0 | 0 | 0 | 0 | 0 | 0 | 0 | 0 | 0 | 0 | 0 | 0 | 0
Commercial_Restaurant_New_Food Preparation_Natural Gas_Conveyor Oven_E10_Baseline Forecast | Commercial | Restaurant | New | Food Preparation | Natural Gas | Conveyor Oven | E10 |  | Baseline Forecast | 0 | 0 | 0 | 0 | 0 | 0 | 0 | 0 | 0 | 0 | 0 | 0 | 0 | 0 | 0 | 0 | 0 | 0 | 0 | 0 | 0 | 0 | 0 | 0 | 0 | 0 | 0 | 0 | 0 | 0 | 0 | 0 | 0 | 0 | 0 | 0 | 0 | 0 | 0 | 0 | 0 | 0 | 0 | 0 | 0 | 0 | 0 | 0 | 0 | 0 | 0
Commercial_Restaurant_New_Food Preparation_Natural Gas_Conveyor Oven_Vintage_Baseline Forecast | Commercial | Restaurant | New | Food Preparation | Natural Gas | Conveyor Oven | Vintage |  | Baseline Forecast | 0 | 0 | 0 | 0 | 0 | 0 | 0 | 0 | 0 | 0 | 0 | 0 | 0 | 0 | 0 | 0 | 0 | 0 | 0 | 0 | 0 | 0 | 0 | 0 | 0 | 0 | 0 | 0 | 0 | 0 | 0 | 0 | 0 | 0 | 0 | 0 | 0 | 0 | 0 | 0 | 0 | 0 | 0 | 0 | 0 | 0 | 0 | 0 | 0 | 0 | 0
Commercial_Restaurant_New_Food Preparation_Natural Gas_Double Rack Oven_E1_Baseline Forecast | Commercial | Restaurant | New | Food Preparation | Natural Gas | Double Rack Oven | E1 |  | Baseline Forecast | 0 | 95.586 | 556.633 | 851.2743 | 1231.2736 | 1746.9742 | 2228.9868 | 2656.1998 | 3040.4258 | 3411.4116 | 3777.5582 | 4140.0671 | 4502.0794 | 4865.1276 | 5230.4088 | 5596.363 | 5962.4172 | 6327.9972 | 6693.0955 | 7057.7044 | 7422.3913 | 7787.1567 | 8151.4869 | 8515.376 | 8878.818 | 9242.321 | 9605.8855 | 9969.5118 | 10333.2002 | 10696.9511 | 11060.7648 | 11424.6418 | 11588.5365 | 0 | 0 | 0 | 0 | 0 | 0 | 0 | 0 | 0 | 0 | 0 | 0 | 0 | 0 | 0 | 0 | 0 | 0
Commercial_Restaurant_New_Food Preparation_Natural Gas_Double Rack Oven_E2_Baseline Forecast | Commercial | Restaurant | New | Food Preparation | Natural Gas | Double Rack Oven | E2 |  | Baseline Forecast | 0 | 137.5506 | 801.0085 | 1225.0045 | 1771.8327 | 2513.9385 | 3207.5663 | 3822.3363 | 4375.2468 | 4909.1045 | 5435.9983 | 5957.6576 | 6478.6021 | 7001.0372 | 7526.6858 | 8053.3028 | 8580.0638 | 9106.1423 | 9631.5276 | 10156.2088 | 10681.0021 | 11205.9084 | 11730.1884 | 12253.8337 | 12776.8356 | 13299.9254 | 13823.1036 | 14346.3706 | 14869.7271 | 15393.1735 | 15916.7104 | 16440.3382 | 16676.1867 | 0 | 0 | 0 | 0 | 0 | 0 | 0 | 0 | 0 | 0 | 0 | 0 | 0 | 0 | 0 | 0 | 0 | 0
Commercial_Restaurant_New_Food Preparation_Natural Gas_Double Rack Oven_E3_Baseline Forecast | Commercial | Restaurant | New | Food Preparation | Natural Gas | Double Rack Oven | E3 |  | Baseline Forecast | 0 | 0 | 0 | 0 | 0 | 0 | 0 | 0 | 0 | 0 | 0 | 0 | 0 | 0 | 0 | 0 | 0 | 0 | 0 | 0 | 0 | 0 | 0 | 0 | 0 | 0 | 0 | 0 | 0 | 0 | 0 | 0 | 0 | 0 | 0 | 0 | 0 | 0 | 0 | 0 | 0 | 0 | 0 | 0 | 0 | 0 | 0 | 0 | 0 | 0 | 0
Commercial_Restaurant_New_Food Preparation_Natural Gas_Double Rack Oven_E4_Baseline Forecast | Commercial | Restaurant | New | Food Preparation | Natural Gas | Double Rack Oven | E4 |  | Baseline Forecast | 0 | 0 | 0 | 0 | 0 | 0 | 0 | 0 | 0 | 0 | 0 | 0 | 0 | 0 | 0 | 0 | 0 | 0 | 0 | 0 | 0 | 0 | 0 | 0 | 0 | 0 | 0 | 0 | 0 | 0 | 0 | 0 | 0 | 0 | 0 | 0 | 0 | 0 | 0 | 0 | 0 | 0 | 0 | 0 | 0 | 0 | 0 | 0 | 0 | 0 | 0
Commercial_Restaurant_New_Food Preparation_Natural Gas_Double Rack Oven_E5_Baseline Forecast | Commercial | Restaurant | New | Food Preparation | Natural Gas | Double Rack Oven | E5 |  | Baseline Forecast | 0 | 0 | 0 | 0 | 0 | 0 | 0 | 0 | 0 | 0 | 0 | 0 | 0 | 0 | 0 | 0 | 0 | 0 | 0 | 0 | 0 | 0 | 0 | 0 | 0 | 0 | 0 | 0 | 0 | 0 | 0 | 0 | 0 | 0 | 0 | 0 | 0 | 0 | 0 | 0 | 0 | 0 | 0 | 0 | 0 | 0 | 0 | 0 | 0 | 0 | 0
Commercial_Restaurant_New_Food Preparation_Natural Gas_Double Rack Oven_E6_Baseline Forecast | Commercial | Restaurant | New | Food Preparation | Natural Gas | Double Rack Oven | E6 |  | Baseline Forecast | 0 | 0 | 0 | 0 | 0 | 0 | 0 | 0 | 0 | 0 | 0 | 0 | 0 | 0 | 0 | 0 | 0 | 0 | 0 | 0 | 0 | 0 | 0 | 0 | 0 | 0 | 0 | 0 | 0 | 0 | 0 | 0 | 0 | 0 | 0 | 0 | 0 | 0 | 0 | 0 | 0 | 0 | 0 | 0 | 0 | 0 | 0 | 0 | 0 | 0 | 0
Commercial_Restaurant_New_Food Preparation_Natural Gas_Double Rack Oven_E7_Baseline Forecast | Commercial | Restaurant | New | Food Preparation | Natural Gas | Double Rack Oven | E7 |  | Baseline Forecast | 0 | 0 | 0 | 0 | 0 | 0 | 0 | 0 | 0 | 0 | 0 | 0 | 0 | 0 | 0 | 0 | 0 | 0 | 0 | 0 | 0 | 0 | 0 | 0 | 0 | 0 | 0 | 0 | 0 | 0 | 0 | 0 | 0 | 0 | 0 | 0 | 0 | 0 | 0 | 0 | 0 | 0 | 0 | 0 | 0 | 0 | 0 | 0 | 0 | 0 | 0
Commercial_Restaurant_New_Food Preparation_Natural Gas_Double Rack Oven_E8_Baseline Forecast | Commercial | Restaurant | New | Food Preparation | Natural Gas | Double Rack Oven | E8 |  | Baseline Forecast | 0 | 0 | 0 | 0 | 0 | 0 | 0 | 0 | 0 | 0 | 0 | 0 | 0 | 0 | 0 | 0 | 0 | 0 | 0 | 0 | 0 | 0 | 0 | 0 | 0 | 0 | 0 | 0 | 0 | 0 | 0 | 0 | 0 | 0 | 0 | 0 | 0 | 0 | 0 | 0 | 0 | 0 | 0 | 0 | 0 | 0 | 0 | 0 | 0 | 0 | 0
Commercial_Restaurant_New_Food Preparation_Natural Gas_Double Rack Oven_E9_Baseline Forecast | Commercial | Restaurant | New | Food Preparation | Natural Gas | Double Rack Oven | E9 |  | Baseline Forecast | 0 | 0 | 0 | 0 | 0 | 0 | 0 | 0 | 0 | 0 | 0 | 0 | 0 | 0 | 0 | 0 | 0 | 0 | 0 | 0 | 0 | 0 | 0 | 0 | 0 | 0 | 0 | 0 | 0 | 0 | 0 | 0 | 0 | 0 | 0 | 0 | 0 | 0 | 0 | 0 | 0 | 0 | 0 | 0 | 0 | 0 | 0 | 0 | 0 | 0 | 0
Commercial_Restaurant_New_Food Preparation_Natural Gas_Double Rack Oven_E10_Baseline Forecast | Commercial | Restaurant | New | Food Preparation | Natural Gas | Double Rack Oven | E10 |  | Baseline Forecast | 0 | 0 | 0 | 0 | 0 | 0 | 0 | 0 | 0 | 0 | 0 | 0 | 0 | 0 | 0 | 0 | 0 | 0 | 0 | 0 | 0 | 0 | 0 | 0 | 0 | 0 | 0 | 0 | 0 | 0 | 0 | 0 | 0 | 0 | 0 | 0 | 0 | 0 | 0 | 0 | 0 | 0 | 0 | 0 | 0 | 0 | 0 | 0 | 0 | 0 | 0
Commercial_Restaurant_New_Food Preparation_Natural Gas_Double Rack Oven_Vintage_Baseline Forecast | Commercial | Restaurant | New | Food Preparation | Natural Gas | Double Rack Oven | Vintage |  | Baseline Forecast | 0 | 0 | 0 | 0 | 0 | 0 | 0 | 0 | 0 | 0 | 0 | 0 | 0 | 0 | 0 | 0 | 0 | 0 | 0 | 0 | 0 | 0 | 0 | 0 | 0 | 0 | 0 | 0 | 0 | 0 | 0 | 0 | 0 | 0 | 0 | 0 | 0 | 0 | 0 | 0 | 0 | 0 | 0 | 0 | 0 | 0 | 0 | 0 | 0 | 0 | 0
Commercial_Restaurant_New_Food Preparation_Natural Gas_Fryer_E1_Baseline Forecast | Commercial | Restaurant | New | Food Preparation | Natural Gas | Fryer | E1 |  | Baseline Forecast | 0 | 4505.2108 | 26235.5155 | 26235.5155 | 26235.5155 | 26235.5155 | 25109.2128 | 18831.9096 | 14123.9322 | 10592.9492 | 6875.6042 | 0 | 0 | 0 | 0 | 0 | 0 | 0 | 0 | 0 | 0 | 0 | 0 | 0 | 0 | 0 | 0 | 0 | 0 | 0 | 0 | 0 | 0 | 0 | 0 | 0 | 0 | 0 | 0 | 0 | 0 | 0 | 0 | 0 | 0 | 0 | 0 | 0 | 0 | 0 | 0
Commercial_Restaurant_New_Food Preparation_Natural Gas_Fryer_E2_Baseline Forecast | Commercial | Restaurant | New | Food Preparation | Natural Gas | Fryer | E2 |  | Baseline Forecast | 0 | 1582.9119 | 9217.8838 | 27984.3523 | 52187.4905 | 85033.8029 | 116860.7336 | 150348.3451 | 179528.6675 | 206688.7009 | 233726.8697 | 263691.6104 | 286749.1119 | 309872.5886 | 333138.2979 | 356446.8695 | 379761.8113 | 403046.5494 | 426300.6047 | 449523.4927 | 472751.3466 | 495984.1999 | 519189.3355 | 542366.3757 | 565514.9393 | 588667.3919 | 611823.7563 | 634984.0554 | 658148.3122 | 681316.5497 | 704488.7913 | 727665.0604 | 738103.9384 | 0 | 0 | 0 | 0 | 0 | 0 | 0 | 0 | 0 | 0 | 0 | 0 | 0 | 0 | 0 | 0 | 0 | 0
Commercial_Restaurant_New_Food Preparation_Natural Gas_Fryer_E3_Baseline Forecast | Commercial | Restaurant | New | Food Preparation | Natural Gas | Fryer | E3 |  | Baseline Forecast | 0 | 0 | 0 | 0 | 0 | 0 | 0 | 0 | 0 | 0 | 0 | 0 | 0 | 0 | 0 | 0 | 0 | 0 | 0 | 0 | 0 | 0 | 0 | 0 | 0 | 0 | 0 | 0 | 0 | 0 | 0 | 0 | 0 | 0 | 0 | 0 | 0 | 0 | 0 | 0 | 0 | 0 | 0 | 0 | 0 | 0 | 0 | 0 | 0 | 0 | 0
Commercial_Restaurant_New_Food Preparation_Natural Gas_Fryer_E4_Baseline Forecast | Commercial | Restaurant | New | Food Preparation | Natural Gas | Fryer | E4 |  | Baseline Forecast | 0 | 0 | 0 | 0 | 0 | 0 | 0 | 0 | 0 | 0 | 0 | 0 | 0 | 0 | 0 | 0 | 0 | 0 | 0 | 0 | 0 | 0 | 0 | 0 | 0 | 0 | 0 | 0 | 0 | 0 | 0 | 0 | 0 | 0 | 0 | 0 | 0 | 0 | 0 | 0 | 0 | 0 | 0 | 0 | 0 | 0 | 0 | 0 | 0 | 0 | 0
Commercial_Restaurant_New_Food Preparation_Natural Gas_Fryer_E5_Baseline Forecast | Commercial | Restaurant | New | Food Preparation | Natural Gas | Fryer | E5 |  | Baseline Forecast | 0 | 0 | 0 | 0 | 0 | 0 | 0 | 0 | 0 | 0 | 0 | 0 | 0 | 0 | 0 | 0 | 0 | 0 | 0 | 0 | 0 | 0 | 0 | 0 | 0 | 0 | 0 | 0 | 0 | 0 | 0 | 0 | 0 | 0 | 0 | 0 | 0 | 0 | 0 | 0 | 0 | 0 | 0 | 0 | 0 | 0 | 0 | 0 | 0 | 0 | 0
Commercial_Restaurant_New_Food Preparation_Natural Gas_Fryer_E6_Baseline Forecast | Commercial | Restaurant | New | Food Preparation | Natural Gas | Fryer | E6 |  | Baseline Forecast | 0 | 0 | 0 | 0 | 0 | 0 | 0 | 0 | 0 | 0 | 0 | 0 | 0 | 0 | 0 | 0 | 0 | 0 | 0 | 0 | 0 | 0 | 0 | 0 | 0 | 0 | 0 | 0 | 0 | 0 | 0 | 0 | 0 | 0 | 0 | 0 | 0 | 0 | 0 | 0 | 0 | 0 | 0 | 0 | 0 | 0 | 0 | 0 | 0 | 0 | 0
Commercial_Restaurant_New_Food Preparation_Natural Gas_Fryer_E7_Baseline Forecast | Commercial | Restaurant | New | Food Preparation | Natural Gas | Fryer | E7 |  | Baseline Forecast | 0 | 0 | 0 | 0 | 0 | 0 | 0 | 0 | 0 | 0 | 0 | 0 | 0 | 0 | 0 | 0 | 0 | 0 | 0 | 0 | 0 | 0 | 0 | 0 | 0 | 0 | 0 | 0 | 0 | 0 | 0 | 0 | 0 | 0 | 0 | 0 | 0 | 0 | 0 | 0 | 0 | 0 | 0 | 0 | 0 | 0 | 0 | 0 | 0 | 0 | 0
Commercial_Restaurant_New_Food Preparation_Natural Gas_Fryer_E8_Baseline Forecast | Commercial | Restaurant | New | Food Preparation | Natural Gas | Fryer | E8 |  | Baseline Forecast | 0 | 0 | 0 | 0 | 0 | 0 | 0 | 0 | 0 | 0 | 0 | 0 | 0 | 0 | 0 | 0 | 0 | 0 | 0 | 0 | 0 | 0 | 0 | 0 | 0 | 0 | 0 | 0 | 0 | 0 | 0 | 0 | 0 | 0 | 0 | 0 | 0 | 0 | 0 | 0 | 0 | 0 | 0 | 0 | 0 | 0 | 0 | 0 | 0 | 0 | 0
Commercial_Restaurant_New_Food Preparation_Natural Gas_Fryer_E9_Baseline Forecast | Commercial | Restaurant | New | Food Preparation | Natural Gas | Fryer | E9 |  | Baseline Forecast | 0 | 0 | 0 | 0 | 0 | 0 | 0 | 0 | 0 | 0 | 0 | 0 | 0 | 0 | 0 | 0 | 0 | 0 | 0 | 0 | 0 | 0 | 0 | 0 | 0 | 0 | 0 | 0 | 0 | 0 | 0 | 0 | 0 | 0 | 0 | 0 | 0 | 0 | 0 | 0 | 0 | 0 | 0 | 0 | 0 | 0 | 0 | 0 | 0 | 0 | 0
Commercial_Restaurant_New_Food Preparation_Natural Gas_Fryer_E10_Baseline Forecast | Commercial | Restaurant | New | Food Preparation | Natural Gas | Fryer | E10 |  | Baseline Forecast | 0 | 0 | 0 | 0 | 0 | 0 | 0 | 0 | 0 | 0 | 0 | 0 | 0 | 0 | 0 | 0 | 0 | 0 | 0 | 0 | 0 | 0 | 0 | 0 | 0 | 0 | 0 | 0 | 0 | 0 | 0 | 0 | 0 | 0 | 0 | 0 | 0 | 0 | 0 | 0 | 0 | 0 | 0 | 0 | 0 | 0 | 0 | 0 | 0 | 0 | 0
Commercial_Restaurant_New_Food Preparation_Natural Gas_Fryer_Vintage_Baseline Forecast | Commercial | Restaurant | New | Food Preparation | Natural Gas | Fryer | Vintage |  | Baseline Forecast | 0 | 0 | 0 | 0 | 0 | 0 | 0 | 0 | 0 | 0 | 0 | 0 | 0 | 0 | 0 | 0 | 0 | 0 | 0 | 0 | 0 | 0 | 0 | 0 | 0 | 0 | 0 | 0 | 0 | 0 | 0 | 0 | 0 | 0 | 0 | 0 | 0 | 0 | 0 | 0 | 0 | 0 | 0 | 0 | 0 | 0 | 0 | 0 | 0 | 0 | 0
Commercial_Restaurant_New_Food Preparation_Natural Gas_Broiler_E1_Baseline Forecast | Commercial | Restaurant | New | Food Preparation | Natural Gas | Broiler | E1 |  | Baseline Forecast | 0 | 4070.5794 | 23704.4956 | 36251.9432 | 52434.4023 | 74395.7736 | 94922.519 | 113115.6019 | 129478.0552 | 145276.6734 | 160869.2084 | 176306.8347 | 191723.3097 | 207183.8963 | 222739.5811 | 238323.924 | 253912.5261 | 269480.9337 | 285028.8265 | 300555.8805 | 316086.2548 | 331619.9717 | 347135.1562 | 362631.5559 | 378108.9159 | 393588.8761 | 409071.4518 | 424556.6583 | 440044.5108 | 455535.025 | 471028.2163 | 486524.1005 | 493503.6382 | 0 | 0 | 0 | 0 | 0 | 0 | 0 | 0 | 0 | 0 | 0 | 0 | 0 | 0 | 0 | 0 | 0 | 0
Commercial_Restaurant_New_Food Preparation_Natural Gas_Broiler_E2_Baseline Forecast | Commercial | Restaurant | New | Food Preparation | Natural Gas | Broiler | E2 |  | Baseline Forecast | 0 | 1430.2036 | 8328.6066 | 12737.1692 | 18422.8981 | 26139.0556 | 33351.1553 | 39743.3196 | 45492.2897 | 51043.1555 | 56521.6137 | 61945.6446 | 67362.244 | 72794.3419 | 78259.8528 | 83735.4328 | 89212.5092 | 94682.4902 | 100145.2634 | 105600.7148 | 111057.3328 | 116515.1252 | 121966.4062 | 127411.0872 | 132849.0786 | 138287.9835 | 143727.8074 | 149168.5556 | 154610.2335 | 160052.8466 | 165496.4003 | 170940.9002 | 173393.1702 | 0 | 0 | 0 | 0 | 0 | 0 | 0 | 0 | 0 | 0 | 0 | 0 | 0 | 0 | 0 | 0 | 0 | 0
Commercial_Restaurant_New_Food Preparation_Natural Gas_Broiler_E3_Baseline Forecast | Commercial | Restaurant | New | Food Preparation | Natural Gas | Broiler | E3 |  | Baseline Forecast | 0 | 0 | 0 | 0 | 0 | 0 | 0 | 0 | 0 | 0 | 0 | 0 | 0 | 0 | 0 | 0 | 0 | 0 | 0 | 0 | 0 | 0 | 0 | 0 | 0 | 0 | 0 | 0 | 0 | 0 | 0 | 0 | 0 | 0 | 0 | 0 | 0 | 0 | 0 | 0 | 0 | 0 | 0 | 0 | 0 | 0 | 0 | 0 | 0 | 0 | 0
Commercial_Restaurant_New_Food Preparation_Natural Gas_Broiler_E4_Baseline Forecast | Commercial | Restaurant | New | Food Preparation | Natural Gas | Broiler | E4 |  | Baseline Forecast | 0 | 0 | 0 | 0 | 0 | 0 | 0 | 0 | 0 | 0 | 0 | 0 | 0 | 0 | 0 | 0 | 0 | 0 | 0 | 0 | 0 | 0 | 0 | 0 | 0 | 0 | 0 | 0 | 0 | 0 | 0 | 0 | 0 | 0 | 0 | 0 | 0 | 0 | 0 | 0 | 0 | 0 | 0 | 0 | 0 | 0 | 0 | 0 | 0 | 0 | 0
Commercial_Restaurant_New_Food Preparation_Natural Gas_Broiler_E5_Baseline Forecast | Commercial | Restaurant | New | Food Preparation | Natural Gas | Broiler | E5 |  | Baseline Forecast | 0 | 0 | 0 | 0 | 0 | 0 | 0 | 0 | 0 | 0 | 0 | 0 | 0 | 0 | 0 | 0 | 0 | 0 | 0 | 0 | 0 | 0 | 0 | 0 | 0 | 0 | 0 | 0 | 0 | 0 | 0 | 0 | 0 | 0 | 0 | 0 | 0 | 0 | 0 | 0 | 0 | 0 | 0 | 0 | 0 | 0 | 0 | 0 | 0 | 0 | 0
Commercial_Restaurant_New_Food Preparation_Natural Gas_Broiler_E6_Baseline Forecast | Commercial | Restaurant | New | Food Preparation | Natural Gas | Broiler | E6 |  | Baseline Forecast | 0 | 0 | 0 | 0 | 0 | 0 | 0 | 0 | 0 | 0 | 0 | 0 | 0 | 0 | 0 | 0 | 0 | 0 | 0 | 0 | 0 | 0 | 0 | 0 | 0 | 0 | 0 | 0 | 0 | 0 | 0 | 0 | 0 | 0 | 0 | 0 | 0 | 0 | 0 | 0 | 0 | 0 | 0 | 0 | 0 | 0 | 0 | 0 | 0 | 0 | 0
Commercial_Restaurant_New_Food Preparation_Natural Gas_Broiler_E7_Baseline Forecast | Commercial | Restaurant | New | Food Preparation | Natural Gas | Broiler | E7 |  | Baseline Forecast | 0 | 0 | 0 | 0 | 0 | 0 | 0 | 0 | 0 | 0 | 0 | 0 | 0 | 0 | 0 | 0 | 0 | 0 | 0 | 0 | 0 | 0 | 0 | 0 | 0 | 0 | 0 | 0 | 0 | 0 | 0 | 0 | 0 | 0 | 0 | 0 | 0 | 0 | 0 | 0 | 0 | 0 | 0 | 0 | 0 | 0 | 0 | 0 | 0 | 0 | 0
Commercial_Restaurant_New_Food Preparation_Natural Gas_Broiler_E8_Baseline Forecast | Commercial | Restaurant | New | Food Preparation | Natural Gas | Broiler | E8 |  | Baseline Forecast | 0 | 0 | 0 | 0 | 0 | 0 | 0 | 0 | 0 | 0 | 0 | 0 | 0 | 0 | 0 | 0 | 0 | 0 | 0 | 0 | 0 | 0 | 0 | 0 | 0 | 0 | 0 | 0 | 0 | 0 | 0 | 0 | 0 | 0 | 0 | 0 | 0 | 0 | 0 | 0 | 0 | 0 | 0 | 0 | 0 | 0 | 0 | 0 | 0 | 0 | 0
Commercial_Restaurant_New_Food Preparation_Natural Gas_Broiler_E9_Baseline Forecast | Commercial | Restaurant | New | Food Preparation | Natural Gas | Broiler | E9 |  | Baseline Forecast | 0 | 0 | 0 | 0 | 0 | 0 | 0 | 0 | 0 | 0 | 0 | 0 | 0 | 0 | 0 | 0 | 0 | 0 | 0 | 0 | 0 | 0 | 0 | 0 | 0 | 0 | 0 | 0 | 0 | 0 | 0 | 0 | 0 | 0 | 0 | 0 | 0 | 0 | 0 | 0 | 0 | 0 | 0 | 0 | 0 | 0 | 0 | 0 | 0 | 0 | 0
Commercial_Restaurant_New_Food Preparation_Natural Gas_Broiler_E10_Baseline Forecast | Commercial | Restaurant | New | Food Preparation | Natural Gas | Broiler | E10 |  | Baseline Forecast | 0 | 0 | 0 | 0 | 0 | 0 | 0 | 0 | 0 | 0 | 0 | 0 | 0 | 0 | 0 | 0 | 0 | 0 | 0 | 0 | 0 | 0 | 0 | 0 | 0 | 0 | 0 | 0 | 0 | 0 | 0 | 0 | 0 | 0 | 0 | 0 | 0 | 0 | 0 | 0 | 0 | 0 | 0 | 0 | 0 | 0 | 0 | 0 | 0 | 0 | 0
Commercial_Restaurant_New_Food Preparation_Natural Gas_Broiler_Vintage_Baseline Forecast | Commercial | Restaurant | New | Food Preparation | Natural Gas | Broiler | Vintage |  | Baseline Forecast | 0 | 0 | 0 | 0 | 0 | 0 | 0 | 0 | 0 | 0 | 0 | 0 | 0 | 0 | 0 | 0 | 0 | 0 | 0 | 0 | 0 | 0 | 0 | 0 | 0 | 0 | 0 | 0 | 0 | 0 | 0 | 0 | 0 | 0 | 0 | 0 | 0 | 0 | 0 | 0 | 0 | 0 | 0 | 0 | 0 | 0 | 0 | 0 | 0 | 0 | 0
Commercial_Restaurant_New_Food Preparation_Natural Gas_Griddle_E1_Baseline Forecast | Commercial | Restaurant | New | Food Preparation | Natural Gas | Griddle | E1 |  | Baseline Forecast | 0 | 4462.2128 | 25985.1224 | 39739.7691 | 57479.1543 | 81553.4452 | 104055.0837 | 123998.5364 | 141935.2332 | 159253.848 | 176346.5521 | 193269.4438 | 210169.149 | 227117.2099 | 244169.5185 | 261253.2424 | 278341.6353 | 295407.8907 | 312451.6575 | 329472.5807 | 346497.1437 | 363525.3708 | 380533.2825 | 397520.6022 | 414487.0502 | 431456.3487 | 448428.5143 | 465403.5637 | 482381.5139 | 499362.3817 | 516346.1843 | 533332.9387 | 540983.9828 | 0 | 0 | 0 | 0 | 0 | 0 | 0 | 0 | 0 | 0 | 0 | 0 | 0 | 0 | 0 | 0 | 0 | 0
Commercial_Restaurant_New_Food Preparation_Natural Gas_Griddle_E2_Baseline Forecast | Commercial | Restaurant | New | Food Preparation | Natural Gas | Griddle | E2 |  | Baseline Forecast | 0 | 1822.594 | 10613.6415 | 16231.7367 | 23477.4011 | 33310.5621 | 42501.3722 | 50647.2895 | 57973.546 | 65047.3464 | 72028.8734 | 78941.0404 | 85843.7369 | 92766.1843 | 99731.2118 | 106709.0708 | 113688.8369 | 120659.561 | 127621.0996 | 134573.3076 | 141527.0023 | 148482.1937 | 155429.0872 | 162367.5699 | 169297.5276 | 176228.6495 | 183160.9424 | 190094.4133 | 197029.069 | 203964.9165 | 210901.9626 | 217840.2144 | 220965.2888 | 0 | 0 | 0 | 0 | 0 | 0 | 0 | 0 | 0 | 0 | 0 | 0 | 0 | 0 | 0 | 0 | 0 | 0
Commercial_Restaurant_New_Food Preparation_Natural Gas_Griddle_E3_Baseline Forecast | Commercial | Restaurant | New | Food Preparation | Natural Gas | Griddle | E3 |  | Baseline Forecast | 0 | 0 | 0 | 0 | 0 | 0 | 0 | 0 | 0 | 0 | 0 | 0 | 0 | 0 | 0 | 0 | 0 | 0 | 0 | 0 | 0 | 0 | 0 | 0 | 0 | 0 | 0 | 0 | 0 | 0 | 0 | 0 | 0 | 0 | 0 | 0 | 0 | 0 | 0 | 0 | 0 | 0 | 0 | 0 | 0 | 0 | 0 | 0 | 0 | 0 | 0
Commercial_Restaurant_New_Food Preparation_Natural Gas_Griddle_E4_Baseline Forecast | Commercial | Restaurant | New | Food Preparation | Natural Gas | Griddle | E4 |  | Baseline Forecast | 0 | 0 | 0 | 0 | 0 | 0 | 0 | 0 | 0 | 0 | 0 | 0 | 0 | 0 | 0 | 0 | 0 | 0 | 0 | 0 | 0 | 0 | 0 | 0 | 0 | 0 | 0 | 0 | 0 | 0 | 0 | 0 | 0 | 0 | 0 | 0 | 0 | 0 | 0 | 0 | 0 | 0 | 0 | 0 | 0 | 0 | 0 | 0 | 0 | 0 | 0
Commercial_Restaurant_New_Food Preparation_Natural Gas_Griddle_E5_Baseline Forecast | Commercial | Restaurant | New | Food Preparation | Natural Gas | Griddle | E5 |  | Baseline Forecast | 0 | 0 | 0 | 0 | 0 | 0 | 0 | 0 | 0 | 0 | 0 | 0 | 0 | 0 | 0 | 0 | 0 | 0 | 0 | 0 | 0 | 0 | 0 | 0 | 0 | 0 | 0 | 0 | 0 | 0 | 0 | 0 | 0 | 0 | 0 | 0 | 0 | 0 | 0 | 0 | 0 | 0 | 0 | 0 | 0 | 0 | 0 | 0 | 0 | 0 | 0
Commercial_Restaurant_New_Food Preparation_Natural Gas_Griddle_E6_Baseline Forecast | Commercial | Restaurant | New | Food Preparation | Natural Gas | Griddle | E6 |  | Baseline Forecast | 0 | 0 | 0 | 0 | 0 | 0 | 0 | 0 | 0 | 0 | 0 | 0 | 0 | 0 | 0 | 0 | 0 | 0 | 0 | 0 | 0 | 0 | 0 | 0 | 0 | 0 | 0 | 0 | 0 | 0 | 0 | 0 | 0 | 0 | 0 | 0 | 0 | 0 | 0 | 0 | 0 | 0 | 0 | 0 | 0 | 0 | 0 | 0 | 0 | 0 | 0
Commercial_Restaurant_New_Food Preparation_Natural Gas_Griddle_E7_Baseline Forecast | Commercial | Restaurant | New | Food Preparation | Natural Gas | Griddle | E7 |  | Baseline Forecast | 0 | 0 | 0 | 0 | 0 | 0 | 0 | 0 | 0 | 0 | 0 | 0 | 0 | 0 | 0 | 0 | 0 | 0 | 0 | 0 | 0 | 0 | 0 | 0 | 0 | 0 | 0 | 0 | 0 | 0 | 0 | 0 | 0 | 0 | 0 | 0 | 0 | 0 | 0 | 0 | 0 | 0 | 0 | 0 | 0 | 0 | 0 | 0 | 0 | 0 | 0
Commercial_Restaurant_New_Food Preparation_Natural Gas_Griddle_E8_Baseline Forecast | Commercial | Restaurant | New | Food Preparation | Natural Gas | Griddle | E8 |  | Baseline Forecast | 0 | 0 | 0 | 0 | 0 | 0 | 0 | 0 | 0 | 0 | 0 | 0 | 0 | 0 | 0 | 0 | 0 | 0 | 0 | 0 | 0 | 0 | 0 | 0 | 0 | 0 | 0 | 0 | 0 | 0 | 0 | 0 | 0 | 0 | 0 | 0 | 0 | 0 | 0 | 0 | 0 | 0 | 0 | 0 | 0 | 0 | 0 | 0 | 0 | 0 | 0
Commercial_Restaurant_New_Food Preparation_Natural Gas_Griddle_E9_Baseline Forecast | Commercial | Restaurant | New | Food Preparation | Natural Gas | Griddle | E9 |  | Baseline Forecast | 0 | 0 | 0 | 0 | 0 | 0 | 0 | 0 | 0 | 0 | 0 | 0 | 0 | 0 | 0 | 0 | 0 | 0 | 0 | 0 | 0 | 0 | 0 | 0 | 0 | 0 | 0 | 0 | 0 | 0 | 0 | 0 | 0 | 0 | 0 | 0 | 0 | 0 | 0 | 0 | 0 | 0 | 0 | 0 | 0 | 0 | 0 | 0 | 0 | 0 | 0
Commercial_Restaurant_New_Food Preparation_Natural Gas_Griddle_E10_Baseline Forecast | Commercial | Restaurant | New | Food Preparation | Natural Gas | Griddle | E10 |  | Baseline Forecast | 0 | 0 | 0 | 0 | 0 | 0 | 0 | 0 | 0 | 0 | 0 | 0 | 0 | 0 | 0 | 0 | 0 | 0 | 0 | 0 | 0 | 0 | 0 | 0 | 0 | 0 | 0 | 0 | 0 | 0 | 0 | 0 | 0 | 0 | 0 | 0 | 0 | 0 | 0 | 0 | 0 | 0 | 0 | 0 | 0 | 0 | 0 | 0 | 0 | 0 | 0
Commercial_Restaurant_New_Food Preparation_Natural Gas_Griddle_Vintage_Baseline Forecast | Commercial | Restaurant | New | Food Preparation | Natural Gas | Griddle | Vintage |  | Baseline Forecast | 0 | 0 | 0 | 0 | 0 | 0 | 0 | 0 | 0 | 0 | 0 | 0 | 0 | 0 | 0 | 0 | 0 | 0 | 0 | 0 | 0 | 0 | 0 | 0 | 0 | 0 | 0 | 0 | 0 | 0 | 0 | 0 | 0 | 0 | 0 | 0 | 0 | 0 | 0 | 0 | 0 | 0 | 0 | 0 | 0 | 0 | 0 | 0 | 0 | 0 | 0
Commercial_Restaurant_New_Food Preparation_Natural Gas_Range_E1_Baseline Forecast | Commercial | Restaurant | New | Food Preparation | Natural Gas | Range | E1 |  | Baseline Forecast | 0 | 2388.5477 | 13909.4006 | 21272.0324 | 30767.6281 | 43654.1925 | 55698.9425 | 66374.3385 | 75975.5518 | 85245.916 | 94395.3541 | 103453.8944 | 112500.0234 | 121572.0364 | 130699.8514 | 139844.4825 | 148991.6129 | 158126.8934 | 167250.1362 | 176361.1511 | 185474.1143 | 194589.039 | 203693.0891 | 212786.1166 | 221867.9719 | 230951.353 | 240036.2689 | 249122.7283 | 258210.7405 | 267300.3145 | 276391.4594 | 285484.1844 | 289579.6601 | 0 | 0 | 0 | 0 | 0 | 0 | 0 | 0 | 0 | 0 | 0 | 0 | 0 | 0 | 0 | 0 | 0 | 0
Commercial_Restaurant_New_Food Preparation_Natural Gas_Range_E2_Baseline Forecast | Commercial | Restaurant | New | Food Preparation | Natural Gas | Range | E2 |  | Baseline Forecast | 0 | 3437.1785 | 20015.9667 | 30610.9735 | 44275.3672 | 62819.4478 | 80152.1368 | 95514.292 | 109330.6721 | 122670.9523 | 135837.2169 | 148872.6773 | 161890.2776 | 174945.1256 | 188080.274 | 201239.6212 | 214402.5648 | 227548.4563 | 240677.0252 | 253787.9979 | 266901.7743 | 280018.3731 | 293119.3233 | 306204.4117 | 319273.423 | 332344.63 | 345418.0454 | 358493.6823 | 371571.5535 | 384651.6721 | 397734.0514 | 410818.7044 | 416712.1938 | 0 | 0 | 0 | 0 | 0 | 0 | 0 | 0 | 0 | 0 | 0 | 0 | 0 | 0 | 0 | 0 | 0 | 0
Commercial_Restaurant_New_Food Preparation_Natural Gas_Range_E3_Baseline Forecast | Commercial | Restaurant | New | Food Preparation | Natural Gas | Range | E3 |  | Baseline Forecast | 0 | 0 | 0 | 0 | 0 | 0 | 0 | 0 | 0 | 0 | 0 | 0 | 0 | 0 | 0 | 0 | 0 | 0 | 0 | 0 | 0 | 0 | 0 | 0 | 0 | 0 | 0 | 0 | 0 | 0 | 0 | 0 | 0 | 0 | 0 | 0 | 0 | 0 | 0 | 0 | 0 | 0 | 0 | 0 | 0 | 0 | 0 | 0 | 0 | 0 | 0
Commercial_Restaurant_New_Food Preparation_Natural Gas_Range_E4_Baseline Forecast | Commercial | Restaurant | New | Food Preparation | Natural Gas | Range | E4 |  | Baseline Forecast | 0 | 0 | 0 | 0 | 0 | 0 | 0 | 0 | 0 | 0 | 0 | 0 | 0 | 0 | 0 | 0 | 0 | 0 | 0 | 0 | 0 | 0 | 0 | 0 | 0 | 0 | 0 | 0 | 0 | 0 | 0 | 0 | 0 | 0 | 0 | 0 | 0 | 0 | 0 | 0 | 0 | 0 | 0 | 0 | 0 | 0 | 0 | 0 | 0 | 0 | 0
Commercial_Restaurant_New_Food Preparation_Natural Gas_Range_E5_Baseline Forecast | Commercial | Restaurant | New | Food Preparation | Natural Gas | Range | E5 |  | Baseline Forecast | 0 | 0 | 0 | 0 | 0 | 0 | 0 | 0 | 0 | 0 | 0 | 0 | 0 | 0 | 0 | 0 | 0 | 0 | 0 | 0 | 0 | 0 | 0 | 0 | 0 | 0 | 0 | 0 | 0 | 0 | 0 | 0 | 0 | 0 | 0 | 0 | 0 | 0 | 0 | 0 | 0 | 0 | 0 | 0 | 0 | 0 | 0 | 0 | 0 | 0 | 0
Commercial_Restaurant_New_Food Preparation_Natural Gas_Range_E6_Baseline Forecast | Commercial | Restaurant | New | Food Preparation | Natural Gas | Range | E6 |  | Baseline Forecast | 0 | 0 | 0 | 0 | 0 | 0 | 0 | 0 | 0 | 0 | 0 | 0 | 0 | 0 | 0 | 0 | 0 | 0 | 0 | 0 | 0 | 0 | 0 | 0 | 0 | 0 | 0 | 0 | 0 | 0 | 0 | 0 | 0 | 0 | 0 | 0 | 0 | 0 | 0 | 0 | 0 | 0 | 0 | 0 | 0 | 0 | 0 | 0 | 0 | 0 | 0
Commercial_Restaurant_New_Food Preparation_Natural Gas_Range_E7_Baseline Forecast | Commercial | Restaurant | New | Food Preparation | Natural Gas | Range | E7 |  | Baseline Forecast | 0 | 0 | 0 | 0 | 0 | 0 | 0 | 0 | 0 | 0 | 0 | 0 | 0 | 0 | 0 | 0 | 0 | 0 | 0 | 0 | 0 | 0 | 0 | 0 | 0 | 0 | 0 | 0 | 0 | 0 | 0 | 0 | 0 | 0 | 0 | 0 | 0 | 0 | 0 | 0 | 0 | 0 | 0 | 0 | 0 | 0 | 0 | 0 | 0 | 0 | 0
Commercial_Restaurant_New_Food Preparation_Natural Gas_Range_E8_Baseline Forecast | Commercial | Restaurant | New | Food Preparation | Natural Gas | Range | E8 |  | Baseline Forecast | 0 | 0 | 0 | 0 | 0 | 0 | 0 | 0 | 0 | 0 | 0 | 0 | 0 | 0 | 0 | 0 | 0 | 0 | 0 | 0 | 0 | 0 | 0 | 0 | 0 | 0 | 0 | 0 | 0 | 0 | 0 | 0 | 0 | 0 | 0 | 0 | 0 | 0 | 0 | 0 | 0 | 0 | 0 | 0 | 0 | 0 | 0 | 0 | 0 | 0 | 0
Commercial_Restaurant_New_Food Preparation_Natural Gas_Range_E9_Baseline Forecast | Commercial | Restaurant | New | Food Preparation | Natural Gas | Range | E9 |  | Baseline Forecast | 0 | 0 | 0 | 0 | 0 | 0 | 0 | 0 | 0 | 0 | 0 | 0 | 0 | 0 | 0 | 0 | 0 | 0 | 0 | 0 | 0 | 0 | 0 | 0 | 0 | 0 | 0 | 0 | 0 | 0 | 0 | 0 | 0 | 0 | 0 | 0 | 0 | 0 | 0 | 0 | 0 | 0 | 0 | 0 | 0 | 0 | 0 | 0 | 0 | 0 | 0
Commercial_Restaurant_New_Food Preparation_Natural Gas_Range_E10_Baseline Forecast | Commercial | Restaurant | New | Food Preparation | Natural Gas | Range | E10 |  | Baseline Forecast | 0 | 0 | 0 | 0 | 0 | 0 | 0 | 0 | 0 | 0 | 0 | 0 | 0 | 0 | 0 | 0 | 0 | 0 | 0 | 0 | 0 | 0 | 0 | 0 | 0 | 0 | 0 | 0 | 0 | 0 | 0 | 0 | 0 | 0 | 0 | 0 | 0 | 0 | 0 | 0 | 0 | 0 | 0 | 0 | 0 | 0 | 0 | 0 | 0 | 0 | 0
Commercial_Restaurant_New_Food Preparation_Natural Gas_Range_Vintage_Baseline Forecast | Commercial | Restaurant | New | Food Preparation | Natural Gas | Range | Vintage |  | Baseline Forecast | 0 | 0 | 0 | 0 | 0 | 0 | 0 | 0 | 0 | 0 | 0 | 0 | 0 | 0 | 0 | 0 | 0 | 0 | 0 | 0 | 0 | 0 | 0 | 0 | 0 | 0 | 0 | 0 | 0 | 0 | 0 | 0 | 0 | 0 | 0 | 0 | 0 | 0 | 0 | 0 | 0 | 0 | 0 | 0 | 0 | 0 | 0 | 0 | 0 | 0 | 0
Commercial_Restaurant_New_Food Preparation_Natural Gas_Steamer_E1_Baseline Forecast | Commercial | Restaurant | New | Food Preparation | Natural Gas | Steamer | E1 |  | Baseline Forecast | 0 | 201.4347 | 1173.0288 | 1173.0288 | 1173.0288 | 1173.0288 | 1173.0288 | 1173.0288 | 1173.0288 | 1173.0288 | 1150.6472 | 1022.7975 | 909.1533 | 808.1363 | 718.3434 | 638.5274 | 567.5799 | 504.5155 | 448.4582 | 336.5985 | 0 | 0 | 0 | 0 | 0 | 0 | 0 | 0 | 0 | 0 | 0 | 0 | 0 | 0 | 0 | 0 | 0 | 0 | 0 | 0 | 0 | 0 | 0 | 0 | 0 | 0 | 0 | 0 | 0 | 0 | 0
Commercial_Restaurant_New_Food Preparation_Natural Gas_Steamer_E2_Baseline Forecast | Commercial | Restaurant | New | Food Preparation | Natural Gas | Steamer | E2 |  | Baseline Forecast | 0 | 201.4347 | 1173.0288 | 2414.8622 | 4016.4564 | 6189.9953 | 8221.5478 | 10022.1354 | 11641.5437 | 13205.1488 | 14770.7392 | 16426.4661 | 18065.8943 | 19697.061 | 21326.4156 | 22948.6295 | 24562.3965 | 26166.2818 | 27761.1296 | 29409.7174 | 31283.3726 | 32820.76 | 34356.3134 | 35890.0075 | 37421.8173 | 38953.8844 | 40486.2104 | 42018.7968 | 43551.645 | 45084.7567 | 46618.1333 | 48151.7765 | 48842.5483 | 0 | 0 | 0 | 0 | 0 | 0 | 0 | 0 | 0 | 0 | 0 | 0 | 0 | 0 | 0 | 0 | 0 | 0
Commercial_Restaurant_New_Food Preparation_Natural Gas_Steamer_E3_Baseline Forecast | Commercial | Restaurant | New | Food Preparation | Natural Gas | Steamer | E3 |  | Baseline Forecast | 0 | 0 | 0 | 0 | 0 | 0 | 0 | 0 | 0 | 0 | 0 | 0 | 0 | 0 | 0 | 0 | 0 | 0 | 0 | 0 | 0 | 0 | 0 | 0 | 0 | 0 | 0 | 0 | 0 | 0 | 0 | 0 | 0 | 0 | 0 | 0 | 0 | 0 | 0 | 0 | 0 | 0 | 0 | 0 | 0 | 0 | 0 | 0 | 0 | 0 | 0
Commercial_Restaurant_New_Food Preparation_Natural Gas_Steamer_E4_Baseline Forecast | Commercial | Restaurant | New | Food Preparation | Natural Gas | Steamer | E4 |  | Baseline Forecast | 0 | 0 | 0 | 0 | 0 | 0 | 0 | 0 | 0 | 0 | 0 | 0 | 0 | 0 | 0 | 0 | 0 | 0 | 0 | 0 | 0 | 0 | 0 | 0 | 0 | 0 | 0 | 0 | 0 | 0 | 0 | 0 | 0 | 0 | 0 | 0 | 0 | 0 | 0 | 0 | 0 | 0 | 0 | 0 | 0 | 0 | 0 | 0 | 0 | 0 | 0
Commercial_Restaurant_New_Food Preparation_Natural Gas_Steamer_E5_Baseline Forecast | Commercial | Restaurant | New | Food Preparation | Natural Gas | Steamer | E5 |  | Baseline Forecast | 0 | 0 | 0 | 0 | 0 | 0 | 0 | 0 | 0 | 0 | 0 | 0 | 0 | 0 | 0 | 0 | 0 | 0 | 0 | 0 | 0 | 0 | 0 | 0 | 0 | 0 | 0 | 0 | 0 | 0 | 0 | 0 | 0 | 0 | 0 | 0 | 0 | 0 | 0 | 0 | 0 | 0 | 0 | 0 | 0 | 0 | 0 | 0 | 0 | 0 | 0
Commercial_Restaurant_New_Food Preparation_Natural Gas_Steamer_E6_Baseline Forecast | Commercial | Restaurant | New | Food Preparation | Natural Gas | Steamer | E6 |  | Baseline Forecast | 0 | 0 | 0 | 0 | 0 | 0 | 0 | 0 | 0 | 0 | 0 | 0 | 0 | 0 | 0 | 0 | 0 | 0 | 0 | 0 | 0 | 0 | 0 | 0 | 0 | 0 | 0 | 0 | 0 | 0 | 0 | 0 | 0 | 0 | 0 | 0 | 0 | 0 | 0 | 0 | 0 | 0 | 0 | 0 | 0 | 0 | 0 | 0 | 0 | 0 | 0
Commercial_Restaurant_New_Food Preparation_Natural Gas_Steamer_E7_Baseline Forecast | Commercial | Restaurant | New | Food Preparation | Natural Gas | Steamer | E7 |  | Baseline Forecast | 0 | 0 | 0 | 0 | 0 | 0 | 0 | 0 | 0 | 0 | 0 | 0 | 0 | 0 | 0 | 0 | 0 | 0 | 0 | 0 | 0 | 0 | 0 | 0 | 0 | 0 | 0 | 0 | 0 | 0 | 0 | 0 | 0 | 0 | 0 | 0 | 0 | 0 | 0 | 0 | 0 | 0 | 0 | 0 | 0 | 0 | 0 | 0 | 0 | 0 | 0
Commercial_Restaurant_New_Food Preparation_Natural Gas_Steamer_E8_Baseline Forecast | Commercial | Restaurant | New | Food Preparation | Natural Gas | Steamer | E8 |  | Baseline Forecast | 0 | 0 | 0 | 0 | 0 | 0 | 0 | 0 | 0 | 0 | 0 | 0 | 0 | 0 | 0 | 0 | 0 | 0 | 0 | 0 | 0 | 0 | 0 | 0 | 0 | 0 | 0 | 0 | 0 | 0 | 0 | 0 | 0 | 0 | 0 | 0 | 0 | 0 | 0 | 0 | 0 | 0 | 0 | 0 | 0 | 0 | 0 | 0 | 0 | 0 | 0
Commercial_Restaurant_New_Food Preparation_Natural Gas_Steamer_E9_Baseline Forecast | Commercial | Restaurant | New | Food Preparation | Natural Gas | Steamer | E9 |  | Baseline Forecast | 0 | 0 | 0 | 0 | 0 | 0 | 0 | 0 | 0 | 0 | 0 | 0 | 0 | 0 | 0 | 0 | 0 | 0 | 0 | 0 | 0 | 0 | 0 | 0 | 0 | 0 | 0 | 0 | 0 | 0 | 0 | 0 | 0 | 0 | 0 | 0 | 0 | 0 | 0 | 0 | 0 | 0 | 0 | 0 | 0 | 0 | 0 | 0 | 0 | 0 | 0
Commercial_Restaurant_New_Food Preparation_Natural Gas_Steamer_E10_Baseline Forecast | Commercial | Restaurant | New | Food Preparation | Natural Gas | Steamer | E10 |  | Baseline Forecast | 0 | 0 | 0 | 0 | 0 | 0 | 0 | 0 | 0 | 0 | 0 | 0 | 0 | 0 | 0 | 0 | 0 | 0 | 0 | 0 | 0 | 0 | 0 | 0 | 0 | 0 | 0 | 0 | 0 | 0 | 0 | 0 | 0 | 0 | 0 | 0 | 0 | 0 | 0 | 0 | 0 | 0 | 0 | 0 | 0 | 0 | 0 | 0 | 0 | 0 | 0
Commercial_Restaurant_New_Food Preparation_Natural Gas_Steamer_Vintage_Baseline Forecast | Commercial | Restaurant | New | Food Preparation | Natural Gas | Steamer | Vintage |  | Baseline Forecast | 0 | 0 | 0 | 0 | 0 | 0 | 0 | 0 | 0 | 0 | 0 | 0 | 0 | 0 | 0 | 0 | 0 | 0 | 0 | 0 | 0 | 0 | 0 | 0 | 0 | 0 | 0 | 0 | 0 | 0 | 0 | 0 | 0 | 0 | 0 | 0 | 0 | 0 | 0 | 0 | 0 | 0 | 0 | 0 | 0 | 0 | 0 | 0 | 0 | 0 | 0
Commercial_Restaurant_New_Food Preparation_Natural Gas_Food Prep Other_E1_Baseline Forecast | Commercial | Restaurant | New | Food Preparation | Natural Gas | Food Prep Other | E1 |  | Baseline Forecast | 0 | 16.7775 | 97.7016 | 149.4178 | 216.1162 | 306.6333 | 391.2373 | 466.2229 | 533.6632 | 598.7795 | 663.0465 | 726.675 | 790.2163 | 853.9394 | 918.0545 | 982.2877 | 1046.5384 | 1110.7059 | 1174.7889 | 1238.786 | 1302.7967 | 1366.8213 | 1430.7694 | 1494.6401 | 1558.4324 | 1622.2354 | 1686.0491 | 1749.8737 | 1813.7092 | 1877.5557 | 1941.4132 | 2005.2818 | 2034.049 | 0 | 0 | 0 | 0 | 0 | 0 | 0 | 0 | 0 | 0 | 0 | 0 | 0 | 0 | 0 | 0 | 0 | 0
Commercial_Restaurant_New_Food Preparation_Natural Gas_Food Prep Other_E2_Baseline Forecast | Commercial | Restaurant | New | Food Preparation | Natural Gas | Food Prep Other | E2 |  | Baseline Forecast | 0 | 5.8948 | 34.3276 | 52.4981 | 75.9327 | 107.736 | 137.4618 | 163.808 | 187.5033 | 210.382 | 232.9623 | 255.3182 | 277.6436 | 300.0328 | 322.5597 | 345.1281 | 367.7027 | 390.248 | 412.7637 | 435.2491 | 457.7394 | 480.2345 | 502.7028 | 525.1438 | 547.5573 | 569.9746 | 592.3956 | 614.8205 | 637.2492 | 659.6817 | 682.1181 | 704.5585 | 714.6659 | 0 | 0 | 0 | 0 | 0 | 0 | 0 | 0 | 0 | 0 | 0 | 0 | 0 | 0 | 0 | 0 | 0 | 0
Commercial_Restaurant_New_Food Preparation_Natural Gas_Food Prep Other_E3_Baseline Forecast | Commercial | Restaurant | New | Food Preparation | Natural Gas | Food Prep Other | E3 |  | Baseline Forecast | 0 | 0 | 0 | 0 | 0 | 0 | 0 | 0 | 0 | 0 | 0 | 0 | 0 | 0 | 0 | 0 | 0 | 0 | 0 | 0 | 0 | 0 | 0 | 0 | 0 | 0 | 0 | 0 | 0 | 0 | 0 | 0 | 0 | 0 | 0 | 0 | 0 | 0 | 0 | 0 | 0 | 0 | 0 | 0 | 0 | 0 | 0 | 0 | 0 | 0 | 0
Commercial_Restaurant_New_Food Preparation_Natural Gas_Food Prep Other_E4_Baseline Forecast | Commercial | Restaurant | New | Food Preparation | Natural Gas | Food Prep Other | E4 |  | Baseline Forecast | 0 | 0 | 0 | 0 | 0 | 0 | 0 | 0 | 0 | 0 | 0 | 0 | 0 | 0 | 0 | 0 | 0 | 0 | 0 | 0 | 0 | 0 | 0 | 0 | 0 | 0 | 0 | 0 | 0 | 0 | 0 | 0 | 0 | 0 | 0 | 0 | 0 | 0 | 0 | 0 | 0 | 0 | 0 | 0 | 0 | 0 | 0 | 0 | 0 | 0 | 0
Commercial_Restaurant_New_Food Preparation_Natural Gas_Food Prep Other_E5_Baseline Forecast | Commercial | Restaurant | New | Food Preparation | Natural Gas | Food Prep Other | E5 |  | Baseline Forecast | 0 | 0 | 0 | 0 | 0 | 0 | 0 | 0 | 0 | 0 | 0 | 0 | 0 | 0 | 0 | 0 | 0 | 0 | 0 | 0 | 0 | 0 | 0 | 0 | 0 | 0 | 0 | 0 | 0 | 0 | 0 | 0 | 0 | 0 | 0 | 0 | 0 | 0 | 0 | 0 | 0 | 0 | 0 | 0 | 0 | 0 | 0 | 0 | 0 | 0 | 0
Commercial_Restaurant_New_Food Preparation_Natural Gas_Food Prep Other_E6_Baseline Forecast | Commercial | Restaurant | New | Food Preparation | Natural Gas | Food Prep Other | E6 |  | Baseline Forecast | 0 | 0 | 0 | 0 | 0 | 0 | 0 | 0 | 0 | 0 | 0 | 0 | 0 | 0 | 0 | 0 | 0 | 0 | 0 | 0 | 0 | 0 | 0 | 0 | 0 | 0 | 0 | 0 | 0 | 0 | 0 | 0 | 0 | 0 | 0 | 0 | 0 | 0 | 0 | 0 | 0 | 0 | 0 | 0 | 0 | 0 | 0 | 0 | 0 | 0 | 0
Commercial_Restaurant_New_Food Preparation_Natural Gas_Food Prep Other_E7_Baseline Forecast | Commercial | Restaurant | New | Food Preparation | Natural Gas | Food Prep Other | E7 |  | Baseline Forecast | 0 | 0 | 0 | 0 | 0 | 0 | 0 | 0 | 0 | 0 | 0 | 0 | 0 | 0 | 0 | 0 | 0 | 0 | 0 | 0 | 0 | 0 | 0 | 0 | 0 | 0 | 0 | 0 | 0 | 0 | 0 | 0 | 0 | 0 | 0 | 0 | 0 | 0 | 0 | 0 | 0 | 0 | 0 | 0 | 0 | 0 | 0 | 0 | 0 | 0 | 0
Commercial_Restaurant_New_Food Preparation_Natural Gas_Food Prep Other_E8_Baseline Forecast | Commercial | Restaurant | New | Food Preparation | Natural Gas | Food Prep Other | E8 |  | Baseline Forecast | 0 | 0 | 0 | 0 | 0 | 0 | 0 | 0 | 0 | 0 | 0 | 0 | 0 | 0 | 0 | 0 | 0 | 0 | 0 | 0 | 0 | 0 | 0 | 0 | 0 | 0 | 0 | 0 | 0 | 0 | 0 | 0 | 0 | 0 | 0 | 0 | 0 | 0 | 0 | 0 | 0 | 0 | 0 | 0 | 0 | 0 | 0 | 0 | 0 | 0 | 0
Commercial_Restaurant_New_Food Preparation_Natural Gas_Food Prep Other_E9_Baseline Forecast | Commercial | Restaurant | New | Food Preparation | Natural Gas | Food Prep Other | E9 |  | Baseline Forecast | 0 | 0 | 0 | 0 | 0 | 0 | 0 | 0 | 0 | 0 | 0 | 0 | 0 | 0 | 0 | 0 | 0 | 0 | 0 | 0 | 0 | 0 | 0 | 0 | 0 | 0 | 0 | 0 | 0 | 0 | 0 | 0 | 0 | 0 | 0 | 0 | 0 | 0 | 0 | 0 | 0 | 0 | 0 | 0 | 0 | 0 | 0 | 0 | 0 | 0 | 0
Commercial_Restaurant_New_Food Preparation_Natural Gas_Food Prep Other_E10_Baseline Forecast | Commercial | Restaurant | New | Food Preparation | Natural Gas | Food Prep Other | E10 |  | Baseline Forecast | 0 | 0 | 0 | 0 | 0 | 0 | 0 | 0 | 0 | 0 | 0 | 0 | 0 | 0 | 0 | 0 | 0 | 0 | 0 | 0 | 0 | 0 | 0 | 0 | 0 | 0 | 0 | 0 | 0 | 0 | 0 | 0 | 0 | 0 | 0 | 0 | 0 | 0 | 0 | 0 | 0 | 0 | 0 | 0 | 0 | 0 | 0 | 0 | 0 | 0 | 0
Commercial_Restaurant_New_Food Preparation_Natural Gas_Food Prep Other_Vintage_Baseline Forecast | Commercial | Restaurant | New | Food Preparation | Natural Gas | Food Prep Other | Vintage |  | Baseline Forecast | 0 | 0 | 0 | 0 | 0 | 0 | 0 | 0 | 0 | 0 | 0 | 0 | 0 | 0 | 0 | 0 | 0 | 0 | 0 | 0 | 0 | 0 | 0 | 0 | 0 | 0 | 0 | 0 | 0 | 0 | 0 | 0 | 0 | 0 | 0 | 0 | 0 | 0 | 0 | 0 | 0 | 0 | 0 | 0 | 0 | 0 | 0 | 0 | 0 | 0 | 0
Commercial_Restaurant_New_Miscellaneous_Natural Gas_Pool Heater_E1_Baseline Forecast | Commercial | Restaurant | New | Miscellaneous | Natural Gas | Pool Heater | E1 |  | Baseline Forecast | 0 | 0 | 0 | 0 | 0 | 0 | 0 | 0 | 0 | 0 | 0 | 0 | 0 | 0 | 0 | 0 | 0 | 0 | 0 | 0 | 0 | 0 | 0 | 0 | 0 | 0 | 0 | 0 | 0 | 0 | 0 | 0 | 0 | 0 | 0 | 0 | 0 | 0 | 0 | 0 | 0 | 0 | 0 | 0 | 0 | 0 | 0 | 0 | 0 | 0 | 0
Commercial_Restaurant_New_Miscellaneous_Natural Gas_Pool Heater_E2_Baseline Forecast | Commercial | Restaurant | New | Miscellaneous | Natural Gas | Pool Heater | E2 |  | Baseline Forecast | 0 | 0 | 0 | 0 | 0 | 0 | 0 | 0 | 0 | 0 | 0 | 0 | 0 | 0 | 0 | 0 | 0 | 0 | 0 | 0 | 0 | 0 | 0 | 0 | 0 | 0 | 0 | 0 | 0 | 0 | 0 | 0 | 0 | 0 | 0 | 0 | 0 | 0 | 0 | 0 | 0 | 0 | 0 | 0 | 0 | 0 | 0 | 0 | 0 | 0 | 0
Commercial_Restaurant_New_Miscellaneous_Natural Gas_Pool Heater_E3_Baseline Forecast | Commercial | Restaurant | New | Miscellaneous | Natural Gas | Pool Heater | E3 |  | Baseline Forecast | 0 | 0 | 0 | 0 | 0 | 0 | 0 | 0 | 0 | 0 | 0 | 0 | 0 | 0 | 0 | 0 | 0 | 0 | 0 | 0 | 0 | 0 | 0 | 0 | 0 | 0 | 0 | 0 | 0 | 0 | 0 | 0 | 0 | 0 | 0 | 0 | 0 | 0 | 0 | 0 | 0 | 0 | 0 | 0 | 0 | 0 | 0 | 0 | 0 | 0 | 0
Commercial_Restaurant_New_Miscellaneous_Natural Gas_Pool Heater_E4_Baseline Forecast | Commercial | Restaurant | New | Miscellaneous | Natural Gas | Pool Heater | E4 |  | Baseline Forecast | 0 | 0 | 0 | 0 | 0 | 0 | 0 | 0 | 0 | 0 | 0 | 0 | 0 | 0 | 0 | 0 | 0 | 0 | 0 | 0 | 0 | 0 | 0 | 0 | 0 | 0 | 0 | 0 | 0 | 0 | 0 | 0 | 0 | 0 | 0 | 0 | 0 | 0 | 0 | 0 | 0 | 0 | 0 | 0 | 0 | 0 | 0 | 0 | 0 | 0 | 0
Commercial_Restaurant_New_Miscellaneous_Natural Gas_Pool Heater_E5_Baseline Forecast | Commercial | Restaurant | New | Miscellaneous | Natural Gas | Pool Heater | E5 |  | Baseline Forecast | 0 | 0 | 0 | 0 | 0 | 0 | 0 | 0 | 0 | 0 | 0 | 0 | 0 | 0 | 0 | 0 | 0 | 0 | 0 | 0 | 0 | 0 | 0 | 0 | 0 | 0 | 0 | 0 | 0 | 0 | 0 | 0 | 0 | 0 | 0 | 0 | 0 | 0 | 0 | 0 | 0 | 0 | 0 | 0 | 0 | 0 | 0 | 0 | 0 | 0 | 0
Commercial_Restaurant_New_Miscellaneous_Natural Gas_Pool Heater_E6_Baseline Forecast | Commercial | Restaurant | New | Miscellaneous | Natural Gas | Pool Heater | E6 |  | Baseline Forecast | 0 | 0 | 0 | 0 | 0 | 0 | 0 | 0 | 0 | 0 | 0 | 0 | 0 | 0 | 0 | 0 | 0 | 0 | 0 | 0 | 0 | 0 | 0 | 0 | 0 | 0 | 0 | 0 | 0 | 0 | 0 | 0 | 0 | 0 | 0 | 0 | 0 | 0 | 0 | 0 | 0 | 0 | 0 | 0 | 0 | 0 | 0 | 0 | 0 | 0 | 0
Commercial_Restaurant_New_Miscellaneous_Natural Gas_Pool Heater_E7_Baseline Forecast | Commercial | Restaurant | New | Miscellaneous | Natural Gas | Pool Heater | E7 |  | Baseline Forecast | 0 | 0 | 0 | 0 | 0 | 0 | 0 | 0 | 0 | 0 | 0 | 0 | 0 | 0 | 0 | 0 | 0 | 0 | 0 | 0 | 0 | 0 | 0 | 0 | 0 | 0 | 0 | 0 | 0 | 0 | 0 | 0 | 0 | 0 | 0 | 0 | 0 | 0 | 0 | 0 | 0 | 0 | 0 | 0 | 0 | 0 | 0 | 0 | 0 | 0 | 0
Commercial_Restaurant_New_Miscellaneous_Natural Gas_Pool Heater_E8_Baseline Forecast | Commercial | Restaurant | New | Miscellaneous | Natural Gas | Pool Heater | E8 |  | Baseline Forecast | 0 | 0 | 0 | 0 | 0 | 0 | 0 | 0 | 0 | 0 | 0 | 0 | 0 | 0 | 0 | 0 | 0 | 0 | 0 | 0 | 0 | 0 | 0 | 0 | 0 | 0 | 0 | 0 | 0 | 0 | 0 | 0 | 0 | 0 | 0 | 0 | 0 | 0 | 0 | 0 | 0 | 0 | 0 | 0 | 0 | 0 | 0 | 0 | 0 | 0 | 0
Commercial_Restaurant_New_Miscellaneous_Natural Gas_Pool Heater_E9_Baseline Forecast | Commercial | Restaurant | New | Miscellaneous | Natural Gas | Pool Heater | E9 |  | Baseline Forecast | 0 | 0 | 0 | 0 | 0 | 0 | 0 | 0 | 0 | 0 | 0 | 0 | 0 | 0 | 0 | 0 | 0 | 0 | 0 | 0 | 0 | 0 | 0 | 0 | 0 | 0 | 0 | 0 | 0 | 0 | 0 | 0 | 0 | 0 | 0 | 0 | 0 | 0 | 0 | 0 | 0 | 0 | 0 | 0 | 0 | 0 | 0 | 0 | 0 | 0 | 0
Commercial_Restaurant_New_Miscellaneous_Natural Gas_Pool Heater_E10_Baseline Forecast | Commercial | Restaurant | New | Miscellaneous | Natural Gas | Pool Heater | E10 |  | Baseline Forecast | 0 | 0 | 0 | 0 | 0 | 0 | 0 | 0 | 0 | 0 | 0 | 0 | 0 | 0 | 0 | 0 | 0 | 0 | 0 | 0 | 0 | 0 | 0 | 0 | 0 | 0 | 0 | 0 | 0 | 0 | 0 | 0 | 0 | 0 | 0 | 0 | 0 | 0 | 0 | 0 | 0 | 0 | 0 | 0 | 0 | 0 | 0 | 0 | 0 | 0 | 0
Commercial_Restaurant_New_Miscellaneous_Natural Gas_Pool Heater_Vintage_Baseline Forecast | Commercial | Restaurant | New | Miscellaneous | Natural Gas | Pool Heater | Vintage |  | Baseline Forecast | 0 | 0 | 0 | 0 | 0 | 0 | 0 | 0 | 0 | 0 | 0 | 0 | 0 | 0 | 0 | 0 | 0 | 0 | 0 | 0 | 0 | 0 | 0 | 0 | 0 | 0 | 0 | 0 | 0 | 0 | 0 | 0 | 0 | 0 | 0 | 0 | 0 | 0 | 0 | 0 | 0 | 0 | 0 | 0 | 0 | 0 | 0 | 0 | 0 | 0 | 0
Commercial_Restaurant_New_Miscellaneous_Natural Gas_Miscellaneous_E1_Baseline Forecast | Commercial | Restaurant | New | Miscellaneous | Natural Gas | Miscellaneous | E1 |  | Baseline Forecast | 0 | 7155.7264 | 41670.4521 | 63727.7791 | 92175.1419 | 130781.3322 | 166865.5744 | 198847.4398 | 227611.2169 | 255383.8206 | 282794.1477 | 309932.159 | 337032.988 | 364211.3614 | 391556.9091 | 418952.8354 | 446356.249 | 473724.1624 | 501056.0124 | 528351.2298 | 555652.2839 | 582959.214 | 610233.5659 | 637474.8956 | 664682.7551 | 691895.1857 | 719112.214 | 746333.8669 | 773560.1715 | 800791.155 | 828026.8447 | 855267.2681 | 867536.6915 | 0 | 0 | 0 | 0 | 0 | 0 | 0 | 0 | 0 | 0 | 0 | 0 | 0 | 0 | 0 | 0 | 0 | 0
Commercial_Restaurant_New_Miscellaneous_Natural Gas_Miscellaneous_E2_Baseline Forecast | Commercial | Restaurant | New | Miscellaneous | Natural Gas | Miscellaneous | E2 |  | Baseline Forecast | 0 | 0 | 0 | 0 | 0 | 0 | 0 | 0 | 0 | 0 | 0 | 0 | 0 | 0 | 0 | 0 | 0 | 0 | 0 | 0 | 0 | 0 | 0 | 0 | 0 | 0 | 0 | 0 | 0 | 0 | 0 | 0 | 0 | 0 | 0 | 0 | 0 | 0 | 0 | 0 | 0 | 0 | 0 | 0 | 0 | 0 | 0 | 0 | 0 | 0 | 0
Commercial_Restaurant_New_Miscellaneous_Natural Gas_Miscellaneous_E3_Baseline Forecast | Commercial | Restaurant | New | Miscellaneous | Natural Gas | Miscellaneous | E3 |  | Baseline Forecast | 0 | 0 | 0 | 0 | 0 | 0 | 0 | 0 | 0 | 0 | 0 | 0 | 0 | 0 | 0 | 0 | 0 | 0 | 0 | 0 | 0 | 0 | 0 | 0 | 0 | 0 | 0 | 0 | 0 | 0 | 0 | 0 | 0 | 0 | 0 | 0 | 0 | 0 | 0 | 0 | 0 | 0 | 0 | 0 | 0 | 0 | 0 | 0 | 0 | 0 | 0
Commercial_Restaurant_New_Miscellaneous_Natural Gas_Miscellaneous_E4_Baseline Forecast | Commercial | Restaurant | New | Miscellaneous | Natural Gas | Miscellaneous | E4 |  | Baseline Forecast | 0 | 0 | 0 | 0 | 0 | 0 | 0 | 0 | 0 | 0 | 0 | 0 | 0 | 0 | 0 | 0 | 0 | 0 | 0 | 0 | 0 | 0 | 0 | 0 | 0 | 0 | 0 | 0 | 0 | 0 | 0 | 0 | 0 | 0 | 0 | 0 | 0 | 0 | 0 | 0 | 0 | 0 | 0 | 0 | 0 | 0 | 0 | 0 | 0 | 0 | 0
Commercial_Restaurant_New_Miscellaneous_Natural Gas_Miscellaneous_E5_Baseline Forecast | Commercial | Restaurant | New | Miscellaneous | Natural Gas | Miscellaneous | E5 |  | Baseline Forecast | 0 | 0 | 0 | 0 | 0 | 0 | 0 | 0 | 0 | 0 | 0 | 0 | 0 | 0 | 0 | 0 | 0 | 0 | 0 | 0 | 0 | 0 | 0 | 0 | 0 | 0 | 0 | 0 | 0 | 0 | 0 | 0 | 0 | 0 | 0 | 0 | 0 | 0 | 0 | 0 | 0 | 0 | 0 | 0 | 0 | 0 | 0 | 0 | 0 | 0 | 0
Commercial_Restaurant_New_Miscellaneous_Natural Gas_Miscellaneous_E6_Baseline Forecast | Commercial | Restaurant | New | Miscellaneous | Natural Gas | Miscellaneous | E6 |  | Baseline Forecast | 0 | 0 | 0 | 0 | 0 | 0 | 0 | 0 | 0 | 0 | 0 | 0 | 0 | 0 | 0 | 0 | 0 | 0 | 0 | 0 | 0 | 0 | 0 | 0 | 0 | 0 | 0 | 0 | 0 | 0 | 0 | 0 | 0 | 0 | 0 | 0 | 0 | 0 | 0 | 0 | 0 | 0 | 0 | 0 | 0 | 0 | 0 | 0 | 0 | 0 | 0
Commercial_Restaurant_New_Miscellaneous_Natural Gas_Miscellaneous_E7_Baseline Forecast | Commercial | Restaurant | New | Miscellaneous | Natural Gas | Miscellaneous | E7 |  | Baseline Forecast | 0 | 0 | 0 | 0 | 0 | 0 | 0 | 0 | 0 | 0 | 0 | 0 | 0 | 0 | 0 | 0 | 0 | 0 | 0 | 0 | 0 | 0 | 0 | 0 | 0 | 0 | 0 | 0 | 0 | 0 | 0 | 0 | 0 | 0 | 0 | 0 | 0 | 0 | 0 | 0 | 0 | 0 | 0 | 0 | 0 | 0 | 0 | 0 | 0 | 0 | 0
Commercial_Restaurant_New_Miscellaneous_Natural Gas_Miscellaneous_E8_Baseline Forecast | Commercial | Restaurant | New | Miscellaneous | Natural Gas | Miscellaneous | E8 |  | Baseline Forecast | 0 | 0 | 0 | 0 | 0 | 0 | 0 | 0 | 0 | 0 | 0 | 0 | 0 | 0 | 0 | 0 | 0 | 0 | 0 | 0 | 0 | 0 | 0 | 0 | 0 | 0 | 0 | 0 | 0 | 0 | 0 | 0 | 0 | 0 | 0 | 0 | 0 | 0 | 0 | 0 | 0 | 0 | 0 | 0 | 0 | 0 | 0 | 0 | 0 | 0 | 0
Commercial_Restaurant_New_Miscellaneous_Natural Gas_Miscellaneous_E9_Baseline Forecast | Commercial | Restaurant | New | Miscellaneous | Natural Gas | Miscellaneous | E9 |  | Baseline Forecast | 0 | 0 | 0 | 0 | 0 | 0 | 0 | 0 | 0 | 0 | 0 | 0 | 0 | 0 | 0 | 0 | 0 | 0 | 0 | 0 | 0 | 0 | 0 | 0 | 0 | 0 | 0 | 0 | 0 | 0 | 0 | 0 | 0 | 0 | 0 | 0 | 0 | 0 | 0 | 0 | 0 | 0 | 0 | 0 | 0 | 0 | 0 | 0 | 0 | 0 | 0
Commercial_Restaurant_New_Miscellaneous_Natural Gas_Miscellaneous_E10_Baseline Forecast | Commercial | Restaurant | New | Miscellaneous | Natural Gas | Miscellaneous | E10 |  | Baseline Forecast | 0 | 0 | 0 | 0 | 0 | 0 | 0 | 0 | 0 | 0 | 0 | 0 | 0 | 0 | 0 | 0 | 0 | 0 | 0 | 0 | 0 | 0 | 0 | 0 | 0 | 0 | 0 | 0 | 0 | 0 | 0 | 0 | 0 | 0 | 0 | 0 | 0 | 0 | 0 | 0 | 0 | 0 | 0 | 0 | 0 | 0 | 0 | 0 | 0 | 0 | 0
Commercial_Restaurant_New_Miscellaneous_Natural Gas_Miscellaneous_Vintage_Baseline Forecast | Commercial | Restaurant | New | Miscellaneous | Natural Gas | Miscellaneous | Vintage |  | Baseline Forecast | 0 | 0 | 0 | 0 | 0 | 0 | 0 | 0 | 0 | 0 | 0 | 0 | 0 | 0 | 0 | 0 | 0 | 0 | 0 | 0 | 0 | 0 | 0 | 0 | 0 | 0 | 0 | 0 | 0 | 0 | 0 | 0 | 0 | 0 | 0 | 0 | 0 | 0 | 0 | 0 | 0 | 0 | 0 | 0 | 0 | 0 | 0 | 0 | 0 | 0 | 0
Commercial_Retail_Existing_Space Heating_Natural Gas_Furnace_E1_Baseline Forecast | Commercial | Retail | Existing | Space Heating | Natural Gas | Furnace | E1 |  | Baseline Forecast | 0 | 310142.4972 | 644803.9532 | 1000363.9337 | 1374509.3628 | 1764008.5578 | 2168414.7666 | 2587195.5855 | 3019148.8981 | 3462093.4736 | 3914421.1954 | 4374873.104 | 4842129.3558 | 5315002.105 | 5792374.4773 | 6273427.1266 | 6757362.1374 | 7243467.0493 | 7731044.5512 | 8172723.7969 | 8572178.1907 | 8932839.4226 | 9257933.5939 | 9550367.5819 | 9812812.1287 | 10047640.8789 | 10257100.771 | 10443256.3969 | 10608004.758 | 10753088.8303 | 10880110.0339 | 10990539.6962 | 11086111.5029 | 0 | 0 | 0 | 0 | 0 | 0 | 0 | 0 | 0 | 0 | 0 | 0 | 0 | 0 | 0 | 0 | 0 | 0
Commercial_Retail_Existing_Space Heating_Natural Gas_Furnace_E2_Baseline Forecast | Commercial | Retail | Existing | Space Heating | Natural Gas | Furnace | E2 |  | Baseline Forecast | 0 | 0 | 0 | 0 | 0 | 0 | 0 | 0 | 0 | 0 | 0 | 0 | 0 | 0 | 0 | 0 | 0 | 0 | 0 | 0 | 0 | 0 | 0 | 0 | 0 | 0 | 0 | 0 | 0 | 0 | 0 | 0 | 0 | 0 | 0 | 0 | 0 | 0 | 0 | 0 | 0 | 0 | 0 | 0 | 0 | 0 | 0 | 0 | 0 | 0 | 0
Commercial_Retail_Existing_Space Heating_Natural Gas_Furnace_E3_Baseline Forecast | Commercial | Retail | Existing | Space Heating | Natural Gas | Furnace | E3 |  | Baseline Forecast | 0 | 0 | 0 | 0 | 0 | 0 | 0 | 0 | 0 | 0 | 0 | 0 | 0 | 0 | 0 | 0 | 0 | 0 | 0 | 0 | 0 | 0 | 0 | 0 | 0 | 0 | 0 | 0 | 0 | 0 | 0 | 0 | 0 | 0 | 0 | 0 | 0 | 0 | 0 | 0 | 0 | 0 | 0 | 0 | 0 | 0 | 0 | 0 | 0 | 0 | 0
Commercial_Retail_Existing_Space Heating_Natural Gas_Furnace_E4_Baseline Forecast | Commercial | Retail | Existing | Space Heating | Natural Gas | Furnace | E4 |  | Baseline Forecast | 0 | 0 | 0 | 0 | 0 | 0 | 0 | 0 | 0 | 0 | 0 | 0 | 0 | 0 | 0 | 0 | 0 | 0 | 0 | 0 | 0 | 0 | 0 | 0 | 0 | 0 | 0 | 0 | 0 | 0 | 0 | 0 | 0 | 0 | 0 | 0 | 0 | 0 | 0 | 0 | 0 | 0 | 0 | 0 | 0 | 0 | 0 | 0 | 0 | 0 | 0
Commercial_Retail_Existing_Space Heating_Natural Gas_Furnace_E5_Baseline Forecast | Commercial | Retail | Existing | Space Heating | Natural Gas | Furnace | E5 |  | Baseline Forecast | 0 | 0 | 0 | 0 | 0 | 0 | 0 | 0 | 0 | 0 | 0 | 0 | 0 | 0 | 0 | 0 | 0 | 0 | 0 | 0 | 0 | 0 | 0 | 0 | 0 | 0 | 0 | 0 | 0 | 0 | 0 | 0 | 0 | 0 | 0 | 0 | 0 | 0 | 0 | 0 | 0 | 0 | 0 | 0 | 0 | 0 | 0 | 0 | 0 | 0 | 0
Commercial_Retail_Existing_Space Heating_Natural Gas_Furnace_E6_Baseline Forecast | Commercial | Retail | Existing | Space Heating | Natural Gas | Furnace | E6 |  | Baseline Forecast | 0 | 0 | 0 | 0 | 0 | 0 | 0 | 0 | 0 | 0 | 0 | 0 | 0 | 0 | 0 | 0 | 0 | 0 | 0 | 0 | 0 | 0 | 0 | 0 | 0 | 0 | 0 | 0 | 0 | 0 | 0 | 0 | 0 | 0 | 0 | 0 | 0 | 0 | 0 | 0 | 0 | 0 | 0 | 0 | 0 | 0 | 0 | 0 | 0 | 0 | 0
Commercial_Retail_Existing_Space Heating_Natural Gas_Furnace_E7_Baseline Forecast | Commercial | Retail | Existing | Space Heating | Natural Gas | Furnace | E7 |  | Baseline Forecast | 0 | 0 | 0 | 0 | 0 | 0 | 0 | 0 | 0 | 0 | 0 | 0 | 0 | 0 | 0 | 0 | 0 | 0 | 0 | 0 | 0 | 0 | 0 | 0 | 0 | 0 | 0 | 0 | 0 | 0 | 0 | 0 | 0 | 0 | 0 | 0 | 0 | 0 | 0 | 0 | 0 | 0 | 0 | 0 | 0 | 0 | 0 | 0 | 0 | 0 | 0
Commercial_Retail_Existing_Space Heating_Natural Gas_Furnace_E8_Baseline Forecast | Commercial | Retail | Existing | Space Heating | Natural Gas | Furnace | E8 |  | Baseline Forecast | 0 | 0 | 0 | 0 | 0 | 0 | 0 | 0 | 0 | 0 | 0 | 0 | 0 | 0 | 0 | 0 | 0 | 0 | 0 | 0 | 0 | 0 | 0 | 0 | 0 | 0 | 0 | 0 | 0 | 0 | 0 | 0 | 0 | 0 | 0 | 0 | 0 | 0 | 0 | 0 | 0 | 0 | 0 | 0 | 0 | 0 | 0 | 0 | 0 | 0 | 0
Commercial_Retail_Existing_Space Heating_Natural Gas_Furnace_E9_Baseline Forecast | Commercial | Retail | Existing | Space Heating | Natural Gas | Furnace | E9 |  | Baseline Forecast | 0 | 0 | 0 | 0 | 0 | 0 | 0 | 0 | 0 | 0 | 0 | 0 | 0 | 0 | 0 | 0 | 0 | 0 | 0 | 0 | 0 | 0 | 0 | 0 | 0 | 0 | 0 | 0 | 0 | 0 | 0 | 0 | 0 | 0 | 0 | 0 | 0 | 0 | 0 | 0 | 0 | 0 | 0 | 0 | 0 | 0 | 0 | 0 | 0 | 0 | 0
Commercial_Retail_Existing_Space Heating_Natural Gas_Furnace_E10_Baseline Forecast | Commercial | Retail | Existing | Space Heating | Natural Gas | Furnace | E10 |  | Baseline Forecast | 0 | 0 | 0 | 0 | 0 | 0 | 0 | 0 | 0 | 0 | 0 | 0 | 0 | 0 | 0 | 0 | 0 | 0 | 0 | 0 | 0 | 0 | 0 | 0 | 0 | 0 | 0 | 0 | 0 | 0 | 0 | 0 | 0 | 0 | 0 | 0 | 0 | 0 | 0 | 0 | 0 | 0 | 0 | 0 | 0 | 0 | 0 | 0 | 0 | 0 | 0
Commercial_Retail_Existing_Space Heating_Natural Gas_Furnace_Vintage_Baseline Forecast | Commercial | Retail | Existing | Space Heating | Natural Gas | Furnace | Vintage |  | Baseline Forecast | 15534470.3232 | 15145291.9474 | 14731594.6129 | 14280588.2839 | 13808515.8089 | 13311651.7729 | 12806942.4279 | 12299345.5335 | 11787587.1114 | 11267612.8099 | 10739269.7722 | 10203565.059 | 9661160.1168 | 9112921.5453 | 8559715.2459 | 8002687.6044 | 7442756.6365 | 6880755.1714 | 6317382.0973 | 5800009.8546 | 5324846.1202 | 4888459.0944 | 4487730.3514 | 4119754.2571 | 3781861.3237 | 3471571.3877 | 3186637.4357 | 2924994.8004 | 2684746.4047 | 2464149.1966 | 2261601.6792 | 2075632.4483 | 1904955.2802 | 0 | 0 | 0 | 0 | 0 | 0 | 0 | 0 | 0 | 0 | 0 | 0 | 0 | 0 | 0 | 0 | 0 | 0
Commercial_Retail_Existing_Space Heating_Natural Gas_Boiler_E1_Baseline Forecast | Commercial | Retail | Existing | Space Heating | Natural Gas | Boiler | E1 |  | Baseline Forecast | 0 | 9831.6952 | 20575.478 | 32194.1978 | 44464.273 | 57390.85 | 70796.0341 | 84800.2558 | 99187.0931 | 114047.3154 | 129135.3618 | 144594.4802 | 160225.0962 | 176142.695 | 192086.903 | 208020.1423 | 224208.2692 | 240447.8455 | 256714.2433 | 272985.2313 | 289238.2391 | 305454.6651 | 319870.4138 | 332662.227 | 343981.0734 | 353970.5418 | 362752.002 | 370446.8871 | 377152.5624 | 382970.399 | 387978.0023 | 392260.4326 | 395892.6414 | 0 | 0 | 0 | 0 | 0 | 0 | 0 | 0 | 0 | 0 | 0 | 0 | 0 | 0 | 0 | 0 | 0 | 0
Commercial_Retail_Existing_Space Heating_Natural Gas_Boiler_E2_Baseline Forecast | Commercial | Retail | Existing | Space Heating | Natural Gas | Boiler | E2 |  | Baseline Forecast | 0 | 0 | 0 | 0 | 0 | 0 | 0 | 0 | 0 | 0 | 0 | 0 | 0 | 0 | 0 | 0 | 0 | 0 | 0 | 0 | 0 | 0 | 0 | 0 | 0 | 0 | 0 | 0 | 0 | 0 | 0 | 0 | 0 | 0 | 0 | 0 | 0 | 0 | 0 | 0 | 0 | 0 | 0 | 0 | 0 | 0 | 0 | 0 | 0 | 0 | 0
Commercial_Retail_Existing_Space Heating_Natural Gas_Boiler_E3_Baseline Forecast | Commercial | Retail | Existing | Space Heating | Natural Gas | Boiler | E3 |  | Baseline Forecast | 0 | 3096.0165 | 6550.8101 | 10207.462 | 14155.4322 | 18221.0419 | 22537.0146 | 26938.8441 | 31573.5998 | 36241.3788 | 41105.4997 | 45957.6019 | 50931.236 | 55852.1402 | 60926.3131 | 66151.0894 | 71222.2996 | 76309.6492 | 81405.4158 | 86502.6283 | 91594.2017 | 96674.3031 | 101188.713 | 105187.0732 | 108723.2315 | 111835.1868 | 114568.8247 | 116954.0451 | 119030.4064 | 120820.4207 | 122358.5648 | 123661.1808 | 124762.9923 | 0 | 0 | 0 | 0 | 0 | 0 | 0 | 0 | 0 | 0 | 0 | 0 | 0 | 0 | 0 | 0 | 0 | 0
Commercial_Retail_Existing_Space Heating_Natural Gas_Boiler_E4_Baseline Forecast | Commercial | Retail | Existing | Space Heating | Natural Gas | Boiler | E4 |  | Baseline Forecast | 0 | 0 | 0 | 0 | 0 | 0 | 0 | 0 | 0 | 0 | 0 | 0 | 0 | 0 | 0 | 0 | 0 | 0 | 0 | 0 | 0 | 0 | 0 | 0 | 0 | 0 | 0 | 0 | 0 | 0 | 0 | 0 | 0 | 0 | 0 | 0 | 0 | 0 | 0 | 0 | 0 | 0 | 0 | 0 | 0 | 0 | 0 | 0 | 0 | 0 | 0
Commercial_Retail_Existing_Space Heating_Natural Gas_Boiler_E5_Baseline Forecast | Commercial | Retail | Existing | Space Heating | Natural Gas | Boiler | E5 |  | Baseline Forecast | 0 | 0 | 0 | 0 | 0 | 0 | 0 | 0 | 0 | 0 | 0 | 0 | 0 | 0 | 0 | 0 | 0 | 0 | 0 | 0 | 0 | 0 | 0 | 0 | 0 | 0 | 0 | 0 | 0 | 0 | 0 | 0 | 0 | 0 | 0 | 0 | 0 | 0 | 0 | 0 | 0 | 0 | 0 | 0 | 0 | 0 | 0 | 0 | 0 | 0 | 0
Commercial_Retail_Existing_Space Heating_Natural Gas_Boiler_E6_Baseline Forecast | Commercial | Retail | Existing | Space Heating | Natural Gas | Boiler | E6 |  | Baseline Forecast | 0 | 0 | 0 | 0 | 0 | 0 | 0 | 0 | 0 | 0 | 0 | 0 | 0 | 0 | 0 | 0 | 0 | 0 | 0 | 0 | 0 | 0 | 0 | 0 | 0 | 0 | 0 | 0 | 0 | 0 | 0 | 0 | 0 | 0 | 0 | 0 | 0 | 0 | 0 | 0 | 0 | 0 | 0 | 0 | 0 | 0 | 0 | 0 | 0 | 0 | 0
Commercial_Retail_Existing_Space Heating_Natural Gas_Boiler_E7_Baseline Forecast | Commercial | Retail | Existing | Space Heating | Natural Gas | Boiler | E7 |  | Baseline Forecast | 0 | 0 | 0 | 0 | 0 | 0 | 0 | 0 | 0 | 0 | 0 | 0 | 0 | 0 | 0 | 0 | 0 | 0 | 0 | 0 | 0 | 0 | 0 | 0 | 0 | 0 | 0 | 0 | 0 | 0 | 0 | 0 | 0 | 0 | 0 | 0 | 0 | 0 | 0 | 0 | 0 | 0 | 0 | 0 | 0 | 0 | 0 | 0 | 0 | 0 | 0
Commercial_Retail_Existing_Space Heating_Natural Gas_Boiler_E8_Baseline Forecast | Commercial | Retail | Existing | Space Heating | Natural Gas | Boiler | E8 |  | Baseline Forecast | 0 | 0 | 0 | 0 | 0 | 0 | 0 | 0 | 0 | 0 | 0 | 0 | 0 | 0 | 0 | 0 | 0 | 0 | 0 | 0 | 0 | 0 | 0 | 0 | 0 | 0 | 0 | 0 | 0 | 0 | 0 | 0 | 0 | 0 | 0 | 0 | 0 | 0 | 0 | 0 | 0 | 0 | 0 | 0 | 0 | 0 | 0 | 0 | 0 | 0 | 0
Commercial_Retail_Existing_Space Heating_Natural Gas_Boiler_E9_Baseline Forecast | Commercial | Retail | Existing | Space Heating | Natural Gas | Boiler | E9 |  | Baseline Forecast | 0 | 0 | 0 | 0 | 0 | 0 | 0 | 0 | 0 | 0 | 0 | 0 | 0 | 0 | 0 | 0 | 0 | 0 | 0 | 0 | 0 | 0 | 0 | 0 | 0 | 0 | 0 | 0 | 0 | 0 | 0 | 0 | 0 | 0 | 0 | 0 | 0 | 0 | 0 | 0 | 0 | 0 | 0 | 0 | 0 | 0 | 0 | 0 | 0 | 0 | 0
Commercial_Retail_Existing_Space Heating_Natural Gas_Boiler_E10_Baseline Forecast | Commercial | Retail | Existing | Space Heating | Natural Gas | Boiler | E10 |  | Baseline Forecast | 0 | 0 | 0 | 0 | 0 | 0 | 0 | 0 | 0 | 0 | 0 | 0 | 0 | 0 | 0 | 0 | 0 | 0 | 0 | 0 | 0 | 0 | 0 | 0 | 0 | 0 | 0 | 0 | 0 | 0 | 0 | 0 | 0 | 0 | 0 | 0 | 0 | 0 | 0 | 0 | 0 | 0 | 0 | 0 | 0 | 0 | 0 | 0 | 0 | 0 | 0
Commercial_Retail_Existing_Space Heating_Natural Gas_Boiler_Vintage_Baseline Forecast | Commercial | Retail | Existing | Space Heating | Natural Gas | Boiler | Vintage |  | Baseline Forecast | 714660.1746 | 698096.4332 | 680261.8272 | 660595.4654 | 639872.306 | 617940.8215 | 595605.2392 | 573113.2224 | 550420.2113 | 527348.4731 | 503899.2365 | 480126.0258 | 456064.5753 | 431758.8828 | 407251.7775 | 382598.5475 | 357843.0318 | 333024.5003 | 308175.3759 | 283324.9343 | 258497.3602 | 233717.0829 | 211307.371 | 191041.8983 | 172715.9058 | 156142.9055 | 141155.6385 | 127602.7684 | 115347.3679 | 104265.5503 | 94245.2302 | 85185.0012 | 76995.7739 | 0 | 0 | 0 | 0 | 0 | 0 | 0 | 0 | 0 | 0 | 0 | 0 | 0 | 0 | 0 | 0 | 0 | 0
Commercial_Retail_Existing_Space Heating_Natural Gas_Unit Heater_E1_Baseline Forecast | Commercial | Retail | Existing | Space Heating | Natural Gas | Unit Heater | E1 |  | Baseline Forecast | 0 | 51418.202 | 117657.098 | 195216.8544 | 281452.4855 | 374034.014 | 471610.0258 | 573152.6693 | 677734.3521 | 784385.8344 | 892400.282 | 1001257.2507 | 1086380.0329 | 1152586.609 | 1203707.9558 | 1242837.3146 | 1272428.6499 | 1294438.8376 | 1310417.567 | 1321598.3304 | 1328951.4008 | 1333257.7635 | 1335149.5196 | 1335121.7535 | 1333568.5063 | 1330792.7868 | 1327043.9838 | 1322520.5758 | 1317380.5194 | 1311749.5186 | 1305727.6067 | 1299394.3865 | 1292857.7394 | 0 | 0 | 0 | 0 | 0 | 0 | 0 | 0 | 0 | 0 | 0 | 0 | 0 | 0 | 0 | 0 | 0 | 0
Commercial_Retail_Existing_Space Heating_Natural Gas_Unit Heater_E2_Baseline Forecast | Commercial | Retail | Existing | Space Heating | Natural Gas | Unit Heater | E2 |  | Baseline Forecast | 0 | 0 | 0 | 0 | 0 | 0 | 0 | 0 | 0 | 0 | 0 | 0 | 0 | 0 | 0 | 0 | 0 | 0 | 0 | 0 | 0 | 0 | 0 | 0 | 0 | 0 | 0 | 0 | 0 | 0 | 0 | 0 | 0 | 0 | 0 | 0 | 0 | 0 | 0 | 0 | 0 | 0 | 0 | 0 | 0 | 0 | 0 | 0 | 0 | 0 | 0
Commercial_Retail_Existing_Space Heating_Natural Gas_Unit Heater_E3_Baseline Forecast | Commercial | Retail | Existing | Space Heating | Natural Gas | Unit Heater | E3 |  | Baseline Forecast | 0 | 0 | 0 | 0 | 0 | 0 | 0 | 0 | 0 | 0 | 0 | 0 | 0 | 0 | 0 | 0 | 0 | 0 | 0 | 0 | 0 | 0 | 0 | 0 | 0 | 0 | 0 | 0 | 0 | 0 | 0 | 0 | 0 | 0 | 0 | 0 | 0 | 0 | 0 | 0 | 0 | 0 | 0 | 0 | 0 | 0 | 0 | 0 | 0 | 0 | 0
Commercial_Retail_Existing_Space Heating_Natural Gas_Unit Heater_E4_Baseline Forecast | Commercial | Retail | Existing | Space Heating | Natural Gas | Unit Heater | E4 |  | Baseline Forecast | 0 | 0 | 0 | 0 | 0 | 0 | 0 | 0 | 0 | 0 | 0 | 0 | 0 | 0 | 0 | 0 | 0 | 0 | 0 | 0 | 0 | 0 | 0 | 0 | 0 | 0 | 0 | 0 | 0 | 0 | 0 | 0 | 0 | 0 | 0 | 0 | 0 | 0 | 0 | 0 | 0 | 0 | 0 | 0 | 0 | 0 | 0 | 0 | 0 | 0 | 0
Commercial_Retail_Existing_Space Heating_Natural Gas_Unit Heater_E5_Baseline Forecast | Commercial | Retail | Existing | Space Heating | Natural Gas | Unit Heater | E5 |  | Baseline Forecast | 0 | 0 | 0 | 0 | 0 | 0 | 0 | 0 | 0 | 0 | 0 | 0 | 0 | 0 | 0 | 0 | 0 | 0 | 0 | 0 | 0 | 0 | 0 | 0 | 0 | 0 | 0 | 0 | 0 | 0 | 0 | 0 | 0 | 0 | 0 | 0 | 0 | 0 | 0 | 0 | 0 | 0 | 0 | 0 | 0 | 0 | 0 | 0 | 0 | 0 | 0
Commercial_Retail_Existing_Space Heating_Natural Gas_Unit Heater_E6_Baseline Forecast | Commercial | Retail | Existing | Space Heating | Natural Gas | Unit Heater | E6 |  | Baseline Forecast | 0 | 0 | 0 | 0 | 0 | 0 | 0 | 0 | 0 | 0 | 0 | 0 | 0 | 0 | 0 | 0 | 0 | 0 | 0 | 0 | 0 | 0 | 0 | 0 | 0 | 0 | 0 | 0 | 0 | 0 | 0 | 0 | 0 | 0 | 0 | 0 | 0 | 0 | 0 | 0 | 0 | 0 | 0 | 0 | 0 | 0 | 0 | 0 | 0 | 0 | 0
Commercial_Retail_Existing_Space Heating_Natural Gas_Unit Heater_E7_Baseline Forecast | Commercial | Retail | Existing | Space Heating | Natural Gas | Unit Heater | E7 |  | Baseline Forecast | 0 | 0 | 0 | 0 | 0 | 0 | 0 | 0 | 0 | 0 | 0 | 0 | 0 | 0 | 0 | 0 | 0 | 0 | 0 | 0 | 0 | 0 | 0 | 0 | 0 | 0 | 0 | 0 | 0 | 0 | 0 | 0 | 0 | 0 | 0 | 0 | 0 | 0 | 0 | 0 | 0 | 0 | 0 | 0 | 0 | 0 | 0 | 0 | 0 | 0 | 0
Commercial_Retail_Existing_Space Heating_Natural Gas_Unit Heater_E8_Baseline Forecast | Commercial | Retail | Existing | Space Heating | Natural Gas | Unit Heater | E8 |  | Baseline Forecast | 0 | 0 | 0 | 0 | 0 | 0 | 0 | 0 | 0 | 0 | 0 | 0 | 0 | 0 | 0 | 0 | 0 | 0 | 0 | 0 | 0 | 0 | 0 | 0 | 0 | 0 | 0 | 0 | 0 | 0 | 0 | 0 | 0 | 0 | 0 | 0 | 0 | 0 | 0 | 0 | 0 | 0 | 0 | 0 | 0 | 0 | 0 | 0 | 0 | 0 | 0
Commercial_Retail_Existing_Space Heating_Natural Gas_Unit Heater_E9_Baseline Forecast | Commercial | Retail | Existing | Space Heating | Natural Gas | Unit Heater | E9 |  | Baseline Forecast | 0 | 0 | 0 | 0 | 0 | 0 | 0 | 0 | 0 | 0 | 0 | 0 | 0 | 0 | 0 | 0 | 0 | 0 | 0 | 0 | 0 | 0 | 0 | 0 | 0 | 0 | 0 | 0 | 0 | 0 | 0 | 0 | 0 | 0 | 0 | 0 | 0 | 0 | 0 | 0 | 0 | 0 | 0 | 0 | 0 | 0 | 0 | 0 | 0 | 0 | 0
Commercial_Retail_Existing_Space Heating_Natural Gas_Unit Heater_E10_Baseline Forecast | Commercial | Retail | Existing | Space Heating | Natural Gas | Unit Heater | E10 |  | Baseline Forecast | 0 | 0 | 0 | 0 | 0 | 0 | 0 | 0 | 0 | 0 | 0 | 0 | 0 | 0 | 0 | 0 | 0 | 0 | 0 | 0 | 0 | 0 | 0 | 0 | 0 | 0 | 0 | 0 | 0 | 0 | 0 | 0 | 0 | 0 | 0 | 0 | 0 | 0 | 0 | 0 | 0 | 0 | 0 | 0 | 0 | 0 | 0 | 0 | 0 | 0 | 0
Commercial_Retail_Existing_Space Heating_Natural Gas_Unit Heater_Vintage_Baseline Forecast | Commercial | Retail | Existing | Space Heating | Natural Gas | Unit Heater | Vintage |  | Baseline Forecast | 1550434.3192 | 1491127.8574 | 1417000.7015 | 1329914.8208 | 1233905.4768 | 1130608.2864 | 1023021.4134 | 912614.3871 | 800067.6705 | 685728.1546 | 570126.9176 | 453759.2628 | 361136.1857 | 287407.6436 | 228717.6111 | 182005.4874 | 144829.2949 | 115244.171 | 91700.584 | 72965.2006 | 58055.879 | 46191.623 | 36751.0781 | 29239.284 | 23262.3248 | 18506.5604 | 14722.5947 | 11711.9415 | 9316.6367 | 7410.9687 | 5894.8966 | 4688.8098 | 3729.4866 | 0 | 0 | 0 | 0 | 0 | 0 | 0 | 0 | 0 | 0 | 0 | 0 | 0 | 0 | 0 | 0 | 0 | 0
Commercial_Retail_Existing_Water Heating_Natural Gas_Water Heater_E1_Baseline Forecast | Commercial | Retail | Existing | Water Heating | Natural Gas | Water Heater | E1 |  | Baseline Forecast | 0 | 0 | 0 | 0 | 0 | 0 | 0 | 0 | 0 | 0 | 0 | 0 | 0 | 0 | 0 | 0 | 0 | 0 | 0 | 0 | 0 | 0 | 0 | 0 | 0 | 0 | 0 | 0 | 0 | 0 | 0 | 0 | 0 | 0 | 0 | 0 | 0 | 0 | 0 | 0 | 0 | 0 | 0 | 0 | 0 | 0 | 0 | 0 | 0 | 0 | 0
Commercial_Retail_Existing_Water Heating_Natural Gas_Water Heater_E2_Baseline Forecast | Commercial | Retail | Existing | Water Heating | Natural Gas | Water Heater | E2 |  | Baseline Forecast | 0 | 341186.4126 | 780715.8093 | 1295364.9812 | 1867583.0768 | 2481909.4892 | 3129376.887 | 3803164.9413 | 4497118.5959 | 5204806.4423 | 5759794.5072 | 6193303.8659 | 6529939.6716 | 6789323.6602 | 6987058.5356 | 7135818.887 | 7245639.7294 | 7324526.8848 | 7378806.78 | 7413515.0548 | 7432595.4161 | 7439236.0149 | 7436032.793 | 7425006.982 | 7407767.3329 | 7385535.4126 | 7359329.2739 | 7329959.143 | 7298069.8253 | 7264174.4628 | 7228681.405 | 7191915.598 | 7154382.0773 | 0 | 0 | 0 | 0 | 0 | 0 | 0 | 0 | 0 | 0 | 0 | 0 | 0 | 0 | 0 | 0 | 0 | 0
Commercial_Retail_Existing_Water Heating_Natural Gas_Water Heater_E3_Baseline Forecast | Commercial | Retail | Existing | Water Heating | Natural Gas | Water Heater | E3 |  | Baseline Forecast | 0 | 0 | 0 | 0 | 0 | 0 | 0 | 0 | 0 | 0 | 0 | 0 | 0 | 0 | 0 | 0 | 0 | 0 | 0 | 0 | 0 | 0 | 0 | 0 | 0 | 0 | 0 | 0 | 0 | 0 | 0 | 0 | 0 | 0 | 0 | 0 | 0 | 0 | 0 | 0 | 0 | 0 | 0 | 0 | 0 | 0 | 0 | 0 | 0 | 0 | 0
Commercial_Retail_Existing_Water Heating_Natural Gas_Water Heater_E4_Baseline Forecast | Commercial | Retail | Existing | Water Heating | Natural Gas | Water Heater | E4 |  | Baseline Forecast | 0 | 0 | 0 | 0 | 0 | 0 | 0 | 0 | 0 | 0 | 0 | 0 | 0 | 0 | 0 | 0 | 0 | 0 | 0 | 0 | 0 | 0 | 0 | 0 | 0 | 0 | 0 | 0 | 0 | 0 | 0 | 0 | 0 | 0 | 0 | 0 | 0 | 0 | 0 | 0 | 0 | 0 | 0 | 0 | 0 | 0 | 0 | 0 | 0 | 0 | 0
Commercial_Retail_Existing_Water Heating_Natural Gas_Water Heater_E5_Baseline Forecast | Commercial | Retail | Existing | Water Heating | Natural Gas | Water Heater | E5 |  | Baseline Forecast | 0 | 0 | 0 | 0 | 0 | 0 | 0 | 0 | 0 | 0 | 0 | 0 | 0 | 0 | 0 | 0 | 0 | 0 | 0 | 0 | 0 | 0 | 0 | 0 | 0 | 0 | 0 | 0 | 0 | 0 | 0 | 0 | 0 | 0 | 0 | 0 | 0 | 0 | 0 | 0 | 0 | 0 | 0 | 0 | 0 | 0 | 0 | 0 | 0 | 0 | 0
Commercial_Retail_Existing_Water Heating_Natural Gas_Water Heater_E6_Baseline Forecast | Commercial | Retail | Existing | Water Heating | Natural Gas | Water Heater | E6 |  | Baseline Forecast | 0 | 0 | 0 | 0 | 0 | 0 | 0 | 0 | 0 | 0 | 0 | 0 | 0 | 0 | 0 | 0 | 0 | 0 | 0 | 0 | 0 | 0 | 0 | 0 | 0 | 0 | 0 | 0 | 0 | 0 | 0 | 0 | 0 | 0 | 0 | 0 | 0 | 0 | 0 | 0 | 0 | 0 | 0 | 0 | 0 | 0 | 0 | 0 | 0 | 0 | 0
Commercial_Retail_Existing_Water Heating_Natural Gas_Water Heater_E7_Baseline Forecast | Commercial | Retail | Existing | Water Heating | Natural Gas | Water Heater | E7 |  | Baseline Forecast | 0 | 0 | 0 | 0 | 0 | 0 | 0 | 0 | 0 | 0 | 0 | 0 | 0 | 0 | 0 | 0 | 0 | 0 | 0 | 0 | 0 | 0 | 0 | 0 | 0 | 0 | 0 | 0 | 0 | 0 | 0 | 0 | 0 | 0 | 0 | 0 | 0 | 0 | 0 | 0 | 0 | 0 | 0 | 0 | 0 | 0 | 0 | 0 | 0 | 0 | 0
Commercial_Retail_Existing_Water Heating_Natural Gas_Water Heater_E8_Baseline Forecast | Commercial | Retail | Existing | Water Heating | Natural Gas | Water Heater | E8 |  | Baseline Forecast | 0 | 0 | 0 | 0 | 0 | 0 | 0 | 0 | 0 | 0 | 0 | 0 | 0 | 0 | 0 | 0 | 0 | 0 | 0 | 0 | 0 | 0 | 0 | 0 | 0 | 0 | 0 | 0 | 0 | 0 | 0 | 0 | 0 | 0 | 0 | 0 | 0 | 0 | 0 | 0 | 0 | 0 | 0 | 0 | 0 | 0 | 0 | 0 | 0 | 0 | 0
Commercial_Retail_Existing_Water Heating_Natural Gas_Water Heater_E9_Baseline Forecast | Commercial | Retail | Existing | Water Heating | Natural Gas | Water Heater | E9 |  | Baseline Forecast | 0 | 0 | 0 | 0 | 0 | 0 | 0 | 0 | 0 | 0 | 0 | 0 | 0 | 0 | 0 | 0 | 0 | 0 | 0 | 0 | 0 | 0 | 0 | 0 | 0 | 0 | 0 | 0 | 0 | 0 | 0 | 0 | 0 | 0 | 0 | 0 | 0 | 0 | 0 | 0 | 0 | 0 | 0 | 0 | 0 | 0 | 0 | 0 | 0 | 0 | 0
Commercial_Retail_Existing_Water Heating_Natural Gas_Water Heater_E10_Baseline Forecast | Commercial | Retail | Existing | Water Heating | Natural Gas | Water Heater | E10 |  | Baseline Forecast | 0 | 0 | 0 | 0 | 0 | 0 | 0 | 0 | 0 | 0 | 0 | 0 | 0 | 0 | 0 | 0 | 0 | 0 | 0 | 0 | 0 | 0 | 0 | 0 | 0 | 0 | 0 | 0 | 0 | 0 | 0 | 0 | 0 | 0 | 0 | 0 | 0 | 0 | 0 | 0 | 0 | 0 | 0 | 0 | 0 | 0 | 0 | 0 | 0 | 0 | 0
Commercial_Retail_Existing_Water Heating_Natural Gas_Water Heater_Vintage_Baseline Forecast | Commercial | Retail | Existing | Water Heating | Natural Gas | Water Heater | Vintage |  | Baseline Forecast | 8573279.224 | 8188473.9019 | 7705325.5957 | 7138000.7818 | 6511737.9785 | 5838158.2578 | 5135334.8178 | 4412530.2861 | 3674533.193 | 2924333.6075 | 2327393.6436 | 1852353.2065 | 1474243.7816 | 1173266.3415 | 933679.6734 | 742989.6773 | 591227.6198 | 470454.1092 | 374343.5888 | 297861.2989 | 236997.9026 | 188565.1884 | 150026.6395 | 119361.7099 | 94962.3413 | 75548.1802 | 60101.1323 | 47810.93 | 38032.7261 | 30253.3366 | 24064.3697 | 19140.8367 | 15224.651 | 0 | 0 | 0 | 0 | 0 | 0 | 0 | 0 | 0 | 0 | 0 | 0 | 0 | 0 | 0 | 0 | 0 | 0
Commercial_Retail_Existing_Food Preparation_Natural Gas_Oven_E1_Baseline Forecast | Commercial | Retail | Existing | Food Preparation | Natural Gas | Oven | E1 |  | Baseline Forecast | 0 | 4486.243 | 10265.593 | 17032.6891 | 24556.756 | 32634.5032 | 41148.0195 | 50007.6247 | 59132.3865 | 68437.7384 | 77862.0092 | 87359.79 | 94786.7609 | 100563.2909 | 105023.6333 | 108437.6735 | 111019.5203 | 112939.9113 | 114334.0569 | 115309.5796 | 115951.1357 | 116326.8663 | 116491.9222 | 116489.4996 | 116353.9786 | 116111.7968 | 115784.7134 | 115390.0456 | 114941.5752 | 114450.2699 | 113924.8575 | 113372.2834 | 112801.9603 | 0 | 0 | 0 | 0 | 0 | 0 | 0 | 0 | 0 | 0 | 0 | 0 | 0 | 0 | 0 | 0 | 0 | 0
Commercial_Retail_Existing_Food Preparation_Natural Gas_Oven_E2_Baseline Forecast | Commercial | Retail | Existing | Food Preparation | Natural Gas | Oven | E2 |  | Baseline Forecast | 0 | 6455.8131 | 14772.4386 | 24510.455 | 35337.7709 | 46961.846 | 59213.0036 | 71962.1917 | 85092.9464 | 98483.5748 | 112045.3303 | 125712.8686 | 136400.4607 | 144713.0284 | 151131.5698 | 156044.457 | 159759.7975 | 162523.287 | 164529.4966 | 165933.2975 | 166856.5124 | 167397.1978 | 167634.7173 | 167631.2311 | 167436.2131 | 167087.7076 | 166617.0266 | 166049.09 | 165403.7302 | 164696.7298 | 163940.6486 | 163145.481 | 162324.7722 | 0 | 0 | 0 | 0 | 0 | 0 | 0 | 0 | 0 | 0 | 0 | 0 | 0 | 0 | 0 | 0 | 0 | 0
Commercial_Retail_Existing_Food Preparation_Natural Gas_Oven_E3_Baseline Forecast | Commercial | Retail | Existing | Food Preparation | Natural Gas | Oven | E3 |  | Baseline Forecast | 0 | 0 | 0 | 0 | 0 | 0 | 0 | 0 | 0 | 0 | 0 | 0 | 0 | 0 | 0 | 0 | 0 | 0 | 0 | 0 | 0 | 0 | 0 | 0 | 0 | 0 | 0 | 0 | 0 | 0 | 0 | 0 | 0 | 0 | 0 | 0 | 0 | 0 | 0 | 0 | 0 | 0 | 0 | 0 | 0 | 0 | 0 | 0 | 0 | 0 | 0
Commercial_Retail_Existing_Food Preparation_Natural Gas_Oven_E4_Baseline Forecast | Commercial | Retail | Existing | Food Preparation | Natural Gas | Oven | E4 |  | Baseline Forecast | 0 | 0 | 0 | 0 | 0 | 0 | 0 | 0 | 0 | 0 | 0 | 0 | 0 | 0 | 0 | 0 | 0 | 0 | 0 | 0 | 0 | 0 | 0 | 0 | 0 | 0 | 0 | 0 | 0 | 0 | 0 | 0 | 0 | 0 | 0 | 0 | 0 | 0 | 0 | 0 | 0 | 0 | 0 | 0 | 0 | 0 | 0 | 0 | 0 | 0 | 0
Commercial_Retail_Existing_Food Preparation_Natural Gas_Oven_E5_Baseline Forecast | Commercial | Retail | Existing | Food Preparation | Natural Gas | Oven | E5 |  | Baseline Forecast | 0 | 0 | 0 | 0 | 0 | 0 | 0 | 0 | 0 | 0 | 0 | 0 | 0 | 0 | 0 | 0 | 0 | 0 | 0 | 0 | 0 | 0 | 0 | 0 | 0 | 0 | 0 | 0 | 0 | 0 | 0 | 0 | 0 | 0 | 0 | 0 | 0 | 0 | 0 | 0 | 0 | 0 | 0 | 0 | 0 | 0 | 0 | 0 | 0 | 0 | 0
Commercial_Retail_Existing_Food Preparation_Natural Gas_Oven_E6_Baseline Forecast | Commercial | Retail | Existing | Food Preparation | Natural Gas | Oven | E6 |  | Baseline Forecast | 0 | 0 | 0 | 0 | 0 | 0 | 0 | 0 | 0 | 0 | 0 | 0 | 0 | 0 | 0 | 0 | 0 | 0 | 0 | 0 | 0 | 0 | 0 | 0 | 0 | 0 | 0 | 0 | 0 | 0 | 0 | 0 | 0 | 0 | 0 | 0 | 0 | 0 | 0 | 0 | 0 | 0 | 0 | 0 | 0 | 0 | 0 | 0 | 0 | 0 | 0
Commercial_Retail_Existing_Food Preparation_Natural Gas_Oven_E7_Baseline Forecast | Commercial | Retail | Existing | Food Preparation | Natural Gas | Oven | E7 |  | Baseline Forecast | 0 | 0 | 0 | 0 | 0 | 0 | 0 | 0 | 0 | 0 | 0 | 0 | 0 | 0 | 0 | 0 | 0 | 0 | 0 | 0 | 0 | 0 | 0 | 0 | 0 | 0 | 0 | 0 | 0 | 0 | 0 | 0 | 0 | 0 | 0 | 0 | 0 | 0 | 0 | 0 | 0 | 0 | 0 | 0 | 0 | 0 | 0 | 0 | 0 | 0 | 0
Commercial_Retail_Existing_Food Preparation_Natural Gas_Oven_E8_Baseline Forecast | Commercial | Retail | Existing | Food Preparation | Natural Gas | Oven | E8 |  | Baseline Forecast | 0 | 0 | 0 | 0 | 0 | 0 | 0 | 0 | 0 | 0 | 0 | 0 | 0 | 0 | 0 | 0 | 0 | 0 | 0 | 0 | 0 | 0 | 0 | 0 | 0 | 0 | 0 | 0 | 0 | 0 | 0 | 0 | 0 | 0 | 0 | 0 | 0 | 0 | 0 | 0 | 0 | 0 | 0 | 0 | 0 | 0 | 0 | 0 | 0 | 0 | 0
Commercial_Retail_Existing_Food Preparation_Natural Gas_Oven_E9_Baseline Forecast | Commercial | Retail | Existing | Food Preparation | Natural Gas | Oven | E9 |  | Baseline Forecast | 0 | 0 | 0 | 0 | 0 | 0 | 0 | 0 | 0 | 0 | 0 | 0 | 0 | 0 | 0 | 0 | 0 | 0 | 0 | 0 | 0 | 0 | 0 | 0 | 0 | 0 | 0 | 0 | 0 | 0 | 0 | 0 | 0 | 0 | 0 | 0 | 0 | 0 | 0 | 0 | 0 | 0 | 0 | 0 | 0 | 0 | 0 | 0 | 0 | 0 | 0
Commercial_Retail_Existing_Food Preparation_Natural Gas_Oven_E10_Baseline Forecast | Commercial | Retail | Existing | Food Preparation | Natural Gas | Oven | E10 |  | Baseline Forecast | 0 | 0 | 0 | 0 | 0 | 0 | 0 | 0 | 0 | 0 | 0 | 0 | 0 | 0 | 0 | 0 | 0 | 0 | 0 | 0 | 0 | 0 | 0 | 0 | 0 | 0 | 0 | 0 | 0 | 0 | 0 | 0 | 0 | 0 | 0 | 0 | 0 | 0 | 0 | 0 | 0 | 0 | 0 | 0 | 0 | 0 | 0 | 0 | 0 | 0 | 0
Commercial_Retail_Existing_Food Preparation_Natural Gas_Oven_Vintage_Baseline Forecast | Commercial | Retail | Existing | Food Preparation | Natural Gas | Oven | Vintage |  | Baseline Forecast | 329940.3447 | 317319.6266 | 301544.9891 | 283012.6688 | 262581.3898 | 240599.2199 | 217704.1837 | 194209.0044 | 170258.4881 | 145926.4549 | 121325.921 | 96562.2895 | 76851.6255 | 61161.815 | 48672.2762 | 38731.6976 | 30820.4139 | 24524.5484 | 19514.3528 | 15527.3675 | 12354.5877 | 9829.8134 | 7820.8172 | 6222.269 | 4950.3416 | 3938.2906 | 3133.0434 | 2492.361 | 1982.6279 | 1577.092 | 1254.4641 | 997.8027 | 793.6538 | 0 | 0 | 0 | 0 | 0 | 0 | 0 | 0 | 0 | 0 | 0 | 0 | 0 | 0 | 0 | 0 | 0 | 0
Commercial_Retail_Existing_Food Preparation_Natural Gas_Conveyor Oven_E1_Baseline Forecast | Commercial | Retail | Existing | Food Preparation | Natural Gas | Conveyor Oven | E1 |  | Baseline Forecast | 0 | 1583.3799 | 3623.1505 | 6011.5373 | 8667.0904 | 11518.0599 | 14522.8304 | 17649.7499 | 20870.254 | 24154.4959 | 27480.7091 | 30832.8671 | 34197.0681 | 37562.2849 | 40919.4668 | 44262.7692 | 47587.3054 | 50165.8668 | 52150.8214 | 53663.446 | 54799.7941 | 55636.6581 | 56235.6029 | 56645.3019 | 56904.4932 | 57043.5522 | 57087.001 | 57054.356 | 56961.1488 | 56819.74 | 56639.966 | 56429.6543 | 56196.9697 | 0 | 0 | 0 | 0 | 0 | 0 | 0 | 0 | 0 | 0 | 0 | 0 | 0 | 0 | 0 | 0 | 0 | 0
Commercial_Retail_Existing_Food Preparation_Natural Gas_Conveyor Oven_E2_Baseline Forecast | Commercial | Retail | Existing | Food Preparation | Natural Gas | Conveyor Oven | E2 |  | Baseline Forecast | 0 | 2278.5223 | 5213.8019 | 8650.7488 | 12472.1544 | 16574.7692 | 20898.7072 | 25398.4206 | 30032.8046 | 34758.9087 | 39545.4107 | 44369.2477 | 49210.4151 | 54053.0441 | 58884.1107 | 63695.2044 | 68479.2931 | 72189.9059 | 75046.304 | 77223.0077 | 78858.2403 | 80062.508 | 80924.4042 | 81513.9711 | 81886.9536 | 82087.0629 | 82149.5869 | 82102.6098 | 81968.4824 | 81764.9917 | 81506.2925 | 81203.6489 | 80868.8101 | 0 | 0 | 0 | 0 | 0 | 0 | 0 | 0 | 0 | 0 | 0 | 0 | 0 | 0 | 0 | 0 | 0 | 0
Commercial_Retail_Existing_Food Preparation_Natural Gas_Conveyor Oven_E3_Baseline Forecast | Commercial | Retail | Existing | Food Preparation | Natural Gas | Conveyor Oven | E3 |  | Baseline Forecast | 0 | 0 | 0 | 0 | 0 | 0 | 0 | 0 | 0 | 0 | 0 | 0 | 0 | 0 | 0 | 0 | 0 | 0 | 0 | 0 | 0 | 0 | 0 | 0 | 0 | 0 | 0 | 0 | 0 | 0 | 0 | 0 | 0 | 0 | 0 | 0 | 0 | 0 | 0 | 0 | 0 | 0 | 0 | 0 | 0 | 0 | 0 | 0 | 0 | 0 | 0
Commercial_Retail_Existing_Food Preparation_Natural Gas_Conveyor Oven_E4_Baseline Forecast | Commercial | Retail | Existing | Food Preparation | Natural Gas | Conveyor Oven | E4 |  | Baseline Forecast | 0 | 0 | 0 | 0 | 0 | 0 | 0 | 0 | 0 | 0 | 0 | 0 | 0 | 0 | 0 | 0 | 0 | 0 | 0 | 0 | 0 | 0 | 0 | 0 | 0 | 0 | 0 | 0 | 0 | 0 | 0 | 0 | 0 | 0 | 0 | 0 | 0 | 0 | 0 | 0 | 0 | 0 | 0 | 0 | 0 | 0 | 0 | 0 | 0 | 0 | 0
Commercial_Retail_Existing_Food Preparation_Natural Gas_Conveyor Oven_E5_Baseline Forecast | Commercial | Retail | Existing | Food Preparation | Natural Gas | Conveyor Oven | E5 |  | Baseline Forecast | 0 | 0 | 0 | 0 | 0 | 0 | 0 | 0 | 0 | 0 | 0 | 0 | 0 | 0 | 0 | 0 | 0 | 0 | 0 | 0 | 0 | 0 | 0 | 0 | 0 | 0 | 0 | 0 | 0 | 0 | 0 | 0 | 0 | 0 | 0 | 0 | 0 | 0 | 0 | 0 | 0 | 0 | 0 | 0 | 0 | 0 | 0 | 0 | 0 | 0 | 0
Commercial_Retail_Existing_Food Preparation_Natural Gas_Conveyor Oven_E6_Baseline Forecast | Commercial | Retail | Existing | Food Preparation | Natural Gas | Conveyor Oven | E6 |  | Baseline Forecast | 0 | 0 | 0 | 0 | 0 | 0 | 0 | 0 | 0 | 0 | 0 | 0 | 0 | 0 | 0 | 0 | 0 | 0 | 0 | 0 | 0 | 0 | 0 | 0 | 0 | 0 | 0 | 0 | 0 | 0 | 0 | 0 | 0 | 0 | 0 | 0 | 0 | 0 | 0 | 0 | 0 | 0 | 0 | 0 | 0 | 0 | 0 | 0 | 0 | 0 | 0
Commercial_Retail_Existing_Food Preparation_Natural Gas_Conveyor Oven_E7_Baseline Forecast | Commercial | Retail | Existing | Food Preparation | Natural Gas | Conveyor Oven | E7 |  | Baseline Forecast | 0 | 0 | 0 | 0 | 0 | 0 | 0 | 0 | 0 | 0 | 0 | 0 | 0 | 0 | 0 | 0 | 0 | 0 | 0 | 0 | 0 | 0 | 0 | 0 | 0 | 0 | 0 | 0 | 0 | 0 | 0 | 0 | 0 | 0 | 0 | 0 | 0 | 0 | 0 | 0 | 0 | 0 | 0 | 0 | 0 | 0 | 0 | 0 | 0 | 0 | 0
Commercial_Retail_Existing_Food Preparation_Natural Gas_Conveyor Oven_E8_Baseline Forecast | Commercial | Retail | Existing | Food Preparation | Natural Gas | Conveyor Oven | E8 |  | Baseline Forecast | 0 | 0 | 0 | 0 | 0 | 0 | 0 | 0 | 0 | 0 | 0 | 0 | 0 | 0 | 0 | 0 | 0 | 0 | 0 | 0 | 0 | 0 | 0 | 0 | 0 | 0 | 0 | 0 | 0 | 0 | 0 | 0 | 0 | 0 | 0 | 0 | 0 | 0 | 0 | 0 | 0 | 0 | 0 | 0 | 0 | 0 | 0 | 0 | 0 | 0 | 0
Commercial_Retail_Existing_Food Preparation_Natural Gas_Conveyor Oven_E9_Baseline Forecast | Commercial | Retail | Existing | Food Preparation | Natural Gas | Conveyor Oven | E9 |  | Baseline Forecast | 0 | 0 | 0 | 0 | 0 | 0 | 0 | 0 | 0 | 0 | 0 | 0 | 0 | 0 | 0 | 0 | 0 | 0 | 0 | 0 | 0 | 0 | 0 | 0 | 0 | 0 | 0 | 0 | 0 | 0 | 0 | 0 | 0 | 0 | 0 | 0 | 0 | 0 | 0 | 0 | 0 | 0 | 0 | 0 | 0 | 0 | 0 | 0 | 0 | 0 | 0
Commercial_Retail_Existing_Food Preparation_Natural Gas_Conveyor Oven_E10_Baseline Forecast | Commercial | Retail | Existing | Food Preparation | Natural Gas | Conveyor Oven | E10 |  | Baseline Forecast | 0 | 0 | 0 | 0 | 0 | 0 | 0 | 0 | 0 | 0 | 0 | 0 | 0 | 0 | 0 | 0 | 0 | 0 | 0 | 0 | 0 | 0 | 0 | 0 | 0 | 0 | 0 | 0 | 0 | 0 | 0 | 0 | 0 | 0 | 0 | 0 | 0 | 0 | 0 | 0 | 0 | 0 | 0 | 0 | 0 | 0 | 0 | 0 | 0 | 0 | 0
Commercial_Retail_Existing_Food Preparation_Natural Gas_Conveyor Oven_Vintage_Baseline Forecast | Commercial | Retail | Existing | Food Preparation | Natural Gas | Conveyor Oven | Vintage |  | Baseline Forecast | 164970.1724 | 160268.9392 | 154454.558 | 147615.6203 | 140098.7136 | 132004.9554 | 123611.0658 | 115041.2399 | 106338.8518 | 97510.4794 | 88590.5104 | 79615.3593 | 70611.9403 | 61603.7381 | 52610.1621 | 43648.9405 | 34733.2675 | 27638.1006 | 21991.8278 | 17498.6686 | 13923.0835 | 11077.7726 | 8813.7212 | 7012.2269 | 5578.8199 | 4438.2824 | 3530.8038 | 2808.7825 | 2234.3355 | 1777.3142 | 1413.7266 | 1124.4803 | 894.4133 | 0 | 0 | 0 | 0 | 0 | 0 | 0 | 0 | 0 | 0 | 0 | 0 | 0 | 0 | 0 | 0 | 0 | 0
Commercial_Retail_Existing_Food Preparation_Natural Gas_Double Rack Oven_E1_Baseline Forecast | Commercial | Retail | Existing | Food Preparation | Natural Gas | Double Rack Oven | E1 |  | Baseline Forecast | 0 | 2243.1215 | 5132.7965 | 8516.3445 | 12278.378 | 16317.2516 | 20574.0097 | 25003.8124 | 29566.1932 | 34218.8692 | 38931.0046 | 43679.895 | 47393.3804 | 50281.6455 | 52511.8166 | 54218.8368 | 55509.7602 | 56469.9556 | 57167.0285 | 57654.7898 | 57975.5679 | 58163.4331 | 58245.9611 | 58244.7498 | 58176.9893 | 58055.8984 | 57892.3567 | 57695.0228 | 57470.7876 | 57225.1349 | 56962.4287 | 56686.1417 | 56400.9802 | 0 | 0 | 0 | 0 | 0 | 0 | 0 | 0 | 0 | 0 | 0 | 0 | 0 | 0 | 0 | 0 | 0 | 0
Commercial_Retail_Existing_Food Preparation_Natural Gas_Double Rack Oven_E2_Baseline Forecast | Commercial | Retail | Existing | Food Preparation | Natural Gas | Double Rack Oven | E2 |  | Baseline Forecast | 0 | 3227.9065 | 7386.2193 | 12255.2275 | 17668.8854 | 23480.923 | 29606.5018 | 35981.0958 | 42546.4732 | 49241.7874 | 56022.6652 | 62856.4343 | 68200.2304 | 72356.5142 | 75565.7849 | 78022.2285 | 79879.8988 | 81261.6435 | 82264.7483 | 82966.6487 | 83428.2562 | 83698.5989 | 83817.3586 | 83815.6155 | 83718.1065 | 83543.8538 | 83308.5133 | 83024.545 | 82701.8651 | 82348.3649 | 81970.3243 | 81572.7405 | 81162.3861 | 0 | 0 | 0 | 0 | 0 | 0 | 0 | 0 | 0 | 0 | 0 | 0 | 0 | 0 | 0 | 0 | 0 | 0
Commercial_Retail_Existing_Food Preparation_Natural Gas_Double Rack Oven_E3_Baseline Forecast | Commercial | Retail | Existing | Food Preparation | Natural Gas | Double Rack Oven | E3 |  | Baseline Forecast | 0 | 0 | 0 | 0 | 0 | 0 | 0 | 0 | 0 | 0 | 0 | 0 | 0 | 0 | 0 | 0 | 0 | 0 | 0 | 0 | 0 | 0 | 0 | 0 | 0 | 0 | 0 | 0 | 0 | 0 | 0 | 0 | 0 | 0 | 0 | 0 | 0 | 0 | 0 | 0 | 0 | 0 | 0 | 0 | 0 | 0 | 0 | 0 | 0 | 0 | 0
Commercial_Retail_Existing_Food Preparation_Natural Gas_Double Rack Oven_E4_Baseline Forecast | Commercial | Retail | Existing | Food Preparation | Natural Gas | Double Rack Oven | E4 |  | Baseline Forecast | 0 | 0 | 0 | 0 | 0 | 0 | 0 | 0 | 0 | 0 | 0 | 0 | 0 | 0 | 0 | 0 | 0 | 0 | 0 | 0 | 0 | 0 | 0 | 0 | 0 | 0 | 0 | 0 | 0 | 0 | 0 | 0 | 0 | 0 | 0 | 0 | 0 | 0 | 0 | 0 | 0 | 0 | 0 | 0 | 0 | 0 | 0 | 0 | 0 | 0 | 0
Commercial_Retail_Existing_Food Preparation_Natural Gas_Double Rack Oven_E5_Baseline Forecast | Commercial | Retail | Existing | Food Preparation | Natural Gas | Double Rack Oven | E5 |  | Baseline Forecast | 0 | 0 | 0 | 0 | 0 | 0 | 0 | 0 | 0 | 0 | 0 | 0 | 0 | 0 | 0 | 0 | 0 | 0 | 0 | 0 | 0 | 0 | 0 | 0 | 0 | 0 | 0 | 0 | 0 | 0 | 0 | 0 | 0 | 0 | 0 | 0 | 0 | 0 | 0 | 0 | 0 | 0 | 0 | 0 | 0 | 0 | 0 | 0 | 0 | 0 | 0
Commercial_Retail_Existing_Food Preparation_Natural Gas_Double Rack Oven_E6_Baseline Forecast | Commercial | Retail | Existing | Food Preparation | Natural Gas | Double Rack Oven | E6 |  | Baseline Forecast | 0 | 0 | 0 | 0 | 0 | 0 | 0 | 0 | 0 | 0 | 0 | 0 | 0 | 0 | 0 | 0 | 0 | 0 | 0 | 0 | 0 | 0 | 0 | 0 | 0 | 0 | 0 | 0 | 0 | 0 | 0 | 0 | 0 | 0 | 0 | 0 | 0 | 0 | 0 | 0 | 0 | 0 | 0 | 0 | 0 | 0 | 0 | 0 | 0 | 0 | 0
Commercial_Retail_Existing_Food Preparation_Natural Gas_Double Rack Oven_E7_Baseline Forecast | Commercial | Retail | Existing | Food Preparation | Natural Gas | Double Rack Oven | E7 |  | Baseline Forecast | 0 | 0 | 0 | 0 | 0 | 0 | 0 | 0 | 0 | 0 | 0 | 0 | 0 | 0 | 0 | 0 | 0 | 0 | 0 | 0 | 0 | 0 | 0 | 0 | 0 | 0 | 0 | 0 | 0 | 0 | 0 | 0 | 0 | 0 | 0 | 0 | 0 | 0 | 0 | 0 | 0 | 0 | 0 | 0 | 0 | 0 | 0 | 0 | 0 | 0 | 0
Commercial_Retail_Existing_Food Preparation_Natural Gas_Double Rack Oven_E8_Baseline Forecast | Commercial | Retail | Existing | Food Preparation | Natural Gas | Double Rack Oven | E8 |  | Baseline Forecast | 0 | 0 | 0 | 0 | 0 | 0 | 0 | 0 | 0 | 0 | 0 | 0 | 0 | 0 | 0 | 0 | 0 | 0 | 0 | 0 | 0 | 0 | 0 | 0 | 0 | 0 | 0 | 0 | 0 | 0 | 0 | 0 | 0 | 0 | 0 | 0 | 0 | 0 | 0 | 0 | 0 | 0 | 0 | 0 | 0 | 0 | 0 | 0 | 0 | 0 | 0
Commercial_Retail_Existing_Food Preparation_Natural Gas_Double Rack Oven_E9_Baseline Forecast | Commercial | Retail | Existing | Food Preparation | Natural Gas | Double Rack Oven | E9 |  | Baseline Forecast | 0 | 0 | 0 | 0 | 0 | 0 | 0 | 0 | 0 | 0 | 0 | 0 | 0 | 0 | 0 | 0 | 0 | 0 | 0 | 0 | 0 | 0 | 0 | 0 | 0 | 0 | 0 | 0 | 0 | 0 | 0 | 0 | 0 | 0 | 0 | 0 | 0 | 0 | 0 | 0 | 0 | 0 | 0 | 0 | 0 | 0 | 0 | 0 | 0 | 0 | 0
Commercial_Retail_Existing_Food Preparation_Natural Gas_Double Rack Oven_E10_Baseline Forecast | Commercial | Retail | Existing | Food Preparation | Natural Gas | Double Rack Oven | E10 |  | Baseline Forecast | 0 | 0 | 0 | 0 | 0 | 0 | 0 | 0 | 0 | 0 | 0 | 0 | 0 | 0 | 0 | 0 | 0 | 0 | 0 | 0 | 0 | 0 | 0 | 0 | 0 | 0 | 0 | 0 | 0 | 0 | 0 | 0 | 0 | 0 | 0 | 0 | 0 | 0 | 0 | 0 | 0 | 0 | 0 | 0 | 0 | 0 | 0 | 0 | 0 | 0 | 0
Commercial_Retail_Existing_Food Preparation_Natural Gas_Double Rack Oven_Vintage_Baseline Forecast | Commercial | Retail | Existing | Food Preparation | Natural Gas | Double Rack Oven | Vintage |  | Baseline Forecast | 164970.1724 | 158659.8133 | 150772.4946 | 141506.3344 | 131290.6949 | 120299.61 | 108852.0918 | 97104.5022 | 85129.244 | 72963.2274 | 60662.9605 | 48281.1447 | 38425.8127 | 30580.9075 | 24336.1381 | 19365.8488 | 15410.207 | 12262.2742 | 9757.1764 | 7763.6837 | 6177.2938 | 4914.9067 | 3910.4086 | 3111.1345 | 2475.1708 | 1969.1453 | 1566.5217 | 1246.1805 | 991.3139 | 788.546 | 627.2321 | 498.9013 | 396.8269 | 0 | 0 | 0 | 0 | 0 | 0 | 0 | 0 | 0 | 0 | 0 | 0 | 0 | 0 | 0 | 0 | 0 | 0
Commercial_Retail_Existing_Food Preparation_Natural Gas_Fryer_E1_Baseline Forecast | Commercial | Retail | Existing | Food Preparation | Natural Gas | Fryer | E1 |  | Baseline Forecast | 0 | 33124.588 | 79641.723 | 79147.3607 | 78640.1497 | 78084.0558 | 69540.6202 | 51846.1407 | 38676.1495 | 28856.2071 | 14077.6131 | 0 | 0 | 0 | 0 | 0 | 0 | 0 | 0 | 0 | 0 | 0 | 0 | 0 | 0 | 0 | 0 | 0 | 0 | 0 | 0 | 0 | 0 | 0 | 0 | 0 | 0 | 0 | 0 | 0 | 0 | 0 | 0 | 0 | 0 | 0 | 0 | 0 | 0 | 0 | 0
Commercial_Retail_Existing_Food Preparation_Natural Gas_Fryer_E2_Baseline Forecast | Commercial | Retail | Existing | Food Preparation | Natural Gas | Fryer | E2 |  | Baseline Forecast | 0 | 11638.3688 | 27982.227 | 104337.3175 | 190013.4372 | 282079.1065 | 357817.1454 | 424860.6589 | 474179.1812 | 510208.1377 | 543750.8214 | 571040.289 | 580091.9486 | 586027.2083 | 589624.0035 | 591483.9678 | 592051.3594 | 591659.1034 | 590551.9917 | 588912.6931 | 586872.4307 | 584532.8321 | 581974.2892 | 579253.4477 | 576412.5828 | 573478.6754 | 570475.2174 | 567419.7343 | 564325.2999 | 561201.6667 | 558056.1093 | 554894.0535 | 551738.553 | 0 | 0 | 0 | 0 | 0 | 0 | 0 | 0 | 0 | 0 | 0 | 0 | 0 | 0 | 0 | 0 | 0 | 0
Commercial_Retail_Existing_Food Preparation_Natural Gas_Fryer_E3_Baseline Forecast | Commercial | Retail | Existing | Food Preparation | Natural Gas | Fryer | E3 |  | Baseline Forecast | 0 | 0 | 0 | 0 | 0 | 0 | 0 | 0 | 0 | 0 | 0 | 0 | 0 | 0 | 0 | 0 | 0 | 0 | 0 | 0 | 0 | 0 | 0 | 0 | 0 | 0 | 0 | 0 | 0 | 0 | 0 | 0 | 0 | 0 | 0 | 0 | 0 | 0 | 0 | 0 | 0 | 0 | 0 | 0 | 0 | 0 | 0 | 0 | 0 | 0 | 0
Commercial_Retail_Existing_Food Preparation_Natural Gas_Fryer_E4_Baseline Forecast | Commercial | Retail | Existing | Food Preparation | Natural Gas | Fryer | E4 |  | Baseline Forecast | 0 | 0 | 0 | 0 | 0 | 0 | 0 | 0 | 0 | 0 | 0 | 0 | 0 | 0 | 0 | 0 | 0 | 0 | 0 | 0 | 0 | 0 | 0 | 0 | 0 | 0 | 0 | 0 | 0 | 0 | 0 | 0 | 0 | 0 | 0 | 0 | 0 | 0 | 0 | 0 | 0 | 0 | 0 | 0 | 0 | 0 | 0 | 0 | 0 | 0 | 0
Commercial_Retail_Existing_Food Preparation_Natural Gas_Fryer_E5_Baseline Forecast | Commercial | Retail | Existing | Food Preparation | Natural Gas | Fryer | E5 |  | Baseline Forecast | 0 | 0 | 0 | 0 | 0 | 0 | 0 | 0 | 0 | 0 | 0 | 0 | 0 | 0 | 0 | 0 | 0 | 0 | 0 | 0 | 0 | 0 | 0 | 0 | 0 | 0 | 0 | 0 | 0 | 0 | 0 | 0 | 0 | 0 | 0 | 0 | 0 | 0 | 0 | 0 | 0 | 0 | 0 | 0 | 0 | 0 | 0 | 0 | 0 | 0 | 0
Commercial_Retail_Existing_Food Preparation_Natural Gas_Fryer_E6_Baseline Forecast | Commercial | Retail | Existing | Food Preparation | Natural Gas | Fryer | E6 |  | Baseline Forecast | 0 | 0 | 0 | 0 | 0 | 0 | 0 | 0 | 0 | 0 | 0 | 0 | 0 | 0 | 0 | 0 | 0 | 0 | 0 | 0 | 0 | 0 | 0 | 0 | 0 | 0 | 0 | 0 | 0 | 0 | 0 | 0 | 0 | 0 | 0 | 0 | 0 | 0 | 0 | 0 | 0 | 0 | 0 | 0 | 0 | 0 | 0 | 0 | 0 | 0 | 0
Commercial_Retail_Existing_Food Preparation_Natural Gas_Fryer_E7_Baseline Forecast | Commercial | Retail | Existing | Food Preparation | Natural Gas | Fryer | E7 |  | Baseline Forecast | 0 | 0 | 0 | 0 | 0 | 0 | 0 | 0 | 0 | 0 | 0 | 0 | 0 | 0 | 0 | 0 | 0 | 0 | 0 | 0 | 0 | 0 | 0 | 0 | 0 | 0 | 0 | 0 | 0 | 0 | 0 | 0 | 0 | 0 | 0 | 0 | 0 | 0 | 0 | 0 | 0 | 0 | 0 | 0 | 0 | 0 | 0 | 0 | 0 | 0 | 0
Commercial_Retail_Existing_Food Preparation_Natural Gas_Fryer_E8_Baseline Forecast | Commercial | Retail | Existing | Food Preparation | Natural Gas | Fryer | E8 |  | Baseline Forecast | 0 | 0 | 0 | 0 | 0 | 0 | 0 | 0 | 0 | 0 | 0 | 0 | 0 | 0 | 0 | 0 | 0 | 0 | 0 | 0 | 0 | 0 | 0 | 0 | 0 | 0 | 0 | 0 | 0 | 0 | 0 | 0 | 0 | 0 | 0 | 0 | 0 | 0 | 0 | 0 | 0 | 0 | 0 | 0 | 0 | 0 | 0 | 0 | 0 | 0 | 0
Commercial_Retail_Existing_Food Preparation_Natural Gas_Fryer_E9_Baseline Forecast | Commercial | Retail | Existing | Food Preparation | Natural Gas | Fryer | E9 |  | Baseline Forecast | 0 | 0 | 0 | 0 | 0 | 0 | 0 | 0 | 0 | 0 | 0 | 0 | 0 | 0 | 0 | 0 | 0 | 0 | 0 | 0 | 0 | 0 | 0 | 0 | 0 | 0 | 0 | 0 | 0 | 0 | 0 | 0 | 0 | 0 | 0 | 0 | 0 | 0 | 0 | 0 | 0 | 0 | 0 | 0 | 0 | 0 | 0 | 0 | 0 | 0 | 0
Commercial_Retail_Existing_Food Preparation_Natural Gas_Fryer_E10_Baseline Forecast | Commercial | Retail | Existing | Food Preparation | Natural Gas | Fryer | E10 |  | Baseline Forecast | 0 | 0 | 0 | 0 | 0 | 0 | 0 | 0 | 0 | 0 | 0 | 0 | 0 | 0 | 0 | 0 | 0 | 0 | 0 | 0 | 0 | 0 | 0 | 0 | 0 | 0 | 0 | 0 | 0 | 0 | 0 | 0 | 0 | 0 | 0 | 0 | 0 | 0 | 0 | 0 | 0 | 0 | 0 | 0 | 0 | 0 | 0 | 0 | 0 | 0 | 0
Commercial_Retail_Existing_Food Preparation_Natural Gas_Fryer_Vintage_Baseline Forecast | Commercial | Retail | Existing | Food Preparation | Natural Gas | Fryer | Vintage |  | Baseline Forecast | 659880.6894 | 611760.4087 | 545542.0914 | 465626.9473 | 376298.2466 | 280227.9759 | 208772.6479 | 155650.8419 | 116112.3112 | 86631.1913 | 64638.0865 | 48229.6073 | 35985.7456 | 26849.0602 | 20030.9551 | 14943.6886 | 11148.1042 | 8316.39 | 6203.821 | 4627.7961 | 3452.0408 | 2574.9228 | 1920.624 | 1432.5516 | 1068.4838 | 796.9146 | 594.3493 | 443.259 | 330.5667 | 246.5166 | 183.831 | 137.0807 | 102.2196 | 0 | 0 | 0 | 0 | 0 | 0 | 0 | 0 | 0 | 0 | 0 | 0 | 0 | 0 | 0 | 0 | 0 | 0
Commercial_Retail_Existing_Food Preparation_Natural Gas_Broiler_E1_Baseline Forecast | Commercial | Retail | Existing | Food Preparation | Natural Gas | Broiler | E1 |  | Baseline Forecast | 0 | 0 | 0 | 0 | 0 | 0 | 0 | 0 | 0 | 0 | 0 | 0 | 0 | 0 | 0 | 0 | 0 | 0 | 0 | 0 | 0 | 0 | 0 | 0 | 0 | 0 | 0 | 0 | 0 | 0 | 0 | 0 | 0 | 0 | 0 | 0 | 0 | 0 | 0 | 0 | 0 | 0 | 0 | 0 | 0 | 0 | 0 | 0 | 0 | 0 | 0
Commercial_Retail_Existing_Food Preparation_Natural Gas_Broiler_E2_Baseline Forecast | Commercial | Retail | Existing | Food Preparation | Natural Gas | Broiler | E2 |  | Baseline Forecast | 0 | 0 | 0 | 0 | 0 | 0 | 0 | 0 | 0 | 0 | 0 | 0 | 0 | 0 | 0 | 0 | 0 | 0 | 0 | 0 | 0 | 0 | 0 | 0 | 0 | 0 | 0 | 0 | 0 | 0 | 0 | 0 | 0 | 0 | 0 | 0 | 0 | 0 | 0 | 0 | 0 | 0 | 0 | 0 | 0 | 0 | 0 | 0 | 0 | 0 | 0
Commercial_Retail_Existing_Food Preparation_Natural Gas_Broiler_E3_Baseline Forecast | Commercial | Retail | Existing | Food Preparation | Natural Gas | Broiler | E3 |  | Baseline Forecast | 0 | 0 | 0 | 0 | 0 | 0 | 0 | 0 | 0 | 0 | 0 | 0 | 0 | 0 | 0 | 0 | 0 | 0 | 0 | 0 | 0 | 0 | 0 | 0 | 0 | 0 | 0 | 0 | 0 | 0 | 0 | 0 | 0 | 0 | 0 | 0 | 0 | 0 | 0 | 0 | 0 | 0 | 0 | 0 | 0 | 0 | 0 | 0 | 0 | 0 | 0
Commercial_Retail_Existing_Food Preparation_Natural Gas_Broiler_E4_Baseline Forecast | Commercial | Retail | Existing | Food Preparation | Natural Gas | Broiler | E4 |  | Baseline Forecast | 0 | 0 | 0 | 0 | 0 | 0 | 0 | 0 | 0 | 0 | 0 | 0 | 0 | 0 | 0 | 0 | 0 | 0 | 0 | 0 | 0 | 0 | 0 | 0 | 0 | 0 | 0 | 0 | 0 | 0 | 0 | 0 | 0 | 0 | 0 | 0 | 0 | 0 | 0 | 0 | 0 | 0 | 0 | 0 | 0 | 0 | 0 | 0 | 0 | 0 | 0
Commercial_Retail_Existing_Food Preparation_Natural Gas_Broiler_E5_Baseline Forecast | Commercial | Retail | Existing | Food Preparation | Natural Gas | Broiler | E5 |  | Baseline Forecast | 0 | 0 | 0 | 0 | 0 | 0 | 0 | 0 | 0 | 0 | 0 | 0 | 0 | 0 | 0 | 0 | 0 | 0 | 0 | 0 | 0 | 0 | 0 | 0 | 0 | 0 | 0 | 0 | 0 | 0 | 0 | 0 | 0 | 0 | 0 | 0 | 0 | 0 | 0 | 0 | 0 | 0 | 0 | 0 | 0 | 0 | 0 | 0 | 0 | 0 | 0
Commercial_Retail_Existing_Food Preparation_Natural Gas_Broiler_E6_Baseline Forecast | Commercial | Retail | Existing | Food Preparation | Natural Gas | Broiler | E6 |  | Baseline Forecast | 0 | 0 | 0 | 0 | 0 | 0 | 0 | 0 | 0 | 0 | 0 | 0 | 0 | 0 | 0 | 0 | 0 | 0 | 0 | 0 | 0 | 0 | 0 | 0 | 0 | 0 | 0 | 0 | 0 | 0 | 0 | 0 | 0 | 0 | 0 | 0 | 0 | 0 | 0 | 0 | 0 | 0 | 0 | 0 | 0 | 0 | 0 | 0 | 0 | 0 | 0
Commercial_Retail_Existing_Food Preparation_Natural Gas_Broiler_E7_Baseline Forecast | Commercial | Retail | Existing | Food Preparation | Natural Gas | Broiler | E7 |  | Baseline Forecast | 0 | 0 | 0 | 0 | 0 | 0 | 0 | 0 | 0 | 0 | 0 | 0 | 0 | 0 | 0 | 0 | 0 | 0 | 0 | 0 | 0 | 0 | 0 | 0 | 0 | 0 | 0 | 0 | 0 | 0 | 0 | 0 | 0 | 0 | 0 | 0 | 0 | 0 | 0 | 0 | 0 | 0 | 0 | 0 | 0 | 0 | 0 | 0 | 0 | 0 | 0
Commercial_Retail_Existing_Food Preparation_Natural Gas_Broiler_E8_Baseline Forecast | Commercial | Retail | Existing | Food Preparation | Natural Gas | Broiler | E8 |  | Baseline Forecast | 0 | 0 | 0 | 0 | 0 | 0 | 0 | 0 | 0 | 0 | 0 | 0 | 0 | 0 | 0 | 0 | 0 | 0 | 0 | 0 | 0 | 0 | 0 | 0 | 0 | 0 | 0 | 0 | 0 | 0 | 0 | 0 | 0 | 0 | 0 | 0 | 0 | 0 | 0 | 0 | 0 | 0 | 0 | 0 | 0 | 0 | 0 | 0 | 0 | 0 | 0
Commercial_Retail_Existing_Food Preparation_Natural Gas_Broiler_E9_Baseline Forecast | Commercial | Retail | Existing | Food Preparation | Natural Gas | Broiler | E9 |  | Baseline Forecast | 0 | 0 | 0 | 0 | 0 | 0 | 0 | 0 | 0 | 0 | 0 | 0 | 0 | 0 | 0 | 0 | 0 | 0 | 0 | 0 | 0 | 0 | 0 | 0 | 0 | 0 | 0 | 0 | 0 | 0 | 0 | 0 | 0 | 0 | 0 | 0 | 0 | 0 | 0 | 0 | 0 | 0 | 0 | 0 | 0 | 0 | 0 | 0 | 0 | 0 | 0
Commercial_Retail_Existing_Food Preparation_Natural Gas_Broiler_E10_Baseline Forecast | Commercial | Retail | Existing | Food Preparation | Natural Gas | Broiler | E10 |  | Baseline Forecast | 0 | 0 | 0 | 0 | 0 | 0 | 0 | 0 | 0 | 0 | 0 | 0 | 0 | 0 | 0 | 0 | 0 | 0 | 0 | 0 | 0 | 0 | 0 | 0 | 0 | 0 | 0 | 0 | 0 | 0 | 0 | 0 | 0 | 0 | 0 | 0 | 0 | 0 | 0 | 0 | 0 | 0 | 0 | 0 | 0 | 0 | 0 | 0 | 0 | 0 | 0
Commercial_Retail_Existing_Food Preparation_Natural Gas_Broiler_Vintage_Baseline Forecast | Commercial | Retail | Existing | Food Preparation | Natural Gas | Broiler | Vintage |  | Baseline Forecast | 0 | 0 | 0 | 0 | 0 | 0 | 0 | 0 | 0 | 0 | 0 | 0 | 0 | 0 | 0 | 0 | 0 | 0 | 0 | 0 | 0 | 0 | 0 | 0 | 0 | 0 | 0 | 0 | 0 | 0 | 0 | 0 | 0 | 0 | 0 | 0 | 0 | 0 | 0 | 0 | 0 | 0 | 0 | 0 | 0 | 0 | 0 | 0 | 0 | 0 | 0
Commercial_Retail_Existing_Food Preparation_Natural Gas_Griddle_E1_Baseline Forecast | Commercial | Retail | Existing | Food Preparation | Natural Gas | Griddle | E1 |  | Baseline Forecast | 0 | 0 | 0 | 0 | 0 | 0 | 0 | 0 | 0 | 0 | 0 | 0 | 0 | 0 | 0 | 0 | 0 | 0 | 0 | 0 | 0 | 0 | 0 | 0 | 0 | 0 | 0 | 0 | 0 | 0 | 0 | 0 | 0 | 0 | 0 | 0 | 0 | 0 | 0 | 0 | 0 | 0 | 0 | 0 | 0 | 0 | 0 | 0 | 0 | 0 | 0
Commercial_Retail_Existing_Food Preparation_Natural Gas_Griddle_E2_Baseline Forecast | Commercial | Retail | Existing | Food Preparation | Natural Gas | Griddle | E2 |  | Baseline Forecast | 0 | 0 | 0 | 0 | 0 | 0 | 0 | 0 | 0 | 0 | 0 | 0 | 0 | 0 | 0 | 0 | 0 | 0 | 0 | 0 | 0 | 0 | 0 | 0 | 0 | 0 | 0 | 0 | 0 | 0 | 0 | 0 | 0 | 0 | 0 | 0 | 0 | 0 | 0 | 0 | 0 | 0 | 0 | 0 | 0 | 0 | 0 | 0 | 0 | 0 | 0
Commercial_Retail_Existing_Food Preparation_Natural Gas_Griddle_E3_Baseline Forecast | Commercial | Retail | Existing | Food Preparation | Natural Gas | Griddle | E3 |  | Baseline Forecast | 0 | 0 | 0 | 0 | 0 | 0 | 0 | 0 | 0 | 0 | 0 | 0 | 0 | 0 | 0 | 0 | 0 | 0 | 0 | 0 | 0 | 0 | 0 | 0 | 0 | 0 | 0 | 0 | 0 | 0 | 0 | 0 | 0 | 0 | 0 | 0 | 0 | 0 | 0 | 0 | 0 | 0 | 0 | 0 | 0 | 0 | 0 | 0 | 0 | 0 | 0
Commercial_Retail_Existing_Food Preparation_Natural Gas_Griddle_E4_Baseline Forecast | Commercial | Retail | Existing | Food Preparation | Natural Gas | Griddle | E4 |  | Baseline Forecast | 0 | 0 | 0 | 0 | 0 | 0 | 0 | 0 | 0 | 0 | 0 | 0 | 0 | 0 | 0 | 0 | 0 | 0 | 0 | 0 | 0 | 0 | 0 | 0 | 0 | 0 | 0 | 0 | 0 | 0 | 0 | 0 | 0 | 0 | 0 | 0 | 0 | 0 | 0 | 0 | 0 | 0 | 0 | 0 | 0 | 0 | 0 | 0 | 0 | 0 | 0
Commercial_Retail_Existing_Food Preparation_Natural Gas_Griddle_E5_Baseline Forecast | Commercial | Retail | Existing | Food Preparation | Natural Gas | Griddle | E5 |  | Baseline Forecast | 0 | 0 | 0 | 0 | 0 | 0 | 0 | 0 | 0 | 0 | 0 | 0 | 0 | 0 | 0 | 0 | 0 | 0 | 0 | 0 | 0 | 0 | 0 | 0 | 0 | 0 | 0 | 0 | 0 | 0 | 0 | 0 | 0 | 0 | 0 | 0 | 0 | 0 | 0 | 0 | 0 | 0 | 0 | 0 | 0 | 0 | 0 | 0 | 0 | 0 | 0
Commercial_Retail_Existing_Food Preparation_Natural Gas_Griddle_E6_Baseline Forecast | Commercial | Retail | Existing | Food Preparation | Natural Gas | Griddle | E6 |  | Baseline Forecast | 0 | 0 | 0 | 0 | 0 | 0 | 0 | 0 | 0 | 0 | 0 | 0 | 0 | 0 | 0 | 0 | 0 | 0 | 0 | 0 | 0 | 0 | 0 | 0 | 0 | 0 | 0 | 0 | 0 | 0 | 0 | 0 | 0 | 0 | 0 | 0 | 0 | 0 | 0 | 0 | 0 | 0 | 0 | 0 | 0 | 0 | 0 | 0 | 0 | 0 | 0
Commercial_Retail_Existing_Food Preparation_Natural Gas_Griddle_E7_Baseline Forecast | Commercial | Retail | Existing | Food Preparation | Natural Gas | Griddle | E7 |  | Baseline Forecast | 0 | 0 | 0 | 0 | 0 | 0 | 0 | 0 | 0 | 0 | 0 | 0 | 0 | 0 | 0 | 0 | 0 | 0 | 0 | 0 | 0 | 0 | 0 | 0 | 0 | 0 | 0 | 0 | 0 | 0 | 0 | 0 | 0 | 0 | 0 | 0 | 0 | 0 | 0 | 0 | 0 | 0 | 0 | 0 | 0 | 0 | 0 | 0 | 0 | 0 | 0
Commercial_Retail_Existing_Food Preparation_Natural Gas_Griddle_E8_Baseline Forecast | Commercial | Retail | Existing | Food Preparation | Natural Gas | Griddle | E8 |  | Baseline Forecast | 0 | 0 | 0 | 0 | 0 | 0 | 0 | 0 | 0 | 0 | 0 | 0 | 0 | 0 | 0 | 0 | 0 | 0 | 0 | 0 | 0 | 0 | 0 | 0 | 0 | 0 | 0 | 0 | 0 | 0 | 0 | 0 | 0 | 0 | 0 | 0 | 0 | 0 | 0 | 0 | 0 | 0 | 0 | 0 | 0 | 0 | 0 | 0 | 0 | 0 | 0
Commercial_Retail_Existing_Food Preparation_Natural Gas_Griddle_E9_Baseline Forecast | Commercial | Retail | Existing | Food Preparation | Natural Gas | Griddle | E9 |  | Baseline Forecast | 0 | 0 | 0 | 0 | 0 | 0 | 0 | 0 | 0 | 0 | 0 | 0 | 0 | 0 | 0 | 0 | 0 | 0 | 0 | 0 | 0 | 0 | 0 | 0 | 0 | 0 | 0 | 0 | 0 | 0 | 0 | 0 | 0 | 0 | 0 | 0 | 0 | 0 | 0 | 0 | 0 | 0 | 0 | 0 | 0 | 0 | 0 | 0 | 0 | 0 | 0
Commercial_Retail_Existing_Food Preparation_Natural Gas_Griddle_E10_Baseline Forecast | Commercial | Retail | Existing | Food Preparation | Natural Gas | Griddle | E10 |  | Baseline Forecast | 0 | 0 | 0 | 0 | 0 | 0 | 0 | 0 | 0 | 0 | 0 | 0 | 0 | 0 | 0 | 0 | 0 | 0 | 0 | 0 | 0 | 0 | 0 | 0 | 0 | 0 | 0 | 0 | 0 | 0 | 0 | 0 | 0 | 0 | 0 | 0 | 0 | 0 | 0 | 0 | 0 | 0 | 0 | 0 | 0 | 0 | 0 | 0 | 0 | 0 | 0
Commercial_Retail_Existing_Food Preparation_Natural Gas_Griddle_Vintage_Baseline Forecast | Commercial | Retail | Existing | Food Preparation | Natural Gas | Griddle | Vintage |  | Baseline Forecast | 0 | 0 | 0 | 0 | 0 | 0 | 0 | 0 | 0 | 0 | 0 | 0 | 0 | 0 | 0 | 0 | 0 | 0 | 0 | 0 | 0 | 0 | 0 | 0 | 0 | 0 | 0 | 0 | 0 | 0 | 0 | 0 | 0 | 0 | 0 | 0 | 0 | 0 | 0 | 0 | 0 | 0 | 0 | 0 | 0 | 0 | 0 | 0 | 0 | 0 | 0
Commercial_Retail_Existing_Food Preparation_Natural Gas_Range_E1_Baseline Forecast | Commercial | Retail | Existing | Food Preparation | Natural Gas | Range | E1 |  | Baseline Forecast | 0 | 0 | 0 | 0 | 0 | 0 | 0 | 0 | 0 | 0 | 0 | 0 | 0 | 0 | 0 | 0 | 0 | 0 | 0 | 0 | 0 | 0 | 0 | 0 | 0 | 0 | 0 | 0 | 0 | 0 | 0 | 0 | 0 | 0 | 0 | 0 | 0 | 0 | 0 | 0 | 0 | 0 | 0 | 0 | 0 | 0 | 0 | 0 | 0 | 0 | 0
Commercial_Retail_Existing_Food Preparation_Natural Gas_Range_E2_Baseline Forecast | Commercial | Retail | Existing | Food Preparation | Natural Gas | Range | E2 |  | Baseline Forecast | 0 | 0 | 0 | 0 | 0 | 0 | 0 | 0 | 0 | 0 | 0 | 0 | 0 | 0 | 0 | 0 | 0 | 0 | 0 | 0 | 0 | 0 | 0 | 0 | 0 | 0 | 0 | 0 | 0 | 0 | 0 | 0 | 0 | 0 | 0 | 0 | 0 | 0 | 0 | 0 | 0 | 0 | 0 | 0 | 0 | 0 | 0 | 0 | 0 | 0 | 0
Commercial_Retail_Existing_Food Preparation_Natural Gas_Range_E3_Baseline Forecast | Commercial | Retail | Existing | Food Preparation | Natural Gas | Range | E3 |  | Baseline Forecast | 0 | 0 | 0 | 0 | 0 | 0 | 0 | 0 | 0 | 0 | 0 | 0 | 0 | 0 | 0 | 0 | 0 | 0 | 0 | 0 | 0 | 0 | 0 | 0 | 0 | 0 | 0 | 0 | 0 | 0 | 0 | 0 | 0 | 0 | 0 | 0 | 0 | 0 | 0 | 0 | 0 | 0 | 0 | 0 | 0 | 0 | 0 | 0 | 0 | 0 | 0
Commercial_Retail_Existing_Food Preparation_Natural Gas_Range_E4_Baseline Forecast | Commercial | Retail | Existing | Food Preparation | Natural Gas | Range | E4 |  | Baseline Forecast | 0 | 0 | 0 | 0 | 0 | 0 | 0 | 0 | 0 | 0 | 0 | 0 | 0 | 0 | 0 | 0 | 0 | 0 | 0 | 0 | 0 | 0 | 0 | 0 | 0 | 0 | 0 | 0 | 0 | 0 | 0 | 0 | 0 | 0 | 0 | 0 | 0 | 0 | 0 | 0 | 0 | 0 | 0 | 0 | 0 | 0 | 0 | 0 | 0 | 0 | 0
Commercial_Retail_Existing_Food Preparation_Natural Gas_Range_E5_Baseline Forecast | Commercial | Retail | Existing | Food Preparation | Natural Gas | Range | E5 |  | Baseline Forecast | 0 | 0 | 0 | 0 | 0 | 0 | 0 | 0 | 0 | 0 | 0 | 0 | 0 | 0 | 0 | 0 | 0 | 0 | 0 | 0 | 0 | 0 | 0 | 0 | 0 | 0 | 0 | 0 | 0 | 0 | 0 | 0 | 0 | 0 | 0 | 0 | 0 | 0 | 0 | 0 | 0 | 0 | 0 | 0 | 0 | 0 | 0 | 0 | 0 | 0 | 0
Commercial_Retail_Existing_Food Preparation_Natural Gas_Range_E6_Baseline Forecast | Commercial | Retail | Existing | Food Preparation | Natural Gas | Range | E6 |  | Baseline Forecast | 0 | 0 | 0 | 0 | 0 | 0 | 0 | 0 | 0 | 0 | 0 | 0 | 0 | 0 | 0 | 0 | 0 | 0 | 0 | 0 | 0 | 0 | 0 | 0 | 0 | 0 | 0 | 0 | 0 | 0 | 0 | 0 | 0 | 0 | 0 | 0 | 0 | 0 | 0 | 0 | 0 | 0 | 0 | 0 | 0 | 0 | 0 | 0 | 0 | 0 | 0
Commercial_Retail_Existing_Food Preparation_Natural Gas_Range_E7_Baseline Forecast | Commercial | Retail | Existing | Food Preparation | Natural Gas | Range | E7 |  | Baseline Forecast | 0 | 0 | 0 | 0 | 0 | 0 | 0 | 0 | 0 | 0 | 0 | 0 | 0 | 0 | 0 | 0 | 0 | 0 | 0 | 0 | 0 | 0 | 0 | 0 | 0 | 0 | 0 | 0 | 0 | 0 | 0 | 0 | 0 | 0 | 0 | 0 | 0 | 0 | 0 | 0 | 0 | 0 | 0 | 0 | 0 | 0 | 0 | 0 | 0 | 0 | 0
Commercial_Retail_Existing_Food Preparation_Natural Gas_Range_E8_Baseline Forecast | Commercial | Retail | Existing | Food Preparation | Natural Gas | Range | E8 |  | Baseline Forecast | 0 | 0 | 0 | 0 | 0 | 0 | 0 | 0 | 0 | 0 | 0 | 0 | 0 | 0 | 0 | 0 | 0 | 0 | 0 | 0 | 0 | 0 | 0 | 0 | 0 | 0 | 0 | 0 | 0 | 0 | 0 | 0 | 0 | 0 | 0 | 0 | 0 | 0 | 0 | 0 | 0 | 0 | 0 | 0 | 0 | 0 | 0 | 0 | 0 | 0 | 0
Commercial_Retail_Existing_Food Preparation_Natural Gas_Range_E9_Baseline Forecast | Commercial | Retail | Existing | Food Preparation | Natural Gas | Range | E9 |  | Baseline Forecast | 0 | 0 | 0 | 0 | 0 | 0 | 0 | 0 | 0 | 0 | 0 | 0 | 0 | 0 | 0 | 0 | 0 | 0 | 0 | 0 | 0 | 0 | 0 | 0 | 0 | 0 | 0 | 0 | 0 | 0 | 0 | 0 | 0 | 0 | 0 | 0 | 0 | 0 | 0 | 0 | 0 | 0 | 0 | 0 | 0 | 0 | 0 | 0 | 0 | 0 | 0
Commercial_Retail_Existing_Food Preparation_Natural Gas_Range_E10_Baseline Forecast | Commercial | Retail | Existing | Food Preparation | Natural Gas | Range | E10 |  | Baseline Forecast | 0 | 0 | 0 | 0 | 0 | 0 | 0 | 0 | 0 | 0 | 0 | 0 | 0 | 0 | 0 | 0 | 0 | 0 | 0 | 0 | 0 | 0 | 0 | 0 | 0 | 0 | 0 | 0 | 0 | 0 | 0 | 0 | 0 | 0 | 0 | 0 | 0 | 0 | 0 | 0 | 0 | 0 | 0 | 0 | 0 | 0 | 0 | 0 | 0 | 0 | 0
Commercial_Retail_Existing_Food Preparation_Natural Gas_Range_Vintage_Baseline Forecast | Commercial | Retail | Existing | Food Preparation | Natural Gas | Range | Vintage |  | Baseline Forecast | 0 | 0 | 0 | 0 | 0 | 0 | 0 | 0 | 0 | 0 | 0 | 0 | 0 | 0 | 0 | 0 | 0 | 0 | 0 | 0 | 0 | 0 | 0 | 0 | 0 | 0 | 0 | 0 | 0 | 0 | 0 | 0 | 0 | 0 | 0 | 0 | 0 | 0 | 0 | 0 | 0 | 0 | 0 | 0 | 0 | 0 | 0 | 0 | 0 | 0 | 0
Commercial_Retail_Existing_Food Preparation_Natural Gas_Steamer_E1_Baseline Forecast | Commercial | Retail | Existing | Food Preparation | Natural Gas | Steamer | E1 |  | Baseline Forecast | 0 | 0 | 0 | 0 | 0 | 0 | 0 | 0 | 0 | 0 | 0 | 0 | 0 | 0 | 0 | 0 | 0 | 0 | 0 | 0 | 0 | 0 | 0 | 0 | 0 | 0 | 0 | 0 | 0 | 0 | 0 | 0 | 0 | 0 | 0 | 0 | 0 | 0 | 0 | 0 | 0 | 0 | 0 | 0 | 0 | 0 | 0 | 0 | 0 | 0 | 0
Commercial_Retail_Existing_Food Preparation_Natural Gas_Steamer_E2_Baseline Forecast | Commercial | Retail | Existing | Food Preparation | Natural Gas | Steamer | E2 |  | Baseline Forecast | 0 | 0 | 0 | 0 | 0 | 0 | 0 | 0 | 0 | 0 | 0 | 0 | 0 | 0 | 0 | 0 | 0 | 0 | 0 | 0 | 0 | 0 | 0 | 0 | 0 | 0 | 0 | 0 | 0 | 0 | 0 | 0 | 0 | 0 | 0 | 0 | 0 | 0 | 0 | 0 | 0 | 0 | 0 | 0 | 0 | 0 | 0 | 0 | 0 | 0 | 0
Commercial_Retail_Existing_Food Preparation_Natural Gas_Steamer_E3_Baseline Forecast | Commercial | Retail | Existing | Food Preparation | Natural Gas | Steamer | E3 |  | Baseline Forecast | 0 | 0 | 0 | 0 | 0 | 0 | 0 | 0 | 0 | 0 | 0 | 0 | 0 | 0 | 0 | 0 | 0 | 0 | 0 | 0 | 0 | 0 | 0 | 0 | 0 | 0 | 0 | 0 | 0 | 0 | 0 | 0 | 0 | 0 | 0 | 0 | 0 | 0 | 0 | 0 | 0 | 0 | 0 | 0 | 0 | 0 | 0 | 0 | 0 | 0 | 0
Commercial_Retail_Existing_Food Preparation_Natural Gas_Steamer_E4_Baseline Forecast | Commercial | Retail | Existing | Food Preparation | Natural Gas | Steamer | E4 |  | Baseline Forecast | 0 | 0 | 0 | 0 | 0 | 0 | 0 | 0 | 0 | 0 | 0 | 0 | 0 | 0 | 0 | 0 | 0 | 0 | 0 | 0 | 0 | 0 | 0 | 0 | 0 | 0 | 0 | 0 | 0 | 0 | 0 | 0 | 0 | 0 | 0 | 0 | 0 | 0 | 0 | 0 | 0 | 0 | 0 | 0 | 0 | 0 | 0 | 0 | 0 | 0 | 0
Commercial_Retail_Existing_Food Preparation_Natural Gas_Steamer_E5_Baseline Forecast | Commercial | Retail | Existing | Food Preparation | Natural Gas | Steamer | E5 |  | Baseline Forecast | 0 | 0 | 0 | 0 | 0 | 0 | 0 | 0 | 0 | 0 | 0 | 0 | 0 | 0 | 0 | 0 | 0 | 0 | 0 | 0 | 0 | 0 | 0 | 0 | 0 | 0 | 0 | 0 | 0 | 0 | 0 | 0 | 0 | 0 | 0 | 0 | 0 | 0 | 0 | 0 | 0 | 0 | 0 | 0 | 0 | 0 | 0 | 0 | 0 | 0 | 0
Commercial_Retail_Existing_Food Preparation_Natural Gas_Steamer_E6_Baseline Forecast | Commercial | Retail | Existing | Food Preparation | Natural Gas | Steamer | E6 |  | Baseline Forecast | 0 | 0 | 0 | 0 | 0 | 0 | 0 | 0 | 0 | 0 | 0 | 0 | 0 | 0 | 0 | 0 | 0 | 0 | 0 | 0 | 0 | 0 | 0 | 0 | 0 | 0 | 0 | 0 | 0 | 0 | 0 | 0 | 0 | 0 | 0 | 0 | 0 | 0 | 0 | 0 | 0 | 0 | 0 | 0 | 0 | 0 | 0 | 0 | 0 | 0 | 0
Commercial_Retail_Existing_Food Preparation_Natural Gas_Steamer_E7_Baseline Forecast | Commercial | Retail | Existing | Food Preparation | Natural Gas | Steamer | E7 |  | Baseline Forecast | 0 | 0 | 0 | 0 | 0 | 0 | 0 | 0 | 0 | 0 | 0 | 0 | 0 | 0 | 0 | 0 | 0 | 0 | 0 | 0 | 0 | 0 | 0 | 0 | 0 | 0 | 0 | 0 | 0 | 0 | 0 | 0 | 0 | 0 | 0 | 0 | 0 | 0 | 0 | 0 | 0 | 0 | 0 | 0 | 0 | 0 | 0 | 0 | 0 | 0 | 0
Commercial_Retail_Existing_Food Preparation_Natural Gas_Steamer_E8_Baseline Forecast | Commercial | Retail | Existing | Food Preparation | Natural Gas | Steamer | E8 |  | Baseline Forecast | 0 | 0 | 0 | 0 | 0 | 0 | 0 | 0 | 0 | 0 | 0 | 0 | 0 | 0 | 0 | 0 | 0 | 0 | 0 | 0 | 0 | 0 | 0 | 0 | 0 | 0 | 0 | 0 | 0 | 0 | 0 | 0 | 0 | 0 | 0 | 0 | 0 | 0 | 0 | 0 | 0 | 0 | 0 | 0 | 0 | 0 | 0 | 0 | 0 | 0 | 0
Commercial_Retail_Existing_Food Preparation_Natural Gas_Steamer_E9_Baseline Forecast | Commercial | Retail | Existing | Food Preparation | Natural Gas | Steamer | E9 |  | Baseline Forecast | 0 | 0 | 0 | 0 | 0 | 0 | 0 | 0 | 0 | 0 | 0 | 0 | 0 | 0 | 0 | 0 | 0 | 0 | 0 | 0 | 0 | 0 | 0 | 0 | 0 | 0 | 0 | 0 | 0 | 0 | 0 | 0 | 0 | 0 | 0 | 0 | 0 | 0 | 0 | 0 | 0 | 0 | 0 | 0 | 0 | 0 | 0 | 0 | 0 | 0 | 0
Commercial_Retail_Existing_Food Preparation_Natural Gas_Steamer_E10_Baseline Forecast | Commercial | Retail | Existing | Food Preparation | Natural Gas | Steamer | E10 |  | Baseline Forecast | 0 | 0 | 0 | 0 | 0 | 0 | 0 | 0 | 0 | 0 | 0 | 0 | 0 | 0 | 0 | 0 | 0 | 0 | 0 | 0 | 0 | 0 | 0 | 0 | 0 | 0 | 0 | 0 | 0 | 0 | 0 | 0 | 0 | 0 | 0 | 0 | 0 | 0 | 0 | 0 | 0 | 0 | 0 | 0 | 0 | 0 | 0 | 0 | 0 | 0 | 0
Commercial_Retail_Existing_Food Preparation_Natural Gas_Steamer_Vintage_Baseline Forecast | Commercial | Retail | Existing | Food Preparation | Natural Gas | Steamer | Vintage |  | Baseline Forecast | 0 | 0 | 0 | 0 | 0 | 0 | 0 | 0 | 0 | 0 | 0 | 0 | 0 | 0 | 0 | 0 | 0 | 0 | 0 | 0 | 0 | 0 | 0 | 0 | 0 | 0 | 0 | 0 | 0 | 0 | 0 | 0 | 0 | 0 | 0 | 0 | 0 | 0 | 0 | 0 | 0 | 0 | 0 | 0 | 0 | 0 | 0 | 0 | 0 | 0 | 0
Commercial_Retail_Existing_Food Preparation_Natural Gas_Food Prep Other_E1_Baseline Forecast | Commercial | Retail | Existing | Food Preparation | Natural Gas | Food Prep Other | E1 |  | Baseline Forecast | 0 | 0 | 0 | 0 | 0 | 0 | 0 | 0 | 0 | 0 | 0 | 0 | 0 | 0 | 0 | 0 | 0 | 0 | 0 | 0 | 0 | 0 | 0 | 0 | 0 | 0 | 0 | 0 | 0 | 0 | 0 | 0 | 0 | 0 | 0 | 0 | 0 | 0 | 0 | 0 | 0 | 0 | 0 | 0 | 0 | 0 | 0 | 0 | 0 | 0 | 0
Commercial_Retail_Existing_Food Preparation_Natural Gas_Food Prep Other_E2_Baseline Forecast | Commercial | Retail | Existing | Food Preparation | Natural Gas | Food Prep Other | E2 |  | Baseline Forecast | 0 | 0 | 0 | 0 | 0 | 0 | 0 | 0 | 0 | 0 | 0 | 0 | 0 | 0 | 0 | 0 | 0 | 0 | 0 | 0 | 0 | 0 | 0 | 0 | 0 | 0 | 0 | 0 | 0 | 0 | 0 | 0 | 0 | 0 | 0 | 0 | 0 | 0 | 0 | 0 | 0 | 0 | 0 | 0 | 0 | 0 | 0 | 0 | 0 | 0 | 0
Commercial_Retail_Existing_Food Preparation_Natural Gas_Food Prep Other_E3_Baseline Forecast | Commercial | Retail | Existing | Food Preparation | Natural Gas | Food Prep Other | E3 |  | Baseline Forecast | 0 | 0 | 0 | 0 | 0 | 0 | 0 | 0 | 0 | 0 | 0 | 0 | 0 | 0 | 0 | 0 | 0 | 0 | 0 | 0 | 0 | 0 | 0 | 0 | 0 | 0 | 0 | 0 | 0 | 0 | 0 | 0 | 0 | 0 | 0 | 0 | 0 | 0 | 0 | 0 | 0 | 0 | 0 | 0 | 0 | 0 | 0 | 0 | 0 | 0 | 0
Commercial_Retail_Existing_Food Preparation_Natural Gas_Food Prep Other_E4_Baseline Forecast | Commercial | Retail | Existing | Food Preparation | Natural Gas | Food Prep Other | E4 |  | Baseline Forecast | 0 | 0 | 0 | 0 | 0 | 0 | 0 | 0 | 0 | 0 | 0 | 0 | 0 | 0 | 0 | 0 | 0 | 0 | 0 | 0 | 0 | 0 | 0 | 0 | 0 | 0 | 0 | 0 | 0 | 0 | 0 | 0 | 0 | 0 | 0 | 0 | 0 | 0 | 0 | 0 | 0 | 0 | 0 | 0 | 0 | 0 | 0 | 0 | 0 | 0 | 0
Commercial_Retail_Existing_Food Preparation_Natural Gas_Food Prep Other_E5_Baseline Forecast | Commercial | Retail | Existing | Food Preparation | Natural Gas | Food Prep Other | E5 |  | Baseline Forecast | 0 | 0 | 0 | 0 | 0 | 0 | 0 | 0 | 0 | 0 | 0 | 0 | 0 | 0 | 0 | 0 | 0 | 0 | 0 | 0 | 0 | 0 | 0 | 0 | 0 | 0 | 0 | 0 | 0 | 0 | 0 | 0 | 0 | 0 | 0 | 0 | 0 | 0 | 0 | 0 | 0 | 0 | 0 | 0 | 0 | 0 | 0 | 0 | 0 | 0 | 0
Commercial_Retail_Existing_Food Preparation_Natural Gas_Food Prep Other_E6_Baseline Forecast | Commercial | Retail | Existing | Food Preparation | Natural Gas | Food Prep Other | E6 |  | Baseline Forecast | 0 | 0 | 0 | 0 | 0 | 0 | 0 | 0 | 0 | 0 | 0 | 0 | 0 | 0 | 0 | 0 | 0 | 0 | 0 | 0 | 0 | 0 | 0 | 0 | 0 | 0 | 0 | 0 | 0 | 0 | 0 | 0 | 0 | 0 | 0 | 0 | 0 | 0 | 0 | 0 | 0 | 0 | 0 | 0 | 0 | 0 | 0 | 0 | 0 | 0 | 0
Commercial_Retail_Existing_Food Preparation_Natural Gas_Food Prep Other_E7_Baseline Forecast | Commercial | Retail | Existing | Food Preparation | Natural Gas | Food Prep Other | E7 |  | Baseline Forecast | 0 | 0 | 0 | 0 | 0 | 0 | 0 | 0 | 0 | 0 | 0 | 0 | 0 | 0 | 0 | 0 | 0 | 0 | 0 | 0 | 0 | 0 | 0 | 0 | 0 | 0 | 0 | 0 | 0 | 0 | 0 | 0 | 0 | 0 | 0 | 0 | 0 | 0 | 0 | 0 | 0 | 0 | 0 | 0 | 0 | 0 | 0 | 0 | 0 | 0 | 0
Commercial_Retail_Existing_Food Preparation_Natural Gas_Food Prep Other_E8_Baseline Forecast | Commercial | Retail | Existing | Food Preparation | Natural Gas | Food Prep Other | E8 |  | Baseline Forecast | 0 | 0 | 0 | 0 | 0 | 0 | 0 | 0 | 0 | 0 | 0 | 0 | 0 | 0 | 0 | 0 | 0 | 0 | 0 | 0 | 0 | 0 | 0 | 0 | 0 | 0 | 0 | 0 | 0 | 0 | 0 | 0 | 0 | 0 | 0 | 0 | 0 | 0 | 0 | 0 | 0 | 0 | 0 | 0 | 0 | 0 | 0 | 0 | 0 | 0 | 0
Commercial_Retail_Existing_Food Preparation_Natural Gas_Food Prep Other_E9_Baseline Forecast | Commercial | Retail | Existing | Food Preparation | Natural Gas | Food Prep Other | E9 |  | Baseline Forecast | 0 | 0 | 0 | 0 | 0 | 0 | 0 | 0 | 0 | 0 | 0 | 0 | 0 | 0 | 0 | 0 | 0 | 0 | 0 | 0 | 0 | 0 | 0 | 0 | 0 | 0 | 0 | 0 | 0 | 0 | 0 | 0 | 0 | 0 | 0 | 0 | 0 | 0 | 0 | 0 | 0 | 0 | 0 | 0 | 0 | 0 | 0 | 0 | 0 | 0 | 0
Commercial_Retail_Existing_Food Preparation_Natural Gas_Food Prep Other_E10_Baseline Forecast | Commercial | Retail | Existing | Food Preparation | Natural Gas | Food Prep Other | E10 |  | Baseline Forecast | 0 | 0 | 0 | 0 | 0 | 0 | 0 | 0 | 0 | 0 | 0 | 0 | 0 | 0 | 0 | 0 | 0 | 0 | 0 | 0 | 0 | 0 | 0 | 0 | 0 | 0 | 0 | 0 | 0 | 0 | 0 | 0 | 0 | 0 | 0 | 0 | 0 | 0 | 0 | 0 | 0 | 0 | 0 | 0 | 0 | 0 | 0 | 0 | 0 | 0 | 0
Commercial_Retail_Existing_Food Preparation_Natural Gas_Food Prep Other_Vintage_Baseline Forecast | Commercial | Retail | Existing | Food Preparation | Natural Gas | Food Prep Other | Vintage |  | Baseline Forecast | 0 | 0 | 0 | 0 | 0 | 0 | 0 | 0 | 0 | 0 | 0 | 0 | 0 | 0 | 0 | 0 | 0 | 0 | 0 | 0 | 0 | 0 | 0 | 0 | 0 | 0 | 0 | 0 | 0 | 0 | 0 | 0 | 0 | 0 | 0 | 0 | 0 | 0 | 0 | 0 | 0 | 0 | 0 | 0 | 0 | 0 | 0 | 0 | 0 | 0 | 0
Commercial_Retail_Existing_Miscellaneous_Natural Gas_Pool Heater_E1_Baseline Forecast | Commercial | Retail | Existing | Miscellaneous | Natural Gas | Pool Heater | E1 |  | Baseline Forecast | 0 | 0 | 0 | 0 | 0 | 0 | 0 | 0 | 0 | 0 | 0 | 0 | 0 | 0 | 0 | 0 | 0 | 0 | 0 | 0 | 0 | 0 | 0 | 0 | 0 | 0 | 0 | 0 | 0 | 0 | 0 | 0 | 0 | 0 | 0 | 0 | 0 | 0 | 0 | 0 | 0 | 0 | 0 | 0 | 0 | 0 | 0 | 0 | 0 | 0 | 0
Commercial_Retail_Existing_Miscellaneous_Natural Gas_Pool Heater_E2_Baseline Forecast | Commercial | Retail | Existing | Miscellaneous | Natural Gas | Pool Heater | E2 |  | Baseline Forecast | 0 | 0 | 0 | 0 | 0 | 0 | 0 | 0 | 0 | 0 | 0 | 0 | 0 | 0 | 0 | 0 | 0 | 0 | 0 | 0 | 0 | 0 | 0 | 0 | 0 | 0 | 0 | 0 | 0 | 0 | 0 | 0 | 0 | 0 | 0 | 0 | 0 | 0 | 0 | 0 | 0 | 0 | 0 | 0 | 0 | 0 | 0 | 0 | 0 | 0 | 0
Commercial_Retail_Existing_Miscellaneous_Natural Gas_Pool Heater_E3_Baseline Forecast | Commercial | Retail | Existing | Miscellaneous | Natural Gas | Pool Heater | E3 |  | Baseline Forecast | 0 | 0 | 0 | 0 | 0 | 0 | 0 | 0 | 0 | 0 | 0 | 0 | 0 | 0 | 0 | 0 | 0 | 0 | 0 | 0 | 0 | 0 | 0 | 0 | 0 | 0 | 0 | 0 | 0 | 0 | 0 | 0 | 0 | 0 | 0 | 0 | 0 | 0 | 0 | 0 | 0 | 0 | 0 | 0 | 0 | 0 | 0 | 0 | 0 | 0 | 0
Commercial_Retail_Existing_Miscellaneous_Natural Gas_Pool Heater_E4_Baseline Forecast | Commercial | Retail | Existing | Miscellaneous | Natural Gas | Pool Heater | E4 |  | Baseline Forecast | 0 | 0 | 0 | 0 | 0 | 0 | 0 | 0 | 0 | 0 | 0 | 0 | 0 | 0 | 0 | 0 | 0 | 0 | 0 | 0 | 0 | 0 | 0 | 0 | 0 | 0 | 0 | 0 | 0 | 0 | 0 | 0 | 0 | 0 | 0 | 0 | 0 | 0 | 0 | 0 | 0 | 0 | 0 | 0 | 0 | 0 | 0 | 0 | 0 | 0 | 0
Commercial_Retail_Existing_Miscellaneous_Natural Gas_Pool Heater_E5_Baseline Forecast | Commercial | Retail | Existing | Miscellaneous | Natural Gas | Pool Heater | E5 |  | Baseline Forecast | 0 | 0 | 0 | 0 | 0 | 0 | 0 | 0 | 0 | 0 | 0 | 0 | 0 | 0 | 0 | 0 | 0 | 0 | 0 | 0 | 0 | 0 | 0 | 0 | 0 | 0 | 0 | 0 | 0 | 0 | 0 | 0 | 0 | 0 | 0 | 0 | 0 | 0 | 0 | 0 | 0 | 0 | 0 | 0 | 0 | 0 | 0 | 0 | 0 | 0 | 0
Commercial_Retail_Existing_Miscellaneous_Natural Gas_Pool Heater_E6_Baseline Forecast | Commercial | Retail | Existing | Miscellaneous | Natural Gas | Pool Heater | E6 |  | Baseline Forecast | 0 | 0 | 0 | 0 | 0 | 0 | 0 | 0 | 0 | 0 | 0 | 0 | 0 | 0 | 0 | 0 | 0 | 0 | 0 | 0 | 0 | 0 | 0 | 0 | 0 | 0 | 0 | 0 | 0 | 0 | 0 | 0 | 0 | 0 | 0 | 0 | 0 | 0 | 0 | 0 | 0 | 0 | 0 | 0 | 0 | 0 | 0 | 0 | 0 | 0 | 0
Commercial_Retail_Existing_Miscellaneous_Natural Gas_Pool Heater_E7_Baseline Forecast | Commercial | Retail | Existing | Miscellaneous | Natural Gas | Pool Heater | E7 |  | Baseline Forecast | 0 | 0 | 0 | 0 | 0 | 0 | 0 | 0 | 0 | 0 | 0 | 0 | 0 | 0 | 0 | 0 | 0 | 0 | 0 | 0 | 0 | 0 | 0 | 0 | 0 | 0 | 0 | 0 | 0 | 0 | 0 | 0 | 0 | 0 | 0 | 0 | 0 | 0 | 0 | 0 | 0 | 0 | 0 | 0 | 0 | 0 | 0 | 0 | 0 | 0 | 0
Commercial_Retail_Existing_Miscellaneous_Natural Gas_Pool Heater_E8_Baseline Forecast | Commercial | Retail | Existing | Miscellaneous | Natural Gas | Pool Heater | E8 |  | Baseline Forecast | 0 | 0 | 0 | 0 | 0 | 0 | 0 | 0 | 0 | 0 | 0 | 0 | 0 | 0 | 0 | 0 | 0 | 0 | 0 | 0 | 0 | 0 | 0 | 0 | 0 | 0 | 0 | 0 | 0 | 0 | 0 | 0 | 0 | 0 | 0 | 0 | 0 | 0 | 0 | 0 | 0 | 0 | 0 | 0 | 0 | 0 | 0 | 0 | 0 | 0 | 0
Commercial_Retail_Existing_Miscellaneous_Natural Gas_Pool Heater_E9_Baseline Forecast | Commercial | Retail | Existing | Miscellaneous | Natural Gas | Pool Heater | E9 |  | Baseline Forecast | 0 | 0 | 0 | 0 | 0 | 0 | 0 | 0 | 0 | 0 | 0 | 0 | 0 | 0 | 0 | 0 | 0 | 0 | 0 | 0 | 0 | 0 | 0 | 0 | 0 | 0 | 0 | 0 | 0 | 0 | 0 | 0 | 0 | 0 | 0 | 0 | 0 | 0 | 0 | 0 | 0 | 0 | 0 | 0 | 0 | 0 | 0 | 0 | 0 | 0 | 0
Commercial_Retail_Existing_Miscellaneous_Natural Gas_Pool Heater_E10_Baseline Forecast | Commercial | Retail | Existing | Miscellaneous | Natural Gas | Pool Heater | E10 |  | Baseline Forecast | 0 | 0 | 0 | 0 | 0 | 0 | 0 | 0 | 0 | 0 | 0 | 0 | 0 | 0 | 0 | 0 | 0 | 0 | 0 | 0 | 0 | 0 | 0 | 0 | 0 | 0 | 0 | 0 | 0 | 0 | 0 | 0 | 0 | 0 | 0 | 0 | 0 | 0 | 0 | 0 | 0 | 0 | 0 | 0 | 0 | 0 | 0 | 0 | 0 | 0 | 0
Commercial_Retail_Existing_Miscellaneous_Natural Gas_Pool Heater_Vintage_Baseline Forecast | Commercial | Retail | Existing | Miscellaneous | Natural Gas | Pool Heater | Vintage |  | Baseline Forecast | 0 | 0 | 0 | 0 | 0 | 0 | 0 | 0 | 0 | 0 | 0 | 0 | 0 | 0 | 0 | 0 | 0 | 0 | 0 | 0 | 0 | 0 | 0 | 0 | 0 | 0 | 0 | 0 | 0 | 0 | 0 | 0 | 0 | 0 | 0 | 0 | 0 | 0 | 0 | 0 | 0 | 0 | 0 | 0 | 0 | 0 | 0 | 0 | 0 | 0 | 0
Commercial_Retail_Existing_Miscellaneous_Natural Gas_Miscellaneous_E1_Baseline Forecast | Commercial | Retail | Existing | Miscellaneous | Natural Gas | Miscellaneous | E1 |  | Baseline Forecast | 0 | 1708836.5312 | 3724023.9636 | 5988114.6739 | 7897639.7989 | 9499614.2949 | 10847946.0517 | 11986321.0069 | 12947433.2391 | 13754392.1784 | 14428956.32 | 14990615.4637 | 15455468.3585 | 15837419.5417 | 16148321.7554 | 16398887.8995 | 16598101.1177 | 16753654.7189 | 16871996.7051 | 16958626.8536 | 17018088.516 | 17054377.2176 | 17071034.7745 | 17070971.8081 | 17056670.769 | 17030113.1406 | 16993101.61 | 16947173.5878 | 16893640.2085 | 16833619.6021 | 16768065.2771 | 16697790.3342 | 16624060.8156 | 0 | 0 | 0 | 0 | 0 | 0 | 0 | 0 | 0 | 0 | 0 | 0 | 0 | 0 | 0 | 0 | 0 | 0
Commercial_Retail_Existing_Miscellaneous_Natural Gas_Miscellaneous_E2_Baseline Forecast | Commercial | Retail | Existing | Miscellaneous | Natural Gas | Miscellaneous | E2 |  | Baseline Forecast | 0 | 0 | 0 | 0 | 0 | 0 | 0 | 0 | 0 | 0 | 0 | 0 | 0 | 0 | 0 | 0 | 0 | 0 | 0 | 0 | 0 | 0 | 0 | 0 | 0 | 0 | 0 | 0 | 0 | 0 | 0 | 0 | 0 | 0 | 0 | 0 | 0 | 0 | 0 | 0 | 0 | 0 | 0 | 0 | 0 | 0 | 0 | 0 | 0 | 0 | 0
Commercial_Retail_Existing_Miscellaneous_Natural Gas_Miscellaneous_E3_Baseline Forecast | Commercial | Retail | Existing | Miscellaneous | Natural Gas | Miscellaneous | E3 |  | Baseline Forecast | 0 | 0 | 0 | 0 | 0 | 0 | 0 | 0 | 0 | 0 | 0 | 0 | 0 | 0 | 0 | 0 | 0 | 0 | 0 | 0 | 0 | 0 | 0 | 0 | 0 | 0 | 0 | 0 | 0 | 0 | 0 | 0 | 0 | 0 | 0 | 0 | 0 | 0 | 0 | 0 | 0 | 0 | 0 | 0 | 0 | 0 | 0 | 0 | 0 | 0 | 0
Commercial_Retail_Existing_Miscellaneous_Natural Gas_Miscellaneous_E4_Baseline Forecast | Commercial | Retail | Existing | Miscellaneous | Natural Gas | Miscellaneous | E4 |  | Baseline Forecast | 0 | 0 | 0 | 0 | 0 | 0 | 0 | 0 | 0 | 0 | 0 | 0 | 0 | 0 | 0 | 0 | 0 | 0 | 0 | 0 | 0 | 0 | 0 | 0 | 0 | 0 | 0 | 0 | 0 | 0 | 0 | 0 | 0 | 0 | 0 | 0 | 0 | 0 | 0 | 0 | 0 | 0 | 0 | 0 | 0 | 0 | 0 | 0 | 0 | 0 | 0
Commercial_Retail_Existing_Miscellaneous_Natural Gas_Miscellaneous_E5_Baseline Forecast | Commercial | Retail | Existing | Miscellaneous | Natural Gas | Miscellaneous | E5 |  | Baseline Forecast | 0 | 0 | 0 | 0 | 0 | 0 | 0 | 0 | 0 | 0 | 0 | 0 | 0 | 0 | 0 | 0 | 0 | 0 | 0 | 0 | 0 | 0 | 0 | 0 | 0 | 0 | 0 | 0 | 0 | 0 | 0 | 0 | 0 | 0 | 0 | 0 | 0 | 0 | 0 | 0 | 0 | 0 | 0 | 0 | 0 | 0 | 0 | 0 | 0 | 0 | 0
Commercial_Retail_Existing_Miscellaneous_Natural Gas_Miscellaneous_E6_Baseline Forecast | Commercial | Retail | Existing | Miscellaneous | Natural Gas | Miscellaneous | E6 |  | Baseline Forecast | 0 | 0 | 0 | 0 | 0 | 0 | 0 | 0 | 0 | 0 | 0 | 0 | 0 | 0 | 0 | 0 | 0 | 0 | 0 | 0 | 0 | 0 | 0 | 0 | 0 | 0 | 0 | 0 | 0 | 0 | 0 | 0 | 0 | 0 | 0 | 0 | 0 | 0 | 0 | 0 | 0 | 0 | 0 | 0 | 0 | 0 | 0 | 0 | 0 | 0 | 0
Commercial_Retail_Existing_Miscellaneous_Natural Gas_Miscellaneous_E7_Baseline Forecast | Commercial | Retail | Existing | Miscellaneous | Natural Gas | Miscellaneous | E7 |  | Baseline Forecast | 0 | 0 | 0 | 0 | 0 | 0 | 0 | 0 | 0 | 0 | 0 | 0 | 0 | 0 | 0 | 0 | 0 | 0 | 0 | 0 | 0 | 0 | 0 | 0 | 0 | 0 | 0 | 0 | 0 | 0 | 0 | 0 | 0 | 0 | 0 | 0 | 0 | 0 | 0 | 0 | 0 | 0 | 0 | 0 | 0 | 0 | 0 | 0 | 0 | 0 | 0
Commercial_Retail_Existing_Miscellaneous_Natural Gas_Miscellaneous_E8_Baseline Forecast | Commercial | Retail | Existing | Miscellaneous | Natural Gas | Miscellaneous | E8 |  | Baseline Forecast | 0 | 0 | 0 | 0 | 0 | 0 | 0 | 0 | 0 | 0 | 0 | 0 | 0 | 0 | 0 | 0 | 0 | 0 | 0 | 0 | 0 | 0 | 0 | 0 | 0 | 0 | 0 | 0 | 0 | 0 | 0 | 0 | 0 | 0 | 0 | 0 | 0 | 0 | 0 | 0 | 0 | 0 | 0 | 0 | 0 | 0 | 0 | 0 | 0 | 0 | 0
Commercial_Retail_Existing_Miscellaneous_Natural Gas_Miscellaneous_E9_Baseline Forecast | Commercial | Retail | Existing | Miscellaneous | Natural Gas | Miscellaneous | E9 |  | Baseline Forecast | 0 | 0 | 0 | 0 | 0 | 0 | 0 | 0 | 0 | 0 | 0 | 0 | 0 | 0 | 0 | 0 | 0 | 0 | 0 | 0 | 0 | 0 | 0 | 0 | 0 | 0 | 0 | 0 | 0 | 0 | 0 | 0 | 0 | 0 | 0 | 0 | 0 | 0 | 0 | 0 | 0 | 0 | 0 | 0 | 0 | 0 | 0 | 0 | 0 | 0 | 0
Commercial_Retail_Existing_Miscellaneous_Natural Gas_Miscellaneous_E10_Baseline Forecast | Commercial | Retail | Existing | Miscellaneous | Natural Gas | Miscellaneous | E10 |  | Baseline Forecast | 0 | 0 | 0 | 0 | 0 | 0 | 0 | 0 | 0 | 0 | 0 | 0 | 0 | 0 | 0 | 0 | 0 | 0 | 0 | 0 | 0 | 0 | 0 | 0 | 0 | 0 | 0 | 0 | 0 | 0 | 0 | 0 | 0 | 0 | 0 | 0 | 0 | 0 | 0 | 0 | 0 | 0 | 0 | 0 | 0 | 0 | 0 | 0 | 0 | 0 | 0
Commercial_Retail_Existing_Miscellaneous_Natural Gas_Miscellaneous_Vintage_Baseline Forecast | Commercial | Retail | Existing | Miscellaneous | Natural Gas | Miscellaneous | Vintage |  | Baseline Forecast | 20038376.9356 | 18227589.6657 | 16110451.4945 | 13723241.6904 | 11687397.5459 | 9946929.9372 | 8469214.1711 | 7216272.7091 | 6152217.4842 | 5245895.6022 | 4473277.0356 | 3814547.0533 | 3252757.6197 | 2773589.8128 | 2364867.1531 | 2016298.599 | 1719055.9273 | 1465601.097 | 1249488.1398 | 1065219.3352 | 908097.9346 | 774128.2711 | 659907.4228 | 562526.3714 | 479504.2848 | 408722.2773 | 348377.5652 | 296932.6409 | 253076.2721 | 215690.2308 | 183820.9094 | 156655.108 | 133503.9792 | 0 | 0 | 0 | 0 | 0 | 0 | 0 | 0 | 0 | 0 | 0 | 0 | 0 | 0 | 0 | 0 | 0 | 0
Commercial_Retail_New_Space Heating_Natural Gas_Furnace_E1_Baseline Forecast | Commercial | Retail | New | Space Heating | Natural Gas | Furnace | E1 |  | Baseline Forecast | 0 | 123005.9134 | 716309.1149 | 1095471.4146 | 1584477.5134 | 2248112.408 | 2868395.3727 | 3418159.0683 | 3912604.2845 | 4390011.3722 | 4861190.9784 | 5327689.5134 | 5793548.8903 | 6260741.2437 | 6730807.3003 | 7201739.358 | 7672800.1203 | 8143250.6393 | 8613081.235 | 9082282.1198 | 9551583.338 | 10020985.5636 | 10489827.7734 | 10958102.338 | 11425801.5543 | 11893579.3458 | 12361436.1721 | 12829372.4951 | 13297388.7796 | 13765485.4932 | 14233663.1061 | 14701922.0912 | 14912831.7246 | 0 | 0 | 0 | 0 | 0 | 0 | 0 | 0 | 0 | 0 | 0 | 0 | 0 | 0 | 0 | 0 | 0 | 0
Commercial_Retail_New_Space Heating_Natural Gas_Furnace_E2_Baseline Forecast | Commercial | Retail | New | Space Heating | Natural Gas | Furnace | E2 |  | Baseline Forecast | 0 | 0 | 0 | 0 | 0 | 0 | 0 | 0 | 0 | 0 | 0 | 0 | 0 | 0 | 0 | 0 | 0 | 0 | 0 | 0 | 0 | 0 | 0 | 0 | 0 | 0 | 0 | 0 | 0 | 0 | 0 | 0 | 0 | 0 | 0 | 0 | 0 | 0 | 0 | 0 | 0 | 0 | 0 | 0 | 0 | 0 | 0 | 0 | 0 | 0 | 0
Commercial_Retail_New_Space Heating_Natural Gas_Furnace_E3_Baseline Forecast | Commercial | Retail | New | Space Heating | Natural Gas | Furnace | E3 |  | Baseline Forecast | 0 | 0 | 0 | 0 | 0 | 0 | 0 | 0 | 0 | 0 | 0 | 0 | 0 | 0 | 0 | 0 | 0 | 0 | 0 | 0 | 0 | 0 | 0 | 0 | 0 | 0 | 0 | 0 | 0 | 0 | 0 | 0 | 0 | 0 | 0 | 0 | 0 | 0 | 0 | 0 | 0 | 0 | 0 | 0 | 0 | 0 | 0 | 0 | 0 | 0 | 0
Commercial_Retail_New_Space Heating_Natural Gas_Furnace_E4_Baseline Forecast | Commercial | Retail | New | Space Heating | Natural Gas | Furnace | E4 |  | Baseline Forecast | 0 | 0 | 0 | 0 | 0 | 0 | 0 | 0 | 0 | 0 | 0 | 0 | 0 | 0 | 0 | 0 | 0 | 0 | 0 | 0 | 0 | 0 | 0 | 0 | 0 | 0 | 0 | 0 | 0 | 0 | 0 | 0 | 0 | 0 | 0 | 0 | 0 | 0 | 0 | 0 | 0 | 0 | 0 | 0 | 0 | 0 | 0 | 0 | 0 | 0 | 0
Commercial_Retail_New_Space Heating_Natural Gas_Furnace_E5_Baseline Forecast | Commercial | Retail | New | Space Heating | Natural Gas | Furnace | E5 |  | Baseline Forecast | 0 | 0 | 0 | 0 | 0 | 0 | 0 | 0 | 0 | 0 | 0 | 0 | 0 | 0 | 0 | 0 | 0 | 0 | 0 | 0 | 0 | 0 | 0 | 0 | 0 | 0 | 0 | 0 | 0 | 0 | 0 | 0 | 0 | 0 | 0 | 0 | 0 | 0 | 0 | 0 | 0 | 0 | 0 | 0 | 0 | 0 | 0 | 0 | 0 | 0 | 0
Commercial_Retail_New_Space Heating_Natural Gas_Furnace_E6_Baseline Forecast | Commercial | Retail | New | Space Heating | Natural Gas | Furnace | E6 |  | Baseline Forecast | 0 | 0 | 0 | 0 | 0 | 0 | 0 | 0 | 0 | 0 | 0 | 0 | 0 | 0 | 0 | 0 | 0 | 0 | 0 | 0 | 0 | 0 | 0 | 0 | 0 | 0 | 0 | 0 | 0 | 0 | 0 | 0 | 0 | 0 | 0 | 0 | 0 | 0 | 0 | 0 | 0 | 0 | 0 | 0 | 0 | 0 | 0 | 0 | 0 | 0 | 0
Commercial_Retail_New_Space Heating_Natural Gas_Furnace_E7_Baseline Forecast | Commercial | Retail | New | Space Heating | Natural Gas | Furnace | E7 |  | Baseline Forecast | 0 | 0 | 0 | 0 | 0 | 0 | 0 | 0 | 0 | 0 | 0 | 0 | 0 | 0 | 0 | 0 | 0 | 0 | 0 | 0 | 0 | 0 | 0 | 0 | 0 | 0 | 0 | 0 | 0 | 0 | 0 | 0 | 0 | 0 | 0 | 0 | 0 | 0 | 0 | 0 | 0 | 0 | 0 | 0 | 0 | 0 | 0 | 0 | 0 | 0 | 0
Commercial_Retail_New_Space Heating_Natural Gas_Furnace_E8_Baseline Forecast | Commercial | Retail | New | Space Heating | Natural Gas | Furnace | E8 |  | Baseline Forecast | 0 | 0 | 0 | 0 | 0 | 0 | 0 | 0 | 0 | 0 | 0 | 0 | 0 | 0 | 0 | 0 | 0 | 0 | 0 | 0 | 0 | 0 | 0 | 0 | 0 | 0 | 0 | 0 | 0 | 0 | 0 | 0 | 0 | 0 | 0 | 0 | 0 | 0 | 0 | 0 | 0 | 0 | 0 | 0 | 0 | 0 | 0 | 0 | 0 | 0 | 0
Commercial_Retail_New_Space Heating_Natural Gas_Furnace_E9_Baseline Forecast | Commercial | Retail | New | Space Heating | Natural Gas | Furnace | E9 |  | Baseline Forecast | 0 | 0 | 0 | 0 | 0 | 0 | 0 | 0 | 0 | 0 | 0 | 0 | 0 | 0 | 0 | 0 | 0 | 0 | 0 | 0 | 0 | 0 | 0 | 0 | 0 | 0 | 0 | 0 | 0 | 0 | 0 | 0 | 0 | 0 | 0 | 0 | 0 | 0 | 0 | 0 | 0 | 0 | 0 | 0 | 0 | 0 | 0 | 0 | 0 | 0 | 0
Commercial_Retail_New_Space Heating_Natural Gas_Furnace_E10_Baseline Forecast | Commercial | Retail | New | Space Heating | Natural Gas | Furnace | E10 |  | Baseline Forecast | 0 | 0 | 0 | 0 | 0 | 0 | 0 | 0 | 0 | 0 | 0 | 0 | 0 | 0 | 0 | 0 | 0 | 0 | 0 | 0 | 0 | 0 | 0 | 0 | 0 | 0 | 0 | 0 | 0 | 0 | 0 | 0 | 0 | 0 | 0 | 0 | 0 | 0 | 0 | 0 | 0 | 0 | 0 | 0 | 0 | 0 | 0 | 0 | 0 | 0 | 0
Commercial_Retail_New_Space Heating_Natural Gas_Furnace_Vintage_Baseline Forecast | Commercial | Retail | New | Space Heating | Natural Gas | Furnace | Vintage |  | Baseline Forecast | 0 | 0 | 0 | 0 | 0 | 0 | 0 | 0 | 0 | 0 | 0 | 0 | 0 | 0 | 0 | 0 | 0 | 0 | 0 | 0 | 0 | 0 | 0 | 0 | 0 | 0 | 0 | 0 | 0 | 0 | 0 | 0 | 0 | 0 | 0 | 0 | 0 | 0 | 0 | 0 | 0 | 0 | 0 | 0 | 0 | 0 | 0 | 0 | 0 | 0 | 0
Commercial_Retail_New_Space Heating_Natural Gas_Boiler_E1_Baseline Forecast | Commercial | Retail | New | Space Heating | Natural Gas | Boiler | E1 |  | Baseline Forecast | 0 | 4990.3047 | 28983.7846 | 44265.9548 | 63905.8672 | 90559.3819 | 115379.0592 | 137377.0155 | 157083.7159 | 176111.3414 | 194812.6552 | 213328.1753 | 231818.3269 | 250954.4723 | 270138.201 | 289357.2718 | 308507.041 | 327632.0022 | 346731.7621 | 365805.9227 | 384884.1621 | 403966.5077 | 423027.0133 | 442075.7897 | 461112.0339 | 480171.1314 | 499259.0849 | 518380.0798 | 537527.3287 | 556702.6162 | 575902.4764 | 595131.6435 | 603922.1577 | 0 | 0 | 0 | 0 | 0 | 0 | 0 | 0 | 0 | 0 | 0 | 0 | 0 | 0 | 0 | 0 | 0 | 0
Commercial_Retail_New_Space Heating_Natural Gas_Boiler_E2_Baseline Forecast | Commercial | Retail | New | Space Heating | Natural Gas | Boiler | E2 |  | Baseline Forecast | 0 | 0 | 0 | 0 | 0 | 0 | 0 | 0 | 0 | 0 | 0 | 0 | 0 | 0 | 0 | 0 | 0 | 0 | 0 | 0 | 0 | 0 | 0 | 0 | 0 | 0 | 0 | 0 | 0 | 0 | 0 | 0 | 0 | 0 | 0 | 0 | 0 | 0 | 0 | 0 | 0 | 0 | 0 | 0 | 0 | 0 | 0 | 0 | 0 | 0 | 0
Commercial_Retail_New_Space Heating_Natural Gas_Boiler_E3_Baseline Forecast | Commercial | Retail | New | Space Heating | Natural Gas | Boiler | E3 |  | Baseline Forecast | 0 | 668.5576 | 3969.8718 | 6130.9867 | 8987.7013 | 12864.5761 | 16580.8915 | 19874.7031 | 22914.8552 | 25850.2465 | 28825.4555 | 31771.1064 | 34712.7214 | 37069.666 | 39511.2315 | 41957.2951 | 44478.5813 | 46996.6013 | 49511.3032 | 52022.6347 | 54534.5032 | 57046.9123 | 59555.3981 | 62049.4986 | 64529.6625 | 66990.588 | 69426.2934 | 71832.6147 | 74216.3606 | 76575.768 | 78914.3245 | 81227.3176 | 82139.6585 | 0 | 0 | 0 | 0 | 0 | 0 | 0 | 0 | 0 | 0 | 0 | 0 | 0 | 0 | 0 | 0 | 0 | 0
Commercial_Retail_New_Space Heating_Natural Gas_Boiler_E4_Baseline Forecast | Commercial | Retail | New | Space Heating | Natural Gas | Boiler | E4 |  | Baseline Forecast | 0 | 0 | 0 | 0 | 0 | 0 | 0 | 0 | 0 | 0 | 0 | 0 | 0 | 0 | 0 | 0 | 0 | 0 | 0 | 0 | 0 | 0 | 0 | 0 | 0 | 0 | 0 | 0 | 0 | 0 | 0 | 0 | 0 | 0 | 0 | 0 | 0 | 0 | 0 | 0 | 0 | 0 | 0 | 0 | 0 | 0 | 0 | 0 | 0 | 0 | 0
Commercial_Retail_New_Space Heating_Natural Gas_Boiler_E5_Baseline Forecast | Commercial | Retail | New | Space Heating | Natural Gas | Boiler | E5 |  | Baseline Forecast | 0 | 0 | 0 | 0 | 0 | 0 | 0 | 0 | 0 | 0 | 0 | 0 | 0 | 0 | 0 | 0 | 0 | 0 | 0 | 0 | 0 | 0 | 0 | 0 | 0 | 0 | 0 | 0 | 0 | 0 | 0 | 0 | 0 | 0 | 0 | 0 | 0 | 0 | 0 | 0 | 0 | 0 | 0 | 0 | 0 | 0 | 0 | 0 | 0 | 0 | 0
Commercial_Retail_New_Space Heating_Natural Gas_Boiler_E6_Baseline Forecast | Commercial | Retail | New | Space Heating | Natural Gas | Boiler | E6 |  | Baseline Forecast | 0 | 0 | 0 | 0 | 0 | 0 | 0 | 0 | 0 | 0 | 0 | 0 | 0 | 0 | 0 | 0 | 0 | 0 | 0 | 0 | 0 | 0 | 0 | 0 | 0 | 0 | 0 | 0 | 0 | 0 | 0 | 0 | 0 | 0 | 0 | 0 | 0 | 0 | 0 | 0 | 0 | 0 | 0 | 0 | 0 | 0 | 0 | 0 | 0 | 0 | 0
Commercial_Retail_New_Space Heating_Natural Gas_Boiler_E7_Baseline Forecast | Commercial | Retail | New | Space Heating | Natural Gas | Boiler | E7 |  | Baseline Forecast | 0 | 0 | 0 | 0 | 0 | 0 | 0 | 0 | 0 | 0 | 0 | 0 | 0 | 0 | 0 | 0 | 0 | 0 | 0 | 0 | 0 | 0 | 0 | 0 | 0 | 0 | 0 | 0 | 0 | 0 | 0 | 0 | 0 | 0 | 0 | 0 | 0 | 0 | 0 | 0 | 0 | 0 | 0 | 0 | 0 | 0 | 0 | 0 | 0 | 0 | 0
Commercial_Retail_New_Space Heating_Natural Gas_Boiler_E8_Baseline Forecast | Commercial | Retail | New | Space Heating | Natural Gas | Boiler | E8 |  | Baseline Forecast | 0 | 0 | 0 | 0 | 0 | 0 | 0 | 0 | 0 | 0 | 0 | 0 | 0 | 0 | 0 | 0 | 0 | 0 | 0 | 0 | 0 | 0 | 0 | 0 | 0 | 0 | 0 | 0 | 0 | 0 | 0 | 0 | 0 | 0 | 0 | 0 | 0 | 0 | 0 | 0 | 0 | 0 | 0 | 0 | 0 | 0 | 0 | 0 | 0 | 0 | 0
Commercial_Retail_New_Space Heating_Natural Gas_Boiler_E9_Baseline Forecast | Commercial | Retail | New | Space Heating | Natural Gas | Boiler | E9 |  | Baseline Forecast | 0 | 0 | 0 | 0 | 0 | 0 | 0 | 0 | 0 | 0 | 0 | 0 | 0 | 0 | 0 | 0 | 0 | 0 | 0 | 0 | 0 | 0 | 0 | 0 | 0 | 0 | 0 | 0 | 0 | 0 | 0 | 0 | 0 | 0 | 0 | 0 | 0 | 0 | 0 | 0 | 0 | 0 | 0 | 0 | 0 | 0 | 0 | 0 | 0 | 0 | 0
Commercial_Retail_New_Space Heating_Natural Gas_Boiler_E10_Baseline Forecast | Commercial | Retail | New | Space Heating | Natural Gas | Boiler | E10 |  | Baseline Forecast | 0 | 0 | 0 | 0 | 0 | 0 | 0 | 0 | 0 | 0 | 0 | 0 | 0 | 0 | 0 | 0 | 0 | 0 | 0 | 0 | 0 | 0 | 0 | 0 | 0 | 0 | 0 | 0 | 0 | 0 | 0 | 0 | 0 | 0 | 0 | 0 | 0 | 0 | 0 | 0 | 0 | 0 | 0 | 0 | 0 | 0 | 0 | 0 | 0 | 0 | 0
Commercial_Retail_New_Space Heating_Natural Gas_Boiler_Vintage_Baseline Forecast | Commercial | Retail | New | Space Heating | Natural Gas | Boiler | Vintage |  | Baseline Forecast | 0 | 0 | 0 | 0 | 0 | 0 | 0 | 0 | 0 | 0 | 0 | 0 | 0 | 0 | 0 | 0 | 0 | 0 | 0 | 0 | 0 | 0 | 0 | 0 | 0 | 0 | 0 | 0 | 0 | 0 | 0 | 0 | 0 | 0 | 0 | 0 | 0 | 0 | 0 | 0 | 0 | 0 | 0 | 0 | 0 | 0 | 0 | 0 | 0 | 0 | 0
Commercial_Retail_New_Space Heating_Natural Gas_Unit Heater_E1_Baseline Forecast | Commercial | Retail | New | Space Heating | Natural Gas | Unit Heater | E1 |  | Baseline Forecast | 0 | 12276.7359 | 71491.9924 | 109334.6887 | 158140.4621 | 224375.248 | 286283.2484 | 341152.9983 | 390501.6286 | 438149.7503 | 485176.3316 | 531735.7137 | 578231.3038 | 624859.9332 | 671775.3755 | 718777.25 | 765791.9699 | 812745.7839 | 859637.7258 | 906466.8188 | 953305.9256 | 1000155.1135 | 1046948.4085 | 1093685.0491 | 1140364.2664 | 1187051.326 | 1233746.2737 | 1280449.1557 | 1327160.0184 | 1373878.9083 | 1420605.8725 | 1467340.9582 | 1488391.0182 | 0 | 0 | 0 | 0 | 0 | 0 | 0 | 0 | 0 | 0 | 0 | 0 | 0 | 0 | 0 | 0 | 0 | 0
Commercial_Retail_New_Space Heating_Natural Gas_Unit Heater_E2_Baseline Forecast | Commercial | Retail | New | Space Heating | Natural Gas | Unit Heater | E2 |  | Baseline Forecast | 0 | 0 | 0 | 0 | 0 | 0 | 0 | 0 | 0 | 0 | 0 | 0 | 0 | 0 | 0 | 0 | 0 | 0 | 0 | 0 | 0 | 0 | 0 | 0 | 0 | 0 | 0 | 0 | 0 | 0 | 0 | 0 | 0 | 0 | 0 | 0 | 0 | 0 | 0 | 0 | 0 | 0 | 0 | 0 | 0 | 0 | 0 | 0 | 0 | 0 | 0
Commercial_Retail_New_Space Heating_Natural Gas_Unit Heater_E3_Baseline Forecast | Commercial | Retail | New | Space Heating | Natural Gas | Unit Heater | E3 |  | Baseline Forecast | 0 | 0 | 0 | 0 | 0 | 0 | 0 | 0 | 0 | 0 | 0 | 0 | 0 | 0 | 0 | 0 | 0 | 0 | 0 | 0 | 0 | 0 | 0 | 0 | 0 | 0 | 0 | 0 | 0 | 0 | 0 | 0 | 0 | 0 | 0 | 0 | 0 | 0 | 0 | 0 | 0 | 0 | 0 | 0 | 0 | 0 | 0 | 0 | 0 | 0 | 0
Commercial_Retail_New_Space Heating_Natural Gas_Unit Heater_E4_Baseline Forecast | Commercial | Retail | New | Space Heating | Natural Gas | Unit Heater | E4 |  | Baseline Forecast | 0 | 0 | 0 | 0 | 0 | 0 | 0 | 0 | 0 | 0 | 0 | 0 | 0 | 0 | 0 | 0 | 0 | 0 | 0 | 0 | 0 | 0 | 0 | 0 | 0 | 0 | 0 | 0 | 0 | 0 | 0 | 0 | 0 | 0 | 0 | 0 | 0 | 0 | 0 | 0 | 0 | 0 | 0 | 0 | 0 | 0 | 0 | 0 | 0 | 0 | 0
Commercial_Retail_New_Space Heating_Natural Gas_Unit Heater_E5_Baseline Forecast | Commercial | Retail | New | Space Heating | Natural Gas | Unit Heater | E5 |  | Baseline Forecast | 0 | 0 | 0 | 0 | 0 | 0 | 0 | 0 | 0 | 0 | 0 | 0 | 0 | 0 | 0 | 0 | 0 | 0 | 0 | 0 | 0 | 0 | 0 | 0 | 0 | 0 | 0 | 0 | 0 | 0 | 0 | 0 | 0 | 0 | 0 | 0 | 0 | 0 | 0 | 0 | 0 | 0 | 0 | 0 | 0 | 0 | 0 | 0 | 0 | 0 | 0
Commercial_Retail_New_Space Heating_Natural Gas_Unit Heater_E6_Baseline Forecast | Commercial | Retail | New | Space Heating | Natural Gas | Unit Heater | E6 |  | Baseline Forecast | 0 | 0 | 0 | 0 | 0 | 0 | 0 | 0 | 0 | 0 | 0 | 0 | 0 | 0 | 0 | 0 | 0 | 0 | 0 | 0 | 0 | 0 | 0 | 0 | 0 | 0 | 0 | 0 | 0 | 0 | 0 | 0 | 0 | 0 | 0 | 0 | 0 | 0 | 0 | 0 | 0 | 0 | 0 | 0 | 0 | 0 | 0 | 0 | 0 | 0 | 0
Commercial_Retail_New_Space Heating_Natural Gas_Unit Heater_E7_Baseline Forecast | Commercial | Retail | New | Space Heating | Natural Gas | Unit Heater | E7 |  | Baseline Forecast | 0 | 0 | 0 | 0 | 0 | 0 | 0 | 0 | 0 | 0 | 0 | 0 | 0 | 0 | 0 | 0 | 0 | 0 | 0 | 0 | 0 | 0 | 0 | 0 | 0 | 0 | 0 | 0 | 0 | 0 | 0 | 0 | 0 | 0 | 0 | 0 | 0 | 0 | 0 | 0 | 0 | 0 | 0 | 0 | 0 | 0 | 0 | 0 | 0 | 0 | 0
Commercial_Retail_New_Space Heating_Natural Gas_Unit Heater_E8_Baseline Forecast | Commercial | Retail | New | Space Heating | Natural Gas | Unit Heater | E8 |  | Baseline Forecast | 0 | 0 | 0 | 0 | 0 | 0 | 0 | 0 | 0 | 0 | 0 | 0 | 0 | 0 | 0 | 0 | 0 | 0 | 0 | 0 | 0 | 0 | 0 | 0 | 0 | 0 | 0 | 0 | 0 | 0 | 0 | 0 | 0 | 0 | 0 | 0 | 0 | 0 | 0 | 0 | 0 | 0 | 0 | 0 | 0 | 0 | 0 | 0 | 0 | 0 | 0
Commercial_Retail_New_Space Heating_Natural Gas_Unit Heater_E9_Baseline Forecast | Commercial | Retail | New | Space Heating | Natural Gas | Unit Heater | E9 |  | Baseline Forecast | 0 | 0 | 0 | 0 | 0 | 0 | 0 | 0 | 0 | 0 | 0 | 0 | 0 | 0 | 0 | 0 | 0 | 0 | 0 | 0 | 0 | 0 | 0 | 0 | 0 | 0 | 0 | 0 | 0 | 0 | 0 | 0 | 0 | 0 | 0 | 0 | 0 | 0 | 0 | 0 | 0 | 0 | 0 | 0 | 0 | 0 | 0 | 0 | 0 | 0 | 0
Commercial_Retail_New_Space Heating_Natural Gas_Unit Heater_E10_Baseline Forecast | Commercial | Retail | New | Space Heating | Natural Gas | Unit Heater | E10 |  | Baseline Forecast | 0 | 0 | 0 | 0 | 0 | 0 | 0 | 0 | 0 | 0 | 0 | 0 | 0 | 0 | 0 | 0 | 0 | 0 | 0 | 0 | 0 | 0 | 0 | 0 | 0 | 0 | 0 | 0 | 0 | 0 | 0 | 0 | 0 | 0 | 0 | 0 | 0 | 0 | 0 | 0 | 0 | 0 | 0 | 0 | 0 | 0 | 0 | 0 | 0 | 0 | 0
Commercial_Retail_New_Space Heating_Natural Gas_Unit Heater_Vintage_Baseline Forecast | Commercial | Retail | New | Space Heating | Natural Gas | Unit Heater | Vintage |  | Baseline Forecast | 0 | 0 | 0 | 0 | 0 | 0 | 0 | 0 | 0 | 0 | 0 | 0 | 0 | 0 | 0 | 0 | 0 | 0 | 0 | 0 | 0 | 0 | 0 | 0 | 0 | 0 | 0 | 0 | 0 | 0 | 0 | 0 | 0 | 0 | 0 | 0 | 0 | 0 | 0 | 0 | 0 | 0 | 0 | 0 | 0 | 0 | 0 | 0 | 0 | 0 | 0
Commercial_Retail_New_Water Heating_Natural Gas_Water Heater_E1_Baseline Forecast | Commercial | Retail | New | Water Heating | Natural Gas | Water Heater | E1 |  | Baseline Forecast | 0 | 0 | 0 | 0 | 0 | 0 | 0 | 0 | 0 | 0 | 0 | 0 | 0 | 0 | 0 | 0 | 0 | 0 | 0 | 0 | 0 | 0 | 0 | 0 | 0 | 0 | 0 | 0 | 0 | 0 | 0 | 0 | 0 | 0 | 0 | 0 | 0 | 0 | 0 | 0 | 0 | 0 | 0 | 0 | 0 | 0 | 0 | 0 | 0 | 0 | 0
Commercial_Retail_New_Water Heating_Natural Gas_Water Heater_E2_Baseline Forecast | Commercial | Retail | New | Water Heating | Natural Gas | Water Heater | E2 |  | Baseline Forecast | 0 | 67885.4199 | 395322.0113 | 604576.9263 | 874453.2555 | 1240705.0256 | 1583031.4097 | 1886439.0941 | 2159317.204 | 2422792.1846 | 2682830.2962 | 2940284.9834 | 3197386.9273 | 3455224.5242 | 3714648.0819 | 3974549.5746 | 4234522.0978 | 4494157.8354 | 4753451.4451 | 5012397.5253 | 5271398.9782 | 5530456.1758 | 5789204.3077 | 6047639.1634 | 6305756.4916 | 6563917.1844 | 6822121.4955 | 7080369.6799 | 7338661.994 | 7596998.6959 | 7855380.0452 | 8113806.3027 | 8230204.6826 | 0 | 0 | 0 | 0 | 0 | 0 | 0 | 0 | 0 | 0 | 0 | 0 | 0 | 0 | 0 | 0 | 0 | 0
Commercial_Retail_New_Water Heating_Natural Gas_Water Heater_E3_Baseline Forecast | Commercial | Retail | New | Water Heating | Natural Gas | Water Heater | E3 |  | Baseline Forecast | 0 | 0 | 0 | 0 | 0 | 0 | 0 | 0 | 0 | 0 | 0 | 0 | 0 | 0 | 0 | 0 | 0 | 0 | 0 | 0 | 0 | 0 | 0 | 0 | 0 | 0 | 0 | 0 | 0 | 0 | 0 | 0 | 0 | 0 | 0 | 0 | 0 | 0 | 0 | 0 | 0 | 0 | 0 | 0 | 0 | 0 | 0 | 0 | 0 | 0 | 0
Commercial_Retail_New_Water Heating_Natural Gas_Water Heater_E4_Baseline Forecast | Commercial | Retail | New | Water Heating | Natural Gas | Water Heater | E4 |  | Baseline Forecast | 0 | 0 | 0 | 0 | 0 | 0 | 0 | 0 | 0 | 0 | 0 | 0 | 0 | 0 | 0 | 0 | 0 | 0 | 0 | 0 | 0 | 0 | 0 | 0 | 0 | 0 | 0 | 0 | 0 | 0 | 0 | 0 | 0 | 0 | 0 | 0 | 0 | 0 | 0 | 0 | 0 | 0 | 0 | 0 | 0 | 0 | 0 | 0 | 0 | 0 | 0
Commercial_Retail_New_Water Heating_Natural Gas_Water Heater_E5_Baseline Forecast | Commercial | Retail | New | Water Heating | Natural Gas | Water Heater | E5 |  | Baseline Forecast | 0 | 0 | 0 | 0 | 0 | 0 | 0 | 0 | 0 | 0 | 0 | 0 | 0 | 0 | 0 | 0 | 0 | 0 | 0 | 0 | 0 | 0 | 0 | 0 | 0 | 0 | 0 | 0 | 0 | 0 | 0 | 0 | 0 | 0 | 0 | 0 | 0 | 0 | 0 | 0 | 0 | 0 | 0 | 0 | 0 | 0 | 0 | 0 | 0 | 0 | 0
Commercial_Retail_New_Water Heating_Natural Gas_Water Heater_E6_Baseline Forecast | Commercial | Retail | New | Water Heating | Natural Gas | Water Heater | E6 |  | Baseline Forecast | 0 | 0 | 0 | 0 | 0 | 0 | 0 | 0 | 0 | 0 | 0 | 0 | 0 | 0 | 0 | 0 | 0 | 0 | 0 | 0 | 0 | 0 | 0 | 0 | 0 | 0 | 0 | 0 | 0 | 0 | 0 | 0 | 0 | 0 | 0 | 0 | 0 | 0 | 0 | 0 | 0 | 0 | 0 | 0 | 0 | 0 | 0 | 0 | 0 | 0 | 0
Commercial_Retail_New_Water Heating_Natural Gas_Water Heater_E7_Baseline Forecast | Commercial | Retail | New | Water Heating | Natural Gas | Water Heater | E7 |  | Baseline Forecast | 0 | 0 | 0 | 0 | 0 | 0 | 0 | 0 | 0 | 0 | 0 | 0 | 0 | 0 | 0 | 0 | 0 | 0 | 0 | 0 | 0 | 0 | 0 | 0 | 0 | 0 | 0 | 0 | 0 | 0 | 0 | 0 | 0 | 0 | 0 | 0 | 0 | 0 | 0 | 0 | 0 | 0 | 0 | 0 | 0 | 0 | 0 | 0 | 0 | 0 | 0
Commercial_Retail_New_Water Heating_Natural Gas_Water Heater_E8_Baseline Forecast | Commercial | Retail | New | Water Heating | Natural Gas | Water Heater | E8 |  | Baseline Forecast | 0 | 0 | 0 | 0 | 0 | 0 | 0 | 0 | 0 | 0 | 0 | 0 | 0 | 0 | 0 | 0 | 0 | 0 | 0 | 0 | 0 | 0 | 0 | 0 | 0 | 0 | 0 | 0 | 0 | 0 | 0 | 0 | 0 | 0 | 0 | 0 | 0 | 0 | 0 | 0 | 0 | 0 | 0 | 0 | 0 | 0 | 0 | 0 | 0 | 0 | 0
Commercial_Retail_New_Water Heating_Natural Gas_Water Heater_E9_Baseline Forecast | Commercial | Retail | New | Water Heating | Natural Gas | Water Heater | E9 |  | Baseline Forecast | 0 | 0 | 0 | 0 | 0 | 0 | 0 | 0 | 0 | 0 | 0 | 0 | 0 | 0 | 0 | 0 | 0 | 0 | 0 | 0 | 0 | 0 | 0 | 0 | 0 | 0 | 0 | 0 | 0 | 0 | 0 | 0 | 0 | 0 | 0 | 0 | 0 | 0 | 0 | 0 | 0 | 0 | 0 | 0 | 0 | 0 | 0 | 0 | 0 | 0 | 0
Commercial_Retail_New_Water Heating_Natural Gas_Water Heater_E10_Baseline Forecast | Commercial | Retail | New | Water Heating | Natural Gas | Water Heater | E10 |  | Baseline Forecast | 0 | 0 | 0 | 0 | 0 | 0 | 0 | 0 | 0 | 0 | 0 | 0 | 0 | 0 | 0 | 0 | 0 | 0 | 0 | 0 | 0 | 0 | 0 | 0 | 0 | 0 | 0 | 0 | 0 | 0 | 0 | 0 | 0 | 0 | 0 | 0 | 0 | 0 | 0 | 0 | 0 | 0 | 0 | 0 | 0 | 0 | 0 | 0 | 0 | 0 | 0
Commercial_Retail_New_Water Heating_Natural Gas_Water Heater_Vintage_Baseline Forecast | Commercial | Retail | New | Water Heating | Natural Gas | Water Heater | Vintage |  | Baseline Forecast | 0 | 0 | 0 | 0 | 0 | 0 | 0 | 0 | 0 | 0 | 0 | 0 | 0 | 0 | 0 | 0 | 0 | 0 | 0 | 0 | 0 | 0 | 0 | 0 | 0 | 0 | 0 | 0 | 0 | 0 | 0 | 0 | 0 | 0 | 0 | 0 | 0 | 0 | 0 | 0 | 0 | 0 | 0 | 0 | 0 | 0 | 0 | 0 | 0 | 0 | 0
Commercial_Retail_New_Food Preparation_Natural Gas_Oven_E1_Baseline Forecast | Commercial | Retail | New | Food Preparation | Natural Gas | Oven | E1 |  | Baseline Forecast | 0 | 1071.1464 | 6237.6831 | 9539.462 | 13797.7703 | 19576.7617 | 24978.2406 | 29765.6314 | 34071.3041 | 38228.6073 | 42331.6809 | 46393.9914 | 50450.7361 | 54519.0884 | 58612.4652 | 62713.3832 | 66815.422 | 70912.1467 | 75003.4731 | 79089.3159 | 83176.0324 | 87263.6285 | 91346.3479 | 95424.1242 | 99496.8904 | 103570.3407 | 107644.4793 | 111719.3102 | 115794.8374 | 119871.065 | 123947.9971 | 128025.6377 | 129862.2574 | 0 | 0 | 0 | 0 | 0 | 0 | 0 | 0 | 0 | 0 | 0 | 0 | 0 | 0 | 0 | 0 | 0 | 0
Commercial_Retail_New_Food Preparation_Natural Gas_Oven_E2_Baseline Forecast | Commercial | Retail | New | Food Preparation | Natural Gas | Oven | E2 |  | Baseline Forecast | 0 | 1541.4058 | 8976.1781 | 13727.5184 | 19855.328 | 28171.4375 | 35944.2974 | 42833.4696 | 49029.4376 | 55011.8982 | 60916.3213 | 66762.0852 | 72599.8397 | 78454.2979 | 84344.767 | 90246.088 | 96149.0219 | 102044.3087 | 107931.8271 | 113811.4545 | 119692.3393 | 125574.4898 | 131449.6226 | 137317.6422 | 143178.452 | 149040.2464 | 154903.0313 | 160766.8123 | 166631.5953 | 172497.3862 | 178364.1909 | 184232.0152 | 186874.9558 | 0 | 0 | 0 | 0 | 0 | 0 | 0 | 0 | 0 | 0 | 0 | 0 | 0 | 0 | 0 | 0 | 0 | 0
Commercial_Retail_New_Food Preparation_Natural Gas_Oven_E3_Baseline Forecast | Commercial | Retail | New | Food Preparation | Natural Gas | Oven | E3 |  | Baseline Forecast | 0 | 0 | 0 | 0 | 0 | 0 | 0 | 0 | 0 | 0 | 0 | 0 | 0 | 0 | 0 | 0 | 0 | 0 | 0 | 0 | 0 | 0 | 0 | 0 | 0 | 0 | 0 | 0 | 0 | 0 | 0 | 0 | 0 | 0 | 0 | 0 | 0 | 0 | 0 | 0 | 0 | 0 | 0 | 0 | 0 | 0 | 0 | 0 | 0 | 0 | 0
Commercial_Retail_New_Food Preparation_Natural Gas_Oven_E4_Baseline Forecast | Commercial | Retail | New | Food Preparation | Natural Gas | Oven | E4 |  | Baseline Forecast | 0 | 0 | 0 | 0 | 0 | 0 | 0 | 0 | 0 | 0 | 0 | 0 | 0 | 0 | 0 | 0 | 0 | 0 | 0 | 0 | 0 | 0 | 0 | 0 | 0 | 0 | 0 | 0 | 0 | 0 | 0 | 0 | 0 | 0 | 0 | 0 | 0 | 0 | 0 | 0 | 0 | 0 | 0 | 0 | 0 | 0 | 0 | 0 | 0 | 0 | 0
Commercial_Retail_New_Food Preparation_Natural Gas_Oven_E5_Baseline Forecast | Commercial | Retail | New | Food Preparation | Natural Gas | Oven | E5 |  | Baseline Forecast | 0 | 0 | 0 | 0 | 0 | 0 | 0 | 0 | 0 | 0 | 0 | 0 | 0 | 0 | 0 | 0 | 0 | 0 | 0 | 0 | 0 | 0 | 0 | 0 | 0 | 0 | 0 | 0 | 0 | 0 | 0 | 0 | 0 | 0 | 0 | 0 | 0 | 0 | 0 | 0 | 0 | 0 | 0 | 0 | 0 | 0 | 0 | 0 | 0 | 0 | 0
Commercial_Retail_New_Food Preparation_Natural Gas_Oven_E6_Baseline Forecast | Commercial | Retail | New | Food Preparation | Natural Gas | Oven | E6 |  | Baseline Forecast | 0 | 0 | 0 | 0 | 0 | 0 | 0 | 0 | 0 | 0 | 0 | 0 | 0 | 0 | 0 | 0 | 0 | 0 | 0 | 0 | 0 | 0 | 0 | 0 | 0 | 0 | 0 | 0 | 0 | 0 | 0 | 0 | 0 | 0 | 0 | 0 | 0 | 0 | 0 | 0 | 0 | 0 | 0 | 0 | 0 | 0 | 0 | 0 | 0 | 0 | 0
Commercial_Retail_New_Food Preparation_Natural Gas_Oven_E7_Baseline Forecast | Commercial | Retail | New | Food Preparation | Natural Gas | Oven | E7 |  | Baseline Forecast | 0 | 0 | 0 | 0 | 0 | 0 | 0 | 0 | 0 | 0 | 0 | 0 | 0 | 0 | 0 | 0 | 0 | 0 | 0 | 0 | 0 | 0 | 0 | 0 | 0 | 0 | 0 | 0 | 0 | 0 | 0 | 0 | 0 | 0 | 0 | 0 | 0 | 0 | 0 | 0 | 0 | 0 | 0 | 0 | 0 | 0 | 0 | 0 | 0 | 0 | 0
Commercial_Retail_New_Food Preparation_Natural Gas_Oven_E8_Baseline Forecast | Commercial | Retail | New | Food Preparation | Natural Gas | Oven | E8 |  | Baseline Forecast | 0 | 0 | 0 | 0 | 0 | 0 | 0 | 0 | 0 | 0 | 0 | 0 | 0 | 0 | 0 | 0 | 0 | 0 | 0 | 0 | 0 | 0 | 0 | 0 | 0 | 0 | 0 | 0 | 0 | 0 | 0 | 0 | 0 | 0 | 0 | 0 | 0 | 0 | 0 | 0 | 0 | 0 | 0 | 0 | 0 | 0 | 0 | 0 | 0 | 0 | 0
Commercial_Retail_New_Food Preparation_Natural Gas_Oven_E9_Baseline Forecast | Commercial | Retail | New | Food Preparation | Natural Gas | Oven | E9 |  | Baseline Forecast | 0 | 0 | 0 | 0 | 0 | 0 | 0 | 0 | 0 | 0 | 0 | 0 | 0 | 0 | 0 | 0 | 0 | 0 | 0 | 0 | 0 | 0 | 0 | 0 | 0 | 0 | 0 | 0 | 0 | 0 | 0 | 0 | 0 | 0 | 0 | 0 | 0 | 0 | 0 | 0 | 0 | 0 | 0 | 0 | 0 | 0 | 0 | 0 | 0 | 0 | 0
Commercial_Retail_New_Food Preparation_Natural Gas_Oven_E10_Baseline Forecast | Commercial | Retail | New | Food Preparation | Natural Gas | Oven | E10 |  | Baseline Forecast | 0 | 0 | 0 | 0 | 0 | 0 | 0 | 0 | 0 | 0 | 0 | 0 | 0 | 0 | 0 | 0 | 0 | 0 | 0 | 0 | 0 | 0 | 0 | 0 | 0 | 0 | 0 | 0 | 0 | 0 | 0 | 0 | 0 | 0 | 0 | 0 | 0 | 0 | 0 | 0 | 0 | 0 | 0 | 0 | 0 | 0 | 0 | 0 | 0 | 0 | 0
Commercial_Retail_New_Food Preparation_Natural Gas_Oven_Vintage_Baseline Forecast | Commercial | Retail | New | Food Preparation | Natural Gas | Oven | Vintage |  | Baseline Forecast | 0 | 0 | 0 | 0 | 0 | 0 | 0 | 0 | 0 | 0 | 0 | 0 | 0 | 0 | 0 | 0 | 0 | 0 | 0 | 0 | 0 | 0 | 0 | 0 | 0 | 0 | 0 | 0 | 0 | 0 | 0 | 0 | 0 | 0 | 0 | 0 | 0 | 0 | 0 | 0 | 0 | 0 | 0 | 0 | 0 | 0 | 0 | 0 | 0 | 0 | 0
Commercial_Retail_New_Food Preparation_Natural Gas_Conveyor Oven_E1_Baseline Forecast | Commercial | Retail | New | Food Preparation | Natural Gas | Conveyor Oven | E1 |  | Baseline Forecast | 0 | 535.5732 | 3118.8416 | 4769.731 | 6898.8852 | 9788.3808 | 12489.1203 | 14882.8157 | 17035.6521 | 19114.3036 | 21165.8405 | 23196.9957 | 25225.368 | 27259.5442 | 29306.2326 | 31356.6916 | 33407.711 | 35456.0733 | 37501.7365 | 39544.6579 | 41588.0162 | 43631.8142 | 45673.1739 | 47712.0621 | 49748.4452 | 51785.1704 | 53822.2397 | 55859.6551 | 57897.4187 | 59935.5325 | 61973.9985 | 64012.8189 | 64931.1287 | 0 | 0 | 0 | 0 | 0 | 0 | 0 | 0 | 0 | 0 | 0 | 0 | 0 | 0 | 0 | 0 | 0 | 0
Commercial_Retail_New_Food Preparation_Natural Gas_Conveyor Oven_E2_Baseline Forecast | Commercial | Retail | New | Food Preparation | Natural Gas | Conveyor Oven | E2 |  | Baseline Forecast | 0 | 770.7029 | 4488.0891 | 6863.7592 | 9927.664 | 14085.7188 | 17972.1487 | 21416.7348 | 24514.7188 | 27505.9491 | 30458.1607 | 33381.0426 | 36299.9199 | 39227.149 | 42172.3835 | 45123.044 | 48074.5109 | 51022.1543 | 53965.9136 | 56905.7273 | 59846.1696 | 62787.2449 | 65724.8113 | 68658.8211 | 71589.226 | 74520.1232 | 77451.5156 | 80383.4061 | 83315.7977 | 86248.6931 | 89182.0954 | 92116.0076 | 93437.4779 | 0 | 0 | 0 | 0 | 0 | 0 | 0 | 0 | 0 | 0 | 0 | 0 | 0 | 0 | 0 | 0 | 0 | 0
Commercial_Retail_New_Food Preparation_Natural Gas_Conveyor Oven_E3_Baseline Forecast | Commercial | Retail | New | Food Preparation | Natural Gas | Conveyor Oven | E3 |  | Baseline Forecast | 0 | 0 | 0 | 0 | 0 | 0 | 0 | 0 | 0 | 0 | 0 | 0 | 0 | 0 | 0 | 0 | 0 | 0 | 0 | 0 | 0 | 0 | 0 | 0 | 0 | 0 | 0 | 0 | 0 | 0 | 0 | 0 | 0 | 0 | 0 | 0 | 0 | 0 | 0 | 0 | 0 | 0 | 0 | 0 | 0 | 0 | 0 | 0 | 0 | 0 | 0
Commercial_Retail_New_Food Preparation_Natural Gas_Conveyor Oven_E4_Baseline Forecast | Commercial | Retail | New | Food Preparation | Natural Gas | Conveyor Oven | E4 |  | Baseline Forecast | 0 | 0 | 0 | 0 | 0 | 0 | 0 | 0 | 0 | 0 | 0 | 0 | 0 | 0 | 0 | 0 | 0 | 0 | 0 | 0 | 0 | 0 | 0 | 0 | 0 | 0 | 0 | 0 | 0 | 0 | 0 | 0 | 0 | 0 | 0 | 0 | 0 | 0 | 0 | 0 | 0 | 0 | 0 | 0 | 0 | 0 | 0 | 0 | 0 | 0 | 0
Commercial_Retail_New_Food Preparation_Natural Gas_Conveyor Oven_E5_Baseline Forecast | Commercial | Retail | New | Food Preparation | Natural Gas | Conveyor Oven | E5 |  | Baseline Forecast | 0 | 0 | 0 | 0 | 0 | 0 | 0 | 0 | 0 | 0 | 0 | 0 | 0 | 0 | 0 | 0 | 0 | 0 | 0 | 0 | 0 | 0 | 0 | 0 | 0 | 0 | 0 | 0 | 0 | 0 | 0 | 0 | 0 | 0 | 0 | 0 | 0 | 0 | 0 | 0 | 0 | 0 | 0 | 0 | 0 | 0 | 0 | 0 | 0 | 0 | 0
Commercial_Retail_New_Food Preparation_Natural Gas_Conveyor Oven_E6_Baseline Forecast | Commercial | Retail | New | Food Preparation | Natural Gas | Conveyor Oven | E6 |  | Baseline Forecast | 0 | 0 | 0 | 0 | 0 | 0 | 0 | 0 | 0 | 0 | 0 | 0 | 0 | 0 | 0 | 0 | 0 | 0 | 0 | 0 | 0 | 0 | 0 | 0 | 0 | 0 | 0 | 0 | 0 | 0 | 0 | 0 | 0 | 0 | 0 | 0 | 0 | 0 | 0 | 0 | 0 | 0 | 0 | 0 | 0 | 0 | 0 | 0 | 0 | 0 | 0
Commercial_Retail_New_Food Preparation_Natural Gas_Conveyor Oven_E7_Baseline Forecast | Commercial | Retail | New | Food Preparation | Natural Gas | Conveyor Oven | E7 |  | Baseline Forecast | 0 | 0 | 0 | 0 | 0 | 0 | 0 | 0 | 0 | 0 | 0 | 0 | 0 | 0 | 0 | 0 | 0 | 0 | 0 | 0 | 0 | 0 | 0 | 0 | 0 | 0 | 0 | 0 | 0 | 0 | 0 | 0 | 0 | 0 | 0 | 0 | 0 | 0 | 0 | 0 | 0 | 0 | 0 | 0 | 0 | 0 | 0 | 0 | 0 | 0 | 0
Commercial_Retail_New_Food Preparation_Natural Gas_Conveyor Oven_E8_Baseline Forecast | Commercial | Retail | New | Food Preparation | Natural Gas | Conveyor Oven | E8 |  | Baseline Forecast | 0 | 0 | 0 | 0 | 0 | 0 | 0 | 0 | 0 | 0 | 0 | 0 | 0 | 0 | 0 | 0 | 0 | 0 | 0 | 0 | 0 | 0 | 0 | 0 | 0 | 0 | 0 | 0 | 0 | 0 | 0 | 0 | 0 | 0 | 0 | 0 | 0 | 0 | 0 | 0 | 0 | 0 | 0 | 0 | 0 | 0 | 0 | 0 | 0 | 0 | 0
Commercial_Retail_New_Food Preparation_Natural Gas_Conveyor Oven_E9_Baseline Forecast | Commercial | Retail | New | Food Preparation | Natural Gas | Conveyor Oven | E9 |  | Baseline Forecast | 0 | 0 | 0 | 0 | 0 | 0 | 0 | 0 | 0 | 0 | 0 | 0 | 0 | 0 | 0 | 0 | 0 | 0 | 0 | 0 | 0 | 0 | 0 | 0 | 0 | 0 | 0 | 0 | 0 | 0 | 0 | 0 | 0 | 0 | 0 | 0 | 0 | 0 | 0 | 0 | 0 | 0 | 0 | 0 | 0 | 0 | 0 | 0 | 0 | 0 | 0
Commercial_Retail_New_Food Preparation_Natural Gas_Conveyor Oven_E10_Baseline Forecast | Commercial | Retail | New | Food Preparation | Natural Gas | Conveyor Oven | E10 |  | Baseline Forecast | 0 | 0 | 0 | 0 | 0 | 0 | 0 | 0 | 0 | 0 | 0 | 0 | 0 | 0 | 0 | 0 | 0 | 0 | 0 | 0 | 0 | 0 | 0 | 0 | 0 | 0 | 0 | 0 | 0 | 0 | 0 | 0 | 0 | 0 | 0 | 0 | 0 | 0 | 0 | 0 | 0 | 0 | 0 | 0 | 0 | 0 | 0 | 0 | 0 | 0 | 0
Commercial_Retail_New_Food Preparation_Natural Gas_Conveyor Oven_Vintage_Baseline Forecast | Commercial | Retail | New | Food Preparation | Natural Gas | Conveyor Oven | Vintage |  | Baseline Forecast | 0 | 0 | 0 | 0 | 0 | 0 | 0 | 0 | 0 | 0 | 0 | 0 | 0 | 0 | 0 | 0 | 0 | 0 | 0 | 0 | 0 | 0 | 0 | 0 | 0 | 0 | 0 | 0 | 0 | 0 | 0 | 0 | 0 | 0 | 0 | 0 | 0 | 0 | 0 | 0 | 0 | 0 | 0 | 0 | 0 | 0 | 0 | 0 | 0 | 0 | 0
Commercial_Retail_New_Food Preparation_Natural Gas_Double Rack Oven_E1_Baseline Forecast | Commercial | Retail | New | Food Preparation | Natural Gas | Double Rack Oven | E1 |  | Baseline Forecast | 0 | 535.5732 | 3118.8416 | 4769.731 | 6898.8852 | 9788.3808 | 12489.1203 | 14882.8157 | 17035.6521 | 19114.3036 | 21165.8405 | 23196.9957 | 25225.368 | 27259.5442 | 29306.2326 | 31356.6916 | 33407.711 | 35456.0733 | 37501.7365 | 39544.6579 | 41588.0162 | 43631.8142 | 45673.1739 | 47712.0621 | 49748.4452 | 51785.1704 | 53822.2397 | 55859.6551 | 57897.4187 | 59935.5325 | 61973.9985 | 64012.8189 | 64931.1287 | 0 | 0 | 0 | 0 | 0 | 0 | 0 | 0 | 0 | 0 | 0 | 0 | 0 | 0 | 0 | 0 | 0 | 0
Commercial_Retail_New_Food Preparation_Natural Gas_Double Rack Oven_E2_Baseline Forecast | Commercial | Retail | New | Food Preparation | Natural Gas | Double Rack Oven | E2 |  | Baseline Forecast | 0 | 770.7029 | 4488.0891 | 6863.7592 | 9927.664 | 14085.7188 | 17972.1487 | 21416.7348 | 24514.7188 | 27505.9491 | 30458.1607 | 33381.0426 | 36299.9199 | 39227.149 | 42172.3835 | 45123.044 | 48074.5109 | 51022.1543 | 53965.9136 | 56905.7273 | 59846.1696 | 62787.2449 | 65724.8113 | 68658.8211 | 71589.226 | 74520.1232 | 77451.5156 | 80383.4061 | 83315.7977 | 86248.6931 | 89182.0954 | 92116.0076 | 93437.4779 | 0 | 0 | 0 | 0 | 0 | 0 | 0 | 0 | 0 | 0 | 0 | 0 | 0 | 0 | 0 | 0 | 0 | 0
Commercial_Retail_New_Food Preparation_Natural Gas_Double Rack Oven_E3_Baseline Forecast | Commercial | Retail | New | Food Preparation | Natural Gas | Double Rack Oven | E3 |  | Baseline Forecast | 0 | 0 | 0 | 0 | 0 | 0 | 0 | 0 | 0 | 0 | 0 | 0 | 0 | 0 | 0 | 0 | 0 | 0 | 0 | 0 | 0 | 0 | 0 | 0 | 0 | 0 | 0 | 0 | 0 | 0 | 0 | 0 | 0 | 0 | 0 | 0 | 0 | 0 | 0 | 0 | 0 | 0 | 0 | 0 | 0 | 0 | 0 | 0 | 0 | 0 | 0
Commercial_Retail_New_Food Preparation_Natural Gas_Double Rack Oven_E4_Baseline Forecast | Commercial | Retail | New | Food Preparation | Natural Gas | Double Rack Oven | E4 |  | Baseline Forecast | 0 | 0 | 0 | 0 | 0 | 0 | 0 | 0 | 0 | 0 | 0 | 0 | 0 | 0 | 0 | 0 | 0 | 0 | 0 | 0 | 0 | 0 | 0 | 0 | 0 | 0 | 0 | 0 | 0 | 0 | 0 | 0 | 0 | 0 | 0 | 0 | 0 | 0 | 0 | 0 | 0 | 0 | 0 | 0 | 0 | 0 | 0 | 0 | 0 | 0 | 0
Commercial_Retail_New_Food Preparation_Natural Gas_Double Rack Oven_E5_Baseline Forecast | Commercial | Retail | New | Food Preparation | Natural Gas | Double Rack Oven | E5 |  | Baseline Forecast | 0 | 0 | 0 | 0 | 0 | 0 | 0 | 0 | 0 | 0 | 0 | 0 | 0 | 0 | 0 | 0 | 0 | 0 | 0 | 0 | 0 | 0 | 0 | 0 | 0 | 0 | 0 | 0 | 0 | 0 | 0 | 0 | 0 | 0 | 0 | 0 | 0 | 0 | 0 | 0 | 0 | 0 | 0 | 0 | 0 | 0 | 0 | 0 | 0 | 0 | 0
Commercial_Retail_New_Food Preparation_Natural Gas_Double Rack Oven_E6_Baseline Forecast | Commercial | Retail | New | Food Preparation | Natural Gas | Double Rack Oven | E6 |  | Baseline Forecast | 0 | 0 | 0 | 0 | 0 | 0 | 0 | 0 | 0 | 0 | 0 | 0 | 0 | 0 | 0 | 0 | 0 | 0 | 0 | 0 | 0 | 0 | 0 | 0 | 0 | 0 | 0 | 0 | 0 | 0 | 0 | 0 | 0 | 0 | 0 | 0 | 0 | 0 | 0 | 0 | 0 | 0 | 0 | 0 | 0 | 0 | 0 | 0 | 0 | 0 | 0
Commercial_Retail_New_Food Preparation_Natural Gas_Double Rack Oven_E7_Baseline Forecast | Commercial | Retail | New | Food Preparation | Natural Gas | Double Rack Oven | E7 |  | Baseline Forecast | 0 | 0 | 0 | 0 | 0 | 0 | 0 | 0 | 0 | 0 | 0 | 0 | 0 | 0 | 0 | 0 | 0 | 0 | 0 | 0 | 0 | 0 | 0 | 0 | 0 | 0 | 0 | 0 | 0 | 0 | 0 | 0 | 0 | 0 | 0 | 0 | 0 | 0 | 0 | 0 | 0 | 0 | 0 | 0 | 0 | 0 | 0 | 0 | 0 | 0 | 0
Commercial_Retail_New_Food Preparation_Natural Gas_Double Rack Oven_E8_Baseline Forecast | Commercial | Retail | New | Food Preparation | Natural Gas | Double Rack Oven | E8 |  | Baseline Forecast | 0 | 0 | 0 | 0 | 0 | 0 | 0 | 0 | 0 | 0 | 0 | 0 | 0 | 0 | 0 | 0 | 0 | 0 | 0 | 0 | 0 | 0 | 0 | 0 | 0 | 0 | 0 | 0 | 0 | 0 | 0 | 0 | 0 | 0 | 0 | 0 | 0 | 0 | 0 | 0 | 0 | 0 | 0 | 0 | 0 | 0 | 0 | 0 | 0 | 0 | 0
Commercial_Retail_New_Food Preparation_Natural Gas_Double Rack Oven_E9_Baseline Forecast | Commercial | Retail | New | Food Preparation | Natural Gas | Double Rack Oven | E9 |  | Baseline Forecast | 0 | 0 | 0 | 0 | 0 | 0 | 0 | 0 | 0 | 0 | 0 | 0 | 0 | 0 | 0 | 0 | 0 | 0 | 0 | 0 | 0 | 0 | 0 | 0 | 0 | 0 | 0 | 0 | 0 | 0 | 0 | 0 | 0 | 0 | 0 | 0 | 0 | 0 | 0 | 0 | 0 | 0 | 0 | 0 | 0 | 0 | 0 | 0 | 0 | 0 | 0
Commercial_Retail_New_Food Preparation_Natural Gas_Double Rack Oven_E10_Baseline Forecast | Commercial | Retail | New | Food Preparation | Natural Gas | Double Rack Oven | E10 |  | Baseline Forecast | 0 | 0 | 0 | 0 | 0 | 0 | 0 | 0 | 0 | 0 | 0 | 0 | 0 | 0 | 0 | 0 | 0 | 0 | 0 | 0 | 0 | 0 | 0 | 0 | 0 | 0 | 0 | 0 | 0 | 0 | 0 | 0 | 0 | 0 | 0 | 0 | 0 | 0 | 0 | 0 | 0 | 0 | 0 | 0 | 0 | 0 | 0 | 0 | 0 | 0 | 0
Commercial_Retail_New_Food Preparation_Natural Gas_Double Rack Oven_Vintage_Baseline Forecast | Commercial | Retail | New | Food Preparation | Natural Gas | Double Rack Oven | Vintage |  | Baseline Forecast | 0 | 0 | 0 | 0 | 0 | 0 | 0 | 0 | 0 | 0 | 0 | 0 | 0 | 0 | 0 | 0 | 0 | 0 | 0 | 0 | 0 | 0 | 0 | 0 | 0 | 0 | 0 | 0 | 0 | 0 | 0 | 0 | 0 | 0 | 0 | 0 | 0 | 0 | 0 | 0 | 0 | 0 | 0 | 0 | 0 | 0 | 0 | 0 | 0 | 0 | 0
Commercial_Retail_New_Food Preparation_Natural Gas_Fryer_E1_Baseline Forecast | Commercial | Retail | New | Food Preparation | Natural Gas | Fryer | E1 |  | Baseline Forecast | 0 | 3866.5771 | 22516.5147 | 22516.5147 | 22516.5147 | 22516.5147 | 21549.8704 | 16162.4028 | 12121.8021 | 9091.3516 | 5900.9568 | 0 | 0 | 0 | 0 | 0 | 0 | 0 | 0 | 0 | 0 | 0 | 0 | 0 | 0 | 0 | 0 | 0 | 0 | 0 | 0 | 0 | 0 | 0 | 0 | 0 | 0 | 0 | 0 | 0 | 0 | 0 | 0 | 0 | 0 | 0 | 0 | 0 | 0 | 0 | 0
Commercial_Retail_New_Food Preparation_Natural Gas_Fryer_E2_Baseline Forecast | Commercial | Retail | New | Food Preparation | Natural Gas | Fryer | E2 |  | Baseline Forecast | 0 | 1358.5271 | 7911.2079 | 24017.4461 | 44789.6819 | 72979.8837 | 100295.2056 | 129035.7994 | 154079.6814 | 177389.6594 | 200595.0477 | 226312.1533 | 246101.1516 | 265946.7727 | 285914.4644 | 305918.9424 | 325928.8877 | 345912.9107 | 365870.6004 | 385801.5408 | 405736.7433 | 425676.2365 | 445591.941 | 465483.5328 | 485350.6846 | 505221.1743 | 525095.0212 | 544972.245 | 564852.8655 | 584736.9024 | 604624.3759 | 624515.3059 | 633474.4265 | 0 | 0 | 0 | 0 | 0 | 0 | 0 | 0 | 0 | 0 | 0 | 0 | 0 | 0 | 0 | 0 | 0 | 0
Commercial_Retail_New_Food Preparation_Natural Gas_Fryer_E3_Baseline Forecast | Commercial | Retail | New | Food Preparation | Natural Gas | Fryer | E3 |  | Baseline Forecast | 0 | 0 | 0 | 0 | 0 | 0 | 0 | 0 | 0 | 0 | 0 | 0 | 0 | 0 | 0 | 0 | 0 | 0 | 0 | 0 | 0 | 0 | 0 | 0 | 0 | 0 | 0 | 0 | 0 | 0 | 0 | 0 | 0 | 0 | 0 | 0 | 0 | 0 | 0 | 0 | 0 | 0 | 0 | 0 | 0 | 0 | 0 | 0 | 0 | 0 | 0
Commercial_Retail_New_Food Preparation_Natural Gas_Fryer_E4_Baseline Forecast | Commercial | Retail | New | Food Preparation | Natural Gas | Fryer | E4 |  | Baseline Forecast | 0 | 0 | 0 | 0 | 0 | 0 | 0 | 0 | 0 | 0 | 0 | 0 | 0 | 0 | 0 | 0 | 0 | 0 | 0 | 0 | 0 | 0 | 0 | 0 | 0 | 0 | 0 | 0 | 0 | 0 | 0 | 0 | 0 | 0 | 0 | 0 | 0 | 0 | 0 | 0 | 0 | 0 | 0 | 0 | 0 | 0 | 0 | 0 | 0 | 0 | 0
Commercial_Retail_New_Food Preparation_Natural Gas_Fryer_E5_Baseline Forecast | Commercial | Retail | New | Food Preparation | Natural Gas | Fryer | E5 |  | Baseline Forecast | 0 | 0 | 0 | 0 | 0 | 0 | 0 | 0 | 0 | 0 | 0 | 0 | 0 | 0 | 0 | 0 | 0 | 0 | 0 | 0 | 0 | 0 | 0 | 0 | 0 | 0 | 0 | 0 | 0 | 0 | 0 | 0 | 0 | 0 | 0 | 0 | 0 | 0 | 0 | 0 | 0 | 0 | 0 | 0 | 0 | 0 | 0 | 0 | 0 | 0 | 0
Commercial_Retail_New_Food Preparation_Natural Gas_Fryer_E6_Baseline Forecast | Commercial | Retail | New | Food Preparation | Natural Gas | Fryer | E6 |  | Baseline Forecast | 0 | 0 | 0 | 0 | 0 | 0 | 0 | 0 | 0 | 0 | 0 | 0 | 0 | 0 | 0 | 0 | 0 | 0 | 0 | 0 | 0 | 0 | 0 | 0 | 0 | 0 | 0 | 0 | 0 | 0 | 0 | 0 | 0 | 0 | 0 | 0 | 0 | 0 | 0 | 0 | 0 | 0 | 0 | 0 | 0 | 0 | 0 | 0 | 0 | 0 | 0
Commercial_Retail_New_Food Preparation_Natural Gas_Fryer_E7_Baseline Forecast | Commercial | Retail | New | Food Preparation | Natural Gas | Fryer | E7 |  | Baseline Forecast | 0 | 0 | 0 | 0 | 0 | 0 | 0 | 0 | 0 | 0 | 0 | 0 | 0 | 0 | 0 | 0 | 0 | 0 | 0 | 0 | 0 | 0 | 0 | 0 | 0 | 0 | 0 | 0 | 0 | 0 | 0 | 0 | 0 | 0 | 0 | 0 | 0 | 0 | 0 | 0 | 0 | 0 | 0 | 0 | 0 | 0 | 0 | 0 | 0 | 0 | 0
Commercial_Retail_New_Food Preparation_Natural Gas_Fryer_E8_Baseline Forecast | Commercial | Retail | New | Food Preparation | Natural Gas | Fryer | E8 |  | Baseline Forecast | 0 | 0 | 0 | 0 | 0 | 0 | 0 | 0 | 0 | 0 | 0 | 0 | 0 | 0 | 0 | 0 | 0 | 0 | 0 | 0 | 0 | 0 | 0 | 0 | 0 | 0 | 0 | 0 | 0 | 0 | 0 | 0 | 0 | 0 | 0 | 0 | 0 | 0 | 0 | 0 | 0 | 0 | 0 | 0 | 0 | 0 | 0 | 0 | 0 | 0 | 0
Commercial_Retail_New_Food Preparation_Natural Gas_Fryer_E9_Baseline Forecast | Commercial | Retail | New | Food Preparation | Natural Gas | Fryer | E9 |  | Baseline Forecast | 0 | 0 | 0 | 0 | 0 | 0 | 0 | 0 | 0 | 0 | 0 | 0 | 0 | 0 | 0 | 0 | 0 | 0 | 0 | 0 | 0 | 0 | 0 | 0 | 0 | 0 | 0 | 0 | 0 | 0 | 0 | 0 | 0 | 0 | 0 | 0 | 0 | 0 | 0 | 0 | 0 | 0 | 0 | 0 | 0 | 0 | 0 | 0 | 0 | 0 | 0
Commercial_Retail_New_Food Preparation_Natural Gas_Fryer_E10_Baseline Forecast | Commercial | Retail | New | Food Preparation | Natural Gas | Fryer | E10 |  | Baseline Forecast | 0 | 0 | 0 | 0 | 0 | 0 | 0 | 0 | 0 | 0 | 0 | 0 | 0 | 0 | 0 | 0 | 0 | 0 | 0 | 0 | 0 | 0 | 0 | 0 | 0 | 0 | 0 | 0 | 0 | 0 | 0 | 0 | 0 | 0 | 0 | 0 | 0 | 0 | 0 | 0 | 0 | 0 | 0 | 0 | 0 | 0 | 0 | 0 | 0 | 0 | 0
Commercial_Retail_New_Food Preparation_Natural Gas_Fryer_Vintage_Baseline Forecast | Commercial | Retail | New | Food Preparation | Natural Gas | Fryer | Vintage |  | Baseline Forecast | 0 | 0 | 0 | 0 | 0 | 0 | 0 | 0 | 0 | 0 | 0 | 0 | 0 | 0 | 0 | 0 | 0 | 0 | 0 | 0 | 0 | 0 | 0 | 0 | 0 | 0 | 0 | 0 | 0 | 0 | 0 | 0 | 0 | 0 | 0 | 0 | 0 | 0 | 0 | 0 | 0 | 0 | 0 | 0 | 0 | 0 | 0 | 0 | 0 | 0 | 0
Commercial_Retail_New_Food Preparation_Natural Gas_Broiler_E1_Baseline Forecast | Commercial | Retail | New | Food Preparation | Natural Gas | Broiler | E1 |  | Baseline Forecast | 0 | 0 | 0 | 0 | 0 | 0 | 0 | 0 | 0 | 0 | 0 | 0 | 0 | 0 | 0 | 0 | 0 | 0 | 0 | 0 | 0 | 0 | 0 | 0 | 0 | 0 | 0 | 0 | 0 | 0 | 0 | 0 | 0 | 0 | 0 | 0 | 0 | 0 | 0 | 0 | 0 | 0 | 0 | 0 | 0 | 0 | 0 | 0 | 0 | 0 | 0
Commercial_Retail_New_Food Preparation_Natural Gas_Broiler_E2_Baseline Forecast | Commercial | Retail | New | Food Preparation | Natural Gas | Broiler | E2 |  | Baseline Forecast | 0 | 0 | 0 | 0 | 0 | 0 | 0 | 0 | 0 | 0 | 0 | 0 | 0 | 0 | 0 | 0 | 0 | 0 | 0 | 0 | 0 | 0 | 0 | 0 | 0 | 0 | 0 | 0 | 0 | 0 | 0 | 0 | 0 | 0 | 0 | 0 | 0 | 0 | 0 | 0 | 0 | 0 | 0 | 0 | 0 | 0 | 0 | 0 | 0 | 0 | 0
Commercial_Retail_New_Food Preparation_Natural Gas_Broiler_E3_Baseline Forecast | Commercial | Retail | New | Food Preparation | Natural Gas | Broiler | E3 |  | Baseline Forecast | 0 | 0 | 0 | 0 | 0 | 0 | 0 | 0 | 0 | 0 | 0 | 0 | 0 | 0 | 0 | 0 | 0 | 0 | 0 | 0 | 0 | 0 | 0 | 0 | 0 | 0 | 0 | 0 | 0 | 0 | 0 | 0 | 0 | 0 | 0 | 0 | 0 | 0 | 0 | 0 | 0 | 0 | 0 | 0 | 0 | 0 | 0 | 0 | 0 | 0 | 0
Commercial_Retail_New_Food Preparation_Natural Gas_Broiler_E4_Baseline Forecast | Commercial | Retail | New | Food Preparation | Natural Gas | Broiler | E4 |  | Baseline Forecast | 0 | 0 | 0 | 0 | 0 | 0 | 0 | 0 | 0 | 0 | 0 | 0 | 0 | 0 | 0 | 0 | 0 | 0 | 0 | 0 | 0 | 0 | 0 | 0 | 0 | 0 | 0 | 0 | 0 | 0 | 0 | 0 | 0 | 0 | 0 | 0 | 0 | 0 | 0 | 0 | 0 | 0 | 0 | 0 | 0 | 0 | 0 | 0 | 0 | 0 | 0
Commercial_Retail_New_Food Preparation_Natural Gas_Broiler_E5_Baseline Forecast | Commercial | Retail | New | Food Preparation | Natural Gas | Broiler | E5 |  | Baseline Forecast | 0 | 0 | 0 | 0 | 0 | 0 | 0 | 0 | 0 | 0 | 0 | 0 | 0 | 0 | 0 | 0 | 0 | 0 | 0 | 0 | 0 | 0 | 0 | 0 | 0 | 0 | 0 | 0 | 0 | 0 | 0 | 0 | 0 | 0 | 0 | 0 | 0 | 0 | 0 | 0 | 0 | 0 | 0 | 0 | 0 | 0 | 0 | 0 | 0 | 0 | 0
Commercial_Retail_New_Food Preparation_Natural Gas_Broiler_E6_Baseline Forecast | Commercial | Retail | New | Food Preparation | Natural Gas | Broiler | E6 |  | Baseline Forecast | 0 | 0 | 0 | 0 | 0 | 0 | 0 | 0 | 0 | 0 | 0 | 0 | 0 | 0 | 0 | 0 | 0 | 0 | 0 | 0 | 0 | 0 | 0 | 0 | 0 | 0 | 0 | 0 | 0 | 0 | 0 | 0 | 0 | 0 | 0 | 0 | 0 | 0 | 0 | 0 | 0 | 0 | 0 | 0 | 0 | 0 | 0 | 0 | 0 | 0 | 0
Commercial_Retail_New_Food Preparation_Natural Gas_Broiler_E7_Baseline Forecast | Commercial | Retail | New | Food Preparation | Natural Gas | Broiler | E7 |  | Baseline Forecast | 0 | 0 | 0 | 0 | 0 | 0 | 0 | 0 | 0 | 0 | 0 | 0 | 0 | 0 | 0 | 0 | 0 | 0 | 0 | 0 | 0 | 0 | 0 | 0 | 0 | 0 | 0 | 0 | 0 | 0 | 0 | 0 | 0 | 0 | 0 | 0 | 0 | 0 | 0 | 0 | 0 | 0 | 0 | 0 | 0 | 0 | 0 | 0 | 0 | 0 | 0
Commercial_Retail_New_Food Preparation_Natural Gas_Broiler_E8_Baseline Forecast | Commercial | Retail | New | Food Preparation | Natural Gas | Broiler | E8 |  | Baseline Forecast | 0 | 0 | 0 | 0 | 0 | 0 | 0 | 0 | 0 | 0 | 0 | 0 | 0 | 0 | 0 | 0 | 0 | 0 | 0 | 0 | 0 | 0 | 0 | 0 | 0 | 0 | 0 | 0 | 0 | 0 | 0 | 0 | 0 | 0 | 0 | 0 | 0 | 0 | 0 | 0 | 0 | 0 | 0 | 0 | 0 | 0 | 0 | 0 | 0 | 0 | 0
Commercial_Retail_New_Food Preparation_Natural Gas_Broiler_E9_Baseline Forecast | Commercial | Retail | New | Food Preparation | Natural Gas | Broiler | E9 |  | Baseline Forecast | 0 | 0 | 0 | 0 | 0 | 0 | 0 | 0 | 0 | 0 | 0 | 0 | 0 | 0 | 0 | 0 | 0 | 0 | 0 | 0 | 0 | 0 | 0 | 0 | 0 | 0 | 0 | 0 | 0 | 0 | 0 | 0 | 0 | 0 | 0 | 0 | 0 | 0 | 0 | 0 | 0 | 0 | 0 | 0 | 0 | 0 | 0 | 0 | 0 | 0 | 0
Commercial_Retail_New_Food Preparation_Natural Gas_Broiler_E10_Baseline Forecast | Commercial | Retail | New | Food Preparation | Natural Gas | Broiler | E10 |  | Baseline Forecast | 0 | 0 | 0 | 0 | 0 | 0 | 0 | 0 | 0 | 0 | 0 | 0 | 0 | 0 | 0 | 0 | 0 | 0 | 0 | 0 | 0 | 0 | 0 | 0 | 0 | 0 | 0 | 0 | 0 | 0 | 0 | 0 | 0 | 0 | 0 | 0 | 0 | 0 | 0 | 0 | 0 | 0 | 0 | 0 | 0 | 0 | 0 | 0 | 0 | 0 | 0
Commercial_Retail_New_Food Preparation_Natural Gas_Broiler_Vintage_Baseline Forecast | Commercial | Retail | New | Food Preparation | Natural Gas | Broiler | Vintage |  | Baseline Forecast | 0 | 0 | 0 | 0 | 0 | 0 | 0 | 0 | 0 | 0 | 0 | 0 | 0 | 0 | 0 | 0 | 0 | 0 | 0 | 0 | 0 | 0 | 0 | 0 | 0 | 0 | 0 | 0 | 0 | 0 | 0 | 0 | 0 | 0 | 0 | 0 | 0 | 0 | 0 | 0 | 0 | 0 | 0 | 0 | 0 | 0 | 0 | 0 | 0 | 0 | 0
Commercial_Retail_New_Food Preparation_Natural Gas_Griddle_E1_Baseline Forecast | Commercial | Retail | New | Food Preparation | Natural Gas | Griddle | E1 |  | Baseline Forecast | 0 | 0 | 0 | 0 | 0 | 0 | 0 | 0 | 0 | 0 | 0 | 0 | 0 | 0 | 0 | 0 | 0 | 0 | 0 | 0 | 0 | 0 | 0 | 0 | 0 | 0 | 0 | 0 | 0 | 0 | 0 | 0 | 0 | 0 | 0 | 0 | 0 | 0 | 0 | 0 | 0 | 0 | 0 | 0 | 0 | 0 | 0 | 0 | 0 | 0 | 0
Commercial_Retail_New_Food Preparation_Natural Gas_Griddle_E2_Baseline Forecast | Commercial | Retail | New | Food Preparation | Natural Gas | Griddle | E2 |  | Baseline Forecast | 0 | 0 | 0 | 0 | 0 | 0 | 0 | 0 | 0 | 0 | 0 | 0 | 0 | 0 | 0 | 0 | 0 | 0 | 0 | 0 | 0 | 0 | 0 | 0 | 0 | 0 | 0 | 0 | 0 | 0 | 0 | 0 | 0 | 0 | 0 | 0 | 0 | 0 | 0 | 0 | 0 | 0 | 0 | 0 | 0 | 0 | 0 | 0 | 0 | 0 | 0
Commercial_Retail_New_Food Preparation_Natural Gas_Griddle_E3_Baseline Forecast | Commercial | Retail | New | Food Preparation | Natural Gas | Griddle | E3 |  | Baseline Forecast | 0 | 0 | 0 | 0 | 0 | 0 | 0 | 0 | 0 | 0 | 0 | 0 | 0 | 0 | 0 | 0 | 0 | 0 | 0 | 0 | 0 | 0 | 0 | 0 | 0 | 0 | 0 | 0 | 0 | 0 | 0 | 0 | 0 | 0 | 0 | 0 | 0 | 0 | 0 | 0 | 0 | 0 | 0 | 0 | 0 | 0 | 0 | 0 | 0 | 0 | 0
Commercial_Retail_New_Food Preparation_Natural Gas_Griddle_E4_Baseline Forecast | Commercial | Retail | New | Food Preparation | Natural Gas | Griddle | E4 |  | Baseline Forecast | 0 | 0 | 0 | 0 | 0 | 0 | 0 | 0 | 0 | 0 | 0 | 0 | 0 | 0 | 0 | 0 | 0 | 0 | 0 | 0 | 0 | 0 | 0 | 0 | 0 | 0 | 0 | 0 | 0 | 0 | 0 | 0 | 0 | 0 | 0 | 0 | 0 | 0 | 0 | 0 | 0 | 0 | 0 | 0 | 0 | 0 | 0 | 0 | 0 | 0 | 0
Commercial_Retail_New_Food Preparation_Natural Gas_Griddle_E5_Baseline Forecast | Commercial | Retail | New | Food Preparation | Natural Gas | Griddle | E5 |  | Baseline Forecast | 0 | 0 | 0 | 0 | 0 | 0 | 0 | 0 | 0 | 0 | 0 | 0 | 0 | 0 | 0 | 0 | 0 | 0 | 0 | 0 | 0 | 0 | 0 | 0 | 0 | 0 | 0 | 0 | 0 | 0 | 0 | 0 | 0 | 0 | 0 | 0 | 0 | 0 | 0 | 0 | 0 | 0 | 0 | 0 | 0 | 0 | 0 | 0 | 0 | 0 | 0
Commercial_Retail_New_Food Preparation_Natural Gas_Griddle_E6_Baseline Forecast | Commercial | Retail | New | Food Preparation | Natural Gas | Griddle | E6 |  | Baseline Forecast | 0 | 0 | 0 | 0 | 0 | 0 | 0 | 0 | 0 | 0 | 0 | 0 | 0 | 0 | 0 | 0 | 0 | 0 | 0 | 0 | 0 | 0 | 0 | 0 | 0 | 0 | 0 | 0 | 0 | 0 | 0 | 0 | 0 | 0 | 0 | 0 | 0 | 0 | 0 | 0 | 0 | 0 | 0 | 0 | 0 | 0 | 0 | 0 | 0 | 0 | 0
Commercial_Retail_New_Food Preparation_Natural Gas_Griddle_E7_Baseline Forecast | Commercial | Retail | New | Food Preparation | Natural Gas | Griddle | E7 |  | Baseline Forecast | 0 | 0 | 0 | 0 | 0 | 0 | 0 | 0 | 0 | 0 | 0 | 0 | 0 | 0 | 0 | 0 | 0 | 0 | 0 | 0 | 0 | 0 | 0 | 0 | 0 | 0 | 0 | 0 | 0 | 0 | 0 | 0 | 0 | 0 | 0 | 0 | 0 | 0 | 0 | 0 | 0 | 0 | 0 | 0 | 0 | 0 | 0 | 0 | 0 | 0 | 0
Commercial_Retail_New_Food Preparation_Natural Gas_Griddle_E8_Baseline Forecast | Commercial | Retail | New | Food Preparation | Natural Gas | Griddle | E8 |  | Baseline Forecast | 0 | 0 | 0 | 0 | 0 | 0 | 0 | 0 | 0 | 0 | 0 | 0 | 0 | 0 | 0 | 0 | 0 | 0 | 0 | 0 | 0 | 0 | 0 | 0 | 0 | 0 | 0 | 0 | 0 | 0 | 0 | 0 | 0 | 0 | 0 | 0 | 0 | 0 | 0 | 0 | 0 | 0 | 0 | 0 | 0 | 0 | 0 | 0 | 0 | 0 | 0
Commercial_Retail_New_Food Preparation_Natural Gas_Griddle_E9_Baseline Forecast | Commercial | Retail | New | Food Preparation | Natural Gas | Griddle | E9 |  | Baseline Forecast | 0 | 0 | 0 | 0 | 0 | 0 | 0 | 0 | 0 | 0 | 0 | 0 | 0 | 0 | 0 | 0 | 0 | 0 | 0 | 0 | 0 | 0 | 0 | 0 | 0 | 0 | 0 | 0 | 0 | 0 | 0 | 0 | 0 | 0 | 0 | 0 | 0 | 0 | 0 | 0 | 0 | 0 | 0 | 0 | 0 | 0 | 0 | 0 | 0 | 0 | 0
Commercial_Retail_New_Food Preparation_Natural Gas_Griddle_E10_Baseline Forecast | Commercial | Retail | New | Food Preparation | Natural Gas | Griddle | E10 |  | Baseline Forecast | 0 | 0 | 0 | 0 | 0 | 0 | 0 | 0 | 0 | 0 | 0 | 0 | 0 | 0 | 0 | 0 | 0 | 0 | 0 | 0 | 0 | 0 | 0 | 0 | 0 | 0 | 0 | 0 | 0 | 0 | 0 | 0 | 0 | 0 | 0 | 0 | 0 | 0 | 0 | 0 | 0 | 0 | 0 | 0 | 0 | 0 | 0 | 0 | 0 | 0 | 0
Commercial_Retail_New_Food Preparation_Natural Gas_Griddle_Vintage_Baseline Forecast | Commercial | Retail | New | Food Preparation | Natural Gas | Griddle | Vintage |  | Baseline Forecast | 0 | 0 | 0 | 0 | 0 | 0 | 0 | 0 | 0 | 0 | 0 | 0 | 0 | 0 | 0 | 0 | 0 | 0 | 0 | 0 | 0 | 0 | 0 | 0 | 0 | 0 | 0 | 0 | 0 | 0 | 0 | 0 | 0 | 0 | 0 | 0 | 0 | 0 | 0 | 0 | 0 | 0 | 0 | 0 | 0 | 0 | 0 | 0 | 0 | 0 | 0
Commercial_Retail_New_Food Preparation_Natural Gas_Range_E1_Baseline Forecast | Commercial | Retail | New | Food Preparation | Natural Gas | Range | E1 |  | Baseline Forecast | 0 | 0 | 0 | 0 | 0 | 0 | 0 | 0 | 0 | 0 | 0 | 0 | 0 | 0 | 0 | 0 | 0 | 0 | 0 | 0 | 0 | 0 | 0 | 0 | 0 | 0 | 0 | 0 | 0 | 0 | 0 | 0 | 0 | 0 | 0 | 0 | 0 | 0 | 0 | 0 | 0 | 0 | 0 | 0 | 0 | 0 | 0 | 0 | 0 | 0 | 0
Commercial_Retail_New_Food Preparation_Natural Gas_Range_E2_Baseline Forecast | Commercial | Retail | New | Food Preparation | Natural Gas | Range | E2 |  | Baseline Forecast | 0 | 0 | 0 | 0 | 0 | 0 | 0 | 0 | 0 | 0 | 0 | 0 | 0 | 0 | 0 | 0 | 0 | 0 | 0 | 0 | 0 | 0 | 0 | 0 | 0 | 0 | 0 | 0 | 0 | 0 | 0 | 0 | 0 | 0 | 0 | 0 | 0 | 0 | 0 | 0 | 0 | 0 | 0 | 0 | 0 | 0 | 0 | 0 | 0 | 0 | 0
Commercial_Retail_New_Food Preparation_Natural Gas_Range_E3_Baseline Forecast | Commercial | Retail | New | Food Preparation | Natural Gas | Range | E3 |  | Baseline Forecast | 0 | 0 | 0 | 0 | 0 | 0 | 0 | 0 | 0 | 0 | 0 | 0 | 0 | 0 | 0 | 0 | 0 | 0 | 0 | 0 | 0 | 0 | 0 | 0 | 0 | 0 | 0 | 0 | 0 | 0 | 0 | 0 | 0 | 0 | 0 | 0 | 0 | 0 | 0 | 0 | 0 | 0 | 0 | 0 | 0 | 0 | 0 | 0 | 0 | 0 | 0
Commercial_Retail_New_Food Preparation_Natural Gas_Range_E4_Baseline Forecast | Commercial | Retail | New | Food Preparation | Natural Gas | Range | E4 |  | Baseline Forecast | 0 | 0 | 0 | 0 | 0 | 0 | 0 | 0 | 0 | 0 | 0 | 0 | 0 | 0 | 0 | 0 | 0 | 0 | 0 | 0 | 0 | 0 | 0 | 0 | 0 | 0 | 0 | 0 | 0 | 0 | 0 | 0 | 0 | 0 | 0 | 0 | 0 | 0 | 0 | 0 | 0 | 0 | 0 | 0 | 0 | 0 | 0 | 0 | 0 | 0 | 0
Commercial_Retail_New_Food Preparation_Natural Gas_Range_E5_Baseline Forecast | Commercial | Retail | New | Food Preparation | Natural Gas | Range | E5 |  | Baseline Forecast | 0 | 0 | 0 | 0 | 0 | 0 | 0 | 0 | 0 | 0 | 0 | 0 | 0 | 0 | 0 | 0 | 0 | 0 | 0 | 0 | 0 | 0 | 0 | 0 | 0 | 0 | 0 | 0 | 0 | 0 | 0 | 0 | 0 | 0 | 0 | 0 | 0 | 0 | 0 | 0 | 0 | 0 | 0 | 0 | 0 | 0 | 0 | 0 | 0 | 0 | 0
Commercial_Retail_New_Food Preparation_Natural Gas_Range_E6_Baseline Forecast | Commercial | Retail | New | Food Preparation | Natural Gas | Range | E6 |  | Baseline Forecast | 0 | 0 | 0 | 0 | 0 | 0 | 0 | 0 | 0 | 0 | 0 | 0 | 0 | 0 | 0 | 0 | 0 | 0 | 0 | 0 | 0 | 0 | 0 | 0 | 0 | 0 | 0 | 0 | 0 | 0 | 0 | 0 | 0 | 0 | 0 | 0 | 0 | 0 | 0 | 0 | 0 | 0 | 0 | 0 | 0 | 0 | 0 | 0 | 0 | 0 | 0
Commercial_Retail_New_Food Preparation_Natural Gas_Range_E7_Baseline Forecast | Commercial | Retail | New | Food Preparation | Natural Gas | Range | E7 |  | Baseline Forecast | 0 | 0 | 0 | 0 | 0 | 0 | 0 | 0 | 0 | 0 | 0 | 0 | 0 | 0 | 0 | 0 | 0 | 0 | 0 | 0 | 0 | 0 | 0 | 0 | 0 | 0 | 0 | 0 | 0 | 0 | 0 | 0 | 0 | 0 | 0 | 0 | 0 | 0 | 0 | 0 | 0 | 0 | 0 | 0 | 0 | 0 | 0 | 0 | 0 | 0 | 0
Commercial_Retail_New_Food Preparation_Natural Gas_Range_E8_Baseline Forecast | Commercial | Retail | New | Food Preparation | Natural Gas | Range | E8 |  | Baseline Forecast | 0 | 0 | 0 | 0 | 0 | 0 | 0 | 0 | 0 | 0 | 0 | 0 | 0 | 0 | 0 | 0 | 0 | 0 | 0 | 0 | 0 | 0 | 0 | 0 | 0 | 0 | 0 | 0 | 0 | 0 | 0 | 0 | 0 | 0 | 0 | 0 | 0 | 0 | 0 | 0 | 0 | 0 | 0 | 0 | 0 | 0 | 0 | 0 | 0 | 0 | 0
Commercial_Retail_New_Food Preparation_Natural Gas_Range_E9_Baseline Forecast | Commercial | Retail | New | Food Preparation | Natural Gas | Range | E9 |  | Baseline Forecast | 0 | 0 | 0 | 0 | 0 | 0 | 0 | 0 | 0 | 0 | 0 | 0 | 0 | 0 | 0 | 0 | 0 | 0 | 0 | 0 | 0 | 0 | 0 | 0 | 0 | 0 | 0 | 0 | 0 | 0 | 0 | 0 | 0 | 0 | 0 | 0 | 0 | 0 | 0 | 0 | 0 | 0 | 0 | 0 | 0 | 0 | 0 | 0 | 0 | 0 | 0
Commercial_Retail_New_Food Preparation_Natural Gas_Range_E10_Baseline Forecast | Commercial | Retail | New | Food Preparation | Natural Gas | Range | E10 |  | Baseline Forecast | 0 | 0 | 0 | 0 | 0 | 0 | 0 | 0 | 0 | 0 | 0 | 0 | 0 | 0 | 0 | 0 | 0 | 0 | 0 | 0 | 0 | 0 | 0 | 0 | 0 | 0 | 0 | 0 | 0 | 0 | 0 | 0 | 0 | 0 | 0 | 0 | 0 | 0 | 0 | 0 | 0 | 0 | 0 | 0 | 0 | 0 | 0 | 0 | 0 | 0 | 0
Commercial_Retail_New_Food Preparation_Natural Gas_Range_Vintage_Baseline Forecast | Commercial | Retail | New | Food Preparation | Natural Gas | Range | Vintage |  | Baseline Forecast | 0 | 0 | 0 | 0 | 0 | 0 | 0 | 0 | 0 | 0 | 0 | 0 | 0 | 0 | 0 | 0 | 0 | 0 | 0 | 0 | 0 | 0 | 0 | 0 | 0 | 0 | 0 | 0 | 0 | 0 | 0 | 0 | 0 | 0 | 0 | 0 | 0 | 0 | 0 | 0 | 0 | 0 | 0 | 0 | 0 | 0 | 0 | 0 | 0 | 0 | 0
Commercial_Retail_New_Food Preparation_Natural Gas_Steamer_E1_Baseline Forecast | Commercial | Retail | New | Food Preparation | Natural Gas | Steamer | E1 |  | Baseline Forecast | 0 | 0 | 0 | 0 | 0 | 0 | 0 | 0 | 0 | 0 | 0 | 0 | 0 | 0 | 0 | 0 | 0 | 0 | 0 | 0 | 0 | 0 | 0 | 0 | 0 | 0 | 0 | 0 | 0 | 0 | 0 | 0 | 0 | 0 | 0 | 0 | 0 | 0 | 0 | 0 | 0 | 0 | 0 | 0 | 0 | 0 | 0 | 0 | 0 | 0 | 0
Commercial_Retail_New_Food Preparation_Natural Gas_Steamer_E2_Baseline Forecast | Commercial | Retail | New | Food Preparation | Natural Gas | Steamer | E2 |  | Baseline Forecast | 0 | 0 | 0 | 0 | 0 | 0 | 0 | 0 | 0 | 0 | 0 | 0 | 0 | 0 | 0 | 0 | 0 | 0 | 0 | 0 | 0 | 0 | 0 | 0 | 0 | 0 | 0 | 0 | 0 | 0 | 0 | 0 | 0 | 0 | 0 | 0 | 0 | 0 | 0 | 0 | 0 | 0 | 0 | 0 | 0 | 0 | 0 | 0 | 0 | 0 | 0
Commercial_Retail_New_Food Preparation_Natural Gas_Steamer_E3_Baseline Forecast | Commercial | Retail | New | Food Preparation | Natural Gas | Steamer | E3 |  | Baseline Forecast | 0 | 0 | 0 | 0 | 0 | 0 | 0 | 0 | 0 | 0 | 0 | 0 | 0 | 0 | 0 | 0 | 0 | 0 | 0 | 0 | 0 | 0 | 0 | 0 | 0 | 0 | 0 | 0 | 0 | 0 | 0 | 0 | 0 | 0 | 0 | 0 | 0 | 0 | 0 | 0 | 0 | 0 | 0 | 0 | 0 | 0 | 0 | 0 | 0 | 0 | 0
Commercial_Retail_New_Food Preparation_Natural Gas_Steamer_E4_Baseline Forecast | Commercial | Retail | New | Food Preparation | Natural Gas | Steamer | E4 |  | Baseline Forecast | 0 | 0 | 0 | 0 | 0 | 0 | 0 | 0 | 0 | 0 | 0 | 0 | 0 | 0 | 0 | 0 | 0 | 0 | 0 | 0 | 0 | 0 | 0 | 0 | 0 | 0 | 0 | 0 | 0 | 0 | 0 | 0 | 0 | 0 | 0 | 0 | 0 | 0 | 0 | 0 | 0 | 0 | 0 | 0 | 0 | 0 | 0 | 0 | 0 | 0 | 0
Commercial_Retail_New_Food Preparation_Natural Gas_Steamer_E5_Baseline Forecast | Commercial | Retail | New | Food Preparation | Natural Gas | Steamer | E5 |  | Baseline Forecast | 0 | 0 | 0 | 0 | 0 | 0 | 0 | 0 | 0 | 0 | 0 | 0 | 0 | 0 | 0 | 0 | 0 | 0 | 0 | 0 | 0 | 0 | 0 | 0 | 0 | 0 | 0 | 0 | 0 | 0 | 0 | 0 | 0 | 0 | 0 | 0 | 0 | 0 | 0 | 0 | 0 | 0 | 0 | 0 | 0 | 0 | 0 | 0 | 0 | 0 | 0
Commercial_Retail_New_Food Preparation_Natural Gas_Steamer_E6_Baseline Forecast | Commercial | Retail | New | Food Preparation | Natural Gas | Steamer | E6 |  | Baseline Forecast | 0 | 0 | 0 | 0 | 0 | 0 | 0 | 0 | 0 | 0 | 0 | 0 | 0 | 0 | 0 | 0 | 0 | 0 | 0 | 0 | 0 | 0 | 0 | 0 | 0 | 0 | 0 | 0 | 0 | 0 | 0 | 0 | 0 | 0 | 0 | 0 | 0 | 0 | 0 | 0 | 0 | 0 | 0 | 0 | 0 | 0 | 0 | 0 | 0 | 0 | 0
Commercial_Retail_New_Food Preparation_Natural Gas_Steamer_E7_Baseline Forecast | Commercial | Retail | New | Food Preparation | Natural Gas | Steamer | E7 |  | Baseline Forecast | 0 | 0 | 0 | 0 | 0 | 0 | 0 | 0 | 0 | 0 | 0 | 0 | 0 | 0 | 0 | 0 | 0 | 0 | 0 | 0 | 0 | 0 | 0 | 0 | 0 | 0 | 0 | 0 | 0 | 0 | 0 | 0 | 0 | 0 | 0 | 0 | 0 | 0 | 0 | 0 | 0 | 0 | 0 | 0 | 0 | 0 | 0 | 0 | 0 | 0 | 0
Commercial_Retail_New_Food Preparation_Natural Gas_Steamer_E8_Baseline Forecast | Commercial | Retail | New | Food Preparation | Natural Gas | Steamer | E8 |  | Baseline Forecast | 0 | 0 | 0 | 0 | 0 | 0 | 0 | 0 | 0 | 0 | 0 | 0 | 0 | 0 | 0 | 0 | 0 | 0 | 0 | 0 | 0 | 0 | 0 | 0 | 0 | 0 | 0 | 0 | 0 | 0 | 0 | 0 | 0 | 0 | 0 | 0 | 0 | 0 | 0 | 0 | 0 | 0 | 0 | 0 | 0 | 0 | 0 | 0 | 0 | 0 | 0
Commercial_Retail_New_Food Preparation_Natural Gas_Steamer_E9_Baseline Forecast | Commercial | Retail | New | Food Preparation | Natural Gas | Steamer | E9 |  | Baseline Forecast | 0 | 0 | 0 | 0 | 0 | 0 | 0 | 0 | 0 | 0 | 0 | 0 | 0 | 0 | 0 | 0 | 0 | 0 | 0 | 0 | 0 | 0 | 0 | 0 | 0 | 0 | 0 | 0 | 0 | 0 | 0 | 0 | 0 | 0 | 0 | 0 | 0 | 0 | 0 | 0 | 0 | 0 | 0 | 0 | 0 | 0 | 0 | 0 | 0 | 0 | 0
Commercial_Retail_New_Food Preparation_Natural Gas_Steamer_E10_Baseline Forecast | Commercial | Retail | New | Food Preparation | Natural Gas | Steamer | E10 |  | Baseline Forecast | 0 | 0 | 0 | 0 | 0 | 0 | 0 | 0 | 0 | 0 | 0 | 0 | 0 | 0 | 0 | 0 | 0 | 0 | 0 | 0 | 0 | 0 | 0 | 0 | 0 | 0 | 0 | 0 | 0 | 0 | 0 | 0 | 0 | 0 | 0 | 0 | 0 | 0 | 0 | 0 | 0 | 0 | 0 | 0 | 0 | 0 | 0 | 0 | 0 | 0 | 0
Commercial_Retail_New_Food Preparation_Natural Gas_Steamer_Vintage_Baseline Forecast | Commercial | Retail | New | Food Preparation | Natural Gas | Steamer | Vintage |  | Baseline Forecast | 0 | 0 | 0 | 0 | 0 | 0 | 0 | 0 | 0 | 0 | 0 | 0 | 0 | 0 | 0 | 0 | 0 | 0 | 0 | 0 | 0 | 0 | 0 | 0 | 0 | 0 | 0 | 0 | 0 | 0 | 0 | 0 | 0 | 0 | 0 | 0 | 0 | 0 | 0 | 0 | 0 | 0 | 0 | 0 | 0 | 0 | 0 | 0 | 0 | 0 | 0
Commercial_Retail_New_Food Preparation_Natural Gas_Food Prep Other_E1_Baseline Forecast | Commercial | Retail | New | Food Preparation | Natural Gas | Food Prep Other | E1 |  | Baseline Forecast | 0 | 0 | 0 | 0 | 0 | 0 | 0 | 0 | 0 | 0 | 0 | 0 | 0 | 0 | 0 | 0 | 0 | 0 | 0 | 0 | 0 | 0 | 0 | 0 | 0 | 0 | 0 | 0 | 0 | 0 | 0 | 0 | 0 | 0 | 0 | 0 | 0 | 0 | 0 | 0 | 0 | 0 | 0 | 0 | 0 | 0 | 0 | 0 | 0 | 0 | 0
Commercial_Retail_New_Food Preparation_Natural Gas_Food Prep Other_E2_Baseline Forecast | Commercial | Retail | New | Food Preparation | Natural Gas | Food Prep Other | E2 |  | Baseline Forecast | 0 | 0 | 0 | 0 | 0 | 0 | 0 | 0 | 0 | 0 | 0 | 0 | 0 | 0 | 0 | 0 | 0 | 0 | 0 | 0 | 0 | 0 | 0 | 0 | 0 | 0 | 0 | 0 | 0 | 0 | 0 | 0 | 0 | 0 | 0 | 0 | 0 | 0 | 0 | 0 | 0 | 0 | 0 | 0 | 0 | 0 | 0 | 0 | 0 | 0 | 0
Commercial_Retail_New_Food Preparation_Natural Gas_Food Prep Other_E3_Baseline Forecast | Commercial | Retail | New | Food Preparation | Natural Gas | Food Prep Other | E3 |  | Baseline Forecast | 0 | 0 | 0 | 0 | 0 | 0 | 0 | 0 | 0 | 0 | 0 | 0 | 0 | 0 | 0 | 0 | 0 | 0 | 0 | 0 | 0 | 0 | 0 | 0 | 0 | 0 | 0 | 0 | 0 | 0 | 0 | 0 | 0 | 0 | 0 | 0 | 0 | 0 | 0 | 0 | 0 | 0 | 0 | 0 | 0 | 0 | 0 | 0 | 0 | 0 | 0
Commercial_Retail_New_Food Preparation_Natural Gas_Food Prep Other_E4_Baseline Forecast | Commercial | Retail | New | Food Preparation | Natural Gas | Food Prep Other | E4 |  | Baseline Forecast | 0 | 0 | 0 | 0 | 0 | 0 | 0 | 0 | 0 | 0 | 0 | 0 | 0 | 0 | 0 | 0 | 0 | 0 | 0 | 0 | 0 | 0 | 0 | 0 | 0 | 0 | 0 | 0 | 0 | 0 | 0 | 0 | 0 | 0 | 0 | 0 | 0 | 0 | 0 | 0 | 0 | 0 | 0 | 0 | 0 | 0 | 0 | 0 | 0 | 0 | 0
Commercial_Retail_New_Food Preparation_Natural Gas_Food Prep Other_E5_Baseline Forecast | Commercial | Retail | New | Food Preparation | Natural Gas | Food Prep Other | E5 |  | Baseline Forecast | 0 | 0 | 0 | 0 | 0 | 0 | 0 | 0 | 0 | 0 | 0 | 0 | 0 | 0 | 0 | 0 | 0 | 0 | 0 | 0 | 0 | 0 | 0 | 0 | 0 | 0 | 0 | 0 | 0 | 0 | 0 | 0 | 0 | 0 | 0 | 0 | 0 | 0 | 0 | 0 | 0 | 0 | 0 | 0 | 0 | 0 | 0 | 0 | 0 | 0 | 0
Commercial_Retail_New_Food Preparation_Natural Gas_Food Prep Other_E6_Baseline Forecast | Commercial | Retail | New | Food Preparation | Natural Gas | Food Prep Other | E6 |  | Baseline Forecast | 0 | 0 | 0 | 0 | 0 | 0 | 0 | 0 | 0 | 0 | 0 | 0 | 0 | 0 | 0 | 0 | 0 | 0 | 0 | 0 | 0 | 0 | 0 | 0 | 0 | 0 | 0 | 0 | 0 | 0 | 0 | 0 | 0 | 0 | 0 | 0 | 0 | 0 | 0 | 0 | 0 | 0 | 0 | 0 | 0 | 0 | 0 | 0 | 0 | 0 | 0
Commercial_Retail_New_Food Preparation_Natural Gas_Food Prep Other_E7_Baseline Forecast | Commercial | Retail | New | Food Preparation | Natural Gas | Food Prep Other | E7 |  | Baseline Forecast | 0 | 0 | 0 | 0 | 0 | 0 | 0 | 0 | 0 | 0 | 0 | 0 | 0 | 0 | 0 | 0 | 0 | 0 | 0 | 0 | 0 | 0 | 0 | 0 | 0 | 0 | 0 | 0 | 0 | 0 | 0 | 0 | 0 | 0 | 0 | 0 | 0 | 0 | 0 | 0 | 0 | 0 | 0 | 0 | 0 | 0 | 0 | 0 | 0 | 0 | 0
Commercial_Retail_New_Food Preparation_Natural Gas_Food Prep Other_E8_Baseline Forecast | Commercial | Retail | New | Food Preparation | Natural Gas | Food Prep Other | E8 |  | Baseline Forecast | 0 | 0 | 0 | 0 | 0 | 0 | 0 | 0 | 0 | 0 | 0 | 0 | 0 | 0 | 0 | 0 | 0 | 0 | 0 | 0 | 0 | 0 | 0 | 0 | 0 | 0 | 0 | 0 | 0 | 0 | 0 | 0 | 0 | 0 | 0 | 0 | 0 | 0 | 0 | 0 | 0 | 0 | 0 | 0 | 0 | 0 | 0 | 0 | 0 | 0 | 0
Commercial_Retail_New_Food Preparation_Natural Gas_Food Prep Other_E9_Baseline Forecast | Commercial | Retail | New | Food Preparation | Natural Gas | Food Prep Other | E9 |  | Baseline Forecast | 0 | 0 | 0 | 0 | 0 | 0 | 0 | 0 | 0 | 0 | 0 | 0 | 0 | 0 | 0 | 0 | 0 | 0 | 0 | 0 | 0 | 0 | 0 | 0 | 0 | 0 | 0 | 0 | 0 | 0 | 0 | 0 | 0 | 0 | 0 | 0 | 0 | 0 | 0 | 0 | 0 | 0 | 0 | 0 | 0 | 0 | 0 | 0 | 0 | 0 | 0
Commercial_Retail_New_Food Preparation_Natural Gas_Food Prep Other_E10_Baseline Forecast | Commercial | Retail | New | Food Preparation | Natural Gas | Food Prep Other | E10 |  | Baseline Forecast | 0 | 0 | 0 | 0 | 0 | 0 | 0 | 0 | 0 | 0 | 0 | 0 | 0 | 0 | 0 | 0 | 0 | 0 | 0 | 0 | 0 | 0 | 0 | 0 | 0 | 0 | 0 | 0 | 0 | 0 | 0 | 0 | 0 | 0 | 0 | 0 | 0 | 0 | 0 | 0 | 0 | 0 | 0 | 0 | 0 | 0 | 0 | 0 | 0 | 0 | 0
Commercial_Retail_New_Food Preparation_Natural Gas_Food Prep Other_Vintage_Baseline Forecast | Commercial | Retail | New | Food Preparation | Natural Gas | Food Prep Other | Vintage |  | Baseline Forecast | 0 | 0 | 0 | 0 | 0 | 0 | 0 | 0 | 0 | 0 | 0 | 0 | 0 | 0 | 0 | 0 | 0 | 0 | 0 | 0 | 0 | 0 | 0 | 0 | 0 | 0 | 0 | 0 | 0 | 0 | 0 | 0 | 0 | 0 | 0 | 0 | 0 | 0 | 0 | 0 | 0 | 0 | 0 | 0 | 0 | 0 | 0 | 0 | 0 | 0 | 0
Commercial_Retail_New_Miscellaneous_Natural Gas_Pool Heater_E1_Baseline Forecast | Commercial | Retail | New | Miscellaneous | Natural Gas | Pool Heater | E1 |  | Baseline Forecast | 0 | 0 | 0 | 0 | 0 | 0 | 0 | 0 | 0 | 0 | 0 | 0 | 0 | 0 | 0 | 0 | 0 | 0 | 0 | 0 | 0 | 0 | 0 | 0 | 0 | 0 | 0 | 0 | 0 | 0 | 0 | 0 | 0 | 0 | 0 | 0 | 0 | 0 | 0 | 0 | 0 | 0 | 0 | 0 | 0 | 0 | 0 | 0 | 0 | 0 | 0
Commercial_Retail_New_Miscellaneous_Natural Gas_Pool Heater_E2_Baseline Forecast | Commercial | Retail | New | Miscellaneous | Natural Gas | Pool Heater | E2 |  | Baseline Forecast | 0 | 0 | 0 | 0 | 0 | 0 | 0 | 0 | 0 | 0 | 0 | 0 | 0 | 0 | 0 | 0 | 0 | 0 | 0 | 0 | 0 | 0 | 0 | 0 | 0 | 0 | 0 | 0 | 0 | 0 | 0 | 0 | 0 | 0 | 0 | 0 | 0 | 0 | 0 | 0 | 0 | 0 | 0 | 0 | 0 | 0 | 0 | 0 | 0 | 0 | 0
Commercial_Retail_New_Miscellaneous_Natural Gas_Pool Heater_E3_Baseline Forecast | Commercial | Retail | New | Miscellaneous | Natural Gas | Pool Heater | E3 |  | Baseline Forecast | 0 | 0 | 0 | 0 | 0 | 0 | 0 | 0 | 0 | 0 | 0 | 0 | 0 | 0 | 0 | 0 | 0 | 0 | 0 | 0 | 0 | 0 | 0 | 0 | 0 | 0 | 0 | 0 | 0 | 0 | 0 | 0 | 0 | 0 | 0 | 0 | 0 | 0 | 0 | 0 | 0 | 0 | 0 | 0 | 0 | 0 | 0 | 0 | 0 | 0 | 0
Commercial_Retail_New_Miscellaneous_Natural Gas_Pool Heater_E4_Baseline Forecast | Commercial | Retail | New | Miscellaneous | Natural Gas | Pool Heater | E4 |  | Baseline Forecast | 0 | 0 | 0 | 0 | 0 | 0 | 0 | 0 | 0 | 0 | 0 | 0 | 0 | 0 | 0 | 0 | 0 | 0 | 0 | 0 | 0 | 0 | 0 | 0 | 0 | 0 | 0 | 0 | 0 | 0 | 0 | 0 | 0 | 0 | 0 | 0 | 0 | 0 | 0 | 0 | 0 | 0 | 0 | 0 | 0 | 0 | 0 | 0 | 0 | 0 | 0
Commercial_Retail_New_Miscellaneous_Natural Gas_Pool Heater_E5_Baseline Forecast | Commercial | Retail | New | Miscellaneous | Natural Gas | Pool Heater | E5 |  | Baseline Forecast | 0 | 0 | 0 | 0 | 0 | 0 | 0 | 0 | 0 | 0 | 0 | 0 | 0 | 0 | 0 | 0 | 0 | 0 | 0 | 0 | 0 | 0 | 0 | 0 | 0 | 0 | 0 | 0 | 0 | 0 | 0 | 0 | 0 | 0 | 0 | 0 | 0 | 0 | 0 | 0 | 0 | 0 | 0 | 0 | 0 | 0 | 0 | 0 | 0 | 0 | 0
Commercial_Retail_New_Miscellaneous_Natural Gas_Pool Heater_E6_Baseline Forecast | Commercial | Retail | New | Miscellaneous | Natural Gas | Pool Heater | E6 |  | Baseline Forecast | 0 | 0 | 0 | 0 | 0 | 0 | 0 | 0 | 0 | 0 | 0 | 0 | 0 | 0 | 0 | 0 | 0 | 0 | 0 | 0 | 0 | 0 | 0 | 0 | 0 | 0 | 0 | 0 | 0 | 0 | 0 | 0 | 0 | 0 | 0 | 0 | 0 | 0 | 0 | 0 | 0 | 0 | 0 | 0 | 0 | 0 | 0 | 0 | 0 | 0 | 0
Commercial_Retail_New_Miscellaneous_Natural Gas_Pool Heater_E7_Baseline Forecast | Commercial | Retail | New | Miscellaneous | Natural Gas | Pool Heater | E7 |  | Baseline Forecast | 0 | 0 | 0 | 0 | 0 | 0 | 0 | 0 | 0 | 0 | 0 | 0 | 0 | 0 | 0 | 0 | 0 | 0 | 0 | 0 | 0 | 0 | 0 | 0 | 0 | 0 | 0 | 0 | 0 | 0 | 0 | 0 | 0 | 0 | 0 | 0 | 0 | 0 | 0 | 0 | 0 | 0 | 0 | 0 | 0 | 0 | 0 | 0 | 0 | 0 | 0
Commercial_Retail_New_Miscellaneous_Natural Gas_Pool Heater_E8_Baseline Forecast | Commercial | Retail | New | Miscellaneous | Natural Gas | Pool Heater | E8 |  | Baseline Forecast | 0 | 0 | 0 | 0 | 0 | 0 | 0 | 0 | 0 | 0 | 0 | 0 | 0 | 0 | 0 | 0 | 0 | 0 | 0 | 0 | 0 | 0 | 0 | 0 | 0 | 0 | 0 | 0 | 0 | 0 | 0 | 0 | 0 | 0 | 0 | 0 | 0 | 0 | 0 | 0 | 0 | 0 | 0 | 0 | 0 | 0 | 0 | 0 | 0 | 0 | 0
Commercial_Retail_New_Miscellaneous_Natural Gas_Pool Heater_E9_Baseline Forecast | Commercial | Retail | New | Miscellaneous | Natural Gas | Pool Heater | E9 |  | Baseline Forecast | 0 | 0 | 0 | 0 | 0 | 0 | 0 | 0 | 0 | 0 | 0 | 0 | 0 | 0 | 0 | 0 | 0 | 0 | 0 | 0 | 0 | 0 | 0 | 0 | 0 | 0 | 0 | 0 | 0 | 0 | 0 | 0 | 0 | 0 | 0 | 0 | 0 | 0 | 0 | 0 | 0 | 0 | 0 | 0 | 0 | 0 | 0 | 0 | 0 | 0 | 0
Commercial_Retail_New_Miscellaneous_Natural Gas_Pool Heater_E10_Baseline Forecast | Commercial | Retail | New | Miscellaneous | Natural Gas | Pool Heater | E10 |  | Baseline Forecast | 0 | 0 | 0 | 0 | 0 | 0 | 0 | 0 | 0 | 0 | 0 | 0 | 0 | 0 | 0 | 0 | 0 | 0 | 0 | 0 | 0 | 0 | 0 | 0 | 0 | 0 | 0 | 0 | 0 | 0 | 0 | 0 | 0 | 0 | 0 | 0 | 0 | 0 | 0 | 0 | 0 | 0 | 0 | 0 | 0 | 0 | 0 | 0 | 0 | 0 | 0
Commercial_Retail_New_Miscellaneous_Natural Gas_Pool Heater_Vintage_Baseline Forecast | Commercial | Retail | New | Miscellaneous | Natural Gas | Pool Heater | Vintage |  | Baseline Forecast | 0 | 0 | 0 | 0 | 0 | 0 | 0 | 0 | 0 | 0 | 0 | 0 | 0 | 0 | 0 | 0 | 0 | 0 | 0 | 0 | 0 | 0 | 0 | 0 | 0 | 0 | 0 | 0 | 0 | 0 | 0 | 0 | 0 | 0 | 0 | 0 | 0 | 0 | 0 | 0 | 0 | 0 | 0 | 0 | 0 | 0 | 0 | 0 | 0 | 0 | 0
Commercial_Retail_New_Miscellaneous_Natural Gas_Miscellaneous_E1_Baseline Forecast | Commercial | Retail | New | Miscellaneous | Natural Gas | Miscellaneous | E1 |  | Baseline Forecast | 0 | 158668.9991 | 923988.5074 | 1413081.2748 | 2043864.8373 | 2899907.2957 | 3700028.8058 | 4409185.4058 | 5046985.0481 | 5662806.7 | 6270595.3376 | 6872345.7217 | 7473271.6368 | 8075916.9979 | 8682269.2347 | 9289738.552 | 9897373.8894 | 10504222.0556 | 11110270.5644 | 11715506.7901 | 12320872.439 | 12926368.3802 | 13531141.9404 | 14135183.2782 | 14738482.4569 | 15341882.9923 | 15945385.4768 | 16548990.5066 | 17152698.6811 | 17756510.6035 | 18360426.8803 | 18964448.1217 | 19236506.7528 | 0 | 0 | 0 | 0 | 0 | 0 | 0 | 0 | 0 | 0 | 0 | 0 | 0 | 0 | 0 | 0 | 0 | 0
Commercial_Retail_New_Miscellaneous_Natural Gas_Miscellaneous_E2_Baseline Forecast | Commercial | Retail | New | Miscellaneous | Natural Gas | Miscellaneous | E2 |  | Baseline Forecast | 0 | 0 | 0 | 0 | 0 | 0 | 0 | 0 | 0 | 0 | 0 | 0 | 0 | 0 | 0 | 0 | 0 | 0 | 0 | 0 | 0 | 0 | 0 | 0 | 0 | 0 | 0 | 0 | 0 | 0 | 0 | 0 | 0 | 0 | 0 | 0 | 0 | 0 | 0 | 0 | 0 | 0 | 0 | 0 | 0 | 0 | 0 | 0 | 0 | 0 | 0
Commercial_Retail_New_Miscellaneous_Natural Gas_Miscellaneous_E3_Baseline Forecast | Commercial | Retail | New | Miscellaneous | Natural Gas | Miscellaneous | E3 |  | Baseline Forecast | 0 | 0 | 0 | 0 | 0 | 0 | 0 | 0 | 0 | 0 | 0 | 0 | 0 | 0 | 0 | 0 | 0 | 0 | 0 | 0 | 0 | 0 | 0 | 0 | 0 | 0 | 0 | 0 | 0 | 0 | 0 | 0 | 0 | 0 | 0 | 0 | 0 | 0 | 0 | 0 | 0 | 0 | 0 | 0 | 0 | 0 | 0 | 0 | 0 | 0 | 0
Commercial_Retail_New_Miscellaneous_Natural Gas_Miscellaneous_E4_Baseline Forecast | Commercial | Retail | New | Miscellaneous | Natural Gas | Miscellaneous | E4 |  | Baseline Forecast | 0 | 0 | 0 | 0 | 0 | 0 | 0 | 0 | 0 | 0 | 0 | 0 | 0 | 0 | 0 | 0 | 0 | 0 | 0 | 0 | 0 | 0 | 0 | 0 | 0 | 0 | 0 | 0 | 0 | 0 | 0 | 0 | 0 | 0 | 0 | 0 | 0 | 0 | 0 | 0 | 0 | 0 | 0 | 0 | 0 | 0 | 0 | 0 | 0 | 0 | 0
Commercial_Retail_New_Miscellaneous_Natural Gas_Miscellaneous_E5_Baseline Forecast | Commercial | Retail | New | Miscellaneous | Natural Gas | Miscellaneous | E5 |  | Baseline Forecast | 0 | 0 | 0 | 0 | 0 | 0 | 0 | 0 | 0 | 0 | 0 | 0 | 0 | 0 | 0 | 0 | 0 | 0 | 0 | 0 | 0 | 0 | 0 | 0 | 0 | 0 | 0 | 0 | 0 | 0 | 0 | 0 | 0 | 0 | 0 | 0 | 0 | 0 | 0 | 0 | 0 | 0 | 0 | 0 | 0 | 0 | 0 | 0 | 0 | 0 | 0
Commercial_Retail_New_Miscellaneous_Natural Gas_Miscellaneous_E6_Baseline Forecast | Commercial | Retail | New | Miscellaneous | Natural Gas | Miscellaneous | E6 |  | Baseline Forecast | 0 | 0 | 0 | 0 | 0 | 0 | 0 | 0 | 0 | 0 | 0 | 0 | 0 | 0 | 0 | 0 | 0 | 0 | 0 | 0 | 0 | 0 | 0 | 0 | 0 | 0 | 0 | 0 | 0 | 0 | 0 | 0 | 0 | 0 | 0 | 0 | 0 | 0 | 0 | 0 | 0 | 0 | 0 | 0 | 0 | 0 | 0 | 0 | 0 | 0 | 0
Commercial_Retail_New_Miscellaneous_Natural Gas_Miscellaneous_E7_Baseline Forecast | Commercial | Retail | New | Miscellaneous | Natural Gas | Miscellaneous | E7 |  | Baseline Forecast | 0 | 0 | 0 | 0 | 0 | 0 | 0 | 0 | 0 | 0 | 0 | 0 | 0 | 0 | 0 | 0 | 0 | 0 | 0 | 0 | 0 | 0 | 0 | 0 | 0 | 0 | 0 | 0 | 0 | 0 | 0 | 0 | 0 | 0 | 0 | 0 | 0 | 0 | 0 | 0 | 0 | 0 | 0 | 0 | 0 | 0 | 0 | 0 | 0 | 0 | 0
Commercial_Retail_New_Miscellaneous_Natural Gas_Miscellaneous_E8_Baseline Forecast | Commercial | Retail | New | Miscellaneous | Natural Gas | Miscellaneous | E8 |  | Baseline Forecast | 0 | 0 | 0 | 0 | 0 | 0 | 0 | 0 | 0 | 0 | 0 | 0 | 0 | 0 | 0 | 0 | 0 | 0 | 0 | 0 | 0 | 0 | 0 | 0 | 0 | 0 | 0 | 0 | 0 | 0 | 0 | 0 | 0 | 0 | 0 | 0 | 0 | 0 | 0 | 0 | 0 | 0 | 0 | 0 | 0 | 0 | 0 | 0 | 0 | 0 | 0
Commercial_Retail_New_Miscellaneous_Natural Gas_Miscellaneous_E9_Baseline Forecast | Commercial | Retail | New | Miscellaneous | Natural Gas | Miscellaneous | E9 |  | Baseline Forecast | 0 | 0 | 0 | 0 | 0 | 0 | 0 | 0 | 0 | 0 | 0 | 0 | 0 | 0 | 0 | 0 | 0 | 0 | 0 | 0 | 0 | 0 | 0 | 0 | 0 | 0 | 0 | 0 | 0 | 0 | 0 | 0 | 0 | 0 | 0 | 0 | 0 | 0 | 0 | 0 | 0 | 0 | 0 | 0 | 0 | 0 | 0 | 0 | 0 | 0 | 0
Commercial_Retail_New_Miscellaneous_Natural Gas_Miscellaneous_E10_Baseline Forecast | Commercial | Retail | New | Miscellaneous | Natural Gas | Miscellaneous | E10 |  | Baseline Forecast | 0 | 0 | 0 | 0 | 0 | 0 | 0 | 0 | 0 | 0 | 0 | 0 | 0 | 0 | 0 | 0 | 0 | 0 | 0 | 0 | 0 | 0 | 0 | 0 | 0 | 0 | 0 | 0 | 0 | 0 | 0 | 0 | 0 | 0 | 0 | 0 | 0 | 0 | 0 | 0 | 0 | 0 | 0 | 0 | 0 | 0 | 0 | 0 | 0 | 0 | 0
Commercial_Retail_New_Miscellaneous_Natural Gas_Miscellaneous_Vintage_Baseline Forecast | Commercial | Retail | New | Miscellaneous | Natural Gas | Miscellaneous | Vintage |  | Baseline Forecast | 0 | 0 | 0 | 0 | 0 | 0 | 0 | 0 | 0 | 0 | 0 | 0 | 0 | 0 | 0 | 0 | 0 | 0 | 0 | 0 | 0 | 0 | 0 | 0 | 0 | 0 | 0 | 0 | 0 | 0 | 0 | 0 | 0 | 0 | 0 | 0 | 0 | 0 | 0 | 0 | 0 | 0 | 0 | 0 | 0 | 0 | 0 | 0 | 0 | 0 | 0
Commercial_Grocery_Existing_Space Heating_Natural Gas_Furnace_E1_Baseline Forecast | Commercial | Grocery | Existing | Space Heating | Natural Gas | Furnace | E1 |  | Baseline Forecast | 0 | 36542.8798 | 75974.7328 | 117868.9773 | 161953.0727 | 207846.2424 | 255495.8474 | 304839.1565 | 345222.7073 | 386653.5315 | 428972.8519 | 472060.9823 | 515790.8325 | 560049.1346 | 604729.5973 | 649756.3393 | 695054.6511 | 740557.8783 | 786200.3074 | 827008.805 | 863330.8754 | 895495.8424 | 923817.4915 | 948581.9059 | 970055.2077 | 988477.026 | 1004811.0791 | 1019227.262 | 1031881.6786 | 1042917.7581 | 1052467.2808 | 1060651.3219 | 1065613.5595 | 0 | 0 | 0 | 0 | 0 | 0 | 0 | 0 | 0 | 0 | 0 | 0 | 0 | 0 | 0 | 0 | 0 | 0
Commercial_Grocery_Existing_Space Heating_Natural Gas_Furnace_E2_Baseline Forecast | Commercial | Grocery | Existing | Space Heating | Natural Gas | Furnace | E2 |  | Baseline Forecast | 0 | 0 | 0 | 0 | 0 | 0 | 0 | 0 | 10511.8219 | 21271.4279 | 32248.1173 | 43413.2379 | 54738.3678 | 66196.8159 | 77763.2764 | 89417.0903 | 101138.9517 | 112911.5687 | 124718.4934 | 135951.3372 | 146695.4187 | 157025.7568 | 167008.6848 | 176700.6257 | 186150.1404 | 195397.277 | 203743.0653 | 211260.8732 | 218018.1129 | 224076.7233 | 229493.6132 | 234321.0681 | 240619.6835 | 0 | 0 | 0 | 0 | 0 | 0 | 0 | 0 | 0 | 0 | 0 | 0 | 0 | 0 | 0 | 0 | 0 | 0
Commercial_Grocery_Existing_Space Heating_Natural Gas_Furnace_E3_Baseline Forecast | Commercial | Grocery | Existing | Space Heating | Natural Gas | Furnace | E3 |  | Baseline Forecast | 0 | 0 | 0 | 0 | 0 | 0 | 0 | 0 | 0 | 0 | 0 | 0 | 0 | 0 | 0 | 0 | 0 | 0 | 0 | 0 | 0 | 0 | 0 | 0 | 0 | 0 | 0 | 0 | 0 | 0 | 0 | 0 | 0 | 0 | 0 | 0 | 0 | 0 | 0 | 0 | 0 | 0 | 0 | 0 | 0 | 0 | 0 | 0 | 0 | 0 | 0
Commercial_Grocery_Existing_Space Heating_Natural Gas_Furnace_E4_Baseline Forecast | Commercial | Grocery | Existing | Space Heating | Natural Gas | Furnace | E4 |  | Baseline Forecast | 0 | 0 | 0 | 0 | 0 | 0 | 0 | 0 | 0 | 0 | 0 | 0 | 0 | 0 | 0 | 0 | 0 | 0 | 0 | 0 | 0 | 0 | 0 | 0 | 0 | 0 | 0 | 0 | 0 | 0 | 0 | 0 | 0 | 0 | 0 | 0 | 0 | 0 | 0 | 0 | 0 | 0 | 0 | 0 | 0 | 0 | 0 | 0 | 0 | 0 | 0
Commercial_Grocery_Existing_Space Heating_Natural Gas_Furnace_E5_Baseline Forecast | Commercial | Grocery | Existing | Space Heating | Natural Gas | Furnace | E5 |  | Baseline Forecast | 0 | 0 | 0 | 0 | 0 | 0 | 0 | 0 | 0 | 0 | 0 | 0 | 0 | 0 | 0 | 0 | 0 | 0 | 0 | 0 | 0 | 0 | 0 | 0 | 0 | 0 | 0 | 0 | 0 | 0 | 0 | 0 | 0 | 0 | 0 | 0 | 0 | 0 | 0 | 0 | 0 | 0 | 0 | 0 | 0 | 0 | 0 | 0 | 0 | 0 | 0
Commercial_Grocery_Existing_Space Heating_Natural Gas_Furnace_E6_Baseline Forecast | Commercial | Grocery | Existing | Space Heating | Natural Gas | Furnace | E6 |  | Baseline Forecast | 0 | 0 | 0 | 0 | 0 | 0 | 0 | 0 | 0 | 0 | 0 | 0 | 0 | 0 | 0 | 0 | 0 | 0 | 0 | 0 | 0 | 0 | 0 | 0 | 0 | 0 | 0 | 0 | 0 | 0 | 0 | 0 | 0 | 0 | 0 | 0 | 0 | 0 | 0 | 0 | 0 | 0 | 0 | 0 | 0 | 0 | 0 | 0 | 0 | 0 | 0
Commercial_Grocery_Existing_Space Heating_Natural Gas_Furnace_E7_Baseline Forecast | Commercial | Grocery | Existing | Space Heating | Natural Gas | Furnace | E7 |  | Baseline Forecast | 0 | 0 | 0 | 0 | 0 | 0 | 0 | 0 | 0 | 0 | 0 | 0 | 0 | 0 | 0 | 0 | 0 | 0 | 0 | 0 | 0 | 0 | 0 | 0 | 0 | 0 | 0 | 0 | 0 | 0 | 0 | 0 | 0 | 0 | 0 | 0 | 0 | 0 | 0 | 0 | 0 | 0 | 0 | 0 | 0 | 0 | 0 | 0 | 0 | 0 | 0
Commercial_Grocery_Existing_Space Heating_Natural Gas_Furnace_E8_Baseline Forecast | Commercial | Grocery | Existing | Space Heating | Natural Gas | Furnace | E8 |  | Baseline Forecast | 0 | 0 | 0 | 0 | 0 | 0 | 0 | 0 | 0 | 0 | 0 | 0 | 0 | 0 | 0 | 0 | 0 | 0 | 0 | 0 | 0 | 0 | 0 | 0 | 0 | 0 | 0 | 0 | 0 | 0 | 0 | 0 | 0 | 0 | 0 | 0 | 0 | 0 | 0 | 0 | 0 | 0 | 0 | 0 | 0 | 0 | 0 | 0 | 0 | 0 | 0
Commercial_Grocery_Existing_Space Heating_Natural Gas_Furnace_E9_Baseline Forecast | Commercial | Grocery | Existing | Space Heating | Natural Gas | Furnace | E9 |  | Baseline Forecast | 0 | 0 | 0 | 0 | 0 | 0 | 0 | 0 | 0 | 0 | 0 | 0 | 0 | 0 | 0 | 0 | 0 | 0 | 0 | 0 | 0 | 0 | 0 | 0 | 0 | 0 | 0 | 0 | 0 | 0 | 0 | 0 | 0 | 0 | 0 | 0 | 0 | 0 | 0 | 0 | 0 | 0 | 0 | 0 | 0 | 0 | 0 | 0 | 0 | 0 | 0
Commercial_Grocery_Existing_Space Heating_Natural Gas_Furnace_E10_Baseline Forecast | Commercial | Grocery | Existing | Space Heating | Natural Gas | Furnace | E10 |  | Baseline Forecast | 0 | 0 | 0 | 0 | 0 | 0 | 0 | 0 | 0 | 0 | 0 | 0 | 0 | 0 | 0 | 0 | 0 | 0 | 0 | 0 | 0 | 0 | 0 | 0 | 0 | 0 | 0 | 0 | 0 | 0 | 0 | 0 | 0 | 0 | 0 | 0 | 0 | 0 | 0 | 0 | 0 | 0 | 0 | 0 | 0 | 0 | 0 | 0 | 0 | 0 | 0
Commercial_Grocery_Existing_Space Heating_Natural Gas_Furnace_Vintage_Baseline Forecast | Commercial | Grocery | Existing | Space Heating | Natural Gas | Furnace | Vintage |  | Baseline Forecast | 1830365.9982 | 1784510.6294 | 1735766.2874 | 1682625.9722 | 1627003.5152 | 1568459.9654 | 1508992.0334 | 1449183.8728 | 1388885.3756 | 1327618.8334 | 1265366.2357 | 1202246.2405 | 1138336.7835 | 1073739.9727 | 1008557.8339 | 942925.4413 | 876950.9611 | 810732.5223 | 744352.4722 | 683392.5204 | 627405.8324 | 575988.0526 | 528771.7491 | 485414.5623 | 445601.957 | 409041.7051 | 375469.0498 | 344640.7194 | 316333.1888 | 290341.0808 | 266475.6975 | 244563.669 | 224453.4445 | 0 | 0 | 0 | 0 | 0 | 0 | 0 | 0 | 0 | 0 | 0 | 0 | 0 | 0 | 0 | 0 | 0 | 0
Commercial_Grocery_Existing_Space Heating_Natural Gas_Boiler_E1_Baseline Forecast | Commercial | Grocery | Existing | Space Heating | Natural Gas | Boiler | E1 |  | Baseline Forecast | 0 | 97.2474 | 204.0548 | 318.9623 | 440.961 | 568.783 | 702.0887 | 840.5464 | 983.6344 | 1130.5319 | 1280.6201 | 1433.4093 | 1588.4027 | 1745.1583 | 1903.267 | 2062.4261 | 2222.3474 | 2382.7771 | 2543.4719 | 2704.2121 | 2864.7746 | 3024.9756 | 3167.3759 | 3293.6783 | 3405.4236 | 3503.9778 | 3590.599 | 3666.4256 | 3732.4876 | 3789.7169 | 3838.9566 | 3880.9696 | 3916.5808 | 0 | 0 | 0 | 0 | 0 | 0 | 0 | 0 | 0 | 0 | 0 | 0 | 0 | 0 | 0 | 0 | 0 | 0
Commercial_Grocery_Existing_Space Heating_Natural Gas_Boiler_E2_Baseline Forecast | Commercial | Grocery | Existing | Space Heating | Natural Gas | Boiler | E2 |  | Baseline Forecast | 0 | 0 | 0 | 0 | 0 | 0 | 0 | 0 | 0 | 0 | 0 | 0 | 0 | 0 | 0 | 0 | 0 | 0 | 0 | 0 | 0 | 0 | 0 | 0 | 0 | 0 | 0 | 0 | 0 | 0 | 0 | 0 | 0 | 0 | 0 | 0 | 0 | 0 | 0 | 0 | 0 | 0 | 0 | 0 | 0 | 0 | 0 | 0 | 0 | 0 | 0
Commercial_Grocery_Existing_Space Heating_Natural Gas_Boiler_E3_Baseline Forecast | Commercial | Grocery | Existing | Space Heating | Natural Gas | Boiler | E3 |  | Baseline Forecast | 0 | 123.7695 | 259.7062 | 405.952 | 561.223 | 723.9057 | 893.5674 | 1069.7863 | 1251.8984 | 1438.8588 | 1629.8802 | 1824.3391 | 2021.6035 | 2221.1106 | 2422.3398 | 2624.906 | 2828.4421 | 3032.6254 | 3237.146 | 3441.7244 | 3646.0767 | 3849.9689 | 4031.2056 | 4191.9542 | 4334.1755 | 4459.6081 | 4569.8532 | 4666.3598 | 4750.4387 | 4823.276 | 4885.9448 | 4939.4158 | 4984.7392 | 0 | 0 | 0 | 0 | 0 | 0 | 0 | 0 | 0 | 0 | 0 | 0 | 0 | 0 | 0 | 0 | 0 | 0
Commercial_Grocery_Existing_Space Heating_Natural Gas_Boiler_E4_Baseline Forecast | Commercial | Grocery | Existing | Space Heating | Natural Gas | Boiler | E4 |  | Baseline Forecast | 0 | 0 | 0 | 0 | 0 | 0 | 0 | 0 | 0 | 0 | 0 | 0 | 0 | 0 | 0 | 0 | 0 | 0 | 0 | 0 | 0 | 0 | 0 | 0 | 0 | 0 | 0 | 0 | 0 | 0 | 0 | 0 | 0 | 0 | 0 | 0 | 0 | 0 | 0 | 0 | 0 | 0 | 0 | 0 | 0 | 0 | 0 | 0 | 0 | 0 | 0
Commercial_Grocery_Existing_Space Heating_Natural Gas_Boiler_E5_Baseline Forecast | Commercial | Grocery | Existing | Space Heating | Natural Gas | Boiler | E5 |  | Baseline Forecast | 0 | 0 | 0 | 0 | 0 | 0 | 0 | 0 | 0 | 0 | 0 | 0 | 0 | 0 | 0 | 0 | 0 | 0 | 0 | 0 | 0 | 0 | 0 | 0 | 0 | 0 | 0 | 0 | 0 | 0 | 0 | 0 | 0 | 0 | 0 | 0 | 0 | 0 | 0 | 0 | 0 | 0 | 0 | 0 | 0 | 0 | 0 | 0 | 0 | 0 | 0
Commercial_Grocery_Existing_Space Heating_Natural Gas_Boiler_E6_Baseline Forecast | Commercial | Grocery | Existing | Space Heating | Natural Gas | Boiler | E6 |  | Baseline Forecast | 0 | 0 | 0 | 0 | 0 | 0 | 0 | 0 | 0 | 0 | 0 | 0 | 0 | 0 | 0 | 0 | 0 | 0 | 0 | 0 | 0 | 0 | 0 | 0 | 0 | 0 | 0 | 0 | 0 | 0 | 0 | 0 | 0 | 0 | 0 | 0 | 0 | 0 | 0 | 0 | 0 | 0 | 0 | 0 | 0 | 0 | 0 | 0 | 0 | 0 | 0
Commercial_Grocery_Existing_Space Heating_Natural Gas_Boiler_E7_Baseline Forecast | Commercial | Grocery | Existing | Space Heating | Natural Gas | Boiler | E7 |  | Baseline Forecast | 0 | 0 | 0 | 0 | 0 | 0 | 0 | 0 | 0 | 0 | 0 | 0 | 0 | 0 | 0 | 0 | 0 | 0 | 0 | 0 | 0 | 0 | 0 | 0 | 0 | 0 | 0 | 0 | 0 | 0 | 0 | 0 | 0 | 0 | 0 | 0 | 0 | 0 | 0 | 0 | 0 | 0 | 0 | 0 | 0 | 0 | 0 | 0 | 0 | 0 | 0
Commercial_Grocery_Existing_Space Heating_Natural Gas_Boiler_E8_Baseline Forecast | Commercial | Grocery | Existing | Space Heating | Natural Gas | Boiler | E8 |  | Baseline Forecast | 0 | 0 | 0 | 0 | 0 | 0 | 0 | 0 | 0 | 0 | 0 | 0 | 0 | 0 | 0 | 0 | 0 | 0 | 0 | 0 | 0 | 0 | 0 | 0 | 0 | 0 | 0 | 0 | 0 | 0 | 0 | 0 | 0 | 0 | 0 | 0 | 0 | 0 | 0 | 0 | 0 | 0 | 0 | 0 | 0 | 0 | 0 | 0 | 0 | 0 | 0
Commercial_Grocery_Existing_Space Heating_Natural Gas_Boiler_E9_Baseline Forecast | Commercial | Grocery | Existing | Space Heating | Natural Gas | Boiler | E9 |  | Baseline Forecast | 0 | 0 | 0 | 0 | 0 | 0 | 0 | 0 | 0 | 0 | 0 | 0 | 0 | 0 | 0 | 0 | 0 | 0 | 0 | 0 | 0 | 0 | 0 | 0 | 0 | 0 | 0 | 0 | 0 | 0 | 0 | 0 | 0 | 0 | 0 | 0 | 0 | 0 | 0 | 0 | 0 | 0 | 0 | 0 | 0 | 0 | 0 | 0 | 0 | 0 | 0
Commercial_Grocery_Existing_Space Heating_Natural Gas_Boiler_E10_Baseline Forecast | Commercial | Grocery | Existing | Space Heating | Natural Gas | Boiler | E10 |  | Baseline Forecast | 0 | 0 | 0 | 0 | 0 | 0 | 0 | 0 | 0 | 0 | 0 | 0 | 0 | 0 | 0 | 0 | 0 | 0 | 0 | 0 | 0 | 0 | 0 | 0 | 0 | 0 | 0 | 0 | 0 | 0 | 0 | 0 | 0 | 0 | 0 | 0 | 0 | 0 | 0 | 0 | 0 | 0 | 0 | 0 | 0 | 0 | 0 | 0 | 0 | 0 | 0
Commercial_Grocery_Existing_Space Heating_Natural Gas_Boiler_Vintage_Baseline Forecast | Commercial | Grocery | Existing | Space Heating | Natural Gas | Boiler | Vintage |  | Baseline Forecast | 12218.0928 | 11934.913 | 11630.006 | 11293.7827 | 10939.492 | 10564.5432 | 10182.6859 | 9798.1541 | 9410.1861 | 9015.7432 | 8614.8464 | 8208.4109 | 7797.0475 | 7381.5084 | 6962.526 | 6541.0453 | 6117.8159 | 5693.5092 | 5268.6794 | 4843.8271 | 4419.3658 | 3995.7131 | 3612.5884 | 3266.1225 | 2952.8146 | 2669.4765 | 2413.2486 | 2181.5438 | 1972.021 | 1782.5621 | 1611.2511 | 1456.3541 | 1316.348 | 0 | 0 | 0 | 0 | 0 | 0 | 0 | 0 | 0 | 0 | 0 | 0 | 0 | 0 | 0 | 0 | 0 | 0
Commercial_Grocery_Existing_Space Heating_Natural Gas_Unit Heater_E1_Baseline Forecast | Commercial | Grocery | Existing | Space Heating | Natural Gas | Unit Heater | E1 |  | Baseline Forecast | 0 | 0 | 0 | 0 | 0 | 0 | 0 | 0 | 0 | 0 | 0 | 0 | 0 | 0 | 0 | 0 | 0 | 0 | 0 | 0 | 0 | 0 | 0 | 0 | 0 | 0 | 0 | 0 | 0 | 0 | 0 | 0 | 0 | 0 | 0 | 0 | 0 | 0 | 0 | 0 | 0 | 0 | 0 | 0 | 0 | 0 | 0 | 0 | 0 | 0 | 0
Commercial_Grocery_Existing_Space Heating_Natural Gas_Unit Heater_E2_Baseline Forecast | Commercial | Grocery | Existing | Space Heating | Natural Gas | Unit Heater | E2 |  | Baseline Forecast | 0 | 0 | 0 | 0 | 0 | 0 | 0 | 0 | 0 | 0 | 0 | 0 | 0 | 0 | 0 | 0 | 0 | 0 | 0 | 0 | 0 | 0 | 0 | 0 | 0 | 0 | 0 | 0 | 0 | 0 | 0 | 0 | 0 | 0 | 0 | 0 | 0 | 0 | 0 | 0 | 0 | 0 | 0 | 0 | 0 | 0 | 0 | 0 | 0 | 0 | 0
Commercial_Grocery_Existing_Space Heating_Natural Gas_Unit Heater_E3_Baseline Forecast | Commercial | Grocery | Existing | Space Heating | Natural Gas | Unit Heater | E3 |  | Baseline Forecast | 0 | 0 | 0 | 0 | 0 | 0 | 0 | 0 | 0 | 0 | 0 | 0 | 0 | 0 | 0 | 0 | 0 | 0 | 0 | 0 | 0 | 0 | 0 | 0 | 0 | 0 | 0 | 0 | 0 | 0 | 0 | 0 | 0 | 0 | 0 | 0 | 0 | 0 | 0 | 0 | 0 | 0 | 0 | 0 | 0 | 0 | 0 | 0 | 0 | 0 | 0
Commercial_Grocery_Existing_Space Heating_Natural Gas_Unit Heater_E4_Baseline Forecast | Commercial | Grocery | Existing | Space Heating | Natural Gas | Unit Heater | E4 |  | Baseline Forecast | 0 | 0 | 0 | 0 | 0 | 0 | 0 | 0 | 0 | 0 | 0 | 0 | 0 | 0 | 0 | 0 | 0 | 0 | 0 | 0 | 0 | 0 | 0 | 0 | 0 | 0 | 0 | 0 | 0 | 0 | 0 | 0 | 0 | 0 | 0 | 0 | 0 | 0 | 0 | 0 | 0 | 0 | 0 | 0 | 0 | 0 | 0 | 0 | 0 | 0 | 0
Commercial_Grocery_Existing_Space Heating_Natural Gas_Unit Heater_E5_Baseline Forecast | Commercial | Grocery | Existing | Space Heating | Natural Gas | Unit Heater | E5 |  | Baseline Forecast | 0 | 0 | 0 | 0 | 0 | 0 | 0 | 0 | 0 | 0 | 0 | 0 | 0 | 0 | 0 | 0 | 0 | 0 | 0 | 0 | 0 | 0 | 0 | 0 | 0 | 0 | 0 | 0 | 0 | 0 | 0 | 0 | 0 | 0 | 0 | 0 | 0 | 0 | 0 | 0 | 0 | 0 | 0 | 0 | 0 | 0 | 0 | 0 | 0 | 0 | 0
Commercial_Grocery_Existing_Space Heating_Natural Gas_Unit Heater_E6_Baseline Forecast | Commercial | Grocery | Existing | Space Heating | Natural Gas | Unit Heater | E6 |  | Baseline Forecast | 0 | 0 | 0 | 0 | 0 | 0 | 0 | 0 | 0 | 0 | 0 | 0 | 0 | 0 | 0 | 0 | 0 | 0 | 0 | 0 | 0 | 0 | 0 | 0 | 0 | 0 | 0 | 0 | 0 | 0 | 0 | 0 | 0 | 0 | 0 | 0 | 0 | 0 | 0 | 0 | 0 | 0 | 0 | 0 | 0 | 0 | 0 | 0 | 0 | 0 | 0
Commercial_Grocery_Existing_Space Heating_Natural Gas_Unit Heater_E7_Baseline Forecast | Commercial | Grocery | Existing | Space Heating | Natural Gas | Unit Heater | E7 |  | Baseline Forecast | 0 | 0 | 0 | 0 | 0 | 0 | 0 | 0 | 0 | 0 | 0 | 0 | 0 | 0 | 0 | 0 | 0 | 0 | 0 | 0 | 0 | 0 | 0 | 0 | 0 | 0 | 0 | 0 | 0 | 0 | 0 | 0 | 0 | 0 | 0 | 0 | 0 | 0 | 0 | 0 | 0 | 0 | 0 | 0 | 0 | 0 | 0 | 0 | 0 | 0 | 0
Commercial_Grocery_Existing_Space Heating_Natural Gas_Unit Heater_E8_Baseline Forecast | Commercial | Grocery | Existing | Space Heating | Natural Gas | Unit Heater | E8 |  | Baseline Forecast | 0 | 0 | 0 | 0 | 0 | 0 | 0 | 0 | 0 | 0 | 0 | 0 | 0 | 0 | 0 | 0 | 0 | 0 | 0 | 0 | 0 | 0 | 0 | 0 | 0 | 0 | 0 | 0 | 0 | 0 | 0 | 0 | 0 | 0 | 0 | 0 | 0 | 0 | 0 | 0 | 0 | 0 | 0 | 0 | 0 | 0 | 0 | 0 | 0 | 0 | 0
Commercial_Grocery_Existing_Space Heating_Natural Gas_Unit Heater_E9_Baseline Forecast | Commercial | Grocery | Existing | Space Heating | Natural Gas | Unit Heater | E9 |  | Baseline Forecast | 0 | 0 | 0 | 0 | 0 | 0 | 0 | 0 | 0 | 0 | 0 | 0 | 0 | 0 | 0 | 0 | 0 | 0 | 0 | 0 | 0 | 0 | 0 | 0 | 0 | 0 | 0 | 0 | 0 | 0 | 0 | 0 | 0 | 0 | 0 | 0 | 0 | 0 | 0 | 0 | 0 | 0 | 0 | 0 | 0 | 0 | 0 | 0 | 0 | 0 | 0
Commercial_Grocery_Existing_Space Heating_Natural Gas_Unit Heater_E10_Baseline Forecast | Commercial | Grocery | Existing | Space Heating | Natural Gas | Unit Heater | E10 |  | Baseline Forecast | 0 | 0 | 0 | 0 | 0 | 0 | 0 | 0 | 0 | 0 | 0 | 0 | 0 | 0 | 0 | 0 | 0 | 0 | 0 | 0 | 0 | 0 | 0 | 0 | 0 | 0 | 0 | 0 | 0 | 0 | 0 | 0 | 0 | 0 | 0 | 0 | 0 | 0 | 0 | 0 | 0 | 0 | 0 | 0 | 0 | 0 | 0 | 0 | 0 | 0 | 0
Commercial_Grocery_Existing_Space Heating_Natural Gas_Unit Heater_Vintage_Baseline Forecast | Commercial | Grocery | Existing | Space Heating | Natural Gas | Unit Heater | Vintage |  | Baseline Forecast | 0 | 0 | 0 | 0 | 0 | 0 | 0 | 0 | 0 | 0 | 0 | 0 | 0 | 0 | 0 | 0 | 0 | 0 | 0 | 0 | 0 | 0 | 0 | 0 | 0 | 0 | 0 | 0 | 0 | 0 | 0 | 0 | 0 | 0 | 0 | 0 | 0 | 0 | 0 | 0 | 0 | 0 | 0 | 0 | 0 | 0 | 0 | 0 | 0 | 0 | 0
Commercial_Grocery_Existing_Water Heating_Natural Gas_Water Heater_E1_Baseline Forecast | Commercial | Grocery | Existing | Water Heating | Natural Gas | Water Heater | E1 |  | Baseline Forecast | 0 | 0 | 0 | 0 | 0 | 0 | 0 | 0 | 0 | 0 | 0 | 0 | 0 | 0 | 0 | 0 | 0 | 0 | 0 | 0 | 0 | 0 | 0 | 0 | 0 | 0 | 0 | 0 | 0 | 0 | 0 | 0 | 0 | 0 | 0 | 0 | 0 | 0 | 0 | 0 | 0 | 0 | 0 | 0 | 0 | 0 | 0 | 0 | 0 | 0 | 0
Commercial_Grocery_Existing_Water Heating_Natural Gas_Water Heater_E2_Baseline Forecast | Commercial | Grocery | Existing | Water Heating | Natural Gas | Water Heater | E2 |  | Baseline Forecast | 0 | 55285.2203 | 126505.7573 | 209898.5649 | 302619.7352 | 402164.0599 | 507078.4891 | 616257.8691 | 728704.8461 | 843377.2863 | 933306.534 | 1003551.5951 | 1058099.4434 | 1100129.549 | 1132170.1454 | 1156274.9998 | 1174070.1676 | 1186852.8976 | 1195648.3122 | 1201272.3774 | 1204364.1241 | 1205440.1545 | 1204921.1103 | 1203134.5081 | 1200341.027 | 1196738.6075 | 1192492.2128 | 1187733.1307 | 1182565.8442 | 1177073.5018 | 1171322.2719 | 1165364.808 | 1159282.9451 | 0 | 0 | 0 | 0 | 0 | 0 | 0 | 0 | 0 | 0 | 0 | 0 | 0 | 0 | 0 | 0 | 0 | 0
Commercial_Grocery_Existing_Water Heating_Natural Gas_Water Heater_E3_Baseline Forecast | Commercial | Grocery | Existing | Water Heating | Natural Gas | Water Heater | E3 |  | Baseline Forecast | 0 | 0 | 0 | 0 | 0 | 0 | 0 | 0 | 0 | 0 | 0 | 0 | 0 | 0 | 0 | 0 | 0 | 0 | 0 | 0 | 0 | 0 | 0 | 0 | 0 | 0 | 0 | 0 | 0 | 0 | 0 | 0 | 0 | 0 | 0 | 0 | 0 | 0 | 0 | 0 | 0 | 0 | 0 | 0 | 0 | 0 | 0 | 0 | 0 | 0 | 0
Commercial_Grocery_Existing_Water Heating_Natural Gas_Water Heater_E4_Baseline Forecast | Commercial | Grocery | Existing | Water Heating | Natural Gas | Water Heater | E4 |  | Baseline Forecast | 0 | 0 | 0 | 0 | 0 | 0 | 0 | 0 | 0 | 0 | 0 | 0 | 0 | 0 | 0 | 0 | 0 | 0 | 0 | 0 | 0 | 0 | 0 | 0 | 0 | 0 | 0 | 0 | 0 | 0 | 0 | 0 | 0 | 0 | 0 | 0 | 0 | 0 | 0 | 0 | 0 | 0 | 0 | 0 | 0 | 0 | 0 | 0 | 0 | 0 | 0
Commercial_Grocery_Existing_Water Heating_Natural Gas_Water Heater_E5_Baseline Forecast | Commercial | Grocery | Existing | Water Heating | Natural Gas | Water Heater | E5 |  | Baseline Forecast | 0 | 0 | 0 | 0 | 0 | 0 | 0 | 0 | 0 | 0 | 0 | 0 | 0 | 0 | 0 | 0 | 0 | 0 | 0 | 0 | 0 | 0 | 0 | 0 | 0 | 0 | 0 | 0 | 0 | 0 | 0 | 0 | 0 | 0 | 0 | 0 | 0 | 0 | 0 | 0 | 0 | 0 | 0 | 0 | 0 | 0 | 0 | 0 | 0 | 0 | 0
Commercial_Grocery_Existing_Water Heating_Natural Gas_Water Heater_E6_Baseline Forecast | Commercial | Grocery | Existing | Water Heating | Natural Gas | Water Heater | E6 |  | Baseline Forecast | 0 | 0 | 0 | 0 | 0 | 0 | 0 | 0 | 0 | 0 | 0 | 0 | 0 | 0 | 0 | 0 | 0 | 0 | 0 | 0 | 0 | 0 | 0 | 0 | 0 | 0 | 0 | 0 | 0 | 0 | 0 | 0 | 0 | 0 | 0 | 0 | 0 | 0 | 0 | 0 | 0 | 0 | 0 | 0 | 0 | 0 | 0 | 0 | 0 | 0 | 0
Commercial_Grocery_Existing_Water Heating_Natural Gas_Water Heater_E7_Baseline Forecast | Commercial | Grocery | Existing | Water Heating | Natural Gas | Water Heater | E7 |  | Baseline Forecast | 0 | 0 | 0 | 0 | 0 | 0 | 0 | 0 | 0 | 0 | 0 | 0 | 0 | 0 | 0 | 0 | 0 | 0 | 0 | 0 | 0 | 0 | 0 | 0 | 0 | 0 | 0 | 0 | 0 | 0 | 0 | 0 | 0 | 0 | 0 | 0 | 0 | 0 | 0 | 0 | 0 | 0 | 0 | 0 | 0 | 0 | 0 | 0 | 0 | 0 | 0
Commercial_Grocery_Existing_Water Heating_Natural Gas_Water Heater_E8_Baseline Forecast | Commercial | Grocery | Existing | Water Heating | Natural Gas | Water Heater | E8 |  | Baseline Forecast | 0 | 0 | 0 | 0 | 0 | 0 | 0 | 0 | 0 | 0 | 0 | 0 | 0 | 0 | 0 | 0 | 0 | 0 | 0 | 0 | 0 | 0 | 0 | 0 | 0 | 0 | 0 | 0 | 0 | 0 | 0 | 0 | 0 | 0 | 0 | 0 | 0 | 0 | 0 | 0 | 0 | 0 | 0 | 0 | 0 | 0 | 0 | 0 | 0 | 0 | 0
Commercial_Grocery_Existing_Water Heating_Natural Gas_Water Heater_E9_Baseline Forecast | Commercial | Grocery | Existing | Water Heating | Natural Gas | Water Heater | E9 |  | Baseline Forecast | 0 | 0 | 0 | 0 | 0 | 0 | 0 | 0 | 0 | 0 | 0 | 0 | 0 | 0 | 0 | 0 | 0 | 0 | 0 | 0 | 0 | 0 | 0 | 0 | 0 | 0 | 0 | 0 | 0 | 0 | 0 | 0 | 0 | 0 | 0 | 0 | 0 | 0 | 0 | 0 | 0 | 0 | 0 | 0 | 0 | 0 | 0 | 0 | 0 | 0 | 0
Commercial_Grocery_Existing_Water Heating_Natural Gas_Water Heater_E10_Baseline Forecast | Commercial | Grocery | Existing | Water Heating | Natural Gas | Water Heater | E10 |  | Baseline Forecast | 0 | 0 | 0 | 0 | 0 | 0 | 0 | 0 | 0 | 0 | 0 | 0 | 0 | 0 | 0 | 0 | 0 | 0 | 0 | 0 | 0 | 0 | 0 | 0 | 0 | 0 | 0 | 0 | 0 | 0 | 0 | 0 | 0 | 0 | 0 | 0 | 0 | 0 | 0 | 0 | 0 | 0 | 0 | 0 | 0 | 0 | 0 | 0 | 0 | 0 | 0
Commercial_Grocery_Existing_Water Heating_Natural Gas_Water Heater_Vintage_Baseline Forecast | Commercial | Grocery | Existing | Water Heating | Natural Gas | Water Heater | Vintage |  | Baseline Forecast | 1389198.4354 | 1326845.2871 | 1248556.822 | 1156628.5501 | 1055150.0745 | 946004.4524 | 832120.2317 | 714998.3116 | 595414.6167 | 473853.6523 | 377126.5958 | 300151.9149 | 238883.7575 | 190113.9253 | 151291.7412 | 120392.6841 | 95801.4387 | 76231.5207 | 60657.9483 | 48264.8984 | 38402.7053 | 30554.7572 | 24310.0414 | 19341.1525 | 15387.5235 | 12241.6885 | 9738.6772 | 7747.1954 | 6162.7532 | 4902.1952 | 3899.3463 | 3101.5461 | 2466.9745 | 0 | 0 | 0 | 0 | 0 | 0 | 0 | 0 | 0 | 0 | 0 | 0 | 0 | 0 | 0 | 0 | 0 | 0
Commercial_Grocery_Existing_Food Preparation_Natural Gas_Oven_E1_Baseline Forecast | Commercial | Grocery | Existing | Food Preparation | Natural Gas | Oven | E1 |  | Baseline Forecast | 0 | 4330.4848 | 9909.181 | 16441.3298 | 23704.1681 | 31501.4634 | 39719.3982 | 48271.4062 | 57079.3646 | 66061.6433 | 75158.7121 | 84326.7388 | 91495.852 | 97071.8263 | 101377.3097 | 104672.8176 | 107165.0251 | 109018.7419 | 110364.4841 | 111306.1375 | 111925.4193 | 112288.1049 | 112447.4302 | 112445.0917 | 112314.2759 | 112080.5024 | 111764.775 | 111383.8098 | 110950.9098 | 110476.6622 | 109969.4916 | 109436.1024 | 108885.5804 | 0 | 0 | 0 | 0 | 0 | 0 | 0 | 0 | 0 | 0 | 0 | 0 | 0 | 0 | 0 | 0 | 0 | 0
Commercial_Grocery_Existing_Food Preparation_Natural Gas_Oven_E2_Baseline Forecast | Commercial | Grocery | Existing | Food Preparation | Natural Gas | Oven | E2 |  | Baseline Forecast | 0 | 6231.6732 | 14259.5532 | 23659.4746 | 34110.8761 | 45331.3741 | 57157.1828 | 69463.7308 | 82138.5979 | 95064.316 | 108155.2199 | 121348.2339 | 131664.7627 | 139688.7256 | 145884.4212 | 150626.7375 | 154213.0849 | 156880.6285 | 158817.1844 | 160172.2466 | 161063.4083 | 161585.3216 | 161814.5946 | 161811.2295 | 161622.9824 | 161286.5767 | 160832.2373 | 160284.0189 | 159661.0654 | 158978.6114 | 158248.7806 | 157481.2205 | 156689.006 | 0 | 0 | 0 | 0 | 0 | 0 | 0 | 0 | 0 | 0 | 0 | 0 | 0 | 0 | 0 | 0 | 0 | 0
Commercial_Grocery_Existing_Food Preparation_Natural Gas_Oven_E3_Baseline Forecast | Commercial | Grocery | Existing | Food Preparation | Natural Gas | Oven | E3 |  | Baseline Forecast | 0 | 0 | 0 | 0 | 0 | 0 | 0 | 0 | 0 | 0 | 0 | 0 | 0 | 0 | 0 | 0 | 0 | 0 | 0 | 0 | 0 | 0 | 0 | 0 | 0 | 0 | 0 | 0 | 0 | 0 | 0 | 0 | 0 | 0 | 0 | 0 | 0 | 0 | 0 | 0 | 0 | 0 | 0 | 0 | 0 | 0 | 0 | 0 | 0 | 0 | 0
Commercial_Grocery_Existing_Food Preparation_Natural Gas_Oven_E4_Baseline Forecast | Commercial | Grocery | Existing | Food Preparation | Natural Gas | Oven | E4 |  | Baseline Forecast | 0 | 0 | 0 | 0 | 0 | 0 | 0 | 0 | 0 | 0 | 0 | 0 | 0 | 0 | 0 | 0 | 0 | 0 | 0 | 0 | 0 | 0 | 0 | 0 | 0 | 0 | 0 | 0 | 0 | 0 | 0 | 0 | 0 | 0 | 0 | 0 | 0 | 0 | 0 | 0 | 0 | 0 | 0 | 0 | 0 | 0 | 0 | 0 | 0 | 0 | 0
Commercial_Grocery_Existing_Food Preparation_Natural Gas_Oven_E5_Baseline Forecast | Commercial | Grocery | Existing | Food Preparation | Natural Gas | Oven | E5 |  | Baseline Forecast | 0 | 0 | 0 | 0 | 0 | 0 | 0 | 0 | 0 | 0 | 0 | 0 | 0 | 0 | 0 | 0 | 0 | 0 | 0 | 0 | 0 | 0 | 0 | 0 | 0 | 0 | 0 | 0 | 0 | 0 | 0 | 0 | 0 | 0 | 0 | 0 | 0 | 0 | 0 | 0 | 0 | 0 | 0 | 0 | 0 | 0 | 0 | 0 | 0 | 0 | 0
Commercial_Grocery_Existing_Food Preparation_Natural Gas_Oven_E6_Baseline Forecast | Commercial | Grocery | Existing | Food Preparation | Natural Gas | Oven | E6 |  | Baseline Forecast | 0 | 0 | 0 | 0 | 0 | 0 | 0 | 0 | 0 | 0 | 0 | 0 | 0 | 0 | 0 | 0 | 0 | 0 | 0 | 0 | 0 | 0 | 0 | 0 | 0 | 0 | 0 | 0 | 0 | 0 | 0 | 0 | 0 | 0 | 0 | 0 | 0 | 0 | 0 | 0 | 0 | 0 | 0 | 0 | 0 | 0 | 0 | 0 | 0 | 0 | 0
Commercial_Grocery_Existing_Food Preparation_Natural Gas_Oven_E7_Baseline Forecast | Commercial | Grocery | Existing | Food Preparation | Natural Gas | Oven | E7 |  | Baseline Forecast | 0 | 0 | 0 | 0 | 0 | 0 | 0 | 0 | 0 | 0 | 0 | 0 | 0 | 0 | 0 | 0 | 0 | 0 | 0 | 0 | 0 | 0 | 0 | 0 | 0 | 0 | 0 | 0 | 0 | 0 | 0 | 0 | 0 | 0 | 0 | 0 | 0 | 0 | 0 | 0 | 0 | 0 | 0 | 0 | 0 | 0 | 0 | 0 | 0 | 0 | 0
Commercial_Grocery_Existing_Food Preparation_Natural Gas_Oven_E8_Baseline Forecast | Commercial | Grocery | Existing | Food Preparation | Natural Gas | Oven | E8 |  | Baseline Forecast | 0 | 0 | 0 | 0 | 0 | 0 | 0 | 0 | 0 | 0 | 0 | 0 | 0 | 0 | 0 | 0 | 0 | 0 | 0 | 0 | 0 | 0 | 0 | 0 | 0 | 0 | 0 | 0 | 0 | 0 | 0 | 0 | 0 | 0 | 0 | 0 | 0 | 0 | 0 | 0 | 0 | 0 | 0 | 0 | 0 | 0 | 0 | 0 | 0 | 0 | 0
Commercial_Grocery_Existing_Food Preparation_Natural Gas_Oven_E9_Baseline Forecast | Commercial | Grocery | Existing | Food Preparation | Natural Gas | Oven | E9 |  | Baseline Forecast | 0 | 0 | 0 | 0 | 0 | 0 | 0 | 0 | 0 | 0 | 0 | 0 | 0 | 0 | 0 | 0 | 0 | 0 | 0 | 0 | 0 | 0 | 0 | 0 | 0 | 0 | 0 | 0 | 0 | 0 | 0 | 0 | 0 | 0 | 0 | 0 | 0 | 0 | 0 | 0 | 0 | 0 | 0 | 0 | 0 | 0 | 0 | 0 | 0 | 0 | 0
Commercial_Grocery_Existing_Food Preparation_Natural Gas_Oven_E10_Baseline Forecast | Commercial | Grocery | Existing | Food Preparation | Natural Gas | Oven | E10 |  | Baseline Forecast | 0 | 0 | 0 | 0 | 0 | 0 | 0 | 0 | 0 | 0 | 0 | 0 | 0 | 0 | 0 | 0 | 0 | 0 | 0 | 0 | 0 | 0 | 0 | 0 | 0 | 0 | 0 | 0 | 0 | 0 | 0 | 0 | 0 | 0 | 0 | 0 | 0 | 0 | 0 | 0 | 0 | 0 | 0 | 0 | 0 | 0 | 0 | 0 | 0 | 0 | 0
Commercial_Grocery_Existing_Food Preparation_Natural Gas_Oven_Vintage_Baseline Forecast | Commercial | Grocery | Existing | Food Preparation | Natural Gas | Oven | Vintage |  | Baseline Forecast | 318485.1206 | 306302.5822 | 291075.6255 | 273186.7302 | 253464.8064 | 232245.8371 | 210145.6954 | 187466.247 | 164347.2705 | 140860.0231 | 117113.597 | 93209.736 | 74183.408 | 59038.3332 | 46982.4197 | 37386.9689 | 29750.3576 | 23673.0787 | 18836.8325 | 14988.2716 | 11925.6478 | 9488.5313 | 7549.2856 | 6006.2376 | 4778.4703 | 3801.5568 | 3024.267 | 2405.8285 | 1913.7929 | 1522.3368 | 1210.9103 | 963.1599 | 766.0989 | 0 | 0 | 0 | 0 | 0 | 0 | 0 | 0 | 0 | 0 | 0 | 0 | 0 | 0 | 0 | 0 | 0 | 0
Commercial_Grocery_Existing_Food Preparation_Natural Gas_Conveyor Oven_E1_Baseline Forecast | Commercial | Grocery | Existing | Food Preparation | Natural Gas | Conveyor Oven | E1 |  | Baseline Forecast | 0 | 1528.4064 | 3497.358 | 5802.8223 | 8366.177 | 11118.1635 | 14018.6111 | 17036.9669 | 20145.6581 | 23315.8741 | 26526.6043 | 29762.3784 | 33009.7775 | 36258.157 | 39498.7807 | 42726.0067 | 45935.1181 | 48424.1543 | 50340.193 | 51800.3007 | 52897.1958 | 53705.0047 | 54283.1547 | 54678.6293 | 54928.8217 | 55063.0527 | 55104.9931 | 55073.4814 | 54983.5103 | 54847.0111 | 54673.4787 | 54470.4688 | 54245.8628 | 0 | 0 | 0 | 0 | 0 | 0 | 0 | 0 | 0 | 0 | 0 | 0 | 0 | 0 | 0 | 0 | 0 | 0
Commercial_Grocery_Existing_Food Preparation_Natural Gas_Conveyor Oven_E2_Baseline Forecast | Commercial | Grocery | Existing | Food Preparation | Natural Gas | Conveyor Oven | E2 |  | Baseline Forecast | 0 | 2199.4141 | 5032.7835 | 8350.4028 | 12039.1327 | 15999.3085 | 20173.1233 | 24516.6109 | 28990.0934 | 33552.1115 | 38172.4306 | 42828.7884 | 47501.8749 | 52176.3723 | 56839.7088 | 61483.7657 | 66101.7552 | 69683.5391 | 72440.7656 | 74541.8962 | 76120.355 | 77282.8116 | 78114.7836 | 78683.8812 | 79043.9142 | 79237.0759 | 79297.4291 | 79252.083 | 79122.6124 | 78926.1867 | 78676.4693 | 78384.3332 | 78061.1197 | 0 | 0 | 0 | 0 | 0 | 0 | 0 | 0 | 0 | 0 | 0 | 0 | 0 | 0 | 0 | 0 | 0 | 0
Commercial_Grocery_Existing_Food Preparation_Natural Gas_Conveyor Oven_E3_Baseline Forecast | Commercial | Grocery | Existing | Food Preparation | Natural Gas | Conveyor Oven | E3 |  | Baseline Forecast | 0 | 0 | 0 | 0 | 0 | 0 | 0 | 0 | 0 | 0 | 0 | 0 | 0 | 0 | 0 | 0 | 0 | 0 | 0 | 0 | 0 | 0 | 0 | 0 | 0 | 0 | 0 | 0 | 0 | 0 | 0 | 0 | 0 | 0 | 0 | 0 | 0 | 0 | 0 | 0 | 0 | 0 | 0 | 0 | 0 | 0 | 0 | 0 | 0 | 0 | 0
Commercial_Grocery_Existing_Food Preparation_Natural Gas_Conveyor Oven_E4_Baseline Forecast | Commercial | Grocery | Existing | Food Preparation | Natural Gas | Conveyor Oven | E4 |  | Baseline Forecast | 0 | 0 | 0 | 0 | 0 | 0 | 0 | 0 | 0 | 0 | 0 | 0 | 0 | 0 | 0 | 0 | 0 | 0 | 0 | 0 | 0 | 0 | 0 | 0 | 0 | 0 | 0 | 0 | 0 | 0 | 0 | 0 | 0 | 0 | 0 | 0 | 0 | 0 | 0 | 0 | 0 | 0 | 0 | 0 | 0 | 0 | 0 | 0 | 0 | 0 | 0
Commercial_Grocery_Existing_Food Preparation_Natural Gas_Conveyor Oven_E5_Baseline Forecast | Commercial | Grocery | Existing | Food Preparation | Natural Gas | Conveyor Oven | E5 |  | Baseline Forecast | 0 | 0 | 0 | 0 | 0 | 0 | 0 | 0 | 0 | 0 | 0 | 0 | 0 | 0 | 0 | 0 | 0 | 0 | 0 | 0 | 0 | 0 | 0 | 0 | 0 | 0 | 0 | 0 | 0 | 0 | 0 | 0 | 0 | 0 | 0 | 0 | 0 | 0 | 0 | 0 | 0 | 0 | 0 | 0 | 0 | 0 | 0 | 0 | 0 | 0 | 0
Commercial_Grocery_Existing_Food Preparation_Natural Gas_Conveyor Oven_E6_Baseline Forecast | Commercial | Grocery | Existing | Food Preparation | Natural Gas | Conveyor Oven | E6 |  | Baseline Forecast | 0 | 0 | 0 | 0 | 0 | 0 | 0 | 0 | 0 | 0 | 0 | 0 | 0 | 0 | 0 | 0 | 0 | 0 | 0 | 0 | 0 | 0 | 0 | 0 | 0 | 0 | 0 | 0 | 0 | 0 | 0 | 0 | 0 | 0 | 0 | 0 | 0 | 0 | 0 | 0 | 0 | 0 | 0 | 0 | 0 | 0 | 0 | 0 | 0 | 0 | 0
Commercial_Grocery_Existing_Food Preparation_Natural Gas_Conveyor Oven_E7_Baseline Forecast | Commercial | Grocery | Existing | Food Preparation | Natural Gas | Conveyor Oven | E7 |  | Baseline Forecast | 0 | 0 | 0 | 0 | 0 | 0 | 0 | 0 | 0 | 0 | 0 | 0 | 0 | 0 | 0 | 0 | 0 | 0 | 0 | 0 | 0 | 0 | 0 | 0 | 0 | 0 | 0 | 0 | 0 | 0 | 0 | 0 | 0 | 0 | 0 | 0 | 0 | 0 | 0 | 0 | 0 | 0 | 0 | 0 | 0 | 0 | 0 | 0 | 0 | 0 | 0
Commercial_Grocery_Existing_Food Preparation_Natural Gas_Conveyor Oven_E8_Baseline Forecast | Commercial | Grocery | Existing | Food Preparation | Natural Gas | Conveyor Oven | E8 |  | Baseline Forecast | 0 | 0 | 0 | 0 | 0 | 0 | 0 | 0 | 0 | 0 | 0 | 0 | 0 | 0 | 0 | 0 | 0 | 0 | 0 | 0 | 0 | 0 | 0 | 0 | 0 | 0 | 0 | 0 | 0 | 0 | 0 | 0 | 0 | 0 | 0 | 0 | 0 | 0 | 0 | 0 | 0 | 0 | 0 | 0 | 0 | 0 | 0 | 0 | 0 | 0 | 0
Commercial_Grocery_Existing_Food Preparation_Natural Gas_Conveyor Oven_E9_Baseline Forecast | Commercial | Grocery | Existing | Food Preparation | Natural Gas | Conveyor Oven | E9 |  | Baseline Forecast | 0 | 0 | 0 | 0 | 0 | 0 | 0 | 0 | 0 | 0 | 0 | 0 | 0 | 0 | 0 | 0 | 0 | 0 | 0 | 0 | 0 | 0 | 0 | 0 | 0 | 0 | 0 | 0 | 0 | 0 | 0 | 0 | 0 | 0 | 0 | 0 | 0 | 0 | 0 | 0 | 0 | 0 | 0 | 0 | 0 | 0 | 0 | 0 | 0 | 0 | 0
Commercial_Grocery_Existing_Food Preparation_Natural Gas_Conveyor Oven_E10_Baseline Forecast | Commercial | Grocery | Existing | Food Preparation | Natural Gas | Conveyor Oven | E10 |  | Baseline Forecast | 0 | 0 | 0 | 0 | 0 | 0 | 0 | 0 | 0 | 0 | 0 | 0 | 0 | 0 | 0 | 0 | 0 | 0 | 0 | 0 | 0 | 0 | 0 | 0 | 0 | 0 | 0 | 0 | 0 | 0 | 0 | 0 | 0 | 0 | 0 | 0 | 0 | 0 | 0 | 0 | 0 | 0 | 0 | 0 | 0 | 0 | 0 | 0 | 0 | 0 | 0
Commercial_Grocery_Existing_Food Preparation_Natural Gas_Conveyor Oven_Vintage_Baseline Forecast | Commercial | Grocery | Existing | Food Preparation | Natural Gas | Conveyor Oven | Vintage |  | Baseline Forecast | 159242.5603 | 154704.5496 | 149092.0384 | 142490.5422 | 135234.6156 | 127421.8653 | 119319.4037 | 111047.1143 | 102646.865 | 94125.0056 | 85514.7297 | 76851.1875 | 68160.359 | 59464.9132 | 50783.5859 | 42133.4896 | 33527.3605 | 26678.5312 | 21228.2918 | 16891.1309 | 13439.6869 | 10693.1626 | 8507.7169 | 6768.7688 | 5385.1284 | 4284.1893 | 3408.2175 | 2711.2642 | 2156.7614 | 1715.6075 | 1364.6433 | 1085.4394 | 863.3601 | 0 | 0 | 0 | 0 | 0 | 0 | 0 | 0 | 0 | 0 | 0 | 0 | 0 | 0 | 0 | 0 | 0 | 0
Commercial_Grocery_Existing_Food Preparation_Natural Gas_Double Rack Oven_E1_Baseline Forecast | Commercial | Grocery | Existing | Food Preparation | Natural Gas | Double Rack Oven | E1 |  | Baseline Forecast | 0 | 2165.2424 | 4954.5905 | 8220.6649 | 11852.0841 | 15750.7317 | 19859.6991 | 24135.7031 | 28539.6823 | 33030.8217 | 37579.3561 | 42163.3694 | 45747.926 | 48535.9131 | 50688.6548 | 52336.4088 | 53582.5125 | 54509.3709 | 55182.242 | 55653.0687 | 55962.7097 | 56144.0524 | 56223.7151 | 56222.5458 | 56157.1379 | 56040.2512 | 55882.3875 | 55691.9049 | 55475.4549 | 55238.3311 | 54984.7458 | 54718.0512 | 54442.7902 | 0 | 0 | 0 | 0 | 0 | 0 | 0 | 0 | 0 | 0 | 0 | 0 | 0 | 0 | 0 | 0 | 0 | 0
Commercial_Grocery_Existing_Food Preparation_Natural Gas_Double Rack Oven_E2_Baseline Forecast | Commercial | Grocery | Existing | Food Preparation | Natural Gas | Double Rack Oven | E2 |  | Baseline Forecast | 0 | 3115.8366 | 7129.7766 | 11829.7373 | 17055.4381 | 22665.687 | 28578.5914 | 34731.8654 | 41069.2989 | 47532.158 | 54077.61 | 60674.1169 | 65832.3813 | 69844.3628 | 72942.2106 | 75313.3688 | 77106.5424 | 78440.3143 | 79408.5922 | 80086.1233 | 80531.7042 | 80792.6608 | 80907.2973 | 80905.6148 | 80811.4912 | 80643.2883 | 80416.1186 | 80142.0095 | 79830.5327 | 79489.3057 | 79124.3903 | 78740.6103 | 78344.503 | 0 | 0 | 0 | 0 | 0 | 0 | 0 | 0 | 0 | 0 | 0 | 0 | 0 | 0 | 0 | 0 | 0 | 0
Commercial_Grocery_Existing_Food Preparation_Natural Gas_Double Rack Oven_E3_Baseline Forecast | Commercial | Grocery | Existing | Food Preparation | Natural Gas | Double Rack Oven | E3 |  | Baseline Forecast | 0 | 0 | 0 | 0 | 0 | 0 | 0 | 0 | 0 | 0 | 0 | 0 | 0 | 0 | 0 | 0 | 0 | 0 | 0 | 0 | 0 | 0 | 0 | 0 | 0 | 0 | 0 | 0 | 0 | 0 | 0 | 0 | 0 | 0 | 0 | 0 | 0 | 0 | 0 | 0 | 0 | 0 | 0 | 0 | 0 | 0 | 0 | 0 | 0 | 0 | 0
Commercial_Grocery_Existing_Food Preparation_Natural Gas_Double Rack Oven_E4_Baseline Forecast | Commercial | Grocery | Existing | Food Preparation | Natural Gas | Double Rack Oven | E4 |  | Baseline Forecast | 0 | 0 | 0 | 0 | 0 | 0 | 0 | 0 | 0 | 0 | 0 | 0 | 0 | 0 | 0 | 0 | 0 | 0 | 0 | 0 | 0 | 0 | 0 | 0 | 0 | 0 | 0 | 0 | 0 | 0 | 0 | 0 | 0 | 0 | 0 | 0 | 0 | 0 | 0 | 0 | 0 | 0 | 0 | 0 | 0 | 0 | 0 | 0 | 0 | 0 | 0
Commercial_Grocery_Existing_Food Preparation_Natural Gas_Double Rack Oven_E5_Baseline Forecast | Commercial | Grocery | Existing | Food Preparation | Natural Gas | Double Rack Oven | E5 |  | Baseline Forecast | 0 | 0 | 0 | 0 | 0 | 0 | 0 | 0 | 0 | 0 | 0 | 0 | 0 | 0 | 0 | 0 | 0 | 0 | 0 | 0 | 0 | 0 | 0 | 0 | 0 | 0 | 0 | 0 | 0 | 0 | 0 | 0 | 0 | 0 | 0 | 0 | 0 | 0 | 0 | 0 | 0 | 0 | 0 | 0 | 0 | 0 | 0 | 0 | 0 | 0 | 0
Commercial_Grocery_Existing_Food Preparation_Natural Gas_Double Rack Oven_E6_Baseline Forecast | Commercial | Grocery | Existing | Food Preparation | Natural Gas | Double Rack Oven | E6 |  | Baseline Forecast | 0 | 0 | 0 | 0 | 0 | 0 | 0 | 0 | 0 | 0 | 0 | 0 | 0 | 0 | 0 | 0 | 0 | 0 | 0 | 0 | 0 | 0 | 0 | 0 | 0 | 0 | 0 | 0 | 0 | 0 | 0 | 0 | 0 | 0 | 0 | 0 | 0 | 0 | 0 | 0 | 0 | 0 | 0 | 0 | 0 | 0 | 0 | 0 | 0 | 0 | 0
Commercial_Grocery_Existing_Food Preparation_Natural Gas_Double Rack Oven_E7_Baseline Forecast | Commercial | Grocery | Existing | Food Preparation | Natural Gas | Double Rack Oven | E7 |  | Baseline Forecast | 0 | 0 | 0 | 0 | 0 | 0 | 0 | 0 | 0 | 0 | 0 | 0 | 0 | 0 | 0 | 0 | 0 | 0 | 0 | 0 | 0 | 0 | 0 | 0 | 0 | 0 | 0 | 0 | 0 | 0 | 0 | 0 | 0 | 0 | 0 | 0 | 0 | 0 | 0 | 0 | 0 | 0 | 0 | 0 | 0 | 0 | 0 | 0 | 0 | 0 | 0
Commercial_Grocery_Existing_Food Preparation_Natural Gas_Double Rack Oven_E8_Baseline Forecast | Commercial | Grocery | Existing | Food Preparation | Natural Gas | Double Rack Oven | E8 |  | Baseline Forecast | 0 | 0 | 0 | 0 | 0 | 0 | 0 | 0 | 0 | 0 | 0 | 0 | 0 | 0 | 0 | 0 | 0 | 0 | 0 | 0 | 0 | 0 | 0 | 0 | 0 | 0 | 0 | 0 | 0 | 0 | 0 | 0 | 0 | 0 | 0 | 0 | 0 | 0 | 0 | 0 | 0 | 0 | 0 | 0 | 0 | 0 | 0 | 0 | 0 | 0 | 0
Commercial_Grocery_Existing_Food Preparation_Natural Gas_Double Rack Oven_E9_Baseline Forecast | Commercial | Grocery | Existing | Food Preparation | Natural Gas | Double Rack Oven | E9 |  | Baseline Forecast | 0 | 0 | 0 | 0 | 0 | 0 | 0 | 0 | 0 | 0 | 0 | 0 | 0 | 0 | 0 | 0 | 0 | 0 | 0 | 0 | 0 | 0 | 0 | 0 | 0 | 0 | 0 | 0 | 0 | 0 | 0 | 0 | 0 | 0 | 0 | 0 | 0 | 0 | 0 | 0 | 0 | 0 | 0 | 0 | 0 | 0 | 0 | 0 | 0 | 0 | 0
Commercial_Grocery_Existing_Food Preparation_Natural Gas_Double Rack Oven_E10_Baseline Forecast | Commercial | Grocery | Existing | Food Preparation | Natural Gas | Double Rack Oven | E10 |  | Baseline Forecast | 0 | 0 | 0 | 0 | 0 | 0 | 0 | 0 | 0 | 0 | 0 | 0 | 0 | 0 | 0 | 0 | 0 | 0 | 0 | 0 | 0 | 0 | 0 | 0 | 0 | 0 | 0 | 0 | 0 | 0 | 0 | 0 | 0 | 0 | 0 | 0 | 0 | 0 | 0 | 0 | 0 | 0 | 0 | 0 | 0 | 0 | 0 | 0 | 0 | 0 | 0
Commercial_Grocery_Existing_Food Preparation_Natural Gas_Double Rack Oven_Vintage_Baseline Forecast | Commercial | Grocery | Existing | Food Preparation | Natural Gas | Double Rack Oven | Vintage |  | Baseline Forecast | 159242.5603 | 153151.2911 | 145537.8128 | 136593.3651 | 126732.4032 | 116122.9186 | 105072.8477 | 93733.1235 | 82173.6353 | 70430.0115 | 58556.7985 | 46604.868 | 37091.704 | 29519.1666 | 23491.2099 | 18693.4844 | 14875.1788 | 11836.5394 | 9418.4162 | 7494.1358 | 5962.8239 | 4744.2657 | 3774.6428 | 3003.1188 | 2389.2351 | 1900.7784 | 1512.1335 | 1202.9143 | 956.8964 | 761.1684 | 605.4551 | 481.58 | 383.0494 | 0 | 0 | 0 | 0 | 0 | 0 | 0 | 0 | 0 | 0 | 0 | 0 | 0 | 0 | 0 | 0 | 0 | 0
Commercial_Grocery_Existing_Food Preparation_Natural Gas_Fryer_E1_Baseline Forecast | Commercial | Grocery | Existing | Food Preparation | Natural Gas | Fryer | E1 |  | Baseline Forecast | 0 | 31974.5329 | 76876.6359 | 76399.4374 | 75909.8363 | 75373.0495 | 67126.2341 | 50046.0906 | 37333.3493 | 27854.3463 | 13588.8514 | 0 | 0 | 0 | 0 | 0 | 0 | 0 | 0 | 0 | 0 | 0 | 0 | 0 | 0 | 0 | 0 | 0 | 0 | 0 | 0 | 0 | 0 | 0 | 0 | 0 | 0 | 0 | 0 | 0 | 0 | 0 | 0 | 0 | 0 | 0 | 0 | 0 | 0 | 0 | 0
Commercial_Grocery_Existing_Food Preparation_Natural Gas_Fryer_E2_Baseline Forecast | Commercial | Grocery | Existing | Food Preparation | Natural Gas | Fryer | E2 |  | Baseline Forecast | 0 | 11234.2953 | 27010.7099 | 100714.8222 | 183416.3461 | 272285.5804 | 345394.0645 | 410109.8891 | 457716.1178 | 492494.1822 | 524872.295 | 551214.2974 | 559951.6917 | 565680.8847 | 569152.8025 | 570948.1905 | 571495.8828 | 571117.2456 | 570048.5718 | 568466.1881 | 566496.7618 | 564238.3918 | 561768.6792 | 559142.3028 | 556400.0701 | 553568.0253 | 550668.8446 | 547719.445 | 544732.4465 | 541717.263 | 538680.9164 | 535628.6443 | 532582.6999 | 0 | 0 | 0 | 0 | 0 | 0 | 0 | 0 | 0 | 0 | 0 | 0 | 0 | 0 | 0 | 0 | 0 | 0
Commercial_Grocery_Existing_Food Preparation_Natural Gas_Fryer_E3_Baseline Forecast | Commercial | Grocery | Existing | Food Preparation | Natural Gas | Fryer | E3 |  | Baseline Forecast | 0 | 0 | 0 | 0 | 0 | 0 | 0 | 0 | 0 | 0 | 0 | 0 | 0 | 0 | 0 | 0 | 0 | 0 | 0 | 0 | 0 | 0 | 0 | 0 | 0 | 0 | 0 | 0 | 0 | 0 | 0 | 0 | 0 | 0 | 0 | 0 | 0 | 0 | 0 | 0 | 0 | 0 | 0 | 0 | 0 | 0 | 0 | 0 | 0 | 0 | 0
Commercial_Grocery_Existing_Food Preparation_Natural Gas_Fryer_E4_Baseline Forecast | Commercial | Grocery | Existing | Food Preparation | Natural Gas | Fryer | E4 |  | Baseline Forecast | 0 | 0 | 0 | 0 | 0 | 0 | 0 | 0 | 0 | 0 | 0 | 0 | 0 | 0 | 0 | 0 | 0 | 0 | 0 | 0 | 0 | 0 | 0 | 0 | 0 | 0 | 0 | 0 | 0 | 0 | 0 | 0 | 0 | 0 | 0 | 0 | 0 | 0 | 0 | 0 | 0 | 0 | 0 | 0 | 0 | 0 | 0 | 0 | 0 | 0 | 0
Commercial_Grocery_Existing_Food Preparation_Natural Gas_Fryer_E5_Baseline Forecast | Commercial | Grocery | Existing | Food Preparation | Natural Gas | Fryer | E5 |  | Baseline Forecast | 0 | 0 | 0 | 0 | 0 | 0 | 0 | 0 | 0 | 0 | 0 | 0 | 0 | 0 | 0 | 0 | 0 | 0 | 0 | 0 | 0 | 0 | 0 | 0 | 0 | 0 | 0 | 0 | 0 | 0 | 0 | 0 | 0 | 0 | 0 | 0 | 0 | 0 | 0 | 0 | 0 | 0 | 0 | 0 | 0 | 0 | 0 | 0 | 0 | 0 | 0
Commercial_Grocery_Existing_Food Preparation_Natural Gas_Fryer_E6_Baseline Forecast | Commercial | Grocery | Existing | Food Preparation | Natural Gas | Fryer | E6 |  | Baseline Forecast | 0 | 0 | 0 | 0 | 0 | 0 | 0 | 0 | 0 | 0 | 0 | 0 | 0 | 0 | 0 | 0 | 0 | 0 | 0 | 0 | 0 | 0 | 0 | 0 | 0 | 0 | 0 | 0 | 0 | 0 | 0 | 0 | 0 | 0 | 0 | 0 | 0 | 0 | 0 | 0 | 0 | 0 | 0 | 0 | 0 | 0 | 0 | 0 | 0 | 0 | 0
Commercial_Grocery_Existing_Food Preparation_Natural Gas_Fryer_E7_Baseline Forecast | Commercial | Grocery | Existing | Food Preparation | Natural Gas | Fryer | E7 |  | Baseline Forecast | 0 | 0 | 0 | 0 | 0 | 0 | 0 | 0 | 0 | 0 | 0 | 0 | 0 | 0 | 0 | 0 | 0 | 0 | 0 | 0 | 0 | 0 | 0 | 0 | 0 | 0 | 0 | 0 | 0 | 0 | 0 | 0 | 0 | 0 | 0 | 0 | 0 | 0 | 0 | 0 | 0 | 0 | 0 | 0 | 0 | 0 | 0 | 0 | 0 | 0 | 0
Commercial_Grocery_Existing_Food Preparation_Natural Gas_Fryer_E8_Baseline Forecast | Commercial | Grocery | Existing | Food Preparation | Natural Gas | Fryer | E8 |  | Baseline Forecast | 0 | 0 | 0 | 0 | 0 | 0 | 0 | 0 | 0 | 0 | 0 | 0 | 0 | 0 | 0 | 0 | 0 | 0 | 0 | 0 | 0 | 0 | 0 | 0 | 0 | 0 | 0 | 0 | 0 | 0 | 0 | 0 | 0 | 0 | 0 | 0 | 0 | 0 | 0 | 0 | 0 | 0 | 0 | 0 | 0 | 0 | 0 | 0 | 0 | 0 | 0
Commercial_Grocery_Existing_Food Preparation_Natural Gas_Fryer_E9_Baseline Forecast | Commercial | Grocery | Existing | Food Preparation | Natural Gas | Fryer | E9 |  | Baseline Forecast | 0 | 0 | 0 | 0 | 0 | 0 | 0 | 0 | 0 | 0 | 0 | 0 | 0 | 0 | 0 | 0 | 0 | 0 | 0 | 0 | 0 | 0 | 0 | 0 | 0 | 0 | 0 | 0 | 0 | 0 | 0 | 0 | 0 | 0 | 0 | 0 | 0 | 0 | 0 | 0 | 0 | 0 | 0 | 0 | 0 | 0 | 0 | 0 | 0 | 0 | 0
Commercial_Grocery_Existing_Food Preparation_Natural Gas_Fryer_E10_Baseline Forecast | Commercial | Grocery | Existing | Food Preparation | Natural Gas | Fryer | E10 |  | Baseline Forecast | 0 | 0 | 0 | 0 | 0 | 0 | 0 | 0 | 0 | 0 | 0 | 0 | 0 | 0 | 0 | 0 | 0 | 0 | 0 | 0 | 0 | 0 | 0 | 0 | 0 | 0 | 0 | 0 | 0 | 0 | 0 | 0 | 0 | 0 | 0 | 0 | 0 | 0 | 0 | 0 | 0 | 0 | 0 | 0 | 0 | 0 | 0 | 0 | 0 | 0 | 0
Commercial_Grocery_Existing_Food Preparation_Natural Gas_Fryer_Vintage_Baseline Forecast | Commercial | Grocery | Existing | Food Preparation | Natural Gas | Fryer | Vintage |  | Baseline Forecast | 636970.2411 | 590520.6521 | 526601.3737 | 449460.8096 | 363233.5189 | 270498.7193 | 201524.2543 | 150246.7884 | 112080.9989 | 83623.4363 | 62393.9118 | 46555.1198 | 34736.3537 | 25916.8856 | 19335.4988 | 14424.8575 | 10761.0523 | 8027.6526 | 5988.4301 | 4467.1233 | 3332.1891 | 2485.5238 | 1853.9417 | 1382.8147 | 1031.387 | 769.2465 | 573.714 | 427.8694 | 319.0897 | 237.9578 | 177.4485 | 132.3214 | 98.6706 | 0 | 0 | 0 | 0 | 0 | 0 | 0 | 0 | 0 | 0 | 0 | 0 | 0 | 0 | 0 | 0 | 0 | 0
Commercial_Grocery_Existing_Food Preparation_Natural Gas_Broiler_E1_Baseline Forecast | Commercial | Grocery | Existing | Food Preparation | Natural Gas | Broiler | E1 |  | Baseline Forecast | 0 | 0 | 0 | 0 | 0 | 0 | 0 | 0 | 0 | 0 | 0 | 0 | 0 | 0 | 0 | 0 | 0 | 0 | 0 | 0 | 0 | 0 | 0 | 0 | 0 | 0 | 0 | 0 | 0 | 0 | 0 | 0 | 0 | 0 | 0 | 0 | 0 | 0 | 0 | 0 | 0 | 0 | 0 | 0 | 0 | 0 | 0 | 0 | 0 | 0 | 0
Commercial_Grocery_Existing_Food Preparation_Natural Gas_Broiler_E2_Baseline Forecast | Commercial | Grocery | Existing | Food Preparation | Natural Gas | Broiler | E2 |  | Baseline Forecast | 0 | 0 | 0 | 0 | 0 | 0 | 0 | 0 | 0 | 0 | 0 | 0 | 0 | 0 | 0 | 0 | 0 | 0 | 0 | 0 | 0 | 0 | 0 | 0 | 0 | 0 | 0 | 0 | 0 | 0 | 0 | 0 | 0 | 0 | 0 | 0 | 0 | 0 | 0 | 0 | 0 | 0 | 0 | 0 | 0 | 0 | 0 | 0 | 0 | 0 | 0
Commercial_Grocery_Existing_Food Preparation_Natural Gas_Broiler_E3_Baseline Forecast | Commercial | Grocery | Existing | Food Preparation | Natural Gas | Broiler | E3 |  | Baseline Forecast | 0 | 0 | 0 | 0 | 0 | 0 | 0 | 0 | 0 | 0 | 0 | 0 | 0 | 0 | 0 | 0 | 0 | 0 | 0 | 0 | 0 | 0 | 0 | 0 | 0 | 0 | 0 | 0 | 0 | 0 | 0 | 0 | 0 | 0 | 0 | 0 | 0 | 0 | 0 | 0 | 0 | 0 | 0 | 0 | 0 | 0 | 0 | 0 | 0 | 0 | 0
Commercial_Grocery_Existing_Food Preparation_Natural Gas_Broiler_E4_Baseline Forecast | Commercial | Grocery | Existing | Food Preparation | Natural Gas | Broiler | E4 |  | Baseline Forecast | 0 | 0 | 0 | 0 | 0 | 0 | 0 | 0 | 0 | 0 | 0 | 0 | 0 | 0 | 0 | 0 | 0 | 0 | 0 | 0 | 0 | 0 | 0 | 0 | 0 | 0 | 0 | 0 | 0 | 0 | 0 | 0 | 0 | 0 | 0 | 0 | 0 | 0 | 0 | 0 | 0 | 0 | 0 | 0 | 0 | 0 | 0 | 0 | 0 | 0 | 0
Commercial_Grocery_Existing_Food Preparation_Natural Gas_Broiler_E5_Baseline Forecast | Commercial | Grocery | Existing | Food Preparation | Natural Gas | Broiler | E5 |  | Baseline Forecast | 0 | 0 | 0 | 0 | 0 | 0 | 0 | 0 | 0 | 0 | 0 | 0 | 0 | 0 | 0 | 0 | 0 | 0 | 0 | 0 | 0 | 0 | 0 | 0 | 0 | 0 | 0 | 0 | 0 | 0 | 0 | 0 | 0 | 0 | 0 | 0 | 0 | 0 | 0 | 0 | 0 | 0 | 0 | 0 | 0 | 0 | 0 | 0 | 0 | 0 | 0
Commercial_Grocery_Existing_Food Preparation_Natural Gas_Broiler_E6_Baseline Forecast | Commercial | Grocery | Existing | Food Preparation | Natural Gas | Broiler | E6 |  | Baseline Forecast | 0 | 0 | 0 | 0 | 0 | 0 | 0 | 0 | 0 | 0 | 0 | 0 | 0 | 0 | 0 | 0 | 0 | 0 | 0 | 0 | 0 | 0 | 0 | 0 | 0 | 0 | 0 | 0 | 0 | 0 | 0 | 0 | 0 | 0 | 0 | 0 | 0 | 0 | 0 | 0 | 0 | 0 | 0 | 0 | 0 | 0 | 0 | 0 | 0 | 0 | 0
Commercial_Grocery_Existing_Food Preparation_Natural Gas_Broiler_E7_Baseline Forecast | Commercial | Grocery | Existing | Food Preparation | Natural Gas | Broiler | E7 |  | Baseline Forecast | 0 | 0 | 0 | 0 | 0 | 0 | 0 | 0 | 0 | 0 | 0 | 0 | 0 | 0 | 0 | 0 | 0 | 0 | 0 | 0 | 0 | 0 | 0 | 0 | 0 | 0 | 0 | 0 | 0 | 0 | 0 | 0 | 0 | 0 | 0 | 0 | 0 | 0 | 0 | 0 | 0 | 0 | 0 | 0 | 0 | 0 | 0 | 0 | 0 | 0 | 0
Commercial_Grocery_Existing_Food Preparation_Natural Gas_Broiler_E8_Baseline Forecast | Commercial | Grocery | Existing | Food Preparation | Natural Gas | Broiler | E8 |  | Baseline Forecast | 0 | 0 | 0 | 0 | 0 | 0 | 0 | 0 | 0 | 0 | 0 | 0 | 0 | 0 | 0 | 0 | 0 | 0 | 0 | 0 | 0 | 0 | 0 | 0 | 0 | 0 | 0 | 0 | 0 | 0 | 0 | 0 | 0 | 0 | 0 | 0 | 0 | 0 | 0 | 0 | 0 | 0 | 0 | 0 | 0 | 0 | 0 | 0 | 0 | 0 | 0
Commercial_Grocery_Existing_Food Preparation_Natural Gas_Broiler_E9_Baseline Forecast | Commercial | Grocery | Existing | Food Preparation | Natural Gas | Broiler | E9 |  | Baseline Forecast | 0 | 0 | 0 | 0 | 0 | 0 | 0 | 0 | 0 | 0 | 0 | 0 | 0 | 0 | 0 | 0 | 0 | 0 | 0 | 0 | 0 | 0 | 0 | 0 | 0 | 0 | 0 | 0 | 0 | 0 | 0 | 0 | 0 | 0 | 0 | 0 | 0 | 0 | 0 | 0 | 0 | 0 | 0 | 0 | 0 | 0 | 0 | 0 | 0 | 0 | 0
Commercial_Grocery_Existing_Food Preparation_Natural Gas_Broiler_E10_Baseline Forecast | Commercial | Grocery | Existing | Food Preparation | Natural Gas | Broiler | E10 |  | Baseline Forecast | 0 | 0 | 0 | 0 | 0 | 0 | 0 | 0 | 0 | 0 | 0 | 0 | 0 | 0 | 0 | 0 | 0 | 0 | 0 | 0 | 0 | 0 | 0 | 0 | 0 | 0 | 0 | 0 | 0 | 0 | 0 | 0 | 0 | 0 | 0 | 0 | 0 | 0 | 0 | 0 | 0 | 0 | 0 | 0 | 0 | 0 | 0 | 0 | 0 | 0 | 0
Commercial_Grocery_Existing_Food Preparation_Natural Gas_Broiler_Vintage_Baseline Forecast | Commercial | Grocery | Existing | Food Preparation | Natural Gas | Broiler | Vintage |  | Baseline Forecast | 0 | 0 | 0 | 0 | 0 | 0 | 0 | 0 | 0 | 0 | 0 | 0 | 0 | 0 | 0 | 0 | 0 | 0 | 0 | 0 | 0 | 0 | 0 | 0 | 0 | 0 | 0 | 0 | 0 | 0 | 0 | 0 | 0 | 0 | 0 | 0 | 0 | 0 | 0 | 0 | 0 | 0 | 0 | 0 | 0 | 0 | 0 | 0 | 0 | 0 | 0
Commercial_Grocery_Existing_Food Preparation_Natural Gas_Griddle_E1_Baseline Forecast | Commercial | Grocery | Existing | Food Preparation | Natural Gas | Griddle | E1 |  | Baseline Forecast | 0 | 14998.2644 | 34319.6026 | 56943.1423 | 82097.3629 | 109102.6292 | 137564.745 | 167183.8946 | 197689.5067 | 228798.8622 | 260305.7835 | 292058.4612 | 316888.0729 | 336199.9837 | 351111.6579 | 362525.3683 | 371156.9161 | 377577.1059 | 382237.9692 | 385499.3054 | 387644.1353 | 388900.2656 | 389452.0752 | 389443.9761 | 388990.9067 | 388181.2523 | 387087.7575 | 385768.3168 | 384269.0048 | 382626.4884 | 380869.9465 | 379022.5986 | 377115.9127 | 0 | 0 | 0 | 0 | 0 | 0 | 0 | 0 | 0 | 0 | 0 | 0 | 0 | 0 | 0 | 0 | 0 | 0
Commercial_Grocery_Existing_Food Preparation_Natural Gas_Griddle_E2_Baseline Forecast | Commercial | Grocery | Existing | Food Preparation | Natural Gas | Griddle | E2 |  | Baseline Forecast | 0 | 6126.0516 | 14017.8659 | 23258.4666 | 33532.7257 | 44563.0457 | 56188.417 | 68286.3795 | 80746.4182 | 93453.0564 | 106322.0806 | 119291.4841 | 129433.1565 | 137321.1201 | 143411.8039 | 148073.742 | 151599.3038 | 154221.6348 | 156125.3677 | 157457.4628 | 158333.52 | 158846.5874 | 159071.9744 | 159068.6663 | 158883.6098 | 158552.9059 | 158106.2671 | 157567.3406 | 156954.9456 | 156284.0587 | 155566.5979 | 154812.0473 | 154033.2601 | 0 | 0 | 0 | 0 | 0 | 0 | 0 | 0 | 0 | 0 | 0 | 0 | 0 | 0 | 0 | 0 | 0 | 0
Commercial_Grocery_Existing_Food Preparation_Natural Gas_Griddle_E3_Baseline Forecast | Commercial | Grocery | Existing | Food Preparation | Natural Gas | Griddle | E3 |  | Baseline Forecast | 0 | 0 | 0 | 0 | 0 | 0 | 0 | 0 | 0 | 0 | 0 | 0 | 0 | 0 | 0 | 0 | 0 | 0 | 0 | 0 | 0 | 0 | 0 | 0 | 0 | 0 | 0 | 0 | 0 | 0 | 0 | 0 | 0 | 0 | 0 | 0 | 0 | 0 | 0 | 0 | 0 | 0 | 0 | 0 | 0 | 0 | 0 | 0 | 0 | 0 | 0
Commercial_Grocery_Existing_Food Preparation_Natural Gas_Griddle_E4_Baseline Forecast | Commercial | Grocery | Existing | Food Preparation | Natural Gas | Griddle | E4 |  | Baseline Forecast | 0 | 0 | 0 | 0 | 0 | 0 | 0 | 0 | 0 | 0 | 0 | 0 | 0 | 0 | 0 | 0 | 0 | 0 | 0 | 0 | 0 | 0 | 0 | 0 | 0 | 0 | 0 | 0 | 0 | 0 | 0 | 0 | 0 | 0 | 0 | 0 | 0 | 0 | 0 | 0 | 0 | 0 | 0 | 0 | 0 | 0 | 0 | 0 | 0 | 0 | 0
Commercial_Grocery_Existing_Food Preparation_Natural Gas_Griddle_E5_Baseline Forecast | Commercial | Grocery | Existing | Food Preparation | Natural Gas | Griddle | E5 |  | Baseline Forecast | 0 | 0 | 0 | 0 | 0 | 0 | 0 | 0 | 0 | 0 | 0 | 0 | 0 | 0 | 0 | 0 | 0 | 0 | 0 | 0 | 0 | 0 | 0 | 0 | 0 | 0 | 0 | 0 | 0 | 0 | 0 | 0 | 0 | 0 | 0 | 0 | 0 | 0 | 0 | 0 | 0 | 0 | 0 | 0 | 0 | 0 | 0 | 0 | 0 | 0 | 0
Commercial_Grocery_Existing_Food Preparation_Natural Gas_Griddle_E6_Baseline Forecast | Commercial | Grocery | Existing | Food Preparation | Natural Gas | Griddle | E6 |  | Baseline Forecast | 0 | 0 | 0 | 0 | 0 | 0 | 0 | 0 | 0 | 0 | 0 | 0 | 0 | 0 | 0 | 0 | 0 | 0 | 0 | 0 | 0 | 0 | 0 | 0 | 0 | 0 | 0 | 0 | 0 | 0 | 0 | 0 | 0 | 0 | 0 | 0 | 0 | 0 | 0 | 0 | 0 | 0 | 0 | 0 | 0 | 0 | 0 | 0 | 0 | 0 | 0
Commercial_Grocery_Existing_Food Preparation_Natural Gas_Griddle_E7_Baseline Forecast | Commercial | Grocery | Existing | Food Preparation | Natural Gas | Griddle | E7 |  | Baseline Forecast | 0 | 0 | 0 | 0 | 0 | 0 | 0 | 0 | 0 | 0 | 0 | 0 | 0 | 0 | 0 | 0 | 0 | 0 | 0 | 0 | 0 | 0 | 0 | 0 | 0 | 0 | 0 | 0 | 0 | 0 | 0 | 0 | 0 | 0 | 0 | 0 | 0 | 0 | 0 | 0 | 0 | 0 | 0 | 0 | 0 | 0 | 0 | 0 | 0 | 0 | 0
Commercial_Grocery_Existing_Food Preparation_Natural Gas_Griddle_E8_Baseline Forecast | Commercial | Grocery | Existing | Food Preparation | Natural Gas | Griddle | E8 |  | Baseline Forecast | 0 | 0 | 0 | 0 | 0 | 0 | 0 | 0 | 0 | 0 | 0 | 0 | 0 | 0 | 0 | 0 | 0 | 0 | 0 | 0 | 0 | 0 | 0 | 0 | 0 | 0 | 0 | 0 | 0 | 0 | 0 | 0 | 0 | 0 | 0 | 0 | 0 | 0 | 0 | 0 | 0 | 0 | 0 | 0 | 0 | 0 | 0 | 0 | 0 | 0 | 0
Commercial_Grocery_Existing_Food Preparation_Natural Gas_Griddle_E9_Baseline Forecast | Commercial | Grocery | Existing | Food Preparation | Natural Gas | Griddle | E9 |  | Baseline Forecast | 0 | 0 | 0 | 0 | 0 | 0 | 0 | 0 | 0 | 0 | 0 | 0 | 0 | 0 | 0 | 0 | 0 | 0 | 0 | 0 | 0 | 0 | 0 | 0 | 0 | 0 | 0 | 0 | 0 | 0 | 0 | 0 | 0 | 0 | 0 | 0 | 0 | 0 | 0 | 0 | 0 | 0 | 0 | 0 | 0 | 0 | 0 | 0 | 0 | 0 | 0
Commercial_Grocery_Existing_Food Preparation_Natural Gas_Griddle_E10_Baseline Forecast | Commercial | Grocery | Existing | Food Preparation | Natural Gas | Griddle | E10 |  | Baseline Forecast | 0 | 0 | 0 | 0 | 0 | 0 | 0 | 0 | 0 | 0 | 0 | 0 | 0 | 0 | 0 | 0 | 0 | 0 | 0 | 0 | 0 | 0 | 0 | 0 | 0 | 0 | 0 | 0 | 0 | 0 | 0 | 0 | 0 | 0 | 0 | 0 | 0 | 0 | 0 | 0 | 0 | 0 | 0 | 0 | 0 | 0 | 0 | 0 | 0 | 0 | 0
Commercial_Grocery_Existing_Food Preparation_Natural Gas_Griddle_Vintage_Baseline Forecast | Commercial | Grocery | Existing | Food Preparation | Natural Gas | Griddle | Vintage |  | Baseline Forecast | 636970.2411 | 612605.1643 | 582151.251 | 546373.4604 | 506929.6128 | 464491.6743 | 420291.3908 | 374932.4941 | 328694.5411 | 281720.0462 | 234227.1941 | 186419.4719 | 148366.8159 | 118076.6665 | 93964.8395 | 74773.9377 | 59500.7152 | 47346.1575 | 37673.665 | 29976.5433 | 23851.2956 | 18977.0627 | 15098.5713 | 12012.4752 | 9556.9406 | 7603.1136 | 6048.534 | 4811.657 | 3827.5857 | 3044.6737 | 2421.8206 | 1926.3198 | 1532.1977 | 0 | 0 | 0 | 0 | 0 | 0 | 0 | 0 | 0 | 0 | 0 | 0 | 0 | 0 | 0 | 0 | 0 | 0
Commercial_Grocery_Existing_Food Preparation_Natural Gas_Range_E1_Baseline Forecast | Commercial | Grocery | Existing | Food Preparation | Natural Gas | Range | E1 |  | Baseline Forecast | 0 | 10393.1635 | 23782.0345 | 39459.1916 | 56890.0036 | 75603.5121 | 95326.5557 | 115851.3748 | 136990.4751 | 158547.944 | 175453.8976 | 188659.3873 | 198913.9309 | 206815.2426 | 212838.6094 | 217370.1223 | 220715.4665 | 223118.5138 | 224771.9789 | 225829.2566 | 226410.4794 | 226612.7642 | 226515.1882 | 226179.3217 | 225654.1704 | 224976.9454 | 224178.6584 | 223283.9904 | 222312.5833 | 221280.0684 | 220198.8848 | 219078.931 | 217935.5911 | 0 | 0 | 0 | 0 | 0 | 0 | 0 | 0 | 0 | 0 | 0 | 0 | 0 | 0 | 0 | 0 | 0 | 0
Commercial_Grocery_Existing_Food Preparation_Natural Gas_Range_E2_Baseline Forecast | Commercial | Grocery | Existing | Food Preparation | Natural Gas | Range | E2 |  | Baseline Forecast | 0 | 14956.0157 | 34222.9277 | 56782.7391 | 81866.1027 | 108795.2978 | 137177.2387 | 166712.954 | 197132.6348 | 228154.3584 | 252482.4381 | 271485.4597 | 286241.9982 | 297612.1784 | 306279.9501 | 312800.9077 | 317614.9396 | 321072.9833 | 323452.3599 | 324973.8082 | 325810.202 | 326101.2948 | 325960.8805 | 325477.5606 | 324721.855 | 323747.3117 | 322598.5572 | 321311.1081 | 319913.2296 | 318427.4155 | 316871.566 | 315259.925 | 313614.6311 | 0 | 0 | 0 | 0 | 0 | 0 | 0 | 0 | 0 | 0 | 0 | 0 | 0 | 0 | 0 | 0 | 0 | 0
Commercial_Grocery_Existing_Food Preparation_Natural Gas_Range_E3_Baseline Forecast | Commercial | Grocery | Existing | Food Preparation | Natural Gas | Range | E3 |  | Baseline Forecast | 0 | 0 | 0 | 0 | 0 | 0 | 0 | 0 | 0 | 0 | 0 | 0 | 0 | 0 | 0 | 0 | 0 | 0 | 0 | 0 | 0 | 0 | 0 | 0 | 0 | 0 | 0 | 0 | 0 | 0 | 0 | 0 | 0 | 0 | 0 | 0 | 0 | 0 | 0 | 0 | 0 | 0 | 0 | 0 | 0 | 0 | 0 | 0 | 0 | 0 | 0
Commercial_Grocery_Existing_Food Preparation_Natural Gas_Range_E4_Baseline Forecast | Commercial | Grocery | Existing | Food Preparation | Natural Gas | Range | E4 |  | Baseline Forecast | 0 | 0 | 0 | 0 | 0 | 0 | 0 | 0 | 0 | 0 | 0 | 0 | 0 | 0 | 0 | 0 | 0 | 0 | 0 | 0 | 0 | 0 | 0 | 0 | 0 | 0 | 0 | 0 | 0 | 0 | 0 | 0 | 0 | 0 | 0 | 0 | 0 | 0 | 0 | 0 | 0 | 0 | 0 | 0 | 0 | 0 | 0 | 0 | 0 | 0 | 0
Commercial_Grocery_Existing_Food Preparation_Natural Gas_Range_E5_Baseline Forecast | Commercial | Grocery | Existing | Food Preparation | Natural Gas | Range | E5 |  | Baseline Forecast | 0 | 0 | 0 | 0 | 0 | 0 | 0 | 0 | 0 | 0 | 0 | 0 | 0 | 0 | 0 | 0 | 0 | 0 | 0 | 0 | 0 | 0 | 0 | 0 | 0 | 0 | 0 | 0 | 0 | 0 | 0 | 0 | 0 | 0 | 0 | 0 | 0 | 0 | 0 | 0 | 0 | 0 | 0 | 0 | 0 | 0 | 0 | 0 | 0 | 0 | 0
Commercial_Grocery_Existing_Food Preparation_Natural Gas_Range_E6_Baseline Forecast | Commercial | Grocery | Existing | Food Preparation | Natural Gas | Range | E6 |  | Baseline Forecast | 0 | 0 | 0 | 0 | 0 | 0 | 0 | 0 | 0 | 0 | 0 | 0 | 0 | 0 | 0 | 0 | 0 | 0 | 0 | 0 | 0 | 0 | 0 | 0 | 0 | 0 | 0 | 0 | 0 | 0 | 0 | 0 | 0 | 0 | 0 | 0 | 0 | 0 | 0 | 0 | 0 | 0 | 0 | 0 | 0 | 0 | 0 | 0 | 0 | 0 | 0
Commercial_Grocery_Existing_Food Preparation_Natural Gas_Range_E7_Baseline Forecast | Commercial | Grocery | Existing | Food Preparation | Natural Gas | Range | E7 |  | Baseline Forecast | 0 | 0 | 0 | 0 | 0 | 0 | 0 | 0 | 0 | 0 | 0 | 0 | 0 | 0 | 0 | 0 | 0 | 0 | 0 | 0 | 0 | 0 | 0 | 0 | 0 | 0 | 0 | 0 | 0 | 0 | 0 | 0 | 0 | 0 | 0 | 0 | 0 | 0 | 0 | 0 | 0 | 0 | 0 | 0 | 0 | 0 | 0 | 0 | 0 | 0 | 0
Commercial_Grocery_Existing_Food Preparation_Natural Gas_Range_E8_Baseline Forecast | Commercial | Grocery | Existing | Food Preparation | Natural Gas | Range | E8 |  | Baseline Forecast | 0 | 0 | 0 | 0 | 0 | 0 | 0 | 0 | 0 | 0 | 0 | 0 | 0 | 0 | 0 | 0 | 0 | 0 | 0 | 0 | 0 | 0 | 0 | 0 | 0 | 0 | 0 | 0 | 0 | 0 | 0 | 0 | 0 | 0 | 0 | 0 | 0 | 0 | 0 | 0 | 0 | 0 | 0 | 0 | 0 | 0 | 0 | 0 | 0 | 0 | 0
Commercial_Grocery_Existing_Food Preparation_Natural Gas_Range_E9_Baseline Forecast | Commercial | Grocery | Existing | Food Preparation | Natural Gas | Range | E9 |  | Baseline Forecast | 0 | 0 | 0 | 0 | 0 | 0 | 0 | 0 | 0 | 0 | 0 | 0 | 0 | 0 | 0 | 0 | 0 | 0 | 0 | 0 | 0 | 0 | 0 | 0 | 0 | 0 | 0 | 0 | 0 | 0 | 0 | 0 | 0 | 0 | 0 | 0 | 0 | 0 | 0 | 0 | 0 | 0 | 0 | 0 | 0 | 0 | 0 | 0 | 0 | 0 | 0
Commercial_Grocery_Existing_Food Preparation_Natural Gas_Range_E10_Baseline Forecast | Commercial | Grocery | Existing | Food Preparation | Natural Gas | Range | E10 |  | Baseline Forecast | 0 | 0 | 0 | 0 | 0 | 0 | 0 | 0 | 0 | 0 | 0 | 0 | 0 | 0 | 0 | 0 | 0 | 0 | 0 | 0 | 0 | 0 | 0 | 0 | 0 | 0 | 0 | 0 | 0 | 0 | 0 | 0 | 0 | 0 | 0 | 0 | 0 | 0 | 0 | 0 | 0 | 0 | 0 | 0 | 0 | 0 | 0 | 0 | 0 | 0 | 0
Commercial_Grocery_Existing_Food Preparation_Natural Gas_Range_Vintage_Baseline Forecast | Commercial | Grocery | Existing | Food Preparation | Natural Gas | Range | Vintage |  | Baseline Forecast | 636970.2411 | 608380.3011 | 572483.7573 | 530333.1386 | 483803.5951 | 433758.5393 | 381540.7584 | 327838.4393 | 273007.3561 | 217269.6625 | 172918.7224 | 137624.5702 | 109532.1163 | 87170.3493 | 69369.7419 | 55202.018 | 43926.5291 | 34953.4011 | 27812.663 | 22130.2466 | 17608.2695 | 14009.8567 | 11146.5522 | 8868.2353 | 7055.4316 | 5613.0147 | 4465.343 | 3552.216 | 2825.7233 | 2247.7368 | 1787.9142 | 1422.1097 | 1131.1482 | 0 | 0 | 0 | 0 | 0 | 0 | 0 | 0 | 0 | 0 | 0 | 0 | 0 | 0 | 0 | 0 | 0 | 0
Commercial_Grocery_Existing_Food Preparation_Natural Gas_Steamer_E1_Baseline Forecast | Commercial | Grocery | Existing | Food Preparation | Natural Gas | Steamer | E1 |  | Baseline Forecast | 0 | 576.6852 | 1227.158 | 1219.5406 | 1211.7253 | 1203.1567 | 1195.1517 | 1188.0635 | 1181.6944 | 1175.5468 | 1108.728 | 980.4749 | 867.0406 | 766.6979 | 677.9272 | 599.412 | 529.9743 | 468.5704 | 414.2719 | 205.7063 | 0 | 0 | 0 | 0 | 0 | 0 | 0 | 0 | 0 | 0 | 0 | 0 | 0 | 0 | 0 | 0 | 0 | 0 | 0 | 0 | 0 | 0 | 0 | 0 | 0 | 0 | 0 | 0 | 0 | 0 | 0
Commercial_Grocery_Existing_Food Preparation_Natural Gas_Steamer_E2_Baseline Forecast | Commercial | Grocery | Existing | Food Preparation | Natural Gas | Steamer | E2 |  | Baseline Forecast | 0 | 576.6852 | 1227.158 | 2659.0561 | 4196.6454 | 5820.348 | 7520.9012 | 9290.8808 | 11121.6308 | 13001.4858 | 14708.6647 | 16270.9988 | 17635.5043 | 18824.6198 | 19858.1442 | 20754.3311 | 21529.1642 | 22196.8357 | 22769.7549 | 23419.4507 | 23997.573 | 24309.2076 | 24567.2714 | 24777.9833 | 24946.8444 | 25078.5207 | 25177.3078 | 25247.0055 | 25290.9751 | 25312.1895 | 25313.2783 | 25296.5675 | 25264.9845 | 0 | 0 | 0 | 0 | 0 | 0 | 0 | 0 | 0 | 0 | 0 | 0 | 0 | 0 | 0 | 0 | 0 | 0
Commercial_Grocery_Existing_Food Preparation_Natural Gas_Steamer_E3_Baseline Forecast | Commercial | Grocery | Existing | Food Preparation | Natural Gas | Steamer | E3 |  | Baseline Forecast | 0 | 0 | 0 | 0 | 0 | 0 | 0 | 0 | 0 | 0 | 0 | 0 | 0 | 0 | 0 | 0 | 0 | 0 | 0 | 0 | 0 | 0 | 0 | 0 | 0 | 0 | 0 | 0 | 0 | 0 | 0 | 0 | 0 | 0 | 0 | 0 | 0 | 0 | 0 | 0 | 0 | 0 | 0 | 0 | 0 | 0 | 0 | 0 | 0 | 0 | 0
Commercial_Grocery_Existing_Food Preparation_Natural Gas_Steamer_E4_Baseline Forecast | Commercial | Grocery | Existing | Food Preparation | Natural Gas | Steamer | E4 |  | Baseline Forecast | 0 | 0 | 0 | 0 | 0 | 0 | 0 | 0 | 0 | 0 | 0 | 0 | 0 | 0 | 0 | 0 | 0 | 0 | 0 | 0 | 0 | 0 | 0 | 0 | 0 | 0 | 0 | 0 | 0 | 0 | 0 | 0 | 0 | 0 | 0 | 0 | 0 | 0 | 0 | 0 | 0 | 0 | 0 | 0 | 0 | 0 | 0 | 0 | 0 | 0 | 0
Commercial_Grocery_Existing_Food Preparation_Natural Gas_Steamer_E5_Baseline Forecast | Commercial | Grocery | Existing | Food Preparation | Natural Gas | Steamer | E5 |  | Baseline Forecast | 0 | 0 | 0 | 0 | 0 | 0 | 0 | 0 | 0 | 0 | 0 | 0 | 0 | 0 | 0 | 0 | 0 | 0 | 0 | 0 | 0 | 0 | 0 | 0 | 0 | 0 | 0 | 0 | 0 | 0 | 0 | 0 | 0 | 0 | 0 | 0 | 0 | 0 | 0 | 0 | 0 | 0 | 0 | 0 | 0 | 0 | 0 | 0 | 0 | 0 | 0
Commercial_Grocery_Existing_Food Preparation_Natural Gas_Steamer_E6_Baseline Forecast | Commercial | Grocery | Existing | Food Preparation | Natural Gas | Steamer | E6 |  | Baseline Forecast | 0 | 0 | 0 | 0 | 0 | 0 | 0 | 0 | 0 | 0 | 0 | 0 | 0 | 0 | 0 | 0 | 0 | 0 | 0 | 0 | 0 | 0 | 0 | 0 | 0 | 0 | 0 | 0 | 0 | 0 | 0 | 0 | 0 | 0 | 0 | 0 | 0 | 0 | 0 | 0 | 0 | 0 | 0 | 0 | 0 | 0 | 0 | 0 | 0 | 0 | 0
Commercial_Grocery_Existing_Food Preparation_Natural Gas_Steamer_E7_Baseline Forecast | Commercial | Grocery | Existing | Food Preparation | Natural Gas | Steamer | E7 |  | Baseline Forecast | 0 | 0 | 0 | 0 | 0 | 0 | 0 | 0 | 0 | 0 | 0 | 0 | 0 | 0 | 0 | 0 | 0 | 0 | 0 | 0 | 0 | 0 | 0 | 0 | 0 | 0 | 0 | 0 | 0 | 0 | 0 | 0 | 0 | 0 | 0 | 0 | 0 | 0 | 0 | 0 | 0 | 0 | 0 | 0 | 0 | 0 | 0 | 0 | 0 | 0 | 0
Commercial_Grocery_Existing_Food Preparation_Natural Gas_Steamer_E8_Baseline Forecast | Commercial | Grocery | Existing | Food Preparation | Natural Gas | Steamer | E8 |  | Baseline Forecast | 0 | 0 | 0 | 0 | 0 | 0 | 0 | 0 | 0 | 0 | 0 | 0 | 0 | 0 | 0 | 0 | 0 | 0 | 0 | 0 | 0 | 0 | 0 | 0 | 0 | 0 | 0 | 0 | 0 | 0 | 0 | 0 | 0 | 0 | 0 | 0 | 0 | 0 | 0 | 0 | 0 | 0 | 0 | 0 | 0 | 0 | 0 | 0 | 0 | 0 | 0
Commercial_Grocery_Existing_Food Preparation_Natural Gas_Steamer_E9_Baseline Forecast | Commercial | Grocery | Existing | Food Preparation | Natural Gas | Steamer | E9 |  | Baseline Forecast | 0 | 0 | 0 | 0 | 0 | 0 | 0 | 0 | 0 | 0 | 0 | 0 | 0 | 0 | 0 | 0 | 0 | 0 | 0 | 0 | 0 | 0 | 0 | 0 | 0 | 0 | 0 | 0 | 0 | 0 | 0 | 0 | 0 | 0 | 0 | 0 | 0 | 0 | 0 | 0 | 0 | 0 | 0 | 0 | 0 | 0 | 0 | 0 | 0 | 0 | 0
Commercial_Grocery_Existing_Food Preparation_Natural Gas_Steamer_E10_Baseline Forecast | Commercial | Grocery | Existing | Food Preparation | Natural Gas | Steamer | E10 |  | Baseline Forecast | 0 | 0 | 0 | 0 | 0 | 0 | 0 | 0 | 0 | 0 | 0 | 0 | 0 | 0 | 0 | 0 | 0 | 0 | 0 | 0 | 0 | 0 | 0 | 0 | 0 | 0 | 0 | 0 | 0 | 0 | 0 | 0 | 0 | 0 | 0 | 0 | 0 | 0 | 0 | 0 | 0 | 0 | 0 | 0 | 0 | 0 | 0 | 0 | 0 | 0 | 0
Commercial_Grocery_Existing_Food Preparation_Natural Gas_Steamer_Vintage_Baseline Forecast | Commercial | Grocery | Existing | Food Preparation | Natural Gas | Steamer | Vintage |  | Baseline Forecast | 31300.2521 | 29987.633 | 28527.4389 | 26910.8442 | 25183.758 | 23352.2957 | 21457.6476 | 19515.8016 | 17530.6221 | 15501.7082 | 13708.1857 | 12122.4786 | 10719.991 | 9479.3644 | 8381.8136 | 7411.0606 | 6552.5417 | 5793.3509 | 5122.0104 | 4528.3671 | 4003.4051 | 3539.1914 | 3128.7323 | 2765.8113 | 2444.9299 | 2161.2077 | 1910.3487 | 1688.5529 | 1492.459 | 1319.094 | 1165.8279 | 1030.3348 | 910.5887 | 0 | 0 | 0 | 0 | 0 | 0 | 0 | 0 | 0 | 0 | 0 | 0 | 0 | 0 | 0 | 0 | 0 | 0
Commercial_Grocery_Existing_Food Preparation_Natural Gas_Food Prep Other_E1_Baseline Forecast | Commercial | Grocery | Existing | Food Preparation | Natural Gas | Food Prep Other | E1 |  | Baseline Forecast | 0 | 0 | 0 | 0 | 0 | 0 | 0 | 0 | 0 | 0 | 0 | 0 | 0 | 0 | 0 | 0 | 0 | 0 | 0 | 0 | 0 | 0 | 0 | 0 | 0 | 0 | 0 | 0 | 0 | 0 | 0 | 0 | 0 | 0 | 0 | 0 | 0 | 0 | 0 | 0 | 0 | 0 | 0 | 0 | 0 | 0 | 0 | 0 | 0 | 0 | 0
Commercial_Grocery_Existing_Food Preparation_Natural Gas_Food Prep Other_E2_Baseline Forecast | Commercial | Grocery | Existing | Food Preparation | Natural Gas | Food Prep Other | E2 |  | Baseline Forecast | 0 | 0 | 0 | 0 | 0 | 0 | 0 | 0 | 0 | 0 | 0 | 0 | 0 | 0 | 0 | 0 | 0 | 0 | 0 | 0 | 0 | 0 | 0 | 0 | 0 | 0 | 0 | 0 | 0 | 0 | 0 | 0 | 0 | 0 | 0 | 0 | 0 | 0 | 0 | 0 | 0 | 0 | 0 | 0 | 0 | 0 | 0 | 0 | 0 | 0 | 0
Commercial_Grocery_Existing_Food Preparation_Natural Gas_Food Prep Other_E3_Baseline Forecast | Commercial | Grocery | Existing | Food Preparation | Natural Gas | Food Prep Other | E3 |  | Baseline Forecast | 0 | 0 | 0 | 0 | 0 | 0 | 0 | 0 | 0 | 0 | 0 | 0 | 0 | 0 | 0 | 0 | 0 | 0 | 0 | 0 | 0 | 0 | 0 | 0 | 0 | 0 | 0 | 0 | 0 | 0 | 0 | 0 | 0 | 0 | 0 | 0 | 0 | 0 | 0 | 0 | 0 | 0 | 0 | 0 | 0 | 0 | 0 | 0 | 0 | 0 | 0
Commercial_Grocery_Existing_Food Preparation_Natural Gas_Food Prep Other_E4_Baseline Forecast | Commercial | Grocery | Existing | Food Preparation | Natural Gas | Food Prep Other | E4 |  | Baseline Forecast | 0 | 0 | 0 | 0 | 0 | 0 | 0 | 0 | 0 | 0 | 0 | 0 | 0 | 0 | 0 | 0 | 0 | 0 | 0 | 0 | 0 | 0 | 0 | 0 | 0 | 0 | 0 | 0 | 0 | 0 | 0 | 0 | 0 | 0 | 0 | 0 | 0 | 0 | 0 | 0 | 0 | 0 | 0 | 0 | 0 | 0 | 0 | 0 | 0 | 0 | 0
Commercial_Grocery_Existing_Food Preparation_Natural Gas_Food Prep Other_E5_Baseline Forecast | Commercial | Grocery | Existing | Food Preparation | Natural Gas | Food Prep Other | E5 |  | Baseline Forecast | 0 | 0 | 0 | 0 | 0 | 0 | 0 | 0 | 0 | 0 | 0 | 0 | 0 | 0 | 0 | 0 | 0 | 0 | 0 | 0 | 0 | 0 | 0 | 0 | 0 | 0 | 0 | 0 | 0 | 0 | 0 | 0 | 0 | 0 | 0 | 0 | 0 | 0 | 0 | 0 | 0 | 0 | 0 | 0 | 0 | 0 | 0 | 0 | 0 | 0 | 0
Commercial_Grocery_Existing_Food Preparation_Natural Gas_Food Prep Other_E6_Baseline Forecast | Commercial | Grocery | Existing | Food Preparation | Natural Gas | Food Prep Other | E6 |  | Baseline Forecast | 0 | 0 | 0 | 0 | 0 | 0 | 0 | 0 | 0 | 0 | 0 | 0 | 0 | 0 | 0 | 0 | 0 | 0 | 0 | 0 | 0 | 0 | 0 | 0 | 0 | 0 | 0 | 0 | 0 | 0 | 0 | 0 | 0 | 0 | 0 | 0 | 0 | 0 | 0 | 0 | 0 | 0 | 0 | 0 | 0 | 0 | 0 | 0 | 0 | 0 | 0
Commercial_Grocery_Existing_Food Preparation_Natural Gas_Food Prep Other_E7_Baseline Forecast | Commercial | Grocery | Existing | Food Preparation | Natural Gas | Food Prep Other | E7 |  | Baseline Forecast | 0 | 0 | 0 | 0 | 0 | 0 | 0 | 0 | 0 | 0 | 0 | 0 | 0 | 0 | 0 | 0 | 0 | 0 | 0 | 0 | 0 | 0 | 0 | 0 | 0 | 0 | 0 | 0 | 0 | 0 | 0 | 0 | 0 | 0 | 0 | 0 | 0 | 0 | 0 | 0 | 0 | 0 | 0 | 0 | 0 | 0 | 0 | 0 | 0 | 0 | 0
Commercial_Grocery_Existing_Food Preparation_Natural Gas_Food Prep Other_E8_Baseline Forecast | Commercial | Grocery | Existing | Food Preparation | Natural Gas | Food Prep Other | E8 |  | Baseline Forecast | 0 | 0 | 0 | 0 | 0 | 0 | 0 | 0 | 0 | 0 | 0 | 0 | 0 | 0 | 0 | 0 | 0 | 0 | 0 | 0 | 0 | 0 | 0 | 0 | 0 | 0 | 0 | 0 | 0 | 0 | 0 | 0 | 0 | 0 | 0 | 0 | 0 | 0 | 0 | 0 | 0 | 0 | 0 | 0 | 0 | 0 | 0 | 0 | 0 | 0 | 0
Commercial_Grocery_Existing_Food Preparation_Natural Gas_Food Prep Other_E9_Baseline Forecast | Commercial | Grocery | Existing | Food Preparation | Natural Gas | Food Prep Other | E9 |  | Baseline Forecast | 0 | 0 | 0 | 0 | 0 | 0 | 0 | 0 | 0 | 0 | 0 | 0 | 0 | 0 | 0 | 0 | 0 | 0 | 0 | 0 | 0 | 0 | 0 | 0 | 0 | 0 | 0 | 0 | 0 | 0 | 0 | 0 | 0 | 0 | 0 | 0 | 0 | 0 | 0 | 0 | 0 | 0 | 0 | 0 | 0 | 0 | 0 | 0 | 0 | 0 | 0
Commercial_Grocery_Existing_Food Preparation_Natural Gas_Food Prep Other_E10_Baseline Forecast | Commercial | Grocery | Existing | Food Preparation | Natural Gas | Food Prep Other | E10 |  | Baseline Forecast | 0 | 0 | 0 | 0 | 0 | 0 | 0 | 0 | 0 | 0 | 0 | 0 | 0 | 0 | 0 | 0 | 0 | 0 | 0 | 0 | 0 | 0 | 0 | 0 | 0 | 0 | 0 | 0 | 0 | 0 | 0 | 0 | 0 | 0 | 0 | 0 | 0 | 0 | 0 | 0 | 0 | 0 | 0 | 0 | 0 | 0 | 0 | 0 | 0 | 0 | 0
Commercial_Grocery_Existing_Food Preparation_Natural Gas_Food Prep Other_Vintage_Baseline Forecast | Commercial | Grocery | Existing | Food Preparation | Natural Gas | Food Prep Other | Vintage |  | Baseline Forecast | 0 | 0 | 0 | 0 | 0 | 0 | 0 | 0 | 0 | 0 | 0 | 0 | 0 | 0 | 0 | 0 | 0 | 0 | 0 | 0 | 0 | 0 | 0 | 0 | 0 | 0 | 0 | 0 | 0 | 0 | 0 | 0 | 0 | 0 | 0 | 0 | 0 | 0 | 0 | 0 | 0 | 0 | 0 | 0 | 0 | 0 | 0 | 0 | 0 | 0 | 0
Commercial_Grocery_Existing_Miscellaneous_Natural Gas_Pool Heater_E1_Baseline Forecast | Commercial | Grocery | Existing | Miscellaneous | Natural Gas | Pool Heater | E1 |  | Baseline Forecast | 0 | 0 | 0 | 0 | 0 | 0 | 0 | 0 | 0 | 0 | 0 | 0 | 0 | 0 | 0 | 0 | 0 | 0 | 0 | 0 | 0 | 0 | 0 | 0 | 0 | 0 | 0 | 0 | 0 | 0 | 0 | 0 | 0 | 0 | 0 | 0 | 0 | 0 | 0 | 0 | 0 | 0 | 0 | 0 | 0 | 0 | 0 | 0 | 0 | 0 | 0
Commercial_Grocery_Existing_Miscellaneous_Natural Gas_Pool Heater_E2_Baseline Forecast | Commercial | Grocery | Existing | Miscellaneous | Natural Gas | Pool Heater | E2 |  | Baseline Forecast | 0 | 0 | 0 | 0 | 0 | 0 | 0 | 0 | 0 | 0 | 0 | 0 | 0 | 0 | 0 | 0 | 0 | 0 | 0 | 0 | 0 | 0 | 0 | 0 | 0 | 0 | 0 | 0 | 0 | 0 | 0 | 0 | 0 | 0 | 0 | 0 | 0 | 0 | 0 | 0 | 0 | 0 | 0 | 0 | 0 | 0 | 0 | 0 | 0 | 0 | 0
Commercial_Grocery_Existing_Miscellaneous_Natural Gas_Pool Heater_E3_Baseline Forecast | Commercial | Grocery | Existing | Miscellaneous | Natural Gas | Pool Heater | E3 |  | Baseline Forecast | 0 | 0 | 0 | 0 | 0 | 0 | 0 | 0 | 0 | 0 | 0 | 0 | 0 | 0 | 0 | 0 | 0 | 0 | 0 | 0 | 0 | 0 | 0 | 0 | 0 | 0 | 0 | 0 | 0 | 0 | 0 | 0 | 0 | 0 | 0 | 0 | 0 | 0 | 0 | 0 | 0 | 0 | 0 | 0 | 0 | 0 | 0 | 0 | 0 | 0 | 0
Commercial_Grocery_Existing_Miscellaneous_Natural Gas_Pool Heater_E4_Baseline Forecast | Commercial | Grocery | Existing | Miscellaneous | Natural Gas | Pool Heater | E4 |  | Baseline Forecast | 0 | 0 | 0 | 0 | 0 | 0 | 0 | 0 | 0 | 0 | 0 | 0 | 0 | 0 | 0 | 0 | 0 | 0 | 0 | 0 | 0 | 0 | 0 | 0 | 0 | 0 | 0 | 0 | 0 | 0 | 0 | 0 | 0 | 0 | 0 | 0 | 0 | 0 | 0 | 0 | 0 | 0 | 0 | 0 | 0 | 0 | 0 | 0 | 0 | 0 | 0
Commercial_Grocery_Existing_Miscellaneous_Natural Gas_Pool Heater_E5_Baseline Forecast | Commercial | Grocery | Existing | Miscellaneous | Natural Gas | Pool Heater | E5 |  | Baseline Forecast | 0 | 0 | 0 | 0 | 0 | 0 | 0 | 0 | 0 | 0 | 0 | 0 | 0 | 0 | 0 | 0 | 0 | 0 | 0 | 0 | 0 | 0 | 0 | 0 | 0 | 0 | 0 | 0 | 0 | 0 | 0 | 0 | 0 | 0 | 0 | 0 | 0 | 0 | 0 | 0 | 0 | 0 | 0 | 0 | 0 | 0 | 0 | 0 | 0 | 0 | 0
Commercial_Grocery_Existing_Miscellaneous_Natural Gas_Pool Heater_E6_Baseline Forecast | Commercial | Grocery | Existing | Miscellaneous | Natural Gas | Pool Heater | E6 |  | Baseline Forecast | 0 | 0 | 0 | 0 | 0 | 0 | 0 | 0 | 0 | 0 | 0 | 0 | 0 | 0 | 0 | 0 | 0 | 0 | 0 | 0 | 0 | 0 | 0 | 0 | 0 | 0 | 0 | 0 | 0 | 0 | 0 | 0 | 0 | 0 | 0 | 0 | 0 | 0 | 0 | 0 | 0 | 0 | 0 | 0 | 0 | 0 | 0 | 0 | 0 | 0 | 0
Commercial_Grocery_Existing_Miscellaneous_Natural Gas_Pool Heater_E7_Baseline Forecast | Commercial | Grocery | Existing | Miscellaneous | Natural Gas | Pool Heater | E7 |  | Baseline Forecast | 0 | 0 | 0 | 0 | 0 | 0 | 0 | 0 | 0 | 0 | 0 | 0 | 0 | 0 | 0 | 0 | 0 | 0 | 0 | 0 | 0 | 0 | 0 | 0 | 0 | 0 | 0 | 0 | 0 | 0 | 0 | 0 | 0 | 0 | 0 | 0 | 0 | 0 | 0 | 0 | 0 | 0 | 0 | 0 | 0 | 0 | 0 | 0 | 0 | 0 | 0
Commercial_Grocery_Existing_Miscellaneous_Natural Gas_Pool Heater_E8_Baseline Forecast | Commercial | Grocery | Existing | Miscellaneous | Natural Gas | Pool Heater | E8 |  | Baseline Forecast | 0 | 0 | 0 | 0 | 0 | 0 | 0 | 0 | 0 | 0 | 0 | 0 | 0 | 0 | 0 | 0 | 0 | 0 | 0 | 0 | 0 | 0 | 0 | 0 | 0 | 0 | 0 | 0 | 0 | 0 | 0 | 0 | 0 | 0 | 0 | 0 | 0 | 0 | 0 | 0 | 0 | 0 | 0 | 0 | 0 | 0 | 0 | 0 | 0 | 0 | 0
Commercial_Grocery_Existing_Miscellaneous_Natural Gas_Pool Heater_E9_Baseline Forecast | Commercial | Grocery | Existing | Miscellaneous | Natural Gas | Pool Heater | E9 |  | Baseline Forecast | 0 | 0 | 0 | 0 | 0 | 0 | 0 | 0 | 0 | 0 | 0 | 0 | 0 | 0 | 0 | 0 | 0 | 0 | 0 | 0 | 0 | 0 | 0 | 0 | 0 | 0 | 0 | 0 | 0 | 0 | 0 | 0 | 0 | 0 | 0 | 0 | 0 | 0 | 0 | 0 | 0 | 0 | 0 | 0 | 0 | 0 | 0 | 0 | 0 | 0 | 0
Commercial_Grocery_Existing_Miscellaneous_Natural Gas_Pool Heater_E10_Baseline Forecast | Commercial | Grocery | Existing | Miscellaneous | Natural Gas | Pool Heater | E10 |  | Baseline Forecast | 0 | 0 | 0 | 0 | 0 | 0 | 0 | 0 | 0 | 0 | 0 | 0 | 0 | 0 | 0 | 0 | 0 | 0 | 0 | 0 | 0 | 0 | 0 | 0 | 0 | 0 | 0 | 0 | 0 | 0 | 0 | 0 | 0 | 0 | 0 | 0 | 0 | 0 | 0 | 0 | 0 | 0 | 0 | 0 | 0 | 0 | 0 | 0 | 0 | 0 | 0
Commercial_Grocery_Existing_Miscellaneous_Natural Gas_Pool Heater_Vintage_Baseline Forecast | Commercial | Grocery | Existing | Miscellaneous | Natural Gas | Pool Heater | Vintage |  | Baseline Forecast | 0 | 0 | 0 | 0 | 0 | 0 | 0 | 0 | 0 | 0 | 0 | 0 | 0 | 0 | 0 | 0 | 0 | 0 | 0 | 0 | 0 | 0 | 0 | 0 | 0 | 0 | 0 | 0 | 0 | 0 | 0 | 0 | 0 | 0 | 0 | 0 | 0 | 0 | 0 | 0 | 0 | 0 | 0 | 0 | 0 | 0 | 0 | 0 | 0 | 0 | 0
Commercial_Grocery_Existing_Miscellaneous_Natural Gas_Miscellaneous_E1_Baseline Forecast | Commercial | Grocery | Existing | Miscellaneous | Natural Gas | Miscellaneous | E1 |  | Baseline Forecast | 0 | 189642.3558 | 413282.7597 | 664545.8197 | 876460.088 | 1054243.1654 | 1203877.6132 | 1330211.5863 | 1436873.3907 | 1526427.6526 | 1601289.0747 | 1663620.5858 | 1715208.7842 | 1757596.7604 | 1792099.9017 | 1819907.0985 | 1842015.2776 | 1859278.2228 | 1872411.5171 | 1882025.5118 | 1888624.4167 | 1892651.645 | 1894500.2585 | 1894493.2707 | 1892906.1775 | 1889958.8791 | 1885851.4331 | 1880754.4573 | 1874813.4583 | 1868152.5232 | 1860877.4701 | 1853078.5347 | 1844896.2192 | 0 | 0 | 0 | 0 | 0 | 0 | 0 | 0 | 0 | 0 | 0 | 0 | 0 | 0 | 0 | 0 | 0 | 0
Commercial_Grocery_Existing_Miscellaneous_Natural Gas_Miscellaneous_E2_Baseline Forecast | Commercial | Grocery | Existing | Miscellaneous | Natural Gas | Miscellaneous | E2 |  | Baseline Forecast | 0 | 0 | 0 | 0 | 0 | 0 | 0 | 0 | 0 | 0 | 0 | 0 | 0 | 0 | 0 | 0 | 0 | 0 | 0 | 0 | 0 | 0 | 0 | 0 | 0 | 0 | 0 | 0 | 0 | 0 | 0 | 0 | 0 | 0 | 0 | 0 | 0 | 0 | 0 | 0 | 0 | 0 | 0 | 0 | 0 | 0 | 0 | 0 | 0 | 0 | 0
Commercial_Grocery_Existing_Miscellaneous_Natural Gas_Miscellaneous_E3_Baseline Forecast | Commercial | Grocery | Existing | Miscellaneous | Natural Gas | Miscellaneous | E3 |  | Baseline Forecast | 0 | 0 | 0 | 0 | 0 | 0 | 0 | 0 | 0 | 0 | 0 | 0 | 0 | 0 | 0 | 0 | 0 | 0 | 0 | 0 | 0 | 0 | 0 | 0 | 0 | 0 | 0 | 0 | 0 | 0 | 0 | 0 | 0 | 0 | 0 | 0 | 0 | 0 | 0 | 0 | 0 | 0 | 0 | 0 | 0 | 0 | 0 | 0 | 0 | 0 | 0
Commercial_Grocery_Existing_Miscellaneous_Natural Gas_Miscellaneous_E4_Baseline Forecast | Commercial | Grocery | Existing | Miscellaneous | Natural Gas | Miscellaneous | E4 |  | Baseline Forecast | 0 | 0 | 0 | 0 | 0 | 0 | 0 | 0 | 0 | 0 | 0 | 0 | 0 | 0 | 0 | 0 | 0 | 0 | 0 | 0 | 0 | 0 | 0 | 0 | 0 | 0 | 0 | 0 | 0 | 0 | 0 | 0 | 0 | 0 | 0 | 0 | 0 | 0 | 0 | 0 | 0 | 0 | 0 | 0 | 0 | 0 | 0 | 0 | 0 | 0 | 0
Commercial_Grocery_Existing_Miscellaneous_Natural Gas_Miscellaneous_E5_Baseline Forecast | Commercial | Grocery | Existing | Miscellaneous | Natural Gas | Miscellaneous | E5 |  | Baseline Forecast | 0 | 0 | 0 | 0 | 0 | 0 | 0 | 0 | 0 | 0 | 0 | 0 | 0 | 0 | 0 | 0 | 0 | 0 | 0 | 0 | 0 | 0 | 0 | 0 | 0 | 0 | 0 | 0 | 0 | 0 | 0 | 0 | 0 | 0 | 0 | 0 | 0 | 0 | 0 | 0 | 0 | 0 | 0 | 0 | 0 | 0 | 0 | 0 | 0 | 0 | 0
Commercial_Grocery_Existing_Miscellaneous_Natural Gas_Miscellaneous_E6_Baseline Forecast | Commercial | Grocery | Existing | Miscellaneous | Natural Gas | Miscellaneous | E6 |  | Baseline Forecast | 0 | 0 | 0 | 0 | 0 | 0 | 0 | 0 | 0 | 0 | 0 | 0 | 0 | 0 | 0 | 0 | 0 | 0 | 0 | 0 | 0 | 0 | 0 | 0 | 0 | 0 | 0 | 0 | 0 | 0 | 0 | 0 | 0 | 0 | 0 | 0 | 0 | 0 | 0 | 0 | 0 | 0 | 0 | 0 | 0 | 0 | 0 | 0 | 0 | 0 | 0
Commercial_Grocery_Existing_Miscellaneous_Natural Gas_Miscellaneous_E7_Baseline Forecast | Commercial | Grocery | Existing | Miscellaneous | Natural Gas | Miscellaneous | E7 |  | Baseline Forecast | 0 | 0 | 0 | 0 | 0 | 0 | 0 | 0 | 0 | 0 | 0 | 0 | 0 | 0 | 0 | 0 | 0 | 0 | 0 | 0 | 0 | 0 | 0 | 0 | 0 | 0 | 0 | 0 | 0 | 0 | 0 | 0 | 0 | 0 | 0 | 0 | 0 | 0 | 0 | 0 | 0 | 0 | 0 | 0 | 0 | 0 | 0 | 0 | 0 | 0 | 0
Commercial_Grocery_Existing_Miscellaneous_Natural Gas_Miscellaneous_E8_Baseline Forecast | Commercial | Grocery | Existing | Miscellaneous | Natural Gas | Miscellaneous | E8 |  | Baseline Forecast | 0 | 0 | 0 | 0 | 0 | 0 | 0 | 0 | 0 | 0 | 0 | 0 | 0 | 0 | 0 | 0 | 0 | 0 | 0 | 0 | 0 | 0 | 0 | 0 | 0 | 0 | 0 | 0 | 0 | 0 | 0 | 0 | 0 | 0 | 0 | 0 | 0 | 0 | 0 | 0 | 0 | 0 | 0 | 0 | 0 | 0 | 0 | 0 | 0 | 0 | 0
Commercial_Grocery_Existing_Miscellaneous_Natural Gas_Miscellaneous_E9_Baseline Forecast | Commercial | Grocery | Existing | Miscellaneous | Natural Gas | Miscellaneous | E9 |  | Baseline Forecast | 0 | 0 | 0 | 0 | 0 | 0 | 0 | 0 | 0 | 0 | 0 | 0 | 0 | 0 | 0 | 0 | 0 | 0 | 0 | 0 | 0 | 0 | 0 | 0 | 0 | 0 | 0 | 0 | 0 | 0 | 0 | 0 | 0 | 0 | 0 | 0 | 0 | 0 | 0 | 0 | 0 | 0 | 0 | 0 | 0 | 0 | 0 | 0 | 0 | 0 | 0
Commercial_Grocery_Existing_Miscellaneous_Natural Gas_Miscellaneous_E10_Baseline Forecast | Commercial | Grocery | Existing | Miscellaneous | Natural Gas | Miscellaneous | E10 |  | Baseline Forecast | 0 | 0 | 0 | 0 | 0 | 0 | 0 | 0 | 0 | 0 | 0 | 0 | 0 | 0 | 0 | 0 | 0 | 0 | 0 | 0 | 0 | 0 | 0 | 0 | 0 | 0 | 0 | 0 | 0 | 0 | 0 | 0 | 0 | 0 | 0 | 0 | 0 | 0 | 0 | 0 | 0 | 0 | 0 | 0 | 0 | 0 | 0 | 0 | 0 | 0 | 0
Commercial_Grocery_Existing_Miscellaneous_Natural Gas_Miscellaneous_Vintage_Baseline Forecast | Commercial | Grocery | Existing | Miscellaneous | Natural Gas | Miscellaneous | Vintage |  | Baseline Forecast | 2223808.3857 | 2022851.7949 | 1787897.1559 | 1522970.6502 | 1297037.8167 | 1103885.1239 | 939891.9661 | 800843.6919 | 682757.5345 | 582176.2246 | 496432.9704 | 423328.7832 | 360982.8129 | 307805.9817 | 262446.9748 | 223763.7183 | 190776.4785 | 162648.7025 | 138665.0332 | 118215.3474 | 100778.4118 | 85910.7974 | 73234.8566 | 62427.7538 | 53214.1726 | 45358.9645 | 38662.061 | 32952.8334 | 28085.7645 | 23936.7562 | 20399.9796 | 17385.1876 | 14815.9339 | 0 | 0 | 0 | 0 | 0 | 0 | 0 | 0 | 0 | 0 | 0 | 0 | 0 | 0 | 0 | 0 | 0 | 0
Commercial_Grocery_New_Space Heating_Natural Gas_Furnace_E1_Baseline Forecast | Commercial | Grocery | New | Space Heating | Natural Gas | Furnace | E1 |  | Baseline Forecast | 0 | 14493.3066 | 84399.9068 | 129075.1205 | 186692.8003 | 264886.3094 | 337971.8298 | 402748.34 | 449573.569 | 494785.2436 | 539407.1598 | 583585.7665 | 627703.8433 | 671948.1564 | 716464.6166 | 761063.0893 | 805673.7506 | 850226.6204 | 894720.7818 | 938936.5132 | 982123.2487 | 1024741.8359 | 1066578.7312 | 1107378.6443 | 1147293.59 | 1186574.8146 | 1226249.5648 | 1266288.189 | 1306663.32 | 1347349.6993 | 1388324.0154 | 1429564.7533 | 1445745.1694 | 0 | 0 | 0 | 0 | 0 | 0 | 0 | 0 | 0 | 0 | 0 | 0 | 0 | 0 | 0 | 0 | 0 | 0
Commercial_Grocery_New_Space Heating_Natural Gas_Furnace_E2_Baseline Forecast | Commercial | Grocery | New | Space Heating | Natural Gas | Furnace | E2 |  | Baseline Forecast | 0 | 0 | 0 | 0 | 0 | 0 | 0 | 0 | 11433.3207 | 22472.6596 | 33367.9972 | 44155.0918 | 54927.4069 | 65730.545 | 76600.1334 | 87489.7467 | 98382.3362 | 109260.8147 | 120124.9584 | 131193.3356 | 143302.5307 | 155991.7754 | 169396.7276 | 183771.7785 | 198964.0057 | 214799.2123 | 230250.2056 | 245346.6917 | 260116.0926 | 274583.7217 | 288772.9462 | 302705.3367 | 311375.5794 | 0 | 0 | 0 | 0 | 0 | 0 | 0 | 0 | 0 | 0 | 0 | 0 | 0 | 0 | 0 | 0 | 0 | 0
Commercial_Grocery_New_Space Heating_Natural Gas_Furnace_E3_Baseline Forecast | Commercial | Grocery | New | Space Heating | Natural Gas | Furnace | E3 |  | Baseline Forecast | 0 | 0 | 0 | 0 | 0 | 0 | 0 | 0 | 0 | 0 | 0 | 0 | 0 | 0 | 0 | 0 | 0 | 0 | 0 | 0 | 0 | 0 | 0 | 0 | 0 | 0 | 0 | 0 | 0 | 0 | 0 | 0 | 0 | 0 | 0 | 0 | 0 | 0 | 0 | 0 | 0 | 0 | 0 | 0 | 0 | 0 | 0 | 0 | 0 | 0 | 0
Commercial_Grocery_New_Space Heating_Natural Gas_Furnace_E4_Baseline Forecast | Commercial | Grocery | New | Space Heating | Natural Gas | Furnace | E4 |  | Baseline Forecast | 0 | 0 | 0 | 0 | 0 | 0 | 0 | 0 | 0 | 0 | 0 | 0 | 0 | 0 | 0 | 0 | 0 | 0 | 0 | 0 | 0 | 0 | 0 | 0 | 0 | 0 | 0 | 0 | 0 | 0 | 0 | 0 | 0 | 0 | 0 | 0 | 0 | 0 | 0 | 0 | 0 | 0 | 0 | 0 | 0 | 0 | 0 | 0 | 0 | 0 | 0
Commercial_Grocery_New_Space Heating_Natural Gas_Furnace_E5_Baseline Forecast | Commercial | Grocery | New | Space Heating | Natural Gas | Furnace | E5 |  | Baseline Forecast | 0 | 0 | 0 | 0 | 0 | 0 | 0 | 0 | 0 | 0 | 0 | 0 | 0 | 0 | 0 | 0 | 0 | 0 | 0 | 0 | 0 | 0 | 0 | 0 | 0 | 0 | 0 | 0 | 0 | 0 | 0 | 0 | 0 | 0 | 0 | 0 | 0 | 0 | 0 | 0 | 0 | 0 | 0 | 0 | 0 | 0 | 0 | 0 | 0 | 0 | 0
Commercial_Grocery_New_Space Heating_Natural Gas_Furnace_E6_Baseline Forecast | Commercial | Grocery | New | Space Heating | Natural Gas | Furnace | E6 |  | Baseline Forecast | 0 | 0 | 0 | 0 | 0 | 0 | 0 | 0 | 0 | 0 | 0 | 0 | 0 | 0 | 0 | 0 | 0 | 0 | 0 | 0 | 0 | 0 | 0 | 0 | 0 | 0 | 0 | 0 | 0 | 0 | 0 | 0 | 0 | 0 | 0 | 0 | 0 | 0 | 0 | 0 | 0 | 0 | 0 | 0 | 0 | 0 | 0 | 0 | 0 | 0 | 0
Commercial_Grocery_New_Space Heating_Natural Gas_Furnace_E7_Baseline Forecast | Commercial | Grocery | New | Space Heating | Natural Gas | Furnace | E7 |  | Baseline Forecast | 0 | 0 | 0 | 0 | 0 | 0 | 0 | 0 | 0 | 0 | 0 | 0 | 0 | 0 | 0 | 0 | 0 | 0 | 0 | 0 | 0 | 0 | 0 | 0 | 0 | 0 | 0 | 0 | 0 | 0 | 0 | 0 | 0 | 0 | 0 | 0 | 0 | 0 | 0 | 0 | 0 | 0 | 0 | 0 | 0 | 0 | 0 | 0 | 0 | 0 | 0
Commercial_Grocery_New_Space Heating_Natural Gas_Furnace_E8_Baseline Forecast | Commercial | Grocery | New | Space Heating | Natural Gas | Furnace | E8 |  | Baseline Forecast | 0 | 0 | 0 | 0 | 0 | 0 | 0 | 0 | 0 | 0 | 0 | 0 | 0 | 0 | 0 | 0 | 0 | 0 | 0 | 0 | 0 | 0 | 0 | 0 | 0 | 0 | 0 | 0 | 0 | 0 | 0 | 0 | 0 | 0 | 0 | 0 | 0 | 0 | 0 | 0 | 0 | 0 | 0 | 0 | 0 | 0 | 0 | 0 | 0 | 0 | 0
Commercial_Grocery_New_Space Heating_Natural Gas_Furnace_E9_Baseline Forecast | Commercial | Grocery | New | Space Heating | Natural Gas | Furnace | E9 |  | Baseline Forecast | 0 | 0 | 0 | 0 | 0 | 0 | 0 | 0 | 0 | 0 | 0 | 0 | 0 | 0 | 0 | 0 | 0 | 0 | 0 | 0 | 0 | 0 | 0 | 0 | 0 | 0 | 0 | 0 | 0 | 0 | 0 | 0 | 0 | 0 | 0 | 0 | 0 | 0 | 0 | 0 | 0 | 0 | 0 | 0 | 0 | 0 | 0 | 0 | 0 | 0 | 0
Commercial_Grocery_New_Space Heating_Natural Gas_Furnace_E10_Baseline Forecast | Commercial | Grocery | New | Space Heating | Natural Gas | Furnace | E10 |  | Baseline Forecast | 0 | 0 | 0 | 0 | 0 | 0 | 0 | 0 | 0 | 0 | 0 | 0 | 0 | 0 | 0 | 0 | 0 | 0 | 0 | 0 | 0 | 0 | 0 | 0 | 0 | 0 | 0 | 0 | 0 | 0 | 0 | 0 | 0 | 0 | 0 | 0 | 0 | 0 | 0 | 0 | 0 | 0 | 0 | 0 | 0 | 0 | 0 | 0 | 0 | 0 | 0
Commercial_Grocery_New_Space Heating_Natural Gas_Furnace_Vintage_Baseline Forecast | Commercial | Grocery | New | Space Heating | Natural Gas | Furnace | Vintage |  | Baseline Forecast | 0 | 0 | 0 | 0 | 0 | 0 | 0 | 0 | 0 | 0 | 0 | 0 | 0 | 0 | 0 | 0 | 0 | 0 | 0 | 0 | 0 | 0 | 0 | 0 | 0 | 0 | 0 | 0 | 0 | 0 | 0 | 0 | 0 | 0 | 0 | 0 | 0 | 0 | 0 | 0 | 0 | 0 | 0 | 0 | 0 | 0 | 0 | 0 | 0 | 0 | 0
Commercial_Grocery_New_Space Heating_Natural Gas_Boiler_E1_Baseline Forecast | Commercial | Grocery | New | Space Heating | Natural Gas | Boiler | E1 |  | Baseline Forecast | 0 | 42.5682 | 247.8906 | 379.106 | 548.3347 | 777.9965 | 992.6557 | 1182.9106 | 1354.0215 | 1519.2362 | 1682.2957 | 1843.7352 | 2004.9536 | 2166.6332 | 2329.3074 | 2492.2812 | 2862.7776 | 3232.7939 | 3602.3227 | 3971.3562 | 4340.4686 | 4709.6605 | 5083.3371 | 5479.8759 | 5888.5773 | 6313.2072 | 6759.3157 | 7223.2205 | 7700.486 | 8187.6887 | 8683.2492 | 9186.1645 | 9493.1112 | 0 | 0 | 0 | 0 | 0 | 0 | 0 | 0 | 0 | 0 | 0 | 0 | 0 | 0 | 0 | 0 | 0 | 0
Commercial_Grocery_New_Space Heating_Natural Gas_Boiler_E2_Baseline Forecast | Commercial | Grocery | New | Space Heating | Natural Gas | Boiler | E2 |  | Baseline Forecast | 0 | 0 | 0 | 0 | 0 | 0 | 0 | 0 | 0 | 0 | 0 | 0 | 0 | 0 | 0 | 0 | 0 | 0 | 0 | 0 | 0 | 0 | 0 | 0 | 0 | 0 | 0 | 0 | 0 | 0 | 0 | 0 | 0 | 0 | 0 | 0 | 0 | 0 | 0 | 0 | 0 | 0 | 0 | 0 | 0 | 0 | 0 | 0 | 0 | 0 | 0
Commercial_Grocery_New_Space Heating_Natural Gas_Boiler_E3_Baseline Forecast | Commercial | Grocery | New | Space Heating | Natural Gas | Boiler | E3 |  | Baseline Forecast | 0 | 54.1778 | 315.4972 | 482.4986 | 697.8805 | 990.1774 | 1263.38 | 1505.5226 | 1723.3001 | 1933.5733 | 2141.1036 | 2346.5721 | 2551.7591 | 2757.5332 | 2964.573 | 3171.9943 | 3171.9943 | 3171.9943 | 3171.9943 | 3171.9943 | 3171.9943 | 3171.9943 | 3167.069 | 3138.8352 | 3097.9862 | 3041.2705 | 2963.1384 | 2867.2725 | 2758.1088 | 2639.0711 | 2511.7393 | 2377.1167 | 2236.0536 | 0 | 0 | 0 | 0 | 0 | 0 | 0 | 0 | 0 | 0 | 0 | 0 | 0 | 0 | 0 | 0 | 0 | 0
Commercial_Grocery_New_Space Heating_Natural Gas_Boiler_E4_Baseline Forecast | Commercial | Grocery | New | Space Heating | Natural Gas | Boiler | E4 |  | Baseline Forecast | 0 | 0 | 0 | 0 | 0 | 0 | 0 | 0 | 0 | 0 | 0 | 0 | 0 | 0 | 0 | 0 | 0 | 0 | 0 | 0 | 0 | 0 | 0 | 0 | 0 | 0 | 0 | 0 | 0 | 0 | 0 | 0 | 0 | 0 | 0 | 0 | 0 | 0 | 0 | 0 | 0 | 0 | 0 | 0 | 0 | 0 | 0 | 0 | 0 | 0 | 0
Commercial_Grocery_New_Space Heating_Natural Gas_Boiler_E5_Baseline Forecast | Commercial | Grocery | New | Space Heating | Natural Gas | Boiler | E5 |  | Baseline Forecast | 0 | 0 | 0 | 0 | 0 | 0 | 0 | 0 | 0 | 0 | 0 | 0 | 0 | 0 | 0 | 0 | 0 | 0 | 0 | 0 | 0 | 0 | 0 | 0 | 0 | 0 | 0 | 0 | 0 | 0 | 0 | 0 | 0 | 0 | 0 | 0 | 0 | 0 | 0 | 0 | 0 | 0 | 0 | 0 | 0 | 0 | 0 | 0 | 0 | 0 | 0
Commercial_Grocery_New_Space Heating_Natural Gas_Boiler_E6_Baseline Forecast | Commercial | Grocery | New | Space Heating | Natural Gas | Boiler | E6 |  | Baseline Forecast | 0 | 0 | 0 | 0 | 0 | 0 | 0 | 0 | 0 | 0 | 0 | 0 | 0 | 0 | 0 | 0 | 0 | 0 | 0 | 0 | 0 | 0 | 0 | 0 | 0 | 0 | 0 | 0 | 0 | 0 | 0 | 0 | 0 | 0 | 0 | 0 | 0 | 0 | 0 | 0 | 0 | 0 | 0 | 0 | 0 | 0 | 0 | 0 | 0 | 0 | 0
Commercial_Grocery_New_Space Heating_Natural Gas_Boiler_E7_Baseline Forecast | Commercial | Grocery | New | Space Heating | Natural Gas | Boiler | E7 |  | Baseline Forecast | 0 | 0 | 0 | 0 | 0 | 0 | 0 | 0 | 0 | 0 | 0 | 0 | 0 | 0 | 0 | 0 | 0 | 0 | 0 | 0 | 0 | 0 | 0 | 0 | 0 | 0 | 0 | 0 | 0 | 0 | 0 | 0 | 0 | 0 | 0 | 0 | 0 | 0 | 0 | 0 | 0 | 0 | 0 | 0 | 0 | 0 | 0 | 0 | 0 | 0 | 0
Commercial_Grocery_New_Space Heating_Natural Gas_Boiler_E8_Baseline Forecast | Commercial | Grocery | New | Space Heating | Natural Gas | Boiler | E8 |  | Baseline Forecast | 0 | 0 | 0 | 0 | 0 | 0 | 0 | 0 | 0 | 0 | 0 | 0 | 0 | 0 | 0 | 0 | 0 | 0 | 0 | 0 | 0 | 0 | 0 | 0 | 0 | 0 | 0 | 0 | 0 | 0 | 0 | 0 | 0 | 0 | 0 | 0 | 0 | 0 | 0 | 0 | 0 | 0 | 0 | 0 | 0 | 0 | 0 | 0 | 0 | 0 | 0
Commercial_Grocery_New_Space Heating_Natural Gas_Boiler_E9_Baseline Forecast | Commercial | Grocery | New | Space Heating | Natural Gas | Boiler | E9 |  | Baseline Forecast | 0 | 0 | 0 | 0 | 0 | 0 | 0 | 0 | 0 | 0 | 0 | 0 | 0 | 0 | 0 | 0 | 0 | 0 | 0 | 0 | 0 | 0 | 0 | 0 | 0 | 0 | 0 | 0 | 0 | 0 | 0 | 0 | 0 | 0 | 0 | 0 | 0 | 0 | 0 | 0 | 0 | 0 | 0 | 0 | 0 | 0 | 0 | 0 | 0 | 0 | 0
Commercial_Grocery_New_Space Heating_Natural Gas_Boiler_E10_Baseline Forecast | Commercial | Grocery | New | Space Heating | Natural Gas | Boiler | E10 |  | Baseline Forecast | 0 | 0 | 0 | 0 | 0 | 0 | 0 | 0 | 0 | 0 | 0 | 0 | 0 | 0 | 0 | 0 | 0 | 0 | 0 | 0 | 0 | 0 | 0 | 0 | 0 | 0 | 0 | 0 | 0 | 0 | 0 | 0 | 0 | 0 | 0 | 0 | 0 | 0 | 0 | 0 | 0 | 0 | 0 | 0 | 0 | 0 | 0 | 0 | 0 | 0 | 0
Commercial_Grocery_New_Space Heating_Natural Gas_Boiler_Vintage_Baseline Forecast | Commercial | Grocery | New | Space Heating | Natural Gas | Boiler | Vintage |  | Baseline Forecast | 0 | 0 | 0 | 0 | 0 | 0 | 0 | 0 | 0 | 0 | 0 | 0 | 0 | 0 | 0 | 0 | 0 | 0 | 0 | 0 | 0 | 0 | 0 | 0 | 0 | 0 | 0 | 0 | 0 | 0 | 0 | 0 | 0 | 0 | 0 | 0 | 0 | 0 | 0 | 0 | 0 | 0 | 0 | 0 | 0 | 0 | 0 | 0 | 0 | 0 | 0
Commercial_Grocery_New_Space Heating_Natural Gas_Unit Heater_E1_Baseline Forecast | Commercial | Grocery | New | Space Heating | Natural Gas | Unit Heater | E1 |  | Baseline Forecast | 0 | 0 | 0 | 0 | 0 | 0 | 0 | 0 | 0 | 0 | 0 | 0 | 0 | 0 | 0 | 0 | 0 | 0 | 0 | 0 | 0 | 0 | 0 | 0 | 0 | 0 | 0 | 0 | 0 | 0 | 0 | 0 | 0 | 0 | 0 | 0 | 0 | 0 | 0 | 0 | 0 | 0 | 0 | 0 | 0 | 0 | 0 | 0 | 0 | 0 | 0
Commercial_Grocery_New_Space Heating_Natural Gas_Unit Heater_E2_Baseline Forecast | Commercial | Grocery | New | Space Heating | Natural Gas | Unit Heater | E2 |  | Baseline Forecast | 0 | 0 | 0 | 0 | 0 | 0 | 0 | 0 | 0 | 0 | 0 | 0 | 0 | 0 | 0 | 0 | 0 | 0 | 0 | 0 | 0 | 0 | 0 | 0 | 0 | 0 | 0 | 0 | 0 | 0 | 0 | 0 | 0 | 0 | 0 | 0 | 0 | 0 | 0 | 0 | 0 | 0 | 0 | 0 | 0 | 0 | 0 | 0 | 0 | 0 | 0
Commercial_Grocery_New_Space Heating_Natural Gas_Unit Heater_E3_Baseline Forecast | Commercial | Grocery | New | Space Heating | Natural Gas | Unit Heater | E3 |  | Baseline Forecast | 0 | 0 | 0 | 0 | 0 | 0 | 0 | 0 | 0 | 0 | 0 | 0 | 0 | 0 | 0 | 0 | 0 | 0 | 0 | 0 | 0 | 0 | 0 | 0 | 0 | 0 | 0 | 0 | 0 | 0 | 0 | 0 | 0 | 0 | 0 | 0 | 0 | 0 | 0 | 0 | 0 | 0 | 0 | 0 | 0 | 0 | 0 | 0 | 0 | 0 | 0
Commercial_Grocery_New_Space Heating_Natural Gas_Unit Heater_E4_Baseline Forecast | Commercial | Grocery | New | Space Heating | Natural Gas | Unit Heater | E4 |  | Baseline Forecast | 0 | 0 | 0 | 0 | 0 | 0 | 0 | 0 | 0 | 0 | 0 | 0 | 0 | 0 | 0 | 0 | 0 | 0 | 0 | 0 | 0 | 0 | 0 | 0 | 0 | 0 | 0 | 0 | 0 | 0 | 0 | 0 | 0 | 0 | 0 | 0 | 0 | 0 | 0 | 0 | 0 | 0 | 0 | 0 | 0 | 0 | 0 | 0 | 0 | 0 | 0
Commercial_Grocery_New_Space Heating_Natural Gas_Unit Heater_E5_Baseline Forecast | Commercial | Grocery | New | Space Heating | Natural Gas | Unit Heater | E5 |  | Baseline Forecast | 0 | 0 | 0 | 0 | 0 | 0 | 0 | 0 | 0 | 0 | 0 | 0 | 0 | 0 | 0 | 0 | 0 | 0 | 0 | 0 | 0 | 0 | 0 | 0 | 0 | 0 | 0 | 0 | 0 | 0 | 0 | 0 | 0 | 0 | 0 | 0 | 0 | 0 | 0 | 0 | 0 | 0 | 0 | 0 | 0 | 0 | 0 | 0 | 0 | 0 | 0
Commercial_Grocery_New_Space Heating_Natural Gas_Unit Heater_E6_Baseline Forecast | Commercial | Grocery | New | Space Heating | Natural Gas | Unit Heater | E6 |  | Baseline Forecast | 0 | 0 | 0 | 0 | 0 | 0 | 0 | 0 | 0 | 0 | 0 | 0 | 0 | 0 | 0 | 0 | 0 | 0 | 0 | 0 | 0 | 0 | 0 | 0 | 0 | 0 | 0 | 0 | 0 | 0 | 0 | 0 | 0 | 0 | 0 | 0 | 0 | 0 | 0 | 0 | 0 | 0 | 0 | 0 | 0 | 0 | 0 | 0 | 0 | 0 | 0
Commercial_Grocery_New_Space Heating_Natural Gas_Unit Heater_E7_Baseline Forecast | Commercial | Grocery | New | Space Heating | Natural Gas | Unit Heater | E7 |  | Baseline Forecast | 0 | 0 | 0 | 0 | 0 | 0 | 0 | 0 | 0 | 0 | 0 | 0 | 0 | 0 | 0 | 0 | 0 | 0 | 0 | 0 | 0 | 0 | 0 | 0 | 0 | 0 | 0 | 0 | 0 | 0 | 0 | 0 | 0 | 0 | 0 | 0 | 0 | 0 | 0 | 0 | 0 | 0 | 0 | 0 | 0 | 0 | 0 | 0 | 0 | 0 | 0
Commercial_Grocery_New_Space Heating_Natural Gas_Unit Heater_E8_Baseline Forecast | Commercial | Grocery | New | Space Heating | Natural Gas | Unit Heater | E8 |  | Baseline Forecast | 0 | 0 | 0 | 0 | 0 | 0 | 0 | 0 | 0 | 0 | 0 | 0 | 0 | 0 | 0 | 0 | 0 | 0 | 0 | 0 | 0 | 0 | 0 | 0 | 0 | 0 | 0 | 0 | 0 | 0 | 0 | 0 | 0 | 0 | 0 | 0 | 0 | 0 | 0 | 0 | 0 | 0 | 0 | 0 | 0 | 0 | 0 | 0 | 0 | 0 | 0
Commercial_Grocery_New_Space Heating_Natural Gas_Unit Heater_E9_Baseline Forecast | Commercial | Grocery | New | Space Heating | Natural Gas | Unit Heater | E9 |  | Baseline Forecast | 0 | 0 | 0 | 0 | 0 | 0 | 0 | 0 | 0 | 0 | 0 | 0 | 0 | 0 | 0 | 0 | 0 | 0 | 0 | 0 | 0 | 0 | 0 | 0 | 0 | 0 | 0 | 0 | 0 | 0 | 0 | 0 | 0 | 0 | 0 | 0 | 0 | 0 | 0 | 0 | 0 | 0 | 0 | 0 | 0 | 0 | 0 | 0 | 0 | 0 | 0
Commercial_Grocery_New_Space Heating_Natural Gas_Unit Heater_E10_Baseline Forecast | Commercial | Grocery | New | Space Heating | Natural Gas | Unit Heater | E10 |  | Baseline Forecast | 0 | 0 | 0 | 0 | 0 | 0 | 0 | 0 | 0 | 0 | 0 | 0 | 0 | 0 | 0 | 0 | 0 | 0 | 0 | 0 | 0 | 0 | 0 | 0 | 0 | 0 | 0 | 0 | 0 | 0 | 0 | 0 | 0 | 0 | 0 | 0 | 0 | 0 | 0 | 0 | 0 | 0 | 0 | 0 | 0 | 0 | 0 | 0 | 0 | 0 | 0
Commercial_Grocery_New_Space Heating_Natural Gas_Unit Heater_Vintage_Baseline Forecast | Commercial | Grocery | New | Space Heating | Natural Gas | Unit Heater | Vintage |  | Baseline Forecast | 0 | 0 | 0 | 0 | 0 | 0 | 0 | 0 | 0 | 0 | 0 | 0 | 0 | 0 | 0 | 0 | 0 | 0 | 0 | 0 | 0 | 0 | 0 | 0 | 0 | 0 | 0 | 0 | 0 | 0 | 0 | 0 | 0 | 0 | 0 | 0 | 0 | 0 | 0 | 0 | 0 | 0 | 0 | 0 | 0 | 0 | 0 | 0 | 0 | 0 | 0
Commercial_Grocery_New_Water Heating_Natural Gas_Water Heater_E1_Baseline Forecast | Commercial | Grocery | New | Water Heating | Natural Gas | Water Heater | E1 |  | Baseline Forecast | 0 | 0 | 0 | 0 | 0 | 0 | 0 | 0 | 0 | 0 | 0 | 0 | 0 | 0 | 0 | 0 | 0 | 0 | 0 | 0 | 0 | 0 | 0 | 0 | 0 | 0 | 0 | 0 | 0 | 0 | 0 | 0 | 0
Commercial_Grocery_New_Water Heating_Natural Gas_Water Heater_E2_Baseline Forecast | Commercial | Grocery | New | Water Heating | Natural Gas | Water Heater | E2 |  | Baseline Forecast | 0 | 11000.0289 | 64057.2534 | 97964.5359 | 141694.8011 | 201041.5659 | 256511.5051 | 305675.1296 | 349891.7979 | 392584.8003 | 434720.8988 | 476438.384 | 518098.7112 | 559878.2423 | 601914.7596 | 644028.7207 | 686154.1913 | 728225.0899 | 770240.5507 | 812199.6984 | 854167.8186 | 896144.9716 | 938072.0441 | 979948.354 | 1021773.2122 | 1063605.0973 | 1105444.0501 | 1147290.112 | 1189143.3247 | 1231003.7299 | 1272871.3697 | 1314746.2863 | 1333607.2662
Commercial_Grocery_New_Water Heating_Natural Gas_Water Heater_E3_Baseline Forecast | Commercial | Grocery | New | Water Heating | Natural Gas | Water Heater | E3 |  | Baseline Forecast | 0 | 0 | 0 | 0 | 0 | 0 | 0 | 0 | 0 | 0 | 0 | 0 | 0 | 0 | 0 | 0 | 0 | 0 | 0 | 0 | 0 | 0 | 0 | 0 | 0 | 0 | 0 | 0 | 0 | 0 | 0 | 0 | 0
Commercial_Grocery_New_Water Heating_Natural Gas_Water Heater_E4_Baseline Forecast | Commercial | Grocery | New | Water Heating | Natural Gas | Water Heater | E4 |  | Baseline Forecast | 0 | 0 | 0 | 0 | 0 | 0 | 0 | 0 | 0 | 0 | 0 | 0 | 0 | 0 | 0 | 0 | 0 | 0 | 0 | 0 | 0 | 0 | 0 | 0 | 0 | 0 | 0 | 0 | 0 | 0 | 0 | 0 | 0
Commercial_Grocery_New_Water Heating_Natural Gas_Water Heater_E5_Baseline Forecast | Commercial | Grocery | New | Water Heating | Natural Gas | Water Heater | E5 |  | Baseline Forecast | 0 | 0 | 0 | 0 | 0 | 0 | 0 | 0 | 0 | 0 | 0 | 0 | 0 | 0 | 0 | 0 | 0 | 0 | 0 | 0 | 0 | 0 | 0 | 0 | 0 | 0 | 0 | 0 | 0 | 0 | 0 | 0 | 0
Commercial_Grocery_New_Water Heating_Natural Gas_Water Heater_E6_Baseline Forecast | Commercial | Grocery | New | Water Heating | Natural Gas | Water Heater | E6 |  | Baseline Forecast | 0 | 0 | 0 | 0 | 0 | 0 | 0 | 0 | 0 | 0 | 0 | 0 | 0 | 0 | 0 | 0 | 0 | 0 | 0 | 0 | 0 | 0 | 0 | 0 | 0 | 0 | 0 | 0 | 0 | 0 | 0 | 0 | 0
Commercial_Grocery_New_Water Heating_Natural Gas_Water Heater_E7_Baseline Forecast | Commercial | Grocery | New | Water Heating | Natural Gas | Water Heater | E7 |  | Baseline Forecast | 0 | 0 | 0 | 0 | 0 | 0 | 0 | 0 | 0 | 0 | 0 | 0 | 0 | 0 | 0 | 0 | 0 | 0 | 0 | 0 | 0 | 0 | 0 | 0 | 0 | 0 | 0 | 0 | 0 | 0 | 0 | 0 | 0
Commercial_Grocery_New_Water Heating_Natural Gas_Water Heater_E8_Baseline Forecast | Commercial | Grocery | New | Water Heating | Natural Gas | Water Heater | E8 |  | Baseline Forecast | 0 | 0 | 0 | 0 | 0 | 0 | 0 | 0 | 0 | 0 | 0 | 0 | 0 | 0 | 0 | 0 | 0 | 0 | 0 | 0 | 0 | 0 | 0 | 0 | 0 | 0 | 0 | 0 | 0 | 0 | 0 | 0 | 0
Commercial_Grocery_New_Water Heating_Natural Gas_Water Heater_E9_Baseline Forecast | Commercial | Grocery | New | Water Heating | Natural Gas | Water Heater | E9 |  | Baseline Forecast | 0 | 0 | 0 | 0 | 0 | 0 | 0 | 0 | 0 | 0 | 0 | 0 | 0 | 0 | 0 | 0 | 0 | 0 | 0 | 0 | 0 | 0 | 0 | 0 | 0 | 0 | 0 | 0 | 0 | 0 | 0 | 0 | 0
Commercial_Grocery_New_Water Heating_Natural Gas_Water Heater_E10_Baseline Forecast | Commercial | Grocery | New | Water Heating | Natural Gas | Water Heater | E10 |  | Baseline Forecast | 0 | 0 | 0 | 0 | 0 | 0 | 0 | 0 | 0 | 0 | 0 | 0 | 0 | 0 | 0 | 0 | 0 | 0 | 0 | 0 | 0 | 0 | 0 | 0 | 0 | 0 | 0 | 0 | 0 | 0 | 0 | 0 | 0
Commercial_Grocery_New_Water Heating_Natural Gas_Water Heater_Vintage_Baseline Forecast | Commercial | Grocery | New | Water Heating | Natural Gas | Water Heater | Vintage |  | Baseline Forecast | 0 | 0 | 0 | 0 | 0 | 0 | 0 | 0 | 0 | 0 | 0 | 0 | 0 | 0 | 0 | 0 | 0 | 0 | 0 | 0 | 0 | 0 | 0 | 0 | 0 | 0 | 0 | 0 | 0 | 0 | 0 | 0 | 0
Commercial_Grocery_New_Food Preparation_Natural Gas_Oven_E1_Baseline Forecast | Commercial | Grocery | New | Food Preparation | Natural Gas | Oven | E1 |  | Baseline Forecast | 0 | 1033.9572 | 6021.1165 | 9208.2606 | 13318.7245 | 18897.0746 | 24111.0191 | 28732.1962 | 32888.3799 | 36901.3453 | 40861.9641 | 44783.2349 | 48699.1331 | 52626.236 | 56577.4945 | 60536.0324 | 64495.6522 | 68450.1424 | 72399.4217 | 76343.4078 | 80288.2373 | 84233.9159 | 88174.887 | 92111.0867 | 96042.4502 | 99974.4741 | 103907.1624 | 107840.5189 | 111774.5476 | 115709.2523 | 119644.637 | 123580.7058 | 125353.5598
Commercial_Grocery_New_Food Preparation_Natural Gas_Oven_E2_Baseline Forecast | Commercial | Grocery | New | Food Preparation | Natural Gas | Oven | E2 |  | Baseline Forecast | 0 | 1487.8896 | 8664.5335 | 13250.9117 | 19165.9693 | 27193.3512 | 34696.3446 | 41346.3311 | 47327.1808 | 53101.9359 | 58801.3629 | 64444.1673 | 70079.2403 | 75730.4372 | 81416.3946 | 87112.8272 | 92810.8166 | 98501.4245 | 104184.5337 | 109860.0259 | 115536.7318 | 121214.6594 | 126885.8131 | 132550.1004 | 138207.4283 | 143865.7067 | 149524.941 | 155185.137 | 160846.3002 | 166508.4362 | 172171.5509 | 177835.6498 | 180386.8299
Commercial_Grocery_New_Food Preparation_Natural Gas_Oven_E3_Baseline Forecast | Commercial | Grocery | New | Food Preparation | Natural Gas | Oven | E3 |  | Baseline Forecast | 0 | 0 | 0 | 0 | 0 | 0 | 0 | 0 | 0 | 0 | 0 | 0 | 0 | 0 | 0 | 0 | 0 | 0 | 0 | 0 | 0 | 0 | 0 | 0 | 0 | 0 | 0 | 0 | 0 | 0 | 0 | 0 | 0
Commercial_Grocery_New_Food Preparation_Natural Gas_Oven_E4_Baseline Forecast | Commercial | Grocery | New | Food Preparation | Natural Gas | Oven | E4 |  | Baseline Forecast | 0 | 0 | 0 | 0 | 0 | 0 | 0 | 0 | 0 | 0 | 0 | 0 | 0 | 0 | 0 | 0 | 0 | 0 | 0 | 0 | 0 | 0 | 0 | 0 | 0 | 0 | 0 | 0 | 0 | 0 | 0 | 0 | 0
Commercial_Grocery_New_Food Preparation_Natural Gas_Oven_E5_Baseline Forecast | Commercial | Grocery | New | Food Preparation | Natural Gas | Oven | E5 |  | Baseline Forecast | 0 | 0 | 0 | 0 | 0 | 0 | 0 | 0 | 0 | 0 | 0 | 0 | 0 | 0 | 0 | 0 | 0 | 0 | 0 | 0 | 0 | 0 | 0 | 0 | 0 | 0 | 0 | 0 | 0 | 0 | 0 | 0 | 0
Commercial_Grocery_New_Food Preparation_Natural Gas_Oven_E6_Baseline Forecast | Commercial | Grocery | New | Food Preparation | Natural Gas | Oven | E6 |  | Baseline Forecast | 0 | 0 | 0 | 0 | 0 | 0 | 0 | 0 | 0 | 0 | 0 | 0 | 0 | 0 | 0 | 0 | 0 | 0 | 0 | 0 | 0 | 0 | 0 | 0 | 0 | 0 | 0 | 0 | 0 | 0 | 0 | 0 | 0
Commercial_Grocery_New_Food Preparation_Natural Gas_Oven_E7_Baseline Forecast | Commercial | Grocery | New | Food Preparation | Natural Gas | Oven | E7 |  | Baseline Forecast | 0 | 0 | 0 | 0 | 0 | 0 | 0 | 0 | 0 | 0 | 0 | 0 | 0 | 0 | 0 | 0 | 0 | 0 | 0 | 0 | 0 | 0 | 0 | 0 | 0 | 0 | 0 | 0 | 0 | 0 | 0 | 0 | 0
Commercial_Grocery_New_Food Preparation_Natural Gas_Oven_E8_Baseline Forecast | Commercial | Grocery | New | Food Preparation | Natural Gas | Oven | E8 |  | Baseline Forecast | 0 | 0 | 0 | 0 | 0 | 0 | 0 | 0 | 0 | 0 | 0 | 0 | 0 | 0 | 0 | 0 | 0 | 0 | 0 | 0 | 0 | 0 | 0 | 0 | 0 | 0 | 0 | 0 | 0 | 0 | 0 | 0 | 0
Commercial_Grocery_New_Food Preparation_Natural Gas_Oven_E9_Baseline Forecast | Commercial | Grocery | New | Food Preparation | Natural Gas | Oven | E9 |  | Baseline Forecast | 0 | 0 | 0 | 0 | 0 | 0 | 0 | 0 | 0 | 0 | 0 | 0 | 0 | 0 | 0 | 0 | 0 | 0 | 0 | 0 | 0 | 0 | 0 | 0 | 0 | 0 | 0 | 0 | 0 | 0 | 0 | 0 | 0
Commercial_Grocery_New_Food Preparation_Natural Gas_Oven_E10_Baseline Forecast | Commercial | Grocery | New | Food Preparation | Natural Gas | Oven | E10 |  | Baseline Forecast | 0 | 0 | 0 | 0 | 0 | 0 | 0 | 0 | 0 | 0 | 0 | 0 | 0 | 0 | 0 | 0 | 0 | 0 | 0 | 0 | 0 | 0 | 0 | 0 | 0 | 0 | 0 | 0 | 0 | 0 | 0 | 0 | 0
Commercial_Grocery_New_Food Preparation_Natural Gas_Oven_Vintage_Baseline Forecast | Commercial | Grocery | New | Food Preparation | Natural Gas | Oven | Vintage |  | Baseline Forecast | 0 | 0 | 0 | 0 | 0 | 0 | 0 | 0 | 0 | 0 | 0 | 0 | 0 | 0 | 0 | 0 | 0 | 0 | 0 | 0 | 0 | 0 | 0 | 0 | 0 | 0 | 0 | 0 | 0 | 0 | 0 | 0 | 0
Commercial_Grocery_New_Food Preparation_Natural Gas_Conveyor Oven_E1_Baseline Forecast | Commercial | Grocery | New | Food Preparation | Natural Gas | Conveyor Oven | E1 |  | Baseline Forecast | 0 | 516.9786 | 3010.5583 | 4604.1303 | 6659.3622 | 9448.5373 | 12055.5096 | 14366.0981 | 16444.1899 | 18450.6727 | 20430.982 | 22391.6174 | 24349.5666 | 26313.118 | 28288.7473 | 30268.0162 | 32247.8261 | 34225.0712 | 36199.7109 | 38171.7039 | 40144.1187 | 42116.9579 | 44087.4435 | 46055.5434 | 48021.2251 | 49987.2371 | 51953.5812 | 53920.2595 | 55887.2738 | 57854.6261 | 59822.3185 | 61790.3529 | 62676.7799
Commercial_Grocery_New_Food Preparation_Natural Gas_Conveyor Oven_E2_Baseline Forecast | Commercial | Grocery | New | Food Preparation | Natural Gas | Conveyor Oven | E2 |  | Baseline Forecast | 0 | 743.9448 | 4332.2668 | 6625.4558 | 9582.9847 | 13596.6756 | 17348.1723 | 20673.1656 | 23663.5904 | 26550.968 | 29400.6815 | 32222.0836 | 35039.6202 | 37865.2186 | 40708.1973 | 43556.4136 | 46405.4083 | 49250.7122 | 52092.2669 | 54930.013 | 57768.3659 | 60607.3297 | 63442.9065 | 66275.0502 | 69103.7142 | 71932.8533 | 74762.4705 | 77592.5685 | 80423.1501 | 83254.2181 | 86085.7754 | 88917.8249 | 90193.415
Commercial_Grocery_New_Food Preparation_Natural Gas_Conveyor Oven_E3_Baseline Forecast | Commercial | Grocery | New | Food Preparation | Natural Gas | Conveyor Oven | E3 |  | Baseline Forecast | 0 | 0 | 0 | 0 | 0 | 0 | 0 | 0 | 0 | 0 | 0 | 0 | 0 | 0 | 0 | 0 | 0 | 0 | 0 | 0 | 0 | 0 | 0 | 0 | 0 | 0 | 0 | 0 | 0 | 0 | 0 | 0 | 0
Commercial_Grocery_New_Food Preparation_Natural Gas_Conveyor Oven_E4_Baseline Forecast | Commercial | Grocery | New | Food Preparation | Natural Gas | Conveyor Oven | E4 |  | Baseline Forecast | 0 | 0 | 0 | 0 | 0 | 0 | 0 | 0 | 0 | 0 | 0 | 0 | 0 | 0 | 0 | 0 | 0 | 0 | 0 | 0 | 0 | 0 | 0 | 0 | 0 | 0 | 0 | 0 | 0 | 0 | 0 | 0 | 0
Commercial_Grocery_New_Food Preparation_Natural Gas_Conveyor Oven_E5_Baseline Forecast | Commercial | Grocery | New | Food Preparation | Natural Gas | Conveyor Oven | E5 |  | Baseline Forecast | 0 | 0 | 0 | 0 | 0 | 0 | 0 | 0 | 0 | 0 | 0 | 0 | 0 | 0 | 0 | 0 | 0 | 0 | 0 | 0 | 0 | 0 | 0 | 0 | 0 | 0 | 0 | 0 | 0 | 0 | 0 | 0 | 0
Commercial_Grocery_New_Food Preparation_Natural Gas_Conveyor Oven_E6_Baseline Forecast | Commercial | Grocery | New | Food Preparation | Natural Gas | Conveyor Oven | E6 |  | Baseline Forecast | 0 | 0 | 0 | 0 | 0 | 0 | 0 | 0 | 0 | 0 | 0 | 0 | 0 | 0 | 0 | 0 | 0 | 0 | 0 | 0 | 0 | 0 | 0 | 0 | 0 | 0 | 0 | 0 | 0 | 0 | 0 | 0 | 0
Commercial_Grocery_New_Food Preparation_Natural Gas_Conveyor Oven_E7_Baseline Forecast | Commercial | Grocery | New | Food Preparation | Natural Gas | Conveyor Oven | E7 |  | Baseline Forecast | 0 | 0 | 0 | 0 | 0 | 0 | 0 | 0 | 0 | 0 | 0 | 0 | 0 | 0 | 0 | 0 | 0 | 0 | 0 | 0 | 0 | 0 | 0 | 0 | 0 | 0 | 0 | 0 | 0 | 0 | 0 | 0 | 0
Commercial_Grocery_New_Food Preparation_Natural Gas_Conveyor Oven_E8_Baseline Forecast | Commercial | Grocery | New | Food Preparation | Natural Gas | Conveyor Oven | E8 |  | Baseline Forecast | 0 | 0 | 0 | 0 | 0 | 0 | 0 | 0 | 0 | 0 | 0 | 0 | 0 | 0 | 0 | 0 | 0 | 0 | 0 | 0 | 0 | 0 | 0 | 0 | 0 | 0 | 0 | 0 | 0 | 0 | 0 | 0 | 0
Commercial_Grocery_New_Food Preparation_Natural Gas_Conveyor Oven_E9_Baseline Forecast | Commercial | Grocery | New | Food Preparation | Natural Gas | Conveyor Oven | E9 |  | Baseline Forecast | 0 | 0 | 0 | 0 | 0 | 0 | 0 | 0 | 0 | 0 | 0 | 0 | 0 | 0 | 0 | 0 | 0 | 0 | 0 | 0 | 0 | 0 | 0 | 0 | 0 | 0 | 0 | 0 | 0 | 0 | 0 | 0 | 0
Commercial_Grocery_New_Food Preparation_Natural Gas_Conveyor Oven_E10_Baseline Forecast | Commercial | Grocery | New | Food Preparation | Natural Gas | Conveyor Oven | E10 |  | Baseline Forecast | 0 | 0 | 0 | 0 | 0 | 0 | 0 | 0 | 0 | 0 | 0 | 0 | 0 | 0 | 0 | 0 | 0 | 0 | 0 | 0 | 0 | 0 | 0 | 0 | 0 | 0 | 0 | 0 | 0 | 0 | 0 | 0 | 0
Commercial_Grocery_New_Food Preparation_Natural Gas_Conveyor Oven_Vintage_Baseline Forecast | Commercial | Grocery | New | Food Preparation | Natural Gas | Conveyor Oven | Vintage |  | Baseline Forecast | 0 | 0 | 0 | 0 | 0 | 0 | 0 | 0 | 0 | 0 | 0 | 0 | 0 | 0 | 0 | 0 | 0 | 0 | 0 | 0 | 0 | 0 | 0 | 0 | 0 | 0 | 0 | 0 | 0 | 0 | 0 | 0 | 0
Commercial_Grocery_New_Food Preparation_Natural Gas_Double Rack Oven_E1_Baseline Forecast | Commercial | Grocery | New | Food Preparation | Natural Gas | Double Rack Oven | E1 |  | Baseline Forecast | 0 | 516.9786 | 3010.5583 | 4604.1303 | 6659.3622 | 9448.5373 | 12055.5096 | 14366.0981 | 16444.1899 | 18450.6727 | 20430.982 | 22391.6174 | 24349.5666 | 26313.118 | 28288.7473 | 30268.0162 | 32247.8261 | 34225.0712 | 36199.7109 | 38171.7039 | 40144.1187 | 42116.9579 | 44087.4435 | 46055.5434 | 48021.2251 | 49987.2371 | 51953.5812 | 53920.2595 | 55887.2738 | 57854.6261 | 59822.3185 | 61790.3529 | 62676.7799
Commercial_Grocery_New_Food Preparation_Natural Gas_Double Rack Oven_E2_Baseline Forecast | Commercial | Grocery | New | Food Preparation | Natural Gas | Double Rack Oven | E2 |  | Baseline Forecast | 0 | 743.9448 | 4332.2668 | 6625.4558 | 9582.9847 | 13596.6756 | 17348.1723 | 20673.1656 | 23663.5904 | 26550.968 | 29400.6815 | 32222.0836 | 35039.6202 | 37865.2186 | 40708.1973 | 43556.4136 | 46405.4083 | 49250.7122 | 52092.2669 | 54930.013 | 57768.3659 | 60607.3297 | 63442.9065 | 66275.0502 | 69103.7142 | 71932.8533 | 74762.4705 | 77592.5685 | 80423.1501 | 83254.2181 | 86085.7754 | 88917.8249 | 90193.415
Commercial_Grocery_New_Food Preparation_Natural Gas_Double Rack Oven_E3_Baseline Forecast | Commercial | Grocery | New | Food Preparation | Natural Gas | Double Rack Oven | E3 |  | Baseline Forecast | 0 | 0 | 0 | 0 | 0 | 0 | 0 | 0 | 0 | 0 | 0 | 0 | 0 | 0 | 0 | 0 | 0 | 0 | 0 | 0 | 0 | 0 | 0 | 0 | 0 | 0 | 0 | 0 | 0 | 0 | 0 | 0 | 0
Commercial_Grocery_New_Food Preparation_Natural Gas_Double Rack Oven_E4_Baseline Forecast | Commercial | Grocery | New | Food Preparation | Natural Gas | Double Rack Oven | E4 |  | Baseline Forecast | 0 | 0 | 0 | 0 | 0 | 0 | 0 | 0 | 0 | 0 | 0 | 0 | 0 | 0 | 0 | 0 | 0 | 0 | 0 | 0 | 0 | 0 | 0 | 0 | 0 | 0 | 0 | 0 | 0 | 0 | 0 | 0 | 0
Commercial_Grocery_New_Food Preparation_Natural Gas_Double Rack Oven_E5_Baseline Forecast | Commercial | Grocery | New | Food Preparation | Natural Gas | Double Rack Oven | E5 |  | Baseline Forecast | 0 | 0 | 0 | 0 | 0 | 0 | 0 | 0 | 0 | 0 | 0 | 0 | 0 | 0 | 0 | 0 | 0 | 0 | 0 | 0 | 0 | 0 | 0 | 0 | 0 | 0 | 0 | 0 | 0 | 0 | 0 | 0 | 0
Commercial_Grocery_New_Food Preparation_Natural Gas_Double Rack Oven_E6_Baseline Forecast | Commercial | Grocery | New | Food Preparation | Natural Gas | Double Rack Oven | E6 |  | Baseline Forecast | 0 | 0 | 0 | 0 | 0 | 0 | 0 | 0 | 0 | 0 | 0 | 0 | 0 | 0 | 0 | 0 | 0 | 0 | 0 | 0 | 0 | 0 | 0 | 0 | 0 | 0 | 0 | 0 | 0 | 0 | 0 | 0 | 0
Commercial_Grocery_New_Food Preparation_Natural Gas_Double Rack Oven_E7_Baseline Forecast | Commercial | Grocery | New | Food Preparation | Natural Gas | Double Rack Oven | E7 |  | Baseline Forecast | 0 | 0 | 0 | 0 | 0 | 0 | 0 | 0 | 0 | 0 | 0 | 0 | 0 | 0 | 0 | 0 | 0 | 0 | 0 | 0 | 0 | 0 | 0 | 0 | 0 | 0 | 0 | 0 | 0 | 0 | 0 | 0 | 0
Commercial_Grocery_New_Food Preparation_Natural Gas_Double Rack Oven_E8_Baseline Forecast | Commercial | Grocery | New | Food Preparation | Natural Gas | Double Rack Oven | E8 |  | Baseline Forecast | 0 | 0 | 0 | 0 | 0 | 0 | 0 | 0 | 0 | 0 | 0 | 0 | 0 | 0 | 0 | 0 | 0 | 0 | 0 | 0 | 0 | 0 | 0 | 0 | 0 | 0 | 0 | 0 | 0 | 0 | 0 | 0 | 0
Commercial_Grocery_New_Food Preparation_Natural Gas_Double Rack Oven_E9_Baseline Forecast | Commercial | Grocery | New | Food Preparation | Natural Gas | Double Rack Oven | E9 |  | Baseline Forecast | 0 | 0 | 0 | 0 | 0 | 0 | 0 | 0 | 0 | 0 | 0 | 0 | 0 | 0 | 0 | 0 | 0 | 0 | 0 | 0 | 0 | 0 | 0 | 0 | 0 | 0 | 0 | 0 | 0 | 0 | 0 | 0 | 0
Commercial_Grocery_New_Food Preparation_Natural Gas_Double Rack Oven_E10_Baseline Forecast | Commercial | Grocery | New | Food Preparation | Natural Gas | Double Rack Oven | E10 |  | Baseline Forecast | 0 | 0 | 0 | 0 | 0 | 0 | 0 | 0 | 0 | 0 | 0 | 0 | 0 | 0 | 0 | 0 | 0 | 0 | 0 | 0 | 0 | 0 | 0 | 0 | 0 | 0 | 0 | 0 | 0 | 0 | 0 | 0 | 0
Commercial_Grocery_New_Food Preparation_Natural Gas_Double Rack Oven_Vintage_Baseline Forecast | Commercial | Grocery | New | Food Preparation | Natural Gas | Double Rack Oven | Vintage |  | Baseline Forecast | 0 | 0 | 0 | 0 | 0 | 0 | 0 | 0 | 0 | 0 | 0 | 0 | 0 | 0 | 0 | 0 | 0 | 0 | 0 | 0 | 0 | 0 | 0 | 0 | 0 | 0 | 0 | 0 | 0 | 0 | 0 | 0 | 0
Commercial_Grocery_New_Food Preparation_Natural Gas_Fryer_E1_Baseline Forecast | Commercial | Grocery | New | Food Preparation | Natural Gas | Fryer | E1 |  | Baseline Forecast | 0 | 3732.3332 | 21734.7621 | 21734.7621 | 21734.7621 | 21734.7621 | 20801.6788 | 15601.2591 | 11700.9443 | 8775.7082 | 5696.081 | 0 | 0 | 0 | 0 | 0 | 0 | 0 | 0 | 0 | 0 | 0 | 0 | 0 | 0 | 0 | 0 | 0 | 0 | 0 | 0 | 0 | 0
Commercial_Grocery_New_Food Preparation_Natural Gas_Fryer_E2_Baseline Forecast | Commercial | Grocery | New | Food Preparation | Natural Gas | Fryer | E2 |  | Baseline Forecast | 0 | 1311.3603 | 7636.538 | 23183.5825 | 43234.6255 | 70446.0895 | 96813.0486 | 124555.7956 | 148730.1771 | 171230.8542 | 193630.5729 | 218454.8043 | 237556.7468 | 256713.3463 | 275987.7781 | 295297.7192 | 314612.9376 | 333903.1338 | 353167.9109 | 372406.8675 | 391649.9382 | 410897.1505 | 430121.4002 | 449322.3743 | 468499.757 | 487680.3616 | 506864.2069 | 526051.3118 | 545241.6955 | 564435.377 | 583632.3758 | 602832.7111 | 611480.7793
Commercial_Grocery_New_Food Preparation_Natural Gas_Fryer_E3_Baseline Forecast | Commercial | Grocery | New | Food Preparation | Natural Gas | Fryer | E3 |  | Baseline Forecast | 0 | 0 | 0 | 0 | 0 | 0 | 0 | 0 | 0 | 0 | 0 | 0 | 0 | 0 | 0 | 0 | 0 | 0 | 0 | 0 | 0 | 0 | 0 | 0 | 0 | 0 | 0 | 0 | 0 | 0 | 0 | 0 | 0
Commercial_Grocery_New_Food Preparation_Natural Gas_Fryer_E4_Baseline Forecast | Commercial | Grocery | New | Food Preparation | Natural Gas | Fryer | E4 |  | Baseline Forecast | 0 | 0 | 0 | 0 | 0 | 0 | 0 | 0 | 0 | 0 | 0 | 0 | 0 | 0 | 0 | 0 | 0 | 0 | 0 | 0 | 0 | 0 | 0 | 0 | 0 | 0 | 0 | 0 | 0 | 0 | 0 | 0 | 0
Commercial_Grocery_New_Food Preparation_Natural Gas_Fryer_E5_Baseline Forecast | Commercial | Grocery | New | Food Preparation | Natural Gas | Fryer | E5 |  | Baseline Forecast | 0 | 0 | 0 | 0 | 0 | 0 | 0 | 0 | 0 | 0 | 0 | 0 | 0 | 0 | 0 | 0 | 0 | 0 | 0 | 0 | 0 | 0 | 0 | 0 | 0 | 0 | 0 | 0 | 0 | 0 | 0 | 0 | 0
Commercial_Grocery_New_Food Preparation_Natural Gas_Fryer_E6_Baseline Forecast | Commercial | Grocery | New | Food Preparation | Natural Gas | Fryer | E6 |  | Baseline Forecast | 0 | 0 | 0 | 0 | 0 | 0 | 0 | 0 | 0 | 0 | 0 | 0 | 0 | 0 | 0 | 0 | 0 | 0 | 0 | 0 | 0 | 0 | 0 | 0 | 0 | 0 | 0 | 0 | 0 | 0 | 0 | 0 | 0
Commercial_Grocery_New_Food Preparation_Natural Gas_Fryer_E7_Baseline Forecast | Commercial | Grocery | New | Food Preparation | Natural Gas | Fryer | E7 |  | Baseline Forecast | 0 | 0 | 0 | 0 | 0 | 0 | 0 | 0 | 0 | 0 | 0 | 0 | 0 | 0 | 0 | 0 | 0 | 0 | 0 | 0 | 0 | 0 | 0 | 0 | 0 | 0 | 0 | 0 | 0 | 0 | 0 | 0 | 0
Commercial_Grocery_New_Food Preparation_Natural Gas_Fryer_E8_Baseline Forecast | Commercial | Grocery | New | Food Preparation | Natural Gas | Fryer | E8 |  | Baseline Forecast | 0 | 0 | 0 | 0 | 0 | 0 | 0 | 0 | 0 | 0 | 0 | 0 | 0 | 0 | 0 | 0 | 0 | 0 | 0 | 0 | 0 | 0 | 0 | 0 | 0 | 0 | 0 | 0 | 0 | 0 | 0 | 0 | 0
Commercial_Grocery_New_Food Preparation_Natural Gas_Fryer_E9_Baseline Forecast | Commercial | Grocery | New | Food Preparation | Natural Gas | Fryer | E9 |  | Baseline Forecast | 0 | 0 | 0 | 0 | 0 | 0 | 0 | 0 | 0 | 0 | 0 | 0 | 0 | 0 | 0 | 0 | 0 | 0 | 0 | 0 | 0 | 0 | 0 | 0 | 0 | 0 | 0 | 0 | 0 | 0 | 0 | 0 | 0
Commercial_Grocery_New_Food Preparation_Natural Gas_Fryer_E10_Baseline Forecast | Commercial | Grocery | New | Food Preparation | Natural Gas | Fryer | E10 |  | Baseline Forecast | 0 | 0 | 0 | 0 | 0 | 0 | 0 | 0 | 0 | 0 | 0 | 0 | 0 | 0 | 0 | 0 | 0 | 0 | 0 | 0 | 0 | 0 | 0 | 0 | 0 | 0 | 0 | 0 | 0 | 0 | 0 | 0 | 0
Commercial_Grocery_New_Food Preparation_Natural Gas_Fryer_Vintage_Baseline Forecast | Commercial | Grocery | New | Food Preparation | Natural Gas | Fryer | Vintage |  | Baseline Forecast | 0 | 0 | 0 | 0 | 0 | 0 | 0 | 0 | 0 | 0 | 0 | 0 | 0 | 0 | 0 | 0 | 0 | 0 | 0 | 0 | 0 | 0 | 0 | 0 | 0 | 0 | 0 | 0 | 0 | 0 | 0 | 0 | 0
Commercial_Grocery_New_Food Preparation_Natural Gas_Broiler_E1_Baseline Forecast | Commercial | Grocery | New | Food Preparation | Natural Gas | Broiler | E1 |  | Baseline Forecast | 0 | 0 | 0 | 0 | 0 | 0 | 0 | 0 | 0 | 0 | 0 | 0 | 0 | 0 | 0 | 0 | 0 | 0 | 0 | 0 | 0 | 0 | 0 | 0 | 0 | 0 | 0 | 0 | 0 | 0 | 0 | 0 | 0
Commercial_Grocery_New_Food Preparation_Natural Gas_Broiler_E2_Baseline Forecast | Commercial | Grocery | New | Food Preparation | Natural Gas | Broiler | E2 |  | Baseline Forecast | 0 | 0 | 0 | 0 | 0 | 0 | 0 | 0 | 0 | 0 | 0 | 0 | 0 | 0 | 0 | 0 | 0 | 0 | 0 | 0 | 0 | 0 | 0 | 0 | 0 | 0 | 0 | 0 | 0 | 0 | 0 | 0 | 0
Commercial_Grocery_New_Food Preparation_Natural Gas_Broiler_E3_Baseline Forecast | Commercial | Grocery | New | Food Preparation | Natural Gas | Broiler | E3 |  | Baseline Forecast | 0 | 0 | 0 | 0 | 0 | 0 | 0 | 0 | 0 | 0 | 0 | 0 | 0 | 0 | 0 | 0 | 0 | 0 | 0 | 0 | 0 | 0 | 0 | 0 | 0 | 0 | 0 | 0 | 0 | 0 | 0 | 0 | 0
Commercial_Grocery_New_Food Preparation_Natural Gas_Broiler_E4_Baseline Forecast | Commercial | Grocery | New | Food Preparation | Natural Gas | Broiler | E4 |  | Baseline Forecast | 0 | 0 | 0 | 0 | 0 | 0 | 0 | 0 | 0 | 0 | 0 | 0 | 0 | 0 | 0 | 0 | 0 | 0 | 0 | 0 | 0 | 0 | 0 | 0 | 0 | 0 | 0 | 0 | 0 | 0 | 0 | 0 | 0
Commercial_Grocery_New_Food Preparation_Natural Gas_Broiler_E5_Baseline Forecast | Commercial | Grocery | New | Food Preparation | Natural Gas | Broiler | E5 |  | Baseline Forecast | 0 | 0 | 0 | 0 | 0 | 0 | 0 | 0 | 0 | 0 | 0 | 0 | 0 | 0 | 0 | 0 | 0 | 0 | 0 | 0 | 0 | 0 | 0 | 0 | 0 | 0 | 0 | 0 | 0 | 0 | 0 | 0 | 0
Commercial_Grocery_New_Food Preparation_Natural Gas_Broiler_E6_Baseline Forecast | Commercial | Grocery | New | Food Preparation | Natural Gas | Broiler | E6 |  | Baseline Forecast | 0 | 0 | 0 | 0 | 0 | 0 | 0 | 0 | 0 | 0 | 0 | 0 | 0 | 0 | 0 | 0 | 0 | 0 | 0 | 0 | 0 | 0 | 0 | 0 | 0 | 0 | 0 | 0 | 0 | 0 | 0 | 0 | 0
Commercial_Grocery_New_Food Preparation_Natural Gas_Broiler_E7_Baseline Forecast | Commercial | Grocery | New | Food Preparation | Natural Gas | Broiler | E7 |  | Baseline Forecast | 0 | 0 | 0 | 0 | 0 | 0 | 0 | 0 | 0 | 0 | 0 | 0 | 0 | 0 | 0 | 0 | 0 | 0 | 0 | 0 | 0 | 0 | 0 | 0 | 0 | 0 | 0 | 0 | 0 | 0 | 0 | 0 | 0
Commercial_Grocery_New_Food Preparation_Natural Gas_Broiler_E8_Baseline Forecast | Commercial | Grocery | New | Food Preparation | Natural Gas | Broiler | E8 |  | Baseline Forecast | 0 | 0 | 0 | 0 | 0 | 0 | 0 | 0 | 0 | 0 | 0 | 0 | 0 | 0 | 0 | 0 | 0 | 0 | 0 | 0 | 0 | 0 | 0 | 0 | 0 | 0 | 0 | 0 | 0 | 0 | 0 | 0 | 0
Commercial_Grocery_New_Food Preparation_Natural Gas_Broiler_E9_Baseline Forecast | Commercial | Grocery | New | Food Preparation | Natural Gas | Broiler | E9 |  | Baseline Forecast | 0 | 0 | 0 | 0 | 0 | 0 | 0 | 0 | 0 | 0 | 0 | 0 | 0 | 0 | 0 | 0 | 0 | 0 | 0 | 0 | 0 | 0 | 0 | 0 | 0 | 0 | 0 | 0 | 0 | 0 | 0 | 0 | 0
Commercial_Grocery_New_Food Preparation_Natural Gas_Broiler_E10_Baseline Forecast | Commercial | Grocery | New | Food Preparation | Natural Gas | Broiler | E10 |  | Baseline Forecast | 0 | 0 | 0 | 0 | 0 | 0 | 0 | 0 | 0 | 0 | 0 | 0 | 0 | 0 | 0 | 0 | 0 | 0 | 0 | 0 | 0 | 0 | 0 | 0 | 0 | 0 | 0 | 0 | 0 | 0 | 0 | 0 | 0
Commercial_Grocery_New_Food Preparation_Natural Gas_Broiler_Vintage_Baseline Forecast | Commercial | Grocery | New | Food Preparation | Natural Gas | Broiler | Vintage |  | Baseline Forecast | 0 | 0 | 0 | 0 | 0 | 0 | 0 | 0 | 0 | 0 | 0 | 0 | 0 | 0 | 0 | 0 | 0 | 0 | 0 | 0 | 0 | 0 | 0 | 0 | 0 | 0 | 0 | 0 | 0 | 0 | 0 | 0 | 0
Commercial_Grocery_New_Food Preparation_Natural Gas_Griddle_E1_Baseline Forecast | Commercial | Grocery | New | Food Preparation | Natural Gas | Griddle | E1 |  | Baseline Forecast | 0 | 3581.0224 | 20853.6231 | 31892.0247 | 46128.2652 | 65448.4046 | 83506.4564 | 99511.5088 | 113906.0962 | 127804.6593 | 141521.9243 | 155102.911 | 168665.2903 | 182266.4759 | 195951.3225 | 209661.3806 | 223375.1857 | 237071.225 | 250749.2168 | 264408.876 | 278071.4561 | 291736.9769 | 305386.1941 | 319018.8857 | 332634.8275 | 346253.0567 | 359873.5869 | 373496.4314 | 387121.6038 | 400749.1177 | 414378.9868 | 428011.2249 | 434151.3533
Commercial_Grocery_New_Food Preparation_Natural Gas_Griddle_E2_Baseline Forecast | Commercial | Grocery | New | Food Preparation | Natural Gas | Griddle | E2 |  | Baseline Forecast | 0 | 1462.6711 | 8517.677 | 13026.3199 | 18841.1224 | 26732.4469 | 34108.2709 | 40645.5458 | 46525.0252 | 52201.9031 | 57804.7296 | 63351.8932 | 68891.4566 | 74446.8704 | 80036.4557 | 85636.3386 | 91237.7519 | 96831.9088 | 102418.6942 | 107997.9916 | 113578.4821 | 119160.1737 | 124735.2061 | 130303.4885 | 135864.9295 | 141427.3049 | 146990.62 | 152554.8804 | 158120.0917 | 163686.2593 | 169253.389 | 174821.4862 | 177329.426
Commercial_Grocery_New_Food Preparation_Natural Gas_Griddle_E3_Baseline Forecast | Commercial | Grocery | New | Food Preparation | Natural Gas | Griddle | E3 |  | Baseline Forecast | 0 | 0 | 0 | 0 | 0 | 0 | 0 | 0 | 0 | 0 | 0 | 0 | 0 | 0 | 0 | 0 | 0 | 0 | 0 | 0 | 0 | 0 | 0 | 0 | 0 | 0 | 0 | 0 | 0 | 0 | 0 | 0 | 0
Commercial_Grocery_New_Food Preparation_Natural Gas_Griddle_E4_Baseline Forecast | Commercial | Grocery | New | Food Preparation | Natural Gas | Griddle | E4 |  | Baseline Forecast | 0 | 0 | 0 | 0 | 0 | 0 | 0 | 0 | 0 | 0 | 0 | 0 | 0 | 0 | 0 | 0 | 0 | 0 | 0 | 0 | 0 | 0 | 0 | 0 | 0 | 0 | 0 | 0 | 0 | 0 | 0 | 0 | 0
Commercial_Grocery_New_Food Preparation_Natural Gas_Griddle_E5_Baseline Forecast | Commercial | Grocery | New | Food Preparation | Natural Gas | Griddle | E5 |  | Baseline Forecast | 0 | 0 | 0 | 0 | 0 | 0 | 0 | 0 | 0 | 0 | 0 | 0 | 0 | 0 | 0 | 0 | 0 | 0 | 0 | 0 | 0 | 0 | 0 | 0 | 0 | 0 | 0 | 0 | 0 | 0 | 0 | 0 | 0
Commercial_Grocery_New_Food Preparation_Natural Gas_Griddle_E6_Baseline Forecast | Commercial | Grocery | New | Food Preparation | Natural Gas | Griddle | E6 |  | Baseline Forecast | 0 | 0 | 0 | 0 | 0 | 0 | 0 | 0 | 0 | 0 | 0 | 0 | 0 | 0 | 0 | 0 | 0 | 0 | 0 | 0 | 0 | 0 | 0 | 0 | 0 | 0 | 0 | 0 | 0 | 0 | 0 | 0 | 0
Commercial_Grocery_New_Food Preparation_Natural Gas_Griddle_E7_Baseline Forecast | Commercial | Grocery | New | Food Preparation | Natural Gas | Griddle | E7 |  | Baseline Forecast | 0 | 0 | 0 | 0 | 0 | 0 | 0 | 0 | 0 | 0 | 0 | 0 | 0 | 0 | 0 | 0 | 0 | 0 | 0 | 0 | 0 | 0 | 0 | 0 | 0 | 0 | 0 | 0 | 0 | 0 | 0 | 0 | 0
Commercial_Grocery_New_Food Preparation_Natural Gas_Griddle_E8_Baseline Forecast | Commercial | Grocery | New | Food Preparation | Natural Gas | Griddle | E8 |  | Baseline Forecast | 0 | 0 | 0 | 0 | 0 | 0 | 0 | 0 | 0 | 0 | 0 | 0 | 0 | 0 | 0 | 0 | 0 | 0 | 0 | 0 | 0 | 0 | 0 | 0 | 0 | 0 | 0 | 0 | 0 | 0 | 0 | 0 | 0
Commercial_Grocery_New_Food Preparation_Natural Gas_Griddle_E9_Baseline Forecast | Commercial | Grocery | New | Food Preparation | Natural Gas | Griddle | E9 |  | Baseline Forecast | 0 | 0 | 0 | 0 | 0 | 0 | 0 | 0 | 0 | 0 | 0 | 0 | 0 | 0 | 0 | 0 | 0 | 0 | 0 | 0 | 0 | 0 | 0 | 0 | 0 | 0 | 0 | 0 | 0 | 0 | 0 | 0 | 0
Commercial_Grocery_New_Food Preparation_Natural Gas_Griddle_E10_Baseline Forecast | Commercial | Grocery | New | Food Preparation | Natural Gas | Griddle | E10 |  | Baseline Forecast | 0 | 0 | 0 | 0 | 0 | 0 | 0 | 0 | 0 | 0 | 0 | 0 | 0 | 0 | 0 | 0 | 0 | 0 | 0 | 0 | 0 | 0 | 0 | 0 | 0 | 0 | 0 | 0 | 0 | 0 | 0 | 0 | 0
Commercial_Grocery_New_Food Preparation_Natural Gas_Griddle_Vintage_Baseline Forecast | Commercial | Grocery | New | Food Preparation | Natural Gas | Griddle | Vintage |  | Baseline Forecast | 0 | 0 | 0 | 0 | 0 | 0 | 0 | 0 | 0 | 0 | 0 | 0 | 0 | 0 | 0 | 0 | 0 | 0 | 0 | 0 | 0 | 0 | 0 | 0 | 0 | 0 | 0 | 0 | 0 | 0 | 0 | 0 | 0
Commercial_Grocery_New_Food Preparation_Natural Gas_Range_E1_Baseline Forecast | Commercial | Grocery | New | Food Preparation | Natural Gas | Range | E1 |  | Baseline Forecast | 0 | 2067.9143 | 12042.233 | 18416.5213 | 26637.4489 | 37794.1491 | 48222.0382 | 57464.3924 | 65776.7598 | 73802.6906 | 81723.9281 | 89566.4698 | 97398.2662 | 105252.472 | 113154.989 | 121072.0649 | 128991.3044 | 136900.2849 | 144798.8435 | 152686.8157 | 160576.4747 | 168467.8317 | 176349.7741 | 184222.1735 | 192084.9004 | 199948.9482 | 207814.3248 | 215681.0378 | 223549.0952 | 231418.5046 | 239289.2741 | 247161.4115 | 250707.1195
Commercial_Grocery_New_Food Preparation_Natural Gas_Range_E2_Baseline Forecast | Commercial | Grocery | New | Food Preparation | Natural Gas | Range | E2 |  | Baseline Forecast | 0 | 2975.7791 | 17329.0671 | 26501.8233 | 38331.9387 | 54386.7024 | 69392.6892 | 82692.6622 | 94654.3616 | 106203.8718 | 117602.7258 | 128888.3345 | 140158.4806 | 151460.8743 | 162832.7891 | 174225.6543 | 185621.6332 | 197002.849 | 208369.0674 | 219720.0518 | 231073.4635 | 242429.3188 | 253771.6261 | 265100.2008 | 276414.8566 | 287731.4133 | 299049.8821 | 310370.274 | 321692.6003 | 333016.8725 | 344343.1017 | 355671.2995 | 360773.6598
Commercial_Grocery_New_Food Preparation_Natural Gas_Range_E3_Baseline Forecast | Commercial | Grocery | New | Food Preparation | Natural Gas | Range | E3 |  | Baseline Forecast | 0 | 0 | 0 | 0 | 0 | 0 | 0 | 0 | 0 | 0 | 0 | 0 | 0 | 0 | 0 | 0 | 0 | 0 | 0 | 0 | 0 | 0 | 0 | 0 | 0 | 0 | 0 | 0 | 0 | 0 | 0 | 0 | 0
Commercial_Grocery_New_Food Preparation_Natural Gas_Range_E4_Baseline Forecast | Commercial | Grocery | New | Food Preparation | Natural Gas | Range | E4 |  | Baseline Forecast | 0 | 0 | 0 | 0 | 0 | 0 | 0 | 0 | 0 | 0 | 0 | 0 | 0 | 0 | 0 | 0 | 0 | 0 | 0 | 0 | 0 | 0 | 0 | 0 | 0 | 0 | 0 | 0 | 0 | 0 | 0 | 0 | 0
Commercial_Grocery_New_Food Preparation_Natural Gas_Range_E5_Baseline Forecast | Commercial | Grocery | New | Food Preparation | Natural Gas | Range | E5 |  | Baseline Forecast | 0 | 0 | 0 | 0 | 0 | 0 | 0 | 0 | 0 | 0 | 0 | 0 | 0 | 0 | 0 | 0 | 0 | 0 | 0 | 0 | 0 | 0 | 0 | 0 | 0 | 0 | 0 | 0 | 0 | 0 | 0 | 0 | 0
Commercial_Grocery_New_Food Preparation_Natural Gas_Range_E6_Baseline Forecast | Commercial | Grocery | New | Food Preparation | Natural Gas | Range | E6 |  | Baseline Forecast | 0 | 0 | 0 | 0 | 0 | 0 | 0 | 0 | 0 | 0 | 0 | 0 | 0 | 0 | 0 | 0 | 0 | 0 | 0 | 0 | 0 | 0 | 0 | 0 | 0 | 0 | 0 | 0 | 0 | 0 | 0 | 0 | 0
Commercial_Grocery_New_Food Preparation_Natural Gas_Range_E7_Baseline Forecast | Commercial | Grocery | New | Food Preparation | Natural Gas | Range | E7 |  | Baseline Forecast | 0 | 0 | 0 | 0 | 0 | 0 | 0 | 0 | 0 | 0 | 0 | 0 | 0 | 0 | 0 | 0 | 0 | 0 | 0 | 0 | 0 | 0 | 0 | 0 | 0 | 0 | 0 | 0 | 0 | 0 | 0 | 0 | 0
Commercial_Grocery_New_Food Preparation_Natural Gas_Range_E8_Baseline Forecast | Commercial | Grocery | New | Food Preparation | Natural Gas | Range | E8 |  | Baseline Forecast | 0 | 0 | 0 | 0 | 0 | 0 | 0 | 0 | 0 | 0 | 0 | 0 | 0 | 0 | 0 | 0 | 0 | 0 | 0 | 0 | 0 | 0 | 0 | 0 | 0 | 0 | 0 | 0 | 0 | 0 | 0 | 0 | 0
Commercial_Grocery_New_Food Preparation_Natural Gas_Range_E9_Baseline Forecast | Commercial | Grocery | New | Food Preparation | Natural Gas | Range | E9 |  | Baseline Forecast | 0 | 0 | 0 | 0 | 0 | 0 | 0 | 0 | 0 | 0 | 0 | 0 | 0 | 0 | 0 | 0 | 0 | 0 | 0 | 0 | 0 | 0 | 0 | 0 | 0 | 0 | 0 | 0 | 0 | 0 | 0 | 0 | 0
Commercial_Grocery_New_Food Preparation_Natural Gas_Range_E10_Baseline Forecast | Commercial | Grocery | New | Food Preparation | Natural Gas | Range | E10 |  | Baseline Forecast | 0 | 0 | 0 | 0 | 0 | 0 | 0 | 0 | 0 | 0 | 0 | 0 | 0 | 0 | 0 | 0 | 0 | 0 | 0 | 0 | 0 | 0 | 0 | 0 | 0 | 0 | 0 | 0 | 0 | 0 | 0 | 0 | 0
Commercial_Grocery_New_Food Preparation_Natural Gas_Range_Vintage_Baseline Forecast | Commercial | Grocery | New | Food Preparation | Natural Gas | Range | Vintage |  | Baseline Forecast | 0 | 0 | 0 | 0 | 0 | 0 | 0 | 0 | 0 | 0 | 0 | 0 | 0 | 0 | 0 | 0 | 0 | 0 | 0 | 0 | 0 | 0 | 0 | 0 | 0 | 0 | 0 | 0 | 0 | 0 | 0 | 0 | 0
Commercial_Grocery_New_Food Preparation_Natural Gas_Steamer_E1_Baseline Forecast | Commercial | Grocery | New | Food Preparation | Natural Gas | Steamer | E1 |  | Baseline Forecast | 0 | 123.9217 | 721.6421 | 721.6421 | 721.6421 | 721.6421 | 721.6421 | 721.6421 | 721.6421 | 721.6421 | 707.873 | 629.2205 | 559.3071 | 497.1619 | 441.9216 | 392.8192 | 349.1727 | 310.3757 | 275.8895 | 207.0739 | 0 | 0 | 0 | 0 | 0 | 0 | 0 | 0 | 0 | 0 | 0 | 0 | 0
Commercial_Grocery_New_Food Preparation_Natural Gas_Steamer_E2_Baseline Forecast | Commercial | Grocery | New | Food Preparation | Natural Gas | Steamer | E2 |  | Baseline Forecast | 0 | 123.9217 | 721.6421 | 1485.6125 | 2470.9061 | 3808.0576 | 5057.8596 | 6165.5731 | 7161.8259 | 8123.7488 | 9086.8931 | 10105.4889 | 11114.0578 | 12117.5443 | 13119.916 | 14117.8948 | 15110.6771 | 16097.3802 | 17078.5235 | 18092.7274 | 19245.3917 | 20191.1856 | 21135.8512 | 22079.3731 | 23021.7356 | 23964.2565 | 24906.9367 | 25849.777 | 26792.7784 | 27735.9419 | 28679.2684 | 29622.7588 | 30047.7186
Commercial_Grocery_New_Food Preparation_Natural Gas_Steamer_E3_Baseline Forecast | Commercial | Grocery | New | Food Preparation | Natural Gas | Steamer | E3 |  | Baseline Forecast | 0 | 0 | 0 | 0 | 0 | 0 | 0 | 0 | 0 | 0 | 0 | 0 | 0 | 0 | 0 | 0 | 0 | 0 | 0 | 0 | 0 | 0 | 0 | 0 | 0 | 0 | 0 | 0 | 0 | 0 | 0 | 0 | 0
Commercial_Grocery_New_Food Preparation_Natural Gas_Steamer_E4_Baseline Forecast | Commercial | Grocery | New | Food Preparation | Natural Gas | Steamer | E4 |  | Baseline Forecast | 0 | 0 | 0 | 0 | 0 | 0 | 0 | 0 | 0 | 0 | 0 | 0 | 0 | 0 | 0 | 0 | 0 | 0 | 0 | 0 | 0 | 0 | 0 | 0 | 0 | 0 | 0 | 0 | 0 | 0 | 0 | 0 | 0
Commercial_Grocery_New_Food Preparation_Natural Gas_Steamer_E5_Baseline Forecast | Commercial | Grocery | New | Food Preparation | Natural Gas | Steamer | E5 |  | Baseline Forecast | 0 | 0 | 0 | 0 | 0 | 0 | 0 | 0 | 0 | 0 | 0 | 0 | 0 | 0 | 0 | 0 | 0 | 0 | 0 | 0 | 0 | 0 | 0 | 0 | 0 | 0 | 0 | 0 | 0 | 0 | 0 | 0 | 0
Commercial_Grocery_New_Food Preparation_Natural Gas_Steamer_E6_Baseline Forecast | Commercial | Grocery | New | Food Preparation | Natural Gas | Steamer | E6 |  | Baseline Forecast | 0 | 0 | 0 | 0 | 0 | 0 | 0 | 0 | 0 | 0 | 0 | 0 | 0 | 0 | 0 | 0 | 0 | 0 | 0 | 0 | 0 | 0 | 0 | 0 | 0 | 0 | 0 | 0 | 0 | 0 | 0 | 0 | 0
Commercial_Grocery_New_Food Preparation_Natural Gas_Steamer_E7_Baseline Forecast | Commercial | Grocery | New | Food Preparation | Natural Gas | Steamer | E7 |  | Baseline Forecast | 0 | 0 | 0 | 0 | 0 | 0 | 0 | 0 | 0 | 0 | 0 | 0 | 0 | 0 | 0 | 0 | 0 | 0 | 0 | 0 | 0 | 0 | 0 | 0 | 0 | 0 | 0 | 0 | 0 | 0 | 0 | 0 | 0
Commercial_Grocery_New_Food Preparation_Natural Gas_Steamer_E8_Baseline Forecast | Commercial | Grocery | New | Food Preparation | Natural Gas | Steamer | E8 |  | Baseline Forecast | 0 | 0 | 0 | 0 | 0 | 0 | 0 | 0 | 0 | 0 | 0 | 0 | 0 | 0 | 0 | 0 | 0 | 0 | 0 | 0 | 0 | 0 | 0 | 0 | 0 | 0 | 0 | 0 | 0 | 0 | 0 | 0 | 0
Commercial_Grocery_New_Food Preparation_Natural Gas_Steamer_E9_Baseline Forecast | Commercial | Grocery | New | Food Preparation | Natural Gas | Steamer | E9 |  | Baseline Forecast | 0 | 0 | 0 | 0 | 0 | 0 | 0 | 0 | 0 | 0 | 0 | 0 | 0 | 0 | 0 | 0 | 0 | 0 | 0 | 0 | 0 | 0 | 0 | 0 | 0 | 0 | 0 | 0 | 0 | 0 | 0 | 0 | 0
Commercial_Grocery_New_Food Preparation_Natural Gas_Steamer_E10_Baseline Forecast | Commercial | Grocery | New | Food Preparation | Natural Gas | Steamer | E10 |  | Baseline Forecast | 0 | 0 | 0 | 0 | 0 | 0 | 0 | 0 | 0 | 0 | 0 | 0 | 0 | 0 | 0 | 0 | 0 | 0 | 0 | 0 | 0 | 0 | 0 | 0 | 0 | 0 | 0 | 0 | 0 | 0 | 0 | 0 | 0
Commercial_Grocery_New_Food Preparation_Natural Gas_Steamer_Vintage_Baseline Forecast | Commercial | Grocery | New | Food Preparation | Natural Gas | Steamer | Vintage |  | Baseline Forecast | 0 | 0 | 0 | 0 | 0 | 0 | 0 | 0 | 0 | 0 | 0 | 0 | 0 | 0 | 0 | 0 | 0 | 0 | 0 | 0 | 0 | 0 | 0 | 0 | 0 | 0 | 0 | 0 | 0 | 0 | 0 | 0 | 0
Commercial_Grocery_New_Food Preparation_Natural Gas_Food Prep Other_E1_Baseline Forecast | Commercial | Grocery | New | Food Preparation | Natural Gas | Food Prep Other | E1 |  | Baseline Forecast | 0 | 0 | 0 | 0 | 0 | 0 | 0 | 0 | 0 | 0 | 0 | 0 | 0 | 0 | 0 | 0 | 0 | 0 | 0 | 0 | 0 | 0 | 0 | 0 | 0 | 0 | 0 | 0 | 0 | 0 | 0 | 0 | 0
Commercial_Grocery_New_Food Preparation_Natural Gas_Food Prep Other_E2_Baseline Forecast | Commercial | Grocery | New | Food Preparation | Natural Gas | Food Prep Other | E2 |  | Baseline Forecast | 0 | 0 | 0 | 0 | 0 | 0 | 0 | 0 | 0 | 0 | 0 | 0 | 0 | 0 | 0 | 0 | 0 | 0 | 0 | 0 | 0 | 0 | 0 | 0 | 0 | 0 | 0 | 0 | 0 | 0 | 0 | 0 | 0
Commercial_Grocery_New_Food Preparation_Natural Gas_Food Prep Other_E3_Baseline Forecast | Commercial | Grocery | New | Food Preparation | Natural Gas | Food Prep Other | E3 |  | Baseline Forecast | 0 | 0 | 0 | 0 | 0 | 0 | 0 | 0 | 0 | 0 | 0 | 0 | 0 | 0 | 0 | 0 | 0 | 0 | 0 | 0 | 0 | 0 | 0 | 0 | 0 | 0 | 0 | 0 | 0 | 0 | 0 | 0 | 0
Commercial_Grocery_New_Food Preparation_Natural Gas_Food Prep Other_E4_Baseline Forecast | Commercial | Grocery | New | Food Preparation | Natural Gas | Food Prep Other | E4 |  | Baseline Forecast | 0 | 0 | 0 | 0 | 0 | 0 | 0 | 0 | 0 | 0 | 0 | 0 | 0 | 0 | 0 | 0 | 0 | 0 | 0 | 0 | 0 | 0 | 0 | 0 | 0 | 0 | 0 | 0 | 0 | 0 | 0 | 0 | 0
Commercial_Grocery_New_Food Preparation_Natural Gas_Food Prep Other_E5_Baseline Forecast | Commercial | Grocery | New | Food Preparation | Natural Gas | Food Prep Other | E5 |  | Baseline Forecast | 0 | 0 | 0 | 0 | 0 | 0 | 0 | 0 | 0 | 0 | 0 | 0 | 0 | 0 | 0 | 0 | 0 | 0 | 0 | 0 | 0 | 0 | 0 | 0 | 0 | 0 | 0 | 0 | 0 | 0 | 0 | 0 | 0
Commercial_Grocery_New_Food Preparation_Natural Gas_Food Prep Other_E6_Baseline Forecast | Commercial | Grocery | New | Food Preparation | Natural Gas | Food Prep Other | E6 |  | Baseline Forecast | 0 | 0 | 0 | 0 | 0 | 0 | 0 | 0 | 0 | 0 | 0 | 0 | 0 | 0 | 0 | 0 | 0 | 0 | 0 | 0 | 0 | 0 | 0 | 0 | 0 | 0 | 0 | 0 | 0 | 0 | 0 | 0 | 0
Commercial_Grocery_New_Food Preparation_Natural Gas_Food Prep Other_E7_Baseline Forecast | Commercial | Grocery | New | Food Preparation | Natural Gas | Food Prep Other | E7 |  | Baseline Forecast | 0 | 0 | 0 | 0 | 0 | 0 | 0 | 0 | 0 | 0 | 0 | 0 | 0 | 0 | 0 | 0 | 0 | 0 | 0 | 0 | 0 | 0 | 0 | 0 | 0 | 0 | 0 | 0 | 0 | 0 | 0 | 0 | 0
Commercial_Grocery_New_Food Preparation_Natural Gas_Food Prep Other_E8_Baseline Forecast | Commercial | Grocery | New | Food Preparation | Natural Gas | Food Prep Other | E8 |  | Baseline Forecast | 0 | 0 | 0 | 0 | 0 | 0 | 0 | 0 | 0 | 0 | 0 | 0 | 0 | 0 | 0 | 0 | 0 | 0 | 0 | 0 | 0 | 0 | 0 | 0 | 0 | 0 | 0 | 0 | 0 | 0 | 0 | 0 | 0
Commercial_Grocery_New_Food Preparation_Natural Gas_Food Prep Other_E9_Baseline Forecast | Commercial | Grocery | New | Food Preparation | Natural Gas | Food Prep Other | E9 |  | Baseline Forecast | 0 | 0 | 0 | 0 | 0 | 0 | 0 | 0 | 0 | 0 | 0 | 0 | 0 | 0 | 0 | 0 | 0 | 0 | 0 | 0 | 0 | 0 | 0 | 0 | 0 | 0 | 0 | 0 | 0 | 0 | 0 | 0 | 0
Commercial_Grocery_New_Food Preparation_Natural Gas_Food Prep Other_E10_Baseline Forecast | Commercial | Grocery | New | Food Preparation | Natural Gas | Food Prep Other | E10 |  | Baseline Forecast | 0 | 0 | 0 | 0 | 0 | 0 | 0 | 0 | 0 | 0 | 0 | 0 | 0 | 0 | 0 | 0 | 0 | 0 | 0 | 0 | 0 | 0 | 0 | 0 | 0 | 0 | 0 | 0 | 0 | 0 | 0 | 0 | 0
Commercial_Grocery_New_Food Preparation_Natural Gas_Food Prep Other_Vintage_Baseline Forecast | Commercial | Grocery | New | Food Preparation | Natural Gas | Food Prep Other | Vintage |  | Baseline Forecast | 0 | 0 | 0 | 0 | 0 | 0 | 0 | 0 | 0 | 0 | 0 | 0 | 0 | 0 | 0 | 0 | 0 | 0 | 0 | 0 | 0 | 0 | 0 | 0 | 0 | 0 | 0 | 0 | 0 | 0 | 0 | 0 | 0
Commercial_Grocery_New_Miscellaneous_Natural Gas_Pool Heater_E1_Baseline Forecast | Commercial | Grocery | New | Miscellaneous | Natural Gas | Pool Heater | E1 |  | Baseline Forecast | 0 | 0 | 0 | 0 | 0 | 0 | 0 | 0 | 0 | 0 | 0 | 0 | 0 | 0 | 0 | 0 | 0 | 0 | 0 | 0 | 0 | 0 | 0 | 0 | 0 | 0 | 0 | 0 | 0 | 0 | 0 | 0 | 0
Commercial_Grocery_New_Miscellaneous_Natural Gas_Pool Heater_E2_Baseline Forecast | Commercial | Grocery | New | Miscellaneous | Natural Gas | Pool Heater | E2 |  | Baseline Forecast | 0 | 0 | 0 | 0 | 0 | 0 | 0 | 0 | 0 | 0 | 0 | 0 | 0 | 0 | 0 | 0 | 0 | 0 | 0 | 0 | 0 | 0 | 0 | 0 | 0 | 0 | 0 | 0 | 0 | 0 | 0 | 0 | 0
Commercial_Grocery_New_Miscellaneous_Natural Gas_Pool Heater_E3_Baseline Forecast | Commercial | Grocery | New | Miscellaneous | Natural Gas | Pool Heater | E3 |  | Baseline Forecast | 0 | 0 | 0 | 0 | 0 | 0 | 0 | 0 | 0 | 0 | 0 | 0 | 0 | 0 | 0 | 0 | 0 | 0 | 0 | 0 | 0 | 0 | 0 | 0 | 0 | 0 | 0 | 0 | 0 | 0 | 0 | 0 | 0
Commercial_Grocery_New_Miscellaneous_Natural Gas_Pool Heater_E4_Baseline Forecast | Commercial | Grocery | New | Miscellaneous | Natural Gas | Pool Heater | E4 |  | Baseline Forecast | 0 | 0 | 0 | 0 | 0 | 0 | 0 | 0 | 0 | 0 | 0 | 0 | 0 | 0 | 0 | 0 | 0 | 0 | 0 | 0 | 0 | 0 | 0 | 0 | 0 | 0 | 0 | 0 | 0 | 0 | 0 | 0 | 0
Commercial_Grocery_New_Miscellaneous_Natural Gas_Pool Heater_E5_Baseline Forecast | Commercial | Grocery | New | Miscellaneous | Natural Gas | Pool Heater | E5 |  | Baseline Forecast | 0 | 0 | 0 | 0 | 0 | 0 | 0 | 0 | 0 | 0 | 0 | 0 | 0 | 0 | 0 | 0 | 0 | 0 | 0 | 0 | 0 | 0 | 0 | 0 | 0 | 0 | 0 | 0 | 0 | 0 | 0 | 0 | 0
Commercial_Grocery_New_Miscellaneous_Natural Gas_Pool Heater_E6_Baseline Forecast | Commercial | Grocery | New | Miscellaneous | Natural Gas | Pool Heater | E6 |  | Baseline Forecast | 0 | 0 | 0 | 0 | 0 | 0 | 0 | 0 | 0 | 0 | 0 | 0 | 0 | 0 | 0 | 0 | 0 | 0 | 0 | 0 | 0 | 0 | 0 | 0 | 0 | 0 | 0 | 0 | 0 | 0 | 0 | 0 | 0
Commercial_Grocery_New_Miscellaneous_Natural Gas_Pool Heater_E7_Baseline Forecast | Commercial | Grocery | New | Miscellaneous | Natural Gas | Pool Heater | E7 |  | Baseline Forecast | 0 | 0 | 0 | 0 | 0 | 0 | 0 | 0 | 0 | 0 | 0 | 0 | 0 | 0 | 0 | 0 | 0 | 0 | 0 | 0 | 0 | 0 | 0 | 0 | 0 | 0 | 0 | 0 | 0 | 0 | 0 | 0 | 0
Commercial_Grocery_New_Miscellaneous_Natural Gas_Pool Heater_E8_Baseline Forecast | Commercial | Grocery | New | Miscellaneous | Natural Gas | Pool Heater | E8 |  | Baseline Forecast | 0 | 0 | 0 | 0 | 0 | 0 | 0 | 0 | 0 | 0 | 0 | 0 | 0 | 0 | 0 | 0 | 0 | 0 | 0 | 0 | 0 | 0 | 0 | 0 | 0 | 0 | 0 | 0 | 0 | 0 | 0 | 0 | 0
Commercial_Grocery_New_Miscellaneous_Natural Gas_Pool Heater_E9_Baseline Forecast | Commercial | Grocery | New | Miscellaneous | Natural Gas | Pool Heater | E9 |  | Baseline Forecast | 0 | 0 | 0 | 0 | 0 | 0 | 0 | 0 | 0 | 0 | 0 | 0 | 0 | 0 | 0 | 0 | 0 | 0 | 0 | 0 | 0 | 0 | 0 | 0 | 0 | 0 | 0 | 0 | 0 | 0 | 0 | 0 | 0
Commercial_Grocery_New_Miscellaneous_Natural Gas_Pool Heater_E10_Baseline Forecast | Commercial | Grocery | New | Miscellaneous | Natural Gas | Pool Heater | E10 |  | Baseline Forecast | 0 | 0 | 0 | 0 | 0 | 0 | 0 | 0 | 0 | 0 | 0 | 0 | 0 | 0 | 0 | 0 | 0 | 0 | 0 | 0 | 0 | 0 | 0 | 0 | 0 | 0 | 0 | 0 | 0 | 0 | 0 | 0 | 0
Commercial_Grocery_New_Miscellaneous_Natural Gas_Pool Heater_Vintage_Baseline Forecast | Commercial | Grocery | New | Miscellaneous | Natural Gas | Pool Heater | Vintage |  | Baseline Forecast | 0 | 0 | 0 | 0 | 0 | 0 | 0 | 0 | 0 | 0 | 0 | 0 | 0 | 0 | 0 | 0 | 0 | 0 | 0 | 0 | 0 | 0 | 0 | 0 | 0 | 0 | 0 | 0 | 0 | 0 | 0 | 0 | 0
Commercial_Grocery_New_Miscellaneous_Natural Gas_Miscellaneous_E1_Baseline Forecast | Commercial | Grocery | New | Miscellaneous | Natural Gas | Miscellaneous | E1 |  | Baseline Forecast | 0 | 17608.6842 | 102541.9073 | 156820.1855 | 226822.9497 | 321824.3764 | 410619.8377 | 489320.2434 | 560101.6344 | 628443.9636 | 695894.8093 | 762675.5448 | 829364.7828 | 896244.8406 | 963536.2781 | 1030951.6864 | 1098385.5191 | 1165731.9936 | 1232989.7241 | 1300157.3095 | 1367339.2579 | 1434535.6659 | 1501651.9059 | 1568686.8856 | 1635639.5025 | 1702603.3676 | 1769578.5468 | 1836565.1062 | 1903563.1123 | 1970572.6321 | 2037593.733 | 2104626.4825 | 2134818.8612
Commercial_Grocery_New_Miscellaneous_Natural Gas_Miscellaneous_E2_Baseline Forecast | Commercial | Grocery | New | Miscellaneous | Natural Gas | Miscellaneous | E2 |  | Baseline Forecast | 0 | 0 | 0 | 0 | 0 | 0 | 0 | 0 | 0 | 0 | 0 | 0 | 0 | 0 | 0 | 0 | 0 | 0 | 0 | 0 | 0 | 0 | 0 | 0 | 0 | 0 | 0 | 0 | 0 | 0 | 0 | 0 | 0
Commercial_Grocery_New_Miscellaneous_Natural Gas_Miscellaneous_E3_Baseline Forecast | Commercial | Grocery | New | Miscellaneous | Natural Gas | Miscellaneous | E3 |  | Baseline Forecast | 0 | 0 | 0 | 0 | 0 | 0 | 0 | 0 | 0 | 0 | 0 | 0 | 0 | 0 | 0 | 0 | 0 | 0 | 0 | 0 | 0 | 0 | 0 | 0 | 0 | 0 | 0 | 0 | 0 | 0 | 0 | 0 | 0
Commercial_Grocery_New_Miscellaneous_Natural Gas_Miscellaneous_E4_Baseline Forecast | Commercial | Grocery | New | Miscellaneous | Natural Gas | Miscellaneous | E4 |  | Baseline Forecast | 0 | 0 | 0 | 0 | 0 | 0 | 0 | 0 | 0 | 0 | 0 | 0 | 0 | 0 | 0 | 0 | 0 | 0 | 0 | 0 | 0 | 0 | 0 | 0 | 0 | 0 | 0 | 0 | 0 | 0 | 0 | 0 | 0
Commercial_Grocery_New_Miscellaneous_Natural Gas_Miscellaneous_E5_Baseline Forecast | Commercial | Grocery | New | Miscellaneous | Natural Gas | Miscellaneous | E5 |  | Baseline Forecast | 0 | 0 | 0 | 0 | 0 | 0 | 0 | 0 | 0 | 0 | 0 | 0 | 0 | 0 | 0 | 0 | 0 | 0 | 0 | 0 | 0 | 0 | 0 | 0 | 0 | 0 | 0 | 0 | 0 | 0 | 0 | 0 | 0
Commercial_Grocery_New_Miscellaneous_Natural Gas_Miscellaneous_E6_Baseline Forecast | Commercial | Grocery | New | Miscellaneous | Natural Gas | Miscellaneous | E6 |  | Baseline Forecast | 0 | 0 | 0 | 0 | 0 | 0 | 0 | 0 | 0 | 0 | 0 | 0 | 0 | 0 | 0 | 0 | 0 | 0 | 0 | 0 | 0 | 0 | 0 | 0 | 0 | 0 | 0 | 0 | 0 | 0 | 0 | 0 | 0
Commercial_Grocery_New_Miscellaneous_Natural Gas_Miscellaneous_E7_Baseline Forecast | Commercial | Grocery | New | Miscellaneous | Natural Gas | Miscellaneous | E7 |  | Baseline Forecast | 0 | 0 | 0 | 0 | 0 | 0 | 0 | 0 | 0 | 0 | 0 | 0 | 0 | 0 | 0 | 0 | 0 | 0 | 0 | 0 | 0 | 0 | 0 | 0 | 0 | 0 | 0 | 0 | 0 | 0 | 0 | 0 | 0
Commercial_Grocery_New_Miscellaneous_Natural Gas_Miscellaneous_E8_Baseline Forecast | Commercial | Grocery | New | Miscellaneous | Natural Gas | Miscellaneous | E8 |  | Baseline Forecast | 0 | 0 | 0 | 0 | 0 | 0 | 0 | 0 | 0 | 0 | 0 | 0 | 0 | 0 | 0 | 0 | 0 | 0 | 0 | 0 | 0 | 0 | 0 | 0 | 0 | 0 | 0 | 0 | 0 | 0 | 0 | 0 | 0
Commercial_Grocery_New_Miscellaneous_Natural Gas_Miscellaneous_E9_Baseline Forecast | Commercial | Grocery | New | Miscellaneous | Natural Gas | Miscellaneous | E9 |  | Baseline Forecast | 0 | 0 | 0 | 0 | 0 | 0 | 0 | 0 | 0 | 0 | 0 | 0 | 0 | 0 | 0 | 0 | 0 | 0 | 0 | 0 | 0 | 0 | 0 | 0 | 0 | 0 | 0 | 0 | 0 | 0 | 0 | 0 | 0
Commercial_Grocery_New_Miscellaneous_Natural Gas_Miscellaneous_E10_Baseline Forecast | Commercial | Grocery | New | Miscellaneous | Natural Gas | Miscellaneous | E10 |  | Baseline Forecast | 0 | 0 | 0 | 0 | 0 | 0 | 0 | 0 | 0 | 0 | 0 | 0 | 0 | 0 | 0 | 0 | 0 | 0 | 0 | 0 | 0 | 0 | 0 | 0 | 0 | 0 | 0 | 0 | 0 | 0 | 0 | 0 | 0
Commercial_Grocery_New_Miscellaneous_Natural Gas_Miscellaneous_Vintage_Baseline Forecast | Commercial | Grocery | New | Miscellaneous | Natural Gas | Miscellaneous | Vintage |  | Baseline Forecast | 0 | 0 | 0 | 0 | 0 | 0 | 0 | 0 | 0 | 0 | 0 | 0 | 0 | 0 | 0 | 0 | 0 | 0 | 0 | 0 | 0 | 0 | 0 | 0 | 0 | 0 | 0 | 0 | 0 | 0 | 0 | 0 | 0
Commercial_School_Existing_Space Heating_Natural Gas_Furnace_E1_Baseline Forecast | Commercial | School | Existing | Space Heating | Natural Gas | Furnace | E1 |  | Baseline Forecast | 0 | 20228.8032 | 42056.8364 | 65247.9596 | 89651.3042 | 115056.0863 | 141433.1667 | 168747.8199 | 196921.6388 | 225812.3543 | 255315.0781 | 285347.6958 | 315824.1214 | 346666.8787 | 377803.1204 | 409179.4053 | 440743.69 | 472449.5049 | 504251.3682 | 533059.5535 | 559113.6557 | 582637.504 | 603841.5185 | 622915.298 | 640033.0394 | 655349.562 | 669011.4206 | 681153.2765 | 691898.8602 | 701361.856 | 709646.7152 | 716849.4041 | 723083.0008
Commercial_School_Existing_Space Heating_Natural Gas_Furnace_E2_Baseline Forecast | Commercial | School | Existing | Space Heating | Natural Gas | Furnace | E2 |  | Baseline Forecast | 0 | 0 | 0 | 0 | 0 | 0 | 0 | 0 | 0 | 0 | 0 | 0 | 0 | 0 | 0 | 0 | 0 | 0 | 0 | 0 | 0 | 0 | 0 | 0 | 0 | 0 | 0 | 0 | 0 | 0 | 0 | 0 | 0
Commercial_School_Existing_Space Heating_Natural Gas_Furnace_E3_Baseline Forecast | Commercial | School | Existing | Space Heating | Natural Gas | Furnace | E3 |  | Baseline Forecast | 0 | 0 | 0 | 0 | 0 | 0 | 0 | 0 | 0 | 0 | 0 | 0 | 0 | 0 | 0 | 0 | 0 | 0 | 0 | 0 | 0 | 0 | 0 | 0 | 0 | 0 | 0 | 0 | 0 | 0 | 0 | 0 | 0
Commercial_School_Existing_Space Heating_Natural Gas_Furnace_E4_Baseline Forecast | Commercial | School | Existing | Space Heating | Natural Gas | Furnace | E4 |  | Baseline Forecast | 0 | 0 | 0 | 0 | 0 | 0 | 0 | 0 | 0 | 0 | 0 | 0 | 0 | 0 | 0 | 0 | 0 | 0 | 0 | 0 | 0 | 0 | 0 | 0 | 0 | 0 | 0 | 0 | 0 | 0 | 0 | 0 | 0
Commercial_School_Existing_Space Heating_Natural Gas_Furnace_E5_Baseline Forecast | Commercial | School | Existing | Space Heating | Natural Gas | Furnace | E5 |  | Baseline Forecast | 0 | 0 | 0 | 0 | 0 | 0 | 0 | 0 | 0 | 0 | 0 | 0 | 0 | 0 | 0 | 0 | 0 | 0 | 0 | 0 | 0 | 0 | 0 | 0 | 0 | 0 | 0 | 0 | 0 | 0 | 0 | 0 | 0
Commercial_School_Existing_Space Heating_Natural Gas_Furnace_E6_Baseline Forecast | Commercial | School | Existing | Space Heating | Natural Gas | Furnace | E6 |  | Baseline Forecast | 0 | 0 | 0 | 0 | 0 | 0 | 0 | 0 | 0 | 0 | 0 | 0 | 0 | 0 | 0 | 0 | 0 | 0 | 0 | 0 | 0 | 0 | 0 | 0 | 0 | 0 | 0 | 0 | 0 | 0 | 0 | 0 | 0
Commercial_School_Existing_Space Heating_Natural Gas_Furnace_E7_Baseline Forecast | Commercial | School | Existing | Space Heating | Natural Gas | Furnace | E7 |  | Baseline Forecast | 0 | 0 | 0 | 0 | 0 | 0 | 0 | 0 | 0 | 0 | 0 | 0 | 0 | 0 | 0 | 0 | 0 | 0 | 0 | 0 | 0 | 0 | 0 | 0 | 0 | 0 | 0 | 0 | 0 | 0 | 0 | 0 | 0
Commercial_School_Existing_Space Heating_Natural Gas_Furnace_E8_Baseline Forecast | Commercial | School | Existing | Space Heating | Natural Gas | Furnace | E8 |  | Baseline Forecast | 0 | 0 | 0 | 0 | 0 | 0 | 0 | 0 | 0 | 0 | 0 | 0 | 0 | 0 | 0 | 0 | 0 | 0 | 0 | 0 | 0 | 0 | 0 | 0 | 0 | 0 | 0 | 0 | 0 | 0 | 0 | 0 | 0
Commercial_School_Existing_Space Heating_Natural Gas_Furnace_E9_Baseline Forecast | Commercial | School | Existing | Space Heating | Natural Gas | Furnace | E9 |  | Baseline Forecast | 0 | 0 | 0 | 0 | 0 | 0 | 0 | 0 | 0 | 0 | 0 | 0 | 0 | 0 | 0 | 0 | 0 | 0 | 0 | 0 | 0 | 0 | 0 | 0 | 0 | 0 | 0 | 0 | 0 | 0 | 0 | 0 | 0
Commercial_School_Existing_Space Heating_Natural Gas_Furnace_E10_Baseline Forecast | Commercial | School | Existing | Space Heating | Natural Gas | Furnace | E10 |  | Baseline Forecast | 0 | 0 | 0 | 0 | 0 | 0 | 0 | 0 | 0 | 0 | 0 | 0 | 0 | 0 | 0 | 0 | 0 | 0 | 0 | 0 | 0 | 0 | 0 | 0 | 0 | 0 | 0 | 0 | 0 | 0 | 0 | 0 | 0
Commercial_School_Existing_Space Heating_Natural Gas_Furnace_Vintage_Baseline Forecast | Commercial | School | Existing | Space Heating | Natural Gas | Furnace | Vintage |  | Baseline Forecast | 1013223.7453 | 987839.8884 | 960856.8015 | 931440.2645 | 900649.7044 | 868242.1341 | 835322.8596 | 802215.2469 | 768836.2018 | 734921.2824 | 700460.5187 | 665519.5954 | 630141.6549 | 594383.2204 | 558300.7698 | 521969.0751 | 485448.0132 | 448791.9047 | 412046.3341 | 378301.132 | 347308.9469 | 318845.9426 | 292708.722 | 268707.7674 | 246668.9636 | 226430.5438 | 207845.9484 | 190780.511 | 175110.4963 | 160722.2149 | 147511.2106 | 135381.5122 | 124249.2266
Commercial_School_Existing_Space Heating_Natural Gas_Boiler_E1_Baseline Forecast | Commercial | School | Existing | Space Heating | Natural Gas | Boiler | E1 |  | Baseline Forecast | 0 | 28973.1774 | 60794.5763 | 95773.5122 | 132305.1467 | 170580.4771 | 209786.1357 | 251517.0176 | 294642.064 | 338043.6386 | 383646.4448 | 430069.1458 | 476123.7477 | 522702.1244 | 568524.5046 | 617414.4166 | 665304.9054 | 713347.6456 | 761469.7639 | 809605.478 | 857687.9866 | 905662.2479 | 948317.9322 | 986165.0171 | 1019604.5638 | 1049096.3873 | 1075017.0188 | 1097764.9168 | 1117563.0807 | 1134692.4135 | 1149477.7992 | 1162041.9547 | 1172636.5907
Commercial_School_Existing_Space Heating_Natural Gas_Boiler_E2_Baseline Forecast | Commercial | School | Existing | Space Heating | Natural Gas | Boiler | E2 |  | Baseline Forecast | 0 | 0 | 0 | 0 | 0 | 0 | 0 | 0 | 0 | 0 | 0 | 0 | 0 | 0 | 0 | 0 | 0 | 0 | 0 | 0 | 0 | 0 | 0 | 0 | 0 | 0 | 0 | 0 | 0 | 0 | 0 | 0 | 0
Commercial_School_Existing_Space Heating_Natural Gas_Boiler_E3_Baseline Forecast | Commercial | School | Existing | Space Heating | Natural Gas | Boiler | E3 |  | Baseline Forecast | 0 | 16032.5883 | 33641.2675 | 51841.1013 | 71770.0043 | 92650.2606 | 115137.982 | 137484.8304 | 160580.4255 | 185162.4715 | 209019.9524 | 233307.5252 | 258983.3328 | 284950.8795 | 312300.6387 | 337068.9827 | 363189.4839 | 389393.0334 | 415639.8821 | 441894.149 | 468119.3942 | 494285.5952 | 517532.2378 | 538137.4624 | 556413.2446 | 572531.9374 | 586699.2825 | 599043.6635 | 609818.759 | 619174.9454 | 627177.5347 | 634056.8268 | 639942.9273
Commercial_School_Existing_Space Heating_Natural Gas_Boiler_E4_Baseline Forecast | Commercial | School | Existing | Space Heating | Natural Gas | Boiler | E4 |  | Baseline Forecast | 0 | 0 | 0 | 0 | 0 | 0 | 0 | 0 | 0 | 0 | 0 | 0 | 0 | 0 | 0 | 0 | 0 | 0 | 0 | 0 | 0 | 0 | 0 | 0 | 0 | 0 | 0 | 0 | 0 | 0 | 0 | 0 | 0
Commercial_School_Existing_Space Heating_Natural Gas_Boiler_E5_Baseline Forecast | Commercial | School | Existing | Space Heating | Natural Gas | Boiler | E5 |  | Baseline Forecast | 0 | 0 | 0 | 0 | 0 | 0 | 0 | 0 | 0 | 0 | 0 | 0 | 0 | 0 | 0 | 0 | 0 | 0 | 0 | 0 | 0 | 0 | 0 | 0 | 0 | 0 | 0 | 0 | 0 | 0 | 0 | 0 | 0
Commercial_School_Existing_Space Heating_Natural Gas_Boiler_E6_Baseline Forecast | Commercial | School | Existing | Space Heating | Natural Gas | Boiler | E6 |  | Baseline Forecast | 0 | 0 | 0 | 0 | 0 | 0 | 0 | 0 | 0 | 0 | 0 | 0 | 0 | 0 | 0 | 0 | 0 | 0 | 0 | 0 | 0 | 0 | 0 | 0 | 0 | 0 | 0 | 0 | 0 | 0 | 0 | 0 | 0
Commercial_School_Existing_Space Heating_Natural Gas_Boiler_E7_Baseline Forecast | Commercial | School | Existing | Space Heating | Natural Gas | Boiler | E7 |  | Baseline Forecast | 0 | 0 | 0 | 0 | 0 | 0 | 0 | 0 | 0 | 0 | 0 | 0 | 0 | 0 | 0 | 0 | 0 | 0 | 0 | 0 | 0 | 0 | 0 | 0 | 0 | 0 | 0 | 0 | 0 | 0 | 0 | 0 | 0
Commercial_School_Existing_Space Heating_Natural Gas_Boiler_E8_Baseline Forecast | Commercial | School | Existing | Space Heating | Natural Gas | Boiler | E8 |  | Baseline Forecast | 0 | 0 | 0 | 0 | 0 | 0 | 0 | 0 | 0 | 0 | 0 | 0 | 0 | 0 | 0 | 0 | 0 | 0 | 0 | 0 | 0 | 0 | 0 | 0 | 0 | 0 | 0 | 0 | 0 | 0 | 0 | 0 | 0
Commercial_School_Existing_Space Heating_Natural Gas_Boiler_E9_Baseline Forecast | Commercial | School | Existing | Space Heating | Natural Gas | Boiler | E9 |  | Baseline Forecast | 0 | 0 | 0 | 0 | 0 | 0 | 0 | 0 | 0 | 0 | 0 | 0 | 0 | 0 | 0 | 0 | 0 | 0 | 0 | 0 | 0 | 0 | 0 | 0 | 0 | 0 | 0 | 0 | 0 | 0 | 0 | 0 | 0
Commercial_School_Existing_Space Heating_Natural Gas_Boiler_E10_Baseline Forecast | Commercial | School | Existing | Space Heating | Natural Gas | Boiler | E10 |  | Baseline Forecast | 0 | 0 | 0 | 0 | 0 | 0 | 0 | 0 | 0 | 0 | 0 | 0 | 0 | 0 | 0 | 0 | 0 | 0 | 0 | 0 | 0 | 0 | 0 | 0 | 0 | 0 | 0 | 0 | 0 | 0 | 0 | 0 | 0
Commercial_School_Existing_Space Heating_Natural Gas_Boiler_Vintage_Baseline Forecast | Commercial | School | Existing | Space Heating | Natural Gas | Boiler | Vintage |  | Baseline Forecast | 2487975.3735 | 2430311.3506 | 2368223.0154 | 2299757.7147 | 2227613.3416 | 2151262.3774 | 2073504.611 | 1995202.2432 | 1916200.1459 | 1835879.5703 | 1754244.7944 | 1671482.1545 | 1587716.0536 | 1503099.6632 | 1417782.086 | 1331955.7995 | 1245773.4212 | 1159371.6637 | 1072863.4017 | 986350.5541 | 899917.3161 | 813648.7343 | 735632.8981 | 665081.8883 | 601282.8692 | 543586.6127 | 491410.8341 | 444228.679 | 401563.4575 | 362983.8779 | 328099.732 | 296557.9905 | 268048.5021
Commercial_School_Existing_Space Heating_Natural Gas_Unit Heater_E1_Baseline Forecast | Commercial | School | Existing | Space Heating | Natural Gas | Unit Heater | E1 |  | Baseline Forecast | 0 | 5902.4123 | 13506.1259 | 22409.3867 | 32308.5709 | 42936.2151 | 54137.1875 | 65793.4985 | 77798.6677 | 90041.4339 | 102440.658 | 114936.597 | 124708.0348 | 132308.0382 | 138176.3739 | 142668.122 | 146064.9787 | 148591.5782 | 150425.8129 | 151709.2781 | 152553.3538 | 153047.691 | 153264.8499 | 153261.6626 | 153083.3618 | 152764.7307 | 152334.3971 | 151815.1448 | 151225.106 | 150578.7106 | 149887.4416 | 149160.4369 | 148410.0803
Commercial_School_Existing_Space Heating_Natural Gas_Unit Heater_E2_Baseline Forecast | Commercial | School | Existing | Space Heating | Natural Gas | Unit Heater | E2 |  | Baseline Forecast | 0 | 0 | 0 | 0 | 0 | 0 | 0 | 0 | 0 | 0 | 0 | 0 | 0 | 0 | 0 | 0 | 0 | 0 | 0 | 0 | 0 | 0 | 0 | 0 | 0 | 0 | 0 | 0 | 0 | 0 | 0 | 0 | 0
Commercial_School_Existing_Space Heating_Natural Gas_Unit Heater_E3_Baseline Forecast | Commercial | School | Existing | Space Heating | Natural Gas | Unit Heater | E3 |  | Baseline Forecast | 0 | 0 | 0 | 0 | 0 | 0 | 0 | 0 | 0 | 0 | 0 | 0 | 0 | 0 | 0 | 0 | 0 | 0 | 0 | 0 | 0 | 0 | 0 | 0 | 0 | 0 | 0 | 0 | 0 | 0 | 0 | 0 | 0
Commercial_School_Existing_Space Heating_Natural Gas_Unit Heater_E4_Baseline Forecast | Commercial | School | Existing | Space Heating | Natural Gas | Unit Heater | E4 |  | Baseline Forecast | 0 | 0 | 0 | 0 | 0 | 0 | 0 | 0 | 0 | 0 | 0 | 0 | 0 | 0 | 0 | 0 | 0 | 0 | 0 | 0 | 0 | 0 | 0 | 0 | 0 | 0 | 0 | 0 | 0 | 0 | 0 | 0 | 0
Commercial_School_Existing_Space Heating_Natural Gas_Unit Heater_E5_Baseline Forecast | Commercial | School | Existing | Space Heating | Natural Gas | Unit Heater | E5 |  | Baseline Forecast | 0 | 0 | 0 | 0 | 0 | 0 | 0 | 0 | 0 | 0 | 0 | 0 | 0 | 0 | 0 | 0 | 0 | 0 | 0 | 0 | 0 | 0 | 0 | 0 | 0 | 0 | 0 | 0 | 0 | 0 | 0 | 0 | 0
Commercial_School_Existing_Space Heating_Natural Gas_Unit Heater_E6_Baseline Forecast | Commercial | School | Existing | Space Heating | Natural Gas | Unit Heater | E6 |  | Baseline Forecast | 0 | 0 | 0 | 0 | 0 | 0 | 0 | 0 | 0 | 0 | 0 | 0 | 0 | 0 | 0 | 0 | 0 | 0 | 0 | 0 | 0 | 0 | 0 | 0 | 0 | 0 | 0 | 0 | 0 | 0 | 0 | 0 | 0
Commercial_School_Existing_Space Heating_Natural Gas_Unit Heater_E7_Baseline Forecast | Commercial | School | Existing | Space Heating | Natural Gas | Unit Heater | E7 |  | Baseline Forecast | 0 | 0 | 0 | 0 | 0 | 0 | 0 | 0 | 0 | 0 | 0 | 0 | 0 | 0 | 0 | 0 | 0 | 0 | 0 | 0 | 0 | 0 | 0 | 0 | 0 | 0 | 0 | 0 | 0 | 0 | 0 | 0 | 0
Commercial_School_Existing_Space Heating_Natural Gas_Unit Heater_E8_Baseline Forecast | Commercial | School | Existing | Space Heating | Natural Gas | Unit Heater | E8 |  | Baseline Forecast | 0 | 0 | 0 | 0 | 0 | 0 | 0 | 0 | 0 | 0 | 0 | 0 | 0 | 0 | 0 | 0 | 0 | 0 | 0 | 0 | 0 | 0 | 0 | 0 | 0 | 0 | 0 | 0 | 0 | 0 | 0 | 0 | 0
Commercial_School_Existing_Space Heating_Natural Gas_Unit Heater_E9_Baseline Forecast | Commercial | School | Existing | Space Heating | Natural Gas | Unit Heater | E9 |  | Baseline Forecast | 0 | 0 | 0 | 0 | 0 | 0 | 0 | 0 | 0 | 0 | 0 | 0 | 0 | 0 | 0 | 0 | 0 | 0 | 0 | 0 | 0 | 0 | 0 | 0 | 0 | 0 | 0 | 0 | 0 | 0 | 0 | 0 | 0
Commercial_School_Existing_Space Heating_Natural Gas_Unit Heater_E10_Baseline Forecast | Commercial | School | Existing | Space Heating | Natural Gas | Unit Heater | E10 |  | Baseline Forecast | 0 | 0 | 0 | 0 | 0 | 0 | 0 | 0 | 0 | 0 | 0 | 0 | 0 | 0 | 0 | 0 | 0 | 0 | 0 | 0 | 0 | 0 | 0 | 0 | 0 | 0 | 0 | 0 | 0 | 0 | 0 | 0 | 0
Commercial_School_Existing_Space Heating_Natural Gas_Unit Heater_Vintage_Baseline Forecast | Commercial | School | Existing | Space Heating | Natural Gas | Unit Heater | Vintage |  | Baseline Forecast | 177977.8817 | 171169.9581 | 162660.7333 | 152663.947 | 141642.816 | 129785.0966 | 117434.9547 | 104761.0811 | 91841.5875 | 78716.2945 | 65446.1655 | 52088.0578 | 41455.6441 | 32992.1771 | 26255.0148 | 20892.8238 | 16625.2842 | 13229.1405 | 10526.5186 | 8375.8413 | 6664.3664 | 5302.4415 | 4218.7398 | 3356.4439 | 2670.3352 | 2124.4102 | 1690.0401 | 1344.4404 | 1069.4779 | 850.722 | 676.6886 | 538.2391 | 428.1162
Commercial_School_Existing_Water Heating_Natural Gas_Water Heater_E1_Baseline Forecast | Commercial | School | Existing | Water Heating | Natural Gas | Water Heater | E1 |  | Baseline Forecast | 0 | 0 | 0 | 0 | 0 | 0 | 0 | 0 | 0 | 0 | 0 | 0 | 0 | 0 | 0 | 0 | 0 | 0 | 0 | 0 | 0 | 0 | 0 | 0 | 0 | 0 | 0 | 0 | 0 | 0 | 0 | 0 | 0
Commercial_School_Existing_Water Heating_Natural Gas_Water Heater_E2_Baseline Forecast | Commercial | School | Existing | Water Heating | Natural Gas | Water Heater | E2 |  | Baseline Forecast | 0 | 144780.082 | 331291.3256 | 549679.1236 | 792495.8941 | 1053181.036 | 1327929.3247 | 1613846.6009 | 1908321.0095 | 2208623.4268 | 2444128.7536 | 2628085.4359 | 2770934.4995 | 2881002.2917 | 2964909.7113 | 3028035.1322 | 3074636.8431 | 3108112.059 | 3131145.3552 | 3145873.5703 | 3153970.1889 | 3156788.0808 | 3155428.8159 | 3150750.0896 | 3143434.5644 | 3134000.6036 | 3122880.2109 | 3110417.2 | 3096885.1898 | 3082501.9283 | 3067440.696 | 3051839.3815 | 3035912.2929
Commercial_School_Existing_Water Heating_Natural Gas_Water Heater_E3_Baseline Forecast | Commercial | School | Existing | Water Heating | Natural Gas | Water Heater | E3 |  | Baseline Forecast | 0 | 0 | 0 | 0 | 0 | 0 | 0 | 0 | 0 | 0 | 0 | 0 | 0 | 0 | 0 | 0 | 0 | 0 | 0 | 0 | 0 | 0 | 0 | 0 | 0 | 0 | 0 | 0 | 0 | 0 | 0 | 0 | 0
Commercial_School_Existing_Water Heating_Natural Gas_Water Heater_E4_Baseline Forecast | Commercial | School | Existing | Water Heating | Natural Gas | Water Heater | E4 |  | Baseline Forecast | 0 | 0 | 0 | 0 | 0 | 0 | 0 | 0 | 0 | 0 | 0 | 0 | 0 | 0 | 0 | 0 | 0 | 0 | 0 | 0 | 0 | 0 | 0 | 0 | 0 | 0 | 0 | 0 | 0 | 0 | 0 | 0 | 0
Commercial_School_Existing_Water Heating_Natural Gas_Water Heater_E5_Baseline Forecast | Commercial | School | Existing | Water Heating | Natural Gas | Water Heater | E5 |  | Baseline Forecast | 0 | 0 | 0 | 0 | 0 | 0 | 0 | 0 | 0 | 0 | 0 | 0 | 0 | 0 | 0 | 0 | 0 | 0 | 0 | 0 | 0 | 0 | 0 | 0 | 0 | 0 | 0 | 0 | 0 | 0 | 0 | 0 | 0
Commercial_School_Existing_Water Heating_Natural Gas_Water Heater_E6_Baseline Forecast | Commercial | School | Existing | Water Heating | Natural Gas | Water Heater | E6 |  | Baseline Forecast | 0 | 0 | 0 | 0 | 0 | 0 | 0 | 0 | 0 | 0 | 0 | 0 | 0 | 0 | 0 | 0 | 0 | 0 | 0 | 0 | 0 | 0 | 0 | 0 | 0 | 0 | 0 | 0 | 0 | 0 | 0 | 0 | 0
Commercial_School_Existing_Water Heating_Natural Gas_Water Heater_E7_Baseline Forecast | Commercial | School | Existing | Water Heating | Natural Gas | Water Heater | E7 |  | Baseline Forecast | 0 | 0 | 0 | 0 | 0 | 0 | 0 | 0 | 0 | 0 | 0 | 0 | 0 | 0 | 0 | 0 | 0 | 0 | 0 | 0 | 0 | 0 | 0 | 0 | 0 | 0 | 0 | 0 | 0 | 0 | 0 | 0 | 0
Commercial_School_Existing_Water Heating_Natural Gas_Water Heater_E8_Baseline Forecast | Commercial | School | Existing | Water Heating | Natural Gas | Water Heater | E8 |  | Baseline Forecast | 0 | 0 | 0 | 0 | 0 | 0 | 0 | 0 | 0 | 0 | 0 | 0 | 0 | 0 | 0 | 0 | 0 | 0 | 0 | 0 | 0 | 0 | 0 | 0 | 0 | 0 | 0 | 0 | 0 | 0 | 0 | 0 | 0
Commercial_School_Existing_Water Heating_Natural Gas_Water Heater_E9_Baseline Forecast | Commercial | School | Existing | Water Heating | Natural Gas | Water Heater | E9 |  | Baseline Forecast | 0 | 0 | 0 | 0 | 0 | 0 | 0 | 0 | 0 | 0 | 0 | 0 | 0 | 0 | 0 | 0 | 0 | 0 | 0 | 0 | 0 | 0 | 0 | 0 | 0 | 0 | 0 | 0 | 0 | 0 | 0 | 0 | 0
Commercial_School_Existing_Water Heating_Natural Gas_Water Heater_E10_Baseline Forecast | Commercial | School | Existing | Water Heating | Natural Gas | Water Heater | E10 |  | Baseline Forecast | 0 | 0 | 0 | 0 | 0 | 0 | 0 | 0 | 0 | 0 | 0 | 0 | 0 | 0 | 0 | 0 | 0 | 0 | 0 | 0 | 0 | 0 | 0 | 0 | 0 | 0 | 0 | 0 | 0 | 0 | 0 | 0 | 0
Commercial_School_Existing_Water Heating_Natural Gas_Water Heater_Vintage_Baseline Forecast | Commercial | School | Existing | Water Heating | Natural Gas | Water Heater | Vintage |  | Baseline Forecast | 3638011.4321 | 3474721.969 | 3269701.3445 | 3028961.0041 | 2763210.7376 | 2477381.8663 | 2179143.626 | 1872426.5483 | 1559262.6129 | 1240920.6346 | 987613.3112 | 786033.2045 | 625585.0989 | 497867.4147 | 396200.4779 | 315282.5038 | 250883.3299 | 199633.9303 | 158850.0992 | 126395.3713 | 100568.4122 | 80016.3267 | 63662.7614 | 50650.3117 | 40296.6093 | 32058.345 | 25503.4976 | 20288.2358 | 16138.9229 | 12837.793 | 10211.548 | 8122.281 | 6460.4748
Commercial_School_Existing_Food Preparation_Natural Gas_Oven_E1_Baseline Forecast | Commercial | School | Existing | Food Preparation | Natural Gas | Oven | E1 |  | Baseline Forecast | 0 | 4741.3222 | 10849.275 | 18001.1353 | 25953.0063 | 34490.0388 | 43487.6173 | 52850.9629 | 62494.5412 | 72328.9776 | 82289.0945 | 92326.901 | 100176.1552 | 106281.1278 | 110995.0767 | 114603.2328 | 117331.8784 | 119361.4592 | 120834.8733 | 121865.8623 | 122543.8961 | 122940.9899 | 123115.4306 | 123112.8703 | 122969.6438 | 122713.692 | 122368.0113 | 121950.9035 | 121476.9339 | 120957.6938 | 120402.4075 | 119818.4151 | 119215.6646
Commercial_School_Existing_Food Preparation_Natural Gas_Oven_E2_Baseline Forecast | Commercial | School | Existing | Food Preparation | Natural Gas | Oven | E2 |  | Baseline Forecast | 0 | 6822.8783 | 15612.3713 | 25904.0727 | 37347.0091 | 49632.007 | 62579.742 | 76053.8246 | 89931.169 | 104083.163 | 118416.014 | 132860.6625 | 144155.9307 | 152941.1351 | 159724.6225 | 164916.8471 | 168843.4348 | 171764.051 | 173884.3299 | 175367.9482 | 176343.6553 | 176915.0831 | 177166.1074 | 177162.4231 | 176956.3167 | 176587.9959 | 176090.5528 | 175490.3245 | 174808.2707 | 174061.0716 | 173262.0011 | 172421.6218 | 171554.249
Commercial_School_Existing_Food Preparation_Natural Gas_Oven_E3_Baseline Forecast | Commercial | School | Existing | Food Preparation | Natural Gas | Oven | E3 |  | Baseline Forecast | 0 | 0 | 0 | 0 | 0 | 0 | 0 | 0 | 0 | 0 | 0 | 0 | 0 | 0 | 0 | 0 | 0 | 0 | 0 | 0 | 0 | 0 | 0 | 0 | 0 | 0 | 0 | 0 | 0 | 0 | 0 | 0 | 0
Commercial_School_Existing_Food Preparation_Natural Gas_Oven_E4_Baseline Forecast | Commercial | School | Existing | Food Preparation | Natural Gas | Oven | E4 |  | Baseline Forecast | 0 | 0 | 0 | 0 | 0 | 0 | 0 | 0 | 0 | 0 | 0 | 0 | 0 | 0 | 0 | 0 | 0 | 0 | 0 | 0 | 0 | 0 | 0 | 0 | 0 | 0 | 0 | 0 | 0 | 0 | 0 | 0 | 0
Commercial_School_Existing_Food Preparation_Natural Gas_Oven_E5_Baseline Forecast | Commercial | School | Existing | Food Preparation | Natural Gas | Oven | E5 |  | Baseline Forecast | 0 | 0 | 0 | 0 | 0 | 0 | 0 | 0 | 0 | 0 | 0 | 0 | 0 | 0 | 0 | 0 | 0 | 0 | 0 | 0 | 0 | 0 | 0 | 0 | 0 | 0 | 0 | 0 | 0 | 0 | 0 | 0 | 0
Commercial_School_Existing_Food Preparation_Natural Gas_Oven_E6_Baseline Forecast | Commercial | School | Existing | Food Preparation | Natural Gas | Oven | E6 |  | Baseline Forecast | 0 | 0 | 0 | 0 | 0 | 0 | 0 | 0 | 0 | 0 | 0 | 0 | 0 | 0 | 0 | 0 | 0 | 0 | 0 | 0 | 0 | 0 | 0 | 0 | 0 | 0 | 0 | 0 | 0 | 0 | 0 | 0 | 0
Commercial_School_Existing_Food Preparation_Natural Gas_Oven_E7_Baseline Forecast | Commercial | School | Existing | Food Preparation | Natural Gas | Oven | E7 |  | Baseline Forecast | 0 | 0 | 0 | 0 | 0 | 0 | 0 | 0 | 0 | 0 | 0 | 0 | 0 | 0 | 0 | 0 | 0 | 0 | 0 | 0 | 0 | 0 | 0 | 0 | 0 | 0 | 0 | 0 | 0 | 0 | 0 | 0 | 0
Commercial_School_Existing_Food Preparation_Natural Gas_Oven_E8_Baseline Forecast | Commercial | School | Existing | Food Preparation | Natural Gas | Oven | E8 |  | Baseline Forecast | 0 | 0 | 0 | 0 | 0 | 0 | 0 | 0 | 0 | 0 | 0 | 0 | 0 | 0 | 0 | 0 | 0 | 0 | 0 | 0 | 0 | 0 | 0 | 0 | 0 | 0 | 0 | 0 | 0 | 0 | 0 | 0 | 0
Commercial_School_Existing_Food Preparation_Natural Gas_Oven_E9_Baseline Forecast | Commercial | School | Existing | Food Preparation | Natural Gas | Oven | E9 |  | Baseline Forecast | 0 | 0 | 0 | 0 | 0 | 0 | 0 | 0 | 0 | 0 | 0 | 0 | 0 | 0 | 0 | 0 | 0 | 0 | 0 | 0 | 0 | 0 | 0 | 0 | 0 | 0 | 0 | 0 | 0 | 0 | 0 | 0 | 0
Commercial_School_Existing_Food Preparation_Natural Gas_Oven_E10_Baseline Forecast | Commercial | School | Existing | Food Preparation | Natural Gas | Oven | E10 |  | Baseline Forecast | 0 | 0 | 0 | 0 | 0 | 0 | 0 | 0 | 0 | 0 | 0 | 0 | 0 | 0 | 0 | 0 | 0 | 0 | 0 | 0 | 0 | 0 | 0 | 0 | 0 | 0 | 0 | 0 | 0 | 0 | 0 | 0 | 0
Commercial_School_Existing_Food Preparation_Natural Gas_Oven_Vintage_Baseline Forecast | Commercial | School | Existing | Food Preparation | Natural Gas | Oven | Vintage |  | Baseline Forecast | 348700.1232 | 335361.8152 | 318690.2619 | 299104.2292 | 277511.2667 | 254279.2325 | 230082.4282 | 205251.3578 | 179939.0609 | 154223.5547 | 128224.2814 | 102052.6371 | 81221.2623 | 64639.3591 | 51439.689 | 40933.9081 | 32572.8039 | 25918.9674 | 20623.9017 | 16410.224 | 13057.046 | 10388.7178 | 8265.4939 | 6576.0554 | 5231.8086 | 4162.2143 | 3311.1822 | 2634.0719 | 2095.3563 | 1666.7625 | 1325.7906 | 1054.5358 | 838.7794
Commercial_School_Existing_Food Preparation_Natural Gas_Conveyor Oven_E1_Baseline Forecast | Commercial | School | Existing | Food Preparation | Natural Gas | Conveyor Oven | E1 |  | Baseline Forecast | 0 | 1673.4078 | 3829.1559 | 6353.3419 | 9159.8846 | 12172.9549 | 15348.5708 | 18653.281 | 22056.8969 | 25527.8745 | 29043.2098 | 32585.9651 | 36141.4482 | 39698.0048 | 43246.0696 | 46779.4658 | 50293.0287 | 53018.2023 | 55116.0176 | 56714.6472 | 57915.6058 | 58800.0523 | 59433.052 | 59866.0457 | 60139.9741 | 60286.9397 | 60332.859 | 60298.3578 | 60199.851 | 60050.402 | 59860.4064 | 59638.1368 | 59392.2222
Commercial_School_Existing_Food Preparation_Natural Gas_Conveyor Oven_E2_Baseline Forecast | Commercial | School | Existing | Food Preparation | Natural Gas | Conveyor Oven | E2 |  | Baseline Forecast | 0 | 2408.0747 | 5510.2487 | 9142.6139 | 13181.2973 | 17517.1789 | 22086.9678 | 26842.5263 | 31740.4126 | 36735.234 | 41793.8873 | 46891.9985 | 52008.4254 | 57126.3971 | 62232.1489 | 67316.7922 | 72372.895 | 76294.4863 | 79313.2936 | 81613.7606 | 83341.9693 | 84614.7095 | 85525.6114 | 86148.6999 | 86542.8895 | 86754.3767 | 86820.4556 | 86770.8076 | 86629.0539 | 86413.9931 | 86140.5848 | 85820.7335 | 85466.8563
Commercial_School_Existing_Food Preparation_Natural Gas_Conveyor Oven_E3_Baseline Forecast | Commercial | School | Existing | Food Preparation | Natural Gas | Conveyor Oven | E3 |  | Baseline Forecast | 0 | 0 | 0 | 0 | 0 | 0 | 0 | 0 | 0 | 0 | 0 | 0 | 0 | 0 | 0 | 0 | 0 | 0 | 0 | 0 | 0 | 0 | 0 | 0 | 0 | 0 | 0 | 0 | 0 | 0 | 0 | 0 | 0
Commercial_School_Existing_Food Preparation_Natural Gas_Conveyor Oven_E4_Baseline Forecast | Commercial | School | Existing | Food Preparation | Natural Gas | Conveyor Oven | E4 |  | Baseline Forecast | 0 | 0 | 0 | 0 | 0 | 0 | 0 | 0 | 0 | 0 | 0 | 0 | 0 | 0 | 0 | 0 | 0 | 0 | 0 | 0 | 0 | 0 | 0 | 0 | 0 | 0 | 0 | 0 | 0 | 0 | 0 | 0 | 0
Commercial_School_Existing_Food Preparation_Natural Gas_Conveyor Oven_E5_Baseline Forecast | Commercial | School | Existing | Food Preparation | Natural Gas | Conveyor Oven | E5 |  | Baseline Forecast | 0 | 0 | 0 | 0 | 0 | 0 | 0 | 0 | 0 | 0 | 0 | 0 | 0 | 0 | 0 | 0 | 0 | 0 | 0 | 0 | 0 | 0 | 0 | 0 | 0 | 0 | 0 | 0 | 0 | 0 | 0 | 0 | 0
Commercial_School_Existing_Food Preparation_Natural Gas_Conveyor Oven_E6_Baseline Forecast | Commercial | School | Existing | Food Preparation | Natural Gas | Conveyor Oven | E6 |  | Baseline Forecast | 0 | 0 | 0 | 0 | 0 | 0 | 0 | 0 | 0 | 0 | 0 | 0 | 0 | 0 | 0 | 0 | 0 | 0 | 0 | 0 | 0 | 0 | 0 | 0 | 0 | 0 | 0 | 0 | 0 | 0 | 0 | 0 | 0
Commercial_School_Existing_Food Preparation_Natural Gas_Conveyor Oven_E7_Baseline Forecast | Commercial | School | Existing | Food Preparation | Natural Gas | Conveyor Oven | E7 |  | Baseline Forecast | 0 | 0 | 0 | 0 | 0 | 0 | 0 | 0 | 0 | 0 | 0 | 0 | 0 | 0 | 0 | 0 | 0 | 0 | 0 | 0 | 0 | 0 | 0 | 0 | 0 | 0 | 0 | 0 | 0 | 0 | 0 | 0 | 0
Commercial_School_Existing_Food Preparation_Natural Gas_Conveyor Oven_E8_Baseline Forecast | Commercial | School | Existing | Food Preparation | Natural Gas | Conveyor Oven | E8 |  | Baseline Forecast | 0 | 0 | 0 | 0 | 0 | 0 | 0 | 0 | 0 | 0 | 0 | 0 | 0 | 0 | 0 | 0 | 0 | 0 | 0 | 0 | 0 | 0 | 0 | 0 | 0 | 0 | 0 | 0 | 0 | 0 | 0 | 0 | 0
Commercial_School_Existing_Food Preparation_Natural Gas_Conveyor Oven_E9_Baseline Forecast | Commercial | School | Existing | Food Preparation | Natural Gas | Conveyor Oven | E9 |  | Baseline Forecast | 0 | 0 | 0 | 0 | 0 | 0 | 0 | 0 | 0 | 0 | 0 | 0 | 0 | 0 | 0 | 0 | 0 | 0 | 0 | 0 | 0 | 0 | 0 | 0 | 0 | 0 | 0 | 0 | 0 | 0 | 0 | 0 | 0
Commercial_School_Existing_Food Preparation_Natural Gas_Conveyor Oven_E10_Baseline Forecast | Commercial | School | Existing | Food Preparation | Natural Gas | Conveyor Oven | E10 |  | Baseline Forecast | 0 | 0 | 0 | 0 | 0 | 0 | 0 | 0 | 0 | 0 | 0 | 0 | 0 | 0 | 0 | 0 | 0 | 0 | 0 | 0 | 0 | 0 | 0 | 0 | 0 | 0 | 0 | 0 | 0 | 0 | 0 | 0 | 0
Commercial_School_Existing_Food Preparation_Natural Gas_Conveyor Oven_Vintage_Baseline Forecast | Commercial | School | Existing | Food Preparation | Natural Gas | Conveyor Oven | Vintage |  | Baseline Forecast | 174350.0616 | 169381.5253 | 163236.5495 | 156008.7628 | 148064.4591 | 139510.5054 | 130639.3552 | 121582.2653 | 112385.076 | 103054.7392 | 93627.5978 | 84142.1367 | 74626.8005 | 65106.4091 | 55601.4756 | 46130.736 | 36708.1348 | 29209.5502 | 23242.2412 | 18493.6095 | 14714.7235 | 11707.6336 | 9314.8526 | 7410.9287 | 5896.0209 | 4690.6347 | 3731.5585 | 2968.4846 | 2361.3755 | 1878.3689 | 1494.1084 | 1188.4161 | 945.268
Commercial_School_Existing_Food Preparation_Natural Gas_Double Rack Oven_E1_Baseline Forecast | Commercial | School | Existing | Food Preparation | Natural Gas | Double Rack Oven | E1 |  | Baseline Forecast | 0 | 2370.6611 | 5424.6375 | 9000.5676 | 12976.5032 | 17245.0194 | 21743.8087 | 26425.4814 | 31247.2706 | 36164.4888 | 41144.5472 | 46163.4505 | 50088.0776 | 53140.5639 | 55497.5383 | 57301.6164 | 58665.9392 | 59680.7296 | 60417.4366 | 60932.9312 | 61271.948 | 61470.495 | 61557.7153 | 61556.4351 | 61484.8219 | 61356.846 | 61184.0056 | 60975.4517 | 60738.4669 | 60478.8469 | 60201.2038 | 59909.2076 | 59607.8323
Commercial_School_Existing_Food Preparation_Natural Gas_Double Rack Oven_E2_Baseline Forecast | Commercial | School | Existing | Food Preparation | Natural Gas | Double Rack Oven | E2 |  | Baseline Forecast | 0 | 3411.4392 | 7806.1857 | 12952.0363 | 18673.5046 | 24816.0035 | 31289.871 | 38026.9123 | 44965.5845 | 52041.5815 | 59208.007 | 66430.3312 | 72077.9654 | 76470.5675 | 79862.3113 | 82458.4236 | 84421.7174 | 85882.0255 | 86942.1649 | 87683.9741 | 88171.8277 | 88457.5415 | 88583.0537 | 88581.2115 | 88478.1584 | 88293.9979 | 88045.2764 | 87745.1622 | 87404.1354 | 87030.5358 | 86631.0005 | 86210.8109 | 85777.1245
Commercial_School_Existing_Food Preparation_Natural Gas_Double Rack Oven_E3_Baseline Forecast | Commercial | School | Existing | Food Preparation | Natural Gas | Double Rack Oven | E3 |  | Baseline Forecast | 0 | 0 | 0 | 0 | 0 | 0 | 0 | 0 | 0 | 0 | 0 | 0 | 0 | 0 | 0 | 0 | 0 | 0 | 0 | 0 | 0 | 0 | 0 | 0 | 0 | 0 | 0 | 0 | 0 | 0 | 0 | 0 | 0
Commercial_School_Existing_Food Preparation_Natural Gas_Double Rack Oven_E4_Baseline Forecast | Commercial | School | Existing | Food Preparation | Natural Gas | Double Rack Oven | E4 |  | Baseline Forecast | 0 | 0 | 0 | 0 | 0 | 0 | 0 | 0 | 0 | 0 | 0 | 0 | 0 | 0 | 0 | 0 | 0 | 0 | 0 | 0 | 0 | 0 | 0 | 0 | 0 | 0 | 0 | 0 | 0 | 0 | 0 | 0 | 0
Commercial_School_Existing_Food Preparation_Natural Gas_Double Rack Oven_E5_Baseline Forecast | Commercial | School | Existing | Food Preparation | Natural Gas | Double Rack Oven | E5 |  | Baseline Forecast | 0 | 0 | 0 | 0 | 0 | 0 | 0 | 0 | 0 | 0 | 0 | 0 | 0 | 0 | 0 | 0 | 0 | 0 | 0 | 0 | 0 | 0 | 0 | 0 | 0 | 0 | 0 | 0 | 0 | 0 | 0 | 0 | 0
Commercial_School_Existing_Food Preparation_Natural Gas_Double Rack Oven_E6_Baseline Forecast | Commercial | School | Existing | Food Preparation | Natural Gas | Double Rack Oven | E6 |  | Baseline Forecast | 0 | 0 | 0 | 0 | 0 | 0 | 0 | 0 | 0 | 0 | 0 | 0 | 0 | 0 | 0 | 0 | 0 | 0 | 0 | 0 | 0 | 0 | 0 | 0 | 0 | 0 | 0 | 0 | 0 | 0 | 0 | 0 | 0
Commercial_School_Existing_Food Preparation_Natural Gas_Double Rack Oven_E7_Baseline Forecast | Commercial | School | Existing | Food Preparation | Natural Gas | Double Rack Oven | E7 |  | Baseline Forecast | 0 | 0 | 0 | 0 | 0 | 0 | 0 | 0 | 0 | 0 | 0 | 0 | 0 | 0 | 0 | 0 | 0 | 0 | 0 | 0 | 0 | 0 | 0 | 0 | 0 | 0 | 0 | 0 | 0 | 0 | 0 | 0 | 0
Commercial_School_Existing_Food Preparation_Natural Gas_Double Rack Oven_E8_Baseline Forecast | Commercial | School | Existing | Food Preparation | Natural Gas | Double Rack Oven | E8 |  | Baseline Forecast | 0 | 0 | 0 | 0 | 0 | 0 | 0 | 0 | 0 | 0 | 0 | 0 | 0 | 0 | 0 | 0 | 0 | 0 | 0 | 0 | 0 | 0 | 0 | 0 | 0 | 0 | 0 | 0 | 0 | 0 | 0 | 0 | 0
Commercial_School_Existing_Food Preparation_Natural Gas_Double Rack Oven_E9_Baseline Forecast | Commercial | School | Existing | Food Preparation | Natural Gas | Double Rack Oven | E9 |  | Baseline Forecast | 0 | 0 | 0 | 0 | 0 | 0 | 0 | 0 | 0 | 0 | 0 | 0 | 0 | 0 | 0 | 0 | 0 | 0 | 0 | 0 | 0 | 0 | 0 | 0 | 0 | 0 | 0 | 0 | 0 | 0 | 0 | 0 | 0
Commercial_School_Existing_Food Preparation_Natural Gas_Double Rack Oven_E10_Baseline Forecast | Commercial | School | Existing | Food Preparation | Natural Gas | Double Rack Oven | E10 |  | Baseline Forecast | 0 | 0 | 0 | 0 | 0 | 0 | 0 | 0 | 0 | 0 | 0 | 0 | 0 | 0 | 0 | 0 | 0 | 0 | 0 | 0 | 0 | 0 | 0 | 0 | 0 | 0 | 0 | 0 | 0 | 0 | 0 | 0 | 0
Commercial_School_Existing_Food Preparation_Natural Gas_Double Rack Oven_Vintage_Baseline Forecast | Commercial | School | Existing | Food Preparation | Natural Gas | Double Rack Oven | Vintage |  | Baseline Forecast | 174350.0616 | 167680.9076 | 159345.1309 | 149552.1146 | 138755.6333 | 127139.6163 | 115041.2141 | 102625.6789 | 89969.5304 | 77111.7773 | 64112.1407 | 51026.3185 | 40610.6311 | 32319.6796 | 25719.8445 | 20466.954 | 16286.4019 | 12959.4837 | 10311.9508 | 8205.112 | 6528.523 | 5194.3589 | 4132.747 | 3288.0277 | 2615.9043 | 2081.1072 | 1655.5911 | 1317.0359 | 1047.6782 | 833.3812 | 662.8953 | 527.2679 | 419.3897
Commercial_School_Existing_Food Preparation_Natural Gas_Fryer_E1_Baseline Forecast | Commercial | School | Existing | Food Preparation | Natural Gas | Fryer | E1 |  | Baseline Forecast | 0 | 22652.2281 | 54462.9408 | 54124.8715 | 53778.0156 | 53397.7311 | 47555.3082 | 35454.9498 | 26448.6598 | 19733.2986 | 9626.9666 | 0 | 0 | 0 | 0 | 0 | 0 | 0 | 0 | 0 | 0 | 0 | 0 | 0 | 0 | 0 | 0 | 0 | 0 | 0 | 0 | 0 | 0
Commercial_School_Existing_Food Preparation_Natural Gas_Fryer_E2_Baseline Forecast | Commercial | School | Existing | Food Preparation | Natural Gas | Fryer | E2 |  | Baseline Forecast | 0 | 7958.8909 | 19135.6279 | 71351.0072 | 129940.5662 | 192899.6147 | 244693.0236 | 290540.687 | 324267.1266 | 348905.5052 | 371843.6478 | 390505.5326 | 396695.5041 | 400754.3277 | 403213.9937 | 404485.9291 | 404873.9395 | 404605.6955 | 403848.5979 | 402727.5646 | 401332.3325 | 399732.3994 | 397982.7416 | 396122.0959 | 394179.3722 | 392173.0216 | 390119.1088 | 388029.6186 | 385913.4916 | 383777.3971 | 381626.3097 | 379463.9399 | 377306.0529
Commercial_School_Existing_Food Preparation_Natural Gas_Fryer_E3_Baseline Forecast | Commercial | School | Existing | Food Preparation | Natural Gas | Fryer | E3 |  | Baseline Forecast | 0 | 0 | 0 | 0 | 0 | 0 | 0 | 0 | 0 | 0 | 0 | 0 | 0 | 0 | 0 | 0 | 0 | 0 | 0 | 0 | 0 | 0 | 0 | 0 | 0 | 0 | 0 | 0 | 0 | 0 | 0 | 0 | 0
Commercial_School_Existing_Food Preparation_Natural Gas_Fryer_E4_Baseline Forecast | Commercial | School | Existing | Food Preparation | Natural Gas | Fryer | E4 |  | Baseline Forecast | 0 | 0 | 0 | 0 | 0 | 0 | 0 | 0 | 0 | 0 | 0 | 0 | 0 | 0 | 0 | 0 | 0 | 0 | 0 | 0 | 0 | 0 | 0 | 0 | 0 | 0 | 0 | 0 | 0 | 0 | 0 | 0 | 0
Commercial_School_Existing_Food Preparation_Natural Gas_Fryer_E5_Baseline Forecast | Commercial | School | Existing | Food Preparation | Natural Gas | Fryer | E5 |  | Baseline Forecast | 0 | 0 | 0 | 0 | 0 | 0 | 0 | 0 | 0 | 0 | 0 | 0 | 0 | 0 | 0 | 0 | 0 | 0 | 0 | 0 | 0 | 0 | 0 | 0 | 0 | 0 | 0 | 0 | 0 | 0 | 0 | 0 | 0
Commercial_School_Existing_Food Preparation_Natural Gas_Fryer_E6_Baseline Forecast | Commercial | School | Existing | Food Preparation | Natural Gas | Fryer | E6 |  | Baseline Forecast | 0 | 0 | 0 | 0 | 0 | 0 | 0 | 0 | 0 | 0 | 0 | 0 | 0 | 0 | 0 | 0 | 0 | 0 | 0 | 0 | 0 | 0 | 0 | 0 | 0 | 0 | 0 | 0 | 0 | 0 | 0 | 0 | 0
Commercial_School_Existing_Food Preparation_Natural Gas_Fryer_E7_Baseline Forecast | Commercial | School | Existing | Food Preparation | Natural Gas | Fryer | E7 |  | Baseline Forecast | 0 | 0 | 0 | 0 | 0 | 0 | 0 | 0 | 0 | 0 | 0 | 0 | 0 | 0 | 0 | 0 | 0 | 0 | 0 | 0 | 0 | 0 | 0 | 0 | 0 | 0 | 0 | 0 | 0 | 0 | 0 | 0 | 0
Commercial_School_Existing_Food Preparation_Natural Gas_Fryer_E8_Baseline Forecast | Commercial | School | Existing | Food Preparation | Natural Gas | Fryer | E8 |  | Baseline Forecast | 0 | 0 | 0 | 0 | 0 | 0 | 0 | 0 | 0 | 0 | 0 | 0 | 0 | 0 | 0 | 0 | 0 | 0 | 0 | 0 | 0 | 0 | 0 | 0 | 0 | 0 | 0 | 0 | 0 | 0 | 0 | 0 | 0
Commercial_School_Existing_Food Preparation_Natural Gas_Fryer_E9_Baseline Forecast | Commercial | School | Existing | Food Preparation | Natural Gas | Fryer | E9 |  | Baseline Forecast | 0 | 0 | 0 | 0 | 0 | 0 | 0 | 0 | 0 | 0 | 0 | 0 | 0 | 0 | 0 | 0 | 0 | 0 | 0 | 0 | 0 | 0 | 0 | 0 | 0 | 0 | 0 | 0 | 0 | 0 | 0 | 0 | 0
Commercial_School_Existing_Food Preparation_Natural Gas_Fryer_E10_Baseline Forecast | Commercial | School | Existing | Food Preparation | Natural Gas | Fryer | E10 |  | Baseline Forecast | 0 | 0 | 0 | 0 | 0 | 0 | 0 | 0 | 0 | 0 | 0 | 0 | 0 | 0 | 0 | 0 | 0 | 0 | 0 | 0 | 0 | 0 | 0 | 0 | 0 | 0 | 0 | 0 | 0 | 0 | 0 | 0 | 0
Commercial_School_Existing_Food Preparation_Natural Gas_Fryer_Vintage_Baseline Forecast | Commercial | School | Existing | Food Preparation | Natural Gas | Fryer | Vintage |  | Baseline Forecast | 451258.983 | 418351.9601 | 373068.6067 | 318418.687 | 257331.3128 | 191633.7202 | 142769.0403 | 106441.7277 | 79403.329 | 59242.6842 | 44202.7137 | 32981.7858 | 24608.8288 | 18360.7125 | 13698.1557 | 10219.2318 | 7623.6239 | 5687.1579 | 4242.479 | 3164.7154 | 2360.6758 | 1760.8593 | 1313.4175 | 979.6495 | 730.6819 | 544.9696 | 406.4454 | 303.1224 | 226.0578 | 168.5802 | 125.7127 | 93.7426 | 69.9028
Commercial_School_Existing_Food Preparation_Natural Gas_Broiler_E1_Baseline Forecast | Commercial | School | Existing | Food Preparation | Natural Gas | Broiler | E1 |  | Baseline Forecast | 0 | 17115.0168 | 39163.2365 | 64979.7078 | 93684.0229 | 124500.6277 | 156979.6919 | 190779.0855 | 225590.051 | 261089.9681 | 297043.5606 | 333277.594 | 361611.4872 | 383648.949 | 400665.1548 | 413689.7182 | 423539.4636 | 430865.7551 | 436184.4207 | 439906.0396 | 442353.576 | 443786.9881 | 444416.6763 | 444407.4341 | 443890.4216 | 442966.4981 | 441718.6749 | 440213.0174 | 438502.1028 | 436627.7729 | 434623.3247 | 432515.2547 | 430339.4721
Commercial_School_Existing_Food Preparation_Natural Gas_Broiler_E2_Baseline Forecast | Commercial | School | Existing | Food Preparation | Natural Gas | Broiler | E2 |  | Baseline Forecast | 0 | 6013.3843 | 13760.0561 | 22830.7081 | 32916.008 | 43743.4638 | 55155.0269 | 67030.4895 | 79261.3693 | 91734.3131 | 104366.6564 | 117097.533 | 127052.6847 | 134795.5767 | 140774.2436 | 145350.4415 | 148811.1629 | 151385.2653 | 153253.9856 | 154561.5815 | 155421.5267 | 155925.158 | 156146.3998 | 156143.1525 | 155961.4995 | 155636.8777 | 155198.4533 | 154669.4385 | 154068.3064 | 153409.758 | 152705.4925 | 151964.8192 | 151200.3551
Commercial_School_Existing_Food Preparation_Natural Gas_Broiler_E3_Baseline Forecast | Commercial | School | Existing | Food Preparation | Natural Gas | Broiler | E3 |  | Baseline Forecast | 0 | 0 | 0 | 0 | 0 | 0 | 0 | 0 | 0 | 0 | 0 | 0 | 0 | 0 | 0 | 0 | 0 | 0 | 0 | 0 | 0 | 0 | 0 | 0 | 0 | 0 | 0 | 0 | 0 | 0 | 0 | 0 | 0
Commercial_School_Existing_Food Preparation_Natural Gas_Broiler_E4_Baseline Forecast | Commercial | School | Existing | Food Preparation | Natural Gas | Broiler | E4 |  | Baseline Forecast | 0 | 0 | 0 | 0 | 0 | 0 | 0 | 0 | 0 | 0 | 0 | 0 | 0 | 0 | 0 | 0 | 0 | 0 | 0 | 0 | 0 | 0 | 0 | 0 | 0 | 0 | 0 | 0 | 0 | 0 | 0 | 0 | 0
Commercial_School_Existing_Food Preparation_Natural Gas_Broiler_E5_Baseline Forecast | Commercial | School | Existing | Food Preparation | Natural Gas | Broiler | E5 |  | Baseline Forecast | 0 | 0 | 0 | 0 | 0 | 0 | 0 | 0 | 0 | 0 | 0 | 0 | 0 | 0 | 0 | 0 | 0 | 0 | 0 | 0 | 0 | 0 | 0 | 0 | 0 | 0 | 0 | 0 | 0 | 0 | 0 | 0 | 0
Commercial_School_Existing_Food Preparation_Natural Gas_Broiler_E6_Baseline Forecast | Commercial | School | Existing | Food Preparation | Natural Gas | Broiler | E6 |  | Baseline Forecast | 0 | 0 | 0 | 0 | 0 | 0 | 0 | 0 | 0 | 0 | 0 | 0 | 0 | 0 | 0 | 0 | 0 | 0 | 0 | 0 | 0 | 0 | 0 | 0 | 0 | 0 | 0 | 0 | 0 | 0 | 0 | 0 | 0
Commercial_School_Existing_Food Preparation_Natural Gas_Broiler_E7_Baseline Forecast | Commercial | School | Existing | Food Preparation | Natural Gas | Broiler | E7 |  | Baseline Forecast | 0 | 0 | 0 | 0 | 0 | 0 | 0 | 0 | 0 | 0 | 0 | 0 | 0 | 0 | 0 | 0 | 0 | 0 | 0 | 0 | 0 | 0 | 0 | 0 | 0 | 0 | 0 | 0 | 0 | 0 | 0 | 0 | 0
Commercial_School_Existing_Food Preparation_Natural Gas_Broiler_E8_Baseline Forecast | Commercial | School | Existing | Food Preparation | Natural Gas | Broiler | E8 |  | Baseline Forecast | 0 | 0 | 0 | 0 | 0 | 0 | 0 | 0 | 0 | 0 | 0 | 0 | 0 | 0 | 0 | 0 | 0 | 0 | 0 | 0 | 0 | 0 | 0 | 0 | 0 | 0 | 0 | 0 | 0 | 0 | 0 | 0 | 0
Commercial_School_Existing_Food Preparation_Natural Gas_Broiler_E9_Baseline Forecast | Commercial | School | Existing | Food Preparation | Natural Gas | Broiler | E9 |  | Baseline Forecast | 0 | 0 | 0 | 0 | 0 | 0 | 0 | 0 | 0 | 0 | 0 | 0 | 0 | 0 | 0 | 0 | 0 | 0 | 0 | 0 | 0 | 0 | 0 | 0 | 0 | 0 | 0 | 0 | 0 | 0 | 0 | 0 | 0
Commercial_School_Existing_Food Preparation_Natural Gas_Broiler_E10_Baseline Forecast | Commercial | School | Existing | Food Preparation | Natural Gas | Broiler | E10 |  | Baseline Forecast | 0 | 0 | 0 | 0 | 0 | 0 | 0 | 0 | 0 | 0 | 0 | 0 | 0 | 0 | 0 | 0 | 0 | 0 | 0 | 0 | 0 | 0 | 0 | 0 | 0 | 0 | 0 | 0 | 0 | 0 | 0 | 0 | 0
Commercial_School_Existing_Food Preparation_Natural Gas_Broiler_Vintage_Baseline Forecast | Commercial | School | Existing | Food Preparation | Natural Gas | Broiler | Vintage |  | Baseline Forecast | 697400.2465 | 670723.6304 | 637380.5238 | 598208.4583 | 555022.5334 | 508558.4651 | 460164.8564 | 410502.7157 | 359878.1217 | 308447.1094 | 256448.5628 | 204105.2741 | 162442.5245 | 129278.7182 | 102879.378 | 81867.8161 | 65145.6077 | 51837.9349 | 41247.8034 | 32820.448 | 26114.0919 | 20777.4356 | 16530.9879 | 13152.1108 | 10463.6171 | 8324.4286 | 6622.3645 | 5268.1438 | 4190.7126 | 3333.5249 | 2651.5811 | 2109.0717 | 1677.5589
Commercial_School_Existing_Food Preparation_Natural Gas_Griddle_E1_Baseline Forecast | Commercial | School | Existing | Food Preparation | Natural Gas | Griddle | E1 |  | Baseline Forecast | 0 | 23182.8208 | 53047.818 | 88017.0286 | 126897.9134 | 168639.96 | 212633.8593 | 258416.1857 | 305568.7177 | 353654.456 | 402354.7117 | 451434.8332 | 489813.97 | 519664.3951 | 542713.3735 | 560355.5484 | 573697.3339 | 583621.0228 | 590825.3202 | 595866.3684 | 599181.6324 | 601123.2335 | 601976.1657 | 601963.6468 | 601263.3374 | 600011.8544 | 598321.6391 | 596282.1793 | 593964.6925 | 591425.8545 | 588710.7673 | 585855.3211 | 582908.1562
Commercial_School_Existing_Food Preparation_Natural Gas_Griddle_E2_Baseline Forecast | Commercial | School | Existing | Food Preparation | Natural Gas | Griddle | E2 |  | Baseline Forecast | 0 | 9469.0395 | 21667.4186 | 35950.6173 | 51831.5421 | 68881.1104 | 86850.4496 | 105550.273 | 124809.7579 | 144450.4116 | 164342.0653 | 184388.8755 | 200064.861 | 212257.2882 | 221671.6596 | 228877.6184 | 234327.08 | 238380.4178 | 241323.0181 | 243382.0378 | 244736.1597 | 245529.208 | 245877.5888 | 245872.4755 | 245586.4336 | 245075.2645 | 244384.8949 | 243551.8761 | 242605.2969 | 241568.3068 | 240459.3275 | 239293.0185 | 238089.2469
Commercial_School_Existing_Food Preparation_Natural Gas_Griddle_E3_Baseline Forecast | Commercial | School | Existing | Food Preparation | Natural Gas | Griddle | E3 |  | Baseline Forecast | 0 | 0 | 0 | 0 | 0 | 0 | 0 | 0 | 0 | 0 | 0 | 0 | 0 | 0 | 0 | 0 | 0 | 0 | 0 | 0 | 0 | 0 | 0 | 0 | 0 | 0 | 0 | 0 | 0 | 0 | 0 | 0 | 0
Commercial_School_Existing_Food Preparation_Natural Gas_Griddle_E4_Baseline Forecast | Commercial | School | Existing | Food Preparation | Natural Gas | Griddle | E4 |  | Baseline Forecast | 0 | 0 | 0 | 0 | 0 | 0 | 0 | 0 | 0 | 0 | 0 | 0 | 0 | 0 | 0 | 0 | 0 | 0 | 0 | 0 | 0 | 0 | 0 | 0 | 0 | 0 | 0 | 0 | 0 | 0 | 0 | 0 | 0
Commercial_School_Existing_Food Preparation_Natural Gas_Griddle_E5_Baseline Forecast | Commercial | School | Existing | Food Preparation | Natural Gas | Griddle | E5 |  | Baseline Forecast | 0 | 0 | 0 | 0 | 0 | 0 | 0 | 0 | 0 | 0 | 0 | 0 | 0 | 0 | 0 | 0 | 0 | 0 | 0 | 0 | 0 | 0 | 0 | 0 | 0 | 0 | 0 | 0 | 0 | 0 | 0 | 0 | 0
Commercial_School_Existing_Food Preparation_Natural Gas_Griddle_E6_Baseline Forecast | Commercial | School | Existing | Food Preparation | Natural Gas | Griddle | E6 |  | Baseline Forecast | 0 | 0 | 0 | 0 | 0 | 0 | 0 | 0 | 0 | 0 | 0 | 0 | 0 | 0 | 0 | 0 | 0 | 0 | 0 | 0 | 0 | 0 | 0 | 0 | 0 | 0 | 0 | 0 | 0 | 0 | 0 | 0 | 0
Commercial_School_Existing_Food Preparation_Natural Gas_Griddle_E7_Baseline Forecast | Commercial | School | Existing | Food Preparation | Natural Gas | Griddle | E7 |  | Baseline Forecast | 0 | 0 | 0 | 0 | 0 | 0 | 0 | 0 | 0 | 0 | 0 | 0 | 0 | 0 | 0 | 0 | 0 | 0 | 0 | 0 | 0 | 0 | 0 | 0 | 0 | 0 | 0 | 0 | 0 | 0 | 0 | 0 | 0
Commercial_School_Existing_Food Preparation_Natural Gas_Griddle_E8_Baseline Forecast | Commercial | School | Existing | Food Preparation | Natural Gas | Griddle | E8 |  | Baseline Forecast | 0 | 0 | 0 | 0 | 0 | 0 | 0 | 0 | 0 | 0 | 0 | 0 | 0 | 0 | 0 | 0 | 0 | 0 | 0 | 0 | 0 | 0 | 0 | 0 | 0 | 0 | 0 | 0 | 0 | 0 | 0 | 0 | 0
Commercial_School_Existing_Food Preparation_Natural Gas_Griddle_E9_Baseline Forecast | Commercial | School | Existing | Food Preparation | Natural Gas | Griddle | E9 |  | Baseline Forecast | 0 | 0 | 0 | 0 | 0 | 0 | 0 | 0 | 0 | 0 | 0 | 0 | 0 | 0 | 0 | 0 | 0 | 0 | 0 | 0 | 0 | 0 | 0 | 0 | 0 | 0 | 0 | 0 | 0 | 0 | 0 | 0 | 0
Commercial_School_Existing_Food Preparation_Natural Gas_Griddle_E10_Baseline Forecast | Commercial | School | Existing | Food Preparation | Natural Gas | Griddle | E10 |  | Baseline Forecast | 0 | 0 | 0 | 0 | 0 | 0 | 0 | 0 | 0 | 0 | 0 | 0 | 0 | 0 | 0 | 0 | 0 | 0 | 0 | 0 | 0 | 0 | 0 | 0 | 0 | 0 | 0 | 0 | 0 | 0 | 0 | 0 | 0
Commercial_School_Existing_Food Preparation_Natural Gas_Griddle_Vintage_Baseline Forecast | Commercial | School | Existing | Food Preparation | Natural Gas | Griddle | Vintage |  | Baseline Forecast | 984565.0538 | 946903.9488 | 899831.3277 | 844529.5882 | 783561.2236 | 717964.8919 | 649644.5032 | 579533.2456 | 508063.2306 | 435454.7426 | 362045.0298 | 288148.6223 | 229330.6228 | 182511.1316 | 145241.4748 | 115578.0934 | 91970.2698 | 73182.9669 | 58232.193 | 46334.7501 | 36866.9533 | 29332.8503 | 23337.8652 | 18567.6858 | 14772.1653 | 11752.1345 | 9349.2204 | 7437.3794 | 5916.3002 | 4706.1528 | 3743.4086 | 2977.513 | 2368.3184
Commercial_School_Existing_Food Preparation_Natural Gas_Range_E1_Baseline Forecast | Commercial | School | Existing | Food Preparation | Natural Gas | Range | E1 |  | Baseline Forecast | 0 | 19857.773 | 45439.3164 | 75392.99 | 108697.2972 | 144452.3977 | 182136.3738 | 221352.268 | 261741.8429 | 302930.777 | 335232.2597 | 360463.4241 | 380056.3422 | 395153.0406 | 406661.6298 | 415319.7979 | 421711.6039 | 426303.0037 | 429462.2088 | 431482.304 | 432592.8215 | 432979.3184 | 432792.8841 | 432151.1585 | 431147.7744 | 429853.8295 | 428328.5766 | 426619.1727 | 424763.1467 | 422790.3647 | 420724.5934 | 418584.7455 | 416400.215
Commercial_School_Existing_Food Preparation_Natural Gas_Range_E2_Baseline Forecast | Commercial | School | Existing | Food Preparation | Natural Gas | Range | E2 |  | Baseline Forecast | 0 | 28575.8197 | 65388.2846 | 108492.3515 | 156418.0618 | 207870.5235 | 262098.6843 | 318531.3125 | 376652.8959 | 435924.7766 | 482407.3982 | 518715.6591 | 546910.3461 | 568634.8633 | 585196.0039 | 597655.3189 | 606853.2837 | 613460.42 | 618006.5931 | 620913.5594 | 622511.6212 | 623067.7997 | 622799.5162 | 621876.0574 | 620432.1631 | 618570.1448 | 616375.2687 | 613915.3948 | 611244.5282 | 608405.6468 | 605432.9515 | 602353.6581 | 599210.0654
Commercial_School_Existing_Food Preparation_Natural Gas_Range_E3_Baseline Forecast | Commercial | School | Existing | Food Preparation | Natural Gas | Range | E3 |  | Baseline Forecast | 0 | 0 | 0 | 0 | 0 | 0 | 0 | 0 | 0 | 0 | 0 | 0 | 0 | 0 | 0 | 0 | 0 | 0 | 0 | 0 | 0 | 0 | 0 | 0 | 0 | 0 | 0 | 0 | 0 | 0 | 0 | 0 | 0
Commercial_School_Existing_Food Preparation_Natural Gas_Range_E4_Baseline Forecast | Commercial | School | Existing | Food Preparation | Natural Gas | Range | E4 |  | Baseline Forecast | 0 | 0 | 0 | 0 | 0 | 0 | 0 | 0 | 0 | 0 | 0 | 0 | 0 | 0 | 0 | 0 | 0 | 0 | 0 | 0 | 0 | 0 | 0 | 0 | 0 | 0 | 0 | 0 | 0 | 0 | 0 | 0 | 0
Commercial_School_Existing_Food Preparation_Natural Gas_Range_E5_Baseline Forecast | Commercial | School | Existing | Food Preparation | Natural Gas | Range | E5 |  | Baseline Forecast | 0 | 0 | 0 | 0 | 0 | 0 | 0 | 0 | 0 | 0 | 0 | 0 | 0 | 0 | 0 | 0 | 0 | 0 | 0 | 0 | 0 | 0 | 0 | 0 | 0 | 0 | 0 | 0 | 0 | 0 | 0 | 0 | 0
Commercial_School_Existing_Food Preparation_Natural Gas_Range_E6_Baseline Forecast | Commercial | School | Existing | Food Preparation | Natural Gas | Range | E6 |  | Baseline Forecast | 0 | 0 | 0 | 0 | 0 | 0 | 0 | 0 | 0 | 0 | 0 | 0 | 0 | 0 | 0 | 0 | 0 | 0 | 0 | 0 | 0 | 0 | 0 | 0 | 0 | 0 | 0 | 0 | 0 | 0 | 0 | 0 | 0
Commercial_School_Existing_Food Preparation_Natural Gas_Range_E7_Baseline Forecast | Commercial | School | Existing | Food Preparation | Natural Gas | Range | E7 |  | Baseline Forecast | 0 | 0 | 0 | 0 | 0 | 0 | 0 | 0 | 0 | 0 | 0 | 0 | 0 | 0 | 0 | 0 | 0 | 0 | 0 | 0 | 0 | 0 | 0 | 0 | 0 | 0 | 0 | 0 | 0 | 0 | 0 | 0 | 0
Commercial_School_Existing_Food Preparation_Natural Gas_Range_E8_Baseline Forecast | Commercial | School | Existing | Food Preparation | Natural Gas | Range | E8 |  | Baseline Forecast | 0 | 0 | 0 | 0 | 0 | 0 | 0 | 0 | 0 | 0 | 0 | 0 | 0 | 0 | 0 | 0 | 0 | 0 | 0 | 0 | 0 | 0 | 0 | 0 | 0 | 0 | 0 | 0 | 0 | 0 | 0 | 0 | 0
Commercial_School_Existing_Food Preparation_Natural Gas_Range_E9_Baseline Forecast | Commercial | School | Existing | Food Preparation | Natural Gas | Range | E9 |  | Baseline Forecast | 0 | 0 | 0 | 0 | 0 | 0 | 0 | 0 | 0 | 0 | 0 | 0 | 0 | 0 | 0 | 0 | 0 | 0 | 0 | 0 | 0 | 0 | 0 | 0 | 0 | 0 | 0 | 0 | 0 | 0 | 0 | 0 | 0
Commercial_School_Existing_Food Preparation_Natural Gas_Range_E10_Baseline Forecast | Commercial | School | Existing | Food Preparation | Natural Gas | Range | E10 |  | Baseline Forecast | 0 | 0 | 0 | 0 | 0 | 0 | 0 | 0 | 0 | 0 | 0 | 0 | 0 | 0 | 0 | 0 | 0 | 0 | 0 | 0 | 0 | 0 | 0 | 0 | 0 | 0 | 0 | 0 | 0 | 0 | 0 | 0 | 0
Commercial_School_Existing_Food Preparation_Natural Gas_Range_Vintage_Baseline Forecast | Commercial | School | Existing | Food Preparation | Natural Gas | Range | Vintage |  | Baseline Forecast | 1217031.8026 | 1162406.2268 | 1093820.2355 | 1013284.8507 | 924382.8415 | 828763.8934 | 728993.6123 | 626386.8874 | 521623.4814 | 415127.8535 | 330388.4089 | 262953.3815 | 209278.331 | 166552.6589 | 132541.7995 | 105472.1353 | 83928.5409 | 66783.9688 | 53140.466 | 42283.3159 | 33643.3676 | 26768.0342 | 21297.2407 | 16944.1579 | 13480.5115 | 10724.5472 | 8531.74 | 6787.0672 | 5398.9887 | 4294.6546 | 3416.0911 | 2717.1642 | 2161.2365
Commercial_School_Existing_Food Preparation_Natural Gas_Steamer_E1_Baseline Forecast | Commercial | School | Existing | Food Preparation | Natural Gas | Steamer | E1 |  | Baseline Forecast | 0 | 8062.1877 | 17155.9409 | 17049.4483 | 16940.188 | 16820.3976 | 16708.4862 | 16609.3912 | 16520.3501 | 16434.4056 | 15500.2634 | 13707.256 | 12121.4205 | 10718.6062 | 9477.5722 | 8379.9122 | 7409.1586 | 6550.7184 | 5791.6133 | 2875.8202 | 0 | 0 | 0 | 0 | 0 | 0 | 0 | 0 | 0 | 0 | 0 | 0 | 0
Commercial_School_Existing_Food Preparation_Natural Gas_Steamer_E2_Baseline Forecast | Commercial | School | Existing | Food Preparation | Natural Gas | Steamer | E2 |  | Baseline Forecast | 0 | 8062.1877 | 17155.9409 | 37174.194 | 58670.0338 | 81369.7559 | 105143.8669 | 129888.5742 | 155482.8666 | 181763.6564 | 205630.3962 | 227472.173 | 246548.2623 | 263172.3611 | 277621.2616 | 290150.1538 | 300982.4923 | 310316.6874 | 318326.2252 | 327409.1168 | 335491.3948 | 339848.1154 | 343455.9041 | 346401.7039 | 348762.4201 | 350603.2833 | 351984.3484 | 352958.7383 | 353573.4425 | 353870.0244 | 353885.2469 | 353651.6259 | 353210.0882
Commercial_School_Existing_Food Preparation_Natural Gas_Steamer_E3_Baseline Forecast | Commercial | School | Existing | Food Preparation | Natural Gas | Steamer | E3 |  | Baseline Forecast | 0 | 0 | 0 | 0 | 0 | 0 | 0 | 0 | 0 | 0 | 0 | 0 | 0 | 0 | 0 | 0 | 0 | 0 | 0 | 0 | 0 | 0 | 0 | 0 | 0 | 0 | 0 | 0 | 0 | 0 | 0 | 0 | 0
Commercial_School_Existing_Food Preparation_Natural Gas_Steamer_E4_Baseline Forecast | Commercial | School | Existing | Food Preparation | Natural Gas | Steamer | E4 |  | Baseline Forecast | 0 | 0 | 0 | 0 | 0 | 0 | 0 | 0 | 0 | 0 | 0 | 0 | 0 | 0 | 0 | 0 | 0 | 0 | 0 | 0 | 0 | 0 | 0 | 0 | 0 | 0 | 0 | 0 | 0 | 0 | 0 | 0 | 0
Commercial_School_Existing_Food Preparation_Natural Gas_Steamer_E5_Baseline Forecast | Commercial | School | Existing | Food Preparation | Natural Gas | Steamer | E5 |  | Baseline Forecast | 0 | 0 | 0 | 0 | 0 | 0 | 0 | 0 | 0 | 0 | 0 | 0 | 0 | 0 | 0 | 0 | 0 | 0 | 0 | 0 | 0 | 0 | 0 | 0 | 0 | 0 | 0 | 0 | 0 | 0 | 0 | 0 | 0
Commercial_School_Existing_Food Preparation_Natural Gas_Steamer_E6_Baseline Forecast | Commercial | School | Existing | Food Preparation | Natural Gas | Steamer | E6 |  | Baseline Forecast | 0 | 0 | 0 | 0 | 0 | 0 | 0 | 0 | 0 | 0 | 0 | 0 | 0 | 0 | 0 | 0 | 0 | 0 | 0 | 0 | 0 | 0 | 0 | 0 | 0 | 0 | 0 | 0 | 0 | 0 | 0 | 0 | 0
Commercial_School_Existing_Food Preparation_Natural Gas_Steamer_E7_Baseline Forecast | Commercial | School | Existing | Food Preparation | Natural Gas | Steamer | E7 |  | Baseline Forecast | 0 | 0 | 0 | 0 | 0 | 0 | 0 | 0 | 0 | 0 | 0 | 0 | 0 | 0 | 0 | 0 | 0 | 0 | 0 | 0 | 0 | 0 | 0 | 0 | 0 | 0 | 0 | 0 | 0 | 0 | 0 | 0 | 0
Commercial_School_Existing_Food Preparation_Natural Gas_Steamer_E8_Baseline Forecast | Commercial | School | Existing | Food Preparation | Natural Gas | Steamer | E8 |  | Baseline Forecast | 0 | 0 | 0 | 0 | 0 | 0 | 0 | 0 | 0 | 0 | 0 | 0 | 0 | 0 | 0 | 0 | 0 | 0 | 0 | 0 | 0 | 0 | 0 | 0 | 0 | 0 | 0 | 0 | 0 | 0 | 0 | 0 | 0
Commercial_School_Existing_Food Preparation_Natural Gas_Steamer_E9_Baseline Forecast | Commercial | School | Existing | Food Preparation | Natural Gas | Steamer | E9 |  | Baseline Forecast | 0 | 0 | 0 | 0 | 0 | 0 | 0 | 0 | 0 | 0 | 0 | 0 | 0 | 0 | 0 | 0 | 0 | 0 | 0 | 0 | 0 | 0 | 0 | 0 | 0 | 0 | 0 | 0 | 0 | 0 | 0 | 0 | 0
Commercial_School_Existing_Food Preparation_Natural Gas_Steamer_E10_Baseline Forecast | Commercial | School | Existing | Food Preparation | Natural Gas | Steamer | E10 |  | Baseline Forecast | 0 | 0 | 0 | 0 | 0 | 0 | 0 | 0 | 0 | 0 | 0 | 0 | 0 | 0 | 0 | 0 | 0 | 0 | 0 | 0 | 0 | 0 | 0 | 0 | 0 | 0 | 0 | 0 | 0 | 0 | 0 | 0 | 0
Commercial_School_Existing_Food Preparation_Natural Gas_Steamer_Vintage_Baseline Forecast | Commercial | School | Existing | Food Preparation | Natural Gas | Steamer | Vintage |  | Baseline Forecast | 437584.4684 | 419233.7619 | 398819.9246 | 376219.5729 | 352074.5244 | 326470.2742 | 299982.6745 | 272835.2365 | 245081.9861 | 216717.3204 | 191643.4768 | 169474.9402 | 149867.8521 | 132523.6171 | 117179.6142 | 103608.2719 | 91605.9863 | 80992.3308 | 71606.8421 | 63307.5769 | 55968.492 | 49478.6809 | 43740.3713 | 38666.6553 | 34180.6627 | 30214.1627 | 26707.098 | 23606.3439 | 20864.9085 | 18441.2263 | 16298.5324 | 14404.3086 | 12730.2325
Commercial_School_Existing_Food Preparation_Natural Gas_Food Prep Other_E1_Baseline Forecast | Commercial | School | Existing | Food Preparation | Natural Gas | Food Prep Other | E1 |  | Baseline Forecast | 0 | 1610.8251 | 3685.9517 | 6115.7372 | 8817.3198 | 11717.7061 | 14774.5592 | 17955.6786 | 21232.0048 | 24573.1735 | 27193.4088 | 29240.1133 | 30829.4539 | 32054.0696 | 32987.6247 | 33689.9589 | 34208.4502 | 34580.8959 | 34837.1646 | 35001.031 | 35091.114 | 35122.466 | 35107.3428 | 35055.2872 | 34973.8946 | 34868.9322 | 34745.2065 | 34606.5429 | 34455.9856 | 34295.9572 | 34128.3858 | 33954.8053 | 33777.6003
Commercial_School_Existing_Food Preparation_Natural Gas_Food Prep Other_E2_Baseline Forecast | Commercial | School | Existing | Food Preparation | Natural Gas | Food Prep Other | E2 |  | Baseline Forecast | 0 | 565.9656 | 1295.0641 | 2148.7725 | 3097.9772 | 4117.0319 | 5191.0614 | 6308.752 | 7459.8936 | 8633.8177 | 9554.4409 | 10273.5533 | 10831.9703 | 11262.2407 | 11590.2465 | 11837.0126 | 12019.1852 | 12150.0445 | 12240.0849 | 12297.6595 | 12329.3103 | 12340.3259 | 12335.0123 | 12316.7225 | 12288.1251 | 12251.2464 | 12207.7753 | 12159.0556 | 12106.1571 | 12049.9309 | 11991.0545 | 11930.0667 | 11867.8055
Commercial_School_Existing_Food Preparation_Natural Gas_Food Prep Other_E3_Baseline Forecast | Commercial | School | Existing | Food Preparation | Natural Gas | Food Prep Other | E3 |  | Baseline Forecast | 0 | 0 | 0 | 0 | 0 | 0 | 0 | 0 | 0 | 0 | 0 | 0 | 0 | 0 | 0 | 0 | 0 | 0 | 0 | 0 | 0 | 0 | 0 | 0 | 0 | 0 | 0 | 0 | 0 | 0 | 0 | 0 | 0
Commercial_School_Existing_Food Preparation_Natural Gas_Food Prep Other_E4_Baseline Forecast | Commercial | School | Existing | Food Preparation | Natural Gas | Food Prep Other | E4 |  | Baseline Forecast | 0 | 0 | 0 | 0 | 0 | 0 | 0 | 0 | 0 | 0 | 0 | 0 | 0 | 0 | 0 | 0 | 0 | 0 | 0 | 0 | 0 | 0 | 0 | 0 | 0 | 0 | 0 | 0 | 0 | 0 | 0 | 0 | 0
Commercial_School_Existing_Food Preparation_Natural Gas_Food Prep Other_E5_Baseline Forecast | Commercial | School | Existing | Food Preparation | Natural Gas | Food Prep Other | E5 |  | Baseline Forecast | 0 | 0 | 0 | 0 | 0 | 0 | 0 | 0 | 0 | 0 | 0 | 0 | 0 | 0 | 0 | 0 | 0 | 0 | 0 | 0 | 0 | 0 | 0 | 0 | 0 | 0 | 0 | 0 | 0 | 0 | 0 | 0 | 0
Commercial_School_Existing_Food Preparation_Natural Gas_Food Prep Other_E6_Baseline Forecast | Commercial | School | Existing | Food Preparation | Natural Gas | Food Prep Other | E6 |  | Baseline Forecast | 0 | 0 | 0 | 0 | 0 | 0 | 0 | 0 | 0 | 0 | 0 | 0 | 0 | 0 | 0 | 0 | 0 | 0 | 0 | 0 | 0 | 0 | 0 | 0 | 0 | 0 | 0 | 0 | 0 | 0 | 0 | 0 | 0
Commercial_School_Existing_Food Preparation_Natural Gas_Food Prep Other_E7_Baseline Forecast | Commercial | School | Existing | Food Preparation | Natural Gas | Food Prep Other | E7 |  | Baseline Forecast | 0 | 0 | 0 | 0 | 0 | 0 | 0 | 0 | 0 | 0 | 0 | 0 | 0 | 0 | 0 | 0 | 0 | 0 | 0 | 0 | 0 | 0 | 0 | 0 | 0 | 0 | 0 | 0 | 0 | 0 | 0 | 0 | 0
Commercial_School_Existing_Food Preparation_Natural Gas_Food Prep Other_E8_Baseline Forecast | Commercial | School | Existing | Food Preparation | Natural Gas | Food Prep Other | E8 |  | Baseline Forecast | 0 | 0 | 0 | 0 | 0 | 0 | 0 | 0 | 0 | 0 | 0 | 0 | 0 | 0 | 0 | 0 | 0 | 0 | 0 | 0 | 0 | 0 | 0 | 0 | 0 | 0 | 0 | 0 | 0 | 0 | 0 | 0 | 0
Commercial_School_Existing_Food Preparation_Natural Gas_Food Prep Other_E9_Baseline Forecast | Commercial | School | Existing | Food Preparation | Natural Gas | Food Prep Other | E9 |  | Baseline Forecast | 0 | 0 | 0 | 0 | 0 | 0 | 0 | 0 | 0 | 0 | 0 | 0 | 0 | 0 | 0 | 0 | 0 | 0 | 0 | 0 | 0 | 0 | 0 | 0 | 0 | 0 | 0 | 0 | 0 | 0 | 0 | 0 | 0
Commercial_School_Existing_Food Preparation_Natural Gas_Food Prep Other_E10_Baseline Forecast | Commercial | School | Existing | Food Preparation | Natural Gas | Food Prep Other | E10 |  | Baseline Forecast | 0 | 0 | 0 | 0 | 0 | 0 | 0 | 0 | 0 | 0 | 0 | 0 | 0 | 0 | 0 | 0 | 0 | 0 | 0 | 0 | 0 | 0 | 0 | 0 | 0 | 0 | 0 | 0 | 0 | 0 | 0 | 0 | 0
Commercial_School_Existing_Food Preparation_Natural Gas_Food Prep Other_Vintage_Baseline Forecast | Commercial | School | Existing | Food Preparation | Natural Gas | Food Prep Other | Vintage |  | Baseline Forecast | 54698.0585 | 52242.9765 | 49160.46 | 45540.8922 | 41545.2962 | 37247.8154 | 32763.7579 | 28152.2197 | 23443.752 | 18657.4316 | 14848.9173 | 11818.1295 | 9405.7677 | 7485.5128 | 5956.9348 | 4740.3207 | 3772.0693 | 3001.5267 | 2388.3355 | 1900.3737 | 1512.0615 | 1203.0577 | 957.1794 | 761.5352 | 605.8657 | 482.0021 | 383.449 | 305.0367 | 242.6512 | 193.0182 | 153.5322 | 122.1197 | 97.1342
Commercial_School_Existing_Miscellaneous_Natural Gas_Pool Heater_E1_Baseline Forecast | Commercial | School | Existing | Miscellaneous | Natural Gas | Pool Heater | E1 |  | Baseline Forecast | 0 | 756.1766 | 1730.3123 | 2870.937 | 4139.1527 | 5500.6936 | 6569.3413 | 7409.3322 | 8069.0039 | 8583.6293 | 8982.3165 | 9288.7562 | 9521.4749 | 9695.3106 | 9822.0635 | 9911.4859 | 9971.2554 | 10007.5051 | 10025.052 | 10027.7304 | 10018.5055 | 9999.8046 | 9973.6378 | 9941.5444 | 9904.7495 | 9864.1497 | 9820.5202 | 9774.4778 | 9726.5133 | 9677.0175 | 9626.3011 | 9574.6115 | 9522.4737
Commercial_School_Existing_Miscellaneous_Natural Gas_Pool Heater_E2_Baseline Forecast | Commercial | School | Existing | Miscellaneous | Natural Gas | Pool Heater | E2 |  | Baseline Forecast | 0 | 84.0196 | 192.2569 | 318.993 | 459.9059 | 611.1882 | 729.9268 | 823.2591 | 896.556 | 953.7366 | 998.0352 | 1032.084 | 1057.9417 | 1077.2567 | 1091.3404 | 1101.2762 | 1107.9173 | 1111.945 | 1113.8947 | 1114.1923 | 1113.1673 | 1111.0894 | 1108.182 | 1104.616 | 1100.5277 | 1096.0166 | 1091.1689 | 1086.0531 | 1080.7237 | 1075.2242 | 1069.589 | 1063.8457 | 1058.0526
Commercial_School_Existing_Miscellaneous_Natural Gas_Pool Heater_E3_Baseline Forecast | Commercial | School | Existing | Miscellaneous | Natural Gas | Pool Heater | E3 |  | Baseline Forecast | 0 | 0 | 0 | 0 | 0 | 0 | 0 | 0 | 0 | 0 | 0 | 0 | 0 | 0 | 0 | 0 | 0 | 0 | 0 | 0 | 0 | 0 | 0 | 0 | 0 | 0 | 0 | 0 | 0 | 0 | 0 | 0 | 0
Commercial_School_Existing_Miscellaneous_Natural Gas_Pool Heater_E4_Baseline Forecast | Commercial | School | Existing | Miscellaneous | Natural Gas | Pool Heater | E4 |  | Baseline Forecast | 0 | 0 | 0 | 0 | 0 | 0 | 0 | 0 | 0 | 0 | 0 | 0 | 0 | 0 | 0 | 0 | 0 | 0 | 0 | 0 | 0 | 0 | 0 | 0 | 0 | 0 | 0 | 0 | 0 | 0 | 0 | 0 | 0
Commercial_School_Existing_Miscellaneous_Natural Gas_Pool Heater_E5_Baseline Forecast | Commercial | School | Existing | Miscellaneous | Natural Gas | Pool Heater | E5 |  | Baseline Forecast | 0 | 0 | 0 | 0 | 0 | 0 | 0 | 0 | 0 | 0 | 0 | 0 | 0 | 0 | 0 | 0 | 0 | 0 | 0 | 0 | 0 | 0 | 0 | 0 | 0 | 0 | 0 | 0 | 0 | 0 | 0 | 0 | 0
Commercial_School_Existing_Miscellaneous_Natural Gas_Pool Heater_E6_Baseline Forecast | Commercial | School | Existing | Miscellaneous | Natural Gas | Pool Heater | E6 |  | Baseline Forecast | 0 | 0 | 0 | 0 | 0 | 0 | 0 | 0 | 0 | 0 | 0 | 0 | 0 | 0 | 0 | 0 | 0 | 0 | 0 | 0 | 0 | 0 | 0 | 0 | 0 | 0 | 0 | 0 | 0 | 0 | 0 | 0 | 0
Commercial_School_Existing_Miscellaneous_Natural Gas_Pool Heater_E7_Baseline Forecast | Commercial | School | Existing | Miscellaneous | Natural Gas | Pool Heater | E7 |  | Baseline Forecast | 0 | 0 | 0 | 0 | 0 | 0 | 0 | 0 | 0 | 0 | 0 | 0 | 0 | 0 | 0 | 0 | 0 | 0 | 0 | 0 | 0 | 0 | 0 | 0 | 0 | 0 | 0 | 0 | 0 | 0 | 0 | 0 | 0
Commercial_School_Existing_Miscellaneous_Natural Gas_Pool Heater_E8_Baseline Forecast | Commercial | School | Existing | Miscellaneous | Natural Gas | Pool Heater | E8 |  | Baseline Forecast | 0 | 0 | 0 | 0 | 0 | 0 | 0 | 0 | 0 | 0 | 0 | 0 | 0 | 0 | 0 | 0 | 0 | 0 | 0 | 0 | 0 | 0 | 0 | 0 | 0 | 0 | 0 | 0 | 0 | 0 | 0 | 0 | 0
Commercial_School_Existing_Miscellaneous_Natural Gas_Pool Heater_E9_Baseline Forecast | Commercial | School | Existing | Miscellaneous | Natural Gas | Pool Heater | E9 |  | Baseline Forecast | 0 | 0 | 0 | 0 | 0 | 0 | 0 | 0 | 0 | 0 | 0 | 0 | 0 | 0 | 0 | 0 | 0 | 0 | 0 | 0 | 0 | 0 | 0 | 0 | 0 | 0 | 0 | 0 | 0 | 0 | 0 | 0 | 0
Commercial_School_Existing_Miscellaneous_Natural Gas_Pool Heater_E10_Baseline Forecast | Commercial | School | Existing | Miscellaneous | Natural Gas | Pool Heater | E10 |  | Baseline Forecast | 0 | 0 | 0 | 0 | 0 | 0 | 0 | 0 | 0 | 0 | 0 | 0 | 0 | 0 | 0 | 0 | 0 | 0 | 0 | 0 | 0 | 0 | 0 | 0 | 0 | 0 | 0 | 0 | 0 | 0 | 0 | 0 | 0
Commercial_School_Existing_Miscellaneous_Natural Gas_Pool Heater_Vintage_Baseline Forecast | Commercial | School | Existing | Miscellaneous | Natural Gas | Pool Heater | Vintage |  | Baseline Forecast | 12667.3925 | 11762.7474 | 10615.9256 | 9270.7342 | 7781.7523 | 6181.3797 | 4912.2024 | 3906.4552 | 3108.4105 | 2473.7916 | 1968.8201 | 1566.9675 | 1247.1121 | 992.5052 | 789.8309 | 628.5198 | 500.1392 | 397.9729 | 316.6698 | 251.9708 | 200.4845 | 159.5136 | 126.9126 | 100.9721 | 80.3318 | 63.9087 | 50.8416 | 40.4449 | 32.1732 | 25.5923 | 20.3569 | 16.1919 | 12.879
Commercial_School_Existing_Miscellaneous_Natural Gas_Miscellaneous_E1_Baseline Forecast | Commercial | School | Existing | Miscellaneous | Natural Gas | Miscellaneous | E1 |  | Baseline Forecast | 0 | 355672.0497 | 775107.0463 | 1246348.0159 | 1643790.7805 | 1977220.8905 | 2257858.5705 | 2494796.479 | 2694839.4623 | 2862797.447 | 3003199.1803 | 3120101.21 | 3216854.2808 | 3296352.441 | 3361062.6842 | 3413214.7611 | 3454678.3957 | 3487054.8502 | 3511686.1921 | 3529717.1283 | 3542093.2983 | 3549646.3185 | 3553113.3718 | 3553100.2662 | 3550123.6913 | 3544596.0671 | 3536892.5995 | 3527333.2803 | 3516191.0052 | 3503698.4983 | 3490054.2201 | 3475427.4067 | 3460081.5685
Commercial_School_Existing_Miscellaneous_Natural Gas_Miscellaneous_E2_Baseline Forecast | Commercial | School | Existing | Miscellaneous | Natural Gas | Miscellaneous | E2 |  | Baseline Forecast | 0 | 0 | 0 | 0 | 0 | 0 | 0 | 0 | 0 | 0 | 0 | 0 | 0 | 0 | 0 | 0 | 0 | 0 | 0 | 0 | 0 | 0 | 0 | 0 | 0 | 0 | 0 | 0 | 0 | 0 | 0 | 0 | 0
Commercial_School_Existing_Miscellaneous_Natural Gas_Miscellaneous_E3_Baseline Forecast | Commercial | School | Existing | Miscellaneous | Natural Gas | Miscellaneous | E3 |  | Baseline Forecast | 0 | 0 | 0 | 0 | 0 | 0 | 0 | 0 | 0 | 0 | 0 | 0 | 0 | 0 | 0 | 0 | 0 | 0 | 0 | 0 | 0 | 0 | 0 | 0 | 0 | 0 | 0 | 0 | 0 | 0 | 0 | 0 | 0
Commercial_School_Existing_Miscellaneous_Natural Gas_Miscellaneous_E4_Baseline Forecast | Commercial | School | Existing | Miscellaneous | Natural Gas | Miscellaneous | E4 |  | Baseline Forecast | 0 | 0 | 0 | 0 | 0 | 0 | 0 | 0 | 0 | 0 | 0 | 0 | 0 | 0 | 0 | 0 | 0 | 0 | 0 | 0 | 0 | 0 | 0 | 0 | 0 | 0 | 0 | 0 | 0 | 0 | 0 | 0 | 0
Commercial_School_Existing_Miscellaneous_Natural Gas_Miscellaneous_E5_Baseline Forecast | Commercial | School | Existing | Miscellaneous | Natural Gas | Miscellaneous | E5 |  | Baseline Forecast | 0 | 0 | 0 | 0 | 0 | 0 | 0 | 0 | 0 | 0 | 0 | 0 | 0 | 0 | 0 | 0 | 0 | 0 | 0 | 0 | 0 | 0 | 0 | 0 | 0 | 0 | 0 | 0 | 0 | 0 | 0 | 0 | 0
Commercial_School_Existing_Miscellaneous_Natural Gas_Miscellaneous_E6_Baseline Forecast | Commercial | School | Existing | Miscellaneous | Natural Gas | Miscellaneous | E6 |  | Baseline Forecast | 0 | 0 | 0 | 0 | 0 | 0 | 0 | 0 | 0 | 0 | 0 | 0 | 0 | 0 | 0 | 0 | 0 | 0 | 0 | 0 | 0 | 0 | 0 | 0 | 0 | 0 | 0 | 0 | 0 | 0 | 0 | 0 | 0
Commercial_School_Existing_Miscellaneous_Natural Gas_Miscellaneous_E7_Baseline Forecast | Commercial | School | Existing | Miscellaneous | Natural Gas | Miscellaneous | E7 |  | Baseline Forecast | 0 | 0 | 0 | 0 | 0 | 0 | 0 | 0 | 0 | 0 | 0 | 0 | 0 | 0 | 0 | 0 | 0 | 0 | 0 | 0 | 0 | 0 | 0 | 0 | 0 | 0 | 0 | 0 | 0 | 0 | 0 | 0 | 0
Commercial_School_Existing_Miscellaneous_Natural Gas_Miscellaneous_E8_Baseline Forecast | Commercial | School | Existing | Miscellaneous | Natural Gas | Miscellaneous | E8 |  | Baseline Forecast | 0 | 0 | 0 | 0 | 0 | 0 | 0 | 0 | 0 | 0 | 0 | 0 | 0 | 0 | 0 | 0 | 0 | 0 | 0 | 0 | 0 | 0 | 0 | 0 | 0 | 0 | 0 | 0 | 0 | 0 | 0 | 0 | 0
Commercial_School_Existing_Miscellaneous_Natural Gas_Miscellaneous_E9_Baseline Forecast | Commercial | School | Existing | Miscellaneous | Natural Gas | Miscellaneous | E9 |  | Baseline Forecast | 0 | 0 | 0 | 0 | 0 | 0 | 0 | 0 | 0 | 0 | 0 | 0 | 0 | 0 | 0 | 0 | 0 | 0 | 0 | 0 | 0 | 0 | 0 | 0 | 0 | 0 | 0 | 0 | 0 | 0 | 0 | 0 | 0
Commercial_School_Existing_Miscellaneous_Natural Gas_Miscellaneous_E10_Baseline Forecast | Commercial | School | Existing | Miscellaneous | Natural Gas | Miscellaneous | E10 |  | Baseline Forecast | 0 | 0 | 0 | 0 | 0 | 0 | 0 | 0 | 0 | 0 | 0 | 0 | 0 | 0 | 0 | 0 | 0 | 0 | 0 | 0 | 0 | 0 | 0 | 0 | 0 | 0 | 0 | 0 | 0 | 0 | 0 | 0 | 0
Commercial_School_Existing_Miscellaneous_Natural Gas_Miscellaneous_Vintage_Baseline Forecast | Commercial | School | Existing | Miscellaneous | Natural Gas | Miscellaneous | Vintage |  | Baseline Forecast | 4170726.9641 | 3793835.197 | 3353180.4831 | 2856313.879 | 2432579.457 | 2070323.8108 | 1762756.5357 | 1501973.1022 | 1280503.8768 | 1091864.7907 | 931054.307 | 793948.2475 | 677019.0997 | 577286.5665 | 492216.2725 | 419666.2714 | 357799.0838 | 305045.7646 | 260064.6695 | 221711.5198 | 189008.7483 | 161124.7091 | 137351.1283 | 117082.5318 | 99802.5667 | 85070.2144 | 72510.2492 | 61802.6588 | 52674.5273 | 44893.1101 | 38259.9262 | 32605.7188 | 27787.1131
Commercial_School_New_Space Heating_Natural Gas_Furnace_E1_Baseline Forecast | Commercial | School | New | Space Heating | Natural Gas | Furnace | E1 |  | Baseline Forecast | 0 | 8022.965 | 46720.7049 | 71451.271 | 103346.3135 | 146631.3834 | 187088.8574 | 222946.7668 | 255196.5715 | 286335.0775 | 317067.4009 | 347494.405 | 377879.7206 | 408351.9785 | 439011.6714 | 469727.8487 | 500452.4205 | 531137.1897 | 561781.525 | 592384.7877 | 622994.5947 | 653610.9898 | 684190.8583 | 714733.7026 | 745239.0203 | 775749.4629 | 806265.0605 | 836785.8433 | 867311.8414 | 897843.0855 | 928379.6062 | 958921.4344 | 972677.8512
Commercial_School_New_Space Heating_Natural Gas_Furnace_E2_Baseline Forecast | Commercial | School | New | Space Heating | Natural Gas | Furnace | E2 |  | Baseline Forecast | 0 | 0 | 0 | 0 | 0 | 0 | 0 | 0 | 0 | 0 | 0 | 0 | 0 | 0 | 0 | 0 | 0 | 0 | 0 | 0 | 0 | 0 | 0 | 0 | 0 | 0 | 0 | 0 | 0 | 0 | 0 | 0 | 0
Commercial_School_New_Space Heating_Natural Gas_Furnace_E3_Baseline Forecast | Commercial | School | New | Space Heating | Natural Gas | Furnace | E3 |  | Baseline Forecast | 0 | 0 | 0 | 0 | 0 | 0 | 0 | 0 | 0 | 0 | 0 | 0 | 0 | 0 | 0 | 0 | 0 | 0 | 0 | 0 | 0 | 0 | 0 | 0 | 0 | 0 | 0 | 0 | 0 | 0 | 0 | 0 | 0
Commercial_School_New_Space Heating_Natural Gas_Furnace_E4_Baseline Forecast | Commercial | School | New | Space Heating | Natural Gas | Furnace | E4 |  | Baseline Forecast | 0 | 0 | 0 | 0 | 0 | 0 | 0 | 0 | 0 | 0 | 0 | 0 | 0 | 0 | 0 | 0 | 0 | 0 | 0 | 0 | 0 | 0 | 0 | 0 | 0 | 0 | 0 | 0 | 0 | 0 | 0 | 0 | 0
Commercial_School_New_Space Heating_Natural Gas_Furnace_E5_Baseline Forecast | Commercial | School | New | Space Heating | Natural Gas | Furnace | E5 |  | Baseline Forecast | 0 | 0 | 0 | 0 | 0 | 0 | 0 | 0 | 0 | 0 | 0 | 0 | 0 | 0 | 0 | 0 | 0 | 0 | 0 | 0 | 0 | 0 | 0 | 0 | 0 | 0 | 0 | 0 | 0 | 0 | 0 | 0 | 0
Commercial_School_New_Space Heating_Natural Gas_Furnace_E6_Baseline Forecast | Commercial | School | New | Space Heating | Natural Gas | Furnace | E6 |  | Baseline Forecast | 0 | 0 | 0 | 0 | 0 | 0 | 0 | 0 | 0 | 0 | 0 | 0 | 0 | 0 | 0 | 0 | 0 | 0 | 0 | 0 | 0 | 0 | 0 | 0 | 0 | 0 | 0 | 0 | 0 | 0 | 0 | 0 | 0
Commercial_School_New_Space Heating_Natural Gas_Furnace_E7_Baseline Forecast | Commercial | School | New | Space Heating | Natural Gas | Furnace | E7 |  | Baseline Forecast | 0 | 0 | 0 | 0 | 0 | 0 | 0 | 0 | 0 | 0 | 0 | 0 | 0 | 0 | 0 | 0 | 0 | 0 | 0 | 0 | 0 | 0 | 0 | 0 | 0 | 0 | 0 | 0 | 0 | 0 | 0 | 0 | 0
Commercial_School_New_Space Heating_Natural Gas_Furnace_E8_Baseline Forecast | Commercial | School | New | Space Heating | Natural Gas | Furnace | E8 |  | Baseline Forecast | 0 | 0 | 0 | 0 | 0 | 0 | 0 | 0 | 0 | 0 | 0 | 0 | 0 | 0 | 0 | 0 | 0 | 0 | 0 | 0 | 0 | 0 | 0 | 0 | 0 | 0 | 0 | 0 | 0 | 0 | 0 | 0 | 0
Commercial_School_New_Space Heating_Natural Gas_Furnace_E9_Baseline Forecast | Commercial | School | New | Space Heating | Natural Gas | Furnace | E9 |  | Baseline Forecast | 0 | 0 | 0 | 0 | 0 | 0 | 0 | 0 | 0 | 0 | 0 | 0 | 0 | 0 | 0 | 0 | 0 | 0 | 0 | 0 | 0 | 0 | 0 | 0 | 0 | 0 | 0 | 0 | 0 | 0 | 0 | 0 | 0
Commercial_School_New_Space Heating_Natural Gas_Furnace_E10_Baseline Forecast | Commercial | School | New | Space Heating | Natural Gas | Furnace | E10 |  | Baseline Forecast | 0 | 0 | 0 | 0 | 0 | 0 | 0 | 0 | 0 | 0 | 0 | 0 | 0 | 0 | 0 | 0 | 0 | 0 | 0 | 0 | 0 | 0 | 0 | 0 | 0 | 0 | 0 | 0 | 0 | 0 | 0 | 0 | 0
Commercial_School_New_Space Heating_Natural Gas_Furnace_Vintage_Baseline Forecast | Commercial | School | New | Space Heating | Natural Gas | Furnace | Vintage |  | Baseline Forecast | 0 | 0 | 0 | 0 | 0 | 0 | 0 | 0 | 0 | 0 | 0 | 0 | 0 | 0 | 0 | 0 | 0 | 0 | 0 | 0 | 0 | 0 | 0 | 0 | 0 | 0 | 0 | 0 | 0 | 0 | 0 | 0 | 0
Commercial_School_New_Space Heating_Natural Gas_Boiler_E1_Baseline Forecast | Commercial | School | New | Space Heating | Natural Gas | Boiler | E1 |  | Baseline Forecast | 0 | 19700.426 | 114722.8969 | 157360.3111 | 212349.8382 | 286976.656 | 356728.4792 | 418550.2964 | 466943.9027 | 513669.9097 | 559786.4047 | 605444.742 | 651040.522 | 696766.7664 | 742774.2733 | 788866.5396 | 834971.4028 | 881016.5388 | 927001 | 972923.8286 | 1018856.4772 | 1064799.0119 | 1109990.2556 | 1151829.8773 | 1193473.6845 | 1234852.798 | 1275760.6092 | 1316298.1615 | 1356593.319 | 1397397.4147 | 1438664.9432 | 1480354.5403 | 1497232.6422
Commercial_School_New_Space Heating_Natural Gas_Boiler_E2_Baseline Forecast | Commercial | School | New | Space Heating | Natural Gas | Boiler | E2 |  | Baseline Forecast | 0 | 0 | 0 | 0 | 0 | 0 | 0 | 0 | 0 | 0 | 0 | 0 | 0 | 0 | 0 | 0 | 0 | 0 | 0 | 0 | 0 | 0 | 0 | 0 | 0 | 0 | 0 | 0 | 0 | 0 | 0 | 0 | 0
Commercial_School_New_Space Heating_Natural Gas_Boiler_E3_Baseline Forecast | Commercial | School | New | Space Heating | Natural Gas | Boiler | E3 |  | Baseline Forecast | 0 | 0 | 0 | 18088.6 | 41417.4903 | 73077.3523 | 102669.0349 | 128896.4725 | 159692.4038 | 189427.1355 | 218773.996 | 247829.3015 | 276844.7979 | 305943.3171 | 335220.8214 | 364552.2636 | 393891.7221 | 423193.1722 | 452456.0112 | 481679.6293 | 510909.4967 | 540145.6551 | 570043.4133 | 603201.8804 | 636464.0152 | 670003.4281 | 704026.8015 | 738433.1657 | 773094.7313 | 807260.24 | 840975.2727 | 874281.2693 | 891182.1095
Commercial_School_New_Space Heating_Natural Gas_Boiler_E4_Baseline Forecast | Commercial | School | New | Space Heating | Natural Gas | Boiler | E4 |  | Baseline Forecast | 0 | 0 | 0 | 0 | 0 | 0 | 0 | 0 | 0 | 0 | 0 | 0 | 0 | 0 | 0 | 0 | 0 | 0 | 0 | 0 | 0 | 0 | 0 | 0 | 0 | 0 | 0 | 0 | 0 | 0 | 0 | 0 | 0
Commercial_School_New_Space Heating_Natural Gas_Boiler_E5_Baseline Forecast | Commercial | School | New | Space Heating | Natural Gas | Boiler | E5 |  | Baseline Forecast | 0 | 0 | 0 | 0 | 0 | 0 | 0 | 0 | 0 | 0 | 0 | 0 | 0 | 0 | 0 | 0 | 0 | 0 | 0 | 0 | 0 | 0 | 0 | 0 | 0 | 0 | 0 | 0 | 0 | 0 | 0 | 0 | 0
Commercial_School_New_Space Heating_Natural Gas_Boiler_E6_Baseline Forecast | Commercial | School | New | Space Heating | Natural Gas | Boiler | E6 |  | Baseline Forecast | 0 | 0 | 0 | 0 | 0 | 0 | 0 | 0 | 0 | 0 | 0 | 0 | 0 | 0 | 0 | 0 | 0 | 0 | 0 | 0 | 0 | 0 | 0 | 0 | 0 | 0 | 0 | 0 | 0 | 0 | 0 | 0 | 0
Commercial_School_New_Space Heating_Natural Gas_Boiler_E7_Baseline Forecast | Commercial | School | New | Space Heating | Natural Gas | Boiler | E7 |  | Baseline Forecast | 0 | 0 | 0 | 0 | 0 | 0 | 0 | 0 | 0 | 0 | 0 | 0 | 0 | 0 | 0 | 0 | 0 | 0 | 0 | 0 | 0 | 0 | 0 | 0 | 0 | 0 | 0 | 0 | 0 | 0 | 0 | 0 | 0
Commercial_School_New_Space Heating_Natural Gas_Boiler_E8_Baseline Forecast | Commercial | School | New | Space Heating | Natural Gas | Boiler | E8 |  | Baseline Forecast | 0 | 0 | 0 | 0 | 0 | 0 | 0 | 0 | 0 | 0 | 0 | 0 | 0 | 0 | 0 | 0 | 0 | 0 | 0 | 0 | 0 | 0 | 0 | 0 | 0 | 0 | 0 | 0 | 0 | 0 | 0 | 0 | 0
Commercial_School_New_Space Heating_Natural Gas_Boiler_E9_Baseline Forecast | Commercial | School | New | Space Heating | Natural Gas | Boiler | E9 |  | Baseline Forecast | 0 | 0 | 0 | 0 | 0 | 0 | 0 | 0 | 0 | 0 | 0 | 0 | 0 | 0 | 0 | 0 | 0 | 0 | 0 | 0 | 0 | 0 | 0 | 0 | 0 | 0 | 0 | 0 | 0 | 0 | 0 | 0 | 0
Commercial_School_New_Space Heating_Natural Gas_Boiler_E10_Baseline Forecast | Commercial | School | New | Space Heating | Natural Gas | Boiler | E10 |  | Baseline Forecast | 0 | 0 | 0 | 0 | 0 | 0 | 0 | 0 | 0 | 0 | 0 | 0 | 0 | 0 | 0 | 0 | 0 | 0 | 0 | 0 | 0 | 0 | 0 | 0 | 0 | 0 | 0 | 0 | 0 | 0 | 0 | 0 | 0
Commercial_School_New_Space Heating_Natural Gas_Boiler_Vintage_Baseline Forecast | Commercial | School | New | Space Heating | Natural Gas | Boiler | Vintage |  | Baseline Forecast | 0 | 0 | 0 | 0 | 0 | 0 | 0 | 0 | 0 | 0 | 0 | 0 | 0 | 0 | 0 | 0 | 0 | 0 | 0 | 0 | 0 | 0 | 0 | 0 | 0 | 0 | 0 | 0 | 0 | 0 | 0 | 0 | 0
Commercial_School_New_Space Heating_Natural Gas_Unit Heater_E1_Baseline Forecast | Commercial | School | New | Space Heating | Natural Gas | Unit Heater | E1 |  | Baseline Forecast | 0 | 1409.2744 | 8206.7284 | 12550.7776 | 18153.3033 | 25756.545 | 32863.1052 | 39161.7286 | 44826.5701 | 50296.2063 | 55694.4946 | 61039.1519 | 66376.4865 | 71729.0929 | 77114.6232 | 82510.0753 | 87907.0019 | 93296.937 | 98679.7697 | 104055.3877 | 109432.1553 | 114810.0802 | 120181.5889 | 125546.5942 | 130905.0077 | 136264.3215 | 141624.5407 | 146985.6708 | 152347.7169 | 157710.6846 | 163074.5791 | 168439.4058 | 170855.7901
Commercial_School_New_Space Heating_Natural Gas_Unit Heater_E2_Baseline Forecast | Commercial | School | New | Space Heating | Natural Gas | Unit Heater | E2 |  | Baseline Forecast | 0 | 0 | 0 | 0 | 0 | 0 | 0 | 0 | 0 | 0 | 0 | 0 | 0 | 0 | 0 | 0 | 0 | 0 | 0 | 0 | 0 | 0 | 0 | 0 | 0 | 0 | 0 | 0 | 0 | 0 | 0 | 0 | 0
Commercial_School_New_Space Heating_Natural Gas_Unit Heater_E3_Baseline Forecast | Commercial | School | New | Space Heating | Natural Gas | Unit Heater | E3 |  | Baseline Forecast | 0 | 0 | 0 | 0 | 0 | 0 | 0 | 0 | 0 | 0 | 0 | 0 | 0 | 0 | 0 | 0 | 0 | 0 | 0 | 0 | 0 | 0 | 0 | 0 | 0 | 0 | 0 | 0 | 0 | 0 | 0 | 0 | 0
Commercial_School_New_Space Heating_Natural Gas_Unit Heater_E4_Baseline Forecast | Commercial | School | New | Space Heating | Natural Gas | Unit Heater | E4 |  | Baseline Forecast | 0 | 0 | 0 | 0 | 0 | 0 | 0 | 0 | 0 | 0 | 0 | 0 | 0 | 0 | 0 | 0 | 0 | 0 | 0 | 0 | 0 | 0 | 0 | 0 | 0 | 0 | 0 | 0 | 0 | 0 | 0 | 0 | 0
Commercial_School_New_Space Heating_Natural Gas_Unit Heater_E5_Baseline Forecast | Commercial | School | New | Space Heating | Natural Gas | Unit Heater | E5 |  | Baseline Forecast | 0 | 0 | 0 | 0 | 0 | 0 | 0 | 0 | 0 | 0 | 0 | 0 | 0 | 0 | 0 | 0 | 0 | 0 | 0 | 0 | 0 | 0 | 0 | 0 | 0 | 0 | 0 | 0 | 0 | 0 | 0 | 0 | 0
Commercial_School_New_Space Heating_Natural Gas_Unit Heater_E6_Baseline Forecast | Commercial | School | New | Space Heating | Natural Gas | Unit Heater | E6 |  | Baseline Forecast | 0 | 0 | 0 | 0 | 0 | 0 | 0 | 0 | 0 | 0 | 0 | 0 | 0 | 0 | 0 | 0 | 0 | 0 | 0 | 0 | 0 | 0 | 0 | 0 | 0 | 0 | 0 | 0 | 0 | 0 | 0 | 0 | 0
Commercial_School_New_Space Heating_Natural Gas_Unit Heater_E7_Baseline Forecast | Commercial | School | New | Space Heating | Natural Gas | Unit Heater | E7 |  | Baseline Forecast | 0 | 0 | 0 | 0 | 0 | 0 | 0 | 0 | 0 | 0 | 0 | 0 | 0 | 0 | 0 | 0 | 0 | 0 | 0 | 0 | 0 | 0 | 0 | 0 | 0 | 0 | 0 | 0 | 0 | 0 | 0 | 0 | 0
Commercial_School_New_Space Heating_Natural Gas_Unit Heater_E8_Baseline Forecast | Commercial | School | New | Space Heating | Natural Gas | Unit Heater | E8 |  | Baseline Forecast | 0 | 0 | 0 | 0 | 0 | 0 | 0 | 0 | 0 | 0 | 0 | 0 | 0 | 0 | 0 | 0 | 0 | 0 | 0 | 0 | 0 | 0 | 0 | 0 | 0 | 0 | 0 | 0 | 0 | 0 | 0 | 0 | 0
Commercial_School_New_Space Heating_Natural Gas_Unit Heater_E9_Baseline Forecast | Commercial | School | New | Space Heating | Natural Gas | Unit Heater | E9 |  | Baseline Forecast | 0 | 0 | 0 | 0 | 0 | 0 | 0 | 0 | 0 | 0 | 0 | 0 | 0 | 0 | 0 | 0 | 0 | 0 | 0 | 0 | 0 | 0 | 0 | 0 | 0 | 0 | 0 | 0 | 0 | 0 | 0 | 0 | 0
Commercial_School_New_Space Heating_Natural Gas_Unit Heater_E10_Baseline Forecast | Commercial | School | New | Space Heating | Natural Gas | Unit Heater | E10 |  | Baseline Forecast | 0 | 0 | 0 | 0 | 0 | 0 | 0 | 0 | 0 | 0 | 0 | 0 | 0 | 0 | 0 | 0 | 0 | 0 | 0 | 0 | 0 | 0 | 0 | 0 | 0 | 0 | 0 | 0 | 0 | 0 | 0 | 0 | 0
Commercial_School_New_Space Heating_Natural Gas_Unit Heater_Vintage_Baseline Forecast | Commercial | School | New | Space Heating | Natural Gas | Unit Heater | Vintage |  | Baseline Forecast | 0 | 0 | 0 | 0 | 0 | 0 | 0 | 0 | 0 | 0 | 0 | 0 | 0 | 0 | 0 | 0 | 0 | 0 | 0 | 0 | 0 | 0 | 0 | 0 | 0 | 0 | 0 | 0 | 0 | 0 | 0 | 0 | 0
Commercial_School_New_Water Heating_Natural Gas_Water Heater_E1_Baseline Forecast | Commercial | School | New | Water Heating | Natural Gas | Water Heater | E1 |  | Baseline Forecast | 0 | 0 | 0 | 0 | 0 | 0 | 0 | 0 | 0 | 0 | 0 | 0 | 0 | 0 | 0 | 0 | 0 | 0 | 0 | 0 | 0 | 0 | 0 | 0 | 0 | 0 | 0 | 0 | 0 | 0 | 0 | 0 | 0
Commercial_School_New_Water Heating_Natural Gas_Water Heater_E2_Baseline Forecast | Commercial | School | New | Water Heating | Natural Gas | Water Heater | E2 |  | Baseline Forecast | 0 | 28806.706 | 167752.147 | 256548.0153 | 371068.1592 | 526484.5515 | 671748.3725 | 800497.3139 | 916291.2426 | 1028095.0188 | 1138440.3835 | 1247689.4901 | 1356788.9124 | 1466200.504 | 1576285.0871 | 1686572.4785 | 1796890.0112 | 1907064.6313 | 2017094.0719 | 2126976.0406 | 2236881.5064 | 2346810.6271 | 2456608.5979 | 2566273.6321 | 2675803.9257 | 2785352.6209 | 2894919.8251 | 3004505.6466 | 3114110.1943 | 3223733.5777 | 3333375.9068 | 3443037.2925 | 3492430.1357
Commercial_School_New_Water Heating_Natural Gas_Water Heater_E3_Baseline Forecast | Commercial | School | New | Water Heating | Natural Gas | Water Heater | E3 |  | Baseline Forecast | 0 | 0 | 0 | 0 | 0 | 0 | 0 | 0 | 0 | 0 | 0 | 0 | 0 | 0 | 0 | 0 | 0 | 0 | 0 | 0 | 0 | 0 | 0 | 0 | 0 | 0 | 0 | 0 | 0 | 0 | 0 | 0 | 0
Commercial_School_New_Water Heating_Natural Gas_Water Heater_E4_Baseline Forecast | Commercial | School | New | Water Heating | Natural Gas | Water Heater | E4 |  | Baseline Forecast | 0 | 0 | 0 | 0 | 0 | 0 | 0 | 0 | 0 | 0 | 0 | 0 | 0 | 0 | 0 | 0 | 0 | 0 | 0 | 0 | 0 | 0 | 0 | 0 | 0 | 0 | 0 | 0 | 0 | 0 | 0 | 0 | 0
Commercial_School_New_Water Heating_Natural Gas_Water Heater_E5_Baseline Forecast | Commercial | School | New | Water Heating | Natural Gas | Water Heater | E5 |  | Baseline Forecast | 0 | 0 | 0 | 0 | 0 | 0 | 0 | 0 | 0 | 0 | 0 | 0 | 0 | 0 | 0 | 0 | 0 | 0 | 0 | 0 | 0 | 0 | 0 | 0 | 0 | 0 | 0 | 0 | 0 | 0 | 0 | 0 | 0
Commercial_School_New_Water Heating_Natural Gas_Water Heater_E6_Baseline Forecast | Commercial | School | New | Water Heating | Natural Gas | Water Heater | E6 |  | Baseline Forecast | 0 | 0 | 0 | 0 | 0 | 0 | 0 | 0 | 0 | 0 | 0 | 0 | 0 | 0 | 0 | 0 | 0 | 0 | 0 | 0 | 0 | 0 | 0 | 0 | 0 | 0 | 0 | 0 | 0 | 0 | 0 | 0 | 0
Commercial_School_New_Water Heating_Natural Gas_Water Heater_E7_Baseline Forecast | Commercial | School | New | Water Heating | Natural Gas | Water Heater | E7 |  | Baseline Forecast | 0 | 0 | 0 | 0 | 0 | 0 | 0 | 0 | 0 | 0 | 0 | 0 | 0 | 0 | 0 | 0 | 0 | 0 | 0 | 0 | 0 | 0 | 0 | 0 | 0 | 0 | 0 | 0 | 0 | 0 | 0 | 0 | 0
Commercial_School_New_Water Heating_Natural Gas_Water Heater_E8_Baseline Forecast | Commercial | School | New | Water Heating | Natural Gas | Water Heater | E8 |  | Baseline Forecast | 0 | 0 | 0 | 0 | 0 | 0 | 0 | 0 | 0 | 0 | 0 | 0 | 0 | 0 | 0 | 0 | 0 | 0 | 0 | 0 | 0 | 0 | 0 | 0 | 0 | 0 | 0 | 0 | 0 | 0 | 0 | 0 | 0
Commercial_School_New_Water Heating_Natural Gas_Water Heater_E9_Baseline Forecast | Commercial | School | New | Water Heating | Natural Gas | Water Heater | E9 |  | Baseline Forecast | 0 | 0 | 0 | 0 | 0 | 0 | 0 | 0 | 0 | 0 | 0 | 0 | 0 | 0 | 0 | 0 | 0 | 0 | 0 | 0 | 0 | 0 | 0 | 0 | 0 | 0 | 0 | 0 | 0 | 0 | 0 | 0 | 0
Commercial_School_New_Water Heating_Natural Gas_Water Heater_E10_Baseline Forecast | Commercial | School | New | Water Heating | Natural Gas | Water Heater | E10 |  | Baseline Forecast | 0 | 0 | 0 | 0 | 0 | 0 | 0 | 0 | 0 | 0 | 0 | 0 | 0 | 0 | 0 | 0 | 0 | 0 | 0 | 0 | 0 | 0 | 0 | 0 | 0 | 0 | 0 | 0 | 0 | 0 | 0 | 0 | 0
Commercial_School_New_Water Heating_Natural Gas_Water Heater_Vintage_Baseline Forecast | Commercial | School | New | Water Heating | Natural Gas | Water Heater | Vintage |  | Baseline Forecast | 0 | 0 | 0 | 0 | 0 | 0 | 0 | 0 | 0 | 0 | 0 | 0 | 0 | 0 | 0 | 0 | 0 | 0 | 0 | 0 | 0 | 0 | 0 | 0 | 0 | 0 | 0 | 0 | 0 | 0 | 0 | 0 | 0
Commercial_School_New_Food Preparation_Natural Gas_Oven_E1_Baseline Forecast | Commercial | School | New | Food Preparation | Natural Gas | Oven | E1 |  | Baseline Forecast | 0 | 1132.0497 | 6592.3459 | 10081.8576 | 14582.2852 | 20689.859 | 26398.4557 | 31458.0485 | 36008.5335 | 40402.2129 | 44738.5795 | 49031.8653 | 53319.2687 | 57618.9398 | 61945.0581 | 66279.1465 | 70614.4194 | 74944.0761 | 79268.0275 | 83586.1835 | 87905.2629 | 92225.2719 | 96540.127 | 100849.7579 | 105154.0937 | 109459.1527 | 113764.9391 | 118071.4571 | 122378.711 | 126686.7051 | 130995.4437 | 135304.9312 | 137245.9776
Commercial_School_New_Food Preparation_Natural Gas_Oven_E2_Baseline Forecast | Commercial | School | New | Food Preparation | Natural Gas | Oven | E2 |  | Baseline Forecast | 0 | 1629.0471 | 9486.5465 | 14508.0389 | 20984.2641 | 29773.2117 | 37988.0216 | 45268.899 | 51817.1579 | 58139.7698 | 64379.9071 | 70558.05 | 76727.7281 | 82915.0596 | 89140.4495 | 95377.3084 | 101615.8718 | 107846.3534 | 114068.6249 | 120282.5567 | 126497.8173 | 132714.4157 | 138923.5973 | 145125.2613 | 151319.3056 | 157514.3905 | 163710.5221 | 169907.7065 | 176105.9499 | 182305.2585 | 188505.6385 | 194707.0961 | 197500.3093
Commercial_School_New_Food Preparation_Natural Gas_Oven_E3_Baseline Forecast | Commercial | School | New | Food Preparation | Natural Gas | Oven | E3 |  | Baseline Forecast | 0 | 0 | 0 | 0 | 0 | 0 | 0 | 0 | 0 | 0 | 0 | 0 | 0 | 0 | 0 | 0 | 0 | 0 | 0 | 0 | 0 | 0 | 0 | 0 | 0 | 0 | 0 | 0 | 0 | 0 | 0 | 0 | 0
Commercial_School_New_Food Preparation_Natural Gas_Oven_E4_Baseline Forecast | Commercial | School | New | Food Preparation | Natural Gas | Oven | E4 |  | Baseline Forecast | 0 | 0 | 0 | 0 | 0 | 0 | 0 | 0 | 0 | 0 | 0 | 0 | 0 | 0 | 0 | 0 | 0 | 0 | 0 | 0 | 0 | 0 | 0 | 0 | 0 | 0 | 0 | 0 | 0 | 0 | 0 | 0 | 0
Commercial_School_New_Food Preparation_Natural Gas_Oven_E5_Baseline Forecast | Commercial | School | New | Food Preparation | Natural Gas | Oven | E5 |  | Baseline Forecast | 0 | 0 | 0 | 0 | 0 | 0 | 0 | 0 | 0 | 0 | 0 | 0 | 0 | 0 | 0 | 0 | 0 | 0 | 0 | 0 | 0 | 0 | 0 | 0 | 0 | 0 | 0 | 0 | 0 | 0 | 0 | 0 | 0
Commercial_School_New_Food Preparation_Natural Gas_Oven_E6_Baseline Forecast | Commercial | School | New | Food Preparation | Natural Gas | Oven | E6 |  | Baseline Forecast | 0 | 0 | 0 | 0 | 0 | 0 | 0 | 0 | 0 | 0 | 0 | 0 | 0 | 0 | 0 | 0 | 0 | 0 | 0 | 0 | 0 | 0 | 0 | 0 | 0 | 0 | 0 | 0 | 0 | 0 | 0 | 0 | 0
Commercial_School_New_Food Preparation_Natural Gas_Oven_E7_Baseline Forecast | Commercial | School | New | Food Preparation | Natural Gas | Oven | E7 |  | Baseline Forecast | 0 | 0 | 0 | 0 | 0 | 0 | 0 | 0 | 0 | 0 | 0 | 0 | 0 | 0 | 0 | 0 | 0 | 0 | 0 | 0 | 0 | 0 | 0 | 0 | 0 | 0 | 0 | 0 | 0 | 0 | 0 | 0 | 0
Commercial_School_New_Food Preparation_Natural Gas_Oven_E8_Baseline Forecast | Commercial | School | New | Food Preparation | Natural Gas | Oven | E8 |  | Baseline Forecast | 0 | 0 | 0 | 0 | 0 | 0 | 0 | 0 | 0 | 0 | 0 | 0 | 0 | 0 | 0 | 0 | 0 | 0 | 0 | 0 | 0 | 0 | 0 | 0 | 0 | 0 | 0 | 0 | 0 | 0 | 0 | 0 | 0
Commercial_School_New_Food Preparation_Natural Gas_Oven_E9_Baseline Forecast | Commercial | School | New | Food Preparation | Natural Gas | Oven | E9 |  | Baseline Forecast | 0 | 0 | 0 | 0 | 0 | 0 | 0 | 0 | 0 | 0 | 0 | 0 | 0 | 0 | 0 | 0 | 0 | 0 | 0 | 0 | 0 | 0 | 0 | 0 | 0 | 0 | 0 | 0 | 0 | 0 | 0 | 0 | 0
Commercial_School_New_Food Preparation_Natural Gas_Oven_E10_Baseline Forecast | Commercial | School | New | Food Preparation | Natural Gas | Oven | E10 |  | Baseline Forecast | 0 | 0 | 0 | 0 | 0 | 0 | 0 | 0 | 0 | 0 | 0 | 0 | 0 | 0 | 0 | 0 | 0 | 0 | 0 | 0 | 0 | 0 | 0 | 0 | 0 | 0 | 0 | 0 | 0 | 0 | 0 | 0 | 0
Commercial_School_New_Food Preparation_Natural Gas_Oven_Vintage_Baseline Forecast | Commercial | School | New | Food Preparation | Natural Gas | Oven | Vintage |  | Baseline Forecast | 0 | 0 | 0 | 0 | 0 | 0 | 0 | 0 | 0 | 0 | 0 | 0 | 0 | 0 | 0 | 0 | 0 | 0 | 0 | 0 | 0 | 0 | 0 | 0 | 0 | 0 | 0 | 0 | 0 | 0 | 0 | 0 | 0
Commercial_School_New_Food Preparation_Natural Gas_Conveyor Oven_E1_Baseline Forecast | Commercial | School | New | Food Preparation | Natural Gas | Conveyor Oven | E1 |  | Baseline Forecast | 0 | 566.0249 | 3296.1729 | 5040.9288 | 7291.1426 | 10344.9295 | 13199.2278 | 15729.0242 | 18004.2667 | 20201.1065 | 22369.2898 | 24515.9326 | 26659.6343 | 28809.4699 | 30972.5291 | 33139.5733 | 35307.2097 | 37472.038 | 39634.0137 | 41793.0917 | 43952.6314 | 46112.6359 | 48270.0635 | 50424.8789 | 52577.0469 | 54729.5764 | 56882.4695 | 59035.7285 | 61189.3555 | 63343.3525 | 65497.7218 | 67652.4656 | 68622.9888
Commercial_School_New_Food Preparation_Natural Gas_Conveyor Oven_E2_Baseline Forecast | Commercial | School | New | Food Preparation | Natural Gas | Conveyor Oven | E2 |  | Baseline Forecast | 0 | 814.5236 | 4743.2733 | 7254.0195 | 10492.132 | 14886.6058 | 18994.0108 | 22634.4495 | 25908.579 | 29069.8849 | 32189.9536 | 35279.025 | 38363.864 | 41457.5298 | 44570.2248 | 47688.6542 | 50807.9359 | 53923.1767 | 57034.3124 | 60141.2784 | 63248.9087 | 66357.2078 | 69461.7987 | 72562.6307 | 75659.6528 | 78757.1952 | 81855.261 | 84953.8532 | 88052.975 | 91152.6292 | 94252.8192 | 97353.5481 | 98750.1546
Commercial_School_New_Food Preparation_Natural Gas_Conveyor Oven_E3_Baseline Forecast | Commercial | School | New | Food Preparation | Natural Gas | Conveyor Oven | E3 |  | Baseline Forecast | 0 | 0 | 0 | 0 | 0 | 0 | 0 | 0 | 0 | 0 | 0 | 0 | 0 | 0 | 0 | 0 | 0 | 0 | 0 | 0 | 0 | 0 | 0 | 0 | 0 | 0 | 0 | 0 | 0 | 0 | 0 | 0 | 0
Commercial_School_New_Food Preparation_Natural Gas_Conveyor Oven_E4_Baseline Forecast | Commercial | School | New | Food Preparation | Natural Gas | Conveyor Oven | E4 |  | Baseline Forecast | 0 | 0 | 0 | 0 | 0 | 0 | 0 | 0 | 0 | 0 | 0 | 0 | 0 | 0 | 0 | 0 | 0 | 0 | 0 | 0 | 0 | 0 | 0 | 0 | 0 | 0 | 0 | 0 | 0 | 0 | 0 | 0 | 0
Commercial_School_New_Food Preparation_Natural Gas_Conveyor Oven_E5_Baseline Forecast | Commercial | School | New | Food Preparation | Natural Gas | Conveyor Oven | E5 |  | Baseline Forecast | 0 | 0 | 0 | 0 | 0 | 0 | 0 | 0 | 0 | 0 | 0 | 0 | 0 | 0 | 0 | 0 | 0 | 0 | 0 | 0 | 0 | 0 | 0 | 0 | 0 | 0 | 0 | 0 | 0 | 0 | 0 | 0 | 0
Commercial_School_New_Food Preparation_Natural Gas_Conveyor Oven_E6_Baseline Forecast | Commercial | School | New | Food Preparation | Natural Gas | Conveyor Oven | E6 |  | Baseline Forecast | 0 | 0 | 0 | 0 | 0 | 0 | 0 | 0 | 0 | 0 | 0 | 0 | 0 | 0 | 0 | 0 | 0 | 0 | 0 | 0 | 0 | 0 | 0 | 0 | 0 | 0 | 0 | 0 | 0 | 0 | 0 | 0 | 0
Commercial_School_New_Food Preparation_Natural Gas_Conveyor Oven_E7_Baseline Forecast | Commercial | School | New | Food Preparation | Natural Gas | Conveyor Oven | E7 |  | Baseline Forecast | 0 | 0 | 0 | 0 | 0 | 0 | 0 | 0 | 0 | 0 | 0 | 0 | 0 | 0 | 0 | 0 | 0 | 0 | 0 | 0 | 0 | 0 | 0 | 0 | 0 | 0 | 0 | 0 | 0 | 0 | 0 | 0 | 0
Commercial_School_New_Food Preparation_Natural Gas_Conveyor Oven_E8_Baseline Forecast | Commercial | School | New | Food Preparation | Natural Gas | Conveyor Oven | E8 |  | Baseline Forecast | 0 | 0 | 0 | 0 | 0 | 0 | 0 | 0 | 0 | 0 | 0 | 0 | 0 | 0 | 0 | 0 | 0 | 0 | 0 | 0 | 0 | 0 | 0 | 0 | 0 | 0 | 0 | 0 | 0 | 0 | 0 | 0 | 0
Commercial_School_New_Food Preparation_Natural Gas_Conveyor Oven_E9_Baseline Forecast | Commercial | School | New | Food Preparation | Natural Gas | Conveyor Oven | E9 |  | Baseline Forecast | 0 | 0 | 0 | 0 | 0 | 0 | 0 | 0 | 0 | 0 | 0 | 0 | 0 | 0 | 0 | 0 | 0 | 0 | 0 | 0 | 0 | 0 | 0 | 0 | 0 | 0 | 0 | 0 | 0 | 0 | 0 | 0 | 0
Commercial_School_New_Food Preparation_Natural Gas_Conveyor Oven_E10_Baseline Forecast | Commercial | School | New | Food Preparation | Natural Gas | Conveyor Oven | E10 |  | Baseline Forecast | 0 | 0 | 0 | 0 | 0 | 0 | 0 | 0 | 0 | 0 | 0 | 0 | 0 | 0 | 0 | 0 | 0 | 0 | 0 | 0 | 0 | 0 | 0 | 0 | 0 | 0 | 0 | 0 | 0 | 0 | 0 | 0 | 0
Commercial_School_New_Food Preparation_Natural Gas_Conveyor Oven_Vintage_Baseline Forecast | Commercial | School | New | Food Preparation | Natural Gas | Conveyor Oven | Vintage |  | Baseline Forecast | 0 | 0 | 0 | 0 | 0 | 0 | 0 | 0 | 0 | 0 | 0 | 0 | 0 | 0 | 0 | 0 | 0 | 0 | 0 | 0 | 0 | 0 | 0 | 0 | 0 | 0 | 0 | 0 | 0 | 0 | 0 | 0 | 0
Commercial_School_New_Food Preparation_Natural Gas_Double Rack Oven_E1_Baseline Forecast | Commercial | School | New | Food Preparation | Natural Gas | Double Rack Oven | E1 |  | Baseline Forecast | 0 | 566.0249 | 3296.1729 | 5040.9288 | 7291.1426 | 10344.9295 | 13199.2278 | 15729.0242 | 18004.2667 | 20201.1065 | 22369.2898 | 24515.9326 | 26659.6343 | 28809.4699 | 30972.5291 | 33139.5733 | 35307.2097 | 37472.038 | 39634.0137 | 41793.0917 | 43952.6314 | 46112.6359 | 48270.0635 | 50424.8789 | 52577.0469 | 54729.5764 | 56882.4695 | 59035.7285 | 61189.3555 | 63343.3525 | 65497.7218 | 67652.4656 | 68622.9888
Commercial_School_New_Food Preparation_Natural Gas_Double Rack Oven_E2_Baseline Forecast | Commercial | School | New | Food Preparation | Natural Gas | Double Rack Oven | E2 |  | Baseline Forecast | 0 | 814.5236 | 4743.2733 | 7254.0195 | 10492.132 | 14886.6058 | 18994.0108 | 22634.4495 | 25908.579 | 29069.8849 | 32189.9536 | 35279.025 | 38363.864 | 41457.5298 | 44570.2248 | 47688.6542 | 50807.9359 | 53923.1767 | 57034.3124 | 60141.2784 | 63248.9087 | 66357.2078 | 69461.7987 | 72562.6307 | 75659.6528 | 78757.1952 | 81855.261 | 84953.8532 | 88052.975 | 91152.6292 | 94252.8192 | 97353.5481 | 98750.1546
Commercial_School_New_Food Preparation_Natural Gas_Double Rack Oven_E3_Baseline Forecast | Commercial | School | New | Food Preparation | Natural Gas | Double Rack Oven | E3 |  | Baseline Forecast | 0 | 0 | 0 | 0 | 0 | 0 | 0 | 0 | 0 | 0 | 0 | 0 | 0 | 0 | 0 | 0 | 0 | 0 | 0 | 0 | 0 | 0 | 0 | 0 | 0 | 0 | 0 | 0 | 0 | 0 | 0 | 0 | 0
Commercial_School_New_Food Preparation_Natural Gas_Double Rack Oven_E4_Baseline Forecast | Commercial | School | New | Food Preparation | Natural Gas | Double Rack Oven | E4 |  | Baseline Forecast | 0 | 0 | 0 | 0 | 0 | 0 | 0 | 0 | 0 | 0 | 0 | 0 | 0 | 0 | 0 | 0 | 0 | 0 | 0 | 0 | 0 | 0 | 0 | 0 | 0 | 0 | 0 | 0 | 0 | 0 | 0 | 0 | 0
Commercial_School_New_Food Preparation_Natural Gas_Double Rack Oven_E5_Baseline Forecast | Commercial | School | New | Food Preparation | Natural Gas | Double Rack Oven | E5 |  | Baseline Forecast | 0 | 0 | 0 | 0 | 0 | 0 | 0 | 0 | 0 | 0 | 0 | 0 | 0 | 0 | 0 | 0 | 0 | 0 | 0 | 0 | 0 | 0 | 0 | 0 | 0 | 0 | 0 | 0 | 0 | 0 | 0 | 0 | 0
Commercial_School_New_Food Preparation_Natural Gas_Double Rack Oven_E6_Baseline Forecast | Commercial | School | New | Food Preparation | Natural Gas | Double Rack Oven | E6 |  | Baseline Forecast | 0 | 0 | 0 | 0 | 0 | 0 | 0 | 0 | 0 | 0 | 0 | 0 | 0 | 0 | 0 | 0 | 0 | 0 | 0 | 0 | 0 | 0 | 0 | 0 | 0 | 0 | 0 | 0 | 0 | 0 | 0 | 0 | 0
Commercial_School_New_Food Preparation_Natural Gas_Double Rack Oven_E7_Baseline Forecast | Commercial | School | New | Food Preparation | Natural Gas | Double Rack Oven | E7 |  | Baseline Forecast | 0 | 0 | 0 | 0 | 0 | 0 | 0 | 0 | 0 | 0 | 0 | 0 | 0 | 0 | 0 | 0 | 0 | 0 | 0 | 0 | 0 | 0 | 0 | 0 | 0 | 0 | 0 | 0 | 0 | 0 | 0 | 0 | 0
Commercial_School_New_Food Preparation_Natural Gas_Double Rack Oven_E8_Baseline Forecast | Commercial | School | New | Food Preparation | Natural Gas | Double Rack Oven | E8 |  | Baseline Forecast | 0 | 0 | 0 | 0 | 0 | 0 | 0 | 0 | 0 | 0 | 0 | 0 | 0 | 0 | 0 | 0 | 0 | 0 | 0 | 0 | 0 | 0 | 0 | 0 | 0 | 0 | 0 | 0 | 0 | 0 | 0 | 0 | 0
Commercial_School_New_Food Preparation_Natural Gas_Double Rack Oven_E9_Baseline Forecast | Commercial | School | New | Food Preparation | Natural Gas | Double Rack Oven | E9 |  | Baseline Forecast | 0 | 0 | 0 | 0 | 0 | 0 | 0 | 0 | 0 | 0 | 0 | 0 | 0 | 0 | 0 | 0 | 0 | 0 | 0 | 0 | 0 | 0 | 0 | 0 | 0 | 0 | 0 | 0 | 0 | 0 | 0 | 0 | 0
Commercial_School_New_Food Preparation_Natural Gas_Double Rack Oven_E10_Baseline Forecast | Commercial | School | New | Food Preparation | Natural Gas | Double Rack Oven | E10 |  | Baseline Forecast | 0 | 0 | 0 | 0 | 0 | 0 | 0 | 0 | 0 | 0 | 0 | 0 | 0 | 0 | 0 | 0 | 0 | 0 | 0 | 0 | 0 | 0 | 0 | 0 | 0 | 0 | 0 | 0 | 0 | 0 | 0 | 0 | 0
Commercial_School_New_Food Preparation_Natural Gas_Double Rack Oven_Vintage_Baseline Forecast | Commercial | School | New | Food Preparation | Natural Gas | Double Rack Oven | Vintage |  | Baseline Forecast | 0 | 0 | 0 | 0 | 0 | 0 | 0 | 0 | 0 | 0 | 0 | 0 | 0 | 0 | 0 | 0 | 0 | 0 | 0 | 0 | 0 | 0 | 0 | 0 | 0 | 0 | 0 | 0 | 0 | 0 | 0 | 0 | 0
Commercial_School_New_Food Preparation_Natural Gas_Fryer_E1_Baseline Forecast | Commercial | School | New | Food Preparation | Natural Gas | Fryer | E1 |  | Baseline Forecast | 0 | 2644.1563 | 15397.904 | 15397.904 | 15397.904 | 15397.904 | 14736.8649 | 11052.6487 | 8289.4865 | 6217.1149 | 4035.3655 | 0 | 0 | 0 | 0 | 0 | 0 | 0 | 0 | 0 | 0 | 0 | 0 | 0 | 0 | 0 | 0 | 0 | 0 | 0 | 0 | 0 | 0
Commercial_School_New_Food Preparation_Natural Gas_Fryer_E2_Baseline Forecast | Commercial | School | New | Food Preparation | Natural Gas | Fryer | E2 |  | Baseline Forecast | 0 | 929.0279 | 5410.0744 | 16424.315 | 30629.3951 | 49907.2463 | 68586.8115 | 88241.048 | 105367.2905 | 121307.8039 | 137176.7938 | 154763.4198 | 168296.1135 | 181867.5286 | 195522.4217 | 209202.4711 | 222886.2592 | 236552.3204 | 250200.3736 | 263830.1344 | 277462.8097 | 291098.4192 | 304717.7609 | 318320.6131 | 331906.752 | 345495.1735 | 359085.8909 | 372678.9175 | 386274.267 | 399871.9528 | 413471.9887 | 427074.3883 | 433201.0772
Commercial_School_New_Food Preparation_Natural Gas_Fryer_E3_Baseline Forecast | Commercial | School | New | Food Preparation | Natural Gas | Fryer | E3 |  | Baseline Forecast | 0 | 0 | 0 | 0 | 0 | 0 | 0 | 0 | 0 | 0 | 0 | 0 | 0 | 0 | 0 | 0 | 0 | 0 | 0 | 0 | 0 | 0 | 0 | 0 | 0 | 0 | 0 | 0 | 0 | 0 | 0 | 0 | 0
Commercial_School_New_Food Preparation_Natural Gas_Fryer_E4_Baseline Forecast | Commercial | School | New | Food Preparation | Natural Gas | Fryer | E4 |  | Baseline Forecast | 0 | 0 | 0 | 0 | 0 | 0 | 0 | 0 | 0 | 0 | 0 | 0 | 0 | 0 | 0 | 0 | 0 | 0 | 0 | 0 | 0 | 0 | 0 | 0 | 0 | 0 | 0 | 0 | 0 | 0 | 0 | 0 | 0
Commercial_School_New_Food Preparation_Natural Gas_Fryer_E5_Baseline Forecast | Commercial | School | New | Food Preparation | Natural Gas | Fryer | E5 |  | Baseline Forecast | 0 | 0 | 0 | 0 | 0 | 0 | 0 | 0 | 0 | 0 | 0 | 0 | 0 | 0 | 0 | 0 | 0 | 0 | 0 | 0 | 0 | 0 | 0 | 0 | 0 | 0 | 0 | 0 | 0 | 0 | 0 | 0 | 0
Commercial_School_New_Food Preparation_Natural Gas_Fryer_E6_Baseline Forecast | Commercial | School | New | Food Preparation | Natural Gas | Fryer | E6 |  | Baseline Forecast | 0 | 0 | 0 | 0 | 0 | 0 | 0 | 0 | 0 | 0 | 0 | 0 | 0 | 0 | 0 | 0 | 0 | 0 | 0 | 0 | 0 | 0 | 0 | 0 | 0 | 0 | 0 | 0 | 0 | 0 | 0 | 0 | 0
Commercial_School_New_Food Preparation_Natural Gas_Fryer_E7_Baseline Forecast | Commercial | School | New | Food Preparation | Natural Gas | Fryer | E7 |  | Baseline Forecast | 0 | 0 | 0 | 0 | 0 | 0 | 0 | 0 | 0 | 0 | 0 | 0 | 0 | 0 | 0 | 0 | 0 | 0 | 0 | 0 | 0 | 0 | 0 | 0 | 0 | 0 | 0 | 0 | 0 | 0 | 0 | 0 | 0
Commercial_School_New_Food Preparation_Natural Gas_Fryer_E8_Baseline Forecast | Commercial | School | New | Food Preparation | Natural Gas | Fryer | E8 |  | Baseline Forecast | 0 | 0 | 0 | 0 | 0 | 0 | 0 | 0 | 0 | 0 | 0 | 0 | 0 | 0 | 0 | 0 | 0 | 0 | 0 | 0 | 0 | 0 | 0 | 0 | 0 | 0 | 0 | 0 | 0 | 0 | 0 | 0 | 0
Commercial_School_New_Food Preparation_Natural Gas_Fryer_E9_Baseline Forecast | Commercial | School | New | Food Preparation | Natural Gas | Fryer | E9 |  | Baseline Forecast | 0 | 0 | 0 | 0 | 0 | 0 | 0 | 0 | 0 | 0 | 0 | 0 | 0 | 0 | 0 | 0 | 0 | 0 | 0 | 0 | 0 | 0 | 0 | 0 | 0 | 0 | 0 | 0 | 0 | 0 | 0 | 0 | 0
Commercial_School_New_Food Preparation_Natural Gas_Fryer_E10_Baseline Forecast | Commercial | School | New | Food Preparation | Natural Gas | Fryer | E10 |  | Baseline Forecast | 0 | 0 | 0 | 0 | 0 | 0 | 0 | 0 | 0 | 0 | 0 | 0 | 0 | 0 | 0 | 0 | 0 | 0 | 0 | 0 | 0 | 0 | 0 | 0 | 0 | 0 | 0 | 0 | 0 | 0 | 0 | 0 | 0
Commercial_School_New_Food Preparation_Natural Gas_Fryer_Vintage_Baseline Forecast | Commercial | School | New | Food Preparation | Natural Gas | Fryer | Vintage |  | Baseline Forecast | 0 | 0 | 0 | 0 | 0 | 0 | 0 | 0 | 0 | 0 | 0 | 0 | 0 | 0 | 0 | 0 | 0 | 0 | 0 | 0 | 0 | 0 | 0 | 0 | 0 | 0 | 0 | 0 | 0 | 0 | 0 | 0 | 0
Commercial_School_New_Food Preparation_Natural Gas_Broiler_E1_Baseline Forecast | Commercial | School | New | Food Preparation | Natural Gas | Broiler | E1 |  | Baseline Forecast | 0 | 4086.4233 | 23796.7607 | 36393.0468 | 52638.4929 | 74685.3446 | 95291.9863 | 113555.8822 | 129982.0232 | 145842.1345 | 161495.3603 | 176993.0746 | 192469.5552 | 207990.3191 | 223606.5513 | 239251.5533 | 254900.831 | 270529.8356 | 286138.2455 | 301725.7355 | 317316.5587 | 332910.7376 | 348486.312 | 364043.0284 | 379580.631 | 395120.8439 | 410663.6825 | 426209.1621 | 441757.2981 | 457308.106 | 472861.6016 | 488417.8005 | 495424.5047
Commercial_School_New_Food Preparation_Natural Gas_Broiler_E2_Baseline Forecast | Commercial | School | New | Food Preparation | Natural Gas | Broiler | E2 |  | Baseline Forecast | 0 | 1435.7704 | 8361.024 | 12786.7462 | 18494.6056 | 26240.7967 | 33480.9682 | 39898.0127 | 45669.3595 | 51241.831 | 56741.6131 | 62186.7559 | 67624.4383 | 73077.6797 | 78564.464 | 84061.3566 | 89559.7514 | 95051.0233 | 100535.0592 | 106011.7449 | 111489.6017 | 116968.6375 | 122441.1366 | 127907.01 | 133366.1676 | 138826.2425 | 144287.2398 | 149749.1651 | 155212.0236 | 160675.821 | 166140.5627 | 171606.2542 | 174068.0692
Commercial_School_New_Food Preparation_Natural Gas_Broiler_E3_Baseline Forecast | Commercial | School | New | Food Preparation | Natural Gas | Broiler | E3 |  | Baseline Forecast | 0 | 0 | 0 | 0 | 0 | 0 | 0 | 0 | 0 | 0 | 0 | 0 | 0 | 0 | 0 | 0 | 0 | 0 | 0 | 0 | 0 | 0 | 0 | 0 | 0 | 0 | 0 | 0 | 0 | 0 | 0 | 0 | 0
Commercial_School_New_Food Preparation_Natural Gas_Broiler_E4_Baseline Forecast | Commercial | School | New | Food Preparation | Natural Gas | Broiler | E4 |  | Baseline Forecast | 0 | 0 | 0 | 0 | 0 | 0 | 0 | 0 | 0 | 0 | 0 | 0 | 0 | 0 | 0 | 0 | 0 | 0 | 0 | 0 | 0 | 0 | 0 | 0 | 0 | 0 | 0 | 0 | 0 | 0 | 0 | 0 | 0
Commercial_School_New_Food Preparation_Natural Gas_Broiler_E5_Baseline Forecast | Commercial | School | New | Food Preparation | Natural Gas | Broiler | E5 |  | Baseline Forecast | 0 | 0 | 0 | 0 | 0 | 0 | 0 | 0 | 0 | 0 | 0 | 0 | 0 | 0 | 0 | 0 | 0 | 0 | 0 | 0 | 0 | 0 | 0 | 0 | 0 | 0 | 0 | 0 | 0 | 0 | 0 | 0 | 0
Commercial_School_New_Food Preparation_Natural Gas_Broiler_E6_Baseline Forecast | Commercial | School | New | Food Preparation | Natural Gas | Broiler | E6 |  | Baseline Forecast | 0 | 0 | 0 | 0 | 0 | 0 | 0 | 0 | 0 | 0 | 0 | 0 | 0 | 0 | 0 | 0 | 0 | 0 | 0 | 0 | 0 | 0 | 0 | 0 | 0 | 0 | 0 | 0 | 0 | 0 | 0 | 0 | 0
Commercial_School_New_Food Preparation_Natural Gas_Broiler_E7_Baseline Forecast | Commercial | School | New | Food Preparation | Natural Gas | Broiler | E7 |  | Baseline Forecast | 0 | 0 | 0 | 0 | 0 | 0 | 0 | 0 | 0 | 0 | 0 | 0 | 0 | 0 | 0 | 0 | 0 | 0 | 0 | 0 | 0 | 0 | 0 | 0 | 0 | 0 | 0 | 0 | 0 | 0 | 0 | 0 | 0
Commercial_School_New_Food Preparation_Natural Gas_Broiler_E8_Baseline Forecast | Commercial | School | New | Food Preparation | Natural Gas | Broiler | E8 |  | Baseline Forecast | 0 | 0 | 0 | 0 | 0 | 0 | 0 | 0 | 0 | 0 | 0 | 0 | 0 | 0 | 0 | 0 | 0 | 0 | 0 | 0 | 0 | 0 | 0 | 0 | 0 | 0 | 0 | 0 | 0 | 0 | 0 | 0 | 0
Commercial_School_New_Food Preparation_Natural Gas_Broiler_E9_Baseline Forecast | Commercial | School | New | Food Preparation | Natural Gas | Broiler | E9 |  | Baseline Forecast | 0 | 0 | 0 | 0 | 0 | 0 | 0 | 0 | 0 | 0 | 0 | 0 | 0 | 0 | 0 | 0 | 0 | 0 | 0 | 0 | 0 | 0 | 0 | 0 | 0 | 0 | 0 | 0 | 0 | 0 | 0 | 0 | 0
Commercial_School_New_Food Preparation_Natural Gas_Broiler_E10_Baseline Forecast | Commercial | School | New | Food Preparation | Natural Gas | Broiler | E10 |  | Baseline Forecast | 0 | 0 | 0 | 0 | 0 | 0 | 0 | 0 | 0 | 0 | 0 | 0 | 0 | 0 | 0 | 0 | 0 | 0 | 0 | 0 | 0 | 0 | 0 | 0 | 0 | 0 | 0 | 0 | 0 | 0 | 0 | 0 | 0
Commercial_School_New_Food Preparation_Natural Gas_Broiler_Vintage_Baseline Forecast | Commercial | School | New | Food Preparation | Natural Gas | Broiler | Vintage |  | Baseline Forecast | 0 | 0 | 0 | 0 | 0 | 0 | 0 | 0 | 0 | 0 | 0 | 0 | 0 | 0 | 0 | 0 | 0 | 0 | 0 | 0 | 0 | 0 | 0 | 0 | 0 | 0 | 0 | 0 | 0 | 0 | 0 | 0 | 0
Commercial_School_New_Food Preparation_Natural Gas_Griddle_E1_Baseline Forecast | Commercial | School | New | Food Preparation | Natural Gas | Griddle | E1 |  | Baseline Forecast | 0 | 5535.1871 | 32233.4502 | 49295.5101 | 71300.4705 | 101163.6146 | 129075.9497 | 153814.9629 | 176064.6801 | 197547.6925 | 218750.4721 | 239742.6066 | 260705.9794 | 281729.3353 | 302882.006 | 324073.6461 | 345271.0779 | 366441.0491 | 387583.1242 | 408696.8627 | 429815.1161 | 450937.9148 | 472035.5132 | 493107.5679 | 514153.7322 | 535203.4324 | 556256.6892 | 577313.5232 | 598373.9554 | 619438.0069 | 640505.6988 | 661577.0524 | 671067.8505
Commercial_School_New_Food Preparation_Natural Gas_Griddle_E2_Baseline Forecast | Commercial | School | New | Food Preparation | Natural Gas | Griddle | E2 |  | Baseline Forecast | 0 | 2260.8511 | 13165.7754 | 20134.7858 | 29122.7274 | 41320.3496 | 52721.1625 | 62825.8299 | 71913.7426 | 80688.4941 | 89348.7844 | 97923.0365 | 106485.5409 | 115072.5454 | 123712.3686 | 132368.109 | 141026.2149 | 149673.1046 | 158308.6 | 166932.5214 | 175558.2869 | 184185.9089 | 192803.2378 | 201410.1333 | 210006.454 | 218604.2189 | 227203.4364 | 235804.1151 | 244406.2635 | 253009.8901 | 261615.0037 | 270221.613 | 274098.1361
Commercial_School_New_Food Preparation_Natural Gas_Griddle_E3_Baseline Forecast | Commercial | School | New | Food Preparation | Natural Gas | Griddle | E3 |  | Baseline Forecast | 0 | 0 | 0 | 0 | 0 | 0 | 0 | 0 | 0 | 0 | 0 | 0 | 0 | 0 | 0 | 0 | 0 | 0 | 0 | 0 | 0 | 0 | 0 | 0 | 0 | 0 | 0 | 0 | 0 | 0 | 0 | 0 | 0
Commercial_School_New_Food Preparation_Natural Gas_Griddle_E4_Baseline Forecast | Commercial | School | New | Food Preparation | Natural Gas | Griddle | E4 |  | Baseline Forecast | 0 | 0 | 0 | 0 | 0 | 0 | 0 | 0 | 0 | 0 | 0 | 0 | 0 | 0 | 0 | 0 | 0 | 0 | 0 | 0 | 0 | 0 | 0 | 0 | 0 | 0 | 0 | 0 | 0 | 0 | 0 | 0 | 0
Commercial_School_New_Food Preparation_Natural Gas_Griddle_E5_Baseline Forecast | Commercial | School | New | Food Preparation | Natural Gas | Griddle | E5 |  | Baseline Forecast | 0 | 0 | 0 | 0 | 0 | 0 | 0 | 0 | 0 | 0 | 0 | 0 | 0 | 0 | 0 | 0 | 0 | 0 | 0 | 0 | 0 | 0 | 0 | 0 | 0 | 0 | 0 | 0 | 0 | 0 | 0 | 0 | 0
Commercial_School_New_Food Preparation_Natural Gas_Griddle_E6_Baseline Forecast | Commercial | School | New | Food Preparation | Natural Gas | Griddle | E6 |  | Baseline Forecast | 0 | 0 | 0 | 0 | 0 | 0 | 0 | 0 | 0 | 0 | 0 | 0 | 0 | 0 | 0 | 0 | 0 | 0 | 0 | 0 | 0 | 0 | 0 | 0 | 0 | 0 | 0 | 0 | 0 | 0 | 0 | 0 | 0
Commercial_School_New_Food Preparation_Natural Gas_Griddle_E7_Baseline Forecast | Commercial | School | New | Food Preparation | Natural Gas | Griddle | E7 |  | Baseline Forecast | 0 | 0 | 0 | 0 | 0 | 0 | 0 | 0 | 0 | 0 | 0 | 0 | 0 | 0 | 0 | 0 | 0 | 0 | 0 | 0 | 0 | 0 | 0 | 0 | 0 | 0 | 0 | 0 | 0 | 0 | 0 | 0 | 0
Commercial_School_New_Food Preparation_Natural Gas_Griddle_E8_Baseline Forecast | Commercial | School | New | Food Preparation | Natural Gas | Griddle | E8 |  | Baseline Forecast | 0 | 0 | 0 | 0 | 0 | 0 | 0 | 0 | 0 | 0 | 0 | 0 | 0 | 0 | 0 | 0 | 0 | 0 | 0 | 0 | 0 | 0 | 0 | 0 | 0 | 0 | 0 | 0 | 0 | 0 | 0 | 0 | 0
Commercial_School_New_Food Preparation_Natural Gas_Griddle_E9_Baseline Forecast | Commercial | School | New | Food Preparation | Natural Gas | Griddle | E9 |  | Baseline Forecast | 0 | 0 | 0 | 0 | 0 | 0 | 0 | 0 | 0 | 0 | 0 | 0 | 0 | 0 | 0 | 0 | 0 | 0 | 0 | 0 | 0 | 0 | 0 | 0 | 0 | 0 | 0 | 0 | 0 | 0 | 0 | 0 | 0
Commercial_School_New_Food Preparation_Natural Gas_Griddle_E10_Baseline Forecast | Commercial | School | New | Food Preparation | Natural Gas | Griddle | E10 |  | Baseline Forecast | 0 | 0 | 0 | 0 | 0 | 0 | 0 | 0 | 0 | 0 | 0 | 0 | 0 | 0 | 0 | 0 | 0 | 0 | 0 | 0 | 0 | 0 | 0 | 0 | 0 | 0 | 0 | 0 | 0 | 0 | 0 | 0 | 0
Commercial_School_New_Food Preparation_Natural Gas_Griddle_Vintage_Baseline Forecast | Commercial | School | New | Food Preparation | Natural Gas | Griddle | Vintage |  | Baseline Forecast | 0 | 0 | 0 | 0 | 0 | 0 | 0 | 0 | 0 | 0 | 0 | 0 | 0 | 0 | 0 | 0 | 0 | 0 | 0 | 0 | 0 | 0 | 0 | 0 | 0 | 0 | 0 | 0 | 0 | 0 | 0 | 0 | 0
Commercial_School_New_Food Preparation_Natural Gas_Range_E1_Baseline Forecast | Commercial | School | New | Food Preparation | Natural Gas | Range | E1 |  | Baseline Forecast | 0 | 3951.0755 | 23008.5797 | 35187.6597 | 50895.0346 | 72211.6647 | 92135.7865 | 109794.7574 | 125676.8423 | 141011.6451 | 156146.4149 | 171130.8239 | 186094.7024 | 201101.3976 | 216200.399 | 231327.2173 | 246458.1696 | 261569.5204 | 276660.9586 | 291732.1698 | 306806.6038 | 321884.2823 | 336943.9725 | 351985.4294 | 367008.4055 | 382033.9055 | 397061.9442 | 412092.5364 | 427125.6971 | 442161.4412 | 457199.7838 | 472240.7403 | 479015.3729
Commercial_School_New_Food Preparation_Natural Gas_Range_E2_Baseline Forecast | Commercial | School | New | Food Preparation | Natural Gas | Range | E2 |  | Baseline Forecast | 0 | 5685.694 | 33109.9074 | 50635.9006 | 73239.1962 | 103914.3467 | 132585.6439 | 157997.3338 | 180852.0413 | 202919.1966 | 224698.4995 | 246261.4295 | 267794.8157 | 289389.816 | 311117.6473 | 332885.5078 | 354659.3173 | 376404.9196 | 398121.8672 | 419809.7077 | 441502.186 | 463199.3331 | 484870.5946 | 506515.6179 | 528134.0469 | 549756.1079 | 571381.8221 | 593011.2109 | 614644.2958 | 636281.0983 | 657921.6402 | 679565.9433 | 689314.805
Commercial_School_New_Food Preparation_Natural Gas_Range_E3_Baseline Forecast | Commercial | School | New | Food Preparation | Natural Gas | Range | E3 |  | Baseline Forecast | 0 | 0 | 0 | 0 | 0 | 0 | 0 | 0 | 0 | 0 | 0 | 0 | 0 | 0 | 0 | 0 | 0 | 0 | 0 | 0 | 0 | 0 | 0 | 0 | 0 | 0 | 0 | 0 | 0 | 0 | 0 | 0 | 0
Commercial_School_New_Food Preparation_Natural Gas_Range_E4_Baseline Forecast | Commercial | School | New | Food Preparation | Natural Gas | Range | E4 |  | Baseline Forecast | 0 | 0 | 0 | 0 | 0 | 0 | 0 | 0 | 0 | 0 | 0 | 0 | 0 | 0 | 0 | 0 | 0 | 0 | 0 | 0 | 0 | 0 | 0 | 0 | 0 | 0 | 0 | 0 | 0 | 0 | 0 | 0 | 0
Commercial_School_New_Food Preparation_Natural Gas_Range_E5_Baseline Forecast | Commercial | School | New | Food Preparation | Natural Gas | Range | E5 |  | Baseline Forecast | 0 | 0 | 0 | 0 | 0 | 0 | 0 | 0 | 0 | 0 | 0 | 0 | 0 | 0 | 0 | 0 | 0 | 0 | 0 | 0 | 0 | 0 | 0 | 0 | 0 | 0 | 0 | 0 | 0 | 0 | 0 | 0 | 0
Commercial_School_New_Food Preparation_Natural Gas_Range_E6_Baseline Forecast | Commercial | School | New | Food Preparation | Natural Gas | Range | E6 |  | Baseline Forecast | 0 | 0 | 0 | 0 | 0 | 0 | 0 | 0 | 0 | 0 | 0 | 0 | 0 | 0 | 0 | 0 | 0 | 0 | 0 | 0 | 0 | 0 | 0 | 0 | 0 | 0 | 0 | 0 | 0 | 0 | 0 | 0 | 0
Commercial_School_New_Food Preparation_Natural Gas_Range_E7_Baseline Forecast | Commercial | School | New | Food Preparation | Natural Gas | Range | E7 |  | Baseline Forecast | 0 | 0 | 0 | 0 | 0 | 0 | 0 | 0 | 0 | 0 | 0 | 0 | 0 | 0 | 0 | 0 | 0 | 0 | 0 | 0 | 0 | 0 | 0 | 0 | 0 | 0 | 0 | 0 | 0 | 0 | 0 | 0 | 0
Commercial_School_New_Food Preparation_Natural Gas_Range_E8_Baseline Forecast | Commercial | School | New | Food Preparation | Natural Gas | Range | E8 |  | Baseline Forecast | 0 | 0 | 0 | 0 | 0 | 0 | 0 | 0 | 0 | 0 | 0 | 0 | 0 | 0 | 0 | 0 | 0 | 0 | 0 | 0 | 0 | 0 | 0 | 0 | 0 | 0 | 0 | 0 | 0 | 0 | 0 | 0 | 0
Commercial_School_New_Food Preparation_Natural Gas_Range_E9_Baseline Forecast | Commercial | School | New | Food Preparation | Natural Gas | Range | E9 |  | Baseline Forecast | 0 | 0 | 0 | 0 | 0 | 0 | 0 | 0 | 0 | 0 | 0 | 0 | 0 | 0 | 0 | 0 | 0 | 0 | 0 | 0 | 0 | 0 | 0 | 0 | 0 | 0 | 0 | 0 | 0 | 0 | 0 | 0 | 0
Commercial_School_New_Food Preparation_Natural Gas_Range_E10_Baseline Forecast | Commercial | School | New | Food Preparation | Natural Gas | Range | E10 |  | Baseline Forecast | 0 | 0 | 0 | 0 | 0 | 0 | 0 | 0 | 0 | 0 | 0 | 0 | 0 | 0 | 0 | 0 | 0 | 0 | 0 | 0 | 0 | 0 | 0 | 0 | 0 | 0 | 0 | 0 | 0 | 0 | 0 | 0 | 0
Commercial_School_New_Food Preparation_Natural Gas_Range_Vintage_Baseline Forecast | Commercial | School | New | Food Preparation | Natural Gas | Range | Vintage |  | Baseline Forecast | 0 | 0 | 0 | 0 | 0 | 0 | 0 | 0 | 0 | 0 | 0 | 0 | 0 | 0 | 0 | 0 | 0 | 0 | 0 | 0 | 0 | 0 | 0 | 0 | 0 | 0 | 0 | 0 | 0 | 0 | 0 | 0 | 0
Commercial_School_New_Food Preparation_Natural Gas_Steamer_E1_Baseline Forecast | Commercial | School | New | Food Preparation | Natural Gas | Steamer | E1 |  | Baseline Forecast | 0 | 1732.4529 | 10088.7168 | 10088.7168 | 10088.7168 | 10088.7168 | 10088.7168 | 10088.7168 | 10088.7168 | 10088.7168 | 9896.222 | 8796.6418 | 7819.2372 | 6950.433 | 6178.1627 | 5491.7002 | 4881.5113 | 4339.1211 | 3856.9966 | 2894.9392 | 0 | 0 | 0 | 0 | 0 | 0 | 0 | 0 | 0 | 0 | 0 | 0 | 0
Commercial_School_New_Food Preparation_Natural Gas_Steamer_E2_Baseline Forecast | Commercial | School | New | Food Preparation | Natural Gas | Steamer | E2 |  | Baseline Forecast | 0 | 1732.4529 | 10088.7168 | 20769.1925 | 34543.8156 | 53237.4895 | 70709.9997 | 86196.08 | 100123.9155 | 113571.8106 | 127036.7809 | 141276.9774 | 155376.9941 | 169405.9584 | 183419.3371 | 197371.3021 | 211250.6189 | 225044.9472 | 238761.5476 | 252940.3426 | 269054.8458 | 282277.255 | 295483.8893 | 308674.5339 | 321848.9717 | 335025.6228 | 348204.5003 | 361385.617 | 374568.9862 | 387754.6209 | 400942.5345 | 414132.7402 | 420073.7718
Commercial_School_New_Food Preparation_Natural Gas_Steamer_E3_Baseline Forecast | Commercial | School | New | Food Preparation | Natural Gas | Steamer | E3 |  | Baseline Forecast | 0 | 0 | 0 | 0 | 0 | 0 | 0 | 0 | 0 | 0 | 0 | 0 | 0 | 0 | 0 | 0 | 0 | 0 | 0 | 0 | 0 | 0 | 0 | 0 | 0 | 0 | 0 | 0 | 0 | 0 | 0 | 0 | 0
Commercial_School_New_Food Preparation_Natural Gas_Steamer_E4_Baseline Forecast | Commercial | School | New | Food Preparation | Natural Gas | Steamer | E4 |  | Baseline Forecast | 0 | 0 | 0 | 0 | 0 | 0 | 0 | 0 | 0 | 0 | 0 | 0 | 0 | 0 | 0 | 0 | 0 | 0 | 0 | 0 | 0 | 0 | 0 | 0 | 0 | 0 | 0 | 0 | 0 | 0 | 0 | 0 | 0
Commercial_School_New_Food Preparation_Natural Gas_Steamer_E5_Baseline Forecast | Commercial | School | New | Food Preparation | Natural Gas | Steamer | E5 |  | Baseline Forecast | 0 | 0 | 0 | 0 | 0 | 0 | 0 | 0 | 0 | 0 | 0 | 0 | 0 | 0 | 0 | 0 | 0 | 0 | 0 | 0 | 0 | 0 | 0 | 0 | 0 | 0 | 0 | 0 | 0 | 0 | 0 | 0 | 0
Commercial_School_New_Food Preparation_Natural Gas_Steamer_E6_Baseline Forecast | Commercial | School | New | Food Preparation | Natural Gas | Steamer | E6 |  | Baseline Forecast | 0 | 0 | 0 | 0 | 0 | 0 | 0 | 0 | 0 | 0 | 0 | 0 | 0 | 0 | 0 | 0 | 0 | 0 | 0 | 0 | 0 | 0 | 0 | 0 | 0 | 0 | 0 | 0 | 0 | 0 | 0 | 0 | 0
Commercial_School_New_Food Preparation_Natural Gas_Steamer_E7_Baseline Forecast | Commercial | School | New | Food Preparation | Natural Gas | Steamer | E7 |  | Baseline Forecast | 0 | 0 | 0 | 0 | 0 | 0 | 0 | 0 | 0 | 0 | 0 | 0 | 0 | 0 | 0 | 0 | 0 | 0 | 0 | 0 | 0 | 0 | 0 | 0 | 0 | 0 | 0 | 0 | 0 | 0 | 0 | 0 | 0
Commercial_School_New_Food Preparation_Natural Gas_Steamer_E8_Baseline Forecast | Commercial | School | New | Food Preparation | Natural Gas | Steamer | E8 |  | Baseline Forecast | 0 | 0 | 0 | 0 | 0 | 0 | 0 | 0 | 0 | 0 | 0 | 0 | 0 | 0 | 0 | 0 | 0 | 0 | 0 | 0 | 0 | 0 | 0 | 0 | 0 | 0 | 0 | 0 | 0 | 0 | 0 | 0 | 0
Commercial_School_New_Food Preparation_Natural Gas_Steamer_E9_Baseline Forecast | Commercial | School | New | Food Preparation | Natural Gas | Steamer | E9 |  | Baseline Forecast | 0 | 0 | 0 | 0 | 0 | 0 | 0 | 0 | 0 | 0 | 0 | 0 | 0 | 0 | 0 | 0 | 0 | 0 | 0 | 0 | 0 | 0 | 0 | 0 | 0 | 0 | 0 | 0 | 0 | 0 | 0 | 0 | 0
Commercial_School_New_Food Preparation_Natural Gas_Steamer_E10_Baseline Forecast | Commercial | School | New | Food Preparation | Natural Gas | Steamer | E10 |  | Baseline Forecast | 0 | 0 | 0 | 0 | 0 | 0 | 0 | 0 | 0 | 0 | 0 | 0 | 0 | 0 | 0 | 0 | 0 | 0 | 0 | 0 | 0 | 0 | 0 | 0 | 0 | 0 | 0 | 0 | 0 | 0 | 0 | 0 | 0
Commercial_School_New_Food Preparation_Natural Gas_Steamer_Vintage_Baseline Forecast | Commercial | School | New | Food Preparation | Natural Gas | Steamer | Vintage |  | Baseline Forecast | 0 | 0 | 0 | 0 | 0 | 0 | 0 | 0 | 0 | 0 | 0 | 0 | 0 | 0 | 0 | 0 | 0 | 0 | 0 | 0 | 0 | 0 | 0 | 0 | 0 | 0 | 0 | 0 | 0 | 0 | 0 | 0 | 0
Commercial_School_New_Food Preparation_Natural Gas_Food Prep Other_E1_Baseline Forecast | Commercial | School | New | Food Preparation | Natural Gas | Food Prep Other | E1 |  | Baseline Forecast | 0 | 320.5038 | 1866.4126 | 2854.3566 | 4128.5092 | 5857.6741 | 7473.8813 | 8906.3437 | 10194.6685 | 11438.5988 | 12666.3028 | 13881.8098 | 15095.6514 | 16312.9662 | 17537.7687 | 18764.8277 | 19992.222 | 21218.0263 | 22442.2153 | 23664.7636 | 24887.5732 | 26110.6461 | 27332.2598 | 28552.3944 | 29771.0299 | 30989.8701 | 32208.9163 | 33428.1696 | 34647.6312 | 35867.3024 | 37087.1844 | 38307.2785 | 38856.8239
Commercial_School_New_Food Preparation_Natural Gas_Food Prep Other_E2_Baseline Forecast | Commercial | School | New | Food Preparation | Natural Gas | Food Prep Other | E2 |  | Baseline Forecast | 0 | 112.6094 | 655.7666 | 1002.8821 | 1450.5573 | 2058.1017 | 2625.9583 | 3129.2559 | 3581.9105 | 4018.9671 | 4450.3226 | 4877.3926 | 5303.8775 | 5731.5827 | 6161.9187 | 6593.0476 | 7024.2942 | 7454.9822 | 7885.1027 | 8314.6467 | 8744.2825 | 9174.0108 | 9603.2264 | 10031.9224 | 10460.0916 | 10888.3327 | 11316.6463 | 11745.0326 | 12173.4921 | 12602.0252 | 13030.6324 | 13459.3141 | 13652.3976
Commercial_School_New_Food Preparation_Natural Gas_Food Prep Other_E3_Baseline Forecast | Commercial | School | New | Food Preparation | Natural Gas | Food Prep Other | E3 |  | Baseline Forecast | 0 | 0 | 0 | 0 | 0 | 0 | 0 | 0 | 0 | 0 | 0 | 0 | 0 | 0 | 0 | 0 | 0 | 0 | 0 | 0 | 0 | 0 | 0 | 0 | 0 | 0 | 0 | 0 | 0 | 0 | 0 | 0 | 0
Commercial_School_New_Food Preparation_Natural Gas_Food Prep Other_E4_Baseline Forecast | Commercial | School | New | Food Preparation | Natural Gas | Food Prep Other | E4 |  | Baseline Forecast | 0 | 0 | 0 | 0 | 0 | 0 | 0 | 0 | 0 | 0 | 0 | 0 | 0 | 0 | 0 | 0 | 0 | 0 | 0 | 0 | 0 | 0 | 0 | 0 | 0 | 0 | 0 | 0 | 0 | 0 | 0 | 0 | 0
Commercial_School_New_Food Preparation_Natural Gas_Food Prep Other_E5_Baseline Forecast | Commercial | School | New | Food Preparation | Natural Gas | Food Prep Other | E5 |  | Baseline Forecast | 0 | 0 | 0 | 0 | 0 | 0 | 0 | 0 | 0 | 0 | 0 | 0 | 0 | 0 | 0 | 0 | 0 | 0 | 0 | 0 | 0 | 0 | 0 | 0 | 0 | 0 | 0 | 0 | 0 | 0 | 0 | 0 | 0
Commercial_School_New_Food Preparation_Natural Gas_Food Prep Other_E6_Baseline Forecast | Commercial | School | New | Food Preparation | Natural Gas | Food Prep Other | E6 |  | Baseline Forecast | 0 | 0 | 0 | 0 | 0 | 0 | 0 | 0 | 0 | 0 | 0 | 0 | 0 | 0 | 0 | 0 | 0 | 0 | 0 | 0 | 0 | 0 | 0 | 0 | 0 | 0 | 0 | 0 | 0 | 0 | 0 | 0 | 0
Commercial_School_New_Food Preparation_Natural Gas_Food Prep Other_E7_Baseline Forecast | Commercial | School | New | Food Preparation | Natural Gas | Food Prep Other | E7 |  | Baseline Forecast | 0 | 0 | 0 | 0 | 0 | 0 | 0 | 0 | 0 | 0 | 0 | 0 | 0 | 0 | 0 | 0 | 0 | 0 | 0 | 0 | 0 | 0 | 0 | 0 | 0 | 0 | 0 | 0 | 0 | 0 | 0 | 0 | 0
Commercial_School_New_Food Preparation_Natural Gas_Food Prep Other_E8_Baseline Forecast | Commercial | School | New | Food Preparation | Natural Gas | Food Prep Other | E8 |  | Baseline Forecast | 0 | 0 | 0 | 0 | 0 | 0 | 0 | 0 | 0 | 0 | 0 | 0 | 0 | 0 | 0 | 0 | 0 | 0 | 0 | 0 | 0 | 0 | 0 | 0 | 0 | 0 | 0 | 0 | 0 | 0 | 0 | 0 | 0
Commercial_School_New_Food Preparation_Natural Gas_Food Prep Other_E9_Baseline Forecast | Commercial | School | New | Food Preparation | Natural Gas | Food Prep Other | E9 |  | Baseline Forecast | 0 | 0 | 0 | 0 | 0 | 0 | 0 | 0 | 0 | 0 | 0 | 0 | 0 | 0 | 0 | 0 | 0 | 0 | 0 | 0 | 0 | 0 | 0 | 0 | 0 | 0 | 0 | 0 | 0 | 0 | 0 | 0 | 0
Commercial_School_New_Food Preparation_Natural Gas_Food Prep Other_E10_Baseline Forecast | Commercial | School | New | Food Preparation | Natural Gas | Food Prep Other | E10 |  | Baseline Forecast | 0 | 0 | 0 | 0 | 0 | 0 | 0 | 0 | 0 | 0 | 0 | 0 | 0 | 0 | 0 | 0 | 0 | 0 | 0 | 0 | 0 | 0 | 0 | 0 | 0 | 0 | 0 | 0 | 0 | 0 | 0 | 0 | 0
Commercial_School_New_Food Preparation_Natural Gas_Food Prep Other_Vintage_Baseline Forecast | Commercial | School | New | Food Preparation | Natural Gas | Food Prep Other | Vintage |  | Baseline Forecast | 0 | 0 | 0 | 0 | 0 | 0 | 0 | 0 | 0 | 0 | 0 | 0 | 0 | 0 | 0 | 0 | 0 | 0 | 0 | 0 | 0 | 0 | 0 | 0 | 0 | 0 | 0 | 0 | 0 | 0 | 0 | 0 | 0
Commercial_School_New_Miscellaneous_Natural Gas_Pool Heater_E1_Baseline Forecast | Commercial | School | New | Miscellaneous | Natural Gas | Pool Heater | E1 |  | Baseline Forecast | 0 | 90.2733 | 525.6949 | 803.9598 | 1162.8384 | 1649.876 | 2105.0979 | 2508.5661 | 2871.4365 | 3221.8026 | 3567.5985 | 3909.9589 | 4251.8503 | 4594.7199 | 4939.6985 | 5285.3127 | 5631.0213 | 5976.2821 | 6321.0879 | 6665.4316 | 7009.8489 | 7354.3403 | 7698.4208 | 8042.0846 | 8385.3262 | 8728.6255 | 9071.9828 | 9415.3984 | 9758.8727 | 10102.406 | 10445.9987 | 10789.6511 | 10944.4364
Commercial_School_New_Miscellaneous_Natural Gas_Pool Heater_E2_Baseline Forecast | Commercial | School | New | Miscellaneous | Natural Gas | Pool Heater | E2 |  | Baseline Forecast | 0 | 10.0304 | 58.4105 | 89.3289 | 129.2043 | 183.3196 | 233.8998 | 278.7296 | 319.0485 | 357.9781 | 396.3998 | 434.4399 | 472.4278 | 510.5244 | 548.8554 | 587.257 | 625.669 | 664.0313 | 702.3431 | 740.6035 | 778.8721 | 817.1489 | 855.3801 | 893.565 | 931.7029 | 969.8473 | 1007.9981 | 1046.1554 | 1084.3192 | 1122.4896 | 1160.6665 | 1198.8501 | 1216.0485
Commercial_School_New_Miscellaneous_Natural Gas_Pool Heater_E3_Baseline Forecast | Commercial | School | New | Miscellaneous | Natural Gas | Pool Heater | E3 |  | Baseline Forecast | 0 | 0 | 0 | 0 | 0 | 0 | 0 | 0 | 0 | 0 | 0 | 0 | 0 | 0 | 0 | 0 | 0 | 0 | 0 | 0 | 0 | 0 | 0 | 0 | 0 | 0 | 0 | 0 | 0 | 0 | 0 | 0 | 0
Commercial_School_New_Miscellaneous_Natural Gas_Pool Heater_E4_Baseline Forecast | Commercial | School | New | Miscellaneous | Natural Gas | Pool Heater | E4 |  | Baseline Forecast | 0 | 0 | 0 | 0 | 0 | 0 | 0 | 0 | 0 | 0 | 0 | 0 | 0 | 0 | 0 | 0 | 0 | 0 | 0 | 0 | 0 | 0 | 0 | 0 | 0 | 0 | 0 | 0 | 0 | 0 | 0 | 0 | 0
Commercial_School_New_Miscellaneous_Natural Gas_Pool Heater_E5_Baseline Forecast | Commercial | School | New | Miscellaneous | Natural Gas | Pool Heater | E5 |  | Baseline Forecast | 0 | 0 | 0 | 0 | 0 | 0 | 0 | 0 | 0 | 0 | 0 | 0 | 0 | 0 | 0 | 0 | 0 | 0 | 0 | 0 | 0 | 0 | 0 | 0 | 0 | 0 | 0 | 0 | 0 | 0 | 0 | 0 | 0
Commercial_School_New_Miscellaneous_Natural Gas_Pool Heater_E6_Baseline Forecast | Commercial | School | New | Miscellaneous | Natural Gas | Pool Heater | E6 |  | Baseline Forecast | 0 | 0 | 0 | 0 | 0 | 0 | 0 | 0 | 0 | 0 | 0 | 0 | 0 | 0 | 0 | 0 | 0 | 0 | 0 | 0 | 0 | 0 | 0 | 0 | 0 | 0 | 0 | 0 | 0 | 0 | 0 | 0 | 0
Commercial_School_New_Miscellaneous_Natural Gas_Pool Heater_E7_Baseline Forecast | Commercial | School | New | Miscellaneous | Natural Gas | Pool Heater | E7 |  | Baseline Forecast | 0 | 0 | 0 | 0 | 0 | 0 | 0 | 0 | 0 | 0 | 0 | 0 | 0 | 0 | 0 | 0 | 0 | 0 | 0 | 0 | 0 | 0 | 0 | 0 | 0 | 0 | 0 | 0 | 0 | 0 | 0 | 0 | 0
Commercial_School_New_Miscellaneous_Natural Gas_Pool Heater_E8_Baseline Forecast | Commercial | School | New | Miscellaneous | Natural Gas | Pool Heater | E8 |  | Baseline Forecast | 0 | 0 | 0 | 0 | 0 | 0 | 0 | 0 | 0 | 0 | 0 | 0 | 0 | 0 | 0 | 0 | 0 | 0 | 0 | 0 | 0 | 0 | 0 | 0 | 0 | 0 | 0 | 0 | 0 | 0 | 0 | 0 | 0
Commercial_School_New_Miscellaneous_Natural Gas_Pool Heater_E9_Baseline Forecast | Commercial | School | New | Miscellaneous | Natural Gas | Pool Heater | E9 |  | Baseline Forecast | 0 | 0 | 0 | 0 | 0 | 0 | 0 | 0 | 0 | 0 | 0 | 0 | 0 | 0 | 0 | 0 | 0 | 0 | 0 | 0 | 0 | 0 | 0 | 0 | 0 | 0 | 0 | 0 | 0 | 0 | 0 | 0 | 0
Commercial_School_New_Miscellaneous_Natural Gas_Pool Heater_E10_Baseline Forecast | Commercial | School | New | Miscellaneous | Natural Gas | Pool Heater | E10 |  | Baseline Forecast | 0 | 0 | 0 | 0 | 0 | 0 | 0 | 0 | 0 | 0 | 0 | 0 | 0 | 0 | 0 | 0 | 0 | 0 | 0 | 0 | 0 | 0 | 0 | 0 | 0 | 0 | 0 | 0 | 0 | 0 | 0 | 0 | 0
Commercial_School_New_Miscellaneous_Natural Gas_Pool Heater_Vintage_Baseline Forecast | Commercial | School | New | Miscellaneous | Natural Gas | Pool Heater | Vintage |  | Baseline Forecast | 0 | 0 | 0 | 0 | 0 | 0 | 0 | 0 | 0 | 0 | 0 | 0 | 0 | 0 | 0 | 0 | 0 | 0 | 0 | 0 | 0 | 0 | 0 | 0 | 0 | 0 | 0 | 0 | 0 | 0 | 0 | 0 | 0
Commercial_School_New_Miscellaneous_Natural Gas_Miscellaneous_E1_Baseline Forecast | Commercial | School | New | Miscellaneous | Natural Gas | Miscellaneous | E1 |  | Baseline Forecast | 0 | 33024.884 | 192316.1639 | 294114.4482 | 425403.8246 | 603577.9041 | 770112.767 | 917714.4696 | 1050464.1516 | 1178639.4014 | 1305142.6839 | 1430389.1827 | 1555464.079 | 1680896.8556 | 1807101.1701 | 1933537.9903 | 2060009.3654 | 2186316.9011 | 2312457.9985 | 2438430.0298 | 2564428.9988 | 2690455.0865 | 2816330.82 | 2942054.1509 | 3067623.0111 | 3193212.9674 | 3318824.1431 | 3444456.6622 | 3570110.6495 | 3695786.2306 | 3821483.5318 | 3947202.6799 | 4003828.1378
Commercial_School_New_Miscellaneous_Natural Gas_Miscellaneous_E2_Baseline Forecast | Commercial | School | New | Miscellaneous | Natural Gas | Miscellaneous | E2 |  | Baseline Forecast | 0 | 0 | 0 | 0 | 0 | 0 | 0 | 0 | 0 | 0 | 0 | 0 | 0 | 0 | 0 | 0 | 0 | 0 | 0 | 0 | 0 | 0 | 0 | 0 | 0 | 0 | 0 | 0 | 0 | 0 | 0 | 0 | 0
Commercial_School_New_Miscellaneous_Natural Gas_Miscellaneous_E3_Baseline Forecast | Commercial | School | New | Miscellaneous | Natural Gas | Miscellaneous | E3 |  | Baseline Forecast | 0 | 0 | 0 | 0 | 0 | 0 | 0 | 0 | 0 | 0 | 0 | 0 | 0 | 0 | 0 | 0 | 0 | 0 | 0 | 0 | 0 | 0 | 0 | 0 | 0 | 0 | 0 | 0 | 0 | 0 | 0 | 0 | 0
Commercial_School_New_Miscellaneous_Natural Gas_Miscellaneous_E4_Baseline Forecast | Commercial | School | New | Miscellaneous | Natural Gas | Miscellaneous | E4 |  | Baseline Forecast | 0 | 0 | 0 | 0 | 0 | 0 | 0 | 0 | 0 | 0 | 0 | 0 | 0 | 0 | 0 | 0 | 0 | 0 | 0 | 0 | 0 | 0 | 0 | 0 | 0 | 0 | 0 | 0 | 0 | 0 | 0 | 0 | 0
Commercial_School_New_Miscellaneous_Natural Gas_Miscellaneous_E5_Baseline Forecast | Commercial | School | New | Miscellaneous | Natural Gas | Miscellaneous | E5 |  | Baseline Forecast | 0 | 0 | 0 | 0 | 0 | 0 | 0 | 0 | 0 | 0 | 0 | 0 | 0 | 0 | 0 | 0 | 0 | 0 | 0 | 0 | 0 | 0 | 0 | 0 | 0 | 0 | 0 | 0 | 0 | 0 | 0 | 0 | 0
Commercial_School_New_Miscellaneous_Natural Gas_Miscellaneous_E6_Baseline Forecast | Commercial | School | New | Miscellaneous | Natural Gas | Miscellaneous | E6 |  | Baseline Forecast | 0 | 0 | 0 | 0 | 0 | 0 | 0 | 0 | 0 | 0 | 0 | 0 | 0 | 0 | 0 | 0 | 0 | 0 | 0 | 0 | 0 | 0 | 0 | 0 | 0 | 0 | 0 | 0 | 0 | 0 | 0 | 0 | 0
Commercial_School_New_Miscellaneous_Natural Gas_Miscellaneous_E7_Baseline Forecast | Commercial | School | New | Miscellaneous | Natural Gas | Miscellaneous | E7 |  | Baseline Forecast | 0 | 0 | 0 | 0 | 0 | 0 | 0 | 0 | 0 | 0 | 0 | 0 | 0 | 0 | 0 | 0 | 0 | 0 | 0 | 0 | 0 | 0 | 0 | 0 | 0 | 0 | 0 | 0 | 0 | 0 | 0 | 0 | 0
Commercial_School_New_Miscellaneous_Natural Gas_Miscellaneous_E8_Baseline Forecast | Commercial | School | New | Miscellaneous | Natural Gas | Miscellaneous | E8 |  | Baseline Forecast | 0 | 0 | 0 | 0 | 0 | 0 | 0 | 0 | 0 | 0 | 0 | 0 | 0 | 0 | 0 | 0 | 0 | 0 | 0 | 0 | 0 | 0 | 0 | 0 | 0 | 0 | 0 | 0 | 0 | 0 | 0 | 0 | 0
Commercial_School_New_Miscellaneous_Natural Gas_Miscellaneous_E9_Baseline Forecast | Commercial | School | New | Miscellaneous | Natural Gas | Miscellaneous | E9 |  | Baseline Forecast | 0 | 0 | 0 | 0 | 0 | 0 | 0 | 0 | 0 | 0 | 0 | 0 | 0 | 0 | 0 | 0 | 0 | 0 | 0 | 0 | 0 | 0 | 0 | 0 | 0 | 0 | 0 | 0 | 0 | 0 | 0 | 0 | 0
Commercial_School_New_Miscellaneous_Natural Gas_Miscellaneous_E10_Baseline Forecast | Commercial | School | New | Miscellaneous | Natural Gas | Miscellaneous | E10 |  | Baseline Forecast | 0 | 0 | 0 | 0 | 0 | 0 | 0 | 0 | 0 | 0 | 0 | 0 | 0 | 0 | 0 | 0 | 0 | 0 | 0 | 0 | 0 | 0 | 0 | 0 | 0 | 0 | 0 | 0 | 0 | 0 | 0 | 0 | 0
Commercial_School_New_Miscellaneous_Natural Gas_Miscellaneous_Vintage_Baseline Forecast | Commercial | School | New | Miscellaneous | Natural Gas | Miscellaneous | Vintage |  | Baseline Forecast | 0 | 0 | 0 | 0 | 0 | 0 | 0 | 0 | 0 | 0 | 0 | 0 | 0 | 0 | 0 | 0 | 0 | 0 | 0 | 0 | 0 | 0 | 0 | 0 | 0 | 0 | 0 | 0 | 0 | 0 | 0 | 0 | 0
Commercial_College_Existing_Space Heating_Natural Gas_Furnace_E1_Baseline Forecast | Commercial | College | Existing | Space Heating | Natural Gas | Furnace | E1 |  | Baseline Forecast | 0 | 1084.3255 | 2254.3746 | 3497.4894 | 4805.583 | 6167.3567 | 7581.2486 | 9045.3972 | 10555.5998 | 12104.2301 | 13685.666 | 15295.5058 | 16929.1351 | 18582.4008 | 20251.3982 | 21933.2627 | 23625.2045 | 25324.7328 | 27029.4095 | 28573.616 | 29970.1953 | 31231.1452 | 32367.745 | 33390.1577 | 34307.7208 | 35128.7331 | 35861.0503 | 36511.8908 | 37087.8868 | 37595.1322 | 38039.2259 | 38425.3119 | 38759.4517
Commercial_College_Existing_Space Heating_Natural Gas_Furnace_E2_Baseline Forecast | Commercial | College | Existing | Space Heating | Natural Gas | Furnace | E2 |  | Baseline Forecast | 0 | 0 | 0 | 0 | 0 | 0 | 0 | 0 | 0 | 0 | 0 | 0 | 0 | 0 | 0 | 0 | 0 | 0 | 0 | 0 | 0 | 0 | 0 | 0 | 0 | 0 | 0 | 0 | 0 | 0 | 0 | 0 | 0
Commercial_College_Existing_Space Heating_Natural Gas_Furnace_E3_Baseline Forecast | Commercial | College | Existing | Space Heating | Natural Gas | Furnace | E3 |  | Baseline Forecast | 0 | 0 | 0 | 0 | 0 | 0 | 0 | 0 | 0 | 0 | 0 | 0 | 0 | 0 | 0 | 0 | 0 | 0 | 0 | 0 | 0 | 0 | 0 | 0 | 0 | 0 | 0 | 0 | 0 | 0 | 0 | 0 | 0
Commercial_College_Existing_Space Heating_Natural Gas_Furnace_E4_Baseline Forecast | Commercial | College | Existing | Space Heating | Natural Gas | Furnace | E4 |  | Baseline Forecast | 0 | 0 | 0 | 0 | 0 | 0 | 0 | 0 | 0 | 0 | 0 | 0 | 0 | 0 | 0 | 0 | 0 | 0 | 0 | 0 | 0 | 0 | 0 | 0 | 0 | 0 | 0 | 0 | 0 | 0 | 0 | 0 | 0
Commercial_College_Existing_Space Heating_Natural Gas_Furnace_E5_Baseline Forecast | Commercial | College | Existing | Space Heating | Natural Gas | Furnace | E5 |  | Baseline Forecast | 0 | 0 | 0 | 0 | 0 | 0 | 0 | 0 | 0 | 0 | 0 | 0 | 0 | 0 | 0 | 0 | 0 | 0 | 0 | 0 | 0 | 0 | 0 | 0 | 0 | 0 | 0 | 0 | 0 | 0 | 0 | 0 | 0
Commercial_College_Existing_Space Heating_Natural Gas_Furnace_E6_Baseline Forecast | Commercial | College | Existing | Space Heating | Natural Gas | Furnace | E6 |  | Baseline Forecast | 0 | 0 | 0 | 0 | 0 | 0 | 0 | 0 | 0 | 0 | 0 | 0 | 0 | 0 | 0 | 0 | 0 | 0 | 0 | 0 | 0 | 0 | 0 | 0 | 0 | 0 | 0 | 0 | 0 | 0 | 0 | 0 | 0
Commercial_College_Existing_Space Heating_Natural Gas_Furnace_E7_Baseline Forecast | Commercial | College | Existing | Space Heating | Natural Gas | Furnace | E7 |  | Baseline Forecast | 0 | 0 | 0 | 0 | 0 | 0 | 0 | 0 | 0 | 0 | 0 | 0 | 0 | 0 | 0 | 0 | 0 | 0 | 0 | 0 | 0 | 0 | 0 | 0 | 0 | 0 | 0 | 0 | 0 | 0 | 0 | 0 | 0
Commercial_College_Existing_Space Heating_Natural Gas_Furnace_E8_Baseline Forecast | Commercial | College | Existing | Space Heating | Natural Gas | Furnace | E8 |  | Baseline Forecast | 0 | 0 | 0 | 0 | 0 | 0 | 0 | 0 | 0 | 0 | 0 | 0 | 0 | 0 | 0 | 0 | 0 | 0 | 0 | 0 | 0 | 0 | 0 | 0 | 0 | 0 | 0 | 0 | 0 | 0 | 0 | 0 | 0
Commercial_College_Existing_Space Heating_Natural Gas_Furnace_E9_Baseline Forecast | Commercial | College | Existing | Space Heating | Natural Gas | Furnace | E9 |  | Baseline Forecast | 0 | 0 | 0 | 0 | 0 | 0 | 0 | 0 | 0 | 0 | 0 | 0 | 0 | 0 | 0 | 0 | 0 | 0 | 0 | 0 | 0 | 0 | 0 | 0 | 0 | 0 | 0 | 0 | 0 | 0 | 0 | 0 | 0
Commercial_College_Existing_Space Heating_Natural Gas_Furnace_E10_Baseline Forecast | Commercial | College | Existing | Space Heating | Natural Gas | Furnace | E10 |  | Baseline Forecast | 0 | 0 | 0 | 0 | 0 | 0 | 0 | 0 | 0 | 0 | 0 | 0 | 0 | 0 | 0 | 0 | 0 | 0 | 0 | 0 | 0 | 0 | 0 | 0 | 0 | 0 | 0 | 0 | 0 | 0 | 0 | 0 | 0
Commercial_College_Existing_Space Heating_Natural Gas_Furnace_Vintage_Baseline Forecast | Commercial | College | Existing | Space Heating | Natural Gas | Furnace | Vintage |  | Baseline Forecast | 54311.8795 | 52951.2275 | 51504.8518 | 49928.0358 | 48277.568 | 46540.4235 | 44775.8501 | 43001.1812 | 41211.9627 | 39394.0197 | 37546.8178 | 35673.8778 | 33777.5124 | 31860.7514 | 29926.6221 | 27979.1326 | 26021.4924 | 24056.6133 | 22086.9388 | 20278.0932 | 18616.8176 | 17091.1139 | 15690.0792 | 14403.555 | 13222.2079 | 12137.367 | 11141.176 | 10226.4166 | 9386.4561 | 8615.2004 | 7907.0503 | 7256.8615 | 6660.1371
Commercial_College_Existing_Space Heating_Natural Gas_Boiler_E1_Baseline Forecast | Commercial | College | Existing | Space Heating | Natural Gas | Boiler | E1 |  | Baseline Forecast | 0 | 5394.655 | 11319.6341 | 17832.5301 | 24634.5306 | 31761.1982 | 39061.088 | 46831.1613 | 54860.8208 | 62941.9683 | 71432.9738 | 80076.6394 | 88651.7669 | 97324.4186 | 105856.3076 | 114959.355 | 123876.3151 | 132821.6236 | 141781.7119 | 150744.3317 | 159697.0448 | 168629.6029 | 176571.8696 | 183618.8001 | 189845.0699 | 195336.2941 | 200162.5809 | 204398.1213 | 208084.4365 | 211273.8292 | 214026.7912 | 216366.1717 | 218338.8378
Commercial_College_Existing_Space Heating_Natural Gas_Boiler_E2_Baseline Forecast | Commercial | College | Existing | Space Heating | Natural Gas | Boiler | E2 |  | Baseline Forecast | 0 | 0 | 0 | 0 | 0 | 0 | 0 | 0 | 0 | 0 | 0 | 0 | 0 | 0 | 0 | 0 | 0 | 0 | 0 | 0 | 0 | 0 | 0 | 0 | 0 | 0 | 0 | 0 | 0 | 0 | 0 | 0 | 0
Commercial_College_Existing_Space Heating_Natural Gas_Boiler_E3_Baseline Forecast | Commercial | College | Existing | Space Heating | Natural Gas | Boiler | E3 |  | Baseline Forecast | 0 | 2985.1846 | 6263.8291 | 9652.5436 | 13363.2017 | 17250.9969 | 21438.0938 | 25598.9608 | 29899.2405 | 34476.2897 | 38918.4287 | 43440.6485 | 48221.3504 | 53056.3726 | 58148.7556 | 62760.4925 | 67623.994 | 72502.9587 | 77389.9856 | 82278.3936 | 87161.3979 | 92033.4085 | 96361.8125 | 100198.3983 | 103601.2539 | 106602.4707 | 109240.3567 | 111538.8163 | 113545.0831 | 115287.1564 | 116777.1969 | 118058.0853 | 119154.0466
Commercial_College_Existing_Space Heating_Natural Gas_Boiler_E4_Baseline Forecast | Commercial | College | Existing | Space Heating | Natural Gas | Boiler | E4 |  | Baseline Forecast | 0 | 0 | 0 | 0 | 0 | 0 | 0 | 0 | 0 | 0 | 0 | 0 | 0 | 0 | 0 | 0 | 0 | 0 | 0 | 0 | 0 | 0 | 0 | 0 | 0 | 0 | 0 | 0 | 0 | 0 | 0 | 0 | 0
Commercial_College_Existing_Space Heating_Natural Gas_Boiler_E5_Baseline Forecast | Commercial | College | Existing | Space Heating | Natural Gas | Boiler | E5 |  | Baseline Forecast | 0 | 0 | 0 | 0 | 0 | 0 | 0 | 0 | 0 | 0 | 0 | 0 | 0 | 0 | 0 | 0 | 0 | 0 | 0 | 0 | 0 | 0 | 0 | 0 | 0 | 0 | 0 | 0 | 0 | 0 | 0 | 0 | 0
Commercial_College_Existing_Space Heating_Natural Gas_Boiler_E6_Baseline Forecast | Commercial | College | Existing | Space Heating | Natural Gas | Boiler | E6 |  | Baseline Forecast | 0 | 0 | 0 | 0 | 0 | 0 | 0 | 0 | 0 | 0 | 0 | 0 | 0 | 0 | 0 | 0 | 0 | 0 | 0 | 0 | 0 | 0 | 0 | 0 | 0 | 0 | 0 | 0 | 0 | 0 | 0 | 0 | 0
Commercial_College_Existing_Space Heating_Natural Gas_Boiler_E7_Baseline Forecast | Commercial | College | Existing | Space Heating | Natural Gas | Boiler | E7 |  | Baseline Forecast | 0 | 0 | 0 | 0 | 0 | 0 | 0 | 0 | 0 | 0 | 0 | 0 | 0 | 0 | 0 | 0 | 0 | 0 | 0 | 0 | 0 | 0 | 0 | 0 | 0 | 0 | 0 | 0 | 0 | 0 | 0 | 0 | 0
Commercial_College_Existing_Space Heating_Natural Gas_Boiler_E8_Baseline Forecast | Commercial | College | Existing | Space Heating | Natural Gas | Boiler | E8 |  | Baseline Forecast | 0 | 0 | 0 | 0 | 0 | 0 | 0 | 0 | 0 | 0 | 0 | 0 | 0 | 0 | 0 | 0 | 0 | 0 | 0 | 0 | 0 | 0 | 0 | 0 | 0 | 0 | 0 | 0 | 0 | 0 | 0 | 0 | 0
Commercial_College_Existing_Space Heating_Natural Gas_Boiler_E9_Baseline Forecast | Commercial | College | Existing | Space Heating | Natural Gas | Boiler | E9 |  | Baseline Forecast | 0 | 0 | 0 | 0 | 0 | 0 | 0 | 0 | 0 | 0 | 0 | 0 | 0 | 0 | 0 | 0 | 0 | 0 | 0 | 0 | 0 | 0 | 0 | 0 | 0 | 0 | 0 | 0 | 0 | 0 | 0 | 0 | 0
Commercial_College_Existing_Space Heating_Natural Gas_Boiler_E10_Baseline Forecast | Commercial | College | Existing | Space Heating | Natural Gas | Boiler | E10 |  | Baseline Forecast | 0 | 0 | 0 | 0 | 0 | 0 | 0 | 0 | 0 | 0 | 0 | 0 | 0 | 0 | 0 | 0 | 0 | 0 | 0 | 0 | 0 | 0 | 0 | 0 | 0 | 0 | 0 | 0 | 0 | 0 | 0 | 0 | 0
Commercial_College_Existing_Space Heating_Natural Gas_Boiler_Vintage_Baseline Forecast | Commercial | College | Existing | Space Heating | Natural Gas | Boiler | Vintage |  | Baseline Forecast | 463248.082 | 452511.3407 | 440950.8154 | 428202.9323 | 414770.025 | 400553.8724 | 386075.7805 | 371496.2866 | 356786.5067 | 341831.2331 | 326631.2621 | 311221.2888 | 295624.4762 | 279869.3442 | 263983.6548 | 248003.2463 | 231956.5355 | 215868.9774 | 199761.5886 | 183653.3461 | 167559.9265 | 151497.165 | 136971.0218 | 123834.7905 | 111955.7448 | 101213.0017 | 91498.1429 | 82713.0709 | 74769.0285 | 67585.7113 | 61090.4646 | 55217.5563 | 49909.2378
Commercial_College_Existing_Space Heating_Natural Gas_Unit Heater_E1_Baseline Forecast | Commercial | College | Existing | Space Heating | Natural Gas | Unit Heater | E1 |  | Baseline Forecast | 0 | 0 | 0 | 0 | 0 | 0 | 0 | 0 | 0 | 0 | 0 | 0 | 0 | 0 | 0 | 0 | 0 | 0 | 0 | 0 | 0 | 0 | 0 | 0 | 0 | 0 | 0 | 0 | 0 | 0 | 0 | 0 | 0
Commercial_College_Existing_Space Heating_Natural Gas_Unit Heater_E2_Baseline Forecast | Commercial | College | Existing | Space Heating | Natural Gas | Unit Heater | E2 |  | Baseline Forecast | 0 | 0 | 0 | 0 | 0 | 0 | 0 | 0 | 0 | 0 | 0 | 0 | 0 | 0 | 0 | 0 | 0 | 0 | 0 | 0 | 0 | 0 | 0 | 0 | 0 | 0 | 0 | 0 | 0 | 0 | 0 | 0 | 0
Commercial_College_Existing_Space Heating_Natural Gas_Unit Heater_E3_Baseline Forecast | Commercial | College | Existing | Space Heating | Natural Gas | Unit Heater | E3 |  | Baseline Forecast | 0 | 0 | 0 | 0 | 0 | 0 | 0 | 0 | 0 | 0 | 0 | 0 | 0 | 0 | 0 | 0 | 0 | 0 | 0 | 0 | 0 | 0 | 0 | 0 | 0 | 0 | 0 | 0 | 0 | 0 | 0 | 0 | 0
Commercial_College_Existing_Space Heating_Natural Gas_Unit Heater_E4_Baseline Forecast | Commercial | College | Existing | Space Heating | Natural Gas | Unit Heater | E4 |  | Baseline Forecast | 0 | 0 | 0 | 0 | 0 | 0 | 0 | 0 | 0 | 0 | 0 | 0 | 0 | 0 | 0 | 0 | 0 | 0 | 0 | 0 | 0 | 0 | 0 | 0 | 0 | 0 | 0 | 0 | 0 | 0 | 0 | 0 | 0
Commercial_College_Existing_Space Heating_Natural Gas_Unit Heater_E5_Baseline Forecast | Commercial | College | Existing | Space Heating | Natural Gas | Unit Heater | E5 |  | Baseline Forecast | 0 | 0 | 0 | 0 | 0 | 0 | 0 | 0 | 0 | 0 | 0 | 0 | 0 | 0 | 0 | 0 | 0 | 0 | 0 | 0 | 0 | 0 | 0 | 0 | 0 | 0 | 0 | 0 | 0 | 0 | 0 | 0 | 0
Commercial_College_Existing_Space Heating_Natural Gas_Unit Heater_E6_Baseline Forecast | Commercial | College | Existing | Space Heating | Natural Gas | Unit Heater | E6 |  | Baseline Forecast | 0 | 0 | 0 | 0 | 0 | 0 | 0 | 0 | 0 | 0 | 0 | 0 | 0 | 0 | 0 | 0 | 0 | 0 | 0 | 0 | 0 | 0 | 0 | 0 | 0 | 0 | 0 | 0 | 0 | 0 | 0 | 0 | 0
Commercial_College_Existing_Space Heating_Natural Gas_Unit Heater_E7_Baseline Forecast | Commercial | College | Existing | Space Heating | Natural Gas | Unit Heater | E7 |  | Baseline Forecast | 0 | 0 | 0 | 0 | 0 | 0 | 0 | 0 | 0 | 0 | 0 | 0 | 0 | 0 | 0 | 0 | 0 | 0 | 0 | 0 | 0 | 0 | 0 | 0 | 0 | 0 | 0 | 0 | 0 | 0 | 0 | 0 | 0
Commercial_College_Existing_Space Heating_Natural Gas_Unit Heater_E8_Baseline Forecast | Commercial | College | Existing | Space Heating | Natural Gas | Unit Heater | E8 |  | Baseline Forecast | 0 | 0 | 0 | 0 | 0 | 0 | 0 | 0 | 0 | 0 | 0 | 0 | 0 | 0 | 0 | 0 | 0 | 0 | 0 | 0 | 0 | 0 | 0 | 0 | 0 | 0 | 0 | 0 | 0 | 0 | 0 | 0 | 0
Commercial_College_Existing_Space Heating_Natural Gas_Unit Heater_E9_Baseline Forecast | Commercial | College | Existing | Space Heating | Natural Gas | Unit Heater | E9 |  | Baseline Forecast | 0 | 0 | 0 | 0 | 0 | 0 | 0 | 0 | 0 | 0 | 0 | 0 | 0 | 0 | 0 | 0 | 0 | 0 | 0 | 0 | 0 | 0 | 0 | 0 | 0 | 0 | 0 | 0 | 0 | 0 | 0 | 0 | 0
Commercial_College_Existing_Space Heating_Natural Gas_Unit Heater_E10_Baseline Forecast | Commercial | College | Existing | Space Heating | Natural Gas | Unit Heater | E10 |  | Baseline Forecast | 0 | 0 | 0 | 0 | 0 | 0 | 0 | 0 | 0 | 0 | 0 | 0 | 0 | 0 | 0 | 0 | 0 | 0 | 0 | 0 | 0 | 0 | 0 | 0 | 0 | 0 | 0 | 0 | 0 | 0 | 0 | 0 | 0
Commercial_College_Existing_Space Heating_Natural Gas_Unit Heater_Vintage_Baseline Forecast | Commercial | College | Existing | Space Heating | Natural Gas | Unit Heater | Vintage |  | Baseline Forecast | 0 | 0 | 0 | 0 | 0 | 0 | 0 | 0 | 0 | 0 | 0 | 0 | 0 | 0 | 0 | 0 | 0 | 0 | 0 | 0 | 0 | 0 | 0 | 0 | 0 | 0 | 0 | 0 | 0 | 0 | 0 | 0 | 0
Commercial_College_Existing_Water Heating_Natural Gas_Water Heater_E1_Baseline Forecast | Commercial | College | Existing | Water Heating | Natural Gas | Water Heater | E1 |  | Baseline Forecast | 0 | 0 | 0 | 0 | 0 | 0 | 0 | 0 | 0 | 0 | 0 | 0 | 0 | 0 | 0 | 0 | 0 | 0 | 0 | 0 | 0 | 0 | 0 | 0 | 0 | 0 | 0 | 0 | 0 | 0 | 0 | 0 | 0
Commercial_College_Existing_Water Heating_Natural Gas_Water Heater_E2_Baseline Forecast | Commercial | College | Existing | Water Heating | Natural Gas | Water Heater | E2 |  | Baseline Forecast | 0 | 20366.6129 | 46603.6632 | 77324.8762 | 111482.58 | 148153.8769 | 186803.4754 | 227024.2461 | 268448.7721 | 310693.1403 | 343822.3232 | 369700.0163 | 389794.9875 | 405278.527 | 417082.0148 | 425962.0416 | 432517.6326 | 437226.6835 | 440466.8407 | 442538.6992 | 443677.6729 | 444074.0735 | 443882.862 | 443224.6927 | 442195.5976 | 440868.4963 | 439304.16 | 437550.954 | 435647.3688 | 433624.0358 | 431505.3308 | 429310.6509 | 427070.1435
Commercial_College_Existing_Water Heating_Natural Gas_Water Heater_E3_Baseline Forecast | Commercial | College | Existing | Water Heating | Natural Gas | Water Heater | E3 |  | Baseline Forecast | 0 | 0 | 0 | 0 | 0 | 0 | 0 | 0 | 0 | 0 | 0 | 0 | 0 | 0 | 0 | 0 | 0 | 0 | 0 | 0 | 0 | 0 | 0 | 0 | 0 | 0 | 0 | 0 | 0 | 0 | 0 | 0 | 0
Commercial_College_Existing_Water Heating_Natural Gas_Water Heater_E4_Baseline Forecast | Commercial | College | Existing | Water Heating | Natural Gas | Water Heater | E4 |  | Baseline Forecast | 0 | 0 | 0 | 0 | 0 | 0 | 0 | 0 | 0 | 0 | 0 | 0 | 0 | 0 | 0 | 0 | 0 | 0 | 0 | 0 | 0 | 0 | 0 | 0 | 0 | 0 | 0 | 0 | 0 | 0 | 0 | 0 | 0
Commercial_College_Existing_Water Heating_Natural Gas_Water Heater_E5_Baseline Forecast | Commercial | College | Existing | Water Heating | Natural Gas | Water Heater | E5 |  | Baseline Forecast | 0 | 0 | 0 | 0 | 0 | 0 | 0 | 0 | 0 | 0 | 0 | 0 | 0 | 0 | 0 | 0 | 0 | 0 | 0 | 0 | 0 | 0 | 0 | 0 | 0 | 0 | 0 | 0 | 0 | 0 | 0 | 0 | 0
Commercial_College_Existing_Water Heating_Natural Gas_Water Heater_E6_Baseline Forecast | Commercial | College | Existing | Water Heating | Natural Gas | Water Heater | E6 |  | Baseline Forecast | 0 | 0 | 0 | 0 | 0 | 0 | 0 | 0 | 0 | 0 | 0 | 0 | 0 | 0 | 0 | 0 | 0 | 0 | 0 | 0 | 0 | 0 | 0 | 0 | 0 | 0 | 0 | 0 | 0 | 0 | 0 | 0 | 0
Commercial_College_Existing_Water Heating_Natural Gas_Water Heater_E7_Baseline Forecast | Commercial | College | Existing | Water Heating | Natural Gas | Water Heater | E7 |  | Baseline Forecast | 0 | 0 | 0 | 0 | 0 | 0 | 0 | 0 | 0 | 0 | 0 | 0 | 0 | 0 | 0 | 0 | 0 | 0 | 0 | 0 | 0 | 0 | 0 | 0 | 0 | 0 | 0 | 0 | 0 | 0 | 0 | 0 | 0
Commercial_College_Existing_Water Heating_Natural Gas_Water Heater_E8_Baseline Forecast | Commercial | College | Existing | Water Heating | Natural Gas | Water Heater | E8 |  | Baseline Forecast | 0 | 0 | 0 | 0 | 0 | 0 | 0 | 0 | 0 | 0 | 0 | 0 | 0 | 0 | 0 | 0 | 0 | 0 | 0 | 0 | 0 | 0 | 0 | 0 | 0 | 0 | 0 | 0 | 0 | 0 | 0 | 0 | 0
Commercial_College_Existing_Water Heating_Natural Gas_Water Heater_E9_Baseline Forecast | Commercial | College | Existing | Water Heating | Natural Gas | Water Heater | E9 |  | Baseline Forecast | 0 | 0 | 0 | 0 | 0 | 0 | 0 | 0 | 0 | 0 | 0 | 0 | 0 | 0 | 0 | 0 | 0 | 0 | 0 | 0 | 0 | 0 | 0 | 0 | 0 | 0 | 0 | 0 | 0 | 0 | 0 | 0 | 0
Commercial_College_Existing_Water Heating_Natural Gas_Water Heater_E10_Baseline Forecast | Commercial | College | Existing | Water Heating | Natural Gas | Water Heater | E10 |  | Baseline Forecast | 0 | 0 | 0 | 0 | 0 | 0 | 0 | 0 | 0 | 0 | 0 | 0 | 0 | 0 | 0 | 0 | 0 | 0 | 0 | 0 | 0 | 0 | 0 | 0 | 0 | 0 | 0 | 0 | 0 | 0 | 0 | 0 | 0
Commercial_College_Existing_Water Heating_Natural Gas_Water Heater_Vintage_Baseline Forecast | Commercial | College | Existing | Water Heating | Natural Gas | Water Heater | Vintage |  | Baseline Forecast | 511769.0877 | 488798.7092 | 459957.8933 | 426092.2866 | 388708.4647 | 348500.1301 | 306546.1355 | 263399.3994 | 219345.7662 | 174563.7233 | 138930.2845 | 110573.4557 | 88002.7788 | 70036.3804 | 55734.6124 | 44351.6581 | 35292.449 | 28083.0548 | 22345.881 | 17780.385 | 14147.2355 | 11256.1171 | 8955.616 | 7125.1188 | 5668.635 | 4509.7357 | 3587.6473 | 2854.002 | 2270.3067 | 1805.9277 | 1436.4866 | 1142.5836 | 908.8128
Commercial_College_Existing_Food Preparation_Natural Gas_Oven_E1_Baseline Forecast | Commercial | College | Existing | Food Preparation | Natural Gas | Oven | E1 |  | Baseline Forecast | 0 | 666.9749 | 1526.1974 | 2532.2693 | 3650.8809 | 4851.8087 | 6117.5229 | 7434.6905 | 8791.2792 | 10174.7165 | 11575.8336 | 12987.8794 | 14092.0557 | 14950.859 | 15613.9831 | 16121.5524 | 16505.3985 | 16790.9052 | 16998.1744 | 17143.2065 | 17238.5874 | 17294.4476 | 17318.9867 | 17318.6265 | 17298.4785 | 17262.473 | 17213.8452 | 17155.1695 | 17088.4949 | 17015.4519 | 16937.3383 | 16855.1865 | 16770.3959
Commercial_College_Existing_Food Preparation_Natural Gas_Oven_E2_Baseline Forecast | Commercial | College | Existing | Food Preparation | Natural Gas | Oven | E2 |  | Baseline Forecast | 0 | 959.7931 | 2196.2353 | 3643.9972 | 5253.7066 | 6981.8711 | 8803.2647 | 10698.701 | 12650.8652 | 14641.6652 | 16657.9068 | 18689.8753 | 20278.8118 | 21514.6507 | 22468.9026 | 23199.3071 | 23751.671 | 24162.5221 | 24460.7876 | 24669.4923 | 24806.7477 | 24887.132 | 24922.4443 | 24921.926 | 24892.9324 | 24841.1197 | 24771.143 | 24686.7073 | 24590.7609 | 24485.6503 | 24373.2429 | 24255.0244 | 24133.0087
Commercial_College_Existing_Food Preparation_Natural Gas_Oven_E3_Baseline Forecast | Commercial | College | Existing | Food Preparation | Natural Gas | Oven | E3 |  | Baseline Forecast | 0 | 0 | 0 | 0 | 0 | 0 | 0 | 0 | 0 | 0 | 0 | 0 | 0 | 0 | 0 | 0 | 0 | 0 | 0 | 0 | 0 | 0 | 0 | 0 | 0 | 0 | 0 | 0 | 0 | 0 | 0 | 0 | 0
Commercial_College_Existing_Food Preparation_Natural Gas_Oven_E4_Baseline Forecast | Commercial | College | Existing | Food Preparation | Natural Gas | Oven | E4 |  | Baseline Forecast | 0 | 0 | 0 | 0 | 0 | 0 | 0 | 0 | 0 | 0 | 0 | 0 | 0 | 0 | 0 | 0 | 0 | 0 | 0 | 0 | 0 | 0 | 0 | 0 | 0 | 0 | 0 | 0 | 0 | 0 | 0 | 0 | 0
Commercial_College_Existing_Food Preparation_Natural Gas_Oven_E5_Baseline Forecast | Commercial | College | Existing | Food Preparation | Natural Gas | Oven | E5 |  | Baseline Forecast | 0 | 0 | 0 | 0 | 0 | 0 | 0 | 0 | 0 | 0 | 0 | 0 | 0 | 0 | 0 | 0 | 0 | 0 | 0 | 0 | 0 | 0 | 0 | 0 | 0 | 0 | 0 | 0 | 0 | 0 | 0 | 0 | 0
Commercial_College_Existing_Food Preparation_Natural Gas_Oven_E6_Baseline Forecast | Commercial | College | Existing | Food Preparation | Natural Gas | Oven | E6 |  | Baseline Forecast | 0 | 0 | 0 | 0 | 0 | 0 | 0 | 0 | 0 | 0 | 0 | 0 | 0 | 0 | 0 | 0 | 0 | 0 | 0 | 0 | 0 | 0 | 0 | 0 | 0 | 0 | 0 | 0 | 0 | 0 | 0 | 0 | 0
Commercial_College_Existing_Food Preparation_Natural Gas_Oven_E7_Baseline Forecast | Commercial | College | Existing | Food Preparation | Natural Gas | Oven | E7 |  | Baseline Forecast | 0 | 0 | 0 | 0 | 0 | 0 | 0 | 0 | 0 | 0 | 0 | 0 | 0 | 0 | 0 | 0 | 0 | 0 | 0 | 0 | 0 | 0 | 0 | 0 | 0 | 0 | 0 | 0 | 0 | 0 | 0 | 0 | 0
Commercial_College_Existing_Food Preparation_Natural Gas_Oven_E8_Baseline Forecast | Commercial | College | Existing | Food Preparation | Natural Gas | Oven | E8 |  | Baseline Forecast | 0 | 0 | 0 | 0 | 0 | 0 | 0 | 0 | 0 | 0 | 0 | 0 | 0 | 0 | 0 | 0 | 0 | 0 | 0 | 0 | 0 | 0 | 0 | 0 | 0 | 0 | 0 | 0 | 0 | 0 | 0 | 0 | 0
Commercial_College_Existing_Food Preparation_Natural Gas_Oven_E9_Baseline Forecast | Commercial | College | Existing | Food Preparation | Natural Gas | Oven | E9 |  | Baseline Forecast | 0 | 0 | 0 | 0 | 0 | 0 | 0 | 0 | 0 | 0 | 0 | 0 | 0 | 0 | 0 | 0 | 0 | 0 | 0 | 0 | 0 | 0 | 0 | 0 | 0 | 0 | 0 | 0 | 0 | 0 | 0 | 0 | 0
Commercial_College_Existing_Food Preparation_Natural Gas_Oven_E10_Baseline Forecast | Commercial | College | Existing | Food Preparation | Natural Gas | Oven | E10 |  | Baseline Forecast | 0 | 0 | 0 | 0 | 0 | 0 | 0 | 0 | 0 | 0 | 0 | 0 | 0 | 0 | 0 | 0 | 0 | 0 | 0 | 0 | 0 | 0 | 0 | 0 | 0 | 0 | 0 | 0 | 0 | 0 | 0 | 0 | 0
Commercial_College_Existing_Food Preparation_Natural Gas_Oven_Vintage_Baseline Forecast | Commercial | College | Existing | Food Preparation | Natural Gas | Oven | Vintage |  | Baseline Forecast | 49052.6067 | 47176.2702 | 44831.0369 | 42075.8157 | 39038.2742 | 35770.16 | 32366.3288 | 28873.2738 | 25312.5233 | 21695.0522 | 18037.6628 | 14356.0255 | 11425.6187 | 9092.9967 | 7236.1627 | 5758.2856 | 4582.106 | 3646.0925 | 2901.221 | 2308.4714 | 1836.7706 | 1461.4095 | 1162.7298 | 925.0718 | 735.9729 | 585.5101 | 465.7931 | 370.5421 | 294.7595 | 234.4681 | 186.5026 | 148.3445 | 117.9934
Commercial_College_Existing_Food Preparation_Natural Gas_Conveyor Oven_E1_Baseline Forecast | Commercial | College | Existing | Food Preparation | Natural Gas | Conveyor Oven | E1 |  | Baseline Forecast | 0 | 235.4029 | 538.6579 | 893.7421 | 1288.5462 | 1712.4031 | 2159.1257 | 2624.0084 | 3102.8044 | 3591.0764 | 4085.5883 | 4583.9575 | 5084.1171 | 5584.4277 | 6083.5437 | 6580.5963 | 7074.8589 | 7458.2165 | 7753.322 | 7978.2056 | 8147.1478 | 8271.5653 | 8360.6111 | 8421.5215 | 8460.0558 | 8480.7299 | 8487.1894 | 8482.3361 | 8468.4788 | 8447.4554 | 8420.7282 | 8389.461 | 8354.8675
Commercial_College_Existing_Food Preparation_Natural Gas_Conveyor Oven_E2_Baseline Forecast | Commercial | College | Existing | Food Preparation | Natural Gas | Conveyor Oven | E2 |  | Baseline Forecast | 0 | 338.7505 | 775.1419 | 1286.1167 | 1854.2494 | 2464.1898 | 3107.0346 | 3776.0121 | 4465.0113 | 5167.6465 | 5879.2612 | 6596.4266 | 7316.1684 | 8036.1276 | 8754.3678 | 9469.6386 | 10180.8945 | 10732.5555 | 11157.2195 | 11480.8325 | 11723.9444 | 11902.9842 | 12031.1233 | 12118.7749 | 12174.2266 | 12203.9771 | 12213.2726 | 12206.2885 | 12186.3476 | 12156.0944 | 12117.6333 | 12072.6389 | 12022.8581
Commercial_College_Existing_Food Preparation_Natural Gas_Conveyor Oven_E3_Baseline Forecast | Commercial | College | Existing | Food Preparation | Natural Gas | Conveyor Oven | E3 |  | Baseline Forecast | 0 | 0 | 0 | 0 | 0 | 0 | 0 | 0 | 0 | 0 | 0 | 0 | 0 | 0 | 0 | 0 | 0 | 0 | 0 | 0 | 0 | 0 | 0 | 0 | 0 | 0 | 0 | 0 | 0 | 0 | 0 | 0 | 0
Commercial_College_Existing_Food Preparation_Natural Gas_Conveyor Oven_E4_Baseline Forecast | Commercial | College | Existing | Food Preparation | Natural Gas | Conveyor Oven | E4 |  | Baseline Forecast | 0 | 0 | 0 | 0 | 0 | 0 | 0 | 0 | 0 | 0 | 0 | 0 | 0 | 0 | 0 | 0 | 0 | 0 | 0 | 0 | 0 | 0 | 0 | 0 | 0 | 0 | 0 | 0 | 0 | 0 | 0 | 0 | 0
Commercial_College_Existing_Food Preparation_Natural Gas_Conveyor Oven_E5_Baseline Forecast | Commercial | College | Existing | Food Preparation | Natural Gas | Conveyor Oven | E5 |  | Baseline Forecast | 0 | 0 | 0 | 0 | 0 | 0 | 0 | 0 | 0 | 0 | 0 | 0 | 0 | 0 | 0 | 0 | 0 | 0 | 0 | 0 | 0 | 0 | 0 | 0 | 0 | 0 | 0 | 0 | 0 | 0 | 0 | 0 | 0
Commercial_College_Existing_Food Preparation_Natural Gas_Conveyor Oven_E6_Baseline Forecast | Commercial | College | Existing | Food Preparation | Natural Gas | Conveyor Oven | E6 |  | Baseline Forecast | 0 | 0 | 0 | 0 | 0 | 0 | 0 | 0 | 0 | 0 | 0 | 0 | 0 | 0 | 0 | 0 | 0 | 0 | 0 | 0 | 0 | 0 | 0 | 0 | 0 | 0 | 0 | 0 | 0 | 0 | 0 | 0 | 0
Commercial_College_Existing_Food Preparation_Natural Gas_Conveyor Oven_E7_Baseline Forecast | Commercial | College | Existing | Food Preparation | Natural Gas | Conveyor Oven | E7 |  | Baseline Forecast | 0 | 0 | 0 | 0 | 0 | 0 | 0 | 0 | 0 | 0 | 0 | 0 | 0 | 0 | 0 | 0 | 0 | 0 | 0 | 0 | 0 | 0 | 0 | 0 | 0 | 0 | 0 | 0 | 0 | 0 | 0 | 0 | 0
Commercial_College_Existing_Food Preparation_Natural Gas_Conveyor Oven_E8_Baseline Forecast | Commercial | College | Existing | Food Preparation | Natural Gas | Conveyor Oven | E8 |  | Baseline Forecast | 0 | 0 | 0 | 0 | 0 | 0 | 0 | 0 | 0 | 0 | 0 | 0 | 0 | 0 | 0 | 0 | 0 | 0 | 0 | 0 | 0 | 0 | 0 | 0 | 0 | 0 | 0 | 0 | 0 | 0 | 0 | 0 | 0
Commercial_College_Existing_Food Preparation_Natural Gas_Conveyor Oven_E9_Baseline Forecast | Commercial | College | Existing | Food Preparation | Natural Gas | Conveyor Oven | E9 |  | Baseline Forecast | 0 | 0 | 0 | 0 | 0 | 0 | 0 | 0 | 0 | 0 | 0 | 0 | 0 | 0 | 0 | 0 | 0 | 0 | 0 | 0 | 0 | 0 | 0 | 0 | 0 | 0 | 0 | 0 | 0 | 0 | 0 | 0 | 0
Commercial_College_Existing_Food Preparation_Natural Gas_Conveyor Oven_E10_Baseline Forecast | Commercial | College | Existing | Food Preparation | Natural Gas | Conveyor Oven | E10 |  | Baseline Forecast | 0 | 0 | 0 | 0 | 0 | 0 | 0 | 0 | 0 | 0 | 0 | 0 | 0 | 0 | 0 | 0 | 0 | 0 | 0 | 0 | 0 | 0 | 0 | 0 | 0 | 0 | 0 | 0 | 0 | 0 | 0 | 0 | 0
Commercial_College_Existing_Food Preparation_Natural Gas_Conveyor Oven_Vintage_Baseline Forecast | Commercial | College | Existing | Food Preparation | Natural Gas | Conveyor Oven | Vintage |  | Baseline Forecast | 24526.3033 | 23827.3657 | 22962.935 | 21946.1823 | 20828.6353 | 19625.327 | 18377.3979 | 17103.3121 | 15809.5182 | 14496.994 | 13170.852 | 11836.5061 | 10497.9576 | 9158.6979 | 7821.6127 | 6489.3377 | 5163.8344 | 4108.9879 | 3269.5501 | 2601.547 | 2069.9607 | 1646.9451 | 1310.346 | 1042.5158 | 829.4095 | 659.8445 | 524.9286 | 417.5849 | 332.1812 | 264.2353 | 210.1803 | 167.1778 | 132.9735
Commercial_College_Existing_Food Preparation_Natural Gas_Double Rack Oven_E1_Baseline Forecast | Commercial | College | Existing | Food Preparation | Natural Gas | Double Rack Oven | E1 |  | Baseline Forecast | 0 | 333.4874 | 763.0987 | 1266.1346 | 1825.4404 | 2425.9044 | 3058.7615 | 3717.3453 | 4395.6396 | 5087.3582 | 5787.9168 | 6493.9397 | 7046.0278 | 7475.4295 | 7806.9916 | 8060.7762 | 8252.6992 | 8395.4526 | 8499.0872 | 8571.6032 | 8619.2937 | 8647.2238 | 8659.4933 | 8659.3133 | 8649.2392 | 8631.2365 | 8606.9226 | 8577.5847 | 8544.2474 | 8507.726 | 8468.6691 | 8427.5932 | 8385.1979
Commercial_College_Existing_Food Preparation_Natural Gas_Double Rack Oven_E2_Baseline Forecast | Commercial | College | Existing | Food Preparation | Natural Gas | Double Rack Oven | E2 |  | Baseline Forecast | 0 | 479.8965 | 1098.1176 | 1821.9986 | 2626.8533 | 3490.9356 | 4401.6323 | 5349.3505 | 6325.4326 | 7320.8326 | 8328.9534 | 9344.9377 | 10139.4059 | 10757.3253 | 11234.4513 | 11599.6535 | 11875.8355 | 12081.2611 | 12230.3938 | 12334.7461 | 12403.3738 | 12443.566 | 12461.2221 | 12460.963 | 12446.4662 | 12420.5599 | 12385.5715 | 12343.3536 | 12295.3804 | 12242.8252 | 12186.6214 | 12127.5122 | 12066.5043
Commercial_College_Existing_Food Preparation_Natural Gas_Double Rack Oven_E3_Baseline Forecast | Commercial | College | Existing | Food Preparation | Natural Gas | Double Rack Oven | E3 |  | Baseline Forecast | 0 | 0 | 0 | 0 | 0 | 0 | 0 | 0 | 0 | 0 | 0 | 0 | 0 | 0 | 0 | 0 | 0 | 0 | 0 | 0 | 0 | 0 | 0 | 0 | 0 | 0 | 0 | 0 | 0 | 0 | 0 | 0 | 0
Commercial_College_Existing_Food Preparation_Natural Gas_Double Rack Oven_E4_Baseline Forecast | Commercial | College | Existing | Food Preparation | Natural Gas | Double Rack Oven | E4 |  | Baseline Forecast | 0 | 0 | 0 | 0 | 0 | 0 | 0 | 0 | 0 | 0 | 0 | 0 | 0 | 0 | 0 | 0 | 0 | 0 | 0 | 0 | 0 | 0 | 0 | 0 | 0 | 0 | 0 | 0 | 0 | 0 | 0 | 0 | 0
Commercial_College_Existing_Food Preparation_Natural Gas_Double Rack Oven_E5_Baseline Forecast | Commercial | College | Existing | Food Preparation | Natural Gas | Double Rack Oven | E5 |  | Baseline Forecast | 0 | 0 | 0 | 0 | 0 | 0 | 0 | 0 | 0 | 0 | 0 | 0 | 0 | 0 | 0 | 0 | 0 | 0 | 0 | 0 | 0 | 0 | 0 | 0 | 0 | 0 | 0 | 0 | 0 | 0 | 0 | 0 | 0
Commercial_College_Existing_Food Preparation_Natural Gas_Double Rack Oven_E6_Baseline Forecast | Commercial | College | Existing | Food Preparation | Natural Gas | Double Rack Oven | E6 |  | Baseline Forecast | 0 | 0 | 0 | 0 | 0 | 0 | 0 | 0 | 0 | 0 | 0 | 0 | 0 | 0 | 0 | 0 | 0 | 0 | 0 | 0 | 0 | 0 | 0 | 0 | 0 | 0 | 0 | 0 | 0 | 0 | 0 | 0 | 0
Commercial_College_Existing_Food Preparation_Natural Gas_Double Rack Oven_E7_Baseline Forecast | Commercial | College | Existing | Food Preparation | Natural Gas | Double Rack Oven | E7 |  | Baseline Forecast | 0 | 0 | 0 | 0 | 0 | 0 | 0 | 0 | 0 | 0 | 0 | 0 | 0 | 0 | 0 | 0 | 0 | 0 | 0 | 0 | 0 | 0 | 0 | 0 | 0 | 0 | 0 | 0 | 0 | 0 | 0 | 0 | 0
Commercial_College_Existing_Food Preparation_Natural Gas_Double Rack Oven_E8_Baseline Forecast | Commercial | College | Existing | Food Preparation | Natural Gas | Double Rack Oven | E8 |  | Baseline Forecast | 0 | 0 | 0 | 0 | 0 | 0 | 0 | 0 | 0 | 0 | 0 | 0 | 0 | 0 | 0 | 0 | 0 | 0 | 0 | 0 | 0 | 0 | 0 | 0 | 0 | 0 | 0 | 0 | 0 | 0 | 0 | 0 | 0
Commercial_College_Existing_Food Preparation_Natural Gas_Double Rack Oven_E9_Baseline Forecast | Commercial | College | Existing | Food Preparation | Natural Gas | Double Rack Oven | E9 |  | Baseline Forecast | 0 | 0 | 0 | 0 | 0 | 0 | 0 | 0 | 0 | 0 | 0 | 0 | 0 | 0 | 0 | 0 | 0 | 0 | 0 | 0 | 0 | 0 | 0 | 0 | 0 | 0 | 0 | 0 | 0 | 0 | 0 | 0 | 0
Commercial_College_Existing_Food Preparation_Natural Gas_Double Rack Oven_E10_Baseline Forecast | Commercial | College | Existing | Food Preparation | Natural Gas | Double Rack Oven | E10 |  | Baseline Forecast | 0 | 0 | 0 | 0 | 0 | 0 | 0 | 0 | 0 | 0 | 0 | 0 | 0 | 0 | 0 | 0 | 0 | 0 | 0 | 0 | 0 | 0 | 0 | 0 | 0 | 0 | 0 | 0 | 0 | 0 | 0 | 0 | 0
Commercial_College_Existing_Food Preparation_Natural Gas_Double Rack Oven_Vintage_Baseline Forecast | Commercial | College | Existing | Food Preparation | Natural Gas | Double Rack Oven | Vintage |  | Baseline Forecast | 24526.3033 | 23588.1351 | 22415.5184 | 21037.9078 | 19519.1371 | 17885.08 | 16183.1644 | 14436.6369 | 12656.2616 | 10847.5261 | 9018.8314 | 7178.0128 | 5712.8093 | 4546.4983 | 3618.0814 | 2879.1428 | 2291.053 | 1823.0463 | 1450.6105 | 1154.2357 | 918.3853 | 730.7048 | 581.3649 | 462.5359 | 367.9865 | 292.7551 | 232.8966 | 185.2711 | 147.3798 | 117.234 | 93.2513 | 74.1722 | 58.9967
Commercial_College_Existing_Food Preparation_Natural Gas_Fryer_E1_Baseline Forecast | Commercial | College | Existing | Food Preparation | Natural Gas | Fryer | E1 |  | Baseline Forecast | 0 | 3186.5513 | 7661.4519 | 7613.8947 | 7565.1016 | 7511.6059 | 6689.7362 | 4987.5454 | 3720.6058 | 2775.9375 | 1354.2519 | 0 | 0 | 0 | 0 | 0 | 0 | 0 | 0 | 0 | 0 | 0 | 0 | 0 | 0 | 0 | 0 | 0 | 0 | 0 | 0 | 0 | 0
Commercial_College_Existing_Food Preparation_Natural Gas_Fryer_E2_Baseline Forecast | Commercial | College | Existing | Food Preparation | Natural Gas | Fryer | E2 |  | Baseline Forecast | 0 | 1119.5991 | 2691.8615 | 10037.1427 | 18279.0973 | 27135.7201 | 34421.6415 | 40871.1586 | 45615.5498 | 49081.4984 | 52308.27 | 54933.4888 | 55804.2491 | 56375.215 | 56721.223 | 56900.1496 | 56954.7321 | 56916.9975 | 56810.4945 | 56652.7957 | 56456.5245 | 56231.4575 | 55985.3283 | 55723.5862 | 55450.2979 | 55168.059 | 54879.1295 | 54585.1951 | 54287.5137 | 53987.0234 | 53684.424 | 53380.2375 | 53076.6816
Commercial_College_Existing_Food Preparation_Natural Gas_Fryer_E3_Baseline Forecast | Commercial | College | Existing | Food Preparation | Natural Gas | Fryer | E3 |  | Baseline Forecast | 0 | 0 | 0 | 0 | 0 | 0 | 0 | 0 | 0 | 0 | 0 | 0 | 0 | 0 | 0 | 0 | 0 | 0 | 0 | 0 | 0 | 0 | 0 | 0 | 0 | 0 | 0 | 0 | 0 | 0 | 0 | 0 | 0
Commercial_College_Existing_Food Preparation_Natural Gas_Fryer_E4_Baseline Forecast | Commercial | College | Existing | Food Preparation | Natural Gas | Fryer | E4 |  | Baseline Forecast | 0 | 0 | 0 | 0 | 0 | 0 | 0 | 0 | 0 | 0 | 0 | 0 | 0 | 0 | 0 | 0 | 0 | 0 | 0 | 0 | 0 | 0 | 0 | 0 | 0 | 0 | 0 | 0 | 0 | 0 | 0 | 0 | 0
Commercial_College_Existing_Food Preparation_Natural Gas_Fryer_E5_Baseline Forecast | Commercial | College | Existing | Food Preparation | Natural Gas | Fryer | E5 |  | Baseline Forecast | 0 | 0 | 0 | 0 | 0 | 0 | 0 | 0 | 0 | 0 | 0 | 0 | 0 | 0 | 0 | 0 | 0 | 0 | 0 | 0 | 0 | 0 | 0 | 0 | 0 | 0 | 0 | 0 | 0 | 0 | 0 | 0 | 0
Commercial_College_Existing_Food Preparation_Natural Gas_Fryer_E6_Baseline Forecast | Commercial | College | Existing | Food Preparation | Natural Gas | Fryer | E6 |  | Baseline Forecast | 0 | 0 | 0 | 0 | 0 | 0 | 0 | 0 | 0 | 0 | 0 | 0 | 0 | 0 | 0 | 0 | 0 | 0 | 0 | 0 | 0 | 0 | 0 | 0 | 0 | 0 | 0 | 0 | 0 | 0 | 0 | 0 | 0
Commercial_College_Existing_Food Preparation_Natural Gas_Fryer_E7_Baseline Forecast | Commercial | College | Existing | Food Preparation | Natural Gas | Fryer | E7 |  | Baseline Forecast | 0 | 0 | 0 | 0 | 0 | 0 | 0 | 0 | 0 | 0 | 0 | 0 | 0 | 0 | 0 | 0 | 0 | 0 | 0 | 0 | 0 | 0 | 0 | 0 | 0 | 0 | 0 | 0 | 0 | 0 | 0 | 0 | 0
Commercial_College_Existing_Food Preparation_Natural Gas_Fryer_E8_Baseline Forecast | Commercial | College | Existing | Food Preparation | Natural Gas | Fryer | E8 |  | Baseline Forecast | 0 | 0 | 0 | 0 | 0 | 0 | 0 | 0 | 0 | 0 | 0 | 0 | 0 | 0 | 0 | 0 | 0 | 0 | 0 | 0 | 0 | 0 | 0 | 0 | 0 | 0 | 0 | 0 | 0 | 0 | 0 | 0 | 0
Commercial_College_Existing_Food Preparation_Natural Gas_Fryer_E9_Baseline Forecast | Commercial | College | Existing | Food Preparation | Natural Gas | Fryer | E9 |  | Baseline Forecast | 0 | 0 | 0 | 0 | 0 | 0 | 0 | 0 | 0 | 0 | 0 | 0 | 0 | 0 | 0 | 0 | 0 | 0 | 0 | 0 | 0 | 0 | 0 | 0 | 0 | 0 | 0 | 0 | 0 | 0 | 0 | 0 | 0
Commercial_College_Existing_Food Preparation_Natural Gas_Fryer_E10_Baseline Forecast | Commercial | College | Existing | Food Preparation | Natural Gas | Fryer | E10 |  | Baseline Forecast | 0 | 0 | 0 | 0 | 0 | 0 | 0 | 0 | 0 | 0 | 0 | 0 | 0 | 0 | 0 | 0 | 0 | 0 | 0 | 0 | 0 | 0 | 0 | 0 | 0 | 0 | 0 | 0 | 0 | 0 | 0 | 0 | 0
Commercial_College_Existing_Food Preparation_Natural Gas_Fryer_Vintage_Baseline Forecast | Commercial | College | Existing | Food Preparation | Natural Gas | Fryer | Vintage |  | Baseline Forecast | 63479.844 | 58850.7224 | 52480.5884 | 44792.8337 | 36199.5045 | 26957.6432 | 20083.7141 | 14973.451 | 11169.885 | 8333.8315 | 6218.1175 | 4639.6386 | 3461.7917 | 2582.852 | 1926.9573 | 1437.5675 | 1072.4362 | 800.0282 | 596.8012 | 445.1892 | 332.0828 | 247.7049 | 184.7621 | 137.81 | 102.787 | 76.6624 | 57.1758 | 42.6411 | 31.8002 | 23.7146 | 17.6843 | 13.187 | 9.8334
Commercial_College_Existing_Food Preparation_Natural Gas_Broiler_E1_Baseline Forecast | Commercial | College | Existing | Food Preparation | Natural Gas | Broiler | E1 |  | Baseline Forecast | 0 | 2407.6165 | 5509.2003 | 9140.8745 | 13178.7895 | 17513.8462 | 22082.7656 | 26837.4194 | 31734.3738 | 36728.2449 | 41785.9358 | 46883.077 | 50868.8838 | 53968.9543 | 56362.6708 | 58194.872 | 59580.4628 | 60611.0724 | 61359.2638 | 61882.7941 | 62227.0958 | 62428.7379 | 62517.3178 | 62516.0177 | 62443.2881 | 62313.3173 | 62137.7825 | 61925.9776 | 61685.2985 | 61421.6313 | 61139.6601 | 60843.1121 | 60537.0388
Commercial_College_Existing_Food Preparation_Natural Gas_Broiler_E2_Baseline Forecast | Commercial | College | Existing | Food Preparation | Natural Gas | Broiler | E2 |  | Baseline Forecast | 0 | 845.9193 | 1935.665 | 3211.6586 | 4630.3855 | 6153.5135 | 7758.8095 | 9429.3636 | 11149.9151 | 12904.5185 | 14681.545 | 16472.4325 | 17872.8511 | 18962.065 | 19803.1006 | 20446.8469 | 20933.6761 | 21295.7822 | 21558.6602 | 21742.6033 | 21863.5742 | 21934.4214 | 21965.5441 | 21965.0873 | 21939.5337 | 21893.8682 | 21832.1939 | 21757.7759 | 21673.213 | 21580.5732 | 21481.5022 | 21377.3096 | 21269.7704
Commercial_College_Existing_Food Preparation_Natural Gas_Broiler_E3_Baseline Forecast | Commercial | College | Existing | Food Preparation | Natural Gas | Broiler | E3 |  | Baseline Forecast | 0 | 0 | 0 | 0 | 0 | 0 | 0 | 0 | 0 | 0 | 0 | 0 | 0 | 0 | 0 | 0 | 0 | 0 | 0 | 0 | 0 | 0 | 0 | 0 | 0 | 0 | 0 | 0 | 0 | 0 | 0 | 0 | 0
Commercial_College_Existing_Food Preparation_Natural Gas_Broiler_E4_Baseline Forecast | Commercial | College | Existing | Food Preparation | Natural Gas | Broiler | E4 |  | Baseline Forecast | 0 | 0 | 0 | 0 | 0 | 0 | 0 | 0 | 0 | 0 | 0 | 0 | 0 | 0 | 0 | 0 | 0 | 0 | 0 | 0 | 0 | 0 | 0 | 0 | 0 | 0 | 0 | 0 | 0 | 0 | 0 | 0 | 0
Commercial_College_Existing_Food Preparation_Natural Gas_Broiler_E5_Baseline Forecast | Commercial | College | Existing | Food Preparation | Natural Gas | Broiler | E5 |  | Baseline Forecast | 0 | 0 | 0 | 0 | 0 | 0 | 0 | 0 | 0 | 0 | 0 | 0 | 0 | 0 | 0 | 0 | 0 | 0 | 0 | 0 | 0 | 0 | 0 | 0 | 0 | 0 | 0 | 0 | 0 | 0 | 0 | 0 | 0
Commercial_College_Existing_Food Preparation_Natural Gas_Broiler_E6_Baseline Forecast | Commercial | College | Existing | Food Preparation | Natural Gas | Broiler | E6 |  | Baseline Forecast | 0 | 0 | 0 | 0 | 0 | 0 | 0 | 0 | 0 | 0 | 0 | 0 | 0 | 0 | 0 | 0 | 0 | 0 | 0 | 0 | 0 | 0 | 0 | 0 | 0 | 0 | 0 | 0 | 0 | 0 | 0 | 0 | 0
Commercial_College_Existing_Food Preparation_Natural Gas_Broiler_E7_Baseline Forecast | Commercial | College | Existing | Food Preparation | Natural Gas | Broiler | E7 |  | Baseline Forecast | 0 | 0 | 0 | 0 | 0 | 0 | 0 | 0 | 0 | 0 | 0 | 0 | 0 | 0 | 0 | 0 | 0 | 0 | 0 | 0 | 0 | 0 | 0 | 0 | 0 | 0 | 0 | 0 | 0 | 0 | 0 | 0 | 0
Commercial_College_Existing_Food Preparation_Natural Gas_Broiler_E8_Baseline Forecast | Commercial | College | Existing | Food Preparation | Natural Gas | Broiler | E8 |  | Baseline Forecast | 0 | 0 | 0 | 0 | 0 | 0 | 0 | 0 | 0 | 0 | 0 | 0 | 0 | 0 | 0 | 0 | 0 | 0 | 0 | 0 | 0 | 0 | 0 | 0 | 0 | 0 | 0 | 0 | 0 | 0 | 0 | 0 | 0
Commercial_College_Existing_Food Preparation_Natural Gas_Broiler_E9_Baseline Forecast | Commercial | College | Existing | Food Preparation | Natural Gas | Broiler | E9 |  | Baseline Forecast | 0 | 0 | 0 | 0 | 0 | 0 | 0 | 0 | 0 | 0 | 0 | 0 | 0 | 0 | 0 | 0 | 0 | 0 | 0 | 0 | 0 | 0 | 0 | 0 | 0 | 0 | 0 | 0 | 0 | 0 | 0 | 0 | 0
Commercial_College_Existing_Food Preparation_Natural Gas_Broiler_E10_Baseline Forecast | Commercial | College | Existing | Food Preparation | Natural Gas | Broiler | E10 |  | Baseline Forecast | 0 | 0 | 0 | 0 | 0 | 0 | 0 | 0 | 0 | 0 | 0 | 0 | 0 | 0 | 0 | 0 | 0 | 0 | 0 | 0 | 0 | 0 | 0 | 0 | 0 | 0 | 0 | 0 | 0 | 0 | 0 | 0 | 0
Commercial_College_Existing_Food Preparation_Natural Gas_Broiler_Vintage_Baseline Forecast | Commercial | College | Existing | Food Preparation | Natural Gas | Broiler | Vintage |  | Baseline Forecast | 98105.2134 | 94352.5403 | 89662.0737 | 84151.6314 | 78076.5484 | 71540.3199 | 64732.6577 | 57746.5476 | 50625.0465 | 43390.1044 | 36075.3256 | 28712.051 | 22851.2373 | 18185.9933 | 14472.3254 | 11516.5712 | 9164.2121 | 7292.1851 | 5802.4421 | 4616.9428 | 3673.5412 | 2922.8191 | 2325.4596 | 1850.1436 | 1471.9458 | 1171.0203 | 931.5863 | 741.0843 | 589.5191 | 468.9361 | 373.0052 | 296.6889 | 235.9868
Commercial_College_Existing_Food Preparation_Natural Gas_Griddle_E1_Baseline Forecast | Commercial | College | Existing | Food Preparation | Natural Gas | Griddle | E1 |  | Baseline Forecast | 0 | 3261.1913 | 7462.3827 | 12381.5978 | 17851.079 | 23723.0476 | 29911.7906 | 36352.1166 | 42985.1931 | 49749.5463 | 56600.3454 | 63504.5813 | 68903.4802 | 73102.6217 | 76344.9849 | 78826.7583 | 80703.584 | 82099.5766 | 83113.025 | 83822.1631 | 84288.5304 | 84561.6608 | 84681.6451 | 84679.8841 | 84581.3696 | 84405.3201 | 84167.5528 | 83880.6564 | 83554.6491 | 83197.5038 | 82815.565 | 82413.8815 | 81999.2957
Commercial_College_Existing_Food Preparation_Natural Gas_Griddle_E2_Baseline Forecast | Commercial | College | Existing | Food Preparation | Natural Gas | Griddle | E2 |  | Baseline Forecast | 0 | 1332.0359 | 3048.0155 | 5057.2724 | 7291.2858 | 9689.6955 | 12217.4919 | 14848.0476 | 17557.3324 | 20320.2372 | 23118.4509 | 25938.4909 | 28143.675 | 29858.8173 | 31183.1629 | 32196.8449 | 32963.4357 | 33533.6299 | 33947.5736 | 34237.2216 | 34427.7096 | 34539.2699 | 34588.2776 | 34587.5583 | 34547.32 | 34475.4124 | 34378.2962 | 34261.1132 | 34127.9553 | 33982.079 | 33826.0759 | 33662.008 | 33492.6701
Commercial_College_Existing_Food Preparation_Natural Gas_Griddle_E3_Baseline Forecast | Commercial | College | Existing | Food Preparation | Natural Gas | Griddle | E3 |  | Baseline Forecast | 0 | 0 | 0 | 0 | 0 | 0 | 0 | 0 | 0 | 0 | 0 | 0 | 0 | 0 | 0 | 0 | 0 | 0 | 0 | 0 | 0 | 0 | 0 | 0 | 0 | 0 | 0 | 0 | 0 | 0 | 0 | 0 | 0
Commercial_College_Existing_Food Preparation_Natural Gas_Griddle_E4_Baseline Forecast | Commercial | College | Existing | Food Preparation | Natural Gas | Griddle | E4 |  | Baseline Forecast | 0 | 0 | 0 | 0 | 0 | 0 | 0 | 0 | 0 | 0 | 0 | 0 | 0 | 0 | 0 | 0 | 0 | 0 | 0 | 0 | 0 | 0 | 0 | 0 | 0 | 0 | 0 | 0 | 0 | 0 | 0 | 0 | 0
Commercial_College_Existing_Food Preparation_Natural Gas_Griddle_E5_Baseline Forecast | Commercial | College | Existing | Food Preparation | Natural Gas | Griddle | E5 |  | Baseline Forecast | 0 | 0 | 0 | 0 | 0 | 0 | 0 | 0 | 0 | 0 | 0 | 0 | 0 | 0 | 0 | 0 | 0 | 0 | 0 | 0 | 0 | 0 | 0 | 0 | 0 | 0 | 0 | 0 | 0 | 0 | 0 | 0 | 0
Commercial_College_Existing_Food Preparation_Natural Gas_Griddle_E6_Baseline Forecast | Commercial | College | Existing | Food Preparation | Natural Gas | Griddle | E6 |  | Baseline Forecast | 0 | 0 | 0 | 0 | 0 | 0 | 0 | 0 | 0 | 0 | 0 | 0 | 0 | 0 | 0 | 0 | 0 | 0 | 0 | 0 | 0 | 0 | 0 | 0 | 0 | 0 | 0 | 0 | 0 | 0 | 0 | 0 | 0
Commercial_College_Existing_Food Preparation_Natural Gas_Griddle_E7_Baseline Forecast | Commercial | College | Existing | Food Preparation | Natural Gas | Griddle | E7 |  | Baseline Forecast | 0 | 0 | 0 | 0 | 0 | 0 | 0 | 0 | 0 | 0 | 0 | 0 | 0 | 0 | 0 | 0 | 0 | 0 | 0 | 0 | 0 | 0 | 0 | 0 | 0 | 0 | 0 | 0 | 0 | 0 | 0 | 0 | 0
Commercial_College_Existing_Food Preparation_Natural Gas_Griddle_E8_Baseline Forecast | Commercial | College | Existing | Food Preparation | Natural Gas | Griddle | E8 |  | Baseline Forecast | 0 | 0 | 0 | 0 | 0 | 0 | 0 | 0 | 0 | 0 | 0 | 0 | 0 | 0 | 0 | 0 | 0 | 0 | 0 | 0 | 0 | 0 | 0 | 0 | 0 | 0 | 0 | 0 | 0 | 0 | 0 | 0 | 0
Commercial_College_Existing_Food Preparation_Natural Gas_Griddle_E9_Baseline Forecast | Commercial | College | Existing | Food Preparation | Natural Gas | Griddle | E9 |  | Baseline Forecast | 0 | 0 | 0 | 0 | 0 | 0 | 0 | 0 | 0 | 0 | 0 | 0 | 0 | 0 | 0 | 0 | 0 | 0 | 0 | 0 | 0 | 0 | 0 | 0 | 0 | 0 | 0 | 0 | 0 | 0 | 0 | 0 | 0
Commercial_College_Existing_Food Preparation_Natural Gas_Griddle_E10_Baseline Forecast | Commercial | College | Existing | Food Preparation | Natural Gas | Griddle | E10 |  | Baseline Forecast | 0 | 0 | 0 | 0 | 0 | 0 | 0 | 0 | 0 | 0 | 0 | 0 | 0 | 0 | 0 | 0 | 0 | 0 | 0 | 0 | 0 | 0 | 0 | 0 | 0 | 0 | 0 | 0 | 0 | 0 | 0 | 0 | 0
Commercial_College_Existing_Food Preparation_Natural Gas_Griddle_Vintage_Baseline Forecast | Commercial | College | Existing | Food Preparation | Natural Gas | Griddle | Vintage |  | Baseline Forecast | 138501.4777 | 133203.5864 | 126581.7511 | 118802.3031 | 110225.7153 | 100998.0987 | 91387.2815 | 81524.5378 | 71470.6539 | 61256.6179 | 50929.8715 | 40534.6603 | 32260.5703 | 25674.3435 | 20431.5183 | 16258.6887 | 12937.7111 | 10294.8495 | 8191.683 | 6518.0369 | 5186.1759 | 4126.3328 | 3283.0018 | 2611.9675 | 2078.0412 | 1653.2051 | 1315.1806 | 1046.2366 | 832.2622 | 662.0275 | 526.5956 | 418.855 | 333.1579
Commercial_College_Existing_Food Preparation_Natural Gas_Range_E1_Baseline Forecast | Commercial | College | Existing | Food Preparation | Natural Gas | Range | E1 |  | Baseline Forecast | 0 | 2793.4476 | 6392.0738 | 10605.7395 | 15290.7482 | 20320.5166 | 25621.6253 | 31138.2332 | 36819.9459 | 42614.1067 | 47158.0452 | 50707.3826 | 53463.5724 | 55587.2665 | 57206.2115 | 58424.1798 | 59323.3328 | 59969.2176 | 60413.6317 | 60697.8041 | 60854.0236 | 60908.3932 | 60882.167 | 60791.8937 | 60650.7449 | 60468.7221 | 60254.1605 | 60013.694 | 59752.6017 | 59475.085 | 59184.4873 | 58883.469 | 58576.1651
Commercial_College_Existing_Food Preparation_Natural Gas_Range_E2_Baseline Forecast | Commercial | College | Existing | Food Preparation | Natural Gas | Range | E2 |  | Baseline Forecast | 0 | 4019.8393 | 9198.3501 | 15261.9179 | 22003.7595 | 29241.719 | 36870.1438 | 44808.677 | 52984.8002 | 61322.7389 | 67861.5773 | 72969.1604 | 76935.3846 | 79991.4323 | 82321.1336 | 84073.8197 | 85367.7228 | 86297.1668 | 86936.6895 | 87345.6205 | 87570.4242 | 87648.6634 | 87610.9232 | 87481.0177 | 87277.9011 | 87015.9659 | 86707.2066 | 86361.1694 | 85985.4512 | 85586.098 | 85167.9207 | 84734.748 | 84292.5302
Commercial_College_Existing_Food Preparation_Natural Gas_Range_E3_Baseline Forecast | Commercial | College | Existing | Food Preparation | Natural Gas | Range | E3 |  | Baseline Forecast | 0 | 0 | 0 | 0 | 0 | 0 | 0 | 0 | 0 | 0 | 0 | 0 | 0 | 0 | 0 | 0 | 0 | 0 | 0 | 0 | 0 | 0 | 0 | 0 | 0 | 0 | 0 | 0 | 0 | 0 | 0 | 0 | 0
Commercial_College_Existing_Food Preparation_Natural Gas_Range_E4_Baseline Forecast | Commercial | College | Existing | Food Preparation | Natural Gas | Range | E4 |  | Baseline Forecast | 0 | 0 | 0 | 0 | 0 | 0 | 0 | 0 | 0 | 0 | 0 | 0 | 0 | 0 | 0 | 0 | 0 | 0 | 0 | 0 | 0 | 0 | 0 | 0 | 0 | 0 | 0 | 0 | 0 | 0 | 0 | 0 | 0
Commercial_College_Existing_Food Preparation_Natural Gas_Range_E5_Baseline Forecast | Commercial | College | Existing | Food Preparation | Natural Gas | Range | E5 |  | Baseline Forecast | 0 | 0 | 0 | 0 | 0 | 0 | 0 | 0 | 0 | 0 | 0 | 0 | 0 | 0 | 0 | 0 | 0 | 0 | 0 | 0 | 0 | 0 | 0 | 0 | 0 | 0 | 0 | 0 | 0 | 0 | 0 | 0 | 0
Commercial_College_Existing_Food Preparation_Natural Gas_Range_E6_Baseline Forecast | Commercial | College | Existing | Food Preparation | Natural Gas | Range | E6 |  | Baseline Forecast | 0 | 0 | 0 | 0 | 0 | 0 | 0 | 0 | 0 | 0 | 0 | 0 | 0 | 0 | 0 | 0 | 0 | 0 | 0 | 0 | 0 | 0 | 0 | 0 | 0 | 0 | 0 | 0 | 0 | 0 | 0 | 0 | 0
Commercial_College_Existing_Food Preparation_Natural Gas_Range_E7_Baseline Forecast | Commercial | College | Existing | Food Preparation | Natural Gas | Range | E7 |  | Baseline Forecast | 0 | 0 | 0 | 0 | 0 | 0 | 0 | 0 | 0 | 0 | 0 | 0 | 0 | 0 | 0 | 0 | 0 | 0 | 0 | 0 | 0 | 0 | 0 | 0 | 0 | 0 | 0 | 0 | 0 | 0 | 0 | 0 | 0
Commercial_College_Existing_Food Preparation_Natural Gas_Range_E8_Baseline Forecast | Commercial | College | Existing | Food Preparation | Natural Gas | Range | E8 |  | Baseline Forecast | 0 | 0 | 0 | 0 | 0 | 0 | 0 | 0 | 0 | 0 | 0 | 0 | 0 | 0 | 0 | 0 | 0 | 0 | 0 | 0 | 0 | 0 | 0 | 0 | 0 | 0 | 0 | 0 | 0 | 0 | 0 | 0 | 0
Commercial_College_Existing_Food Preparation_Natural Gas_Range_E9_Baseline Forecast | Commercial | College | Existing | Food Preparation | Natural Gas | Range | E9 |  | Baseline Forecast | 0 | 0 | 0 | 0 | 0 | 0 | 0 | 0 | 0 | 0 | 0 | 0 | 0 | 0 | 0 | 0 | 0 | 0 | 0 | 0 | 0 | 0 | 0 | 0 | 0 | 0 | 0 | 0 | 0 | 0 | 0 | 0 | 0
Commercial_College_Existing_Food Preparation_Natural Gas_Range_E10_Baseline Forecast | Commercial | College | Existing | Food Preparation | Natural Gas | Range | E10 |  | Baseline Forecast | 0 | 0 | 0 | 0 | 0 | 0 | 0 | 0 | 0 | 0 | 0 | 0 | 0 | 0 | 0 | 0 | 0 | 0 | 0 | 0 | 0 | 0 | 0 | 0 | 0 | 0 | 0 | 0 | 0 | 0 | 0 | 0 | 0
Commercial_College_Existing_Food Preparation_Natural Gas_Range_Vintage_Baseline Forecast | Commercial | College | Existing | Food Preparation | Natural Gas | Range | Vintage |  | Baseline Forecast | 171203.2155 | 163518.8853 | 153870.705 | 142541.5707 | 130035.4802 | 116584.4994 | 102549.5392 | 88115.5686 | 73378.2117 | 58397.1785 | 46476.6474 | 36990.3764 | 29439.7592 | 23429.4212 | 18645.02 | 14837.0558 | 11806.459 | 9394.6848 | 7475.4157 | 5948.1105 | 4732.7052 | 3765.5331 | 2995.9415 | 2383.5814 | 1896.3407 | 1508.6516 | 1200.1834 | 954.7554 | 759.4906 | 604.1409 | 480.5509 | 382.231 | 304.0271
Commercial_College_Existing_Food Preparation_Natural Gas_Steamer_E1_Baseline Forecast | Commercial | College | Existing | Food Preparation | Natural Gas | Steamer | E1 |  | Baseline Forecast | 0 | 1134.1302 | 2413.3735 | 2398.3929 | 2383.0229 | 2366.1717 | 2350.4288 | 2336.4888 | 2323.9631 | 2311.8731 | 2180.4647 | 1928.2375 | 1705.1536 | 1507.8159 | 1333.2362 | 1178.8253 | 1042.2667 | 921.5076 | 814.7222 | 404.5495 | 0 | 0 | 0 | 0 | 0 | 0 | 0 | 0 | 0 | 0 | 0 | 0 | 0
Commercial_College_Existing_Food Preparation_Natural Gas_Steamer_E2_Baseline Forecast | Commercial | College | Existing | Food Preparation | Natural Gas | Steamer | E2 |  | Baseline Forecast | 0 | 1134.1302 | 2413.3735 | 5229.3963 | 8253.2752 | 11446.5077 | 14790.8773 | 18271.7835 | 21872.2031 | 25569.1941 | 28926.5942 | 31999.1371 | 34682.6231 | 37021.1808 | 39053.7475 | 40816.2212 | 42340.0361 | 43653.1031 | 44779.8268 | 46057.5422 | 47194.4985 | 47807.3704 | 48314.8879 | 48729.2817 | 49061.3702 | 49320.3295 | 49514.6077 | 49651.6778 | 49738.1499 | 49779.8709 | 49782.0123 | 49749.1482 | 49687.0359
Commercial_College_Existing_Food Preparation_Natural Gas_Steamer_E3_Baseline Forecast | Commercial | College | Existing | Food Preparation | Natural Gas | Steamer | E3 |  | Baseline Forecast | 0 | 0 | 0 | 0 | 0 | 0 | 0 | 0 | 0 | 0 | 0 | 0 | 0 | 0 | 0 | 0 | 0 | 0 | 0 | 0 | 0 | 0 | 0 | 0 | 0 | 0 | 0 | 0 | 0 | 0 | 0 | 0 | 0
Commercial_College_Existing_Food Preparation_Natural Gas_Steamer_E4_Baseline Forecast | Commercial | College | Existing | Food Preparation | Natural Gas | Steamer | E4 |  | Baseline Forecast | 0 | 0 | 0 | 0 | 0 | 0 | 0 | 0 | 0 | 0 | 0 | 0 | 0 | 0 | 0 | 0 | 0 | 0 | 0 | 0 | 0 | 0 | 0 | 0 | 0 | 0 | 0 | 0 | 0 | 0 | 0 | 0 | 0
Commercial_College_Existing_Food Preparation_Natural Gas_Steamer_E5_Baseline Forecast | Commercial | College | Existing | Food Preparation | Natural Gas | Steamer | E5 |  | Baseline Forecast | 0 | 0 | 0 | 0 | 0 | 0 | 0 | 0 | 0 | 0 | 0 | 0 | 0 | 0 | 0 | 0 | 0 | 0 | 0 | 0 | 0 | 0 | 0 | 0 | 0 | 0 | 0 | 0 | 0 | 0 | 0 | 0 | 0
Commercial_College_Existing_Food Preparation_Natural Gas_Steamer_E6_Baseline Forecast | Commercial | College | Existing | Food Preparation | Natural Gas | Steamer | E6 |  | Baseline Forecast | 0 | 0 | 0 | 0 | 0 | 0 | 0 | 0 | 0 | 0 | 0 | 0 | 0 | 0 | 0 | 0 | 0 | 0 | 0 | 0 | 0 | 0 | 0 | 0 | 0 | 0 | 0 | 0 | 0 | 0 | 0 | 0 | 0
Commercial_College_Existing_Food Preparation_Natural Gas_Steamer_E7_Baseline Forecast | Commercial | College | Existing | Food Preparation | Natural Gas | Steamer | E7 |  | Baseline Forecast | 0 | 0 | 0 | 0 | 0 | 0 | 0 | 0 | 0 | 0 | 0 | 0 | 0 | 0 | 0 | 0 | 0 | 0 | 0 | 0 | 0 | 0 | 0 | 0 | 0 | 0 | 0 | 0 | 0 | 0 | 0 | 0 | 0
Commercial_College_Existing_Food Preparation_Natural Gas_Steamer_E8_Baseline Forecast | Commercial | College | Existing | Food Preparation | Natural Gas | Steamer | E8 |  | Baseline Forecast | 0 | 0 | 0 | 0 | 0 | 0 | 0 | 0 | 0 | 0 | 0 | 0 | 0 | 0 | 0 | 0 | 0 | 0 | 0 | 0 | 0 | 0 | 0 | 0 | 0 | 0 | 0 | 0 | 0 | 0 | 0 | 0 | 0
Commercial_College_Existing_Food Preparation_Natural Gas_Steamer_E9_Baseline Forecast | Commercial | College | Existing | Food Preparation | Natural Gas | Steamer | E9 |  | Baseline Forecast | 0 | 0 | 0 | 0 | 0 | 0 | 0 | 0 | 0 | 0 | 0 | 0 | 0 | 0 | 0 | 0 | 0 | 0 | 0 | 0 | 0 | 0 | 0 | 0 | 0 | 0 | 0 | 0 | 0 | 0 | 0 | 0 | 0
Commercial_College_Existing_Food Preparation_Natural Gas_Steamer_E10_Baseline Forecast | Commercial | College | Existing | Food Preparation | Natural Gas | Steamer | E10 |  | Baseline Forecast | 0 | 0 | 0 | 0 | 0 | 0 | 0 | 0 | 0 | 0 | 0 | 0 | 0 | 0 | 0 | 0 | 0 | 0 | 0 | 0 | 0 | 0 | 0 | 0 | 0 | 0 | 0 | 0 | 0 | 0 | 0 | 0 | 0
Commercial_College_Existing_Food Preparation_Natural Gas_Steamer_Vintage_Baseline Forecast | Commercial | College | Existing | Food Preparation | Natural Gas | Steamer | Vintage |  | Baseline Forecast | 61556.2123 | 58974.7679 | 56103.0972 | 52923.8435 | 49527.293 | 45925.4726 | 42199.389 | 38380.4841 | 34476.358 | 30486.2223 | 26959.0157 | 23840.5066 | 21082.3235 | 18642.4622 | 16483.9791 | 14574.861 | 12886.4664 | 11393.4142 | 10073.1317 | 8905.6512 | 7873.2419 | 6960.3023 | 6153.0785 | 5439.3449 | 4808.288 | 4250.3095 | 3756.961 | 3320.7694 | 2935.1241 | 2594.1781 | 2292.7594 | 2026.2938 | 1790.7969
Commercial_College_Existing_Food Preparation_Natural Gas_Food Prep Other_E1_Baseline Forecast | Commercial | College | Existing | Food Preparation | Natural Gas | Food Prep Other | E1 |  | Baseline Forecast | 0 | 226.5992 | 518.513 | 860.3176 | 1240.3567 | 1648.362 | 2078.3779 | 2525.8748 | 2986.7646 | 3456.776 | 3825.3717 | 4113.2873 | 4336.8642 | 4509.1343 | 4640.46 | 4739.2593 | 4812.1969 | 4864.5899 | 4900.6399 | 4923.6914 | 4936.3637 | 4940.774 | 4938.6466 | 4931.3238 | 4919.8741 | 4905.1087 | 4887.7039 | 4868.1977 | 4847.0184 | 4824.5068 | 4800.934 | 4776.516 | 4751.5881
Commercial_College_Existing_Food Preparation_Natural Gas_Food Prep Other_E2_Baseline Forecast | Commercial | College | Existing | Food Preparation | Natural Gas | Food Prep Other | E2 |  | Baseline Forecast | 0 | 79.6159 | 182.1802 | 302.2737 | 435.801 | 579.1542 | 730.2409 | 887.4695 | 1049.4038 | 1214.5429 | 1344.0495 | 1445.209 | 1523.7631 | 1584.2904 | 1630.4319 | 1665.1452 | 1690.7719 | 1709.1802 | 1721.8465 | 1729.9456 | 1734.398 | 1735.9476 | 1735.2002 | 1732.6273 | 1728.6044 | 1723.4166 | 1717.3014 | 1710.4478 | 1703.0065 | 1695.097 | 1686.8147 | 1678.2353 | 1669.4769
Commercial_College_Existing_Food Preparation_Natural Gas_Food Prep Other_E3_Baseline Forecast | Commercial | College | Existing | Food Preparation | Natural Gas | Food Prep Other | E3 |  | Baseline Forecast | 0 | 0 | 0 | 0 | 0 | 0 | 0 | 0 | 0 | 0 | 0 | 0 | 0 | 0 | 0 | 0 | 0 | 0 | 0 | 0 | 0 | 0 | 0 | 0 | 0 | 0 | 0 | 0 | 0 | 0 | 0 | 0 | 0
Commercial_College_Existing_Food Preparation_Natural Gas_Food Prep Other_E4_Baseline Forecast | Commercial | College | Existing | Food Preparation | Natural Gas | Food Prep Other | E4 |  | Baseline Forecast | 0 | 0 | 0 | 0 | 0 | 0 | 0 | 0 | 0 | 0 | 0 | 0 | 0 | 0 | 0 | 0 | 0 | 0 | 0 | 0 | 0 | 0 | 0 | 0 | 0 | 0 | 0 | 0 | 0 | 0 | 0 | 0 | 0
Commercial_College_Existing_Food Preparation_Natural Gas_Food Prep Other_E5_Baseline Forecast | Commercial | College | Existing | Food Preparation | Natural Gas | Food Prep Other | E5 |  | Baseline Forecast | 0 | 0 | 0 | 0 | 0 | 0 | 0 | 0 | 0 | 0 | 0 | 0 | 0 | 0 | 0 | 0 | 0 | 0 | 0 | 0 | 0 | 0 | 0 | 0 | 0 | 0 | 0 | 0 | 0 | 0 | 0 | 0 | 0
Commercial_College_Existing_Food Preparation_Natural Gas_Food Prep Other_E6_Baseline Forecast | Commercial | College | Existing | Food Preparation | Natural Gas | Food Prep Other | E6 |  | Baseline Forecast | 0 | 0 | 0 | 0 | 0 | 0 | 0 | 0 | 0 | 0 | 0 | 0 | 0 | 0 | 0 | 0 | 0 | 0 | 0 | 0 | 0 | 0 | 0 | 0 | 0 | 0 | 0 | 0 | 0 | 0 | 0 | 0 | 0
Commercial_College_Existing_Food Preparation_Natural Gas_Food Prep Other_E7_Baseline Forecast | Commercial | College | Existing | Food Preparation | Natural Gas | Food Prep Other | E7 |  | Baseline Forecast | 0 | 0 | 0 | 0 | 0 | 0 | 0 | 0 | 0 | 0 | 0 | 0 | 0 | 0 | 0 | 0 | 0 | 0 | 0 | 0 | 0 | 0 | 0 | 0 | 0 | 0 | 0 | 0 | 0 | 0 | 0 | 0 | 0
Commercial_College_Existing_Food Preparation_Natural Gas_Food Prep Other_E8_Baseline Forecast | Commercial | College | Existing | Food Preparation | Natural Gas | Food Prep Other | E8 |  | Baseline Forecast | 0 | 0 | 0 | 0 | 0 | 0 | 0 | 0 | 0 | 0 | 0 | 0 | 0 | 0 | 0 | 0 | 0 | 0 | 0 | 0 | 0 | 0 | 0 | 0 | 0 | 0 | 0 | 0 | 0 | 0 | 0 | 0 | 0
Commercial_College_Existing_Food Preparation_Natural Gas_Food Prep Other_E9_Baseline Forecast | Commercial | College | Existing | Food Preparation | Natural Gas | Food Prep Other | E9 |  | Baseline Forecast | 0 | 0 | 0 | 0 | 0 | 0 | 0 | 0 | 0 | 0 | 0 | 0 | 0 | 0 | 0 | 0 | 0 | 0 | 0 | 0 | 0 | 0 | 0 | 0 | 0 | 0 | 0 | 0 | 0 | 0 | 0 | 0 | 0
Commercial_College_Existing_Food Preparation_Natural Gas_Food Prep Other_E10_Baseline Forecast | Commercial | College | Existing | Food Preparation | Natural Gas | Food Prep Other | E10 |  | Baseline Forecast | 0 | 0 | 0 | 0 | 0 | 0 | 0 | 0 | 0 | 0 | 0 | 0 | 0 | 0 | 0 | 0 | 0 | 0 | 0 | 0 | 0 | 0 | 0 | 0 | 0 | 0 | 0 | 0 | 0 | 0 | 0 | 0 | 0
Commercial_College_Existing_Food Preparation_Natural Gas_Food Prep Other_Vintage_Baseline Forecast | Commercial | College | Existing | Food Preparation | Natural Gas | Food Prep Other | Vintage |  | Baseline Forecast | 7694.5265 | 7349.1634 | 6915.5373 | 6406.3627 | 5844.2912 | 5239.7528 | 4608.9681 | 3960.2503 | 3297.8972 | 2624.5923 | 2088.8381 | 1662.4888 | 1323.1352 | 1053.0077 | 837.9784 | 666.834 | 530.6274 | 422.233 | 335.9737 | 267.3308 | 212.7059 | 169.2374 | 134.6491 | 107.1273 | 85.2288 | 67.8046 | 53.9408 | 42.9104 | 34.1344 | 27.1524 | 21.5978 | 17.1789 | 13.6641
Commercial_College_Existing_Miscellaneous_Natural Gas_Pool Heater_E1_Baseline Forecast | Commercial | College | Existing | Miscellaneous | Natural Gas | Pool Heater | E1 |  | Baseline Forecast | 0 | 425.4938 | 973.6312 | 1615.4505 | 2329.064 | 3095.1909 | 3696.5093 | 4169.1647 | 4540.356 | 4829.9311 | 5054.2688 | 5226.6997 | 5357.6484 | 5455.4642 | 5526.7869 | 5577.1041 | 5610.7359 | 5631.1332 | 5641.0067 | 5642.5138 | 5637.3231 | 5626.8002 | 5612.0764 | 5594.0177 | 5573.3135 | 5550.4684 | 5525.9185 | 5500.0109 | 5473.0217 | 5445.1708 | 5416.6331 | 5387.5479 | 5358.2104
Commercial_College_Existing_Miscellaneous_Natural Gas_Pool Heater_E2_Baseline Forecast | Commercial | College | Existing | Miscellaneous | Natural Gas | Pool Heater | E2 |  | Baseline Forecast | 0 | 47.2771 | 108.1812 | 179.4945 | 258.7849 | 343.9101 | 410.7233 | 463.2405 | 504.484 | 536.659 | 561.5854 | 580.7444 | 595.2943 | 606.1627 | 614.0874 | 619.6782 | 623.4151 | 625.6815 | 626.7785 | 626.946 | 626.3692 | 625.2 | 623.564 | 621.5575 | 619.2571 | 616.7187 | 613.9909 | 611.1123 | 608.1135 | 605.019 | 601.8481 | 598.6164 | 595.3567
Commercial_College_Existing_Miscellaneous_Natural Gas_Pool Heater_E3_Baseline Forecast | Commercial | College | Existing | Miscellaneous | Natural Gas | Pool Heater | E3 |  | Baseline Forecast | 0 | 0 | 0 | 0 | 0 | 0 | 0 | 0 | 0 | 0 | 0 | 0 | 0 | 0 | 0 | 0 | 0 | 0 | 0 | 0 | 0 | 0 | 0 | 0 | 0 | 0 | 0 | 0 | 0 | 0 | 0 | 0 | 0
Commercial_College_Existing_Miscellaneous_Natural Gas_Pool Heater_E4_Baseline Forecast | Commercial | College | Existing | Miscellaneous | Natural Gas | Pool Heater | E4 |  | Baseline Forecast | 0 | 0 | 0 | 0 | 0 | 0 | 0 | 0 | 0 | 0 | 0 | 0 | 0 | 0 | 0 | 0 | 0 | 0 | 0 | 0 | 0 | 0 | 0 | 0 | 0 | 0 | 0 | 0 | 0 | 0 | 0 | 0 | 0
Commercial_College_Existing_Miscellaneous_Natural Gas_Pool Heater_E5_Baseline Forecast | Commercial | College | Existing | Miscellaneous | Natural Gas | Pool Heater | E5 |  | Baseline Forecast | 0 | 0 | 0 | 0 | 0 | 0 | 0 | 0 | 0 | 0 | 0 | 0 | 0 | 0 | 0 | 0 | 0 | 0 | 0 | 0 | 0 | 0 | 0 | 0 | 0 | 0 | 0 | 0 | 0 | 0 | 0 | 0 | 0
Commercial_College_Existing_Miscellaneous_Natural Gas_Pool Heater_E6_Baseline Forecast | Commercial | College | Existing | Miscellaneous | Natural Gas | Pool Heater | E6 |  | Baseline Forecast | 0 | 0 | 0 | 0 | 0 | 0 | 0 | 0 | 0 | 0 | 0 | 0 | 0 | 0 | 0 | 0 | 0 | 0 | 0 | 0 | 0 | 0 | 0 | 0 | 0 | 0 | 0 | 0 | 0 | 0 | 0 | 0 | 0
Commercial_College_Existing_Miscellaneous_Natural Gas_Pool Heater_E7_Baseline Forecast | Commercial | College | Existing | Miscellaneous | Natural Gas | Pool Heater | E7 |  | Baseline Forecast | 0 | 0 | 0 | 0 | 0 | 0 | 0 | 0 | 0 | 0 | 0 | 0 | 0 | 0 | 0 | 0 | 0 | 0 | 0 | 0 | 0 | 0 | 0 | 0 | 0 | 0 | 0 | 0 | 0 | 0 | 0 | 0 | 0
Commercial_College_Existing_Miscellaneous_Natural Gas_Pool Heater_E8_Baseline Forecast | Commercial | College | Existing | Miscellaneous | Natural Gas | Pool Heater | E8 |  | Baseline Forecast | 0 | 0 | 0 | 0 | 0 | 0 | 0 | 0 | 0 | 0 | 0 | 0 | 0 | 0 | 0 | 0 | 0 | 0 | 0 | 0 | 0 | 0 | 0 | 0 | 0 | 0 | 0 | 0 | 0 | 0 | 0 | 0 | 0
Commercial_College_Existing_Miscellaneous_Natural Gas_Pool Heater_E9_Baseline Forecast | Commercial | College | Existing | Miscellaneous | Natural Gas | Pool Heater | E9 |  | Baseline Forecast | 0 | 0 | 0 | 0 | 0 | 0 | 0 | 0 | 0 | 0 | 0 | 0 | 0 | 0 | 0 | 0 | 0 | 0 | 0 | 0 | 0 | 0 | 0 | 0 | 0 | 0 | 0 | 0 | 0 | 0 | 0 | 0 | 0
Commercial_College_Existing_Miscellaneous_Natural Gas_Pool Heater_E10_Baseline Forecast | Commercial | College | Existing | Miscellaneous | Natural Gas | Pool Heater | E10 |  | Baseline Forecast | 0 | 0 | 0 | 0 | 0 | 0 | 0 | 0 | 0 | 0 | 0 | 0 | 0 | 0 | 0 | 0 | 0 | 0 | 0 | 0 | 0 | 0 | 0 | 0 | 0 | 0 | 0 | 0 | 0 | 0 | 0 | 0 | 0
Commercial_College_Existing_Miscellaneous_Natural Gas_Pool Heater_Vintage_Baseline Forecast | Commercial | College | Existing | Miscellaneous | Natural Gas | Pool Heater | Vintage |  | Baseline Forecast | 7127.8279 | 6618.7923 | 5973.486 | 5216.5588 | 4378.7221 | 3478.2068 | 2764.0522 | 2198.1273 | 1749.0747 | 1391.9803 | 1107.8374 | 881.7186 | 701.7388 | 558.4738 | 444.4307 | 353.6625 | 281.4238 | 223.9358 | 178.1872 | 141.7817 | 112.8108 | 89.7569 | 71.4126 | 56.8161 | 45.202 | 35.9609 | 28.6081 | 22.758 | 18.1035 | 14.4006 | 11.4546 | 9.111 | 7.2469
Commercial_College_Existing_Miscellaneous_Natural Gas_Miscellaneous_E1_Baseline Forecast | Commercial | College | Existing | Miscellaneous | Natural Gas | Miscellaneous | E1 |  | Baseline Forecast | 0 | 50033.3668 | 109036.4429 | 175327.208 | 231236.5763 | 278141.1082 | 317619.1835 | 350949.8917 | 379090.4891 | 402717.6014 | 422468.2999 | 438913.2303 | 452523.7513 | 463706.9764 | 472809.9446 | 480146.3208 | 485979.1245 | 490533.6095 | 493998.5682 | 496535.0297 | 498276.0196 | 499338.5238 | 499826.2437 | 499824.4001 | 499405.6771 | 498628.091 | 497544.423 | 496199.6872 | 494632.2727 | 492874.9174 | 490955.5392 | 488897.945 | 486739.2037
Commercial_College_Existing_Miscellaneous_Natural Gas_Miscellaneous_E2_Baseline Forecast | Commercial | College | Existing | Miscellaneous | Natural Gas | Miscellaneous | E2 |  | Baseline Forecast | 0 | 0 | 0 | 0 | 0 | 0 | 0 | 0 | 0 | 0 | 0 | 0 | 0 | 0 | 0 | 0 | 0 | 0 | 0 | 0 | 0 | 0 | 0 | 0 | 0 | 0 | 0 | 0 | 0 | 0 | 0 | 0 | 0
Commercial_College_Existing_Miscellaneous_Natural Gas_Miscellaneous_E3_Baseline Forecast | Commercial | College | Existing | Miscellaneous | Natural Gas | Miscellaneous | E3 |  | Baseline Forecast | 0 | 0 | 0 | 0 | 0 | 0 | 0 | 0 | 0 | 0 | 0 | 0 | 0 | 0 | 0 | 0 | 0 | 0 | 0 | 0 | 0 | 0 | 0 | 0 | 0 | 0 | 0 | 0 | 0 | 0 | 0 | 0 | 0
Commercial_College_Existing_Miscellaneous_Natural Gas_Miscellaneous_E4_Baseline Forecast | Commercial | College | Existing | Miscellaneous | Natural Gas | Miscellaneous | E4 |  | Baseline Forecast | 0 | 0 | 0 | 0 | 0 | 0 | 0 | 0 | 0 | 0 | 0 | 0 | 0 | 0 | 0 | 0 | 0 | 0 | 0 | 0 | 0 | 0 | 0 | 0 | 0 | 0 | 0 | 0 | 0 | 0 | 0 | 0 | 0
Commercial_College_Existing_Miscellaneous_Natural Gas_Miscellaneous_E5_Baseline Forecast | Commercial | College | Existing | Miscellaneous | Natural Gas | Miscellaneous | E5 |  | Baseline Forecast | 0 | 0 | 0 | 0 | 0 | 0 | 0 | 0 | 0 | 0 | 0 | 0 | 0 | 0 | 0 | 0 | 0 | 0 | 0 | 0 | 0 | 0 | 0 | 0 | 0 | 0 | 0 | 0 | 0 | 0 | 0 | 0 | 0
Commercial_College_Existing_Miscellaneous_Natural Gas_Miscellaneous_E6_Baseline Forecast | Commercial | College | Existing | Miscellaneous | Natural Gas | Miscellaneous | E6 |  | Baseline Forecast | 0 | 0 | 0 | 0 | 0 | 0 | 0 | 0 | 0 | 0 | 0 | 0 | 0 | 0 | 0 | 0 | 0 | 0 | 0 | 0 | 0 | 0 | 0 | 0 | 0 | 0 | 0 | 0 | 0 | 0 | 0 | 0 | 0
Commercial_College_Existing_Miscellaneous_Natural Gas_Miscellaneous_E7_Baseline Forecast | Commercial | College | Existing | Miscellaneous | Natural Gas | Miscellaneous | E7 |  | Baseline Forecast | 0 | 0 | 0 | 0 | 0 | 0 | 0 | 0 | 0 | 0 | 0 | 0 | 0 | 0 | 0 | 0 | 0 | 0 | 0 | 0 | 0 | 0 | 0 | 0 | 0 | 0 | 0 | 0 | 0 | 0 | 0 | 0 | 0
Commercial_College_Existing_Miscellaneous_Natural Gas_Miscellaneous_E8_Baseline Forecast | Commercial | College | Existing | Miscellaneous | Natural Gas | Miscellaneous | E8 |  | Baseline Forecast | 0 | 0 | 0 | 0 | 0 | 0 | 0 | 0 | 0 | 0 | 0 | 0 | 0 | 0 | 0 | 0 | 0 | 0 | 0 | 0 | 0 | 0 | 0 | 0 | 0 | 0 | 0 | 0 | 0 | 0 | 0 | 0 | 0
Commercial_College_Existing_Miscellaneous_Natural Gas_Miscellaneous_E9_Baseline Forecast | Commercial | College | Existing | Miscellaneous | Natural Gas | Miscellaneous | E9 |  | Baseline Forecast | 0 | 0 | 0 | 0 | 0 | 0 | 0 | 0 | 0 | 0 | 0 | 0 | 0 | 0 | 0 | 0 | 0 | 0 | 0 | 0 | 0 | 0 | 0 | 0 | 0 | 0 | 0 | 0 | 0 | 0 | 0 | 0 | 0
Commercial_College_Existing_Miscellaneous_Natural Gas_Miscellaneous_E10_Baseline Forecast | Commercial | College | Existing | Miscellaneous | Natural Gas | Miscellaneous | E10 |  | Baseline Forecast | 0 | 0 | 0 | 0 | 0 | 0 | 0 | 0 | 0 | 0 | 0 | 0 | 0 | 0 | 0 | 0 | 0 | 0 | 0 | 0 | 0 | 0 | 0 | 0 | 0 | 0 | 0 | 0 | 0 | 0 | 0 | 0 | 0
Commercial_College_Existing_Miscellaneous_Natural Gas_Miscellaneous_Vintage_Baseline Forecast | Commercial | College | Existing | Miscellaneous | Natural Gas | Miscellaneous | Vintage |  | Baseline Forecast | 586707.6487 | 533689.2458 | 471701.1336 | 401805.54 | 342197.6518 | 291238.1524 | 247971.8167 | 211286.6929 | 180132.007 | 153595.6272 | 130973.9736 | 111686.8866 | 95238.1413 | 81208.4912 | 69241.4187 | 59035.6102 | 50332.5825 | 42911.6278 | 36584.0133 | 31188.7701 | 26588.3812 | 22665.8566 | 19321.5615 | 16470.3222 | 14039.5019 | 11967.0614 | 10200.2165 | 8693.9502 | 7409.8708 | 6315.2374 | 5382.1292 | 4586.7363 | 3908.8897
Commercial_College_New_Space Heating_Natural Gas_Furnace_E1_Baseline Forecast | Commercial | College | New | Space Heating | Natural Gas | Furnace | E1 |  | Baseline Forecast | 0 | 430.0554 | 2504.3721 | 3830.0058 | 5539.6773 | 7859.8889 | 10028.5327 | 11950.6259 | 13679.3137 | 15348.4325 | 16995.7786 | 18626.7588 | 20255.5042 | 21888.9101 | 23532.363 | 25178.8437 | 26825.7744 | 28470.5715 | 30113.2012 | 31753.6293 | 33394.4082 | 35035.5403 | 36674.7144 | 38311.9039 | 39947.0819 | 41582.5345 | 43218.2635 | 44854.2705 | 46490.557 | 48127.1247 | 49763.9752 | 51401.1102 | 52138.4961
Commercial_College_New_Space Heating_Natural Gas_Furnace_E2_Baseline Forecast | Commercial | College | New | Space Heating | Natural Gas | Furnace | E2 |  | Baseline Forecast | 0 | 0 | 0 | 0 | 0 | 0 | 0 | 0 | 0 | 0 | 0 | 0 | 0 | 0 | 0 | 0 | 0 | 0 | 0 | 0 | 0 | 0 | 0 | 0 | 0 | 0 | 0 | 0 | 0 | 0 | 0 | 0 | 0
Commercial_College_New_Space Heating_Natural Gas_Furnace_E3_Baseline Forecast | Commercial | College | New | Space Heating | Natural Gas | Furnace | E3 |  | Baseline Forecast | 0 | 0 | 0 | 0 | 0 | 0 | 0 | 0 | 0 | 0 | 0 | 0 | 0 | 0 | 0 | 0 | 0 | 0 | 0 | 0 | 0 | 0 | 0 | 0 | 0 | 0 | 0 | 0 | 0 | 0 | 0 | 0 | 0
Commercial_College_New_Space Heating_Natural Gas_Furnace_E4_Baseline Forecast | Commercial | College | New | Space Heating | Natural Gas | Furnace | E4 |  | Baseline Forecast | 0 | 0 | 0 | 0 | 0 | 0 | 0 | 0 | 0 | 0 | 0 | 0 | 0 | 0 | 0 | 0 | 0 | 0 | 0 | 0 | 0 | 0 | 0 | 0 | 0 | 0 | 0 | 0 | 0 | 0 | 0 | 0 | 0
Commercial_College_New_Space Heating_Natural Gas_Furnace_E5_Baseline Forecast | Commercial | College | New | Space Heating | Natural Gas | Furnace | E5 |  | Baseline Forecast | 0 | 0 | 0 | 0 | 0 | 0 | 0 | 0 | 0 | 0 | 0 | 0 | 0 | 0 | 0 | 0 | 0 | 0 | 0 | 0 | 0 | 0 | 0 | 0 | 0 | 0 | 0 | 0 | 0 | 0 | 0 | 0 | 0
Commercial_College_New_Space Heating_Natural Gas_Furnace_E6_Baseline Forecast | Commercial | College | New | Space Heating | Natural Gas | Furnace | E6 |  | Baseline Forecast | 0 | 0 | 0 | 0 | 0 | 0 | 0 | 0 | 0 | 0 | 0 | 0 | 0 | 0 | 0 | 0 | 0 | 0 | 0 | 0 | 0 | 0 | 0 | 0 | 0 | 0 | 0 | 0 | 0 | 0 | 0 | 0 | 0
Commercial_College_New_Space Heating_Natural Gas_Furnace_E7_Baseline Forecast | Commercial | College | New | Space Heating | Natural Gas | Furnace | E7 |  | Baseline Forecast | 0 | 0 | 0 | 0 | 0 | 0 | 0 | 0 | 0 | 0 | 0 | 0 | 0 | 0 | 0 | 0 | 0 | 0 | 0 | 0 | 0 | 0 | 0 | 0 | 0 | 0 | 0 | 0 | 0 | 0 | 0 | 0 | 0
Commercial_College_New_Space Heating_Natural Gas_Furnace_E8_Baseline Forecast | Commercial | College | New | Space Heating | Natural Gas | Furnace | E8 |  | Baseline Forecast | 0 | 0 | 0 | 0 | 0 | 0 | 0 | 0 | 0 | 0 | 0 | 0 | 0 | 0 | 0 | 0 | 0 | 0 | 0 | 0 | 0 | 0 | 0 | 0 | 0 | 0 | 0 | 0 | 0 | 0 | 0 | 0 | 0
Commercial_College_New_Space Heating_Natural Gas_Furnace_E9_Baseline Forecast | Commercial | College | New | Space Heating | Natural Gas | Furnace | E9 |  | Baseline Forecast | 0 | 0 | 0 | 0 | 0 | 0 | 0 | 0 | 0 | 0 | 0 | 0 | 0 | 0 | 0 | 0 | 0 | 0 | 0 | 0 | 0 | 0 | 0 | 0 | 0 | 0 | 0 | 0 | 0 | 0 | 0 | 0 | 0
Commercial_College_New_Space Heating_Natural Gas_Furnace_E10_Baseline Forecast | Commercial | College | New | Space Heating | Natural Gas | Furnace | E10 |  | Baseline Forecast | 0 | 0 | 0 | 0 | 0 | 0 | 0 | 0 | 0 | 0 | 0 | 0 | 0 | 0 | 0 | 0 | 0 | 0 | 0 | 0 | 0 | 0 | 0 | 0 | 0 | 0 | 0 | 0 | 0 | 0 | 0 | 0 | 0
Commercial_College_New_Space Heating_Natural Gas_Furnace_Vintage_Baseline Forecast | Commercial | College | New | Space Heating | Natural Gas | Furnace | Vintage |  | Baseline Forecast | 0 | 0 | 0 | 0 | 0 | 0 | 0 | 0 | 0 | 0 | 0 | 0 | 0 | 0 | 0 | 0 | 0 | 0 | 0 | 0 | 0 | 0 | 0 | 0 | 0 | 0 | 0 | 0 | 0 | 0 | 0 | 0 | 0
Commercial_College_New_Space Heating_Natural Gas_Boiler_E1_Baseline Forecast | Commercial | College | New | Space Heating | Natural Gas | Boiler | E1 |  | Baseline Forecast | 0 | 3668.1169 | 21360.8071 | 29299.672 | 39538.4361 | 53433.5616 | 66420.9885 | 77931.8896 | 86942.5275 | 95642.6671 | 104229.3188 | 112730.6639 | 121220.3611 | 129734.3501 | 138300.7087 | 146882.8491 | 155467.335 | 164040.7 | 172602.7676 | 181153.3596 | 189705.78 | 198260.0412 | 206674.4159 | 214464.7359 | 222218.5964 | 229923.1722 | 237539.994 | 245087.8755 | 252590.6244 | 260188.1349 | 267871.9342 | 275634.3205 | 278776.9353
Commercial_College_New_Space Heating_Natural Gas_Boiler_E2_Baseline Forecast | Commercial | College | New | Space Heating | Natural Gas | Boiler | E2 |  | Baseline Forecast | 0 | 0 | 0 | 0 | 0 | 0 | 0 | 0 | 0 | 0 | 0 | 0 | 0 | 0 | 0 | 0 | 0 | 0 | 0 | 0 | 0 | 0 | 0 | 0 | 0 | 0 | 0 | 0 | 0 | 0 | 0 | 0 | 0
Commercial_College_New_Space Heating_Natural Gas_Boiler_E3_Baseline Forecast | Commercial | College | New | Space Heating | Natural Gas | Boiler | E3 |  | Baseline Forecast | 0 | 0 | 0 | 3368.0033 | 7711.7214 | 13606.6232 | 19116.4406 | 23999.8532 | 29733.8955 | 35270.348 | 40734.5809 | 46144.5277 | 51547.0623 | 56965.0553 | 62416.3745 | 67877.7365 | 73340.5912 | 78796.3689 | 84244.9574 | 89686.2432 | 95128.6926 | 100572.3133 | 106139.1205 | 112313.0547 | 118506.2913 | 124751.1556 | 131086.1309 | 137492.4171 | 143946.2204 | 150307.6605 | 156585.2244 | 162786.6278 | 165933.4764
Commercial_College_New_Space Heating_Natural Gas_Boiler_E4_Baseline Forecast | Commercial | College | New | Space Heating | Natural Gas | Boiler | E4 |  | Baseline Forecast | 0 | 0 | 0 | 0 | 0 | 0 | 0 | 0 | 0 | 0 | 0 | 0 | 0 | 0 | 0 | 0 | 0 | 0 | 0 | 0 | 0 | 0 | 0 | 0 | 0 | 0 | 0 | 0 | 0 | 0 | 0 | 0 | 0
Commercial_College_New_Space Heating_Natural Gas_Boiler_E5_Baseline Forecast | Commercial | College | New | Space Heating | Natural Gas | Boiler | E5 |  | Baseline Forecast | 0 | 0 | 0 | 0 | 0 | 0 | 0 | 0 | 0 | 0 | 0 | 0 | 0 | 0 | 0 | 0 | 0 | 0 | 0 | 0 | 0 | 0 | 0 | 0 | 0 | 0 | 0 | 0 | 0 | 0 | 0 | 0 | 0
Commercial_College_New_Space Heating_Natural Gas_Boiler_E6_Baseline Forecast | Commercial | College | New | Space Heating | Natural Gas | Boiler | E6 |  | Baseline Forecast | 0 | 0 | 0 | 0 | 0 | 0 | 0 | 0 | 0 | 0 | 0 | 0 | 0 | 0 | 0 | 0 | 0 | 0 | 0 | 0 | 0 | 0 | 0 | 0 | 0 | 0 | 0 | 0 | 0 | 0 | 0 | 0 | 0
Commercial_College_New_Space Heating_Natural Gas_Boiler_E7_Baseline Forecast | Commercial | College | New | Space Heating | Natural Gas | Boiler | E7 |  | Baseline Forecast | 0 | 0 | 0 | 0 | 0 | 0 | 0 | 0 | 0 | 0 | 0 | 0 | 0 | 0 | 0 | 0 | 0 | 0 | 0 | 0 | 0 | 0 | 0 | 0 | 0 | 0 | 0 | 0 | 0 | 0 | 0 | 0 | 0
Commercial_College_New_Space Heating_Natural Gas_Boiler_E8_Baseline Forecast | Commercial | College | New | Space Heating | Natural Gas | Boiler | E8 |  | Baseline Forecast | 0 | 0 | 0 | 0 | 0 | 0 | 0 | 0 | 0 | 0 | 0 | 0 | 0 | 0 | 0 | 0 | 0 | 0 | 0 | 0 | 0 | 0 | 0 | 0 | 0 | 0 | 0 | 0 | 0 | 0 | 0 | 0 | 0
Commercial_College_New_Space Heating_Natural Gas_Boiler_E9_Baseline Forecast | Commercial | College | New | Space Heating | Natural Gas | Boiler | E9 |  | Baseline Forecast | 0 | 0 | 0 | 0 | 0 | 0 | 0 | 0 | 0 | 0 | 0 | 0 | 0 | 0 | 0 | 0 | 0 | 0 | 0 | 0 | 0 | 0 | 0 | 0 | 0 | 0 | 0 | 0 | 0 | 0 | 0 | 0 | 0
Commercial_College_New_Space Heating_Natural Gas_Boiler_E10_Baseline Forecast | Commercial | College | New | Space Heating | Natural Gas | Boiler | E10 |  | Baseline Forecast | 0 | 0 | 0 | 0 | 0 | 0 | 0 | 0 | 0 | 0 | 0 | 0 | 0 | 0 | 0 | 0 | 0 | 0 | 0 | 0 | 0 | 0 | 0 | 0 | 0 | 0 | 0 | 0 | 0 | 0 | 0 | 0 | 0
Commercial_College_New_Space Heating_Natural Gas_Boiler_Vintage_Baseline Forecast | Commercial | College | New | Space Heating | Natural Gas | Boiler | Vintage |  | Baseline Forecast | 0 | 0 | 0 | 0 | 0 | 0 | 0 | 0 | 0 | 0 | 0 | 0 | 0 | 0 | 0 | 0 | 0 | 0 | 0 | 0 | 0 | 0 | 0 | 0 | 0 | 0 | 0 | 0 | 0 | 0 | 0 | 0 | 0
Commercial_College_New_Space Heating_Natural Gas_Unit Heater_E1_Baseline Forecast | Commercial | College | New | Space Heating | Natural Gas | Unit Heater | E1 |  | Baseline Forecast | 0 | 0 | 0 | 0 | 0 | 0 | 0 | 0 | 0 | 0 | 0 | 0 | 0 | 0 | 0 | 0 | 0 | 0 | 0 | 0 | 0 | 0 | 0 | 0 | 0 | 0 | 0 | 0 | 0 | 0 | 0 | 0 | 0
Commercial_College_New_Space Heating_Natural Gas_Unit Heater_E2_Baseline Forecast | Commercial | College | New | Space Heating | Natural Gas | Unit Heater | E2 |  | Baseline Forecast | 0 | 0 | 0 | 0 | 0 | 0 | 0 | 0 | 0 | 0 | 0 | 0 | 0 | 0 | 0 | 0 | 0 | 0 | 0 | 0 | 0 | 0 | 0 | 0 | 0 | 0 | 0 | 0 | 0 | 0 | 0 | 0 | 0
Commercial_College_New_Space Heating_Natural Gas_Unit Heater_E3_Baseline Forecast | Commercial | College | New | Space Heating | Natural Gas | Unit Heater | E3 |  | Baseline Forecast | 0 | 0 | 0 | 0 | 0 | 0 | 0 | 0 | 0 | 0 | 0 | 0 | 0 | 0 | 0 | 0 | 0 | 0 | 0 | 0 | 0 | 0 | 0 | 0 | 0 | 0 | 0 | 0 | 0 | 0 | 0 | 0 | 0
Commercial_College_New_Space Heating_Natural Gas_Unit Heater_E4_Baseline Forecast | Commercial | College | New | Space Heating | Natural Gas | Unit Heater | E4 |  | Baseline Forecast | 0 | 0 | 0 | 0 | 0 | 0 | 0 | 0 | 0 | 0 | 0 | 0 | 0 | 0 | 0 | 0 | 0 | 0 | 0 | 0 | 0 | 0 | 0 | 0 | 0 | 0 | 0 | 0 | 0 | 0 | 0 | 0 | 0
Commercial_College_New_Space Heating_Natural Gas_Unit Heater_E5_Baseline Forecast | Commercial | College | New | Space Heating | Natural Gas | Unit Heater | E5 |  | Baseline Forecast | 0 | 0 | 0 | 0 | 0 | 0 | 0 | 0 | 0 | 0 | 0 | 0 | 0 | 0 | 0 | 0 | 0 | 0 | 0 | 0 | 0 | 0 | 0 | 0 | 0 | 0 | 0 | 0 | 0 | 0 | 0 | 0 | 0
Commercial_College_New_Space Heating_Natural Gas_Unit Heater_E6_Baseline Forecast | Commercial | College | New | Space Heating | Natural Gas | Unit Heater | E6 |  | Baseline Forecast | 0 | 0 | 0 | 0 | 0 | 0 | 0 | 0 | 0 | 0 | 0 | 0 | 0 | 0 | 0 | 0 | 0 | 0 | 0 | 0 | 0 | 0 | 0 | 0 | 0 | 0 | 0 | 0 | 0 | 0 | 0 | 0 | 0
Commercial_College_New_Space Heating_Natural Gas_Unit Heater_E7_Baseline Forecast | Commercial | College | New | Space Heating | Natural Gas | Unit Heater | E7 |  | Baseline Forecast | 0 | 0 | 0 | 0 | 0 | 0 | 0 | 0 | 0 | 0 | 0 | 0 | 0 | 0 | 0 | 0 | 0 | 0 | 0 | 0 | 0 | 0 | 0 | 0 | 0 | 0 | 0 | 0 | 0 | 0 | 0 | 0 | 0
Commercial_College_New_Space Heating_Natural Gas_Unit Heater_E8_Baseline Forecast | Commercial | College | New | Space Heating | Natural Gas | Unit Heater | E8 |  | Baseline Forecast | 0 | 0 | 0 | 0 | 0 | 0 | 0 | 0 | 0 | 0 | 0 | 0 | 0 | 0 | 0 | 0 | 0 | 0 | 0 | 0 | 0 | 0 | 0 | 0 | 0 | 0 | 0 | 0 | 0 | 0 | 0 | 0 | 0
Commercial_College_New_Space Heating_Natural Gas_Unit Heater_E9_Baseline Forecast | Commercial | College | New | Space Heating | Natural Gas | Unit Heater | E9 |  | Baseline Forecast | 0 | 0 | 0 | 0 | 0 | 0 | 0 | 0 | 0 | 0 | 0 | 0 | 0 | 0 | 0 | 0 | 0 | 0 | 0 | 0 | 0 | 0 | 0 | 0 | 0 | 0 | 0 | 0 | 0 | 0 | 0 | 0 | 0
Commercial_College_New_Space Heating_Natural Gas_Unit Heater_E10_Baseline Forecast | Commercial | College | New | Space Heating | Natural Gas | Unit Heater | E10 |  | Baseline Forecast | 0 | 0 | 0 | 0 | 0 | 0 | 0 | 0 | 0 | 0 | 0 | 0 | 0 | 0 | 0 | 0 | 0 | 0 | 0 | 0 | 0 | 0 | 0 | 0 | 0 | 0 | 0 | 0 | 0 | 0 | 0 | 0 | 0
Commercial_College_New_Space Heating_Natural Gas_Unit Heater_Vintage_Baseline Forecast | Commercial | College | New | Space Heating | Natural Gas | Unit Heater | Vintage |  | Baseline Forecast | 0 | 0 | 0 | 0 | 0 | 0 | 0 | 0 | 0 | 0 | 0 | 0 | 0 | 0 | 0 | 0 | 0 | 0 | 0 | 0 | 0 | 0 | 0 | 0 | 0 | 0 | 0 | 0 | 0 | 0 | 0 | 0 | 0
Commercial_College_New_Water Heating_Natural Gas_Water Heater_E1_Baseline Forecast | Commercial | College | New | Water Heating | Natural Gas | Water Heater | E1 |  | Baseline Forecast | 0 | 0 | 0 | 0 | 0 | 0 | 0 | 0 | 0 | 0 | 0 | 0 | 0 | 0 | 0 | 0 | 0 | 0 | 0 | 0 | 0 | 0 | 0 | 0 | 0 | 0 | 0 | 0 | 0 | 0 | 0 | 0 | 0
Commercial_College_New_Water Heating_Natural Gas_Water Heater_E2_Baseline Forecast | Commercial | College | New | Water Heating | Natural Gas | Water Heater | E2 |  | Baseline Forecast | 0 | 4052.3187 | 23598.1565 | 36089.3159 | 52199.1799 | 74062.0319 | 94496.6936 | 112608.1618 | 128897.2127 | 144624.9578 | 160147.5442 | 175515.9169 | 190863.2331 | 206254.463 | 221740.3645 | 237254.7956 | 252773.4667 | 268272.034 | 283750.1784 | 299207.5776 | 314668.2822 | 330132.3143 | 345577.8973 | 361004.7797 | 376412.7077 | 391823.2244 | 407236.3448 | 422652.0841 | 438070.4577 | 453491.4809 | 468915.1693 | 484341.5385 | 491289.7658
Commercial_College_New_Water Heating_Natural Gas_Water Heater_E3_Baseline Forecast | Commercial | College | New | Water Heating | Natural Gas | Water Heater | E3 |  | Baseline Forecast | 0 | 0 | 0 | 0 | 0 | 0 | 0 | 0 | 0 | 0 | 0 | 0 | 0 | 0 | 0 | 0 | 0 | 0 | 0 | 0 | 0 | 0 | 0 | 0 | 0 | 0 | 0 | 0 | 0 | 0 | 0 | 0 | 0
Commercial_College_New_Water Heating_Natural Gas_Water Heater_E4_Baseline Forecast | Commercial | College | New | Water Heating | Natural Gas | Water Heater | E4 |  | Baseline Forecast | 0 | 0 | 0 | 0 | 0 | 0 | 0 | 0 | 0 | 0 | 0 | 0 | 0 | 0 | 0 | 0 | 0 | 0 | 0 | 0 | 0 | 0 | 0 | 0 | 0 | 0 | 0 | 0 | 0 | 0 | 0 | 0 | 0
Commercial_College_New_Water Heating_Natural Gas_Water Heater_E5_Baseline Forecast | Commercial | College | New | Water Heating | Natural Gas | Water Heater | E5 |  | Baseline Forecast | 0 | 0 | 0 | 0 | 0 | 0 | 0 | 0 | 0 | 0 | 0 | 0 | 0 | 0 | 0 | 0 | 0 | 0 | 0 | 0 | 0 | 0 | 0 | 0 | 0 | 0 | 0 | 0 | 0 | 0 | 0 | 0 | 0
Commercial_College_New_Water Heating_Natural Gas_Water Heater_E6_Baseline Forecast | Commercial | College | New | Water Heating | Natural Gas | Water Heater | E6 |  | Baseline Forecast | 0 | 0 | 0 | 0 | 0 | 0 | 0 | 0 | 0 | 0 | 0 | 0 | 0 | 0 | 0 | 0 | 0 | 0 | 0 | 0 | 0 | 0 | 0 | 0 | 0 | 0 | 0 | 0 | 0 | 0 | 0 | 0 | 0
Commercial_College_New_Water Heating_Natural Gas_Water Heater_E7_Baseline Forecast | Commercial | College | New | Water Heating | Natural Gas | Water Heater | E7 |  | Baseline Forecast | 0 | 0 | 0 | 0 | 0 | 0 | 0 | 0 | 0 | 0 | 0 | 0 | 0 | 0 | 0 | 0 | 0 | 0 | 0 | 0 | 0 | 0 | 0 | 0 | 0 | 0 | 0 | 0 | 0 | 0 | 0 | 0 | 0
Commercial_College_New_Water Heating_Natural Gas_Water Heater_E8_Baseline Forecast | Commercial | College | New | Water Heating | Natural Gas | Water Heater | E8 |  | Baseline Forecast | 0 | 0 | 0 | 0 | 0 | 0 | 0 | 0 | 0 | 0 | 0 | 0 | 0 | 0 | 0 | 0 | 0 | 0 | 0 | 0 | 0 | 0 | 0 | 0 | 0 | 0 | 0 | 0 | 0 | 0 | 0 | 0 | 0
Commercial_College_New_Water Heating_Natural Gas_Water Heater_E9_Baseline Forecast | Commercial | College | New | Water Heating | Natural Gas | Water Heater | E9 |  | Baseline Forecast | 0 | 0 | 0 | 0 | 0 | 0 | 0 | 0 | 0 | 0 | 0 | 0 | 0 | 0 | 0 | 0 | 0 | 0 | 0 | 0 | 0 | 0 | 0 | 0 | 0 | 0 | 0 | 0 | 0 | 0 | 0 | 0 | 0
Commercial_College_New_Water Heating_Natural Gas_Water Heater_E10_Baseline Forecast | Commercial | College | New | Water Heating | Natural Gas | Water Heater | E10 |  | Baseline Forecast | 0 | 0 | 0 | 0 | 0 | 0 | 0 | 0 | 0 | 0 | 0 | 0 | 0 | 0 | 0 | 0 | 0 | 0 | 0 | 0 | 0 | 0 | 0 | 0 | 0 | 0 | 0 | 0 | 0 | 0 | 0 | 0 | 0
Commercial_College_New_Water Heating_Natural Gas_Water Heater_Vintage_Baseline Forecast | Commercial | College | New | Water Heating | Natural Gas | Water Heater | Vintage |  | Baseline Forecast | 0 | 0 | 0 | 0 | 0 | 0 | 0 | 0 | 0 | 0 | 0 | 0 | 0 | 0 | 0 | 0 | 0 | 0 | 0 | 0 | 0 | 0 | 0 | 0 | 0 | 0 | 0 | 0 | 0 | 0 | 0 | 0 | 0
Commercial_College_New_Food Preparation_Natural Gas_Oven_E1_Baseline Forecast | Commercial | College | New | Food Preparation | Natural Gas | Oven | E1 |  | Baseline Forecast | 0 | 159.2486 | 927.3635 | 1418.2427 | 2051.3302 | 2910.4994 | 3713.5435 | 4425.2903 | 5065.4196 | 5683.4906 | 6293.4992 | 6897.4475 | 7500.5684 | 8105.4149 | 8713.9819 | 9323.6701 | 9933.5249 | 10542.5896 | 11150.8517 | 11758.2986 | 12365.8754 | 12973.583 | 13580.5655 | 14186.8132 | 14792.316 | 15397.9205 | 16003.6273 | 16609.437 | 17215.3503 | 17821.3677 | 18427.4898 | 19033.7173 | 19306.7697
Commercial_College_New_Food Preparation_Natural Gas_Oven_E2_Baseline Forecast | Commercial | College | New | Food Preparation | Natural Gas | Oven | E2 |  | Baseline Forecast | 0 | 229.1625 | 1334.4986 | 2040.8858 | 2951.9142 | 4188.2797 | 5343.8796 | 6368.1007 | 7289.2623 | 8178.6815 | 9056.4988 | 9925.5952 | 10793.5008 | 11663.8898 | 12539.6325 | 13416.9887 | 14294.5845 | 15171.0435 | 16046.3476 | 16920.4785 | 17794.7964 | 18669.3024 | 19542.765 | 20415.1702 | 21286.5035 | 22157.9831 | 23029.61 | 23901.385 | 24773.309 | 25645.3828 | 26517.6073 | 27389.9835 | 27782.9124
Commercial_College_New_Food Preparation_Natural Gas_Oven_E3_Baseline Forecast | Commercial | College | New | Food Preparation | Natural Gas | Oven | E3 |  | Baseline Forecast | 0 | 0 | 0 | 0 | 0 | 0 | 0 | 0 | 0 | 0 | 0 | 0 | 0 | 0 | 0 | 0 | 0 | 0 | 0 | 0 | 0 | 0 | 0 | 0 | 0 | 0 | 0 | 0 | 0 | 0 | 0 | 0 | 0
Commercial_College_New_Food Preparation_Natural Gas_Oven_E4_Baseline Forecast | Commercial | College | New | Food Preparation | Natural Gas | Oven | E4 |  | Baseline Forecast | 0 | 0 | 0 | 0 | 0 | 0 | 0 | 0 | 0 | 0 | 0 | 0 | 0 | 0 | 0 | 0 | 0 | 0 | 0 | 0 | 0 | 0 | 0 | 0 | 0 | 0 | 0 | 0 | 0 | 0 | 0 | 0 | 0
Commercial_College_New_Food Preparation_Natural Gas_Oven_E5_Baseline Forecast | Commercial | College | New | Food Preparation | Natural Gas | Oven | E5 |  | Baseline Forecast | 0 | 0 | 0 | 0 | 0 | 0 | 0 | 0 | 0 | 0 | 0 | 0 | 0 | 0 | 0 | 0 | 0 | 0 | 0 | 0 | 0 | 0 | 0 | 0 | 0 | 0 | 0 | 0 | 0 | 0 | 0 | 0 | 0
Commercial_College_New_Food Preparation_Natural Gas_Oven_E6_Baseline Forecast | Commercial | College | New | Food Preparation | Natural Gas | Oven | E6 |  | Baseline Forecast | 0 | 0 | 0 | 0 | 0 | 0 | 0 | 0 | 0 | 0 | 0 | 0 | 0 | 0 | 0 | 0 | 0 | 0 | 0 | 0 | 0 | 0 | 0 | 0 | 0 | 0 | 0 | 0 | 0 | 0 | 0 | 0 | 0
Commercial_College_New_Food Preparation_Natural Gas_Oven_E7_Baseline Forecast | Commercial | College | New | Food Preparation | Natural Gas | Oven | E7 |  | Baseline Forecast | 0 | 0 | 0 | 0 | 0 | 0 | 0 | 0 | 0 | 0 | 0 | 0 | 0 | 0 | 0 | 0 | 0 | 0 | 0 | 0 | 0 | 0 | 0 | 0 | 0 | 0 | 0 | 0 | 0 | 0 | 0 | 0 | 0
Commercial_College_New_Food Preparation_Natural Gas_Oven_E8_Baseline Forecast | Commercial | College | New | Food Preparation | Natural Gas | Oven | E8 |  | Baseline Forecast | 0 | 0 | 0 | 0 | 0 | 0 | 0 | 0 | 0 | 0 | 0 | 0 | 0 | 0 | 0 | 0 | 0 | 0 | 0 | 0 | 0 | 0 | 0 | 0 | 0 | 0 | 0 | 0 | 0 | 0 | 0 | 0 | 0
Commercial_College_New_Food Preparation_Natural Gas_Oven_E9_Baseline Forecast | Commercial | College | New | Food Preparation | Natural Gas | Oven | E9 |  | Baseline Forecast | 0 | 0 | 0 | 0 | 0 | 0 | 0 | 0 | 0 | 0 | 0 | 0 | 0 | 0 | 0 | 0 | 0 | 0 | 0 | 0 | 0 | 0 | 0 | 0 | 0 | 0 | 0 | 0 | 0 | 0 | 0 | 0 | 0
Commercial_College_New_Food Preparation_Natural Gas_Oven_E10_Baseline Forecast | Commercial | College | New | Food Preparation | Natural Gas | Oven | E10 |  | Baseline Forecast | 0 | 0 | 0 | 0 | 0 | 0 | 0 | 0 | 0 | 0 | 0 | 0 | 0 | 0 | 0 | 0 | 0 | 0 | 0 | 0 | 0 | 0 | 0 | 0 | 0 | 0 | 0 | 0 | 0 | 0 | 0 | 0 | 0
Commercial_College_New_Food Preparation_Natural Gas_Oven_Vintage_Baseline Forecast | Commercial | College | New | Food Preparation | Natural Gas | Oven | Vintage |  | Baseline Forecast | 0 | 0 | 0 | 0 | 0 | 0 | 0 | 0 | 0 | 0 | 0 | 0 | 0 | 0 | 0 | 0 | 0 | 0 | 0 | 0 | 0 | 0 | 0 | 0 | 0 | 0 | 0 | 0 | 0 | 0 | 0 | 0 | 0
Commercial_College_New_Food Preparation_Natural Gas_Conveyor Oven_E1_Baseline Forecast | Commercial | College | New | Food Preparation | Natural Gas | Conveyor Oven | E1 |  | Baseline Forecast | 0 | 79.6243 | 463.6817 | 709.1213 | 1025.6651 | 1455.2497 | 1856.7717 | 2212.6452 | 2532.7098 | 2841.7453 | 3146.7496 | 3448.7238 | 3750.2842 | 4052.7075 | 4356.991 | 4661.835 | 4966.7624 | 5271.2948 | 5575.4259 | 5879.1493 | 6182.9377 | 6486.7915 | 6790.2828 | 7093.4066 | 7396.158 | 7698.9602 | 8001.8137 | 8304.7185 | 8607.6752 | 8910.6839 | 9213.7449 | 9516.8587 | 9653.3848
Commercial_College_New_Food Preparation_Natural Gas_Conveyor Oven_E2_Baseline Forecast | Commercial | College | New | Food Preparation | Natural Gas | Conveyor Oven | E2 |  | Baseline Forecast | 0 | 114.5813 | 667.2493 | 1020.4429 | 1475.9571 | 2094.1398 | 2671.9398 | 3184.0503 | 3644.6312 | 4089.3408 | 4528.2494 | 4962.7976 | 5396.7504 | 5831.9449 | 6269.8163 | 6708.4943 | 7147.2923 | 7585.5218 | 8023.1738 | 8460.2393 | 8897.3982 | 9334.6512 | 9771.3825 | 10207.5851 | 10643.2517 | 11078.9916 | 11514.805 | 11950.6925 | 12386.6545 | 12822.6914 | 13258.8037 | 13694.9917 | 13891.4562
Commercial_College_New_Food Preparation_Natural Gas_Conveyor Oven_E3_Baseline Forecast | Commercial | College | New | Food Preparation | Natural Gas | Conveyor Oven | E3 |  | Baseline Forecast | 0 | 0 | 0 | 0 | 0 | 0 | 0 | 0 | 0 | 0 | 0 | 0 | 0 | 0 | 0 | 0 | 0 | 0 | 0 | 0 | 0 | 0 | 0 | 0 | 0 | 0 | 0 | 0 | 0 | 0 | 0 | 0 | 0
Commercial_College_New_Food Preparation_Natural Gas_Conveyor Oven_E4_Baseline Forecast | Commercial | College | New | Food Preparation | Natural Gas | Conveyor Oven | E4 |  | Baseline Forecast | 0 | 0 | 0 | 0 | 0 | 0 | 0 | 0 | 0 | 0 | 0 | 0 | 0 | 0 | 0 | 0 | 0 | 0 | 0 | 0 | 0 | 0 | 0 | 0 | 0 | 0 | 0 | 0 | 0 | 0 | 0 | 0 | 0
Commercial_College_New_Food Preparation_Natural Gas_Conveyor Oven_E5_Baseline Forecast | Commercial | College | New | Food Preparation | Natural Gas | Conveyor Oven | E5 |  | Baseline Forecast | 0 | 0 | 0 | 0 | 0 | 0 | 0 | 0 | 0 | 0 | 0 | 0 | 0 | 0 | 0 | 0 | 0 | 0 | 0 | 0 | 0 | 0 | 0 | 0 | 0 | 0 | 0 | 0 | 0 | 0 | 0 | 0 | 0
Commercial_College_New_Food Preparation_Natural Gas_Conveyor Oven_E6_Baseline Forecast | Commercial | College | New | Food Preparation | Natural Gas | Conveyor Oven | E6 |  | Baseline Forecast | 0 | 0 | 0 | 0 | 0 | 0 | 0 | 0 | 0 | 0 | 0 | 0 | 0 | 0 | 0 | 0 | 0 | 0 | 0 | 0 | 0 | 0 | 0 | 0 | 0 | 0 | 0 | 0 | 0 | 0 | 0 | 0 | 0
Commercial_College_New_Food Preparation_Natural Gas_Conveyor Oven_E7_Baseline Forecast | Commercial | College | New | Food Preparation | Natural Gas | Conveyor Oven | E7 |  | Baseline Forecast | 0 | 0 | 0 | 0 | 0 | 0 | 0 | 0 | 0 | 0 | 0 | 0 | 0 | 0 | 0 | 0 | 0 | 0 | 0 | 0 | 0 | 0 | 0 | 0 | 0 | 0 | 0 | 0 | 0 | 0 | 0 | 0 | 0
Commercial_College_New_Food Preparation_Natural Gas_Conveyor Oven_E8_Baseline Forecast | Commercial | College | New | Food Preparation | Natural Gas | Conveyor Oven | E8 |  | Baseline Forecast | 0 | 0 | 0 | 0 | 0 | 0 | 0 | 0 | 0 | 0 | 0 | 0 | 0 | 0 | 0 | 0 | 0 | 0 | 0 | 0 | 0 | 0 | 0 | 0 | 0 | 0 | 0 | 0 | 0 | 0 | 0 | 0 | 0
Commercial_College_New_Food Preparation_Natural Gas_Conveyor Oven_E9_Baseline Forecast | Commercial | College | New | Food Preparation | Natural Gas | Conveyor Oven | E9 |  | Baseline Forecast | 0 | 0 | 0 | 0 | 0 | 0 | 0 | 0 | 0 | 0 | 0 | 0 | 0 | 0 | 0 | 0 | 0 | 0 | 0 | 0 | 0 | 0 | 0 | 0 | 0 | 0 | 0 | 0 | 0 | 0 | 0 | 0 | 0
Commercial_College_New_Food Preparation_Natural Gas_Conveyor Oven_E10_Baseline Forecast | Commercial | College | New | Food Preparation | Natural Gas | Conveyor Oven | E10 |  | Baseline Forecast | 0 | 0 | 0 | 0 | 0 | 0 | 0 | 0 | 0 | 0 | 0 | 0 | 0 | 0 | 0 | 0 | 0 | 0 | 0 | 0 | 0 | 0 | 0 | 0 | 0 | 0 | 0 | 0 | 0 | 0 | 0 | 0 | 0
Commercial_College_New_Food Preparation_Natural Gas_Conveyor Oven_Vintage_Baseline Forecast | Commercial | College | New | Food Preparation | Natural Gas | Conveyor Oven | Vintage |  | Baseline Forecast | 0 | 0 | 0 | 0 | 0 | 0 | 0 | 0 | 0 | 0 | 0 | 0 | 0 | 0 | 0 | 0 | 0 | 0 | 0 | 0 | 0 | 0 | 0 | 0 | 0 | 0 | 0 | 0 | 0 | 0 | 0 | 0 | 0
Commercial_College_New_Food Preparation_Natural Gas_Double Rack Oven_E1_Baseline Forecast | Commercial | College | New | Food Preparation | Natural Gas | Double Rack Oven | E1 |  | Baseline Forecast | 0 | 79.6243 | 463.6817 | 709.1213 | 1025.6651 | 1455.2497 | 1856.7717 | 2212.6452 | 2532.7098 | 2841.7453 | 3146.7496 | 3448.7238 | 3750.2842 | 4052.7075 | 4356.991 | 4661.835 | 4966.7624 | 5271.2948 | 5575.4259 | 5879.1493 | 6182.9377 | 6486.7915 | 6790.2828 | 7093.4066 | 7396.158 | 7698.9602 | 8001.8137 | 8304.7185 | 8607.6752 | 8910.6839 | 9213.7449 | 9516.8587 | 9653.3848
Commercial_College_New_Food Preparation_Natural Gas_Double Rack Oven_E2_Baseline Forecast | Commercial | College | New | Food Preparation | Natural Gas | Double Rack Oven | E2 |  | Baseline Forecast | 0 | 114.5813 | 667.2493 | 1020.4429 | 1475.9571 | 2094.1398 | 2671.9398 | 3184.0503 | 3644.6312 | 4089.3408 | 4528.2494 | 4962.7976 | 5396.7504 | 5831.9449 | 6269.8163 | 6708.4943 | 7147.2923 | 7585.5218 | 8023.1738 | 8460.2393 | 8897.3982 | 9334.6512 | 9771.3825 | 10207.5851 | 10643.2517 | 11078.9916 | 11514.805 | 11950.6925 | 12386.6545 | 12822.6914 | 13258.8037 | 13694.9917 | 13891.4562
Commercial_College_New_Food Preparation_Natural Gas_Double Rack Oven_E3_Baseline Forecast | Commercial | College | New | Food Preparation | Natural Gas | Double Rack Oven | E3 |  | Baseline Forecast | 0 | 0 | 0 | 0 | 0 | 0 | 0 | 0 | 0 | 0 | 0 | 0 | 0 | 0 | 0 | 0 | 0 | 0 | 0 | 0 | 0 | 0 | 0 | 0 | 0 | 0 | 0 | 0 | 0 | 0 | 0 | 0 | 0
Commercial_College_New_Food Preparation_Natural Gas_Double Rack Oven_E4_Baseline Forecast | Commercial | College | New | Food Preparation | Natural Gas | Double Rack Oven | E4 |  | Baseline Forecast | 0 | 0 | 0 | 0 | 0 | 0 | 0 | 0 | 0 | 0 | 0 | 0 | 0 | 0 | 0 | 0 | 0 | 0 | 0 | 0 | 0 | 0 | 0 | 0 | 0 | 0 | 0 | 0 | 0 | 0 | 0 | 0 | 0
Commercial_College_New_Food Preparation_Natural Gas_Double Rack Oven_E5_Baseline Forecast | Commercial | College | New | Food Preparation | Natural Gas | Double Rack Oven | E5 |  | Baseline Forecast | 0 | 0 | 0 | 0 | 0 | 0 | 0 | 0 | 0 | 0 | 0 | 0 | 0 | 0 | 0 | 0 | 0 | 0 | 0 | 0 | 0 | 0 | 0 | 0 | 0 | 0 | 0 | 0 | 0 | 0 | 0 | 0 | 0
Commercial_College_New_Food Preparation_Natural Gas_Double Rack Oven_E6_Baseline Forecast | Commercial | College | New | Food Preparation | Natural Gas | Double Rack Oven | E6 |  | Baseline Forecast | 0 | 0 | 0 | 0 | 0 | 0 | 0 | 0 | 0 | 0 | 0 | 0 | 0 | 0 | 0 | 0 | 0 | 0 | 0 | 0 | 0 | 0 | 0 | 0 | 0 | 0 | 0 | 0 | 0 | 0 | 0 | 0 | 0
Commercial_College_New_Food Preparation_Natural Gas_Double Rack Oven_E7_Baseline Forecast | Commercial | College | New | Food Preparation | Natural Gas | Double Rack Oven | E7 |  | Baseline Forecast | 0 | 0 | 0 | 0 | 0 | 0 | 0 | 0 | 0 | 0 | 0 | 0 | 0 | 0 | 0 | 0 | 0 | 0 | 0 | 0 | 0 | 0 | 0 | 0 | 0 | 0 | 0 | 0 | 0 | 0 | 0 | 0 | 0
Commercial_College_New_Food Preparation_Natural Gas_Double Rack Oven_E8_Baseline Forecast | Commercial | College | New | Food Preparation | Natural Gas | Double Rack Oven | E8 |  | Baseline Forecast | 0 | 0 | 0 | 0 | 0 | 0 | 0 | 0 | 0 | 0 | 0 | 0 | 0 | 0 | 0 | 0 | 0 | 0 | 0 | 0 | 0 | 0 | 0 | 0 | 0 | 0 | 0 | 0 | 0 | 0 | 0 | 0 | 0
Commercial_College_New_Food Preparation_Natural Gas_Double Rack Oven_E9_Baseline Forecast | Commercial | College | New | Food Preparation | Natural Gas | Double Rack Oven | E9 |  | Baseline Forecast | 0 | 0 | 0 | 0 | 0 | 0 | 0 | 0 | 0 | 0 | 0 | 0 | 0 | 0 | 0 | 0 | 0 | 0 | 0 | 0 | 0 | 0 | 0 | 0 | 0 | 0 | 0 | 0 | 0 | 0 | 0 | 0 | 0
Commercial_College_New_Food Preparation_Natural Gas_Double Rack Oven_E10_Baseline Forecast | Commercial | College | New | Food Preparation | Natural Gas | Double Rack Oven | E10 |  | Baseline Forecast | 0 | 0 | 0 | 0 | 0 | 0 | 0 | 0 | 0 | 0 | 0 | 0 | 0 | 0 | 0 | 0 | 0 | 0 | 0 | 0 | 0 | 0 | 0 | 0 | 0 | 0 | 0 | 0 | 0 | 0 | 0 | 0 | 0
Commercial_College_New_Food Preparation_Natural Gas_Double Rack Oven_Vintage_Baseline Forecast | Commercial | College | New | Food Preparation | Natural Gas | Double Rack Oven | Vintage |  | Baseline Forecast | 0 | 0 | 0 | 0 | 0 | 0 | 0 | 0 | 0 | 0 | 0 | 0 | 0 | 0 | 0 | 0 | 0 | 0 | 0 | 0 | 0 | 0 | 0 | 0 | 0 | 0 | 0 | 0 | 0 | 0 | 0 | 0 | 0
Commercial_College_New_Food Preparation_Natural Gas_Fryer_E1_Baseline Forecast | Commercial | College | New | Food Preparation | Natural Gas | Fryer | E1 |  | Baseline Forecast | 0 | 371.9607 | 2166.0656 | 2166.0656 | 2166.0656 | 2166.0656 | 2073.0754 | 1554.8065 | 1166.1049 | 874.5787 | 567.666 | 0 | 0 | 0 | 0 | 0 | 0 | 0 | 0 | 0 | 0 | 0 | 0 | 0 | 0 | 0 | 0 | 0 | 0 | 0 | 0 | 0 | 0
Commercial_College_New_Food Preparation_Natural Gas_Fryer_E2_Baseline Forecast | Commercial | College | New | Food Preparation | Natural Gas | Fryer | E2 |  | Baseline Forecast | 0 | 130.6889 | 761.0501 | 2310.4536 | 4308.7214 | 7020.5898 | 9648.2957 | 12413.1113 | 14822.307 | 17064.7029 | 19297.0374 | 21770.9965 | 23674.6778 | 25583.8061 | 27504.6776 | 29429.0878 | 31354.0239 | 33276.4664 | 35196.3756 | 37113.7116 | 39031.4576 | 40949.6163 | 42865.4866 | 44779.0373 | 46690.2369 | 48601.7576 | 50513.6012 | 52425.7697 | 54338.265 | 56251.0889 | 58164.2434 | 60077.7304 | 60939.5886
Commercial_College_New_Food Preparation_Natural Gas_Fryer_E3_Baseline Forecast | Commercial | College | New | Food Preparation | Natural Gas | Fryer | E3 |  | Baseline Forecast | 0 | 0 | 0 | 0 | 0 | 0 | 0 | 0 | 0 | 0 | 0 | 0 | 0 | 0 | 0 | 0 | 0 | 0 | 0 | 0 | 0 | 0 | 0 | 0 | 0 | 0 | 0 | 0 | 0 | 0 | 0 | 0 | 0
Commercial_College_New_Food Preparation_Natural Gas_Fryer_E4_Baseline Forecast | Commercial | College | New | Food Preparation | Natural Gas | Fryer | E4 |  | Baseline Forecast | 0 | 0 | 0 | 0 | 0 | 0 | 0 | 0 | 0 | 0 | 0 | 0 | 0 | 0 | 0 | 0 | 0 | 0 | 0 | 0 | 0 | 0 | 0 | 0 | 0 | 0 | 0 | 0 | 0 | 0 | 0 | 0 | 0
Commercial_College_New_Food Preparation_Natural Gas_Fryer_E5_Baseline Forecast | Commercial | College | New | Food Preparation | Natural Gas | Fryer | E5 |  | Baseline Forecast | 0 | 0 | 0 | 0 | 0 | 0 | 0 | 0 | 0 | 0 | 0 | 0 | 0 | 0 | 0 | 0 | 0 | 0 | 0 | 0 | 0 | 0 | 0 | 0 | 0 | 0 | 0 | 0 | 0 | 0 | 0 | 0 | 0
Commercial_College_New_Food Preparation_Natural Gas_Fryer_E6_Baseline Forecast | Commercial | College | New | Food Preparation | Natural Gas | Fryer | E6 |  | Baseline Forecast | 0 | 0 | 0 | 0 | 0 | 0 | 0 | 0 | 0 | 0 | 0 | 0 | 0 | 0 | 0 | 0 | 0 | 0 | 0 | 0 | 0 | 0 | 0 | 0 | 0 | 0 | 0 | 0 | 0 | 0 | 0 | 0 | 0
Commercial_College_New_Food Preparation_Natural Gas_Fryer_E7_Baseline Forecast | Commercial | College | New | Food Preparation | Natural Gas | Fryer | E7 |  | Baseline Forecast | 0 | 0 | 0 | 0 | 0 | 0 | 0 | 0 | 0 | 0 | 0 | 0 | 0 | 0 | 0 | 0 | 0 | 0 | 0 | 0 | 0 | 0 | 0 | 0 | 0 | 0 | 0 | 0 | 0 | 0 | 0 | 0 | 0
Commercial_College_New_Food Preparation_Natural Gas_Fryer_E8_Baseline Forecast | Commercial | College | New | Food Preparation | Natural Gas | Fryer | E8 |  | Baseline Forecast | 0 | 0 | 0 | 0 | 0 | 0 | 0 | 0 | 0 | 0 | 0 | 0 | 0 | 0 | 0 | 0 | 0 | 0 | 0 | 0 | 0 | 0 | 0 | 0 | 0 | 0 | 0 | 0 | 0 | 0 | 0 | 0 | 0
Commercial_College_New_Food Preparation_Natural Gas_Fryer_E9_Baseline Forecast | Commercial | College | New | Food Preparation | Natural Gas | Fryer | E9 |  | Baseline Forecast | 0 | 0 | 0 | 0 | 0 | 0 | 0 | 0 | 0 | 0 | 0 | 0 | 0 | 0 | 0 | 0 | 0 | 0 | 0 | 0 | 0 | 0 | 0 | 0 | 0 | 0 | 0 | 0 | 0 | 0 | 0 | 0 | 0
Commercial_College_New_Food Preparation_Natural Gas_Fryer_E10_Baseline Forecast | Commercial | College | New | Food Preparation | Natural Gas | Fryer | E10 |  | Baseline Forecast | 0 | 0 | 0 | 0 | 0 | 0 | 0 | 0 | 0 | 0 | 0 | 0 | 0 | 0 | 0 | 0 | 0 | 0 | 0 | 0 | 0 | 0 | 0 | 0 | 0 | 0 | 0 | 0 | 0 | 0 | 0 | 0 | 0
Commercial_College_New_Food Preparation_Natural Gas_Fryer_Vintage_Baseline Forecast | Commercial | College | New | Food Preparation | Natural Gas | Fryer | Vintage |  | Baseline Forecast | 0 | 0 | 0 | 0 | 0 | 0 | 0 | 0 | 0 | 0 | 0 | 0 | 0 | 0 | 0 | 0 | 0 | 0 | 0 | 0 | 0 | 0 | 0 | 0 | 0 | 0 | 0 | 0 | 0 | 0 | 0 | 0 | 0
Commercial_College_New_Food Preparation_Natural Gas_Broiler_E1_Baseline Forecast | Commercial | College | New | Food Preparation | Natural Gas | Broiler | E1 |  | Baseline Forecast | 0 | 574.8484 | 3347.5559 | 5119.5101 | 7404.8018 | 10506.1931 | 13404.9862 | 15974.2187 | 18284.9292 | 20516.0147 | 22717.9971 | 24898.1033 | 27075.2224 | 29258.571 | 31455.3494 | 33656.1749 | 35857.6019 | 38056.177 | 40251.855 | 42444.5902 | 44637.7942 | 46831.4703 | 49022.5293 | 51210.9354 | 53396.6528 | 55582.7373 | 57769.1912 | 59956.0167 | 62143.2158 | 64330.7908 | 66518.7438 | 68707.0772 | 69692.7295
Commercial_College_New_Food Preparation_Natural Gas_Broiler_E2_Baseline Forecast | Commercial | College | New | Food Preparation | Natural Gas | Broiler | E2 |  | Baseline Forecast | 0 | 201.9738 | 1176.1683 | 1798.7468 | 2601.6871 | 3691.3651 | 4709.86 | 5612.5633 | 6424.4346 | 7208.3295 | 7981.999 | 8747.9822 | 9512.916 | 10280.0385 | 11051.8795 | 11825.1425 | 12598.6169 | 13371.0892 | 14142.5437 | 14912.9641 | 15683.5493 | 16454.3004 | 17224.1319 | 17993.0314 | 18760.9861 | 19529.0699 | 20297.2834 | 21065.6275 | 21834.1028 | 22602.7103 | 23371.4505 | 24140.3244 | 24486.6347
Commercial_College_New_Food Preparation_Natural Gas_Broiler_E3_Baseline Forecast | Commercial | College | New | Food Preparation | Natural Gas | Broiler | E3 |  | Baseline Forecast | 0 | 0 | 0 | 0 | 0 | 0 | 0 | 0 | 0 | 0 | 0 | 0 | 0 | 0 | 0 | 0 | 0 | 0 | 0 | 0 | 0 | 0 | 0 | 0 | 0 | 0 | 0 | 0 | 0 | 0 | 0 | 0 | 0
Commercial_College_New_Food Preparation_Natural Gas_Broiler_E4_Baseline Forecast | Commercial | College | New | Food Preparation | Natural Gas | Broiler | E4 |  | Baseline Forecast | 0 | 0 | 0 | 0 | 0 | 0 | 0 | 0 | 0 | 0 | 0 | 0 | 0 | 0 | 0 | 0 | 0 | 0 | 0 | 0 | 0 | 0 | 0 | 0 | 0 | 0 | 0 | 0 | 0 | 0 | 0 | 0 | 0
Commercial_College_New_Food Preparation_Natural Gas_Broiler_E5_Baseline Forecast | Commercial | College | New | Food Preparation | Natural Gas | Broiler | E5 |  | Baseline Forecast | 0 | 0 | 0 | 0 | 0 | 0 | 0 | 0 | 0 | 0 | 0 | 0 | 0 | 0 | 0 | 0 | 0 | 0 | 0 | 0 | 0 | 0 | 0 | 0 | 0 | 0 | 0 | 0 | 0 | 0 | 0 | 0 | 0
Commercial_College_New_Food Preparation_Natural Gas_Broiler_E6_Baseline Forecast | Commercial | College | New | Food Preparation | Natural Gas | Broiler | E6 |  | Baseline Forecast | 0 | 0 | 0 | 0 | 0 | 0 | 0 | 0 | 0 | 0 | 0 | 0 | 0 | 0 | 0 | 0 | 0 | 0 | 0 | 0 | 0 | 0 | 0 | 0 | 0 | 0 | 0 | 0 | 0 | 0 | 0 | 0 | 0
Commercial_College_New_Food Preparation_Natural Gas_Broiler_E7_Baseline Forecast | Commercial | College | New | Food Preparation | Natural Gas | Broiler | E7 |  | Baseline Forecast | 0 | 0 | 0 | 0 | 0 | 0 | 0 | 0 | 0 | 0 | 0 | 0 | 0 | 0 | 0 | 0 | 0 | 0 | 0 | 0 | 0 | 0 | 0 | 0 | 0 | 0 | 0 | 0 | 0 | 0 | 0 | 0 | 0
Commercial_College_New_Food Preparation_Natural Gas_Broiler_E8_Baseline Forecast | Commercial | College | New | Food Preparation | Natural Gas | Broiler | E8 |  | Baseline Forecast | 0 | 0 | 0 | 0 | 0 | 0 | 0 | 0 | 0 | 0 | 0 | 0 | 0 | 0 | 0 | 0 | 0 | 0 | 0 | 0 | 0 | 0 | 0 | 0 | 0 | 0 | 0 | 0 | 0 | 0 | 0 | 0 | 0
Commercial_College_New_Food Preparation_Natural Gas_Broiler_E9_Baseline Forecast | Commercial | College | New | Food Preparation | Natural Gas | Broiler | E9 |  | Baseline Forecast | 0 | 0 | 0 | 0 | 0 | 0 | 0 | 0 | 0 | 0 | 0 | 0 | 0 | 0 | 0 | 0 | 0 | 0 | 0 | 0 | 0 | 0 | 0 | 0 | 0 | 0 | 0 | 0 | 0 | 0 | 0 | 0 | 0
Commercial_College_New_Food Preparation_Natural Gas_Broiler_E10_Baseline Forecast | Commercial | College | New | Food Preparation | Natural Gas | Broiler | E10 |  | Baseline Forecast | 0 | 0 | 0 | 0 | 0 | 0 | 0 | 0 | 0 | 0 | 0 | 0 | 0 | 0 | 0 | 0 | 0 | 0 | 0 | 0 | 0 | 0 | 0 | 0 | 0 | 0 | 0 | 0 | 0 | 0 | 0 | 0 | 0
Commercial_College_New_Food Preparation_Natural Gas_Broiler_Vintage_Baseline Forecast | Commercial | College | New | Food Preparation | Natural Gas | Broiler | Vintage |  | Baseline Forecast | 0 | 0 | 0 | 0 | 0 | 0 | 0 | 0 | 0 | 0 | 0 | 0 | 0 | 0 | 0 | 0 | 0 | 0 | 0 | 0 | 0 | 0 | 0 | 0 | 0 | 0 | 0 | 0 | 0 | 0 | 0 | 0 | 0
Commercial_College_New_Food Preparation_Natural Gas_Griddle_E1_Baseline Forecast | Commercial | College | New | Food Preparation | Natural Gas | Griddle | E1 |  | Baseline Forecast | 0 | 778.65 | 4534.3682 | 6934.5352 | 10030.0336 | 14230.9643 | 18157.4693 | 21637.5745 | 24767.5035 | 27789.578 | 30772.2314 | 33725.2528 | 36674.2281 | 39631.6415 | 42607.246 | 45588.3323 | 48570.2334 | 51548.2716 | 54522.3855 | 57492.5133 | 60463.2761 | 63434.6784 | 66402.5357 | 69366.7996 | 72327.4216 | 75288.5409 | 78250.1605 | 81212.2833 | 84174.9123 | 87138.0504 | 90101.7007 | 93065.866 | 94400.9627
Commercial_College_New_Food Preparation_Natural Gas_Griddle_E2_Baseline Forecast | Commercial | College | New | Food Preparation | Natural Gas | Griddle | E2 |  | Baseline Forecast | 0 | 318.0401 | 1852.0659 | 2832.4158 | 4096.7743 | 5812.6474 | 7416.4311 | 8837.8825 | 10116.3042 | 11350.6727 | 12568.9396 | 13775.1032 | 14979.6143 | 16187.5719 | 17402.9596 | 18620.5864 | 19838.5461 | 21054.9278 | 22269.7068 | 23482.8575 | 24696.2677 | 25909.9391 | 27122.1625 | 28332.9182 | 29542.1863 | 30751.6575 | 31961.3331 | 33171.2143 | 34381.3022 | 35591.5981 | 36802.1031 | 38012.8185 | 38558.1397
Commercial_College_New_Food Preparation_Natural Gas_Griddle_E3_Baseline Forecast | Commercial | College | New | Food Preparation | Natural Gas | Griddle | E3 |  | Baseline Forecast | 0 | 0 | 0 | 0 | 0 | 0 | 0 | 0 | 0 | 0 | 0 | 0 | 0 | 0 | 0 | 0 | 0 | 0 | 0 | 0 | 0 | 0 | 0 | 0 | 0 | 0 | 0 | 0 | 0 | 0 | 0 | 0 | 0
Commercial_College_New_Food Preparation_Natural Gas_Griddle_E4_Baseline Forecast | Commercial | College | New | Food Preparation | Natural Gas | Griddle | E4 |  | Baseline Forecast | 0 | 0 | 0 | 0 | 0 | 0 | 0 | 0 | 0 | 0 | 0 | 0 | 0 | 0 | 0 | 0 | 0 | 0 | 0 | 0 | 0 | 0 | 0 | 0 | 0 | 0 | 0 | 0 | 0 | 0 | 0 | 0 | 0
Commercial_College_New_Food Preparation_Natural Gas_Griddle_E5_Baseline Forecast | Commercial | College | New | Food Preparation | Natural Gas | Griddle | E5 |  | Baseline Forecast | 0 | 0 | 0 | 0 | 0 | 0 | 0 | 0 | 0 | 0 | 0 | 0 | 0 | 0 | 0 | 0 | 0 | 0 | 0 | 0 | 0 | 0 | 0 | 0 | 0 | 0 | 0 | 0 | 0 | 0 | 0 | 0 | 0
Commercial_College_New_Food Preparation_Natural Gas_Griddle_E6_Baseline Forecast | Commercial | College | New | Food Preparation | Natural Gas | Griddle | E6 |  | Baseline Forecast | 0 | 0 | 0 | 0 | 0 | 0 | 0 | 0 | 0 | 0 | 0 | 0 | 0 | 0 | 0 | 0 | 0 | 0 | 0 | 0 | 0 | 0 | 0 | 0 | 0 | 0 | 0 | 0 | 0 | 0 | 0 | 0 | 0
Commercial_College_New_Food Preparation_Natural Gas_Griddle_E7_Baseline Forecast | Commercial | College | New | Food Preparation | Natural Gas | Griddle | E7 |  | Baseline Forecast | 0 | 0 | 0 | 0 | 0 | 0 | 0 | 0 | 0 | 0 | 0 | 0 | 0 | 0 | 0 | 0 | 0 | 0 | 0 | 0 | 0 | 0 | 0 | 0 | 0 | 0 | 0 | 0 | 0 | 0 | 0 | 0 | 0
Commercial_College_New_Food Preparation_Natural Gas_Griddle_E8_Baseline Forecast | Commercial | College | New | Food Preparation | Natural Gas | Griddle | E8 |  | Baseline Forecast | 0 | 0 | 0 | 0 | 0 | 0 | 0 | 0 | 0 | 0 | 0 | 0 | 0 | 0 | 0 | 0 | 0 | 0 | 0 | 0 | 0 | 0 | 0 | 0 | 0 | 0 | 0 | 0 | 0 | 0 | 0 | 0 | 0
Commercial_College_New_Food Preparation_Natural Gas_Griddle_E9_Baseline Forecast | Commercial | College | New | Food Preparation | Natural Gas | Griddle | E9 |  | Baseline Forecast | 0 | 0 | 0 | 0 | 0 | 0 | 0 | 0 | 0 | 0 | 0 | 0 | 0 | 0 | 0 | 0 | 0 | 0 | 0 | 0 | 0 | 0 | 0 | 0 | 0 | 0 | 0 | 0 | 0 | 0 | 0 | 0 | 0
Commercial_College_New_Food Preparation_Natural Gas_Griddle_E10_Baseline Forecast | Commercial | College | New | Food Preparation | Natural Gas | Griddle | E10 |  | Baseline Forecast | 0 | 0 | 0 | 0 | 0 | 0 | 0 | 0 | 0 | 0 | 0 | 0 | 0 | 0 | 0 | 0 | 0 | 0 | 0 | 0 | 0 | 0 | 0 | 0 | 0 | 0 | 0 | 0 | 0 | 0 | 0 | 0 | 0
Commercial_College_New_Food Preparation_Natural Gas_Griddle_Vintage_Baseline Forecast | Commercial | College | New | Food Preparation | Natural Gas | Griddle | Vintage |  | Baseline Forecast | 0 | 0 | 0 | 0 | 0 | 0 | 0 | 0 | 0 | 0 | 0 | 0 | 0 | 0 | 0 | 0 | 0 | 0 | 0 | 0 | 0 | 0 | 0 | 0 | 0 | 0 | 0 | 0 | 0 | 0 | 0 | 0 | 0
Commercial_College_New_Food Preparation_Natural Gas_Range_E1_Baseline Forecast | Commercial | College | New | Food Preparation | Natural Gas | Range | E1 |  | Baseline Forecast | 0 | 555.8087 | 3236.6803 | 4949.945 | 7159.5447 | 10158.2137 | 12960.9948 | 15445.1309 | 17679.3075 | 19836.4965 | 21965.5462 | 24073.4443 | 26178.4543 | 28289.4875 | 30413.5056 | 32541.4368 | 34669.9495 | 36795.7048 | 38918.659 | 41038.7678 | 43159.3299 | 45280.3485 | 47398.8366 | 49514.7598 | 51628.0832 | 53741.7617 | 55855.7972 | 57970.192 | 60084.9482 | 62200.0677 | 64315.5528 | 66431.4055 | 67384.4118
Commercial_College_New_Food Preparation_Natural Gas_Range_E2_Baseline Forecast | Commercial | College | New | Food Preparation | Natural Gas | Range | E2 |  | Baseline Forecast | 0 | 799.8222 | 4657.6619 | 7123.0916 | 10302.7594 | 14617.9173 | 18651.1877 | 22225.9201 | 25440.9547 | 28545.2023 | 31608.9568 | 34642.2735 | 37671.4343 | 40709.2624 | 43765.7763 | 46827.9212 | 49890.9029 | 52949.9167 | 56004.8995 | 59055.7878 | 62107.3285 | 65159.5259 | 68208.0819 | 71252.947 | 74294.0709 | 77335.7058 | 80377.8546 | 83420.5203 | 86463.7059 | 89507.4145 | 92551.6491 | 95596.4129 | 96967.8121
Commercial_College_New_Food Preparation_Natural Gas_Range_E3_Baseline Forecast | Commercial | College | New | Food Preparation | Natural Gas | Range | E3 |  | Baseline Forecast | 0 | 0 | 0 | 0 | 0 | 0 | 0 | 0 | 0 | 0 | 0 | 0 | 0 | 0 | 0 | 0 | 0 | 0 | 0 | 0 | 0 | 0 | 0 | 0 | 0 | 0 | 0 | 0 | 0 | 0 | 0 | 0 | 0
Commercial_College_New_Food Preparation_Natural Gas_Range_E4_Baseline Forecast | Commercial | College | New | Food Preparation | Natural Gas | Range | E4 |  | Baseline Forecast | 0 | 0 | 0 | 0 | 0 | 0 | 0 | 0 | 0 | 0 | 0 | 0 | 0 | 0 | 0 | 0 | 0 | 0 | 0 | 0 | 0 | 0 | 0 | 0 | 0 | 0 | 0 | 0 | 0 | 0 | 0 | 0 | 0
Commercial_College_New_Food Preparation_Natural Gas_Range_E5_Baseline Forecast | Commercial | College | New | Food Preparation | Natural Gas | Range | E5 |  | Baseline Forecast | 0 | 0 | 0 | 0 | 0 | 0 | 0 | 0 | 0 | 0 | 0 | 0 | 0 | 0 | 0 | 0 | 0 | 0 | 0 | 0 | 0 | 0 | 0 | 0 | 0 | 0 | 0 | 0 | 0 | 0 | 0 | 0 | 0
Commercial_College_New_Food Preparation_Natural Gas_Range_E6_Baseline Forecast | Commercial | College | New | Food Preparation | Natural Gas | Range | E6 |  | Baseline Forecast | 0 | 0 | 0 | 0 | 0 | 0 | 0 | 0 | 0 | 0 | 0 | 0 | 0 | 0 | 0 | 0 | 0 | 0 | 0 | 0 | 0 | 0 | 0 | 0 | 0 | 0 | 0 | 0 | 0 | 0 | 0 | 0 | 0
Commercial_College_New_Food Preparation_Natural Gas_Range_E7_Baseline Forecast | Commercial | College | New | Food Preparation | Natural Gas | Range | E7 |  | Baseline Forecast | 0 | 0 | 0 | 0 | 0 | 0 | 0 | 0 | 0 | 0 | 0 | 0 | 0 | 0 | 0 | 0 | 0 | 0 | 0 | 0 | 0 | 0 | 0 | 0 | 0 | 0 | 0 | 0 | 0 | 0 | 0 | 0 | 0
Commercial_College_New_Food Preparation_Natural Gas_Range_E8_Baseline Forecast | Commercial | College | New | Food Preparation | Natural Gas | Range | E8 |  | Baseline Forecast | 0 | 0 | 0 | 0 | 0 | 0 | 0 | 0 | 0 | 0 | 0 | 0 | 0 | 0 | 0 | 0 | 0 | 0 | 0 | 0 | 0 | 0 | 0 | 0 | 0 | 0 | 0 | 0 | 0 | 0 | 0 | 0 | 0
Commercial_College_New_Food Preparation_Natural Gas_Range_E9_Baseline Forecast | Commercial | College | New | Food Preparation | Natural Gas | Range | E9 |  | Baseline Forecast | 0 | 0 | 0 | 0 | 0 | 0 | 0 | 0 | 0 | 0 | 0 | 0 | 0 | 0 | 0 | 0 | 0 | 0 | 0 | 0 | 0 | 0 | 0 | 0 | 0 | 0 | 0 | 0 | 0 | 0 | 0 | 0 | 0
Commercial_College_New_Food Preparation_Natural Gas_Range_E10_Baseline Forecast | Commercial | College | New | Food Preparation | Natural Gas | Range | E10 |  | Baseline Forecast | 0 | 0 | 0 | 0 | 0 | 0 | 0 | 0 | 0 | 0 | 0 | 0 | 0 | 0 | 0 | 0 | 0 | 0 | 0 | 0 | 0 | 0 | 0 | 0 | 0 | 0 | 0 | 0 | 0 | 0 | 0 | 0 | 0
Commercial_College_New_Food Preparation_Natural Gas_Range_Vintage_Baseline Forecast | Commercial | College | New | Food Preparation | Natural Gas | Range | Vintage |  | Baseline Forecast | 0 | 0 | 0 | 0 | 0 | 0 | 0 | 0 | 0 | 0 | 0 | 0 | 0 | 0 | 0 | 0 | 0 | 0 | 0 | 0 | 0 | 0 | 0 | 0 | 0 | 0 | 0 | 0 | 0 | 0 | 0 | 0 | 0
Commercial_College_New_Food Preparation_Natural Gas_Steamer_E1_Baseline Forecast | Commercial | College | New | Food Preparation | Natural Gas | Steamer | E1 |  | Baseline Forecast | 0 | 243.7089 | 1419.2076 | 1419.2076 | 1419.2076 | 1419.2076 | 1419.2076 | 1419.2076 | 1419.2076 | 1419.2076 | 1392.1288 | 1237.4478 | 1099.9536 | 977.7366 | 869.0992 | 772.5326 | 686.6956 | 610.3961 | 542.5743 | 407.2391 | 0 | 0 | 0 | 0 | 0 | 0 | 0 | 0 | 0 | 0 | 0 | 0 | 0
Commercial_College_New_Food Preparation_Natural Gas_Steamer_E2_Baseline Forecast | Commercial | College | New | Food Preparation | Natural Gas | Steamer | E2 |  | Baseline Forecast | 0 | 243.7089 | 1419.2076 | 2921.6595 | 4859.3737 | 7489.0643 | 9946.9704 | 12125.44 | 14084.7069 | 15976.4594 | 17870.6138 | 19873.8215 | 21857.3097 | 23830.8027 | 25802.1033 | 27764.7646 | 29717.2064 | 31657.6925 | 33587.2445 | 35581.8146 | 37848.6862 | 39708.7189 | 41566.5325 | 43422.0968 | 45275.3813 | 47128.9771 | 48982.886 | 50837.11 | 52691.6509 | 54546.5104 | 56401.6906 | 58257.1931 | 59092.9344
Commercial_College_New_Food Preparation_Natural Gas_Steamer_E3_Baseline Forecast | Commercial | College | New | Food Preparation | Natural Gas | Steamer | E3 |  | Baseline Forecast | 0 | 0 | 0 | 0 | 0 | 0 | 0 | 0 | 0 | 0 | 0 | 0 | 0 | 0 | 0 | 0 | 0 | 0 | 0 | 0 | 0 | 0 | 0 | 0 | 0 | 0 | 0 | 0 | 0 | 0 | 0 | 0 | 0
Commercial_College_New_Food Preparation_Natural Gas_Steamer_E4_Baseline Forecast | Commercial | College | New | Food Preparation | Natural Gas | Steamer | E4 |  | Baseline Forecast | 0 | 0 | 0 | 0 | 0 | 0 | 0 | 0 | 0 | 0 | 0 | 0 | 0 | 0 | 0 | 0 | 0 | 0 | 0 | 0 | 0 | 0 | 0 | 0 | 0 | 0 | 0 | 0 | 0 | 0 | 0 | 0 | 0
Commercial_College_New_Food Preparation_Natural Gas_Steamer_E5_Baseline Forecast | Commercial | College | New | Food Preparation | Natural Gas | Steamer | E5 |  | Baseline Forecast | 0 | 0 | 0 | 0 | 0 | 0 | 0 | 0 | 0 | 0 | 0 | 0 | 0 | 0 | 0 | 0 | 0 | 0 | 0 | 0 | 0 | 0 | 0 | 0 | 0 | 0 | 0 | 0 | 0 | 0 | 0 | 0 | 0
Commercial_College_New_Food Preparation_Natural Gas_Steamer_E6_Baseline Forecast | Commercial | College | New | Food Preparation | Natural Gas | Steamer | E6 |  | Baseline Forecast | 0 | 0 | 0 | 0 | 0 | 0 | 0 | 0 | 0 | 0 | 0 | 0 | 0 | 0 | 0 | 0 | 0 | 0 | 0 | 0 | 0 | 0 | 0 | 0 | 0 | 0 | 0 | 0 | 0 | 0 | 0 | 0 | 0
Commercial_College_New_Food Preparation_Natural Gas_Steamer_E7_Baseline Forecast | Commercial | College | New | Food Preparation | Natural Gas | Steamer | E7 |  | Baseline Forecast | 0 | 0 | 0 | 0 | 0 | 0 | 0 | 0 | 0 | 0 | 0 | 0 | 0 | 0 | 0 | 0 | 0 | 0 | 0 | 0 | 0 | 0 | 0 | 0 | 0 | 0 | 0 | 0 | 0 | 0 | 0 | 0 | 0
Commercial_College_New_Food Preparation_Natural Gas_Steamer_E8_Baseline Forecast | Commercial | College | New | Food Preparation | Natural Gas | Steamer | E8 |  | Baseline Forecast | 0 | 0 | 0 | 0 | 0 | 0 | 0 | 0 | 0 | 0 | 0 | 0 | 0 | 0 | 0 | 0 | 0 | 0 | 0 | 0 | 0 | 0 | 0 | 0 | 0 | 0 | 0 | 0 | 0 | 0 | 0 | 0 | 0
Commercial_College_New_Food Preparation_Natural Gas_Steamer_E9_Baseline Forecast | Commercial | College | New | Food Preparation | Natural Gas | Steamer | E9 |  | Baseline Forecast | 0 | 0 | 0 | 0 | 0 | 0 | 0 | 0 | 0 | 0 | 0 | 0 | 0 | 0 | 0 | 0 | 0 | 0 | 0 | 0 | 0 | 0 | 0 | 0 | 0 | 0 | 0 | 0 | 0 | 0 | 0 | 0 | 0
Commercial_College_New_Food Preparation_Natural Gas_Steamer_E10_Baseline Forecast | Commercial | College | New | Food Preparation | Natural Gas | Steamer | E10 |  | Baseline Forecast | 0 | 0 | 0 | 0 | 0 | 0 | 0 | 0 | 0 | 0 | 0 | 0 | 0 | 0 | 0 | 0 | 0 | 0 | 0 | 0 | 0 | 0 | 0 | 0 | 0 | 0 | 0 | 0 | 0 | 0 | 0 | 0 | 0
Commercial_College_New_Food Preparation_Natural Gas_Steamer_Vintage_Baseline Forecast | Commercial | College | New | Food Preparation | Natural Gas | Steamer | Vintage |  | Baseline Forecast | 0 | 0 | 0 | 0 | 0 | 0 | 0 | 0 | 0 | 0 | 0 | 0 | 0 | 0 | 0 | 0 | 0 | 0 | 0 | 0 | 0 | 0 | 0 | 0 | 0 | 0 | 0 | 0 | 0 | 0 | 0 | 0 | 0
Commercial_College_New_Food Preparation_Natural Gas_Food Prep Other_E1_Baseline Forecast | Commercial | College | New | Food Preparation | Natural Gas | Food Prep Other | E1 |  | Baseline Forecast | 0 | 45.0862 | 262.5534 | 401.5302 | 580.7688 | 824.0151 | 1051.3715 | 1252.8799 | 1434.1121 | 1609.0992 | 1781.8037 | 1952.7924 | 2123.5469 | 2294.7899 | 2467.0862 | 2639.7 | 2812.3609 | 2984.7982 | 3157.0082 | 3328.9875 | 3501.0035 | 3673.0565 | 3844.9043 | 4016.544 | 4187.9728 | 4359.4304 | 4530.917 | 4702.4327 | 4873.9777 | 5045.5522 | 5217.1564 | 5388.7904 | 5466.0964
Commercial_College_New_Food Preparation_Natural Gas_Food Prep Other_E2_Baseline Forecast | Commercial | College | New | Food Preparation | Natural Gas | Food Prep Other | E2 |  | Baseline Forecast | 0 | 15.8411 | 92.2485 | 141.0782 | 204.0539 | 289.5188 | 369.4008 | 440.201 | 503.8772 | 565.3592 | 626.0391 | 686.1163 | 746.1111 | 806.2775 | 866.8141 | 927.4622 | 988.1268 | 1048.7129 | 1109.2191 | 1169.6442 | 1230.0823 | 1290.5334 | 1350.9123 | 1411.2181 | 1471.4499 | 1531.6918 | 1591.9438 | 1652.2061 | 1712.4787 | 1772.7616 | 1833.0549 | 1893.3588 | 1920.5204
Commercial_College_New_Food Preparation_Natural Gas_Food Prep Other_E3_Baseline Forecast | Commercial | College | New | Food Preparation | Natural Gas | Food Prep Other | E3 |  | Baseline Forecast | 0 | 0 | 0 | 0 | 0 | 0 | 0 | 0 | 0 | 0 | 0 | 0 | 0 | 0 | 0 | 0 | 0 | 0 | 0 | 0 | 0 | 0 | 0 | 0 | 0 | 0 | 0 | 0 | 0 | 0 | 0 | 0 | 0
Commercial_College_New_Food Preparation_Natural Gas_Food Prep Other_E4_Baseline Forecast | Commercial | College | New | Food Preparation | Natural Gas | Food Prep Other | E4 |  | Baseline Forecast | 0 | 0 | 0 | 0 | 0 | 0 | 0 | 0 | 0 | 0 | 0 | 0 | 0 | 0 | 0 | 0 | 0 | 0 | 0 | 0 | 0 | 0 | 0 | 0 | 0 | 0 | 0 | 0 | 0 | 0 | 0 | 0 | 0
Commercial_College_New_Food Preparation_Natural Gas_Food Prep Other_E5_Baseline Forecast | Commercial | College | New | Food Preparation | Natural Gas | Food Prep Other | E5 |  | Baseline Forecast | 0 | 0 | 0 | 0 | 0 | 0 | 0 | 0 | 0 | 0 | 0 | 0 | 0 | 0 | 0 | 0 | 0 | 0 | 0 | 0 | 0 | 0 | 0 | 0 | 0 | 0 | 0 | 0 | 0 | 0 | 0 | 0 | 0
Commercial_College_New_Food Preparation_Natural Gas_Food Prep Other_E6_Baseline Forecast | Commercial | College | New | Food Preparation | Natural Gas | Food Prep Other | E6 |  | Baseline Forecast | 0 | 0 | 0 | 0 | 0 | 0 | 0 | 0 | 0 | 0 | 0 | 0 | 0 | 0 | 0 | 0 | 0 | 0 | 0 | 0 | 0 | 0 | 0 | 0 | 0 | 0 | 0 | 0 | 0 | 0 | 0 | 0 | 0
Commercial_College_New_Food Preparation_Natural Gas_Food Prep Other_E7_Baseline Forecast | Commercial | College | New | Food Preparation | Natural Gas | Food Prep Other | E7 |  | Baseline Forecast | 0 | 0 | 0 | 0 | 0 | 0 | 0 | 0 | 0 | 0 | 0 | 0 | 0 | 0 | 0 | 0 | 0 | 0 | 0 | 0 | 0 | 0 | 0 | 0 | 0 | 0 | 0 | 0 | 0 | 0 | 0 | 0 | 0
Commercial_College_New_Food Preparation_Natural Gas_Food Prep Other_E8_Baseline Forecast | Commercial | College | New | Food Preparation | Natural Gas | Food Prep Other | E8 |  | Baseline Forecast | 0 | 0 | 0 | 0 | 0 | 0 | 0 | 0 | 0 | 0 | 0 | 0 | 0 | 0 | 0 | 0 | 0 | 0 | 0 | 0 | 0 | 0 | 0 | 0 | 0 | 0 | 0 | 0 | 0 | 0 | 0 | 0 | 0
Commercial_College_New_Food Preparation_Natural Gas_Food Prep Other_E9_Baseline Forecast | Commercial | College | New | Food Preparation | Natural Gas | Food Prep Other | E9 |  | Baseline Forecast | 0 | 0 | 0 | 0 | 0 | 0 | 0 | 0 | 0 | 0 | 0 | 0 | 0 | 0 | 0 | 0 | 0 | 0 | 0 | 0 | 0 | 0 | 0 | 0 | 0 | 0 | 0 | 0 | 0 | 0 | 0 | 0 | 0
Commercial_College_New_Food Preparation_Natural Gas_Food Prep Other_E10_Baseline Forecast | Commercial | College | New | Food Preparation | Natural Gas | Food Prep Other | E10 |  | Baseline Forecast | 0 | 0 | 0 | 0 | 0 | 0 | 0 | 0 | 0 | 0 | 0 | 0 | 0 | 0 | 0 | 0 | 0 | 0 | 0 | 0 | 0 | 0 | 0 | 0 | 0 | 0 | 0 | 0 | 0 | 0 | 0 | 0 | 0
Commercial_College_New_Food Preparation_Natural Gas_Food Prep Other_Vintage_Baseline Forecast | Commercial | College | New | Food Preparation | Natural Gas | Food Prep Other | Vintage |  | Baseline Forecast | 0 | 0 | 0 | 0 | 0 | 0 | 0 | 0 | 0 | 0 | 0 | 0 | 0 | 0 | 0 | 0 | 0 | 0 | 0 | 0 | 0 | 0 | 0 | 0 | 0 | 0 | 0 | 0 | 0 | 0 | 0 | 0 | 0
Commercial_College_New_Miscellaneous_Natural Gas_Pool Heater_E1_Baseline Forecast | Commercial | College | New | Miscellaneous | Natural Gas | Pool Heater | E1 |  | Baseline Forecast | 0 | 50.796 | 295.8038 | 452.381 | 654.3187 | 928.3704 | 1184.5197 | 1411.5476 | 1615.7315 | 1812.8794 | 2007.4556 | 2200.0988 | 2392.4779 | 2585.4076 | 2779.524 | 2973.998 | 3168.5251 | 3362.8002 | 3556.8194 | 3750.5785 | 3944.379 | 4138.2212 | 4331.8322 | 4525.2088 | 4718.3477 | 4911.5191 | 5104.7232 | 5297.9601 | 5491.23 | 5684.5331 | 5877.8696 | 6071.2398 | 6158.3361
Commercial_College_New_Miscellaneous_Natural Gas_Pool Heater_E2_Baseline Forecast | Commercial | College | New | Miscellaneous | Natural Gas | Pool Heater | E2 |  | Baseline Forecast | 0 | 5.644 | 32.8671 | 50.2646 | 72.7021 | 103.1523 | 131.6133 | 156.8386 | 179.5257 | 201.431 | 223.0506 | 244.4554 | 265.8309 | 287.2675 | 308.836 | 330.4442 | 352.0583 | 373.6445 | 395.2022 | 416.7309 | 438.2643 | 459.8024 | 481.3147 | 502.801 | 524.2609 | 545.7243 | 567.1915 | 588.6622 | 610.1367 | 631.6148 | 653.0966 | 674.5822 | 684.2596
Commercial_College_New_Miscellaneous_Natural Gas_Pool Heater_E3_Baseline Forecast | Commercial | College | New | Miscellaneous | Natural Gas | Pool Heater | E3 |  | Baseline Forecast | 0 | 0 | 0 | 0 | 0 | 0 | 0 | 0 | 0 | 0 | 0 | 0 | 0 | 0 | 0 | 0 | 0 | 0 | 0 | 0 | 0 | 0 | 0 | 0 | 0 | 0 | 0 | 0 | 0 | 0 | 0 | 0 | 0
Commercial_College_New_Miscellaneous_Natural Gas_Pool Heater_E4_Baseline Forecast | Commercial | College | New | Miscellaneous | Natural Gas | Pool Heater | E4 |  | Baseline Forecast | 0 | 0 | 0 | 0 | 0 | 0 | 0 | 0 | 0 | 0 | 0 | 0 | 0 | 0 | 0 | 0 | 0 | 0 | 0 | 0 | 0 | 0 | 0 | 0 | 0 | 0 | 0 | 0 | 0 | 0 | 0 | 0 | 0
Commercial_College_New_Miscellaneous_Natural Gas_Pool Heater_E5_Baseline Forecast | Commercial | College | New | Miscellaneous | Natural Gas | Pool Heater | E5 |  | Baseline Forecast | 0 | 0 | 0 | 0 | 0 | 0 | 0 | 0 | 0 | 0 | 0 | 0 | 0 | 0 | 0 | 0 | 0 | 0 | 0 | 0 | 0 | 0 | 0 | 0 | 0 | 0 | 0 | 0 | 0 | 0 | 0 | 0 | 0
Commercial_College_New_Miscellaneous_Natural Gas_Pool Heater_E6_Baseline Forecast | Commercial | College | New | Miscellaneous | Natural Gas | Pool Heater | E6 |  | Baseline Forecast | 0 | 0 | 0 | 0 | 0 | 0 | 0 | 0 | 0 | 0 | 0 | 0 | 0 | 0 | 0 | 0 | 0 | 0 | 0 | 0 | 0 | 0 | 0 | 0 | 0 | 0 | 0 | 0 | 0 | 0 | 0 | 0 | 0
Commercial_College_New_Miscellaneous_Natural Gas_Pool Heater_E7_Baseline Forecast | Commercial | College | New | Miscellaneous | Natural Gas | Pool Heater | E7 |  | Baseline Forecast | 0 | 0 | 0 | 0 | 0 | 0 | 0 | 0 | 0 | 0 | 0 | 0 | 0 | 0 | 0 | 0 | 0 | 0 | 0 | 0 | 0 | 0 | 0 | 0 | 0 | 0 | 0 | 0 | 0 | 0 | 0 | 0 | 0
Commercial_College_New_Miscellaneous_Natural Gas_Pool Heater_E8_Baseline Forecast | Commercial | College | New | Miscellaneous | Natural Gas | Pool Heater | E8 |  | Baseline Forecast | 0 | 0 | 0 | 0 | 0 | 0 | 0 | 0 | 0 | 0 | 0 | 0 | 0 | 0 | 0 | 0 | 0 | 0 | 0 | 0 | 0 | 0 | 0 | 0 | 0 | 0 | 0 | 0 | 0 | 0 | 0 | 0 | 0
Commercial_College_New_Miscellaneous_Natural Gas_Pool Heater_E9_Baseline Forecast | Commercial | College | New | Miscellaneous | Natural Gas | Pool Heater | E9 |  | Baseline Forecast | 0 | 0 | 0 | 0 | 0 | 0 | 0 | 0 | 0 | 0 | 0 | 0 | 0 | 0 | 0 | 0 | 0 | 0 | 0 | 0 | 0 | 0 | 0 | 0 | 0 | 0 | 0 | 0 | 0 | 0 | 0 | 0 | 0
Commercial_College_New_Miscellaneous_Natural Gas_Pool Heater_E10_Baseline Forecast | Commercial | College | New | Miscellaneous | Natural Gas | Pool Heater | E10 |  | Baseline Forecast | 0 | 0 | 0 | 0 | 0 | 0 | 0 | 0 | 0 | 0 | 0 | 0 | 0 | 0 | 0 | 0 | 0 | 0 | 0 | 0 | 0 | 0 | 0 | 0 | 0 | 0 | 0 | 0 | 0 | 0 | 0 | 0 | 0
Commercial_College_New_Miscellaneous_Natural Gas_Pool Heater_Vintage_Baseline Forecast | Commercial | College | New | Miscellaneous | Natural Gas | Pool Heater | Vintage |  | Baseline Forecast | 0 | 0 | 0 | 0 | 0 | 0 | 0 | 0 | 0 | 0 | 0 | 0 | 0 | 0 | 0 | 0 | 0 | 0 | 0 | 0 | 0 | 0 | 0 | 0 | 0 | 0 | 0 | 0 | 0 | 0 | 0 | 0 | 0
Commercial_College_New_Miscellaneous_Natural Gas_Miscellaneous_E1_Baseline Forecast | Commercial | College | New | Miscellaneous | Natural Gas | Miscellaneous | E1 |  | Baseline Forecast | 0 | 4645.7014 | 27053.6444 | 41373.8895 | 59842.7276 | 84906.9661 | 108333.8839 | 129097.4219 | 147771.6853 | 165802.4507 | 183598.0159 | 201216.7858 | 218811.4159 | 236456.3901 | 254209.8986 | 271996.1143 | 289787.1909 | 307555.2199 | 325299.8354 | 343020.668 | 360745.29 | 378473.7269 | 396181.013 | 413866.8602 | 431530.9776 | 449198.0626 | 466868.1326 | 484541.2051 | 502217.2976 | 519896.4277 | 537578.6132 | 555263.8721 | 563229.5312
Commercial_College_New_Miscellaneous_Natural Gas_Miscellaneous_E2_Baseline Forecast | Commercial | College | New | Miscellaneous | Natural Gas | Miscellaneous | E2 |  | Baseline Forecast | 0 | 0 | 0 | 0 | 0 | 0 | 0 | 0 | 0 | 0 | 0 | 0 | 0 | 0 | 0 | 0 | 0 | 0 | 0 | 0 | 0 | 0 | 0 | 0 | 0 | 0 | 0 | 0 | 0 | 0 | 0 | 0 | 0
Commercial_College_New_Miscellaneous_Natural Gas_Miscellaneous_E3_Baseline Forecast | Commercial | College | New | Miscellaneous | Natural Gas | Miscellaneous | E3 |  | Baseline Forecast | 0 | 0 | 0 | 0 | 0 | 0 | 0 | 0 | 0 | 0 | 0 | 0 | 0 | 0 | 0 | 0 | 0 | 0 | 0 | 0 | 0 | 0 | 0 | 0 | 0 | 0 | 0 | 0 | 0 | 0 | 0 | 0 | 0
Commercial_College_New_Miscellaneous_Natural Gas_Miscellaneous_E4_Baseline Forecast | Commercial | College | New | Miscellaneous | Natural Gas | Miscellaneous | E4 |  | Baseline Forecast | 0 | 0 | 0 | 0 | 0 | 0 | 0 | 0 | 0 | 0 | 0 | 0 | 0 | 0 | 0 | 0 | 0 | 0 | 0 | 0 | 0 | 0 | 0 | 0 | 0 | 0 | 0 | 0 | 0 | 0 | 0 | 0 | 0
Commercial_College_New_Miscellaneous_Natural Gas_Miscellaneous_E5_Baseline Forecast | Commercial | College | New | Miscellaneous | Natural Gas | Miscellaneous | E5 |  | Baseline Forecast | 0 | 0 | 0 | 0 | 0 | 0 | 0 | 0 | 0 | 0 | 0 | 0 | 0 | 0 | 0 | 0 | 0 | 0 | 0 | 0 | 0 | 0 | 0 | 0 | 0 | 0 | 0 | 0 | 0 | 0 | 0 | 0 | 0
Commercial_College_New_Miscellaneous_Natural Gas_Miscellaneous_E6_Baseline Forecast | Commercial | College | New | Miscellaneous | Natural Gas | Miscellaneous | E6 |  | Baseline Forecast | 0 | 0 | 0 | 0 | 0 | 0 | 0 | 0 | 0 | 0 | 0 | 0 | 0 | 0 | 0 | 0 | 0 | 0 | 0 | 0 | 0 | 0 | 0 | 0 | 0 | 0 | 0 | 0 | 0 | 0 | 0 | 0 | 0
Commercial_College_New_Miscellaneous_Natural Gas_Miscellaneous_E7_Baseline Forecast | Commercial | College | New | Miscellaneous | Natural Gas | Miscellaneous | E7 |  | Baseline Forecast | 0 | 0 | 0 | 0 | 0 | 0 | 0 | 0 | 0 | 0 | 0 | 0 | 0 | 0 | 0 | 0 | 0 | 0 | 0 | 0 | 0 | 0 | 0 | 0 | 0 | 0 | 0 | 0 | 0 | 0 | 0 | 0 | 0
Commercial_College_New_Miscellaneous_Natural Gas_Miscellaneous_E8_Baseline Forecast | Commercial | College | New | Miscellaneous | Natural Gas | Miscellaneous | E8 |  | Baseline Forecast | 0 | 0 | 0 | 0 | 0 | 0 | 0 | 0 | 0 | 0 | 0 | 0 | 0 | 0 | 0 | 0 | 0 | 0 | 0 | 0 | 0 | 0 | 0 | 0 | 0 | 0 | 0 | 0 | 0 | 0 | 0 | 0 | 0
Commercial_College_New_Miscellaneous_Natural Gas_Miscellaneous_E9_Baseline Forecast | Commercial | College | New | Miscellaneous | Natural Gas | Miscellaneous | E9 |  | Baseline Forecast | 0 | 0 | 0 | 0 | 0 | 0 | 0 | 0 | 0 | 0 | 0 | 0 | 0 | 0 | 0 | 0 | 0 | 0 | 0 | 0 | 0 | 0 | 0 | 0 | 0 | 0 | 0 | 0 | 0 | 0 | 0 | 0 | 0
Commercial_College_New_Miscellaneous_Natural Gas_Miscellaneous_E10_Baseline Forecast | Commercial | College | New | Miscellaneous | Natural Gas | Miscellaneous | E10 |  | Baseline Forecast | 0 | 0 | 0 | 0 | 0 | 0 | 0 | 0 | 0 | 0 | 0 | 0 | 0 | 0 | 0 | 0 | 0 | 0 | 0 | 0 | 0 | 0 | 0 | 0 | 0 | 0 | 0 | 0 | 0 | 0 | 0 | 0 | 0
Commercial_College_New_Miscellaneous_Natural Gas_Miscellaneous_Vintage_Baseline Forecast | Commercial | College | New | Miscellaneous | Natural Gas | Miscellaneous | Vintage |  | Baseline Forecast | 0 | 0 | 0 | 0 | 0 | 0 | 0 | 0 | 0 | 0 | 0 | 0 | 0 | 0 | 0 | 0 | 0 | 0 | 0 | 0 | 0 | 0 | 0 | 0 | 0 | 0 | 0 | 0 | 0 | 0 | 0 | 0 | 0
Commercial_Hospital_Existing_Space Heating_Natural Gas_Furnace_E1_Baseline Forecast | Commercial | Hospital | Existing | Space Heating | Natural Gas | Furnace | E1 |  | Baseline Forecast | 0 | 7527.1986 | 15649.4756 | 24278.9624 | 33359.5205 | 42812.7165 | 52627.7077 | 62791.5725 | 69873.5763 | 77129.8495 | 84552.0298 | 92097.5634 | 99765.1978 | 107512.7853 | 115353.822 | 123233.2631 | 131169.8513 | 139142.613 | 147139.9682 | 154209.8857 | 160413.7993 | 165810.6228 | 170457.1027 | 174405.4575 | 177704.7291 | 180399.5143 | 182770.4829 | 184844.8219 | 186646.0656 | 188197.3254 | 189518.331 | 190628.7432 | 190899.7585
Commercial_Hospital_Existing_Space Heating_Natural Gas_Furnace_E2_Baseline Forecast | Commercial | Hospital | Existing | Space Heating | Natural Gas | Furnace | E2 |  | Baseline Forecast | 0 | 0 | 0 | 0 | 0 | 0 | 0 | 0 | 3401.5591 | 6895.6082 | 10451.4804 | 14081.1743 | 17753.9099 | 21483.0053 | 25227.858 | 29023.6271 | 32832.2044 | 36657.272 | 40493.486 | 44143.181 | 47634.0775 | 50990.5488 | 54234.1466 | 57383.2026 | 60453.4942 | 63458.0333 | 66170.6835 | 68614.3657 | 70811.586 | 72781.5355 | 74543.351 | 76113.081 | 78161.6059
Commercial_Hospital_Existing_Space Heating_Natural Gas_Furnace_E3_Baseline Forecast | Commercial | Hospital | Existing | Space Heating | Natural Gas | Furnace | E3 |  | Baseline Forecast | 0 | 0 | 0 | 0 | 0 | 0 | 0 | 0 | 0 | 0 | 0 | 0 | 0 | 0 | 0 | 0 | 0 | 0 | 0 | 0 | 0 | 0 | 0 | 0 | 0 | 0 | 0 | 0 | 0 | 0 | 0 | 0 | 0
Commercial_Hospital_Existing_Space Heating_Natural Gas_Furnace_E4_Baseline Forecast | Commercial | Hospital | Existing | Space Heating | Natural Gas | Furnace | E4 |  | Baseline Forecast | 0 | 0 | 0 | 0 | 0 | 0 | 0 | 0 | 0 | 0 | 0 | 0 | 0 | 0 | 0 | 0 | 0 | 0 | 0 | 0 | 0 | 0 | 0 | 0 | 0 | 0 | 0 | 0 | 0 | 0 | 0 | 0 | 0
Commercial_Hospital_Existing_Space Heating_Natural Gas_Furnace_E5_Baseline Forecast | Commercial | Hospital | Existing | Space Heating | Natural Gas | Furnace | E5 |  | Baseline Forecast | 0 | 0 | 0 | 0 | 0 | 0 | 0 | 0 | 0 | 0 | 0 | 0 | 0 | 0 | 0 | 0 | 0 | 0 | 0 | 0 | 0 | 0 | 0 | 0 | 0 | 0 | 0 | 0 | 0 | 0 | 0 | 0 | 0
Commercial_Hospital_Existing_Space Heating_Natural Gas_Furnace_E6_Baseline Forecast | Commercial | Hospital | Existing | Space Heating | Natural Gas | Furnace | E6 |  | Baseline Forecast | 0 | 0 | 0 | 0 | 0 | 0 | 0 | 0 | 0 | 0 | 0 | 0 | 0 | 0 | 0 | 0 | 0 | 0 | 0 | 0 | 0 | 0 | 0 | 0 | 0 | 0 | 0 | 0 | 0 | 0 | 0 | 0 | 0
Commercial_Hospital_Existing_Space Heating_Natural Gas_Furnace_E7_Baseline Forecast | Commercial | Hospital | Existing | Space Heating | Natural Gas | Furnace | E7 |  | Baseline Forecast | 0 | 0 | 0 | 0 | 0 | 0 | 0 | 0 | 0 | 0 | 0 | 0 | 0 | 0 | 0 | 0 | 0 | 0 | 0 | 0 | 0 | 0 | 0 | 0 | 0 | 0 | 0 | 0 | 0 | 0 | 0 | 0 | 0
Commercial_Hospital_Existing_Space Heating_Natural Gas_Furnace_E8_Baseline Forecast | Commercial | Hospital | Existing | Space Heating | Natural Gas | Furnace | E8 |  | Baseline Forecast | 0 | 0 | 0 | 0 | 0 | 0 | 0 | 0 | 0 | 0 | 0 | 0 | 0 | 0 | 0 | 0 | 0 | 0 | 0 | 0 | 0 | 0 | 0 | 0 | 0 | 0 | 0 | 0 | 0 | 0 | 0 | 0 | 0
Commercial_Hospital_Existing_Space Heating_Natural Gas_Furnace_E9_Baseline Forecast | Commercial | Hospital | Existing | Space Heating | Natural Gas | Furnace | E9 |  | Baseline Forecast | 0 | 0 | 0 | 0 | 0 | 0 | 0 | 0 | 0 | 0 | 0 | 0 | 0 | 0 | 0 | 0 | 0 | 0 | 0 | 0 | 0 | 0 | 0 | 0 | 0 | 0 | 0 | 0 | 0 | 0 | 0 | 0 | 0
Commercial_Hospital_Existing_Space Heating_Natural Gas_Furnace_E10_Baseline Forecast | Commercial | Hospital | Existing | Space Heating | Natural Gas | Furnace | E10 |  | Baseline Forecast | 0 | 0 | 0 | 0 | 0 | 0 | 0 | 0 | 0 | 0 | 0 | 0 | 0 | 0 | 0 | 0 | 0 | 0 | 0 | 0 | 0 | 0 | 0 | 0 | 0 | 0 | 0 | 0 | 0 | 0 | 0 | 0 | 0
Commercial_Hospital_Existing_Space Heating_Natural Gas_Furnace_Vintage_Baseline Forecast | Commercial | Hospital | Existing | Space Heating | Natural Gas | Furnace | Vintage |  | Baseline Forecast | 377023.61 | 367578.2003 | 357537.7124 | 346591.7302 | 335134.47 | 323075.5154 | 310826.1541 | 298506.7117 | 286086.2684 | 273466.4246 | 260643.4706 | 247641.8477 | 234477.6094 | 221171.7881 | 207745.3995 | 194226.2663 | 180636.6691 | 166996.8206 | 153323.683 | 140766.9916 | 129234.7061 | 118643.5364 | 108917.7978 | 99986.9703 | 91786.2649 | 84255.4879 | 77340.104 | 70990.0033 | 65159.1435 | 59805.2207 | 54889.3661 | 50375.8688 | 46233.5118
Commercial_Hospital_Existing_Space Heating_Natural Gas_Boiler_E1_Baseline Forecast | Commercial | Hospital | Existing | Space Heating | Natural Gas | Boiler | E1 |  | Baseline Forecast | 0 | 18034.8193 | 38525.4018 | 60570.3717 | 83276.4247 | 107065.9435 | 131060.1364 | 156953.6476 | 183712.9125 | 211184.5078 | 238263.332 | 265830.4631 | 294979.4386 | 323339.7406 | 351944.9394 | 380740.3565 | 408435.4287 | 436219.0773 | 464048.9828 | 491886.9434 | 519693.9788 | 547438.1226 | 571995.8805 | 593608.0873 | 612544.6178 | 629102.6997 | 643502.9033 | 656011.9241 | 666729.274 | 675821.6639 | 683440.5848 | 689803.8957 | 695054.1591
Commercial_Hospital_Existing_Space Heating_Natural Gas_Boiler_E2_Baseline Forecast | Commercial | Hospital | Existing | Space Heating | Natural Gas | Boiler | E2 |  | Baseline Forecast | 0 | 0 | 0 | 0 | 0 | 0 | 0 | 0 | 0 | 0 | 0 | 0 | 0 | 0 | 0 | 0 | 0 | 0 | 0 | 0 | 0 | 0 | 0 | 0 | 0 | 0 | 0 | 0 | 0 | 0 | 0 | 0 | 0
Commercial_Hospital_Existing_Space Heating_Natural Gas_Boiler_E3_Baseline Forecast | Commercial | Hospital | Existing | Space Heating | Natural Gas | Boiler | E3 |  | Baseline Forecast | 0 | 20403.0279 | 42128.9428 | 65502.0964 | 91017.0097 | 117750.2044 | 146446.1653 | 175279.198 | 205076.6621 | 235667.4946 | 267912.2674 | 300736.303 | 332849.7565 | 366448.3853 | 400336.9464 | 434450.4642 | 469965.5849 | 505593.0902 | 541279.1132 | 576975.0282 | 612631.6411 | 648208.2679 | 679935.3778 | 708245.24 | 733476.9595 | 755873.2213 | 775710.7534 | 793172.8183 | 808567.0178 | 822094.9817 | 833938.4716 | 844181.1279 | 853006.4839
Commercial_Hospital_Existing_Space Heating_Natural Gas_Boiler_E4_Baseline Forecast | Commercial | Hospital | Existing | Space Heating | Natural Gas | Boiler | E4 |  | Baseline Forecast | 0 | 0 | 0 | 0 | 0 | 0 | 0 | 0 | 0 | 0 | 0 | 0 | 0 | 0 | 0 | 0 | 0 | 0 | 0 | 0 | 0 | 0 | 0 | 0 | 0 | 0 | 0 | 0 | 0 | 0 | 0 | 0 | 0
Commercial_Hospital_Existing_Space Heating_Natural Gas_Boiler_E5_Baseline Forecast | Commercial | Hospital | Existing | Space Heating | Natural Gas | Boiler | E5 |  | Baseline Forecast | 0 | 0 | 0 | 0 | 0 | 0 | 0 | 0 | 0 | 0 | 0 | 0 | 0 | 0 | 0 | 0 | 0 | 0 | 0 | 0 | 0 | 0 | 0 | 0 | 0 | 0 | 0 | 0 | 0 | 0 | 0 | 0 | 0
Commercial_Hospital_Existing_Space Heating_Natural Gas_Boiler_E6_Baseline Forecast | Commercial | Hospital | Existing | Space Heating | Natural Gas | Boiler | E6 |  | Baseline Forecast | 0 | 0 | 0 | 0 | 0 | 0 | 0 | 0 | 0 | 0 | 0 | 0 | 0 | 0 | 0 | 0 | 0 | 0 | 0 | 0 | 0 | 0 | 0 | 0 | 0 | 0 | 0 | 0 | 0 | 0 | 0 | 0 | 0
Commercial_Hospital_Existing_Space Heating_Natural Gas_Boiler_E7_Baseline Forecast | Commercial | Hospital | Existing | Space Heating | Natural Gas | Boiler | E7 |  | Baseline Forecast | 0 | 0 | 0 | 0 | 0 | 0 | 0 | 0 | 0 | 0 | 0 | 0 | 0 | 0 | 0 | 0 | 0 | 0 | 0 | 0 | 0 | 0 | 0 | 0 | 0 | 0 | 0 | 0 | 0 | 0 | 0 | 0 | 0
Commercial_Hospital_Existing_Space Heating_Natural Gas_Boiler_E8_Baseline Forecast | Commercial | Hospital | Existing | Space Heating | Natural Gas | Boiler | E8 |  | Baseline Forecast | 0 | 0 | 0 | 0 | 0 | 0 | 0 | 0 | 0 | 0 | 0 | 0 | 0 | 0 | 0 | 0 | 0 | 0 | 0 | 0 | 0 | 0 | 0 | 0 | 0 | 0 | 0 | 0 | 0 | 0 | 0 | 0 | 0
Commercial_Hospital_Existing_Space Heating_Natural Gas_Boiler_E9_Baseline Forecast | Commercial | Hospital | Existing | Space Heating | Natural Gas | Boiler | E9 |  | Baseline Forecast | 0 | 0 | 0 | 0 | 0 | 0 | 0 | 0 | 0 | 0 | 0 | 0 | 0 | 0 | 0 | 0 | 0 | 0 | 0 | 0 | 0 | 0 | 0 | 0 | 0 | 0 | 0 | 0 | 0 | 0 | 0 | 0 | 0
Commercial_Hospital_Existing_Space Heating_Natural Gas_Boiler_E10_Baseline Forecast | Commercial | Hospital | Existing | Space Heating | Natural Gas | Boiler | E10 |  | Baseline Forecast | 0 | 0 | 0 | 0 | 0 | 0 | 0 | 0 | 0 | 0 | 0 | 0 | 0 | 0 | 0 | 0 | 0 | 0 | 0 | 0 | 0 | 0 | 0 | 0 | 0 | 0 | 0 | 0 | 0 | 0 | 0 | 0 | 0
Commercial_Hospital_Existing_Space Heating_Natural Gas_Boiler_Vintage_Baseline Forecast | Commercial | Hospital | Existing | Space Heating | Natural Gas | Boiler | Vintage |  | Baseline Forecast | 2124892.5734 | 2075643.7524 | 2022616.2812 | 1964142.4673 | 1902526.4866 | 1837317.8039 | 1770907.6207 | 1704032.3125 | 1636559.3899 | 1567960.4011 | 1498239 | 1427554.3298 | 1356012.6386 | 1283744.7451 | 1210877.9924 | 1137576.7689 | 1063971.4199 | 990178.7069 | 916295.032 | 842407.4408 | 768587.8413 | 694908.869 | 628278.2774 | 568023.1325 | 513534.6262 | 464258.2755 | 419696.7715 | 379400.1464 | 342961.276 | 310011.809 | 280218.4826 | 253279.7865 | 228930.8317
Commercial_Hospital_Existing_Space Heating_Natural Gas_Unit Heater_E1_Baseline Forecast | Commercial | Hospital | Existing | Space Heating | Natural Gas | Unit Heater | E1 |  | Baseline Forecast | 0 | 0 | 0 | 0 | 0 | 0 | 0 | 0 | 0 | 0 | 0 | 0 | 0 | 0 | 0 | 0 | 0 | 0 | 0 | 0 | 0 | 0 | 0 | 0 | 0 | 0 | 0 | 0 | 0 | 0 | 0 | 0 | 0
Commercial_Hospital_Existing_Space Heating_Natural Gas_Unit Heater_E2_Baseline Forecast | Commercial | Hospital | Existing | Space Heating | Natural Gas | Unit Heater | E2 |  | Baseline Forecast | 0 | 0 | 0 | 0 | 0 | 0 | 0 | 0 | 0 | 0 | 0 | 0 | 0 | 0 | 0 | 0 | 0 | 0 | 0 | 0 | 0 | 0 | 0 | 0 | 0 | 0 | 0 | 0 | 0 | 0 | 0 | 0 | 0
Commercial_Hospital_Existing_Space Heating_Natural Gas_Unit Heater_E3_Baseline Forecast | Commercial | Hospital | Existing | Space Heating | Natural Gas | Unit Heater | E3 |  | Baseline Forecast | 0 | 0 | 0 | 0 | 0 | 0 | 0 | 0 | 0 | 0 | 0 | 0 | 0 | 0 | 0 | 0 | 0 | 0 | 0 | 0 | 0 | 0 | 0 | 0 | 0 | 0 | 0 | 0 | 0 | 0 | 0 | 0 | 0
Commercial_Hospital_Existing_Space Heating_Natural Gas_Unit Heater_E4_Baseline Forecast | Commercial | Hospital | Existing | Space Heating | Natural Gas | Unit Heater | E4 |  | Baseline Forecast | 0 | 0 | 0 | 0 | 0 | 0 | 0 | 0 | 0 | 0 | 0 | 0 | 0 | 0 | 0 | 0 | 0 | 0 | 0 | 0 | 0 | 0 | 0 | 0 | 0 | 0 | 0 | 0 | 0 | 0 | 0 | 0 | 0
Commercial_Hospital_Existing_Space Heating_Natural Gas_Unit Heater_E5_Baseline Forecast | Commercial | Hospital | Existing | Space Heating | Natural Gas | Unit Heater | E5 |  | Baseline Forecast | 0 | 0 | 0 | 0 | 0 | 0 | 0 | 0 | 0 | 0 | 0 | 0 | 0 | 0 | 0 | 0 | 0 | 0 | 0 | 0 | 0 | 0 | 0 | 0 | 0 | 0 | 0 | 0 | 0 | 0 | 0 | 0 | 0
Commercial_Hospital_Existing_Space Heating_Natural Gas_Unit Heater_E6_Baseline Forecast | Commercial | Hospital | Existing | Space Heating | Natural Gas | Unit Heater | E6 |  | Baseline Forecast | 0 | 0 | 0 | 0 | 0 | 0 | 0 | 0 | 0 | 0 | 0 | 0 | 0 | 0 | 0 | 0 | 0 | 0 | 0 | 0 | 0 | 0 | 0 | 0 | 0 | 0 | 0 | 0 | 0 | 0 | 0 | 0 | 0
Commercial_Hospital_Existing_Space Heating_Natural Gas_Unit Heater_E7_Baseline Forecast | Commercial | Hospital | Existing | Space Heating | Natural Gas | Unit Heater | E7 |  | Baseline Forecast | 0 | 0 | 0 | 0 | 0 | 0 | 0 | 0 | 0 | 0 | 0 | 0 | 0 | 0 | 0 | 0 | 0 | 0 | 0 | 0 | 0 | 0 | 0 | 0 | 0 | 0 | 0 | 0 | 0 | 0 | 0 | 0 | 0
Commercial_Hospital_Existing_Space Heating_Natural Gas_Unit Heater_E8_Baseline Forecast | Commercial | Hospital | Existing | Space Heating | Natural Gas | Unit Heater | E8 |  | Baseline Forecast | 0 | 0 | 0 | 0 | 0 | 0 | 0 | 0 | 0 | 0 | 0 | 0 | 0 | 0 | 0 | 0 | 0 | 0 | 0 | 0 | 0 | 0 | 0 | 0 | 0 | 0 | 0 | 0 | 0 | 0 | 0 | 0 | 0
Commercial_Hospital_Existing_Space Heating_Natural Gas_Unit Heater_E9_Baseline Forecast | Commercial | Hospital | Existing | Space Heating | Natural Gas | Unit Heater | E9 |  | Baseline Forecast | 0 | 0 | 0 | 0 | 0 | 0 | 0 | 0 | 0 | 0 | 0 | 0 | 0 | 0 | 0 | 0 | 0 | 0 | 0 | 0 | 0 | 0 | 0 | 0 | 0 | 0 | 0 | 0 | 0 | 0 | 0 | 0 | 0
Commercial_Hospital_Existing_Space Heating_Natural Gas_Unit Heater_E10_Baseline Forecast | Commercial | Hospital | Existing | Space Heating | Natural Gas | Unit Heater | E10 |  | Baseline Forecast | 0 | 0 | 0 | 0 | 0 | 0 | 0 | 0 | 0 | 0 | 0 | 0 | 0 | 0 | 0 | 0 | 0 | 0 | 0 | 0 | 0 | 0 | 0 | 0 | 0 | 0 | 0 | 0 | 0 | 0 | 0 | 0 | 0
Commercial_Hospital_Existing_Space Heating_Natural Gas_Unit Heater_Vintage_Baseline Forecast | Commercial | Hospital | Existing | Space Heating | Natural Gas | Unit Heater | Vintage |  | Baseline Forecast | 0 | 0 | 0 | 0 | 0 | 0 | 0 | 0 | 0 | 0 | 0 | 0 | 0 | 0 | 0 | 0 | 0 | 0 | 0 | 0 | 0 | 0 | 0 | 0 | 0 | 0 | 0 | 0 | 0 | 0 | 0 | 0 | 0
Commercial_Hospital_Existing_Water Heating_Natural Gas_Water Heater_E1_Baseline Forecast | Commercial | Hospital | Existing | Water Heating | Natural Gas | Water Heater | E1 |  | Baseline Forecast | 0 | 0 | 0 | 0 | 0 | 0 | 0 | 0 | 0 | 0 | 0 | 0 | 0 | 0 | 0 | 0 | 0 | 0 | 0 | 0 | 0 | 0 | 0 | 0 | 0 | 0 | 0 | 0 | 0 | 0 | 0 | 0 | 0
Commercial_Hospital_Existing_Water Heating_Natural Gas_Water Heater_E2_Baseline Forecast | Commercial | Hospital | Existing | Water Heating | Natural Gas | Water Heater | E2 |  | Baseline Forecast | 0 | 87903.9537 | 201145.1918 | 333740.4398 | 481167.8611 | 639444.1539 | 806258.9569 | 979855.0667 | 1158646.6824 | 1340976.8029 | 1483965.0445 | 1595655.2678 | 1682386.794 | 1749215.0067 | 1800159.8178 | 1838486.734 | 1866781.1968 | 1887105.8422 | 1901090.6236 | 1910032.9334 | 1914948.836 | 1916659.7333 | 1915834.4487 | 1912993.7366 | 1908552.0787 | 1902824.2021 | 1896072.3998 | 1888505.4201 | 1880289.3922 | 1871556.5228 | 1862412.02 | 1852939.6035 | 1843269.3917
Commercial_Hospital_Existing_Water Heating_Natural Gas_Water Heater_E3_Baseline Forecast | Commercial | Hospital | Existing | Water Heating | Natural Gas | Water Heater | E3 |  | Baseline Forecast | 0 | 0 | 0 | 0 | 0 | 0 | 0 | 0 | 0 | 0 | 0 | 0 | 0 | 0 | 0 | 0 | 0 | 0 | 0 | 0 | 0 | 0 | 0 | 0 | 0 | 0 | 0 | 0 | 0 | 0 | 0 | 0 | 0
Commercial_Hospital_Existing_Water Heating_Natural Gas_Water Heater_E4_Baseline Forecast | Commercial | Hospital | Existing | Water Heating | Natural Gas | Water Heater | E4 |  | Baseline Forecast | 0 | 0 | 0 | 0 | 0 | 0 | 0 | 0 | 0 | 0 | 0 | 0 | 0 | 0 | 0 | 0 | 0 | 0 | 0 | 0 | 0 | 0 | 0 | 0 | 0 | 0 | 0 | 0 | 0 | 0 | 0 | 0 | 0
Commercial_Hospital_Existing_Water Heating_Natural Gas_Water Heater_E5_Baseline Forecast | Commercial | Hospital | Existing | Water Heating | Natural Gas | Water Heater | E5 |  | Baseline Forecast | 0 | 0 | 0 | 0 | 0 | 0 | 0 | 0 | 0 | 0 | 0 | 0 | 0 | 0 | 0 | 0 | 0 | 0 | 0 | 0 | 0 | 0 | 0 | 0 | 0 | 0 | 0 | 0 | 0 | 0 | 0 | 0 | 0
Commercial_Hospital_Existing_Water Heating_Natural Gas_Water Heater_E6_Baseline Forecast | Commercial | Hospital | Existing | Water Heating | Natural Gas | Water Heater | E6 |  | Baseline Forecast | 0 | 0 | 0 | 0 | 0 | 0 | 0 | 0 | 0 | 0 | 0 | 0 | 0 | 0 | 0 | 0 | 0 | 0 | 0 | 0 | 0 | 0 | 0 | 0 | 0 | 0 | 0 | 0 | 0 | 0 | 0 | 0 | 0
Commercial_Hospital_Existing_Water Heating_Natural Gas_Water Heater_E7_Baseline Forecast | Commercial | Hospital | Existing | Water Heating | Natural Gas | Water Heater | E7 |  | Baseline Forecast | 0 | 0 | 0 | 0 | 0 | 0 | 0 | 0 | 0 | 0 | 0 | 0 | 0 | 0 | 0 | 0 | 0 | 0 | 0 | 0 | 0 | 0 | 0 | 0 | 0 | 0 | 0 | 0 | 0 | 0 | 0 | 0 | 0
Commercial_Hospital_Existing_Water Heating_Natural Gas_Water Heater_E8_Baseline Forecast | Commercial | Hospital | Existing | Water Heating | Natural Gas | Water Heater | E8 |  | Baseline Forecast | 0 | 0 | 0 | 0 | 0 | 0 | 0 | 0 | 0 | 0 | 0 | 0 | 0 | 0 | 0 | 0 | 0 | 0 | 0 | 0 | 0 | 0 | 0 | 0 | 0 | 0 | 0 | 0 | 0 | 0 | 0 | 0 | 0
Commercial_Hospital_Existing_Water Heating_Natural Gas_Water Heater_E9_Baseline Forecast | Commercial | Hospital | Existing | Water Heating | Natural Gas | Water Heater | E9 |  | Baseline Forecast | 0 | 0 | 0 | 0 | 0 | 0 | 0 | 0 | 0 | 0 | 0 | 0 | 0 | 0 | 0 | 0 | 0 | 0 | 0 | 0 | 0 | 0 | 0 | 0 | 0 | 0 | 0 | 0 | 0 | 0 | 0 | 0 | 0
Commercial_Hospital_Existing_Water Heating_Natural Gas_Water Heater_E10_Baseline Forecast | Commercial | Hospital | Existing | Water Heating | Natural Gas | Water Heater | E10 |  | Baseline Forecast | 0 | 0 | 0 | 0 | 0 | 0 | 0 | 0 | 0 | 0 | 0 | 0 | 0 | 0 | 0 | 0 | 0 | 0 | 0 | 0 | 0 | 0 | 0 | 0 | 0 | 0 | 0 | 0 | 0 | 0 | 0 | 0 | 0
Commercial_Hospital_Existing_Water Heating_Natural Gas_Water Heater_Vintage_Baseline Forecast | Commercial | Hospital | Existing | Water Heating | Natural Gas | Water Heater | Vintage |  | Baseline Forecast | 2208836.9072 | 2109694.8898 | 1985215.5882 | 1839048.8818 | 1677697.2732 | 1504154.8388 | 1323077.9938 | 1136853.1801 | 946714.1243 | 753431.1939 | 599634.3806 | 477244.0067 | 379827.1338 | 302282.7006 | 240555.1094 | 191425.3552 | 152325.0734 | 121208.7432 | 96446.6353 | 76741.5843 | 61060.6164 | 48582.3145 | 38653.1652 | 30752.5911 | 24466.2887 | 19464.3851 | 15484.5766 | 12318.1042 | 9798.8281 | 7794.5305 | 6199.9926 | 4931.4837 | 3922.5097
Commercial_Hospital_Existing_Food Preparation_Natural Gas_Oven_E1_Baseline Forecast | Commercial | Hospital | Existing | Food Preparation | Natural Gas | Oven | E1 |  | Baseline Forecast | 0 | 732.9961 | 1677.2696 | 2782.9286 | 4012.2671 | 5332.0701 | 6723.0723 | 8170.6211 | 9661.4932 | 11181.8714 | 12721.6795 | 14273.4982 | 15486.9725 | 16430.7853 | 17159.5495 | 17717.361 | 18139.2026 | 18452.9704 | 18680.7564 | 18840.1446 | 18944.9669 | 19006.3566 | 19033.3246 | 19032.9288 | 19010.7864 | 18971.2169 | 18917.7756 | 18853.2918 | 18780.0173 | 18699.7442 | 18613.8983 | 18523.6146 | 18430.431
Commercial_Hospital_Existing_Food Preparation_Natural Gas_Oven_E2_Baseline Forecast | Commercial | Hospital | Existing | Food Preparation | Natural Gas | Oven | E2 |  | Baseline Forecast | 0 | 1054.7992 | 2413.6319 | 4004.7021 | 5773.7503 | 7672.9789 | 9674.665 | 11757.723 | 13903.1243 | 16090.9857 | 18306.8071 | 20539.9121 | 22286.1311 | 23644.3008 | 24693.0103 | 25495.7147 | 26102.7549 | 26554.2745 | 26882.0641 | 27111.4277 | 27262.2694 | 27350.6107 | 27389.4184 | 27388.8488 | 27356.9853 | 27300.0438 | 27223.1404 | 27130.3467 | 27024.903 | 26909.3879 | 26785.8537 | 26655.9333 | 26521.8397
Commercial_Hospital_Existing_Food Preparation_Natural Gas_Oven_E3_Baseline Forecast | Commercial | Hospital | Existing | Food Preparation | Natural Gas | Oven | E3 |  | Baseline Forecast | 0 | 0 | 0 | 0 | 0 | 0 | 0 | 0 | 0 | 0 | 0 | 0 | 0 | 0 | 0 | 0 | 0 | 0 | 0 | 0 | 0 | 0 | 0 | 0 | 0 | 0 | 0 | 0 | 0 | 0 | 0 | 0 | 0
Commercial_Hospital_Existing_Food Preparation_Natural Gas_Oven_E4_Baseline Forecast | Commercial | Hospital | Existing | Food Preparation | Natural Gas | Oven | E4 |  | Baseline Forecast | 0 | 0 | 0 | 0 | 0 | 0 | 0 | 0 | 0 | 0 | 0 | 0 | 0 | 0 | 0 | 0 | 0 | 0 | 0 | 0 | 0 | 0 | 0 | 0 | 0 | 0 | 0 | 0 | 0 | 0 | 0 | 0 | 0
Commercial_Hospital_Existing_Food Preparation_Natural Gas_Oven_E5_Baseline Forecast | Commercial | Hospital | Existing | Food Preparation | Natural Gas | Oven | E5 |  | Baseline Forecast | 0 | 0 | 0 | 0 | 0 | 0 | 0 | 0 | 0 | 0 | 0 | 0 | 0 | 0 | 0 | 0 | 0 | 0 | 0 | 0 | 0 | 0 | 0 | 0 | 0 | 0 | 0 | 0 | 0 | 0 | 0 | 0 | 0
Commercial_Hospital_Existing_Food Preparation_Natural Gas_Oven_E6_Baseline Forecast | Commercial | Hospital | Existing | Food Preparation | Natural Gas | Oven | E6 |  | Baseline Forecast | 0 | 0 | 0 | 0 | 0 | 0 | 0 | 0 | 0 | 0 | 0 | 0 | 0 | 0 | 0 | 0 | 0 | 0 | 0 | 0 | 0 | 0 | 0 | 0 | 0 | 0 | 0 | 0 | 0 | 0 | 0 | 0 | 0
Commercial_Hospital_Existing_Food Preparation_Natural Gas_Oven_E7_Baseline Forecast | Commercial | Hospital | Existing | Food Preparation | Natural Gas | Oven | E7 |  | Baseline Forecast | 0 | 0 | 0 | 0 | 0 | 0 | 0 | 0 | 0 | 0 | 0 | 0 | 0 | 0 | 0 | 0 | 0 | 0 | 0 | 0 | 0 | 0 | 0 | 0 | 0 | 0 | 0 | 0 | 0 | 0 | 0 | 0 | 0
Commercial_Hospital_Existing_Food Preparation_Natural Gas_Oven_E8_Baseline Forecast | Commercial | Hospital | Existing | Food Preparation | Natural Gas | Oven | E8 |  | Baseline Forecast | 0 | 0 | 0 | 0 | 0 | 0 | 0 | 0 | 0 | 0 | 0 | 0 | 0 | 0 | 0 | 0 | 0 | 0 | 0 | 0 | 0 | 0 | 0 | 0 | 0 | 0 | 0 | 0 | 0 | 0 | 0 | 0 | 0
Commercial_Hospital_Existing_Food Preparation_Natural Gas_Oven_E9_Baseline Forecast | Commercial | Hospital | Existing | Food Preparation | Natural Gas | Oven | E9 |  | Baseline Forecast | 0 | 0 | 0 | 0 | 0 | 0 | 0 | 0 | 0 | 0 | 0 | 0 | 0 | 0 | 0 | 0 | 0 | 0 | 0 | 0 | 0 | 0 | 0 | 0 | 0 | 0 | 0 | 0 | 0 | 0 | 0 | 0 | 0
Commercial_Hospital_Existing_Food Preparation_Natural Gas_Oven_E10_Baseline Forecast | Commercial | Hospital | Existing | Food Preparation | Natural Gas | Oven | E10 |  | Baseline Forecast | 0 | 0 | 0 | 0 | 0 | 0 | 0 | 0 | 0 | 0 | 0 | 0 | 0 | 0 | 0 | 0 | 0 | 0 | 0 | 0 | 0 | 0 | 0 | 0 | 0 | 0 | 0 | 0 | 0 | 0 | 0 | 0 | 0
Commercial_Hospital_Existing_Food Preparation_Natural Gas_Oven_Vintage_Baseline Forecast | Commercial | Hospital | Existing | Food Preparation | Natural Gas | Oven | Vintage |  | Baseline Forecast | 53908.1301 | 51846.0624 | 49268.6838 | 46240.7341 | 42902.5184 | 39310.9065 | 35570.1436 | 31731.3249 | 27818.1098 | 23842.5595 | 19823.1397 | 15777.0717 | 12556.5954 | 9993.0764 | 7952.4418 | 6328.2755 | 5035.6706 | 4007.0048 | 3188.4014 | 2536.9779 | 2018.5853 | 1606.0687 | 1277.8238 | 1016.641 | 808.824 | 643.4675 | 511.9001 | 407.2206 | 323.9366 | 257.6771 | 204.9638 | 163.0285 | 129.6731
Commercial_Hospital_Existing_Food Preparation_Natural Gas_Conveyor Oven_E1_Baseline Forecast | Commercial | Hospital | Existing | Food Preparation | Natural Gas | Conveyor Oven | E1 |  | Baseline Forecast | 0 | 258.7045 | 591.9775 | 982.2101 | 1416.0943 | 1881.9071 | 2372.849 | 2883.7486 | 3409.9388 | 3946.5428 | 4490.0045 | 5037.7053 | 5587.3737 | 6137.2081 | 6685.7296 | 7231.9835 | 7775.1711 | 8196.4759 | 8520.7927 | 8767.9366 | 8953.6017 | 9090.3348 | 9188.1949 | 9255.1346 | 9297.4832 | 9320.2037 | 9327.3027 | 9321.9689 | 9306.74 | 9283.6356 | 9254.2628 | 9219.9005 | 9181.8827
Commercial_Hospital_Existing_Food Preparation_Natural Gas_Conveyor Oven_E2_Baseline Forecast | Commercial | Hospital | Existing | Food Preparation | Natural Gas | Conveyor Oven | E2 |  | Baseline Forecast | 0 | 372.2821 | 851.8701 | 1413.4243 | 2037.7942 | 2708.1102 | 3414.5876 | 4149.7846 | 4906.985 | 5679.1714 | 6461.226 | 7249.3807 | 8040.367 | 8831.5921 | 9620.928 | 10407.0006 | 11188.6609 | 11794.9287 | 12261.6284 | 12617.2746 | 12884.4512 | 13081.2135 | 13222.0366 | 13318.3644 | 13379.3051 | 13412.0005 | 13422.2161 | 13414.5407 | 13392.6259 | 13359.3781 | 13317.1099 | 13267.6617 | 13212.9532
Commercial_Hospital_Existing_Food Preparation_Natural Gas_Conveyor Oven_E3_Baseline Forecast | Commercial | Hospital | Existing | Food Preparation | Natural Gas | Conveyor Oven | E3 |  | Baseline Forecast | 0 | 0 | 0 | 0 | 0 | 0 | 0 | 0 | 0 | 0 | 0 | 0 | 0 | 0 | 0 | 0 | 0 | 0 | 0 | 0 | 0 | 0 | 0 | 0 | 0 | 0 | 0 | 0 | 0 | 0 | 0 | 0 | 0
Commercial_Hospital_Existing_Food Preparation_Natural Gas_Conveyor Oven_E4_Baseline Forecast | Commercial | Hospital | Existing | Food Preparation | Natural Gas | Conveyor Oven | E4 |  | Baseline Forecast | 0 | 0 | 0 | 0 | 0 | 0 | 0 | 0 | 0 | 0 | 0 | 0 | 0 | 0 | 0 | 0 | 0 | 0 | 0 | 0 | 0 | 0 | 0 | 0 | 0 | 0 | 0 | 0 | 0 | 0 | 0 | 0 | 0
Commercial_Hospital_Existing_Food Preparation_Natural Gas_Conveyor Oven_E5_Baseline Forecast | Commercial | Hospital | Existing | Food Preparation | Natural Gas | Conveyor Oven | E5 |  | Baseline Forecast | 0 | 0 | 0 | 0 | 0 | 0 | 0 | 0 | 0 | 0 | 0 | 0 | 0 | 0 | 0 | 0 | 0 | 0 | 0 | 0 | 0 | 0 | 0 | 0 | 0 | 0 | 0 | 0 | 0 | 0 | 0 | 0 | 0
Commercial_Hospital_Existing_Food Preparation_Natural Gas_Conveyor Oven_E6_Baseline Forecast | Commercial | Hospital | Existing | Food Preparation | Natural Gas | Conveyor Oven | E6 |  | Baseline Forecast | 0 | 0 | 0 | 0 | 0 | 0 | 0 | 0 | 0 | 0 | 0 | 0 | 0 | 0 | 0 | 0 | 0 | 0 | 0 | 0 | 0 | 0 | 0 | 0 | 0 | 0 | 0 | 0 | 0 | 0 | 0 | 0 | 0
Commercial_Hospital_Existing_Food Preparation_Natural Gas_Conveyor Oven_E7_Baseline Forecast | Commercial | Hospital | Existing | Food Preparation | Natural Gas | Conveyor Oven | E7 |  | Baseline Forecast | 0 | 0 | 0 | 0 | 0 | 0 | 0 | 0 | 0 | 0 | 0 | 0 | 0 | 0 | 0 | 0 | 0 | 0 | 0 | 0 | 0 | 0 | 0 | 0 | 0 | 0 | 0 | 0 | 0 | 0 | 0 | 0 | 0
Commercial_Hospital_Existing_Food Preparation_Natural Gas_Conveyor Oven_E8_Baseline Forecast | Commercial | Hospital | Existing | Food Preparation | Natural Gas | Conveyor Oven | E8 |  | Baseline Forecast | 0 | 0 | 0 | 0 | 0 | 0 | 0 | 0 | 0 | 0 | 0 | 0 | 0 | 0 | 0 | 0 | 0 | 0 | 0 | 0 | 0 | 0 | 0 | 0 | 0 | 0 | 0 | 0 | 0 | 0 | 0 | 0 | 0
Commercial_Hospital_Existing_Food Preparation_Natural Gas_Conveyor Oven_E9_Baseline Forecast | Commercial | Hospital | Existing | Food Preparation | Natural Gas | Conveyor Oven | E9 |  | Baseline Forecast | 0 | 0 | 0 | 0 | 0 | 0 | 0 | 0 | 0 | 0 | 0 | 0 | 0 | 0 | 0 | 0 | 0 | 0 | 0 | 0 | 0 | 0 | 0 | 0 | 0 | 0 | 0 | 0 | 0 | 0 | 0 | 0 | 0
Commercial_Hospital_Existing_Food Preparation_Natural Gas_Conveyor Oven_E10_Baseline Forecast | Commercial | Hospital | Existing | Food Preparation | Natural Gas | Conveyor Oven | E10 |  | Baseline Forecast | 0 | 0 | 0 | 0 | 0 | 0 | 0 | 0 | 0 | 0 | 0 | 0 | 0 | 0 | 0 | 0 | 0 | 0 | 0 | 0 | 0 | 0 | 0 | 0 | 0 | 0 | 0 | 0 | 0 | 0 | 0 | 0 | 0
Commercial_Hospital_Existing_Food Preparation_Natural Gas_Conveyor Oven_Vintage_Baseline Forecast | Commercial | Hospital | Existing | Food Preparation | Natural Gas | Conveyor Oven | Vintage |  | Baseline Forecast | 26954.065 | 26185.9423 | 25235.945 | 24118.5481 | 22890.3794 | 21567.9605 | 20196.5038 | 18796.3013 | 17374.4398 | 15931.994 | 14474.5826 | 13008.155 | 11537.1088 | 10065.2811 | 8595.8432 | 7131.6915 | 5674.982 | 4515.7203 | 3593.1899 | 2859.0638 | 2274.8579 | 1809.9696 | 1440.0519 | 1145.7103 | 911.5095 | 725.1599 | 576.8892 | 458.92 | 365.0625 | 290.3909 | 230.9853 | 183.726 | 146.136
Commercial_Hospital_Existing_Food Preparation_Natural Gas_Double Rack Oven_E1_Baseline Forecast | Commercial | Hospital | Existing | Food Preparation | Natural Gas | Double Rack Oven | E1 |  | Baseline Forecast | 0 | 366.498 | 838.6348 | 1391.4643 | 2006.1336 | 2666.035 | 3361.5361 | 4085.3105 | 4830.7466 | 5590.9357 | 6360.8398 | 7136.7491 | 7743.4862 | 8215.3927 | 8579.7748 | 8858.6805 | 9069.6013 | 9226.4852 | 9340.3782 | 9420.0723 | 9472.4834 | 9503.1783 | 9516.6623 | 9516.4644 | 9505.3932 | 9485.6085 | 9458.8878 | 9426.6459 | 9390.0087 | 9349.8721 | 9306.9492 | 9261.8073 | 9215.2155
Commercial_Hospital_Existing_Food Preparation_Natural Gas_Double Rack Oven_E2_Baseline Forecast | Commercial | Hospital | Existing | Food Preparation | Natural Gas | Double Rack Oven | E2 |  | Baseline Forecast | 0 | 527.3996 | 1206.816 | 2002.3511 | 2886.8751 | 3836.4895 | 4837.3325 | 5878.8615 | 6951.5621 | 8045.4928 | 9153.4035 | 10269.956 | 11143.0656 | 11822.1504 | 12346.5051 | 12747.8573 | 13051.3774 | 13277.1373 | 13441.0321 | 13555.7138 | 13631.1347 | 13675.3053 | 13694.7092 | 13694.4244 | 13678.4926 | 13650.0219 | 13611.5702 | 13565.1734 | 13512.4515 | 13454.694 | 13392.9269 | 13327.9666 | 13260.9199
Commercial_Hospital_Existing_Food Preparation_Natural Gas_Double Rack Oven_E3_Baseline Forecast | Commercial | Hospital | Existing | Food Preparation | Natural Gas | Double Rack Oven | E3 |  | Baseline Forecast | 0 | 0 | 0 | 0 | 0 | 0 | 0 | 0 | 0 | 0 | 0 | 0 | 0 | 0 | 0 | 0 | 0 | 0 | 0 | 0 | 0 | 0 | 0 | 0 | 0 | 0 | 0 | 0 | 0 | 0 | 0 | 0 | 0
Commercial_Hospital_Existing_Food Preparation_Natural Gas_Double Rack Oven_E4_Baseline Forecast | Commercial | Hospital | Existing | Food Preparation | Natural Gas | Double Rack Oven | E4 |  | Baseline Forecast | 0 | 0 | 0 | 0 | 0 | 0 | 0 | 0 | 0 | 0 | 0 | 0 | 0 | 0 | 0 | 0 | 0 | 0 | 0 | 0 | 0 | 0 | 0 | 0 | 0 | 0 | 0 | 0 | 0 | 0 | 0 | 0 | 0
Commercial_Hospital_Existing_Food Preparation_Natural Gas_Double Rack Oven_E5_Baseline Forecast | Commercial | Hospital | Existing | Food Preparation | Natural Gas | Double Rack Oven | E5 |  | Baseline Forecast | 0 | 0 | 0 | 0 | 0 | 0 | 0 | 0 | 0 | 0 | 0 | 0 | 0 | 0 | 0 | 0 | 0 | 0 | 0 | 0 | 0 | 0 | 0 | 0 | 0 | 0 | 0 | 0 | 0 | 0 | 0 | 0 | 0
Commercial_Hospital_Existing_Food Preparation_Natural Gas_Double Rack Oven_E6_Baseline Forecast | Commercial | Hospital | Existing | Food Preparation | Natural Gas | Double Rack Oven | E6 |  | Baseline Forecast | 0 | 0 | 0 | 0 | 0 | 0 | 0 | 0 | 0 | 0 | 0 | 0 | 0 | 0 | 0 | 0 | 0 | 0 | 0 | 0 | 0 | 0 | 0 | 0 | 0 | 0 | 0 | 0 | 0 | 0 | 0 | 0 | 0
Commercial_Hospital_Existing_Food Preparation_Natural Gas_Double Rack Oven_E7_Baseline Forecast | Commercial | Hospital | Existing | Food Preparation | Natural Gas | Double Rack Oven | E7 |  | Baseline Forecast | 0 | 0 | 0 | 0 | 0 | 0 | 0 | 0 | 0 | 0 | 0 | 0 | 0 | 0 | 0 | 0 | 0 | 0 | 0 | 0 | 0 | 0 | 0 | 0 | 0 | 0 | 0 | 0 | 0 | 0 | 0 | 0 | 0
Commercial_Hospital_Existing_Food Preparation_Natural Gas_Double Rack Oven_E8_Baseline Forecast | Commercial | Hospital | Existing | Food Preparation | Natural Gas | Double Rack Oven | E8 |  | Baseline Forecast | 0 | 0 | 0 | 0 | 0 | 0 | 0 | 0 | 0 | 0 | 0 | 0 | 0 | 0 | 0 | 0 | 0 | 0 | 0 | 0 | 0 | 0 | 0 | 0 | 0 | 0 | 0 | 0 | 0 | 0 | 0 | 0 | 0
Commercial_Hospital_Existing_Food Preparation_Natural Gas_Double Rack Oven_E9_Baseline Forecast | Commercial | Hospital | Existing | Food Preparation | Natural Gas | Double Rack Oven | E9 |  | Baseline Forecast | 0 | 0 | 0 | 0 | 0 | 0 | 0 | 0 | 0 | 0 | 0 | 0 | 0 | 0 | 0 | 0 | 0 | 0 | 0 | 0 | 0 | 0 | 0 | 0 | 0 | 0 | 0 | 0 | 0 | 0 | 0 | 0 | 0
Commercial_Hospital_Existing_Food Preparation_Natural Gas_Double Rack Oven_E10_Baseline Forecast | Commercial | Hospital | Existing | Food Preparation | Natural Gas | Double Rack Oven | E10 |  | Baseline Forecast | 0 | 0 | 0 | 0 | 0 | 0 | 0 | 0 | 0 | 0 | 0 | 0 | 0 | 0 | 0 | 0 | 0 | 0 | 0 | 0 | 0 | 0 | 0 | 0 | 0 | 0 | 0 | 0 | 0 | 0 | 0 | 0 | 0
Commercial_Hospital_Existing_Food Preparation_Natural Gas_Double Rack Oven_Vintage_Baseline Forecast | Commercial | Hospital | Existing | Food Preparation | Natural Gas | Double Rack Oven | Vintage |  | Baseline Forecast | 26954.065 | 25923.0312 | 24634.3419 | 23120.3671 | 21451.2592 | 19655.4533 | 17785.0718 | 15865.6624 | 13909.0549 | 11921.2798 | 9911.5698 | 7888.5358 | 6278.2977 | 4996.5382 | 3976.2209 | 3164.1377 | 2517.8353 | 2003.5024 | 1594.2007 | 1268.4889 | 1009.2926 | 803.0343 | 638.9119 | 508.3205 | 404.412 | 321.7337 | 255.9501 | 203.6103 | 161.9683 | 128.8386 | 102.4819 | 81.5142 | 64.8366
Commercial_Hospital_Existing_Food Preparation_Natural Gas_Fryer_E1_Baseline Forecast | Commercial | Hospital | Existing | Food Preparation | Natural Gas | Fryer | E1 |  | Baseline Forecast | 0 | 31324.8324 | 75314.5557 | 74847.0536 | 74367.4008 | 73841.5211 | 65762.2753 | 49029.1886 | 36574.7613 | 27288.3652 | 13312.7353 | 0 | 0 | 0 | 0 | 0 | 0 | 0 | 0 | 0 | 0 | 0 | 0 | 0 | 0 | 0 | 0 | 0 | 0 | 0 | 0 | 0 | 0
Commercial_Hospital_Existing_Food Preparation_Natural Gas_Fryer_E2_Baseline Forecast | Commercial | Hospital | Existing | Food Preparation | Natural Gas | Fryer | E2 |  | Baseline Forecast | 0 | 11006.0222 | 26461.8709 | 98668.3665 | 179689.4525 | 266752.9252 | 338375.8953 | 401776.7391 | 448415.6421 | 482487.0402 | 514207.252 | 540014.0031 | 548573.8596 | 554186.6394 | 557588.0101 | 559346.9171 | 559883.4807 | 559512.5371 | 558465.578 | 556915.3474 | 554985.9384 | 552773.4569 | 550353.9272 | 547780.917 | 545094.4045 | 542319.9049 | 539479.6335 | 536590.1637 | 533663.8589 | 530709.9419 | 527735.2918 | 524745.0397 | 521760.9868
Commercial_Hospital_Existing_Food Preparation_Natural Gas_Fryer_E3_Baseline Forecast | Commercial | Hospital | Existing | Food Preparation | Natural Gas | Fryer | E3 |  | Baseline Forecast | 0 | 0 | 0 | 0 | 0 | 0 | 0 | 0 | 0 | 0 | 0 | 0 | 0 | 0 | 0 | 0 | 0 | 0 | 0 | 0 | 0 | 0 | 0 | 0 | 0 | 0 | 0 | 0 | 0 | 0 | 0 | 0 | 0
Commercial_Hospital_Existing_Food Preparation_Natural Gas_Fryer_E4_Baseline Forecast | Commercial | Hospital | Existing | Food Preparation | Natural Gas | Fryer | E4 |  | Baseline Forecast | 0 | 0 | 0 | 0 | 0 | 0 | 0 | 0 | 0 | 0 | 0 | 0 | 0 | 0 | 0 | 0 | 0 | 0 | 0 | 0 | 0 | 0 | 0 | 0 | 0 | 0 | 0 | 0 | 0 | 0 | 0 | 0 | 0
Commercial_Hospital_Existing_Food Preparation_Natural Gas_Fryer_E5_Baseline Forecast | Commercial | Hospital | Existing | Food Preparation | Natural Gas | Fryer | E5 |  | Baseline Forecast | 0 | 0 | 0 | 0 | 0 | 0 | 0 | 0 | 0 | 0 | 0 | 0 | 0 | 0 | 0 | 0 | 0 | 0 | 0 | 0 | 0 | 0 | 0 | 0 | 0 | 0 | 0 | 0 | 0 | 0 | 0 | 0 | 0
Commercial_Hospital_Existing_Food Preparation_Natural Gas_Fryer_E6_Baseline Forecast | Commercial | Hospital | Existing | Food Preparation | Natural Gas | Fryer | E6 |  | Baseline Forecast | 0 | 0 | 0 | 0 | 0 | 0 | 0 | 0 | 0 | 0 | 0 | 0 | 0 | 0 | 0 | 0 | 0 | 0 | 0 | 0 | 0 | 0 | 0 | 0 | 0 | 0 | 0 | 0 | 0 | 0 | 0 | 0 | 0
Commercial_Hospital_Existing_Food Preparation_Natural Gas_Fryer_E7_Baseline Forecast | Commercial | Hospital | Existing | Food Preparation | Natural Gas | Fryer | E7 |  | Baseline Forecast | 0 | 0 | 0 | 0 | 0 | 0 | 0 | 0 | 0 | 0 | 0 | 0 | 0 | 0 | 0 | 0 | 0 | 0 | 0 | 0 | 0 | 0 | 0 | 0 | 0 | 0 | 0 | 0 | 0 | 0 | 0 | 0 | 0
Commercial_Hospital_Existing_Food Preparation_Natural Gas_Fryer_E8_Baseline Forecast | Commercial | Hospital | Existing | Food Preparation | Natural Gas | Fryer | E8 |  | Baseline Forecast | 0 | 0 | 0 | 0 | 0 | 0 | 0 | 0 | 0 | 0 | 0 | 0 | 0 | 0 | 0 | 0 | 0 | 0 | 0 | 0 | 0 | 0 | 0 | 0 | 0 | 0 | 0 | 0 | 0 | 0 | 0 | 0 | 0
Commercial_Hospital_Existing_Food Preparation_Natural Gas_Fryer_E9_Baseline Forecast | Commercial | Hospital | Existing | Food Preparation | Natural Gas | Fryer | E9 |  | Baseline Forecast | 0 | 0 | 0 | 0 | 0 | 0 | 0 | 0 | 0 | 0 | 0 | 0 | 0 | 0 | 0 | 0 | 0 | 0 | 0 | 0 | 0 | 0 | 0 | 0 | 0 | 0 | 0 | 0 | 0 | 0 | 0 | 0 | 0
Commercial_Hospital_Existing_Food Preparation_Natural Gas_Fryer_E10_Baseline Forecast | Commercial | Hospital | Existing | Food Preparation | Natural Gas | Fryer | E10 |  | Baseline Forecast | 0 | 0 | 0 | 0 | 0 | 0 | 0 | 0 | 0 | 0 | 0 | 0 | 0 | 0 | 0 | 0 | 0 | 0 | 0 | 0 | 0 | 0 | 0 | 0 | 0 | 0 | 0 | 0 | 0 | 0 | 0 | 0 | 0
Commercial_Hospital_Existing_Food Preparation_Natural Gas_Fryer_Vintage_Baseline Forecast | Commercial | Hospital | Existing | Food Preparation | Natural Gas | Fryer | Vintage |  | Baseline Forecast | 624027.4452 | 578521.6798 | 515901.1971 | 440328.076 | 355852.8644 | 265002.3719 | 197429.4205 | 147193.8773 | 109803.5904 | 81924.2658 | 61126.1106 | 45609.1519 | 34030.535 | 25390.2724 | 18942.6148 | 14131.7544 | 10542.3952 | 7864.5363 | 5866.7493 | 4376.3544 | 3264.4813 | 2435.0197 | 1816.2709 | 1354.7169 | 1010.4299 | 753.6159 | 562.0565 | 419.1754 | 312.606 | 233.1226 | 173.8429 | 129.6327 | 96.6657
Commercial_Hospital_Existing_Food Preparation_Natural Gas_Broiler_E1_Baseline Forecast | Commercial | Hospital | Existing | Food Preparation | Natural Gas | Broiler | E1 |  | Baseline Forecast | 0 | 3447.7361 | 7889.2416 | 13089.843 | 18872.1863 | 25080.0399 | 31622.7879 | 38431.5097 | 45444.0077 | 52595.2917 | 59837.9663 | 67137.1343 | 72844.8579 | 77284.1964 | 80712.0275 | 83335.7618 | 85319.9446 | 86795.79 | 87867.2091 | 88616.9109 | 89109.9551 | 89398.709 | 89525.5566 | 89523.6948 | 89419.5451 | 89233.4253 | 88982.0574 | 88678.7501 | 88334.0948 | 87956.5202 | 87552.734 | 87128.0736 | 86689.7729
Commercial_Hospital_Existing_Food Preparation_Natural Gas_Broiler_E2_Baseline Forecast | Commercial | Hospital | Existing | Food Preparation | Natural Gas | Broiler | E2 |  | Baseline Forecast | 0 | 1211.3667 | 2771.8957 | 4599.134 | 6630.7681 | 8811.9059 | 11110.7093 | 13502.9629 | 15966.8135 | 18479.4268 | 21024.1503 | 23588.7229 | 25594.1393 | 27153.9068 | 28358.2799 | 29280.1325 | 29977.2778 | 30495.8181 | 30872.2627 | 31135.6714 | 31308.9032 | 31410.3572 | 31454.9253 | 31454.2711 | 31417.678 | 31352.2846 | 31263.9661 | 31157.3987 | 31036.3036 | 30903.6422 | 30761.7714 | 30612.5664 | 30458.5689
Commercial_Hospital_Existing_Food Preparation_Natural Gas_Broiler_E3_Baseline Forecast | Commercial | Hospital | Existing | Food Preparation | Natural Gas | Broiler | E3 |  | Baseline Forecast | 0 | 0 | 0 | 0 | 0 | 0 | 0 | 0 | 0 | 0 | 0 | 0 | 0 | 0 | 0 | 0 | 0 | 0 | 0 | 0 | 0 | 0 | 0 | 0 | 0 | 0 | 0 | 0 | 0 | 0 | 0 | 0 | 0
Commercial_Hospital_Existing_Food Preparation_Natural Gas_Broiler_E4_Baseline Forecast | Commercial | Hospital | Existing | Food Preparation | Natural Gas | Broiler | E4 |  | Baseline Forecast | 0 | 0 | 0 | 0 | 0 | 0 | 0 | 0 | 0 | 0 | 0 | 0 | 0 | 0 | 0 | 0 | 0 | 0 | 0 | 0 | 0 | 0 | 0 | 0 | 0 | 0 | 0 | 0 | 0 | 0 | 0 | 0 | 0
Commercial_Hospital_Existing_Food Preparation_Natural Gas_Broiler_E5_Baseline Forecast | Commercial | Hospital | Existing | Food Preparation | Natural Gas | Broiler | E5 |  | Baseline Forecast | 0 | 0 | 0 | 0 | 0 | 0 | 0 | 0 | 0 | 0 | 0 | 0 | 0 | 0 | 0 | 0 | 0 | 0 | 0 | 0 | 0 | 0 | 0 | 0 | 0 | 0 | 0 | 0 | 0 | 0 | 0 | 0 | 0
Commercial_Hospital_Existing_Food Preparation_Natural Gas_Broiler_E6_Baseline Forecast | Commercial | Hospital | Existing | Food Preparation | Natural Gas | Broiler | E6 |  | Baseline Forecast | 0 | 0 | 0 | 0 | 0 | 0 | 0 | 0 | 0 | 0 | 0 | 0 | 0 | 0 | 0 | 0 | 0 | 0 | 0 | 0 | 0 | 0 | 0 | 0 | 0 | 0 | 0 | 0 | 0 | 0 | 0 | 0 | 0
Commercial_Hospital_Existing_Food Preparation_Natural Gas_Broiler_E7_Baseline Forecast | Commercial | Hospital | Existing | Food Preparation | Natural Gas | Broiler | E7 |  | Baseline Forecast | 0 | 0 | 0 | 0 | 0 | 0 | 0 | 0 | 0 | 0 | 0 | 0 | 0 | 0 | 0 | 0 | 0 | 0 | 0 | 0 | 0 | 0 | 0 | 0 | 0 | 0 | 0 | 0 | 0 | 0 | 0 | 0 | 0
Commercial_Hospital_Existing_Food Preparation_Natural Gas_Broiler_E8_Baseline Forecast | Commercial | Hospital | Existing | Food Preparation | Natural Gas | Broiler | E8 |  | Baseline Forecast | 0 | 0 | 0 | 0 | 0 | 0 | 0 | 0 | 0 | 0 | 0 | 0 | 0 | 0 | 0 | 0 | 0 | 0 | 0 | 0 | 0 | 0 | 0 | 0 | 0 | 0 | 0 | 0 | 0 | 0 | 0 | 0 | 0
Commercial_Hospital_Existing_Food Preparation_Natural Gas_Broiler_E9_Baseline Forecast | Commercial | Hospital | Existing | Food Preparation | Natural Gas | Broiler | E9 |  | Baseline Forecast | 0 | 0 | 0 | 0 | 0 | 0 | 0 | 0 | 0 | 0 | 0 | 0 | 0 | 0 | 0 | 0 | 0 | 0 | 0 | 0 | 0 | 0 | 0 | 0 | 0 | 0 | 0 | 0 | 0 | 0 | 0 | 0 | 0
Commercial_Hospital_Existing_Food Preparation_Natural Gas_Broiler_E10_Baseline Forecast | Commercial | Hospital | Existing | Food Preparation | Natural Gas | Broiler | E10 |  | Baseline Forecast | 0 | 0 | 0 | 0 | 0 | 0 | 0 | 0 | 0 | 0 | 0 | 0 | 0 | 0 | 0 | 0 | 0 | 0 | 0 | 0 | 0 | 0 | 0 | 0 | 0 | 0 | 0 | 0 | 0 | 0 | 0 | 0 | 0
Commercial_Hospital_Existing_Food Preparation_Natural Gas_Broiler_Vintage_Baseline Forecast | Commercial | Hospital | Existing | Food Preparation | Natural Gas | Broiler | Vintage |  | Baseline Forecast | 140487.8542 | 135113.9809 | 128397.1758 | 120506.1557 | 111806.5632 | 102446.6049 | 92697.9501 | 82693.7558 | 72495.68 | 62135.1552 | 51660.3034 | 41116.0049 | 32723.2487 | 26042.5628 | 20724.5454 | 16491.8694 | 13123.2627 | 10442.4974 | 8309.1674 | 6611.518 | 5260.5555 | 4185.5123 | 3330.0863 | 2649.4281 | 2107.8443 | 1676.9153 | 1334.0428 | 1061.2417 | 844.1985 | 671.5222 | 534.148 | 424.8621 | 337.936
Commercial_Hospital_Existing_Food Preparation_Natural Gas_Griddle_E1_Baseline Forecast | Commercial | Hospital | Existing | Food Preparation | Natural Gas | Griddle | E1 |  | Baseline Forecast | 0 | 3307.963 | 7569.4075 | 12559.1737 | 18107.0976 | 24063.2816 | 30340.783 | 36873.4755 | 43601.6831 | 50463.0501 | 57412.1028 | 64415.3586 | 69891.688 | 74151.0533 | 77439.9182 | 79957.285 | 81861.0279 | 83277.0418 | 84305.0249 | 85024.3335 | 85497.3894 | 85774.437 | 85896.1421 | 85894.3558 | 85794.4284 | 85615.854 | 85374.6767 | 85083.6656 | 84752.9828 | 84390.7153 | 84003.2988 | 83595.8544 | 83175.3227
Commercial_Hospital_Existing_Food Preparation_Natural Gas_Griddle_E2_Baseline Forecast | Commercial | Hospital | Existing | Food Preparation | Natural Gas | Griddle | E2 |  | Baseline Forecast | 0 | 1351.1398 | 3091.7298 | 5129.8033 | 7395.8568 | 9828.6643 | 12392.7142 | 15060.997 | 17809.1382 | 20611.6683 | 23450.0138 | 26310.4986 | 28547.3092 | 30287.0499 | 31630.3891 | 32658.6093 | 33436.1945 | 34014.5664 | 34434.4468 | 34728.2489 | 34921.4689 | 35034.6292 | 35084.3397 | 35083.6101 | 35042.7947 | 34969.8559 | 34871.3468 | 34752.4832 | 34617.4155 | 34469.4471 | 34311.2066 | 34144.7856 | 33973.0191
Commercial_Hospital_Existing_Food Preparation_Natural Gas_Griddle_E3_Baseline Forecast | Commercial | Hospital | Existing | Food Preparation | Natural Gas | Griddle | E3 |  | Baseline Forecast | 0 | 0 | 0 | 0 | 0 | 0 | 0 | 0 | 0 | 0 | 0 | 0 | 0 | 0 | 0 | 0 | 0 | 0 | 0 | 0 | 0 | 0 | 0 | 0 | 0 | 0 | 0 | 0 | 0 | 0 | 0 | 0 | 0
Commercial_Hospital_Existing_Food Preparation_Natural Gas_Griddle_E4_Baseline Forecast | Commercial | Hospital | Existing | Food Preparation | Natural Gas | Griddle | E4 |  | Baseline Forecast | 0 | 0 | 0 | 0 | 0 | 0 | 0 | 0 | 0 | 0 | 0 | 0 | 0 | 0 | 0 | 0 | 0 | 0 | 0 | 0 | 0 | 0 | 0 | 0 | 0 | 0 | 0 | 0 | 0 | 0 | 0 | 0 | 0
Commercial_Hospital_Existing_Food Preparation_Natural Gas_Griddle_E5_Baseline Forecast | Commercial | Hospital | Existing | Food Preparation | Natural Gas | Griddle | E5 |  | Baseline Forecast | 0 | 0 | 0 | 0 | 0 | 0 | 0 | 0 | 0 | 0 | 0 | 0 | 0 | 0 | 0 | 0 | 0 | 0 | 0 | 0 | 0 | 0 | 0 | 0 | 0 | 0 | 0 | 0 | 0 | 0 | 0 | 0 | 0
Commercial_Hospital_Existing_Food Preparation_Natural Gas_Griddle_E6_Baseline Forecast | Commercial | Hospital | Existing | Food Preparation | Natural Gas | Griddle | E6 |  | Baseline Forecast | 0 | 0 | 0 | 0 | 0 | 0 | 0 | 0 | 0 | 0 | 0 | 0 | 0 | 0 | 0 | 0 | 0 | 0 | 0 | 0 | 0 | 0 | 0 | 0 | 0 | 0 | 0 | 0 | 0 | 0 | 0 | 0 | 0
Commercial_Hospital_Existing_Food Preparation_Natural Gas_Griddle_E7_Baseline Forecast | Commercial | Hospital | Existing | Food Preparation | Natural Gas | Griddle | E7 |  | Baseline Forecast | 0 | 0 | 0 | 0 | 0 | 0 | 0 | 0 | 0 | 0 | 0 | 0 | 0 | 0 | 0 | 0 | 0 | 0 | 0 | 0 | 0 | 0 | 0 | 0 | 0 | 0 | 0 | 0 | 0 | 0 | 0 | 0 | 0
Commercial_Hospital_Existing_Food Preparation_Natural Gas_Griddle_E8_Baseline Forecast | Commercial | Hospital | Existing | Food Preparation | Natural Gas | Griddle | E8 |  | Baseline Forecast | 0 | 0 | 0 | 0 | 0 | 0 | 0 | 0 | 0 | 0 | 0 | 0 | 0 | 0 | 0 | 0 | 0 | 0 | 0 | 0 | 0 | 0 | 0 | 0 | 0 | 0 | 0 | 0 | 0 | 0 | 0 | 0 | 0
Commercial_Hospital_Existing_Food Preparation_Natural Gas_Griddle_E9_Baseline Forecast | Commercial | Hospital | Existing | Food Preparation | Natural Gas | Griddle | E9 |  | Baseline Forecast | 0 | 0 | 0 | 0 | 0 | 0 | 0 | 0 | 0 | 0 | 0 | 0 | 0 | 0 | 0 | 0 | 0 | 0 | 0 | 0 | 0 | 0 | 0 | 0 | 0 | 0 | 0 | 0 | 0 | 0 | 0 | 0 | 0
Commercial_Hospital_Existing_Food Preparation_Natural Gas_Griddle_E10_Baseline Forecast | Commercial | Hospital | Existing | Food Preparation | Natural Gas | Griddle | E10 |  | Baseline Forecast | 0 | 0 | 0 | 0 | 0 | 0 | 0 | 0 | 0 | 0 | 0 | 0 | 0 | 0 | 0 | 0 | 0 | 0 | 0 | 0 | 0 | 0 | 0 | 0 | 0 | 0 | 0 | 0 | 0 | 0 | 0 | 0 | 0
Commercial_Hospital_Existing_Food Preparation_Natural Gas_Griddle_Vintage_Baseline Forecast | Commercial | Hospital | Existing | Food Preparation | Natural Gas | Griddle | Vintage |  | Baseline Forecast | 140487.8542 | 135113.9809 | 128397.1758 | 120506.1557 | 111806.5632 | 102446.6049 | 92697.9501 | 82693.7558 | 72495.68 | 62135.1552 | 51660.3034 | 41116.0049 | 32723.2487 | 26042.5628 | 20724.5454 | 16491.8694 | 13123.2627 | 10442.4974 | 8309.1674 | 6611.518 | 5260.5555 | 4185.5123 | 3330.0863 | 2649.4281 | 2107.8443 | 1676.9153 | 1334.0428 | 1061.2417 | 844.1985 | 671.5222 | 534.148 | 424.8621 | 337.936
Commercial_Hospital_Existing_Food Preparation_Natural Gas_Range_E1_Baseline Forecast | Commercial | Hospital | Existing | Food Preparation | Natural Gas | Range | E1 |  | Baseline Forecast | 0 | 9690.5968 | 22174.3946 | 36791.7927 | 53044.3006 | 70492.7961 | 88882.5833 | 108019.9467 | 127730.0665 | 147830.2738 | 163593.4032 | 175906.216 | 185467.5635 | 192834.7551 | 198450.9487 | 202676.1362 | 205795.3387 | 208035.9427 | 209577.6353 | 210563.4421 | 211105.3749 | 211293.9855 | 211203.0055 | 210889.8433 | 210400.1916 | 209768.7463 | 209024.4226 | 208190.2332 | 207284.4922 | 206321.7742 | 205313.6775 | 204269.4313 | 203203.38
Commercial_Hospital_Existing_Food Preparation_Natural Gas_Range_E2_Baseline Forecast | Commercial | Hospital | Existing | Food Preparation | Natural Gas | Range | E2 |  | Baseline Forecast | 0 | 13945.0052 | 31909.4947 | 52944.2871 | 76332.0423 | 101440.8529 | 127904.2052 | 155443.3379 | 183806.6811 | 212731.3696 | 235414.8973 | 253133.3352 | 266892.3475 | 277493.9158 | 285575.7554 | 291655.9034 | 296144.5118 | 299368.7955 | 301587.3289 | 303005.9289 | 303785.7834 | 304057.1986 | 303926.2762 | 303475.6281 | 302771.0075 | 301862.3422 | 300791.2423 | 299590.8233 | 298287.44 | 296902.0653 | 295451.3895 | 293948.6938 | 292414.62
Commercial_Hospital_Existing_Food Preparation_Natural Gas_Range_E3_Baseline Forecast | Commercial | Hospital | Existing | Food Preparation | Natural Gas | Range | E3 |  | Baseline Forecast | 0 | 0 | 0 | 0 | 0 | 0 | 0 | 0 | 0 | 0 | 0 | 0 | 0 | 0 | 0 | 0 | 0 | 0 | 0 | 0 | 0 | 0 | 0 | 0 | 0 | 0 | 0 | 0 | 0 | 0 | 0 | 0 | 0
Commercial_Hospital_Existing_Food Preparation_Natural Gas_Range_E4_Baseline Forecast | Commercial | Hospital | Existing | Food Preparation | Natural Gas | Range | E4 |  | Baseline Forecast | 0 | 0 | 0 | 0 | 0 | 0 | 0 | 0 | 0 | 0 | 0 | 0 | 0 | 0 | 0 | 0 | 0 | 0 | 0 | 0 | 0 | 0 | 0 | 0 | 0 | 0 | 0 | 0 | 0 | 0 | 0 | 0 | 0
Commercial_Hospital_Existing_Food Preparation_Natural Gas_Range_E5_Baseline Forecast | Commercial | Hospital | Existing | Food Preparation | Natural Gas | Range | E5 |  | Baseline Forecast | 0 | 0 | 0 | 0 | 0 | 0 | 0 | 0 | 0 | 0 | 0 | 0 | 0 | 0 | 0 | 0 | 0 | 0 | 0 | 0 | 0 | 0 | 0 | 0 | 0 | 0 | 0 | 0 | 0 | 0 | 0 | 0 | 0
Commercial_Hospital_Existing_Food Preparation_Natural Gas_Range_E6_Baseline Forecast | Commercial | Hospital | Existing | Food Preparation | Natural Gas | Range | E6 |  | Baseline Forecast | 0 | 0 | 0 | 0 | 0 | 0 | 0 | 0 | 0 | 0 | 0 | 0 | 0 | 0 | 0 | 0 | 0 | 0 | 0 | 0 | 0 | 0 | 0 | 0 | 0 | 0 | 0 | 0 | 0 | 0 | 0 | 0 | 0
Commercial_Hospital_Existing_Food Preparation_Natural Gas_Range_E7_Baseline Forecast | Commercial | Hospital | Existing | Food Preparation | Natural Gas | Range | E7 |  | Baseline Forecast | 0 | 0 | 0 | 0 | 0 | 0 | 0 | 0 | 0 | 0 | 0 | 0 | 0 | 0 | 0 | 0 | 0 | 0 | 0 | 0 | 0 | 0 | 0 | 0 | 0 | 0 | 0 | 0 | 0 | 0 | 0 | 0 | 0
Commercial_Hospital_Existing_Food Preparation_Natural Gas_Range_E8_Baseline Forecast | Commercial | Hospital | Existing | Food Preparation | Natural Gas | Range | E8 |  | Baseline Forecast | 0 | 0 | 0 | 0 | 0 | 0 | 0 | 0 | 0 | 0 | 0 | 0 | 0 | 0 | 0 | 0 | 0 | 0 | 0 | 0 | 0 | 0 | 0 | 0 | 0 | 0 | 0 | 0 | 0 | 0 | 0 | 0 | 0
Commercial_Hospital_Existing_Food Preparation_Natural Gas_Range_E9_Baseline Forecast | Commercial | Hospital | Existing | Food Preparation | Natural Gas | Range | E9 |  | Baseline Forecast | 0 | 0 | 0 | 0 | 0 | 0 | 0 | 0 | 0 | 0 | 0 | 0 | 0 | 0 | 0 | 0 | 0 | 0 | 0 | 0 | 0 | 0 | 0 | 0 | 0 | 0 | 0 | 0 | 0 | 0 | 0 | 0 | 0
Commercial_Hospital_Existing_Food Preparation_Natural Gas_Range_E10_Baseline Forecast | Commercial | Hospital | Existing | Food Preparation | Natural Gas | Range | E10 |  | Baseline Forecast | 0 | 0 | 0 | 0 | 0 | 0 | 0 | 0 | 0 | 0 | 0 | 0 | 0 | 0 | 0 | 0 | 0 | 0 | 0 | 0 | 0 | 0 | 0 | 0 | 0 | 0 | 0 | 0 | 0 | 0 | 0 | 0 | 0
Commercial_Hospital_Existing_Food Preparation_Natural Gas_Range_Vintage_Baseline Forecast | Commercial | Hospital | Existing | Food Preparation | Natural Gas | Range | Vintage |  | Baseline Forecast | 593911.7391 | 567254.4482 | 533784.4721 | 494483.1898 | 451098.9933 | 404436.9294 | 355749.0142 | 305676.914 | 254552.353 | 202582.4674 | 161229.6031 | 128321.2976 | 102127.8633 | 81277.7276 | 64680.4221 | 51470.421 | 40957.1431 | 32590.5888 | 25932.557 | 20634.2658 | 16417.9695 | 13062.8055 | 10393.0573 | 8268.7521 | 6578.4921 | 5233.581 | 4163.4907 | 3312.09 | 2634.7074 | 2095.7922 | 1667.0531 | 1325.9766 | 1054.6838
Commercial_Hospital_Existing_Food Preparation_Natural Gas_Steamer_E1_Baseline Forecast | Commercial | Hospital | Existing | Food Preparation | Natural Gas | Steamer | E1 |  | Baseline Forecast | 0 | 1202.4625 | 2558.7813 | 2542.8981 | 2526.602 | 2508.7355 | 2492.0441 | 2477.2642 | 2463.9839 | 2451.1654 | 2311.8396 | 2044.4154 | 1807.8906 | 1598.663 | 1413.5648 | 1249.8505 | 1105.0642 | 977.0292 | 863.8099 | 428.924 | 0 | 0 | 0 | 0 | 0 | 0 | 0 | 0 | 0 | 0 | 0 | 0 | 0
Commercial_Hospital_Existing_Food Preparation_Natural Gas_Steamer_E2_Baseline Forecast | Commercial | Hospital | Existing | Food Preparation | Natural Gas | Steamer | E2 |  | Baseline Forecast | 0 | 1202.4625 | 2558.7813 | 5544.4718 | 8750.5421 | 12136.1694 | 15682.0402 | 19372.6739 | 23190.0218 | 27109.7598 | 30669.446 | 33927.1122 | 36772.2805 | 39251.7384 | 41406.7688 | 43275.4332 | 44891.0592 | 46283.2395 | 47477.8493 | 48832.5481 | 50038.007 | 50687.805 | 51225.9009 | 51665.2622 | 52017.3593 | 52291.9211 | 52497.9048 | 52643.2335 | 52734.9156 | 52779.1503 | 52781.4207 | 52746.5765 | 52680.7219
Commercial_Hospital_Existing_Food Preparation_Natural Gas_Steamer_E3_Baseline Forecast | Commercial | Hospital | Existing | Food Preparation | Natural Gas | Steamer | E3 |  | Baseline Forecast | 0 | 0 | 0 | 0 | 0 | 0 | 0 | 0 | 0 | 0 | 0 | 0 | 0 | 0 | 0 | 0 | 0 | 0 | 0 | 0 | 0 | 0 | 0 | 0 | 0 | 0 | 0 | 0 | 0 | 0 | 0 | 0 | 0
Commercial_Hospital_Existing_Food Preparation_Natural Gas_Steamer_E4_Baseline Forecast | Commercial | Hospital | Existing | Food Preparation | Natural Gas | Steamer | E4 |  | Baseline Forecast | 0 | 0 | 0 | 0 | 0 | 0 | 0 | 0 | 0 | 0 | 0 | 0 | 0 | 0 | 0 | 0 | 0 | 0 | 0 | 0 | 0 | 0 | 0 | 0 | 0 | 0 | 0 | 0 | 0 | 0 | 0 | 0 | 0
Commercial_Hospital_Existing_Food Preparation_Natural Gas_Steamer_E5_Baseline Forecast | Commercial | Hospital | Existing | Food Preparation | Natural Gas | Steamer | E5 |  | Baseline Forecast | 0 | 0 | 0 | 0 | 0 | 0 | 0 | 0 | 0 | 0 | 0 | 0 | 0 | 0 | 0 | 0 | 0 | 0 | 0 | 0 | 0 | 0 | 0 | 0 | 0 | 0 | 0 | 0 | 0 | 0 | 0 | 0 | 0
Commercial_Hospital_Existing_Food Preparation_Natural Gas_Steamer_E6_Baseline Forecast | Commercial | Hospital | Existing | Food Preparation | Natural Gas | Steamer | E6 |  | Baseline Forecast | 0 | 0 | 0 | 0 | 0 | 0 | 0 | 0 | 0 | 0 | 0 | 0 | 0 | 0 | 0 | 0 | 0 | 0 | 0 | 0 | 0 | 0 | 0 | 0 | 0 | 0 | 0 | 0 | 0 | 0 | 0 | 0 | 0
Commercial_Hospital_Existing_Food Preparation_Natural Gas_Steamer_E7_Baseline Forecast | Commercial | Hospital | Existing | Food Preparation | Natural Gas | Steamer | E7 |  | Baseline Forecast | 0 | 0 | 0 | 0 | 0 | 0 | 0 | 0 | 0 | 0 | 0 | 0 | 0 | 0 | 0 | 0 | 0 | 0 | 0 | 0 | 0 | 0 | 0 | 0 | 0 | 0 | 0 | 0 | 0 | 0 | 0 | 0 | 0
Commercial_Hospital_Existing_Food Preparation_Natural Gas_Steamer_E8_Baseline Forecast | Commercial | Hospital | Existing | Food Preparation | Natural Gas | Steamer | E8 |  | Baseline Forecast | 0 | 0 | 0 | 0 | 0 | 0 | 0 | 0 | 0 | 0 | 0 | 0 | 0 | 0 | 0 | 0 | 0 | 0 | 0 | 0 | 0 | 0 | 0 | 0 | 0 | 0 | 0 | 0 | 0 | 0 | 0 | 0 | 0
Commercial_Hospital_Existing_Food Preparation_Natural Gas_Steamer_E9_Baseline Forecast | Commercial | Hospital | Existing | Food Preparation | Natural Gas | Steamer | E9 |  | Baseline Forecast | 0 | 0 | 0 | 0 | 0 | 0 | 0 | 0 | 0 | 0 | 0 | 0 | 0 | 0 | 0 | 0 | 0 | 0 | 0 | 0 | 0 | 0 | 0 | 0 | 0 | 0 | 0 | 0 | 0 | 0 | 0 | 0 | 0
Commercial_Hospital_Existing_Food Preparation_Natural Gas_Steamer_E10_Baseline Forecast | Commercial | Hospital | Existing | Food Preparation | Natural Gas | Steamer | E10 |  | Baseline Forecast | 0 | 0 | 0 | 0 | 0 | 0 | 0 | 0 | 0 | 0 | 0 | 0 | 0 | 0 | 0 | 0 | 0 | 0 | 0 | 0 | 0 | 0 | 0 | 0 | 0 | 0 | 0 | 0 | 0 | 0 | 0 | 0 | 0
Commercial_Hospital_Existing_Food Preparation_Natural Gas_Steamer_Vintage_Baseline Forecast | Commercial | Hospital | Existing | Food Preparation | Natural Gas | Steamer | Vintage |  | Baseline Forecast | 65265.0263 | 62528.0476 | 59483.3563 | 56112.5499 | 52511.3544 | 48692.5212 | 44741.938 | 40692.9408 | 36553.5877 | 32323.0431 | 28583.3192 | 25276.9173 | 22352.5514 | 19765.6863 | 17477.1528 | 15453.0087 | 13662.8869 | 12079.8771 | 10680.0464 | 9442.2242 | 8347.6114 | 7379.6664 | 6523.8067 | 5767.07 | 5097.9914 | 4506.3942 | 3983.3211 | 3520.8486 | 3111.9679 | 2750.4795 | 2430.9001 | 2148.3797 | 1898.6939
Commercial_Hospital_Existing_Food Preparation_Natural Gas_Food Prep Other_E1_Baseline Forecast | Commercial | Hospital | Existing | Food Preparation | Natural Gas | Food Prep Other | E1 |  | Baseline Forecast | 0 | 0 | 0 | 0 | 0 | 0 | 0 | 0 | 0 | 0 | 0 | 0 | 0 | 0 | 0 | 0 | 0 | 0 | 0 | 0 | 0 | 0 | 0 | 0 | 0 | 0 | 0 | 0 | 0 | 0 | 0 | 0 | 0
Commercial_Hospital_Existing_Food Preparation_Natural Gas_Food Prep Other_E2_Baseline Forecast | Commercial | Hospital | Existing | Food Preparation | Natural Gas | Food Prep Other | E2 |  | Baseline Forecast | 0 | 0 | 0 | 0 | 0 | 0 | 0 | 0 | 0 | 0 | 0 | 0 | 0 | 0 | 0 | 0 | 0 | 0 | 0 | 0 | 0 | 0 | 0 | 0 | 0 | 0 | 0 | 0 | 0 | 0 | 0 | 0 | 0
Commercial_Hospital_Existing_Food Preparation_Natural Gas_Food Prep Other_E3_Baseline Forecast | Commercial | Hospital | Existing | Food Preparation | Natural Gas | Food Prep Other | E3 |  | Baseline Forecast | 0 | 0 | 0 | 0 | 0 | 0 | 0 | 0 | 0 | 0 | 0 | 0 | 0 | 0 | 0 | 0 | 0 | 0 | 0 | 0 | 0 | 0 | 0 | 0 | 0 | 0 | 0 | 0 | 0 | 0 | 0 | 0 | 0
Commercial_Hospital_Existing_Food Preparation_Natural Gas_Food Prep Other_E4_Baseline Forecast | Commercial | Hospital | Existing | Food Preparation | Natural Gas | Food Prep Other | E4 |  | Baseline Forecast | 0 | 0 | 0 | 0 | 0 | 0 | 0 | 0 | 0 | 0 | 0 | 0 | 0 | 0 | 0 | 0 | 0 | 0 | 0 | 0 | 0 | 0 | 0 | 0 | 0 | 0 | 0 | 0 | 0 | 0 | 0 | 0 | 0
Commercial_Hospital_Existing_Food Preparation_Natural Gas_Food Prep Other_E5_Baseline Forecast | Commercial | Hospital | Existing | Food Preparation | Natural Gas | Food Prep Other | E5 |  | Baseline Forecast | 0 | 0 | 0 | 0 | 0 | 0 | 0 | 0 | 0 | 0 | 0 | 0 | 0 | 0 | 0 | 0 | 0 | 0 | 0 | 0 | 0 | 0 | 0 | 0 | 0 | 0 | 0 | 0 | 0 | 0 | 0 | 0 | 0
Commercial_Hospital_Existing_Food Preparation_Natural Gas_Food Prep Other_E6_Baseline Forecast | Commercial | Hospital | Existing | Food Preparation | Natural Gas | Food Prep Other | E6 |  | Baseline Forecast | 0 | 0 | 0 | 0 | 0 | 0 | 0 | 0 | 0 | 0 | 0 | 0 | 0 | 0 | 0 | 0 | 0 | 0 | 0 | 0 | 0 | 0 | 0 | 0 | 0 | 0 | 0 | 0 | 0 | 0 | 0 | 0 | 0
Commercial_Hospital_Existing_Food Preparation_Natural Gas_Food Prep Other_E7_Baseline Forecast | Commercial | Hospital | Existing | Food Preparation | Natural Gas | Food Prep Other | E7 |  | Baseline Forecast | 0 | 0 | 0 | 0 | 0 | 0 | 0 | 0 | 0 | 0 | 0 | 0 | 0 | 0 | 0 | 0 | 0 | 0 | 0 | 0 | 0 | 0 | 0 | 0 | 0 | 0 | 0 | 0 | 0 | 0 | 0 | 0 | 0
Commercial_Hospital_Existing_Food Preparation_Natural Gas_Food Prep Other_E8_Baseline Forecast | Commercial | Hospital | Existing | Food Preparation | Natural Gas | Food Prep Other | E8 |  | Baseline Forecast | 0 | 0 | 0 | 0 | 0 | 0 | 0 | 0 | 0 | 0 | 0 | 0 | 0 | 0 | 0 | 0 | 0 | 0 | 0 | 0 | 0 | 0 | 0 | 0 | 0 | 0 | 0 | 0 | 0 | 0 | 0 | 0 | 0
Commercial_Hospital_Existing_Food Preparation_Natural Gas_Food Prep Other_E9_Baseline Forecast | Commercial | Hospital | Existing | Food Preparation | Natural Gas | Food Prep Other | E9 |  | Baseline Forecast | 0 | 0 | 0 | 0 | 0 | 0 | 0 | 0 | 0 | 0 | 0 | 0 | 0 | 0 | 0 | 0 | 0 | 0 | 0 | 0 | 0 | 0 | 0 | 0 | 0 | 0 | 0 | 0 | 0 | 0 | 0 | 0 | 0
Commercial_Hospital_Existing_Food Preparation_Natural Gas_Food Prep Other_E10_Baseline Forecast | Commercial | Hospital | Existing | Food Preparation | Natural Gas | Food Prep Other | E10 |  | Baseline Forecast | 0 | 0 | 0 | 0 | 0 | 0 | 0 | 0 | 0 | 0 | 0 | 0 | 0 | 0 | 0 | 0 | 0 | 0 | 0 | 0 | 0 | 0 | 0 | 0 | 0 | 0 | 0 | 0 | 0 | 0 | 0 | 0 | 0
Commercial_Hospital_Existing_Food Preparation_Natural Gas_Food Prep Other_Vintage_Baseline Forecast | Commercial | Hospital | Existing | Food Preparation | Natural Gas | Food Prep Other | Vintage |  | Baseline Forecast | 0 | 0 | 0 | 0 | 0 | 0 | 0 | 0 | 0 | 0 | 0 | 0 | 0 | 0 | 0 | 0 | 0 | 0 | 0 | 0 | 0 | 0 | 0 | 0 | 0 | 0 | 0 | 0 | 0 | 0 | 0 | 0 | 0
Commercial_Hospital_Existing_Miscellaneous_Natural Gas_Pool Heater_E1_Baseline Forecast | Commercial | Hospital | Existing | Miscellaneous | Natural Gas | Pool Heater | E1 |  | Baseline Forecast | 0 | 0 | 0 | 0 | 0 | 0 | 0 | 0 | 0 | 0 | 0 | 0 | 0 | 0 | 0 | 0 | 0 | 0 | 0 | 0 | 0 | 0 | 0 | 0 | 0 | 0 | 0 | 0 | 0 | 0 | 0 | 0 | 0
Commercial_Hospital_Existing_Miscellaneous_Natural Gas_Pool Heater_E2_Baseline Forecast | Commercial | Hospital | Existing | Miscellaneous | Natural Gas | Pool Heater | E2 |  | Baseline Forecast | 0 | 0 | 0 | 0 | 0 | 0 | 0 | 0 | 0 | 0 | 0 | 0 | 0 | 0 | 0 | 0 | 0 | 0 | 0 | 0 | 0 | 0 | 0 | 0 | 0 | 0 | 0 | 0 | 0 | 0 | 0 | 0 | 0
Commercial_Hospital_Existing_Miscellaneous_Natural Gas_Pool Heater_E3_Baseline Forecast | Commercial | Hospital | Existing | Miscellaneous | Natural Gas | Pool Heater | E3 |  | Baseline Forecast | 0 | 0 | 0 | 0 | 0 | 0 | 0 | 0 | 0 | 0 | 0 | 0 | 0 | 0 | 0 | 0 | 0 | 0 | 0 | 0 | 0 | 0 | 0 | 0 | 0 | 0 | 0 | 0 | 0 | 0 | 0 | 0 | 0
Commercial_Hospital_Existing_Miscellaneous_Natural Gas_Pool Heater_E4_Baseline Forecast | Commercial | Hospital | Existing | Miscellaneous | Natural Gas | Pool Heater | E4 |  | Baseline Forecast | 0 | 0 | 0 | 0 | 0 | 0 | 0 | 0 | 0 | 0 | 0 | 0 | 0 | 0 | 0 | 0 | 0 | 0 | 0 | 0 | 0 | 0 | 0 | 0 | 0 | 0 | 0 | 0 | 0 | 0 | 0 | 0 | 0
Commercial_Hospital_Existing_Miscellaneous_Natural Gas_Pool Heater_E5_Baseline Forecast | Commercial | Hospital | Existing | Miscellaneous | Natural Gas | Pool Heater | E5 |  | Baseline Forecast | 0 | 0 | 0 | 0 | 0 | 0 | 0 | 0 | 0 | 0 | 0 | 0 | 0 | 0 | 0 | 0 | 0 | 0 | 0 | 0 | 0 | 0 | 0 | 0 | 0 | 0 | 0 | 0 | 0 | 0 | 0 | 0 | 0
Commercial_Hospital_Existing_Miscellaneous_Natural Gas_Pool Heater_E6_Baseline Forecast | Commercial | Hospital | Existing | Miscellaneous | Natural Gas | Pool Heater | E6 |  | Baseline Forecast | 0 | 0 | 0 | 0 | 0 | 0 | 0 | 0 | 0 | 0 | 0 | 0 | 0 | 0 | 0 | 0 | 0 | 0 | 0 | 0 | 0 | 0 | 0 | 0 | 0 | 0 | 0 | 0 | 0 | 0 | 0 | 0 | 0
Commercial_Hospital_Existing_Miscellaneous_Natural Gas_Pool Heater_E7_Baseline Forecast | Commercial | Hospital | Existing | Miscellaneous | Natural Gas | Pool Heater | E7 |  | Baseline Forecast | 0 | 0 | 0 | 0 | 0 | 0 | 0 | 0 | 0 | 0 | 0 | 0 | 0 | 0 | 0 | 0 | 0 | 0 | 0 | 0 | 0 | 0 | 0 | 0 | 0 | 0 | 0 | 0 | 0 | 0 | 0 | 0 | 0
Commercial_Hospital_Existing_Miscellaneous_Natural Gas_Pool Heater_E8_Baseline Forecast | Commercial | Hospital | Existing | Miscellaneous | Natural Gas | Pool Heater | E8 |  | Baseline Forecast | 0 | 0 | 0 | 0 | 0 | 0 | 0 | 0 | 0 | 0 | 0 | 0 | 0 | 0 | 0 | 0 | 0 | 0 | 0 | 0 | 0 | 0 | 0 | 0 | 0 | 0 | 0 | 0 | 0 | 0 | 0 | 0 | 0
Commercial_Hospital_Existing_Miscellaneous_Natural Gas_Pool Heater_E9_Baseline Forecast | Commercial | Hospital | Existing | Miscellaneous | Natural Gas | Pool Heater | E9 |  | Baseline Forecast | 0 | 0 | 0 | 0 | 0 | 0 | 0 | 0 | 0 | 0 | 0 | 0 | 0 | 0 | 0 | 0 | 0 | 0 | 0 | 0 | 0 | 0 | 0 | 0 | 0 | 0 | 0 | 0 | 0 | 0 | 0 | 0 | 0
Commercial_Hospital_Existing_Miscellaneous_Natural Gas_Pool Heater_E10_Baseline Forecast | Commercial | Hospital | Existing | Miscellaneous | Natural Gas | Pool Heater | E10 |  | Baseline Forecast | 0 | 0 | 0 | 0 | 0 | 0 | 0 | 0 | 0 | 0 | 0 | 0 | 0 | 0 | 0 | 0 | 0 | 0 | 0 | 0 | 0 | 0 | 0 | 0 | 0 | 0 | 0 | 0 | 0 | 0 | 0 | 0 | 0
Commercial_Hospital_Existing_Miscellaneous_Natural Gas_Pool Heater_Vintage_Baseline Forecast | Commercial | Hospital | Existing | Miscellaneous | Natural Gas | Pool Heater | Vintage |  | Baseline Forecast | 0 | 0 | 0 | 0 | 0 | 0 | 0 | 0 | 0 | 0 | 0 | 0 | 0 | 0 | 0 | 0 | 0 | 0 | 0 | 0 | 0 | 0 | 0 | 0 | 0 | 0 | 0 | 0 | 0 | 0 | 0 | 0 | 0
Commercial_Hospital_Existing_Miscellaneous_Natural Gas_Miscellaneous_E1_Baseline Forecast | Commercial | Hospital | Existing | Miscellaneous | Natural Gas | Miscellaneous | E1 |  | Baseline Forecast | 0 | 232645.5645 | 506998.5581 | 815237.908 | 1075205.7531 | 1293302.835 | 1476868.3178 | 1631849.7214 | 1762698.1049 | 1872559.6478 | 1964396.6098 | 2040862.3841 | 2104148.6975 | 2156148.5506 | 2198475.6075 | 2232588.3508 | 2259709.7698 | 2280887.2521 | 2296998.6459 | 2308792.7054 | 2316887.9748 | 2321828.4154 | 2324096.2197 | 2324087.6473 | 2322140.6656 | 2318525.0392 | 2313486.1907 | 2307233.4273 | 2299945.2502 | 2291773.8847 | 2282849.144 | 2273281.7258 | 2263243.9924
Commercial_Hospital_Existing_Miscellaneous_Natural Gas_Miscellaneous_E2_Baseline Forecast | Commercial | Hospital | Existing | Miscellaneous | Natural Gas | Miscellaneous | E2 |  | Baseline Forecast | 0 | 0 | 0 | 0 | 0 | 0 | 0 | 0 | 0 | 0 | 0 | 0 | 0 | 0 | 0 | 0 | 0 | 0 | 0 | 0 | 0 | 0 | 0 | 0 | 0 | 0 | 0 | 0 | 0 | 0 | 0 | 0 | 0
Commercial_Hospital_Existing_Miscellaneous_Natural Gas_Miscellaneous_E3_Baseline Forecast | Commercial | Hospital | Existing | Miscellaneous | Natural Gas | Miscellaneous | E3 |  | Baseline Forecast | 0 | 0 | 0 | 0 | 0 | 0 | 0 | 0 | 0 | 0 | 0 | 0 | 0 | 0 | 0 | 0 | 0 | 0 | 0 | 0 | 0 | 0 | 0 | 0 | 0 | 0 | 0 | 0 | 0 | 0 | 0 | 0 | 0
Commercial_Hospital_Existing_Miscellaneous_Natural Gas_Miscellaneous_E4_Baseline Forecast | Commercial | Hospital | Existing | Miscellaneous | Natural Gas | Miscellaneous | E4 |  | Baseline Forecast | 0 | 0 | 0 | 0 | 0 | 0 | 0 | 0 | 0 | 0 | 0 | 0 | 0 | 0 | 0 | 0 | 0 | 0 | 0 | 0 | 0 | 0 | 0 | 0 | 0 | 0 | 0 | 0 | 0 | 0 | 0 | 0 | 0
Commercial_Hospital_Existing_Miscellaneous_Natural Gas_Miscellaneous_E5_Baseline Forecast | Commercial | Hospital | Existing | Miscellaneous | Natural Gas | Miscellaneous | E5 |  | Baseline Forecast | 0 | 0 | 0 | 0 | 0 | 0 | 0 | 0 | 0 | 0 | 0 | 0 | 0 | 0 | 0 | 0 | 0 | 0 | 0 | 0 | 0 | 0 | 0 | 0 | 0 | 0 | 0 | 0 | 0 | 0 | 0 | 0 | 0
Commercial_Hospital_Existing_Miscellaneous_Natural Gas_Miscellaneous_E6_Baseline Forecast | Commercial | Hospital | Existing | Miscellaneous | Natural Gas | Miscellaneous | E6 |  | Baseline Forecast | 0 | 0 | 0 | 0 | 0 | 0 | 0 | 0 | 0 | 0 | 0 | 0 | 0 | 0 | 0 | 0 | 0 | 0 | 0 | 0 | 0 | 0 | 0 | 0 | 0 | 0 | 0 | 0 | 0 | 0 | 0 | 0 | 0
Commercial_Hospital_Existing_Miscellaneous_Natural Gas_Miscellaneous_E7_Baseline Forecast | Commercial | Hospital | Existing | Miscellaneous | Natural Gas | Miscellaneous | E7 |  | Baseline Forecast | 0 | 0 | 0 | 0 | 0 | 0 | 0 | 0 | 0 | 0 | 0 | 0 | 0 | 0 | 0 | 0 | 0 | 0 | 0 | 0 | 0 | 0 | 0 | 0 | 0 | 0 | 0 | 0 | 0 | 0 | 0 | 0 | 0
Commercial_Hospital_Existing_Miscellaneous_Natural Gas_Miscellaneous_E8_Baseline Forecast | Commercial | Hospital | Existing | Miscellaneous | Natural Gas | Miscellaneous | E8 |  | Baseline Forecast | 0 | 0 | 0 | 0 | 0 | 0 | 0 | 0 | 0 | 0 | 0 | 0 | 0 | 0 | 0 | 0 | 0 | 0 | 0 | 0 | 0 | 0 | 0 | 0 | 0 | 0 | 0 | 0 | 0 | 0 | 0 | 0 | 0
Commercial_Hospital_Existing_Miscellaneous_Natural Gas_Miscellaneous_E9_Baseline Forecast | Commercial | Hospital | Existing | Miscellaneous | Natural Gas | Miscellaneous | E9 |  | Baseline Forecast | 0 | 0 | 0 | 0 | 0 | 0 | 0 | 0 | 0 | 0 | 0 | 0 | 0 | 0 | 0 | 0 | 0 | 0 | 0 | 0 | 0 | 0 | 0 | 0 | 0 | 0 | 0 | 0 | 0 | 0 | 0 | 0 | 0
Commercial_Hospital_Existing_Miscellaneous_Natural Gas_Miscellaneous_E10_Baseline Forecast | Commercial | Hospital | Existing | Miscellaneous | Natural Gas | Miscellaneous | E10 |  | Baseline Forecast | 0 | 0 | 0 | 0 | 0 | 0 | 0 | 0 | 0 | 0 | 0 | 0 | 0 | 0 | 0 | 0 | 0 | 0 | 0 | 0 | 0 | 0 | 0 | 0 | 0 | 0 | 0 | 0 | 0 | 0 | 0 | 0 | 0
Commercial_Hospital_Existing_Miscellaneous_Natural Gas_Miscellaneous_Vintage_Baseline Forecast | Commercial | Hospital | Existing | Miscellaneous | Natural Gas | Miscellaneous | Vintage |  | Baseline Forecast | 2728078.0983 | 2481552.6882 | 2193319.8491 | 1868318.7373 | 1591153.4838 | 1354201.58 | 1153021.4131 | 982442.6196 | 837579.3024 | 714190.2233 | 609003.8703 | 519322.613 | 442839.1007 | 377603.917 | 321959.3237 | 274504.2707 | 234036.8604 | 199530.8436 | 170108.649 | 145021.8023 | 123630.8756 | 105391.8882 | 89841.5572 | 76583.841 | 65280.9926 | 55644.5413 | 47429.0512 | 40425.2019 | 34454.4789 | 29364.6435 | 25025.869 | 21327.4444 | 18175.5879
Commercial_Hospital_New_Space Heating_Natural Gas_Furnace_E1_Baseline Forecast | Commercial | Hospital | New | Space Heating | Natural Gas | Furnace | E1 |  | Baseline Forecast | 0 | 2985.3695 | 17384.9151 | 26587.2333 | 38455.4748 | 54561.9798 | 69616.3278 | 82959.164 | 92546.0767 | 101823.2473 | 110979.403 | 119975.5112 | 129001.1598 | 138052.6337 | 147179.2408 | 156322.6619 | 165487.7536 | 174640.9723 | 183782.1296 | 192865.4865 | 201734.6015 | 210485.4136 | 219073.6383 | 227446.1316 | 235634.5416 | 243691.0036 | 251831.9194 | 260049.2462 | 268337.2229 | 276695.8491 | 285116.5908 | 293594.8086 | 296922.9942
Commercial_Hospital_New_Space Heating_Natural Gas_Furnace_E2_Baseline Forecast | Commercial | Hospital | New | Space Heating | Natural Gas | Furnace | E2 |  | Baseline Forecast | 0 | 0 | 0 | 0 | 0 | 0 | 0 | 0 | 2413.3368 | 4722.8982 | 7002.3327 | 9328.2044 | 11609.0234 | 13896.3685 | 16178.3255 | 18464.4866 | 20732.1007 | 22996.7771 | 25258.4693 | 27562.6788 | 30083.5652 | 32725.206 | 35515.8426 | 38508.4338 | 41671.1443 | 44967.71 | 48181.7401 | 51321.2886 | 54392.1278 | 57394.2696 | 60336.2593 | 63222.7478 | 65013.3664
Commercial_Hospital_New_Space Heating_Natural Gas_Furnace_E3_Baseline Forecast | Commercial | Hospital | New | Space Heating | Natural Gas | Furnace | E3 |  | Baseline Forecast | 0 | 0 | 0 | 0 | 0 | 0 | 0 | 0 | 0 | 0 | 0 | 0 | 0 | 0 | 0 | 0 | 0 | 0 | 0 | 0 | 0 | 0 | 0 | 0 | 0 | 0 | 0 | 0 | 0 | 0 | 0 | 0 | 0
Commercial_Hospital_New_Space Heating_Natural Gas_Furnace_E4_Baseline Forecast | Commercial | Hospital | New | Space Heating | Natural Gas | Furnace | E4 |  | Baseline Forecast | 0 | 0 | 0 | 0 | 0 | 0 | 0 | 0 | 0 | 0 | 0 | 0 | 0 | 0 | 0 | 0 | 0 | 0 | 0 | 0 | 0 | 0 | 0 | 0 | 0 | 0 | 0 | 0 | 0 | 0 | 0 | 0 | 0
Commercial_Hospital_New_Space Heating_Natural Gas_Furnace_E5_Baseline Forecast | Commercial | Hospital | New | Space Heating | Natural Gas | Furnace | E5 |  | Baseline Forecast | 0 | 0 | 0 | 0 | 0 | 0 | 0 | 0 | 0 | 0 | 0 | 0 | 0 | 0 | 0 | 0 | 0 | 0 | 0 | 0 | 0 | 0 | 0 | 0 | 0 | 0 | 0 | 0 | 0 | 0 | 0 | 0 | 0
Commercial_Hospital_New_Space Heating_Natural Gas_Furnace_E6_Baseline Forecast | Commercial | Hospital | New | Space Heating | Natural Gas | Furnace | E6 |  | Baseline Forecast | 0 | 0 | 0 | 0 | 0 | 0 | 0 | 0 | 0 | 0 | 0 | 0 | 0 | 0 | 0 | 0 | 0 | 0 | 0 | 0 | 0 | 0 | 0 | 0 | 0 | 0 | 0 | 0 | 0 | 0 | 0 | 0 | 0
Commercial_Hospital_New_Space Heating_Natural Gas_Furnace_E7_Baseline Forecast | Commercial | Hospital | New | Space Heating | Natural Gas | Furnace | E7 |  | Baseline Forecast | 0 | 0 | 0 | 0 | 0 | 0 | 0 | 0 | 0 | 0 | 0 | 0 | 0 | 0 | 0 | 0 | 0 | 0 | 0 | 0 | 0 | 0 | 0 | 0 | 0 | 0 | 0 | 0 | 0 | 0 | 0 | 0 | 0
Commercial_Hospital_New_Space Heating_Natural Gas_Furnace_E8_Baseline Forecast | Commercial | Hospital | New | Space Heating | Natural Gas | Furnace | E8 |  | Baseline Forecast | 0 | 0 | 0 | 0 | 0 | 0 | 0 | 0 | 0 | 0 | 0 | 0 | 0 | 0 | 0 | 0 | 0 | 0 | 0 | 0 | 0 | 0 | 0 | 0 | 0 | 0 | 0 | 0 | 0 | 0 | 0 | 0 | 0
Commercial_Hospital_New_Space Heating_Natural Gas_Furnace_E9_Baseline Forecast | Commercial | Hospital | New | Space Heating | Natural Gas | Furnace | E9 |  | Baseline Forecast | 0 | 0 | 0 | 0 | 0 | 0 | 0 | 0 | 0 | 0 | 0 | 0 | 0 | 0 | 0 | 0 | 0 | 0 | 0 | 0 | 0 | 0 | 0 | 0 | 0 | 0 | 0 | 0 | 0 | 0 | 0 | 0 | 0
Commercial_Hospital_New_Space Heating_Natural Gas_Furnace_E10_Baseline Forecast | Commercial | Hospital | New | Space Heating | Natural Gas | Furnace | E10 |  | Baseline Forecast | 0 | 0 | 0 | 0 | 0 | 0 | 0 | 0 | 0 | 0 | 0 | 0 | 0 | 0 | 0 | 0 | 0 | 0 | 0 | 0 | 0 | 0 | 0 | 0 | 0 | 0 | 0 | 0 | 0 | 0 | 0 | 0 | 0
Commercial_Hospital_New_Space Heating_Natural Gas_Furnace_Vintage_Baseline Forecast | Commercial | Hospital | New | Space Heating | Natural Gas | Furnace | Vintage |  | Baseline Forecast | 0 | 0 | 0 | 0 | 0 | 0 | 0 | 0 | 0 | 0 | 0 | 0 | 0 | 0 | 0 | 0 | 0 | 0 | 0 | 0 | 0 | 0 | 0 | 0 | 0 | 0 | 0 | 0 | 0 | 0 | 0 | 0 | 0
Commercial_Hospital_New_Space Heating_Natural Gas_Boiler_E1_Baseline Forecast | Commercial | Hospital | New | Space Heating | Natural Gas | Boiler | E1 |  | Baseline Forecast | 0 | 9102.2891 | 53006.0096 | 81063.562 | 117249.4229 | 150907.8391 | 182367.5202 | 210250.5857 | 235327.9935 | 259541.2568 | 283438.6729 | 307098.6733 | 330726.2566 | 354421.4462 | 378262.3851 | 402147.246 | 426038.6346 | 449899.0728 | 473728.0695 | 497525.1283 | 521327.2759 | 545134.5464 | 568653.0828 | 590910.8224 | 612472.5852 | 633199.6803 | 654203.31 | 675458.7226 | 696943.4189 | 718636.9473 | 740520.7178 | 762577.8325 | 771736.4663
Commercial_Hospital_New_Space Heating_Natural Gas_Boiler_E2_Baseline Forecast | Commercial | Hospital | New | Space Heating | Natural Gas | Boiler | E2 |  | Baseline Forecast | 0 | 0 | 0 | 0 | 0 | 0 | 0 | 0 | 0 | 0 | 0 | 0 | 0 | 0 | 0 | 0 | 0 | 0 | 0 | 0 | 0 | 0 | 0 | 0 | 0 | 0 | 0 | 0 | 0 | 0 | 0 | 0 | 0
Commercial_Hospital_New_Space Heating_Natural Gas_Boiler_E3_Baseline Forecast | Commercial | Hospital | New | Space Heating | Natural Gas | Boiler | E3 |  | Baseline Forecast | 0 | 7723.1544 | 44974.7961 | 68781.2041 | 99484.3588 | 156601.6711 | 209987.7966 | 257304.5139 | 299860.1149 | 340949.289 | 381502.4801 | 421652.7837 | 461748.0766 | 501958.0953 | 542415.4461 | 582947.3314 | 623490.2939 | 663980.7343 | 704417.8196 | 744800.7074 | 785192.2306 | 825592.4472 | 866204.7957 | 908000.2954 | 950413.0725 | 993671.2653 | 1036663.7342 | 1079415.2943 | 1121948.5083 | 1164283.8917 | 1206440.0989 | 1248434.0924 | 1268124.8692
Commercial_Hospital_New_Space Heating_Natural Gas_Boiler_E4_Baseline Forecast | Commercial | Hospital | New | Space Heating | Natural Gas | Boiler | E4 |  | Baseline Forecast | 0 | 0 | 0 | 0 | 0 | 0 | 0 | 0 | 0 | 0 | 0 | 0 | 0 | 0 | 0 | 0 | 0 | 0 | 0 | 0 | 0 | 0 | 0 | 0 | 0 | 0 | 0 | 0 | 0 | 0 | 0 | 0 | 0
Commercial_Hospital_New_Space Heating_Natural Gas_Boiler_E5_Baseline Forecast | Commercial | Hospital | New | Space Heating | Natural Gas | Boiler | E5 |  | Baseline Forecast | 0 | 0 | 0 | 0 | 0 | 0 | 0 | 0 | 0 | 0 | 0 | 0 | 0 | 0 | 0 | 0 | 0 | 0 | 0 | 0 | 0 | 0 | 0 | 0 | 0 | 0 | 0 | 0 | 0 | 0 | 0 | 0 | 0
Commercial_Hospital_New_Space Heating_Natural Gas_Boiler_E6_Baseline Forecast | Commercial | Hospital | New | Space Heating | Natural Gas | Boiler | E6 |  | Baseline Forecast | 0 | 0 | 0 | 0 | 0 | 0 | 0 | 0 | 0 | 0 | 0 | 0 | 0 | 0 | 0 | 0 | 0 | 0 | 0 | 0 | 0 | 0 | 0 | 0 | 0 | 0 | 0 | 0 | 0 | 0 | 0 | 0 | 0
Commercial_Hospital_New_Space Heating_Natural Gas_Boiler_E7_Baseline Forecast | Commercial | Hospital | New | Space Heating | Natural Gas | Boiler | E7 |  | Baseline Forecast | 0 | 0 | 0 | 0 | 0 | 0 | 0 | 0 | 0 | 0 | 0 | 0 | 0 | 0 | 0 | 0 | 0 | 0 | 0 | 0 | 0 | 0 | 0 | 0 | 0 | 0 | 0 | 0 | 0 | 0 | 0 | 0 | 0
Commercial_Hospital_New_Space Heating_Natural Gas_Boiler_E8_Baseline Forecast | Commercial | Hospital | New | Space Heating | Natural Gas | Boiler | E8 |  | Baseline Forecast | 0 | 0 | 0 | 0 | 0 | 0 | 0 | 0 | 0 | 0 | 0 | 0 | 0 | 0 | 0 | 0 | 0 | 0 | 0 | 0 | 0 | 0 | 0 | 0 | 0 | 0 | 0 | 0 | 0 | 0 | 0 | 0 | 0
Commercial_Hospital_New_Space Heating_Natural Gas_Boiler_E9_Baseline Forecast | Commercial | Hospital | New | Space Heating | Natural Gas | Boiler | E9 |  | Baseline Forecast | 0 | 0 | 0 | 0 | 0 | 0 | 0 | 0 | 0 | 0 | 0 | 0 | 0 | 0 | 0 | 0 | 0 | 0 | 0 | 0 | 0 | 0 | 0 | 0 | 0 | 0 | 0 | 0 | 0 | 0 | 0 | 0 | 0
Commercial_Hospital_New_Space Heating_Natural Gas_Boiler_E10_Baseline Forecast | Commercial | Hospital | New | Space Heating | Natural Gas | Boiler | E10 |  | Baseline Forecast | 0 | 0 | 0 | 0 | 0 | 0 | 0 | 0 | 0 | 0 | 0 | 0 | 0 | 0 | 0 | 0 | 0 | 0 | 0 | 0 | 0 | 0 | 0 | 0 | 0 | 0 | 0 | 0 | 0 | 0 | 0 | 0 | 0
Commercial_Hospital_New_Space Heating_Natural Gas_Boiler_Vintage_Baseline Forecast | Commercial | Hospital | New | Space Heating | Natural Gas | Boiler | Vintage |  | Baseline Forecast | 0 | 0 | 0 | 0 | 0 | 0 | 0 | 0 | 0 | 0 | 0 | 0 | 0 | 0 | 0 | 0 | 0 | 0 | 0 | 0 | 0 | 0 | 0 | 0 | 0 | 0 | 0 | 0 | 0 | 0 | 0 | 0 | 0
Commercial_Hospital_New_Space Heating_Natural Gas_Unit Heater_E1_Baseline Forecast | Commercial | Hospital | New | Space Heating | Natural Gas | Unit Heater | E1 |  | Baseline Forecast | 0 | 0 | 0 | 0 | 0 | 0 | 0 | 0 | 0 | 0 | 0 | 0 | 0 | 0 | 0 | 0 | 0 | 0 | 0 | 0 | 0 | 0 | 0 | 0 | 0 | 0 | 0 | 0 | 0 | 0 | 0 | 0 | 0
Commercial_Hospital_New_Space Heating_Natural Gas_Unit Heater_E2_Baseline Forecast | Commercial | Hospital | New | Space Heating | Natural Gas | Unit Heater | E2 |  | Baseline Forecast | 0 | 0 | 0 | 0 | 0 | 0 | 0 | 0 | 0 | 0 | 0 | 0 | 0 | 0 | 0 | 0 | 0 | 0 | 0 | 0 | 0 | 0 | 0 | 0 | 0 | 0 | 0 | 0 | 0 | 0 | 0 | 0 | 0
Commercial_Hospital_New_Space Heating_Natural Gas_Unit Heater_E3_Baseline Forecast | Commercial | Hospital | New | Space Heating | Natural Gas | Unit Heater | E3 |  | Baseline Forecast | 0 | 0 | 0 | 0 | 0 | 0 | 0 | 0 | 0 | 0 | 0 | 0 | 0 | 0 | 0 | 0 | 0 | 0 | 0 | 0 | 0 | 0 | 0 | 0 | 0 | 0 | 0 | 0 | 0 | 0 | 0 | 0 | 0
Commercial_Hospital_New_Space Heating_Natural Gas_Unit Heater_E4_Baseline Forecast | Commercial | Hospital | New | Space Heating | Natural Gas | Unit Heater | E4 |  | Baseline Forecast | 0 | 0 | 0 | 0 | 0 | 0 | 0 | 0 | 0 | 0 | 0 | 0 | 0 | 0 | 0 | 0 | 0 | 0 | 0 | 0 | 0 | 0 | 0 | 0 | 0 | 0 | 0 | 0 | 0 | 0 | 0 | 0 | 0
Commercial_Hospital_New_Space Heating_Natural Gas_Unit Heater_E5_Baseline Forecast | Commercial | Hospital | New | Space Heating | Natural Gas | Unit Heater | E5 |  | Baseline Forecast | 0 | 0 | 0 | 0 | 0 | 0 | 0 | 0 | 0 | 0 | 0 | 0 | 0 | 0 | 0 | 0 | 0 | 0 | 0 | 0 | 0 | 0 | 0 | 0 | 0 | 0 | 0 | 0 | 0 | 0 | 0 | 0 | 0
Commercial_Hospital_New_Space Heating_Natural Gas_Unit Heater_E6_Baseline Forecast | Commercial | Hospital | New | Space Heating | Natural Gas | Unit Heater | E6 |  | Baseline Forecast | 0 | 0 | 0 | 0 | 0 | 0 | 0 | 0 | 0 | 0 | 0 | 0 | 0 | 0 | 0 | 0 | 0 | 0 | 0 | 0 | 0 | 0 | 0 | 0 | 0 | 0 | 0 | 0 | 0 | 0 | 0 | 0 | 0
Commercial_Hospital_New_Space Heating_Natural Gas_Unit Heater_E7_Baseline Forecast | Commercial | Hospital | New | Space Heating | Natural Gas | Unit Heater | E7 |  | Baseline Forecast | 0 | 0 | 0 | 0 | 0 | 0 | 0 | 0 | 0 | 0 | 0 | 0 | 0 | 0 | 0 | 0 | 0 | 0 | 0 | 0 | 0 | 0 | 0 | 0 | 0 | 0 | 0 | 0 | 0 | 0 | 0 | 0 | 0
Commercial_Hospital_New_Space Heating_Natural Gas_Unit Heater_E8_Baseline Forecast | Commercial | Hospital | New | Space Heating | Natural Gas | Unit Heater | E8 |  | Baseline Forecast | 0 | 0 | 0 | 0 | 0 | 0 | 0 | 0 | 0 | 0 | 0 | 0 | 0 | 0 | 0 | 0 | 0 | 0 | 0 | 0 | 0 | 0 | 0 | 0 | 0 | 0 | 0 | 0 | 0 | 0 | 0 | 0 | 0
Commercial_Hospital_New_Space Heating_Natural Gas_Unit Heater_E9_Baseline Forecast | Commercial | Hospital | New | Space Heating | Natural Gas | Unit Heater | E9 |  | Baseline Forecast | 0 | 0 | 0 | 0 | 0 | 0 | 0 | 0 | 0 | 0 | 0 | 0 | 0 | 0 | 0 | 0 | 0 | 0 | 0 | 0 | 0 | 0 | 0 | 0 | 0 | 0 | 0 | 0 | 0 | 0 | 0 | 0 | 0
Commercial_Hospital_New_Space Heating_Natural Gas_Unit Heater_E10_Baseline Forecast | Commercial | Hospital | New | Space Heating | Natural Gas | Unit Heater | E10 |  | Baseline Forecast | 0 | 0 | 0 | 0 | 0 | 0 | 0 | 0 | 0 | 0 | 0 | 0 | 0 | 0 | 0 | 0 | 0 | 0 | 0 | 0 | 0 | 0 | 0 | 0 | 0 | 0 | 0 | 0 | 0 | 0 | 0 | 0 | 0
Commercial_Hospital_New_Space Heating_Natural Gas_Unit Heater_Vintage_Baseline Forecast | Commercial | Hospital | New | Space Heating | Natural Gas | Unit Heater | Vintage |  | Baseline Forecast | 0 | 0 | 0 | 0 | 0 | 0 | 0 | 0 | 0 | 0 | 0 | 0 | 0 | 0 | 0 | 0 | 0 | 0 | 0 | 0 | 0 | 0 | 0 | 0 | 0 | 0 | 0 | 0 | 0 | 0 | 0 | 0 | 0
Commercial_Hospital_New_Water Heating_Natural Gas_Water Heater_E1_Baseline Forecast | Commercial | Hospital | New | Water Heating | Natural Gas | Water Heater | E1 |  | Baseline Forecast | 0 | 0 | 0 | 0 | 0 | 0 | 0 | 0 | 0 | 0 | 0 | 0 | 0 | 0 | 0 | 0 | 0 | 0 | 0 | 0 | 0 | 0 | 0 | 0 | 0 | 0 | 0 | 0 | 0 | 0 | 0 | 0 | 0
Commercial_Hospital_New_Water Heating_Natural Gas_Water Heater_E2_Baseline Forecast | Commercial | Hospital | New | Water Heating | Natural Gas | Water Heater | E2 |  | Baseline Forecast | 0 | 17490.1362 | 101851.5583 | 155764.4156 | 225295.896 | 319657.7389 | 407855.3972 | 486025.9634 | 556330.8286 | 624213.0527 | 691209.7949 | 757540.9385 | 823781.2005 | 890210.9977 | 957049.405 | 1024010.9485 | 1090990.7924 | 1157883.8661 | 1224688.7934 | 1291404.1824 | 1358133.8378 | 1424877.8554 | 1491542.2447 | 1558125.9208 | 1624627.7885 | 1691140.8288 | 1757665.107 | 1824200.6887 | 1890747.6402 | 1957306.0278 | 2023875.9184 | 2090457.3793 | 2120446.4921
Commercial_Hospital_New_Water Heating_Natural Gas_Water Heater_E3_Baseline Forecast | Commercial | Hospital | New | Water Heating | Natural Gas | Water Heater | E3 |  | Baseline Forecast | 0 | 0 | 0 | 0 | 0 | 0 | 0 | 0 | 0 | 0 | 0 | 0 | 0 | 0 | 0 | 0 | 0 | 0 | 0 | 0 | 0 | 0 | 0 | 0 | 0 | 0 | 0 | 0 | 0 | 0 | 0 | 0 | 0
Commercial_Hospital_New_Water Heating_Natural Gas_Water Heater_E4_Baseline Forecast | Commercial | Hospital | New | Water Heating | Natural Gas | Water Heater | E4 |  | Baseline Forecast | 0 | 0 | 0 | 0 | 0 | 0 | 0 | 0 | 0 | 0 | 0 | 0 | 0 | 0 | 0 | 0 | 0 | 0 | 0 | 0 | 0 | 0 | 0 | 0 | 0 | 0 | 0 | 0 | 0 | 0 | 0 | 0 | 0
Commercial_Hospital_New_Water Heating_Natural Gas_Water Heater_E5_Baseline Forecast | Commercial | Hospital | New | Water Heating | Natural Gas | Water Heater | E5 |  | Baseline Forecast | 0 | 0 | 0 | 0 | 0 | 0 | 0 | 0 | 0 | 0 | 0 | 0 | 0 | 0 | 0 | 0 | 0 | 0 | 0 | 0 | 0 | 0 | 0 | 0 | 0 | 0 | 0 | 0 | 0 | 0 | 0 | 0 | 0
Commercial_Hospital_New_Water Heating_Natural Gas_Water Heater_E6_Baseline Forecast | Commercial | Hospital | New | Water Heating | Natural Gas | Water Heater | E6 |  | Baseline Forecast | 0 | 0 | 0 | 0 | 0 | 0 | 0 | 0 | 0 | 0 | 0 | 0 | 0 | 0 | 0 | 0 | 0 | 0 | 0 | 0 | 0 | 0 | 0 | 0 | 0 | 0 | 0 | 0 | 0 | 0 | 0 | 0 | 0
Commercial_Hospital_New_Water Heating_Natural Gas_Water Heater_E7_Baseline Forecast | Commercial | Hospital | New | Water Heating | Natural Gas | Water Heater | E7 |  | Baseline Forecast | 0 | 0 | 0 | 0 | 0 | 0 | 0 | 0 | 0 | 0 | 0 | 0 | 0 | 0 | 0 | 0 | 0 | 0 | 0 | 0 | 0 | 0 | 0 | 0 | 0 | 0 | 0 | 0 | 0 | 0 | 0 | 0 | 0
Commercial_Hospital_New_Water Heating_Natural Gas_Water Heater_E8_Baseline Forecast | Commercial | Hospital | New | Water Heating | Natural Gas | Water Heater | E8 |  | Baseline Forecast | 0 | 0 | 0 | 0 | 0 | 0 | 0 | 0 | 0 | 0 | 0 | 0 | 0 | 0 | 0 | 0 | 0 | 0 | 0 | 0 | 0 | 0 | 0 | 0 | 0 | 0 | 0 | 0 | 0 | 0 | 0 | 0 | 0
Commercial_Hospital_New_Water Heating_Natural Gas_Water Heater_E9_Baseline Forecast | Commercial | Hospital | New | Water Heating | Natural Gas | Water Heater | E9 |  | Baseline Forecast | 0 | 0 | 0 | 0 | 0 | 0 | 0 | 0 | 0 | 0 | 0 | 0 | 0 | 0 | 0 | 0 | 0 | 0 | 0 | 0 | 0 | 0 | 0 | 0 | 0 | 0 | 0 | 0 | 0 | 0 | 0 | 0 | 0
Commercial_Hospital_New_Water Heating_Natural Gas_Water Heater_E10_Baseline Forecast | Commercial | Hospital | New | Water Heating | Natural Gas | Water Heater | E10 |  | Baseline Forecast | 0 | 0 | 0 | 0 | 0 | 0 | 0 | 0 | 0 | 0 | 0 | 0 | 0 | 0 | 0 | 0 | 0 | 0 | 0 | 0 | 0 | 0 | 0 | 0 | 0 | 0 | 0 | 0 | 0 | 0 | 0 | 0 | 0
Commercial_Hospital_New_Water Heating_Natural Gas_Water Heater_Vintage_Baseline Forecast | Commercial | Hospital | New | Water Heating | Natural Gas | Water Heater | Vintage |  | Baseline Forecast | 0 | 0 | 0 | 0 | 0 | 0 | 0 | 0 | 0 | 0 | 0 | 0 | 0 | 0 | 0 | 0 | 0 | 0 | 0 | 0 | 0 | 0 | 0 | 0 | 0 | 0 | 0 | 0 | 0 | 0 | 0 | 0 | 0
Commercial_Hospital_New_Food Preparation_Natural Gas_Oven_E1_Baseline Forecast | Commercial | Hospital | New | Food Preparation | Natural Gas | Oven | E1 |  | Baseline Forecast | 0 | 175.0119 | 1019.1595 | 1558.6289 | 2254.3833 | 3198.5983 | 4081.1324 | 4863.3323 | 5566.8254 | 6246.0768 | 6916.4678 | 7580.1986 | 8243.0199 | 8907.7379 | 9576.5445 | 10246.5833 | 10916.8052 | 11586.1588 | 12254.6304 | 12922.2061 | 13589.9245 | 14257.7866 | 14924.852 | 15591.1097 | 16256.5488 | 16922.0997 | 17587.763 | 18253.5395 | 18919.4297 | 19585.4344 | 20251.5541 | 20917.7897 | 21217.8704
Commercial_Hospital_New_Food Preparation_Natural Gas_Oven_E2_Baseline Forecast | Commercial | Hospital | New | Food Preparation | Natural Gas | Oven | E2 |  | Baseline Forecast | 0 | 251.8464 | 1466.5954 | 2242.905 | 3244.1125 | 4602.8609 | 5872.8491 | 6998.4538 | 8010.7975 | 8988.2569 | 9952.9658 | 10908.0906 | 11861.9068 | 12818.4521 | 13780.8811 | 14745.0833 | 15709.5489 | 16672.7651 | 17634.7121 | 18595.3697 | 19556.2328 | 20517.3027 | 21477.226 | 22435.9871 | 23393.5702 | 24351.3142 | 25309.22 | 26267.2885 | 27225.5208 | 28183.9177 | 29142.4803 | 30101.2095 | 30533.033
Commercial_Hospital_New_Food Preparation_Natural Gas_Oven_E3_Baseline Forecast | Commercial | Hospital | New | Food Preparation | Natural Gas | Oven | E3 |  | Baseline Forecast | 0 | 0 | 0 | 0 | 0 | 0 | 0 | 0 | 0 | 0 | 0 | 0 | 0 | 0 | 0 | 0 | 0 | 0 | 0 | 0 | 0 | 0 | 0 | 0 | 0 | 0 | 0 | 0 | 0 | 0 | 0 | 0 | 0
Commercial_Hospital_New_Food Preparation_Natural Gas_Oven_E4_Baseline Forecast | Commercial | Hospital | New | Food Preparation | Natural Gas | Oven | E4 |  | Baseline Forecast | 0 | 0 | 0 | 0 | 0 | 0 | 0 | 0 | 0 | 0 | 0 | 0 | 0 | 0 | 0 | 0 | 0 | 0 | 0 | 0 | 0 | 0 | 0 | 0 | 0 | 0 | 0 | 0 | 0 | 0 | 0 | 0 | 0
Commercial_Hospital_New_Food Preparation_Natural Gas_Oven_E5_Baseline Forecast | Commercial | Hospital | New | Food Preparation | Natural Gas | Oven | E5 |  | Baseline Forecast | 0 | 0 | 0 | 0 | 0 | 0 | 0 | 0 | 0 | 0 | 0 | 0 | 0 | 0 | 0 | 0 | 0 | 0 | 0 | 0 | 0 | 0 | 0 | 0 | 0 | 0 | 0 | 0 | 0 | 0 | 0 | 0 | 0
Commercial_Hospital_New_Food Preparation_Natural Gas_Oven_E6_Baseline Forecast | Commercial | Hospital | New | Food Preparation | Natural Gas | Oven | E6 |  | Baseline Forecast | 0 | 0 | 0 | 0 | 0 | 0 | 0 | 0 | 0 | 0 | 0 | 0 | 0 | 0 | 0 | 0 | 0 | 0 | 0 | 0 | 0 | 0 | 0 | 0 | 0 | 0 | 0 | 0 | 0 | 0 | 0 | 0 | 0
Commercial_Hospital_New_Food Preparation_Natural Gas_Oven_E7_Baseline Forecast | Commercial | Hospital | New | Food Preparation | Natural Gas | Oven | E7 |  | Baseline Forecast | 0 | 0 | 0 | 0 | 0 | 0 | 0 | 0 | 0 | 0 | 0 | 0 | 0 | 0 | 0 | 0 | 0 | 0 | 0 | 0 | 0 | 0 | 0 | 0 | 0 | 0 | 0 | 0 | 0 | 0 | 0 | 0 | 0
Commercial_Hospital_New_Food Preparation_Natural Gas_Oven_E8_Baseline Forecast | Commercial | Hospital | New | Food Preparation | Natural Gas | Oven | E8 |  | Baseline Forecast | 0 | 0 | 0 | 0 | 0 | 0 | 0 | 0 | 0 | 0 | 0 | 0 | 0 | 0 | 0 | 0 | 0 | 0 | 0 | 0 | 0 | 0 | 0 | 0 | 0 | 0 | 0 | 0 | 0 | 0 | 0 | 0 | 0
Commercial_Hospital_New_Food Preparation_Natural Gas_Oven_E9_Baseline Forecast | Commercial | Hospital | New | Food Preparation | Natural Gas | Oven | E9 |  | Baseline Forecast | 0 | 0 | 0 | 0 | 0 | 0 | 0 | 0 | 0 | 0 | 0 | 0 | 0 | 0 | 0 | 0 | 0 | 0 | 0 | 0 | 0 | 0 | 0 | 0 | 0 | 0 | 0 | 0 | 0 | 0 | 0 | 0 | 0
Commercial_Hospital_New_Food Preparation_Natural Gas_Oven_E10_Baseline Forecast | Commercial | Hospital | New | Food Preparation | Natural Gas | Oven | E10 |  | Baseline Forecast | 0 | 0 | 0 | 0 | 0 | 0 | 0 | 0 | 0 | 0 | 0 | 0 | 0 | 0 | 0 | 0 | 0 | 0 | 0 | 0 | 0 | 0 | 0 | 0 | 0 | 0 | 0 | 0 | 0 | 0 | 0 | 0 | 0
Commercial_Hospital_New_Food Preparation_Natural Gas_Oven_Vintage_Baseline Forecast | Commercial | Hospital | New | Food Preparation | Natural Gas | Oven | Vintage |  | Baseline Forecast | 0 | 0 | 0 | 0 | 0 | 0 | 0 | 0 | 0 | 0 | 0 | 0 | 0 | 0 | 0 | 0 | 0 | 0 | 0 | 0 | 0 | 0 | 0 | 0 | 0 | 0 | 0 | 0 | 0 | 0 | 0 | 0 | 0
Commercial_Hospital_New_Food Preparation_Natural Gas_Conveyor Oven_E1_Baseline Forecast | Commercial | Hospital | New | Food Preparation | Natural Gas | Conveyor Oven | E1 |  | Baseline Forecast | 0 | 87.506 | 509.5797 | 779.3144 | 1127.1916 | 1599.2991 | 2040.5662 | 2431.6661 | 2783.4127 | 3123.0384 | 3458.2339 | 3790.0993 | 4121.51 | 4453.8689 | 4788.2723 | 5123.2916 | 5458.4026 | 5793.0794 | 6127.3152 | 6461.103 | 6794.9622 | 7128.8933 | 7462.426 | 7795.5548 | 8128.2744 | 8461.0498 | 8793.8815 | 9126.7697 | 9459.7149 | 9792.7172 | 10125.7771 | 10458.8948 | 10608.9352
Commercial_Hospital_New_Food Preparation_Natural Gas_Conveyor Oven_E2_Baseline Forecast | Commercial | Hospital | New | Food Preparation | Natural Gas | Conveyor Oven | E2 |  | Baseline Forecast | 0 | 125.9232 | 733.2977 | 1121.4525 | 1622.0563 | 2301.4305 | 2936.4246 | 3499.2269 | 4005.3988 | 4494.1284 | 4976.4829 | 5454.0453 | 5930.9534 | 6409.226 | 6890.4406 | 7372.5416 | 7854.7744 | 8336.3826 | 8817.356 | 9297.6849 | 9778.1164 | 10258.6514 | 10738.613 | 11217.9935 | 11696.7851 | 12175.6571 | 12654.61 | 13133.6443 | 13612.7604 | 14091.9589 | 14571.2402 | 15050.6048 | 15266.5165
Commercial_Hospital_New_Food Preparation_Natural Gas_Conveyor Oven_E3_Baseline Forecast | Commercial | Hospital | New | Food Preparation | Natural Gas | Conveyor Oven | E3 |  | Baseline Forecast | 0 | 0 | 0 | 0 | 0 | 0 | 0 | 0 | 0 | 0 | 0 | 0 | 0 | 0 | 0 | 0 | 0 | 0 | 0 | 0 | 0 | 0 | 0 | 0 | 0 | 0 | 0 | 0 | 0 | 0 | 0 | 0 | 0
Commercial_Hospital_New_Food Preparation_Natural Gas_Conveyor Oven_E4_Baseline Forecast | Commercial | Hospital | New | Food Preparation | Natural Gas | Conveyor Oven | E4 |  | Baseline Forecast | 0 | 0 | 0 | 0 | 0 | 0 | 0 | 0 | 0 | 0 | 0 | 0 | 0 | 0 | 0 | 0 | 0 | 0 | 0 | 0 | 0 | 0 | 0 | 0 | 0 | 0 | 0 | 0 | 0 | 0 | 0 | 0 | 0
Commercial_Hospital_New_Food Preparation_Natural Gas_Conveyor Oven_E5_Baseline Forecast | Commercial | Hospital | New | Food Preparation | Natural Gas | Conveyor Oven | E5 |  | Baseline Forecast | 0 | 0 | 0 | 0 | 0 | 0 | 0 | 0 | 0 | 0 | 0 | 0 | 0 | 0 | 0 | 0 | 0 | 0 | 0 | 0 | 0 | 0 | 0 | 0 | 0 | 0 | 0 | 0 | 0 | 0 | 0 | 0 | 0
Commercial_Hospital_New_Food Preparation_Natural Gas_Conveyor Oven_E6_Baseline Forecast | Commercial | Hospital | New | Food Preparation | Natural Gas | Conveyor Oven | E6 |  | Baseline Forecast | 0 | 0 | 0 | 0 | 0 | 0 | 0 | 0 | 0 | 0 | 0 | 0 | 0 | 0 | 0 | 0 | 0 | 0 | 0 | 0 | 0 | 0 | 0 | 0 | 0 | 0 | 0 | 0 | 0 | 0 | 0 | 0 | 0
Commercial_Hospital_New_Food Preparation_Natural Gas_Conveyor Oven_E7_Baseline Forecast | Commercial | Hospital | New | Food Preparation | Natural Gas | Conveyor Oven | E7 |  | Baseline Forecast | 0 | 0 | 0 | 0 | 0 | 0 | 0 | 0 | 0 | 0 | 0 | 0 | 0 | 0 | 0 | 0 | 0 | 0 | 0 | 0 | 0 | 0 | 0 | 0 | 0 | 0 | 0 | 0 | 0 | 0 | 0 | 0 | 0
Commercial_Hospital_New_Food Preparation_Natural Gas_Conveyor Oven_E8_Baseline Forecast | Commercial | Hospital | New | Food Preparation | Natural Gas | Conveyor Oven | E8 |  | Baseline Forecast | 0 | 0 | 0 | 0 | 0 | 0 | 0 | 0 | 0 | 0 | 0 | 0 | 0 | 0 | 0 | 0 | 0 | 0 | 0 | 0 | 0 | 0 | 0 | 0 | 0 | 0 | 0 | 0 | 0 | 0 | 0 | 0 | 0
Commercial_Hospital_New_Food Preparation_Natural Gas_Conveyor Oven_E9_Baseline Forecast | Commercial | Hospital | New | Food Preparation | Natural Gas | Conveyor Oven | E9 |  | Baseline Forecast | 0 | 0 | 0 | 0 | 0 | 0 | 0 | 0 | 0 | 0 | 0 | 0 | 0 | 0 | 0 | 0 | 0 | 0 | 0 | 0 | 0 | 0 | 0 | 0 | 0 | 0 | 0 | 0 | 0 | 0 | 0 | 0 | 0
Commercial_Hospital_New_Food Preparation_Natural Gas_Conveyor Oven_E10_Baseline Forecast | Commercial | Hospital | New | Food Preparation | Natural Gas | Conveyor Oven | E10 |  | Baseline Forecast | 0 | 0 | 0 | 0 | 0 | 0 | 0 | 0 | 0 | 0 | 0 | 0 | 0 | 0 | 0 | 0 | 0 | 0 | 0 | 0 | 0 | 0 | 0 | 0 | 0 | 0 | 0 | 0 | 0 | 0 | 0 | 0 | 0
Commercial_Hospital_New_Food Preparation_Natural Gas_Conveyor Oven_Vintage_Baseline Forecast | Commercial | Hospital | New | Food Preparation | Natural Gas | Conveyor Oven | Vintage |  | Baseline Forecast | 0 | 0 | 0 | 0 | 0 | 0 | 0 | 0 | 0 | 0 | 0 | 0 | 0 | 0 | 0 | 0 | 0 | 0 | 0 | 0 | 0 | 0 | 0 | 0 | 0 | 0 | 0 | 0 | 0 | 0 | 0 | 0 | 0
Commercial_Hospital_New_Food Preparation_Natural Gas_Double Rack Oven_E1_Baseline Forecast | Commercial | Hospital | New | Food Preparation | Natural Gas | Double Rack Oven | E1 |  | Baseline Forecast | 0 | 87.506 | 509.5797 | 779.3144 | 1127.1916 | 1599.2991 | 2040.5662 | 2431.6661 | 2783.4127 | 3123.0384 | 3458.2339 | 3790.0993 | 4121.51 | 4453.8689 | 4788.2723 | 5123.2916 | 5458.4026 | 5793.0794 | 6127.3152 | 6461.103 | 6794.9622 | 7128.8933 | 7462.426 | 7795.5548 | 8128.2744 | 8461.0498 | 8793.8815 | 9126.7697 | 9459.7149 | 9792.7172 | 10125.7771 | 10458.8948 | 10608.9352
Commercial_Hospital_New_Food Preparation_Natural Gas_Double Rack Oven_E2_Baseline Forecast | Commercial | Hospital | New | Food Preparation | Natural Gas | Double Rack Oven | E2 |  | Baseline Forecast | 0 | 125.9232 | 733.2977 | 1121.4525 | 1622.0563 | 2301.4305 | 2936.4246 | 3499.2269 | 4005.3988 | 4494.1284 | 4976.4829 | 5454.0453 | 5930.9534 | 6409.226 | 6890.4406 | 7372.5416 | 7854.7744 | 8336.3826 | 8817.356 | 9297.6849 | 9778.1164 | 10258.6514 | 10738.613 | 11217.9935 | 11696.7851 | 12175.6571 | 12654.61 | 13133.6443 | 13612.7604 | 14091.9589 | 14571.2402 | 15050.6048 | 15266.5165
Commercial_Hospital_New_Food Preparation_Natural Gas_Double Rack Oven_E3_Baseline Forecast | Commercial | Hospital | New | Food Preparation | Natural Gas | Double Rack Oven | E3 |  | Baseline Forecast | 0 | 0 | 0 | 0 | 0 | 0 | 0 | 0 | 0 | 0 | 0 | 0 | 0 | 0 | 0 | 0 | 0 | 0 | 0 | 0 | 0 | 0 | 0 | 0 | 0 | 0 | 0 | 0 | 0 | 0 | 0 | 0 | 0
Commercial_Hospital_New_Food Preparation_Natural Gas_Double Rack Oven_E4_Baseline Forecast | Commercial | Hospital | New | Food Preparation | Natural Gas | Double Rack Oven | E4 |  | Baseline Forecast | 0 | 0 | 0 | 0 | 0 | 0 | 0 | 0 | 0 | 0 | 0 | 0 | 0 | 0 | 0 | 0 | 0 | 0 | 0 | 0 | 0 | 0 | 0 | 0 | 0 | 0 | 0 | 0 | 0 | 0 | 0 | 0 | 0
Commercial_Hospital_New_Food Preparation_Natural Gas_Double Rack Oven_E5_Baseline Forecast | Commercial | Hospital | New | Food Preparation | Natural Gas | Double Rack Oven | E5 |  | Baseline Forecast | 0 | 0 | 0 | 0 | 0 | 0 | 0 | 0 | 0 | 0 | 0 | 0 | 0 | 0 | 0 | 0 | 0 | 0 | 0 | 0 | 0 | 0 | 0 | 0 | 0 | 0 | 0 | 0 | 0 | 0 | 0 | 0 | 0
Commercial_Hospital_New_Food Preparation_Natural Gas_Double Rack Oven_E6_Baseline Forecast | Commercial | Hospital | New | Food Preparation | Natural Gas | Double Rack Oven | E6 |  | Baseline Forecast | 0 | 0 | 0 | 0 | 0 | 0 | 0 | 0 | 0 | 0 | 0 | 0 | 0 | 0 | 0 | 0 | 0 | 0 | 0 | 0 | 0 | 0 | 0 | 0 | 0 | 0 | 0 | 0 | 0 | 0 | 0 | 0 | 0
Commercial_Hospital_New_Food Preparation_Natural Gas_Double Rack Oven_E7_Baseline Forecast | Commercial | Hospital | New | Food Preparation | Natural Gas | Double Rack Oven | E7 |  | Baseline Forecast | 0 | 0 | 0 | 0 | 0 | 0 | 0 | 0 | 0 | 0 | 0 | 0 | 0 | 0 | 0 | 0 | 0 | 0 | 0 | 0 | 0 | 0 | 0 | 0 | 0 | 0 | 0 | 0 | 0 | 0 | 0 | 0 | 0
Commercial_Hospital_New_Food Preparation_Natural Gas_Double Rack Oven_E8_Baseline Forecast | Commercial | Hospital | New | Food Preparation | Natural Gas | Double Rack Oven | E8 |  | Baseline Forecast | 0 | 0 | 0 | 0 | 0 | 0 | 0 | 0 | 0 | 0 | 0 | 0 | 0 | 0 | 0 | 0 | 0 | 0 | 0 | 0 | 0 | 0 | 0 | 0 | 0 | 0 | 0 | 0 | 0 | 0 | 0 | 0 | 0
Commercial_Hospital_New_Food Preparation_Natural Gas_Double Rack Oven_E9_Baseline Forecast | Commercial | Hospital | New | Food Preparation | Natural Gas | Double Rack Oven | E9 |  | Baseline Forecast | 0 | 0 | 0 | 0 | 0 | 0 | 0 | 0 | 0 | 0 | 0 | 0 | 0 | 0 | 0 | 0 | 0 | 0 | 0 | 0 | 0 | 0 | 0 | 0 | 0 | 0 | 0 | 0 | 0 | 0 | 0 | 0 | 0
Commercial_Hospital_New_Food Preparation_Natural Gas_Double Rack Oven_E10_Baseline Forecast | Commercial | Hospital | New | Food Preparation | Natural Gas | Double Rack Oven | E10 |  | Baseline Forecast | 0 | 0 | 0 | 0 | 0 | 0 | 0 | 0 | 0 | 0 | 0 | 0 | 0 | 0 | 0 | 0 | 0 | 0 | 0 | 0 | 0 | 0 | 0 | 0 | 0 | 0 | 0 | 0 | 0 | 0 | 0 | 0 | 0
Commercial_Hospital_New_Food Preparation_Natural Gas_Double Rack Oven_Vintage_Baseline Forecast | Commercial | Hospital | New | Food Preparation | Natural Gas | Double Rack Oven | Vintage |  | Baseline Forecast | 0 | 0 | 0 | 0 | 0 | 0 | 0 | 0 | 0 | 0 | 0 | 0 | 0 | 0 | 0 | 0 | 0 | 0 | 0 | 0 | 0 | 0 | 0 | 0 | 0 | 0 | 0 | 0 | 0 | 0 | 0 | 0 | 0
Commercial_Hospital_New_Food Preparation_Natural Gas_Fryer_E1_Baseline Forecast | Commercial | Hospital | New | Food Preparation | Natural Gas | Fryer | E1 |  | Baseline Forecast | 0 | 3656.4947 | 21293.1267 | 21293.1267 | 21293.1267 | 21293.1267 | 20379.003 | 15284.2523 | 11463.1892 | 8597.3919 | 5580.3406 | 0 | 0 | 0 | 0 | 0 | 0 | 0 | 0 | 0 | 0 | 0 | 0 | 0 | 0 | 0 | 0 | 0 | 0 | 0 | 0 | 0 | 0
Commercial_Hospital_New_Food Preparation_Natural Gas_Fryer_E2_Baseline Forecast | Commercial | Hospital | New | Food Preparation | Natural Gas | Fryer | E2 |  | Baseline Forecast | 0 | 1284.7144 | 7481.3688 | 22712.5081 | 42356.1278 | 69014.6735 | 94845.8743 | 122024.9077 | 145708.0825 | 167751.5614 | 189696.1332 | 214015.9534 | 232729.7576 | 251497.1082 | 270379.8969 | 289297.4733 | 308220.2198 | 327118.4525 | 345991.7826 | 364839.8169 | 383691.8816 | 402548.0039 | 421381.63 | 440192.4536 | 458980.1651 | 477771.033 | 496565.0758 | 515362.3121 | 534162.7604 | 552966.4396 | 571773.3685 | 590583.5662 | 599055.9117
Commercial_Hospital_New_Food Preparation_Natural Gas_Fryer_E3_Baseline Forecast | Commercial | Hospital | New | Food Preparation | Natural Gas | Fryer | E3 |  | Baseline Forecast | 0 | 0 | 0 | 0 | 0 | 0 | 0 | 0 | 0 | 0 | 0 | 0 | 0 | 0 | 0 | 0 | 0 | 0 | 0 | 0 | 0 | 0 | 0 | 0 | 0 | 0 | 0 | 0 | 0 | 0 | 0 | 0 | 0
Commercial_Hospital_New_Food Preparation_Natural Gas_Fryer_E4_Baseline Forecast | Commercial | Hospital | New | Food Preparation | Natural Gas | Fryer | E4 |  | Baseline Forecast | 0 | 0 | 0 | 0 | 0 | 0 | 0 | 0 | 0 | 0 | 0 | 0 | 0 | 0 | 0 | 0 | 0 | 0 | 0 | 0 | 0 | 0 | 0 | 0 | 0 | 0 | 0 | 0 | 0 | 0 | 0 | 0 | 0
Commercial_Hospital_New_Food Preparation_Natural Gas_Fryer_E5_Baseline Forecast | Commercial | Hospital | New | Food Preparation | Natural Gas | Fryer | E5 |  | Baseline Forecast | 0 | 0 | 0 | 0 | 0 | 0 | 0 | 0 | 0 | 0 | 0 | 0 | 0 | 0 | 0 | 0 | 0 | 0 | 0 | 0 | 0 | 0 | 0 | 0 | 0 | 0 | 0 | 0 | 0 | 0 | 0 | 0 | 0
Commercial_Hospital_New_Food Preparation_Natural Gas_Fryer_E6_Baseline Forecast | Commercial | Hospital | New | Food Preparation | Natural Gas | Fryer | E6 |  | Baseline Forecast | 0 | 0 | 0 | 0 | 0 | 0 | 0 | 0 | 0 | 0 | 0 | 0 | 0 | 0 | 0 | 0 | 0 | 0 | 0 | 0 | 0 | 0 | 0 | 0 | 0 | 0 | 0 | 0 | 0 | 0 | 0 | 0 | 0
Commercial_Hospital_New_Food Preparation_Natural Gas_Fryer_E7_Baseline Forecast | Commercial | Hospital | New | Food Preparation | Natural Gas | Fryer | E7 |  | Baseline Forecast | 0 | 0 | 0 | 0 | 0 | 0 | 0 | 0 | 0 | 0 | 0 | 0 | 0 | 0 | 0 | 0 | 0 | 0 | 0 | 0 | 0 | 0 | 0 | 0 | 0 | 0 | 0 | 0 | 0 | 0 | 0 | 0 | 0
Commercial_Hospital_New_Food Preparation_Natural Gas_Fryer_E8_Baseline Forecast | Commercial | Hospital | New | Food Preparation | Natural Gas | Fryer | E8 |  | Baseline Forecast | 0 | 0 | 0 | 0 | 0 | 0 | 0 | 0 | 0 | 0 | 0 | 0 | 0 | 0 | 0 | 0 | 0 | 0 | 0 | 0 | 0 | 0 | 0 | 0 | 0 | 0 | 0 | 0 | 0 | 0 | 0 | 0 | 0
Commercial_Hospital_New_Food Preparation_Natural Gas_Fryer_E9_Baseline Forecast | Commercial | Hospital | New | Food Preparation | Natural Gas | Fryer | E9 |  | Baseline Forecast | 0 | 0 | 0 | 0 | 0 | 0 | 0 | 0 | 0 | 0 | 0 | 0 | 0 | 0 | 0 | 0 | 0 | 0 | 0 | 0 | 0 | 0 | 0 | 0 | 0 | 0 | 0 | 0 | 0 | 0 | 0 | 0 | 0
Commercial_Hospital_New_Food Preparation_Natural Gas_Fryer_E10_Baseline Forecast | Commercial | Hospital | New | Food Preparation | Natural Gas | Fryer | E10 |  | Baseline Forecast | 0 | 0 | 0 | 0 | 0 | 0 | 0 | 0 | 0 | 0 | 0 | 0 | 0 | 0 | 0 | 0 | 0 | 0 | 0 | 0 | 0 | 0 | 0 | 0 | 0 | 0 | 0 | 0 | 0 | 0 | 0 | 0 | 0
Commercial_Hospital_New_Food Preparation_Natural Gas_Fryer_Vintage_Baseline Forecast | Commercial | Hospital | New | Food Preparation | Natural Gas | Fryer | Vintage |  | Baseline Forecast | 0 | 0 | 0 | 0 | 0 | 0 | 0 | 0 | 0 | 0 | 0 | 0 | 0 | 0 | 0 | 0 | 0 | 0 | 0 | 0 | 0 | 0 | 0 | 0 | 0 | 0 | 0 | 0 | 0 | 0 | 0 | 0 | 0
Commercial_Hospital_New_Food Preparation_Natural Gas_Broiler_E1_Baseline Forecast | Commercial | Hospital | New | Food Preparation | Natural Gas | Broiler | E1 |  | Baseline Forecast | 0 | 823.1899 | 4793.7406 | 7331.2005 | 10603.7659 | 15044.9958 | 19196.1026 | 22875.2747 | 26184.2401 | 29379.1816 | 32532.4471 | 35654.3855 | 38772.0465 | 41898.6282 | 45044.4415 | 48196.0503 | 51348.5204 | 54496.9066 | 57641.1441 | 60781.1674 | 63921.8622 | 67063.2329 | 70200.8559 | 73334.68 | 76464.6537 | 79595.1533 | 82726.1817 | 85857.7422 | 88989.8379 | 92122.4718 | 95255.647 | 98389.3669 | 99800.833
Commercial_Hospital_New_Food Preparation_Natural Gas_Broiler_E2_Baseline Forecast | Commercial | Hospital | New | Food Preparation | Natural Gas | Broiler | E2 |  | Baseline Forecast | 0 | 289.2289 | 1684.2872 | 2575.8272 | 3725.6475 | 5286.0796 | 6744.5766 | 8037.2587 | 9199.8682 | 10322.4152 | 11430.3193 | 12527.2165 | 13622.6109 | 14721.1396 | 15826.4254 | 16933.7474 | 18041.372 | 19147.5618 | 20252.2939 | 21355.5453 | 22459.0327 | 23562.7575 | 24665.1656 | 25766.2389 | 26865.9594 | 27965.8647 | 29065.9557 | 30166.2338 | 31266.6998 | 32367.3549 | 33468.2003 | 34569.237 | 35065.1576
Commercial_Hospital_New_Food Preparation_Natural Gas_Broiler_E3_Baseline Forecast | Commercial | Hospital | New | Food Preparation | Natural Gas | Broiler | E3 |  | Baseline Forecast | 0 | 0 | 0 | 0 | 0 | 0 | 0 | 0 | 0 | 0 | 0 | 0 | 0 | 0 | 0 | 0 | 0 | 0 | 0 | 0 | 0 | 0 | 0 | 0 | 0 | 0 | 0 | 0 | 0 | 0 | 0 | 0 | 0
Commercial_Hospital_New_Food Preparation_Natural Gas_Broiler_E4_Baseline Forecast | Commercial | Hospital | New | Food Preparation | Natural Gas | Broiler | E4 |  | Baseline Forecast | 0 | 0 | 0 | 0 | 0 | 0 | 0 | 0 | 0 | 0 | 0 | 0 | 0 | 0 | 0 | 0 | 0 | 0 | 0 | 0 | 0 | 0 | 0 | 0 | 0 | 0 | 0 | 0 | 0 | 0 | 0 | 0 | 0
Commercial_Hospital_New_Food Preparation_Natural Gas_Broiler_E5_Baseline Forecast | Commercial | Hospital | New | Food Preparation | Natural Gas | Broiler | E5 |  | Baseline Forecast | 0 | 0 | 0 | 0 | 0 | 0 | 0 | 0 | 0 | 0 | 0 | 0 | 0 | 0 | 0 | 0 | 0 | 0 | 0 | 0 | 0 | 0 | 0 | 0 | 0 | 0 | 0 | 0 | 0 | 0 | 0 | 0 | 0
Commercial_Hospital_New_Food Preparation_Natural Gas_Broiler_E6_Baseline Forecast | Commercial | Hospital | New | Food Preparation | Natural Gas | Broiler | E6 |  | Baseline Forecast | 0 | 0 | 0 | 0 | 0 | 0 | 0 | 0 | 0 | 0 | 0 | 0 | 0 | 0 | 0 | 0 | 0 | 0 | 0 | 0 | 0 | 0 | 0 | 0 | 0 | 0 | 0 | 0 | 0 | 0 | 0 | 0 | 0
Commercial_Hospital_New_Food Preparation_Natural Gas_Broiler_E7_Baseline Forecast | Commercial | Hospital | New | Food Preparation | Natural Gas | Broiler | E7 |  | Baseline Forecast | 0 | 0 | 0 | 0 | 0 | 0 | 0 | 0 | 0 | 0 | 0 | 0 | 0 | 0 | 0 | 0 | 0 | 0 | 0 | 0 | 0 | 0 | 0 | 0 | 0 | 0 | 0 | 0 | 0 | 0 | 0 | 0 | 0
Commercial_Hospital_New_Food Preparation_Natural Gas_Broiler_E8_Baseline Forecast | Commercial | Hospital | New | Food Preparation | Natural Gas | Broiler | E8 |  | Baseline Forecast | 0 | 0 | 0 | 0 | 0 | 0 | 0 | 0 | 0 | 0 | 0 | 0 | 0 | 0 | 0 | 0 | 0 | 0 | 0 | 0 | 0 | 0 | 0 | 0 | 0 | 0 | 0 | 0 | 0 | 0 | 0 | 0 | 0
Commercial_Hospital_New_Food Preparation_Natural Gas_Broiler_E9_Baseline Forecast | Commercial | Hospital | New | Food Preparation | Natural Gas | Broiler | E9 |  | Baseline Forecast | 0 | 0 | 0 | 0 | 0 | 0 | 0 | 0 | 0 | 0 | 0 | 0 | 0 | 0 | 0 | 0 | 0 | 0 | 0 | 0 | 0 | 0 | 0 | 0 | 0 | 0 | 0 | 0 | 0 | 0 | 0 | 0 | 0
Commercial_Hospital_New_Food Preparation_Natural Gas_Broiler_E10_Baseline Forecast | Commercial | Hospital | New | Food Preparation | Natural Gas | Broiler | E10 |  | Baseline Forecast | 0 | 0 | 0 | 0 | 0 | 0 | 0 | 0 | 0 | 0 | 0 | 0 | 0 | 0 | 0 | 0 | 0 | 0 | 0 | 0 | 0 | 0 | 0 | 0 | 0 | 0 | 0 | 0 | 0 | 0 | 0 | 0 | 0
Commercial_Hospital_New_Food Preparation_Natural Gas_Broiler_Vintage_Baseline Forecast | Commercial | Hospital | New | Food Preparation | Natural Gas | Broiler | Vintage |  | Baseline Forecast | 0 | 0 | 0 | 0 | 0 | 0 | 0 | 0 | 0 | 0 | 0 | 0 | 0 | 0 | 0 | 0 | 0 | 0 | 0 | 0 | 0 | 0 | 0 | 0 | 0 | 0 | 0 | 0 | 0 | 0 | 0 | 0 | 0
Commercial_Hospital_New_Food Preparation_Natural Gas_Griddle_E1_Baseline Forecast | Commercial | Hospital | New | Food Preparation | Natural Gas | Griddle | E1 |  | Baseline Forecast | 0 | 789.8173 | 4599.3997 | 7033.9897 | 10173.8835 | 14435.0636 | 18417.8822 | 21947.8987 | 25122.7169 | 28188.1337 | 31213.5641 | 34208.9375 | 37200.2068 | 40200.0351 | 43218.3155 | 46242.1563 | 49266.8236 | 52287.5725 | 55304.341 | 58317.066 | 61330.4353 | 64344.4532 | 67354.8752 | 70361.6524 | 73364.7353 | 76368.3227 | 79372.4176 | 82377.023 | 85382.1417 | 88387.777 | 91393.9316 | 94400.6088 | 95754.8533
Commercial_Hospital_New_Food Preparation_Natural Gas_Griddle_E2_Baseline Forecast | Commercial | Hospital | New | Food Preparation | Natural Gas | Griddle | E2 |  | Baseline Forecast | 0 | 322.6015 | 1878.6281 | 2873.038 | 4155.5299 | 5896.0119 | 7522.797 | 8964.6347 | 10261.3914 | 11513.4631 | 12749.2022 | 13972.6646 | 15194.4507 | 16419.7327 | 17652.5514 | 18887.6413 | 20123.0688 | 21356.8958 | 22589.097 | 23819.6467 | 25050.4595 | 26281.5372 | 27511.1462 | 28739.2665 | 29965.8778 | 31192.6952 | 32419.7199 | 33646.953 | 34874.3959 | 36102.0497 | 37329.9157 | 38557.9951 | 39111.1373
Commercial_Hospital_New_Food Preparation_Natural Gas_Griddle_E3_Baseline Forecast | Commercial | Hospital | New | Food Preparation | Natural Gas | Griddle | E3 |  | Baseline Forecast | 0 | 0 | 0 | 0 | 0 | 0 | 0 | 0 | 0 | 0 | 0 | 0 | 0 | 0 | 0 | 0 | 0 | 0 | 0 | 0 | 0 | 0 | 0 | 0 | 0 | 0 | 0 | 0 | 0 | 0 | 0 | 0 | 0
Commercial_Hospital_New_Food Preparation_Natural Gas_Griddle_E4_Baseline Forecast | Commercial | Hospital | New | Food Preparation | Natural Gas | Griddle | E4 |  | Baseline Forecast | 0 | 0 | 0 | 0 | 0 | 0 | 0 | 0 | 0 | 0 | 0 | 0 | 0 | 0 | 0 | 0 | 0 | 0 | 0 | 0 | 0 | 0 | 0 | 0 | 0 | 0 | 0 | 0 | 0 | 0 | 0 | 0 | 0
Commercial_Hospital_New_Food Preparation_Natural Gas_Griddle_E5_Baseline Forecast | Commercial | Hospital | New | Food Preparation | Natural Gas | Griddle | E5 |  | Baseline Forecast | 0 | 0 | 0 | 0 | 0 | 0 | 0 | 0 | 0 | 0 | 0 | 0 | 0 | 0 | 0 | 0 | 0 | 0 | 0 | 0 | 0 | 0 | 0 | 0 | 0 | 0 | 0 | 0 | 0 | 0 | 0 | 0 | 0
Commercial_Hospital_New_Food Preparation_Natural Gas_Griddle_E6_Baseline Forecast | Commercial | Hospital | New | Food Preparation | Natural Gas | Griddle | E6 |  | Baseline Forecast | 0 | 0 | 0 | 0 | 0 | 0 | 0 | 0 | 0 | 0 | 0 | 0 | 0 | 0 | 0 | 0 | 0 | 0 | 0 | 0 | 0 | 0 | 0 | 0 | 0 | 0 | 0 | 0 | 0 | 0 | 0 | 0 | 0
Commercial_Hospital_New_Food Preparation_Natural Gas_Griddle_E7_Baseline Forecast | Commercial | Hospital | New | Food Preparation | Natural Gas | Griddle | E7 |  | Baseline Forecast | 0 | 0 | 0 | 0 | 0 | 0 | 0 | 0 | 0 | 0 | 0 | 0 | 0 | 0 | 0 | 0 | 0 | 0 | 0 | 0 | 0 | 0 | 0 | 0 | 0 | 0 | 0 | 0 | 0 | 0 | 0 | 0 | 0
Commercial_Hospital_New_Food Preparation_Natural Gas_Griddle_E8_Baseline Forecast | Commercial | Hospital | New | Food Preparation | Natural Gas | Griddle | E8 |  | Baseline Forecast | 0 | 0 | 0 | 0 | 0 | 0 | 0 | 0 | 0 | 0 | 0 | 0 | 0 | 0 | 0 | 0 | 0 | 0 | 0 | 0 | 0 | 0 | 0 | 0 | 0 | 0 | 0 | 0 | 0 | 0 | 0 | 0 | 0
Commercial_Hospital_New_Food Preparation_Natural Gas_Griddle_E9_Baseline Forecast | Commercial | Hospital | New | Food Preparation | Natural Gas | Griddle | E9 |  | Baseline Forecast | 0 | 0 | 0 | 0 | 0 | 0 | 0 | 0 | 0 | 0 | 0 | 0 | 0 | 0 | 0 | 0 | 0 | 0 | 0 | 0 | 0 | 0 | 0 | 0 | 0 | 0 | 0 | 0 | 0 | 0 | 0 | 0 | 0
Commercial_Hospital_New_Food Preparation_Natural Gas_Griddle_E10_Baseline Forecast | Commercial | Hospital | New | Food Preparation | Natural Gas | Griddle | E10 |  | Baseline Forecast | 0 | 0 | 0 | 0 | 0 | 0 | 0 | 0 | 0 | 0 | 0 | 0 | 0 | 0 | 0 | 0 | 0 | 0 | 0 | 0 | 0 | 0 | 0 | 0 | 0 | 0 | 0 | 0 | 0 | 0 | 0 | 0 | 0
Commercial_Hospital_New_Food Preparation_Natural Gas_Griddle_Vintage_Baseline Forecast | Commercial | Hospital | New | Food Preparation | Natural Gas | Griddle | Vintage |  | Baseline Forecast | 0 | 0 | 0 | 0 | 0 | 0 | 0 | 0 | 0 | 0 | 0 | 0 | 0 | 0 | 0 | 0 | 0 | 0 | 0 | 0 | 0 | 0 | 0 | 0 | 0 | 0 | 0 | 0 | 0 | 0 | 0 | 0 | 0
Commercial_Hospital_New_Food Preparation_Natural Gas_Range_E1_Baseline Forecast | Commercial | Hospital | New | Food Preparation | Natural Gas | Range | E1 |  | Baseline Forecast | 0 | 1928.1255 | 11228.1911 | 17171.5843 | 24836.7861 | 35239.3054 | 44962.2804 | 53579.8614 | 61330.3217 | 68813.7082 | 76199.4786 | 83511.8729 | 90814.2483 | 98137.5183 | 105505.8337 | 112887.7237 | 120271.6312 | 127645.9731 | 135010.5977 | 142365.3515 | 149721.678 | 157079.5878 | 164428.7193 | 171768.953 | 179100.1681 | 186432.6148 | 193766.3004 | 201101.2321 | 208437.4172 | 215774.863 | 223113.5769 | 230453.5664 | 233759.5884
Commercial_Hospital_New_Food Preparation_Natural Gas_Range_E2_Baseline Forecast | Commercial | Hospital | New | Food Preparation | Natural Gas | Range | E2 |  | Baseline Forecast | 0 | 2774.6197 | 16157.6408 | 24710.3286 | 35740.7409 | 50710.2199 | 64701.8181 | 77102.7274 | 88255.8288 | 99024.6045 | 109652.9082 | 120175.622 | 130683.9183 | 141222.2824 | 151825.468 | 162448.1878 | 173073.8108 | 183685.6686 | 194283.543 | 204867.2131 | 215453.1464 | 226041.3581 | 236616.9376 | 247179.7129 | 257729.5101 | 268281.0798 | 278834.4322 | 289389.5778 | 299946.5271 | 310505.2907 | 321065.879 | 331628.3029 | 336385.7491
Commercial_Hospital_New_Food Preparation_Natural Gas_Range_E3_Baseline Forecast | Commercial | Hospital | New | Food Preparation | Natural Gas | Range | E3 |  | Baseline Forecast | 0 | 0 | 0 | 0 | 0 | 0 | 0 | 0 | 0 | 0 | 0 | 0 | 0 | 0 | 0 | 0 | 0 | 0 | 0 | 0 | 0 | 0 | 0 | 0 | 0 | 0 | 0 | 0 | 0 | 0 | 0 | 0 | 0
Commercial_Hospital_New_Food Preparation_Natural Gas_Range_E4_Baseline Forecast | Commercial | Hospital | New | Food Preparation | Natural Gas | Range | E4 |  | Baseline Forecast | 0 | 0 | 0 | 0 | 0 | 0 | 0 | 0 | 0 | 0 | 0 | 0 | 0 | 0 | 0 | 0 | 0 | 0 | 0 | 0 | 0 | 0 | 0 | 0 | 0 | 0 | 0 | 0 | 0 | 0 | 0 | 0 | 0
Commercial_Hospital_New_Food Preparation_Natural Gas_Range_E5_Baseline Forecast | Commercial | Hospital | New | Food Preparation | Natural Gas | Range | E5 |  | Baseline Forecast | 0 | 0 | 0 | 0 | 0 | 0 | 0 | 0 | 0 | 0 | 0 | 0 | 0 | 0 | 0 | 0 | 0 | 0 | 0 | 0 | 0 | 0 | 0 | 0 | 0 | 0 | 0 | 0 | 0 | 0 | 0 | 0 | 0
Commercial_Hospital_New_Food Preparation_Natural Gas_Range_E6_Baseline Forecast | Commercial | Hospital | New | Food Preparation | Natural Gas | Range | E6 |  | Baseline Forecast | 0 | 0 | 0 | 0 | 0 | 0 | 0 | 0 | 0 | 0 | 0 | 0 | 0 | 0 | 0 | 0 | 0 | 0 | 0 | 0 | 0 | 0 | 0 | 0 | 0 | 0 | 0 | 0 | 0 | 0 | 0 | 0 | 0
Commercial_Hospital_New_Food Preparation_Natural Gas_Range_E7_Baseline Forecast | Commercial | Hospital | New | Food Preparation | Natural Gas | Range | E7 |  | Baseline Forecast | 0 | 0 | 0 | 0 | 0 | 0 | 0 | 0 | 0 | 0 | 0 | 0 | 0 | 0 | 0 | 0 | 0 | 0 | 0 | 0 | 0 | 0 | 0 | 0 | 0 | 0 | 0 | 0 | 0 | 0 | 0 | 0 | 0
Commercial_Hospital_New_Food Preparation_Natural Gas_Range_E8_Baseline Forecast | Commercial | Hospital | New | Food Preparation | Natural Gas | Range | E8 |  | Baseline Forecast | 0 | 0 | 0 | 0 | 0 | 0 | 0 | 0 | 0 | 0 | 0 | 0 | 0 | 0 | 0 | 0 | 0 | 0 | 0 | 0 | 0 | 0 | 0 | 0 | 0 | 0 | 0 | 0 | 0 | 0 | 0 | 0 | 0
Commercial_Hospital_New_Food Preparation_Natural Gas_Range_E9_Baseline Forecast | Commercial | Hospital | New | Food Preparation | Natural Gas | Range | E9 |  | Baseline Forecast | 0 | 0 | 0 | 0 | 0 | 0 | 0 | 0 | 0 | 0 | 0 | 0 | 0 | 0 | 0 | 0 | 0 | 0 | 0 | 0 | 0 | 0 | 0 | 0 | 0 | 0 | 0 | 0 | 0 | 0 | 0 | 0 | 0
Commercial_Hospital_New_Food Preparation_Natural Gas_Range_E10_Baseline Forecast | Commercial | Hospital | New | Food Preparation | Natural Gas | Range | E10 |  | Baseline Forecast | 0 | 0 | 0 | 0 | 0 | 0 | 0 | 0 | 0 | 0 | 0 | 0 | 0 | 0 | 0 | 0 | 0 | 0 | 0 | 0 | 0 | 0 | 0 | 0 | 0 | 0 | 0 | 0 | 0 | 0 | 0 | 0 | 0
Commercial_Hospital_New_Food Preparation_Natural Gas_Range_Vintage_Baseline Forecast | Commercial | Hospital | New | Food Preparation | Natural Gas | Range | Vintage |  | Baseline Forecast | 0 | 0 | 0 | 0 | 0 | 0 | 0 | 0 | 0 | 0 | 0 | 0 | 0 | 0 | 0 | 0 | 0 | 0 | 0 | 0 | 0 | 0 | 0 | 0 | 0 | 0 | 0 | 0 | 0 | 0 | 0 | 0 | 0
Commercial_Hospital_New_Food Preparation_Natural Gas_Steamer_E1_Baseline Forecast | Commercial | Hospital | New | Food Preparation | Natural Gas | Steamer | E1 |  | Baseline Forecast | 0 | 258.3926 | 1504.716 | 1504.716 | 1504.716 | 1504.716 | 1504.716 | 1504.716 | 1504.716 | 1504.716 | 1476.0057 | 1312.0051 | 1166.2268 | 1036.646 | 921.4631 | 819.0783 | 728.0696 | 647.173 | 575.2649 | 431.7756 | 0 | 0 | 0 | 0 | 0 | 0 | 0 | 0 | 0 | 0 | 0 | 0 | 0
Commercial_Hospital_New_Food Preparation_Natural Gas_Steamer_E2_Baseline Forecast | Commercial | Hospital | New | Food Preparation | Natural Gas | Steamer | E2 |  | Baseline Forecast | 0 | 258.3926 | 1504.716 | 3097.692 | 5152.1551 | 7940.2867 | 10546.2838 | 12856.008 | 14933.3225 | 16939.0546 | 18947.3335 | 21071.2361 | 23174.2311 | 25266.6288 | 27356.7019 | 29437.6152 | 31507.6932 | 33565.0953 | 35610.9044 | 37725.6491 | 40129.1016 | 42101.2028 | 44070.9513 | 46038.3149 | 48003.2613 | 49968.5379 | 51934.1464 | 53900.089 | 55866.3675 | 57832.9839 | 59799.9402 | 61767.2384 | 62653.3338
Commercial_Hospital_New_Food Preparation_Natural Gas_Steamer_E3_Baseline Forecast | Commercial | Hospital | New | Food Preparation | Natural Gas | Steamer | E3 |  | Baseline Forecast | 0 | 0 | 0 | 0 | 0 | 0 | 0 | 0 | 0 | 0 | 0 | 0 | 0 | 0 | 0 | 0 | 0 | 0 | 0 | 0 | 0 | 0 | 0 | 0 | 0 | 0 | 0 | 0 | 0 | 0 | 0 | 0 | 0
Commercial_Hospital_New_Food Preparation_Natural Gas_Steamer_E4_Baseline Forecast | Commercial | Hospital | New | Food Preparation | Natural Gas | Steamer | E4 |  | Baseline Forecast | 0 | 0 | 0 | 0 | 0 | 0 | 0 | 0 | 0 | 0 | 0 | 0 | 0 | 0 | 0 | 0 | 0 | 0 | 0 | 0 | 0 | 0 | 0 | 0 | 0 | 0 | 0 | 0 | 0 | 0 | 0 | 0 | 0
Commercial_Hospital_New_Food Preparation_Natural Gas_Steamer_E5_Baseline Forecast | Commercial | Hospital | New | Food Preparation | Natural Gas | Steamer | E5 |  | Baseline Forecast | 0 | 0 | 0 | 0 | 0 | 0 | 0 | 0 | 0 | 0 | 0 | 0 | 0 | 0 | 0 | 0 | 0 | 0 | 0 | 0 | 0 | 0 | 0 | 0 | 0 | 0 | 0 | 0 | 0 | 0 | 0 | 0 | 0
Commercial_Hospital_New_Food Preparation_Natural Gas_Steamer_E6_Baseline Forecast | Commercial | Hospital | New | Food Preparation | Natural Gas | Steamer | E6 |  | Baseline Forecast | 0 | 0 | 0 | 0 | 0 | 0 | 0 | 0 | 0 | 0 | 0 | 0 | 0 | 0 | 0 | 0 | 0 | 0 | 0 | 0 | 0 | 0 | 0 | 0 | 0 | 0 | 0 | 0 | 0 | 0 | 0 | 0 | 0
Commercial_Hospital_New_Food Preparation_Natural Gas_Steamer_E7_Baseline Forecast | Commercial | Hospital | New | Food Preparation | Natural Gas | Steamer | E7 |  | Baseline Forecast | 0 | 0 | 0 | 0 | 0 | 0 | 0 | 0 | 0 | 0 | 0 | 0 | 0 | 0 | 0 | 0 | 0 | 0 | 0 | 0 | 0 | 0 | 0 | 0 | 0 | 0 | 0 | 0 | 0 | 0 | 0 | 0 | 0
Commercial_Hospital_New_Food Preparation_Natural Gas_Steamer_E8_Baseline Forecast | Commercial | Hospital | New | Food Preparation | Natural Gas | Steamer | E8 |  | Baseline Forecast | 0 | 0 | 0 | 0 | 0 | 0 | 0 | 0 | 0 | 0 | 0 | 0 | 0 | 0 | 0 | 0 | 0 | 0 | 0 | 0 | 0 | 0 | 0 | 0 | 0 | 0 | 0 | 0 | 0 | 0 | 0 | 0 | 0
Commercial_Hospital_New_Food Preparation_Natural Gas_Steamer_E9_Baseline Forecast | Commercial | Hospital | New | Food Preparation | Natural Gas | Steamer | E9 |  | Baseline Forecast | 0 | 0 | 0 | 0 | 0 | 0 | 0 | 0 | 0 | 0 | 0 | 0 | 0 | 0 | 0 | 0 | 0 | 0 | 0 | 0 | 0 | 0 | 0 | 0 | 0 | 0 | 0 | 0 | 0 | 0 | 0 | 0 | 0
Commercial_Hospital_New_Food Preparation_Natural Gas_Steamer_E10_Baseline Forecast | Commercial | Hospital | New | Food Preparation | Natural Gas | Steamer | E10 |  | Baseline Forecast | 0 | 0 | 0 | 0 | 0 | 0 | 0 | 0 | 0 | 0 | 0 | 0 | 0 | 0 | 0 | 0 | 0 | 0 | 0 | 0 | 0 | 0 | 0 | 0 | 0 | 0 | 0 | 0 | 0 | 0 | 0 | 0 | 0
Commercial_Hospital_New_Food Preparation_Natural Gas_Steamer_Vintage_Baseline Forecast | Commercial | Hospital | New | Food Preparation | Natural Gas | Steamer | Vintage |  | Baseline Forecast | 0 | 0 | 0 | 0 | 0 | 0 | 0 | 0 | 0 | 0 | 0 | 0 | 0 | 0 | 0 | 0 | 0 | 0 | 0 | 0 | 0 | 0 | 0 | 0 | 0 | 0 | 0 | 0 | 0 | 0 | 0 | 0 | 0
Commercial_Hospital_New_Food Preparation_Natural Gas_Food Prep Other_E1_Baseline Forecast | Commercial | Hospital | New | Food Preparation | Natural Gas | Food Prep Other | E1 |  | Baseline Forecast | 0 | 0 | 0 | 0 | 0 | 0 | 0 | 0 | 0 | 0 | 0 | 0 | 0 | 0 | 0 | 0 | 0 | 0 | 0 | 0 | 0 | 0 | 0 | 0 | 0 | 0 | 0 | 0 | 0 | 0 | 0 | 0 | 0
Commercial_Hospital_New_Food Preparation_Natural Gas_Food Prep Other_E2_Baseline Forecast | Commercial | Hospital | New | Food Preparation | Natural Gas | Food Prep Other | E2 |  | Baseline Forecast | 0 | 0 | 0 | 0 | 0 | 0 | 0 | 0 | 0 | 0 | 0 | 0 | 0 | 0 | 0 | 0 | 0 | 0 | 0 | 0 | 0 | 0 | 0 | 0 | 0 | 0 | 0 | 0 | 0 | 0 | 0 | 0 | 0
Commercial_Hospital_New_Food Preparation_Natural Gas_Food Prep Other_E3_Baseline Forecast | Commercial | Hospital | New | Food Preparation | Natural Gas | Food Prep Other | E3 |  | Baseline Forecast | 0 | 0 | 0 | 0 | 0 | 0 | 0 | 0 | 0 | 0 | 0 | 0 | 0 | 0 | 0 | 0 | 0 | 0 | 0 | 0 | 0 | 0 | 0 | 0 | 0 | 0 | 0 | 0 | 0 | 0 | 0 | 0 | 0
Commercial_Hospital_New_Food Preparation_Natural Gas_Food Prep Other_E4_Baseline Forecast | Commercial | Hospital | New | Food Preparation | Natural Gas | Food Prep Other | E4 |  | Baseline Forecast | 0 | 0 | 0 | 0 | 0 | 0 | 0 | 0 | 0 | 0 | 0 | 0 | 0 | 0 | 0 | 0 | 0 | 0 | 0 | 0 | 0 | 0 | 0 | 0 | 0 | 0 | 0 | 0 | 0 | 0 | 0 | 0 | 0
Commercial_Hospital_New_Food Preparation_Natural Gas_Food Prep Other_E5_Baseline Forecast | Commercial | Hospital | New | Food Preparation | Natural Gas | Food Prep Other | E5 |  | Baseline Forecast | 0 | 0 | 0 | 0 | 0 | 0 | 0 | 0 | 0 | 0 | 0 | 0 | 0 | 0 | 0 | 0 | 0 | 0 | 0 | 0 | 0 | 0 | 0 | 0 | 0 | 0 | 0 | 0 | 0 | 0 | 0 | 0 | 0
Commercial_Hospital_New_Food Preparation_Natural Gas_Food Prep Other_E6_Baseline Forecast | Commercial | Hospital | New | Food Preparation | Natural Gas | Food Prep Other | E6 |  | Baseline Forecast | 0 | 0 | 0 | 0 | 0 | 0 | 0 | 0 | 0 | 0 | 0 | 0 | 0 | 0 | 0 | 0 | 0 | 0 | 0 | 0 | 0 | 0 | 0 | 0 | 0 | 0 | 0 | 0 | 0 | 0 | 0 | 0 | 0
Commercial_Hospital_New_Food Preparation_Natural Gas_Food Prep Other_E7_Baseline Forecast | Commercial | Hospital | New | Food Preparation | Natural Gas | Food Prep Other | E7 |  | Baseline Forecast | 0 | 0 | 0 | 0 | 0 | 0 | 0 | 0 | 0 | 0 | 0 | 0 | 0 | 0 | 0 | 0 | 0 | 0 | 0 | 0 | 0 | 0 | 0 | 0 | 0 | 0 | 0 | 0 | 0 | 0 | 0 | 0 | 0
Commercial_Hospital_New_Food Preparation_Natural Gas_Food Prep Other_E8_Baseline Forecast | Commercial | Hospital | New | Food Preparation | Natural Gas | Food Prep Other | E8 |  | Baseline Forecast | 0 | 0 | 0 | 0 | 0 | 0 | 0 | 0 | 0 | 0 | 0 | 0 | 0 | 0 | 0 | 0 | 0 | 0 | 0 | 0 | 0 | 0 | 0 | 0 | 0 | 0 | 0 | 0 | 0 | 0 | 0 | 0 | 0
Commercial_Hospital_New_Food Preparation_Natural Gas_Food Prep Other_E9_Baseline Forecast | Commercial | Hospital | New | Food Preparation | Natural Gas | Food Prep Other | E9 |  | Baseline Forecast | 0 | 0 | 0 | 0 | 0 | 0 | 0 | 0 | 0 | 0 | 0 | 0 | 0 | 0 | 0 | 0 | 0 | 0 | 0 | 0 | 0 | 0 | 0 | 0 | 0 | 0 | 0 | 0 | 0 | 0 | 0 | 0 | 0
Commercial_Hospital_New_Food Preparation_Natural Gas_Food Prep Other_E10_Baseline Forecast | Commercial | Hospital | New | Food Preparation | Natural Gas | Food Prep Other | E10 |  | Baseline Forecast | 0 | 0 | 0 | 0 | 0 | 0 | 0 | 0 | 0 | 0 | 0 | 0 | 0 | 0 | 0 | 0 | 0 | 0 | 0 | 0 | 0 | 0 | 0 | 0 | 0 | 0 | 0 | 0 | 0 | 0 | 0 | 0 | 0
Commercial_Hospital_New_Food Preparation_Natural Gas_Food Prep Other_Vintage_Baseline Forecast | Commercial | Hospital | New | Food Preparation | Natural Gas | Food Prep Other | Vintage |  | Baseline Forecast | 0 | 0 | 0 | 0 | 0 | 0 | 0 | 0 | 0 | 0 | 0 | 0 | 0 | 0 | 0 | 0 | 0 | 0 | 0 | 0 | 0 | 0 | 0 | 0 | 0 | 0 | 0 | 0 | 0 | 0 | 0 | 0 | 0
Commercial_Hospital_New_Miscellaneous_Natural Gas_Pool Heater_E1_Baseline Forecast | Commercial | Hospital | New | Miscellaneous | Natural Gas | Pool Heater | E1 |  | Baseline Forecast | 0 | 0 | 0 | 0 | 0 | 0 | 0 | 0 | 0 | 0 | 0 | 0 | 0 | 0 | 0 | 0 | 0 | 0 | 0 | 0 | 0 | 0 | 0 | 0 | 0 | 0 | 0 | 0 | 0 | 0 | 0 | 0 | 0
Commercial_Hospital_New_Miscellaneous_Natural Gas_Pool Heater_E2_Baseline Forecast | Commercial | Hospital | New | Miscellaneous | Natural Gas | Pool Heater | E2 |  | Baseline Forecast | 0 | 0 | 0 | 0 | 0 | 0 | 0 | 0 | 0 | 0 | 0 | 0 | 0 | 0 | 0 | 0 | 0 | 0 | 0 | 0 | 0 | 0 | 0 | 0 | 0 | 0 | 0 | 0 | 0 | 0 | 0 | 0 | 0
Commercial_Hospital_New_Miscellaneous_Natural Gas_Pool Heater_E3_Baseline Forecast | Commercial | Hospital | New | Miscellaneous | Natural Gas | Pool Heater | E3 |  | Baseline Forecast | 0 | 0 | 0 | 0 | 0 | 0 | 0 | 0 | 0 | 0 | 0 | 0 | 0 | 0 | 0 | 0 | 0 | 0 | 0 | 0 | 0 | 0 | 0 | 0 | 0 | 0 | 0 | 0 | 0 | 0 | 0 | 0 | 0
Commercial_Hospital_New_Miscellaneous_Natural Gas_Pool Heater_E4_Baseline Forecast | Commercial | Hospital | New | Miscellaneous | Natural Gas | Pool Heater | E4 |  | Baseline Forecast | 0 | 0 | 0 | 0 | 0 | 0 | 0 | 0 | 0 | 0 | 0 | 0 | 0 | 0 | 0 | 0 | 0 | 0 | 0 | 0 | 0 | 0 | 0 | 0 | 0 | 0 | 0 | 0 | 0 | 0 | 0 | 0 | 0
Commercial_Hospital_New_Miscellaneous_Natural Gas_Pool Heater_E5_Baseline Forecast | Commercial | Hospital | New | Miscellaneous | Natural Gas | Pool Heater | E5 |  | Baseline Forecast | 0 | 0 | 0 | 0 | 0 | 0 | 0 | 0 | 0 | 0 | 0 | 0 | 0 | 0 | 0 | 0 | 0 | 0 | 0 | 0 | 0 | 0 | 0 | 0 | 0 | 0 | 0 | 0 | 0 | 0 | 0 | 0 | 0
Commercial_Hospital_New_Miscellaneous_Natural Gas_Pool Heater_E6_Baseline Forecast | Commercial | Hospital | New | Miscellaneous | Natural Gas | Pool Heater | E6 |  | Baseline Forecast | 0 | 0 | 0 | 0 | 0 | 0 | 0 | 0 | 0 | 0 | 0 | 0 | 0 | 0 | 0 | 0 | 0 | 0 | 0 | 0 | 0 | 0 | 0 | 0 | 0 | 0 | 0 | 0 | 0 | 0 | 0 | 0 | 0
Commercial_Hospital_New_Miscellaneous_Natural Gas_Pool Heater_E7_Baseline Forecast | Commercial | Hospital | New | Miscellaneous | Natural Gas | Pool Heater | E7 |  | Baseline Forecast | 0 | 0 | 0 | 0 | 0 | 0 | 0 | 0 | 0 | 0 | 0 | 0 | 0 | 0 | 0 | 0 | 0 | 0 | 0 | 0 | 0 | 0 | 0 | 0 | 0 | 0 | 0 | 0 | 0 | 0 | 0 | 0 | 0
Commercial_Hospital_New_Miscellaneous_Natural Gas_Pool Heater_E8_Baseline Forecast | Commercial | Hospital | New | Miscellaneous | Natural Gas | Pool Heater | E8 |  | Baseline Forecast | 0 | 0 | 0 | 0 | 0 | 0 | 0 | 0 | 0 | 0 | 0 | 0 | 0 | 0 | 0 | 0 | 0 | 0 | 0 | 0 | 0 | 0 | 0 | 0 | 0 | 0 | 0 | 0 | 0 | 0 | 0 | 0 | 0
Commercial_Hospital_New_Miscellaneous_Natural Gas_Pool Heater_E9_Baseline Forecast | Commercial | Hospital | New | Miscellaneous | Natural Gas | Pool Heater | E9 |  | Baseline Forecast | 0 | 0 | 0 | 0 | 0 | 0 | 0 | 0 | 0 | 0 | 0 | 0 | 0 | 0 | 0 | 0 | 0 | 0 | 0 | 0 | 0 | 0 | 0 | 0 | 0 | 0 | 0 | 0 | 0 | 0 | 0 | 0 | 0
Commercial_Hospital_New_Miscellaneous_Natural Gas_Pool Heater_E10_Baseline Forecast | Commercial | Hospital | New | Miscellaneous | Natural Gas | Pool Heater | E10 |  | Baseline Forecast | 0 | 0 | 0 | 0 | 0 | 0 | 0 | 0 | 0 | 0 | 0 | 0 | 0 | 0 | 0 | 0 | 0 | 0 | 0 | 0 | 0 | 0 | 0 | 0 | 0 | 0 | 0 | 0 | 0 | 0 | 0 | 0 | 0
Commercial_Hospital_New_Miscellaneous_Natural Gas_Pool Heater_Vintage_Baseline Forecast | Commercial | Hospital | New | Miscellaneous | Natural Gas | Pool Heater | Vintage |  | Baseline Forecast | 0 | 0 | 0 | 0 | 0 | 0 | 0 | 0 | 0 | 0 | 0 | 0 | 0 | 0 | 0 | 0 | 0 | 0 | 0 | 0 | 0 | 0 | 0 | 0 | 0 | 0 | 0 | 0 | 0 | 0 | 0 | 0 | 0
Commercial_Hospital_New_Miscellaneous_Natural Gas_Miscellaneous_E1_Baseline Forecast | Commercial | Hospital | New | Miscellaneous | Natural Gas | Miscellaneous | E1 |  | Baseline Forecast | 0 | 21601.6209 | 125794.2606 | 192380.6548 | 278257.212 | 394801.1162 | 503731.7933 | 600278.2648 | 687110.0098 | 770949.6125 | 853695.5792 | 935619.4819 | 1017431.1393 | 1099476.8866 | 1182027.2979 | 1264729.7915 | 1347454.8875 | 1430072.8159 | 1512581.8768 | 1594980.3513 | 1677396.4459 | 1759830.2788 | 1842165.7648 | 1924401.5641 | 2006536.3239 | 2088684.8827 | 2170847.3211 | 2253023.7202 | 2335214.1618 | 2417418.7279 | 2499637.5011 | 2581870.5644 | 2618909.3523
Commercial_Hospital_New_Miscellaneous_Natural Gas_Miscellaneous_E2_Baseline Forecast | Commercial | Hospital | New | Miscellaneous | Natural Gas | Miscellaneous | E2 |  | Baseline Forecast | 0 | 0 | 0 | 0 | 0 | 0 | 0 | 0 | 0 | 0 | 0 | 0 | 0 | 0 | 0 | 0 | 0 | 0 | 0 | 0 | 0 | 0 | 0 | 0 | 0 | 0 | 0 | 0 | 0 | 0 | 0 | 0 | 0
Commercial_Hospital_New_Miscellaneous_Natural Gas_Miscellaneous_E3_Baseline Forecast | Commercial | Hospital | New | Miscellaneous | Natural Gas | Miscellaneous | E3 |  | Baseline Forecast | 0 | 0 | 0 | 0 | 0 | 0 | 0 | 0 | 0 | 0 | 0 | 0 | 0 | 0 | 0 | 0 | 0 | 0 | 0 | 0 | 0 | 0 | 0 | 0 | 0 | 0 | 0 | 0 | 0 | 0 | 0 | 0 | 0
Commercial_Hospital_New_Miscellaneous_Natural Gas_Miscellaneous_E4_Baseline Forecast | Commercial | Hospital | New | Miscellaneous | Natural Gas | Miscellaneous | E4 |  | Baseline Forecast | 0 | 0 | 0 | 0 | 0 | 0 | 0 | 0 | 0 | 0 | 0 | 0 | 0 | 0 | 0 | 0 | 0 | 0 | 0 | 0 | 0 | 0 | 0 | 0 | 0 | 0 | 0 | 0 | 0 | 0 | 0 | 0 | 0
Commercial_Hospital_New_Miscellaneous_Natural Gas_Miscellaneous_E5_Baseline Forecast | Commercial | Hospital | New | Miscellaneous | Natural Gas | Miscellaneous | E5 |  | Baseline Forecast | 0 | 0 | 0 | 0 | 0 | 0 | 0 | 0 | 0 | 0 | 0 | 0 | 0 | 0 | 0 | 0 | 0 | 0 | 0 | 0 | 0 | 0 | 0 | 0 | 0 | 0 | 0 | 0 | 0 | 0 | 0 | 0 | 0
Commercial_Hospital_New_Miscellaneous_Natural Gas_Miscellaneous_E6_Baseline Forecast | Commercial | Hospital | New | Miscellaneous | Natural Gas | Miscellaneous | E6 |  | Baseline Forecast | 0 | 0 | 0 | 0 | 0 | 0 | 0 | 0 | 0 | 0 | 0 | 0 | 0 | 0 | 0 | 0 | 0 | 0 | 0 | 0 | 0 | 0 | 0 | 0 | 0 | 0 | 0 | 0 | 0 | 0 | 0 | 0 | 0
Commercial_Hospital_New_Miscellaneous_Natural Gas_Miscellaneous_E7_Baseline Forecast | Commercial | Hospital | New | Miscellaneous | Natural Gas | Miscellaneous | E7 |  | Baseline Forecast | 0 | 0 | 0 | 0 | 0 | 0 | 0 | 0 | 0 | 0 | 0 | 0 | 0 | 0 | 0 | 0 | 0 | 0 | 0 | 0 | 0 | 0 | 0 | 0 | 0 | 0 | 0 | 0 | 0 | 0 | 0 | 0 | 0
Commercial_Hospital_New_Miscellaneous_Natural Gas_Miscellaneous_E8_Baseline Forecast | Commercial | Hospital | New | Miscellaneous | Natural Gas | Miscellaneous | E8 |  | Baseline Forecast | 0 | 0 | 0 | 0 | 0 | 0 | 0 | 0 | 0 | 0 | 0 | 0 | 0 | 0 | 0 | 0 | 0 | 0 | 0 | 0 | 0 | 0 | 0 | 0 | 0 | 0 | 0 | 0 | 0 | 0 | 0 | 0 | 0
Commercial_Hospital_New_Miscellaneous_Natural Gas_Miscellaneous_E9_Baseline Forecast | Commercial | Hospital | New | Miscellaneous | Natural Gas | Miscellaneous | E9 |  | Baseline Forecast | 0 | 0 | 0 | 0 | 0 | 0 | 0 | 0 | 0 | 0 | 0 | 0 | 0 | 0 | 0 | 0 | 0 | 0 | 0 | 0 | 0 | 0 | 0 | 0 | 0 | 0 | 0 | 0 | 0 | 0 | 0 | 0 | 0
Commercial_Hospital_New_Miscellaneous_Natural Gas_Miscellaneous_E10_Baseline Forecast | Commercial | Hospital | New | Miscellaneous | Natural Gas | Miscellaneous | E10 |  | Baseline Forecast | 0 | 0 | 0 | 0 | 0 | 0 | 0 | 0 | 0 | 0 | 0 | 0 | 0 | 0 | 0 | 0 | 0 | 0 | 0 | 0 | 0 | 0 | 0 | 0 | 0 | 0 | 0 | 0 | 0 | 0 | 0 | 0 | 0
Commercial_Hospital_New_Miscellaneous_Natural Gas_Miscellaneous_Vintage_Baseline Forecast | Commercial | Hospital | New | Miscellaneous | Natural Gas | Miscellaneous | Vintage |  | Baseline Forecast | 0 | 0 | 0 | 0 | 0 | 0 | 0 | 0 | 0 | 0 | 0 | 0 | 0 | 0 | 0 | 0 | 0 | 0 | 0 | 0 | 0 | 0 | 0 | 0 | 0 | 0 | 0 | 0 | 0 | 0 | 0 | 0 | 0
Commercial_Other Health_Existing_Space Heating_Natural Gas_Furnace_E1_Baseline Forecast | Commercial | Other Health | Existing | Space Heating | Natural Gas | Furnace | E1 |  | Baseline Forecast | 0 | 4526.6339 | 9411.1303 | 14600.6476 | 20061.4259 | 25746.2974 | 31648.7419 | 37760.9886 | 42019.8956 | 46383.603 | 50847.082 | 55384.742 | 59995.8298 | 64654.9991 | 69370.3659 | 74108.828 | 78881.6567 | 83676.239 | 88485.6111 | 92737.2498 | 96468.0993 | 99713.5888 | 102507.844 | 104882.2674 | 106866.3515 | 108486.9153 | 109912.7455 | 111160.1914 | 112243.406 | 113176.2875 | 113970.7011 | 114638.4701 | 114801.4506
Commercial_Other Health_Existing_Space Heating_Natural Gas_Furnace_E2_Baseline Forecast | Commercial | Other Health | Existing | Space Heating | Natural Gas | Furnace | E2 |  | Baseline Forecast | 0 | 0 | 0 | 0 | 0 | 0 | 0 | 0 | 2045.5967 | 4146.8142 | 6285.2102 | 8468.0005 | 10676.6746 | 12919.242 | 15171.2853 | 17453.9482 | 19744.3136 | 22044.5957 | 24351.581 | 26546.3993 | 28645.7209 | 30664.2031 | 32614.8066 | 34508.5555 | 36354.9377 | 38161.7784 | 39793.0857 | 41262.6437 | 42583.9868 | 43768.656 | 44828.1595 | 45772.1486 | 47004.0707
Commercial_Other Health_Existing_Space Heating_Natural Gas_Furnace_E3_Baseline Forecast | Commercial | Other Health | Existing | Space Heating | Natural Gas | Furnace | E3 |  | Baseline Forecast | 0 | 0 | 0 | 0 | 0 | 0 | 0 | 0 | 0 | 0 | 0 | 0 | 0 | 0 | 0 | 0 | 0 | 0 | 0 | 0 | 0 | 0 | 0 | 0 | 0 | 0 | 0 | 0 | 0 | 0 | 0 | 0 | 0
Commercial_Other Health_Existing_Space Heating_Natural Gas_Furnace_E4_Baseline Forecast | Commercial | Other Health | Existing | Space Heating | Natural Gas | Furnace | E4 |  | Baseline Forecast | 0 | 0 | 0 | 0 | 0 | 0 | 0 | 0 | 0 | 0 | 0 | 0 | 0 | 0 | 0 | 0 | 0 | 0 | 0 | 0 | 0 | 0 | 0 | 0 | 0 | 0 | 0 | 0 | 0 | 0 | 0 | 0 | 0
Commercial_Other Health_Existing_Space Heating_Natural Gas_Furnace_E5_Baseline Forecast | Commercial | Other Health | Existing | Space Heating | Natural Gas | Furnace | E5 |  | Baseline Forecast | 0 | 0 | 0 | 0 | 0 | 0 | 0 | 0 | 0 | 0 | 0 | 0 | 0 | 0 | 0 | 0 | 0 | 0 | 0 | 0 | 0 | 0 | 0 | 0 | 0 | 0 | 0 | 0 | 0 | 0 | 0 | 0 | 0
Commercial_Other Health_Existing_Space Heating_Natural Gas_Furnace_E6_Baseline Forecast | Commercial | Other Health | Existing | Space Heating | Natural Gas | Furnace | E6 |  | Baseline Forecast | 0 | 0 | 0 | 0 | 0 | 0 | 0 | 0 | 0 | 0 | 0 | 0 | 0 | 0 | 0 | 0 | 0 | 0 | 0 | 0 | 0 | 0 | 0 | 0 | 0 | 0 | 0 | 0 | 0 | 0 | 0 | 0 | 0
Commercial_Other Health_Existing_Space Heating_Natural Gas_Furnace_E7_Baseline Forecast | Commercial | Other Health | Existing | Space Heating | Natural Gas | Furnace | E7 |  | Baseline Forecast | 0 | 0 | 0 | 0 | 0 | 0 | 0 | 0 | 0 | 0 | 0 | 0 | 0 | 0 | 0 | 0 | 0 | 0 | 0 | 0 | 0 | 0 | 0 | 0 | 0 | 0 | 0 | 0 | 0 | 0 | 0 | 0 | 0
Commercial_Other Health_Existing_Space Heating_Natural Gas_Furnace_E8_Baseline Forecast | Commercial | Other Health | Existing | Space Heating | Natural Gas | Furnace | E8 |  | Baseline Forecast | 0 | 0 | 0 | 0 | 0 | 0 | 0 | 0 | 0 | 0 | 0 | 0 | 0 | 0 | 0 | 0 | 0 | 0 | 0 | 0 | 0 | 0 | 0 | 0 | 0 | 0 | 0 | 0 | 0 | 0 | 0 | 0 | 0
Commercial_Other Health_Existing_Space Heating_Natural Gas_Furnace_E9_Baseline Forecast | Commercial | Other Health | Existing | Space Heating | Natural Gas | Furnace | E9 |  | Baseline Forecast | 0 | 0 | 0 | 0 | 0 | 0 | 0 | 0 | 0 | 0 | 0 | 0 | 0 | 0 | 0 | 0 | 0 | 0 | 0 | 0 | 0 | 0 | 0 | 0 | 0 | 0 | 0 | 0 | 0 | 0 | 0 | 0 | 0
Commercial_Other Health_Existing_Space Heating_Natural Gas_Furnace_E10_Baseline Forecast | Commercial | Other Health | Existing | Space Heating | Natural Gas | Furnace | E10 |  | Baseline Forecast | 0 | 0 | 0 | 0 | 0 | 0 | 0 | 0 | 0 | 0 | 0 | 0 | 0 | 0 | 0 | 0 | 0 | 0 | 0 | 0 | 0 | 0 | 0 | 0 | 0 | 0 | 0 | 0 | 0 | 0 | 0 | 0 | 0
Commercial_Other Health_Existing_Space Heating_Natural Gas_Furnace_Vintage_Baseline Forecast | Commercial | Other Health | Existing | Space Heating | Natural Gas | Furnace | Vintage |  | Baseline Forecast | 226730.8125 | 221050.6234 | 215012.5718 | 208429.9829 | 201539.9266 | 194288.0291 | 186921.6267 | 179513.0795 | 172043.7934 | 164454.5938 | 156743.2497 | 148924.4595 | 141007.8771 | 133006.151 | 124931.9193 | 116801.9137 | 108629.5332 | 100426.933 | 92204.3138 | 84653.0921 | 77717.9178 | 71348.7025 | 65499.9319 | 60129.1972 | 55197.5364 | 50668.7505 | 46510.0438 | 42691.2816 | 39184.7756 | 35965.0852 | 33008.8362 | 30294.5528 | 27803.4622
Commercial_Other Health_Existing_Space Heating_Natural Gas_Boiler_E1_Baseline Forecast | Commercial | Other Health | Existing | Space Heating | Natural Gas | Boiler | E1 |  | Baseline Forecast | 0 | 10845.6052 | 23168.0336 | 36425.2243 | 50079.9709 | 64386.2817 | 78815.6774 | 94387.2667 | 110479.4947 | 127000.097 | 143284.4984 | 159862.5531 | 177391.8821 | 194446.9262 | 211649.2441 | 228965.9536 | 245620.9482 | 262329.2102 | 279065.2896 | 295806.2131 | 312528.5392 | 329213.0441 | 343981.351 | 356978.2909 | 368366.1585 | 378323.6976 | 386983.5529 | 394506.1068 | 400951.2031 | 406419.0965 | 411000.8895 | 414827.5959 | 417984.9485
Commercial_Other Health_Existing_Space Heating_Natural Gas_Boiler_E2_Baseline Forecast | Commercial | Other Health | Existing | Space Heating | Natural Gas | Boiler | E2 |  | Baseline Forecast | 0 | 0 | 0 | 0 | 0 | 0 | 0 | 0 | 0 | 0 | 0 | 0 | 0 | 0 | 0 | 0 | 0 | 0 | 0 | 0 | 0 | 0 | 0 | 0 | 0 | 0 | 0 | 0 | 0 | 0 | 0 | 0 | 0
Commercial_Other Health_Existing_Space Heating_Natural Gas_Boiler_E3_Baseline Forecast | Commercial | Other Health | Existing | Space Heating | Natural Gas | Boiler | E3 |  | Baseline Forecast | 0 | 12269.7756 | 25335.0962 | 39391.0173 | 54734.9291 | 70811.4792 | 88068.3786 | 105407.709 | 123327.0198 | 141723.4389 | 161114.4885 | 180853.8896 | 200165.9677 | 220371.1861 | 240750.7613 | 261265.6187 | 282623.3585 | 304048.6831 | 325509.1985 | 346975.6627 | 368418.4917 | 389813.2195 | 408892.9621 | 425917.6732 | 441091.2807 | 454559.728 | 466489.4312 | 476990.5989 | 486248.2137 | 494383.5298 | 501505.8532 | 507665.4829 | 512972.7901
Commercial_Other Health_Existing_Space Heating_Natural Gas_Boiler_E4_Baseline Forecast | Commercial | Other Health | Existing | Space Heating | Natural Gas | Boiler | E4 |  | Baseline Forecast | 0 | 0 | 0 | 0 | 0 | 0 | 0 | 0 | 0 | 0 | 0 | 0 | 0 | 0 | 0 | 0 | 0 | 0 | 0 | 0 | 0 | 0 | 0 | 0 | 0 | 0 | 0 | 0 | 0 | 0 | 0 | 0 | 0
Commercial_Other Health_Existing_Space Heating_Natural Gas_Boiler_E5_Baseline Forecast | Commercial | Other Health | Existing | Space Heating | Natural Gas | Boiler | E5 |  | Baseline Forecast | 0 | 0 | 0 | 0 | 0 | 0 | 0 | 0 | 0 | 0 | 0 | 0 | 0 | 0 | 0 | 0 | 0 | 0 | 0 | 0 | 0 | 0 | 0 | 0 | 0 | 0 | 0 | 0 | 0 | 0 | 0 | 0 | 0
Commercial_Other Health_Existing_Space Heating_Natural Gas_Boiler_E6_Baseline Forecast | Commercial | Other Health | Existing | Space Heating | Natural Gas | Boiler | E6 |  | Baseline Forecast | 0 | 0 | 0 | 0 | 0 | 0 | 0 | 0 | 0 | 0 | 0 | 0 | 0 | 0 | 0 | 0 | 0 | 0 | 0 | 0 | 0 | 0 | 0 | 0 | 0 | 0 | 0 | 0 | 0 | 0 | 0 | 0 | 0
Commercial_Other Health_Existing_Space Heating_Natural Gas_Boiler_E7_Baseline Forecast | Commercial | Other Health | Existing | Space Heating | Natural Gas | Boiler | E7 |  | Baseline Forecast | 0 | 0 | 0 | 0 | 0 | 0 | 0 | 0 | 0 | 0 | 0 | 0 | 0 | 0 | 0 | 0 | 0 | 0 | 0 | 0 | 0 | 0 | 0 | 0 | 0 | 0 | 0 | 0 | 0 | 0 | 0 | 0 | 0
Commercial_Other Health_Existing_Space Heating_Natural Gas_Boiler_E8_Baseline Forecast | Commercial | Other Health | Existing | Space Heating | Natural Gas | Boiler | E8 |  | Baseline Forecast | 0 | 0 | 0 | 0 | 0 | 0 | 0 | 0 | 0 | 0 | 0 | 0 | 0 | 0 | 0 | 0 | 0 | 0 | 0 | 0 | 0 | 0 | 0 | 0 | 0 | 0 | 0 | 0 | 0 | 0 | 0 | 0 | 0
Commercial_Other Health_Existing_Space Heating_Natural Gas_Boiler_E9_Baseline Forecast | Commercial | Other Health | Existing | Space Heating | Natural Gas | Boiler | E9 |  | Baseline Forecast | 0 | 0 | 0 | 0 | 0 | 0 | 0 | 0 | 0 | 0 | 0 | 0 | 0 | 0 | 0 | 0 | 0 | 0 | 0 | 0 | 0 | 0 | 0 | 0 | 0 | 0 | 0 | 0 | 0 | 0 | 0 | 0 | 0
Commercial_Other Health_Existing_Space Heating_Natural Gas_Boiler_E10_Baseline Forecast | Commercial | Other Health | Existing | Space Heating | Natural Gas | Boiler | E10 |  | Baseline Forecast | 0 | 0 | 0 | 0 | 0 | 0 | 0 | 0 | 0 | 0 | 0 | 0 | 0 | 0 | 0 | 0 | 0 | 0 | 0 | 0 | 0 | 0 | 0 | 0 | 0 | 0 | 0 | 0 | 0 | 0 | 0 | 0 | 0
Commercial_Other Health_Existing_Space Heating_Natural Gas_Boiler_Vintage_Baseline Forecast | Commercial | Other Health | Existing | Space Heating | Natural Gas | Boiler | Vintage |  | Baseline Forecast | 1277847.3466 | 1248230.5668 | 1216341.419 | 1181177.0023 | 1144122.9797 | 1104908.4127 | 1064971.299 | 1024754.4729 | 984178.2592 | 942924.8627 | 900996.4808 | 858488.8174 | 815465.767 | 772006 | 728186.097 | 684104.9161 | 639840.8431 | 595464.095 | 551032.6451 | 506598.84 | 462205.9232 | 417897.5754 | 377827.9146 | 341592.2582 | 308824.4872 | 279191.152 | 252393.1857 | 228159.991 | 206246.7355 | 186431.9037 | 168515.0811 | 152314.9486 | 137672.2096
Commercial_Other Health_Existing_Space Heating_Natural Gas_Unit Heater_E1_Baseline Forecast | Commercial | Other Health | Existing | Space Heating | Natural Gas | Unit Heater | E1 |  | Baseline Forecast | 0 | 0 | 0 | 0 | 0 | 0 | 0 | 0 | 0 | 0 | 0 | 0 | 0 | 0 | 0 | 0 | 0 | 0 | 0 | 0 | 0 | 0 | 0 | 0 | 0 | 0 | 0 | 0 | 0 | 0 | 0 | 0 | 0
Commercial_Other Health_Existing_Space Heating_Natural Gas_Unit Heater_E2_Baseline Forecast | Commercial | Other Health | Existing | Space Heating | Natural Gas | Unit Heater | E2 |  | Baseline Forecast | 0 | 0 | 0 | 0 | 0 | 0 | 0 | 0 | 0 | 0 | 0 | 0 | 0 | 0 | 0 | 0 | 0 | 0 | 0 | 0 | 0 | 0 | 0 | 0 | 0 | 0 | 0 | 0 | 0 | 0 | 0 | 0 | 0
Commercial_Other Health_Existing_Space Heating_Natural Gas_Unit Heater_E3_Baseline Forecast | Commercial | Other Health | Existing | Space Heating | Natural Gas | Unit Heater | E3 |  | Baseline Forecast | 0 | 0 | 0 | 0 | 0 | 0 | 0 | 0 | 0 | 0 | 0 | 0 | 0 | 0 | 0 | 0 | 0 | 0 | 0 | 0 | 0 | 0 | 0 | 0 | 0 | 0 | 0 | 0 | 0 | 0 | 0 | 0 | 0
Commercial_Other Health_Existing_Space Heating_Natural Gas_Unit Heater_E4_Baseline Forecast | Commercial | Other Health | Existing | Space Heating | Natural Gas | Unit Heater | E4 |  | Baseline Forecast | 0 | 0 | 0 | 0 | 0 | 0 | 0 | 0 | 0 | 0 | 0 | 0 | 0 | 0 | 0 | 0 | 0 | 0 | 0 | 0 | 0 | 0 | 0 | 0 | 0 | 0 | 0 | 0 | 0 | 0 | 0 | 0 | 0
Commercial_Other Health_Existing_Space Heating_Natural Gas_Unit Heater_E5_Baseline Forecast | Commercial | Other Health | Existing | Space Heating | Natural Gas | Unit Heater | E5 |  | Baseline Forecast | 0 | 0 | 0 | 0 | 0 | 0 | 0 | 0 | 0 | 0 | 0 | 0 | 0 | 0 | 0 | 0 | 0 | 0 | 0 | 0 | 0 | 0 | 0 | 0 | 0 | 0 | 0 | 0 | 0 | 0 | 0 | 0 | 0
Commercial_Other Health_Existing_Space Heating_Natural Gas_Unit Heater_E6_Baseline Forecast | Commercial | Other Health | Existing | Space Heating | Natural Gas | Unit Heater | E6 |  | Baseline Forecast | 0 | 0 | 0 | 0 | 0 | 0 | 0 | 0 | 0 | 0 | 0 | 0 | 0 | 0 | 0 | 0 | 0 | 0 | 0 | 0 | 0 | 0 | 0 | 0 | 0 | 0 | 0 | 0 | 0 | 0 | 0 | 0 | 0
Commercial_Other Health_Existing_Space Heating_Natural Gas_Unit Heater_E7_Baseline Forecast | Commercial | Other Health | Existing | Space Heating | Natural Gas | Unit Heater | E7 |  | Baseline Forecast | 0 | 0 | 0 | 0 | 0 | 0 | 0 | 0 | 0 | 0 | 0 | 0 | 0 | 0 | 0 | 0 | 0 | 0 | 0 | 0 | 0 | 0 | 0 | 0 | 0 | 0 | 0 | 0 | 0 | 0 | 0 | 0 | 0
Commercial_Other Health_Existing_Space Heating_Natural Gas_Unit Heater_E8_Baseline Forecast | Commercial | Other Health | Existing | Space Heating | Natural Gas | Unit Heater | E8 |  | Baseline Forecast | 0 | 0 | 0 | 0 | 0 | 0 | 0 | 0 | 0 | 0 | 0 | 0 | 0 | 0 | 0 | 0 | 0 | 0 | 0 | 0 | 0 | 0 | 0 | 0 | 0 | 0 | 0 | 0 | 0 | 0 | 0 | 0 | 0
Commercial_Other Health_Existing_Space Heating_Natural Gas_Unit Heater_E9_Baseline Forecast | Commercial | Other Health | Existing | Space Heating | Natural Gas | Unit Heater | E9 |  | Baseline Forecast | 0 | 0 | 0 | 0 | 0 | 0 | 0 | 0 | 0 | 0 | 0 | 0 | 0 | 0 | 0 | 0 | 0 | 0 | 0 | 0 | 0 | 0 | 0 | 0 | 0 | 0 | 0 | 0 | 0 | 0 | 0 | 0 | 0
Commercial_Other Health_Existing_Space Heating_Natural Gas_Unit Heater_E10_Baseline Forecast | Commercial | Other Health | Existing | Space Heating | Natural Gas | Unit Heater | E10 |  | Baseline Forecast | 0 | 0 | 0 | 0 | 0 | 0 | 0 | 0 | 0 | 0 | 0 | 0 | 0 | 0 | 0 | 0 | 0 | 0 | 0 | 0 | 0 | 0 | 0 | 0 | 0 | 0 | 0 | 0 | 0 | 0 | 0 | 0 | 0
Commercial_Other Health_Existing_Space Heating_Natural Gas_Unit Heater_Vintage_Baseline Forecast | Commercial | Other Health | Existing | Space Heating | Natural Gas | Unit Heater | Vintage |  | Baseline Forecast | 0 | 0 | 0 | 0 | 0 | 0 | 0 | 0 | 0 | 0 | 0 | 0 | 0 | 0 | 0 | 0 | 0 | 0 | 0 | 0 | 0 | 0 | 0 | 0 | 0 | 0 | 0 | 0 | 0 | 0 | 0 | 0 | 0
Commercial_Other Health_Existing_Water Heating_Natural Gas_Water Heater_E1_Baseline Forecast | Commercial | Other Health | Existing | Water Heating | Natural Gas | Water Heater | E1 |  | Baseline Forecast | 0 | 0 | 0 | 0 | 0 | 0 | 0 | 0 | 0 | 0 | 0 | 0 | 0 | 0 | 0 | 0 | 0 | 0 | 0 | 0 | 0 | 0 | 0 | 0 | 0 | 0 | 0 | 0 | 0 | 0 | 0 | 0 | 0
Commercial_Other Health_Existing_Water Heating_Natural Gas_Water Heater_E2_Baseline Forecast | Commercial | Other Health | Existing | Water Heating | Natural Gas | Water Heater | E2 |  | Baseline Forecast | 0 | 65527.1721 | 149941.7834 | 248783.6588 | 358682.0376 | 476667.6052 | 601018.1246 | 730423.7051 | 863702.2264 | 999618.4926 | 1106207.7269 | 1189466.1489 | 1254119.346 | 1303935.806 | 1341912.1343 | 1370482.572 | 1391574.412 | 1406725.227 | 1417150.0502 | 1423816.0105 | 1427480.5238 | 1428755.8959 | 1428140.6954 | 1426023.1133 | 1422712.1214 | 1418442.3299 | 1413409.2626 | 1407768.5291 | 1401643.9687 | 1395134.1337 | 1388317.4504 | 1381256.327 | 1374047.759
Commercial_Other Health_Existing_Water Heating_Natural Gas_Water Heater_E3_Baseline Forecast | Commercial | Other Health | Existing | Water Heating | Natural Gas | Water Heater | E3 |  | Baseline Forecast | 0 | 0 | 0 | 0 | 0 | 0 | 0 | 0 | 0 | 0 | 0 | 0 | 0 | 0 | 0 | 0 | 0 | 0 | 0 | 0 | 0 | 0 | 0 | 0 | 0 | 0 | 0 | 0 | 0 | 0 | 0 | 0 | 0
Commercial_Other Health_Existing_Water Heating_Natural Gas_Water Heater_E4_Baseline Forecast | Commercial | Other Health | Existing | Water Heating | Natural Gas | Water Heater | E4 |  | Baseline Forecast | 0 | 0 | 0 | 0 | 0 | 0 | 0 | 0 | 0 | 0 | 0 | 0 | 0 | 0 | 0 | 0 | 0 | 0 | 0 | 0 | 0 | 0 | 0 | 0 | 0 | 0 | 0 | 0 | 0 | 0 | 0 | 0 | 0
Commercial_Other Health_Existing_Water Heating_Natural Gas_Water Heater_E5_Baseline Forecast | Commercial | Other Health | Existing | Water Heating | Natural Gas | Water Heater | E5 |  | Baseline Forecast | 0 | 0 | 0 | 0 | 0 | 0 | 0 | 0 | 0 | 0 | 0 | 0 | 0 | 0 | 0 | 0 | 0 | 0 | 0 | 0 | 0 | 0 | 0 | 0 | 0 | 0 | 0 | 0 | 0 | 0 | 0 | 0 | 0
Commercial_Other Health_Existing_Water Heating_Natural Gas_Water Heater_E6_Baseline Forecast | Commercial | Other Health | Existing | Water Heating | Natural Gas | Water Heater | E6 |  | Baseline Forecast | 0 | 0 | 0 | 0 | 0 | 0 | 0 | 0 | 0 | 0 | 0 | 0 | 0 | 0 | 0 | 0 | 0 | 0 | 0 | 0 | 0 | 0 | 0 | 0 | 0 | 0 | 0 | 0 | 0 | 0 | 0 | 0 | 0
Commercial_Other Health_Existing_Water Heating_Natural Gas_Water Heater_E7_Baseline Forecast | Commercial | Other Health | Existing | Water Heating | Natural Gas | Water Heater | E7 |  | Baseline Forecast | 0 | 0 | 0 | 0 | 0 | 0 | 0 | 0 | 0 | 0 | 0 | 0 | 0 | 0 | 0 | 0 | 0 | 0 | 0 | 0 | 0 | 0 | 0 | 0 | 0 | 0 | 0 | 0 | 0 | 0 | 0 | 0 | 0
Commercial_Other Health_Existing_Water Heating_Natural Gas_Water Heater_E8_Baseline Forecast | Commercial | Other Health | Existing | Water Heating | Natural Gas | Water Heater | E8 |  | Baseline Forecast | 0 | 0 | 0 | 0 | 0 | 0 | 0 | 0 | 0 | 0 | 0 | 0 | 0 | 0 | 0 | 0 | 0 | 0 | 0 | 0 | 0 | 0 | 0 | 0 | 0 | 0 | 0 | 0 | 0 | 0 | 0 | 0 | 0
Commercial_Other Health_Existing_Water Heating_Natural Gas_Water Heater_E9_Baseline Forecast | Commercial | Other Health | Existing | Water Heating | Natural Gas | Water Heater | E9 |  | Baseline Forecast | 0 | 0 | 0 | 0 | 0 | 0 | 0 | 0 | 0 | 0 | 0 | 0 | 0 | 0 | 0 | 0 | 0 | 0 | 0 | 0 | 0 | 0 | 0 | 0 | 0 | 0 | 0 | 0 | 0 | 0 | 0 | 0 | 0
Commercial_Other Health_Existing_Water Heating_Natural Gas_Water Heater_E10_Baseline Forecast | Commercial | Other Health | Existing | Water Heating | Natural Gas | Water Heater | E10 |  | Baseline Forecast | 0 | 0 | 0 | 0 | 0 | 0 | 0 | 0 | 0 | 0 | 0 | 0 | 0 | 0 | 0 | 0 | 0 | 0 | 0 | 0 | 0 | 0 | 0 | 0 | 0 | 0 | 0 | 0 | 0 | 0 | 0 | 0 | 0
Commercial_Other Health_Existing_Water Heating_Natural Gas_Water Heater_Vintage_Baseline Forecast | Commercial | Other Health | Existing | Water Heating | Natural Gas | Water Heater | Vintage |  | Baseline Forecast | 1646556.6107 | 1572652.1302 | 1479860.2105 | 1370901.6197 | 1250623.587 | 1121258.0184 | 986275.9945 | 847456.4659 | 705719.1026 | 561638.1676 | 446991.7857 | 355757.0374 | 283138.5496 | 225333.7842 | 179319.5344 | 142696.2231 | 113549.2873 | 90353.9128 | 71895.2334 | 57206.2892 | 45517.0598 | 36215.2275 | 28813.6369 | 22924.2286 | 18238.1638 | 14509.5421 | 11542.8314 | 9182.4144 | 7304.4438 | 5810.3591 | 4621.7259 | 3676.1279 | 2923.9978
Commercial_Other Health_Existing_Food Preparation_Natural Gas_Oven_E1_Baseline Forecast | Commercial | Other Health | Existing | Food Preparation | Natural Gas | Oven | E1 |  | Baseline Forecast | 0 | 453.9713 | 1038.7944 | 1723.5695 | 2484.9438 | 3302.346 | 4163.8445 | 5060.3645 | 5983.7161 | 6925.3419 | 7879.0014 | 8840.0995 | 9591.6484 | 10176.1862 | 10627.5366 | 10973.0097 | 11234.2715 | 11428.5995 | 11569.6756 | 11668.3906 | 11733.3109 | 11771.3317 | 11788.034 | 11787.7889 | 11774.0753 | 11749.5684 | 11716.4703 | 11676.5331 | 11631.1516 | 11581.4354 | 11528.268 | 11472.352 | 11414.6399
Commercial_Other Health_Existing_Food Preparation_Natural Gas_Oven_E2_Baseline Forecast | Commercial | Other Health | Existing | Food Preparation | Natural Gas | Oven | E2 |  | Baseline Forecast | 0 | 653.2757 | 1494.8505 | 2480.2585 | 3575.8947 | 4752.1565 | 5991.8739 | 7281.9879 | 8610.7133 | 9965.7359 | 11338.0751 | 12721.1187 | 13802.616 | 14643.7802 | 15293.2843 | 15790.4285 | 16166.3907 | 16446.0334 | 16649.0454 | 16791.0987 | 16884.5205 | 16939.2335 | 16963.2685 | 16962.9157 | 16943.1815 | 16907.9156 | 16860.2865 | 16802.8159 | 16737.5108 | 16665.9681 | 16589.4588 | 16508.9943 | 16425.9453
Commercial_Other Health_Existing_Food Preparation_Natural Gas_Oven_E3_Baseline Forecast | Commercial | Other Health | Existing | Food Preparation | Natural Gas | Oven | E3 |  | Baseline Forecast | 0 | 0 | 0 | 0 | 0 | 0 | 0 | 0 | 0 | 0 | 0 | 0 | 0 | 0 | 0 | 0 | 0 | 0 | 0 | 0 | 0 | 0 | 0 | 0 | 0 | 0 | 0 | 0 | 0 | 0 | 0 | 0 | 0
Commercial_Other Health_Existing_Food Preparation_Natural Gas_Oven_E4_Baseline Forecast | Commercial | Other Health | Existing | Food Preparation | Natural Gas | Oven | E4 |  | Baseline Forecast | 0 | 0 | 0 | 0 | 0 | 0 | 0 | 0 | 0 | 0 | 0 | 0 | 0 | 0 | 0 | 0 | 0 | 0 | 0 | 0 | 0 | 0 | 0 | 0 | 0 | 0 | 0 | 0 | 0 | 0 | 0 | 0 | 0
Commercial_Other Health_Existing_Food Preparation_Natural Gas_Oven_E5_Baseline Forecast | Commercial | Other Health | Existing | Food Preparation | Natural Gas | Oven | E5 |  | Baseline Forecast | 0 | 0 | 0 | 0 | 0 | 0 | 0 | 0 | 0 | 0 | 0 | 0 | 0 | 0 | 0 | 0 | 0 | 0 | 0 | 0 | 0 | 0 | 0 | 0 | 0 | 0 | 0 | 0 | 0 | 0 | 0 | 0 | 0
Commercial_Other Health_Existing_Food Preparation_Natural Gas_Oven_E6_Baseline Forecast | Commercial | Other Health | Existing | Food Preparation | Natural Gas | Oven | E6 |  | Baseline Forecast | 0 | 0 | 0 | 0 | 0 | 0 | 0 | 0 | 0 | 0 | 0 | 0 | 0 | 0 | 0 | 0 | 0 | 0 | 0 | 0 | 0 | 0 | 0 | 0 | 0 | 0 | 0 | 0 | 0 | 0 | 0 | 0 | 0
Commercial_Other Health_Existing_Food Preparation_Natural Gas_Oven_E7_Baseline Forecast | Commercial | Other Health | Existing | Food Preparation | Natural Gas | Oven | E7 |  | Baseline Forecast | 0 | 0 | 0 | 0 | 0 | 0 | 0 | 0 | 0 | 0 | 0 | 0 | 0 | 0 | 0 | 0 | 0 | 0 | 0 | 0 | 0 | 0 | 0 | 0 | 0 | 0 | 0 | 0 | 0 | 0 | 0 | 0 | 0
Commercial_Other Health_Existing_Food Preparation_Natural Gas_Oven_E8_Baseline Forecast | Commercial | Other Health | Existing | Food Preparation | Natural Gas | Oven | E8 |  | Baseline Forecast | 0 | 0 | 0 | 0 | 0 | 0 | 0 | 0 | 0 | 0 | 0 | 0 | 0 | 0 | 0 | 0 | 0 | 0 | 0 | 0 | 0 | 0 | 0 | 0 | 0 | 0 | 0 | 0 | 0 | 0 | 0 | 0 | 0
Commercial_Other Health_Existing_Food Preparation_Natural Gas_Oven_E9_Baseline Forecast | Commercial | Other Health | Existing | Food Preparation | Natural Gas | Oven | E9 |  | Baseline Forecast | 0 | 0 | 0 | 0 | 0 | 0 | 0 | 0 | 0 | 0 | 0 | 0 | 0 | 0 | 0 | 0 | 0 | 0 | 0 | 0 | 0 | 0 | 0 | 0 | 0 | 0 | 0 | 0 | 0 | 0 | 0 | 0 | 0
Commercial_Other Health_Existing_Food Preparation_Natural Gas_Oven_E10_Baseline Forecast | Commercial | Other Health | Existing | Food Preparation | Natural Gas | Oven | E10 |  | Baseline Forecast | 0 | 0 | 0 | 0 | 0 | 0 | 0 | 0 | 0 | 0 | 0 | 0 | 0 | 0 | 0 | 0 | 0 | 0 | 0 | 0 | 0 | 0 | 0 | 0 | 0 | 0 | 0 | 0 | 0 | 0 | 0 | 0 | 0
Commercial_Other Health_Existing_Food Preparation_Natural Gas_Oven_Vintage_Baseline Forecast | Commercial | Other Health | Existing | Food Preparation | Natural Gas | Oven | Vintage |  | Baseline Forecast | 33387.2765 | 32110.1626 | 30513.8977 | 28638.5778 | 26571.0987 | 24346.6821 | 22029.8908 | 19652.37 | 17228.7727 | 14766.5691 | 12277.1954 | 9771.3175 | 7776.7588 | 6189.0777 | 4925.2381 | 3919.3324 | 3118.7749 | 2481.6846 | 1974.6936 | 1571.2432 | 1250.1837 | 994.6971 | 791.403 | 629.643 | 500.9343 | 398.5229 | 317.0385 | 252.2066 | 200.6258 | 159.5889 | 126.9416 | 100.9695 | 80.3113
Commercial_Other Health_Existing_Food Preparation_Natural Gas_Conveyor Oven_E1_Baseline Forecast | Commercial | Other Health | Existing | Food Preparation | Natural Gas | Conveyor Oven | E1 |  | Baseline Forecast | 0 | 160.2252 | 366.6333 | 608.3186 | 877.039 | 1165.5339 | 1469.5922 | 1786.011 | 2111.8998 | 2444.2383 | 2780.824 | 3120.0351 | 3460.4649 | 3800.9974 | 4140.7169 | 4479.0319 | 4815.4478 | 5076.3773 | 5277.2385 | 5430.3038 | 5545.293 | 5629.9768 | 5690.5851 | 5732.0433 | 5758.2714 | 5772.343 | 5776.7397 | 5773.4363 | 5764.0045 | 5749.6951 | 5731.5034 | 5710.2216 | 5686.6758
Commercial_Other Health_Existing_Food Preparation_Natural Gas_Conveyor Oven_E2_Baseline Forecast | Commercial | Other Health | Existing | Food Preparation | Natural Gas | Conveyor Oven | E2 |  | Baseline Forecast | 0 | 230.5679 | 527.5943 | 875.3853 | 1262.0805 | 1677.2317 | 2114.779 | 2570.1134 | 3039.0753 | 3517.3186 | 4001.6736 | 4489.8066 | 4979.6933 | 5469.728 | 5958.5926 | 6445.4361 | 6929.5469 | 7305.0307 | 7594.0749 | 7814.3396 | 7979.8118 | 8101.6739 | 8188.8908 | 8248.5502 | 8286.293 | 8306.5424 | 8312.8693 | 8308.1156 | 8294.543 | 8273.9514 | 8247.7732 | 8217.1481 | 8183.2651
Commercial_Other Health_Existing_Food Preparation_Natural Gas_Conveyor Oven_E3_Baseline Forecast | Commercial | Other Health | Existing | Food Preparation | Natural Gas | Conveyor Oven | E3 |  | Baseline Forecast | 0 | 0 | 0 | 0 | 0 | 0 | 0 | 0 | 0 | 0 | 0 | 0 | 0 | 0 | 0 | 0 | 0 | 0 | 0 | 0 | 0 | 0 | 0 | 0 | 0 | 0 | 0 | 0 | 0 | 0 | 0 | 0 | 0
Commercial_Other Health_Existing_Food Preparation_Natural Gas_Conveyor Oven_E4_Baseline Forecast | Commercial | Other Health | Existing | Food Preparation | Natural Gas | Conveyor Oven | E4 |  | Baseline Forecast | 0 | 0 | 0 | 0 | 0 | 0 | 0 | 0 | 0 | 0 | 0 | 0 | 0 | 0 | 0 | 0 | 0 | 0 | 0 | 0 | 0 | 0 | 0 | 0 | 0 | 0 | 0 | 0 | 0 | 0 | 0 | 0 | 0
Commercial_Other Health_Existing_Food Preparation_Natural Gas_Conveyor Oven_E5_Baseline Forecast | Commercial | Other Health | Existing | Food Preparation | Natural Gas | Conveyor Oven | E5 |  | Baseline Forecast | 0 | 0 | 0 | 0 | 0 | 0 | 0 | 0 | 0 | 0 | 0 | 0 | 0 | 0 | 0 | 0 | 0 | 0 | 0 | 0 | 0 | 0 | 0 | 0 | 0 | 0 | 0 | 0 | 0 | 0 | 0 | 0 | 0
Commercial_Other Health_Existing_Food Preparation_Natural Gas_Conveyor Oven_E6_Baseline Forecast | Commercial | Other Health | Existing | Food Preparation | Natural Gas | Conveyor Oven | E6 |  | Baseline Forecast | 0 | 0 | 0 | 0 | 0 | 0 | 0 | 0 | 0 | 0 | 0 | 0 | 0 | 0 | 0 | 0 | 0 | 0 | 0 | 0 | 0 | 0 | 0 | 0 | 0 | 0 | 0 | 0 | 0 | 0 | 0 | 0 | 0
Commercial_Other Health_Existing_Food Preparation_Natural Gas_Conveyor Oven_E7_Baseline Forecast | Commercial | Other Health | Existing | Food Preparation | Natural Gas | Conveyor Oven | E7 |  | Baseline Forecast | 0 | 0 | 0 | 0 | 0 | 0 | 0 | 0 | 0 | 0 | 0 | 0 | 0 | 0 | 0 | 0 | 0 | 0 | 0 | 0 | 0 | 0 | 0 | 0 | 0 | 0 | 0 | 0 | 0 | 0 | 0 | 0 | 0
Commercial_Other Health_Existing_Food Preparation_Natural Gas_Conveyor Oven_E8_Baseline Forecast | Commercial | Other Health | Existing | Food Preparation | Natural Gas | Conveyor Oven | E8 |  | Baseline Forecast | 0 | 0 | 0 | 0 | 0 | 0 | 0 | 0 | 0 | 0 | 0 | 0 | 0 | 0 | 0 | 0 | 0 | 0 | 0 | 0 | 0 | 0 | 0 | 0 | 0 | 0 | 0 | 0 | 0 | 0 | 0 | 0 | 0
Commercial_Other Health_Existing_Food Preparation_Natural Gas_Conveyor Oven_E9_Baseline Forecast | Commercial | Other Health | Existing | Food Preparation | Natural Gas | Conveyor Oven | E9 |  | Baseline Forecast | 0 | 0 | 0 | 0 | 0 | 0 | 0 | 0 | 0 | 0 | 0 | 0 | 0 | 0 | 0 | 0 | 0 | 0 | 0 | 0 | 0 | 0 | 0 | 0 | 0 | 0 | 0 | 0 | 0 | 0 | 0 | 0 | 0
Commercial_Other Health_Existing_Food Preparation_Natural Gas_Conveyor Oven_E10_Baseline Forecast | Commercial | Other Health | Existing | Food Preparation | Natural Gas | Conveyor Oven | E10 |  | Baseline Forecast | 0 | 0 | 0 | 0 | 0 | 0 | 0 | 0 | 0 | 0 | 0 | 0 | 0 | 0 | 0 | 0 | 0 | 0 | 0 | 0 | 0 | 0 | 0 | 0 | 0 | 0 | 0 | 0 | 0 | 0 | 0 | 0 | 0
Commercial_Other Health_Existing_Food Preparation_Natural Gas_Conveyor Oven_Vintage_Baseline Forecast | Commercial | Other Health | Existing | Food Preparation | Natural Gas | Conveyor Oven | Vintage |  | Baseline Forecast | 16693.6382 | 16217.9117 | 15629.5437 | 14937.4989 | 14176.8491 | 13357.8267 | 12508.4334 | 11641.2368 | 10760.626 | 9867.2666 | 8964.6383 | 8056.4261 | 7145.3534 | 6233.7967 | 5323.7201 | 4416.9174 | 3514.7239 | 2796.7507 | 2225.3939 | 1770.7228 | 1408.9027 | 1120.9804 | 891.8768 | 709.5803 | 564.5311 | 449.118 | 357.2886 | 284.2259 | 226.0966 | 179.8497 | 143.0576 | 113.7882 | 90.5073
Commercial_Other Health_Existing_Food Preparation_Natural Gas_Double Rack Oven_E1_Baseline Forecast | Commercial | Other Health | Existing | Food Preparation | Natural Gas | Double Rack Oven | E1 |  | Baseline Forecast | 0 | 226.9856 | 519.3972 | 861.7847 | 1242.4719 | 1651.173 | 2081.9223 | 2530.1822 | 2991.858 | 3462.671 | 3939.5007 | 4420.0497 | 4795.8242 | 5088.0931 | 5313.7683 | 5486.5048 | 5617.1358 | 5714.2997 | 5784.8378 | 5834.1953 | 5866.6554 | 5885.6659 | 5894.017 | 5893.8944 | 5887.0376 | 5874.7842 | 5858.2351 | 5838.2666 | 5815.5758 | 5790.7177 | 5764.134 | 5736.176 | 5707.32
Commercial_Other Health_Existing_Food Preparation_Natural Gas_Double Rack Oven_E2_Baseline Forecast | Commercial | Other Health | Existing | Food Preparation | Natural Gas | Double Rack Oven | E2 |  | Baseline Forecast | 0 | 326.6379 | 747.4253 | 1240.1292 | 1787.9473 | 2376.0782 | 2995.9369 | 3640.9939 | 4305.3567 | 4982.868 | 5669.0376 | 6360.5594 | 6901.308 | 7321.8901 | 7646.6422 | 7895.2143 | 8083.1954 | 8223.0167 | 8324.5227 | 8395.5493 | 8442.2602 | 8469.6167 | 8481.6342 | 8481.4579 | 8471.5907 | 8453.9578 | 8430.1432 | 8401.408 | 8368.7554 | 8332.984 | 8294.7294 | 8254.4972 | 8212.9726
Commercial_Other Health_Existing_Food Preparation_Natural Gas_Double Rack Oven_E3_Baseline Forecast | Commercial | Other Health | Existing | Food Preparation | Natural Gas | Double Rack Oven | E3 |  | Baseline Forecast | 0 | 0 | 0 | 0 | 0 | 0 | 0 | 0 | 0 | 0 | 0 | 0 | 0 | 0 | 0 | 0 | 0 | 0 | 0 | 0 | 0 | 0 | 0 | 0 | 0 | 0 | 0 | 0 | 0 | 0 | 0 | 0 | 0
Commercial_Other Health_Existing_Food Preparation_Natural Gas_Double Rack Oven_E4_Baseline Forecast | Commercial | Other Health | Existing | Food Preparation | Natural Gas | Double Rack Oven | E4 |  | Baseline Forecast | 0 | 0 | 0 | 0 | 0 | 0 | 0 | 0 | 0 | 0 | 0 | 0 | 0 | 0 | 0 | 0 | 0 | 0 | 0 | 0 | 0 | 0 | 0 | 0 | 0 | 0 | 0 | 0 | 0 | 0 | 0 | 0 | 0
Commercial_Other Health_Existing_Food Preparation_Natural Gas_Double Rack Oven_E5_Baseline Forecast | Commercial | Other Health | Existing | Food Preparation | Natural Gas | Double Rack Oven | E5 |  | Baseline Forecast | 0 | 0 | 0 | 0 | 0 | 0 | 0 | 0 | 0 | 0 | 0 | 0 | 0 | 0 | 0 | 0 | 0 | 0 | 0 | 0 | 0 | 0 | 0 | 0 | 0 | 0 | 0 | 0 | 0 | 0 | 0 | 0 | 0
Commercial_Other Health_Existing_Food Preparation_Natural Gas_Double Rack Oven_E6_Baseline Forecast | Commercial | Other Health | Existing | Food Preparation | Natural Gas | Double Rack Oven | E6 |  | Baseline Forecast | 0 | 0 | 0 | 0 | 0 | 0 | 0 | 0 | 0 | 0 | 0 | 0 | 0 | 0 | 0 | 0 | 0 | 0 | 0 | 0 | 0 | 0 | 0 | 0 | 0 | 0 | 0 | 0 | 0 | 0 | 0 | 0 | 0
Commercial_Other Health_Existing_Food Preparation_Natural Gas_Double Rack Oven_E7_Baseline Forecast | Commercial | Other Health | Existing | Food Preparation | Natural Gas | Double Rack Oven | E7 |  | Baseline Forecast | 0 | 0 | 0 | 0 | 0 | 0 | 0 | 0 | 0 | 0 | 0 | 0 | 0 | 0 | 0 | 0 | 0 | 0 | 0 | 0 | 0 | 0 | 0 | 0 | 0 | 0 | 0 | 0 | 0 | 0 | 0 | 0 | 0
Commercial_Other Health_Existing_Food Preparation_Natural Gas_Double Rack Oven_E8_Baseline Forecast | Commercial | Other Health | Existing | Food Preparation | Natural Gas | Double Rack Oven | E8 |  | Baseline Forecast | 0 | 0 | 0 | 0 | 0 | 0 | 0 | 0 | 0 | 0 | 0 | 0 | 0 | 0 | 0 | 0 | 0 | 0 | 0 | 0 | 0 | 0 | 0 | 0 | 0 | 0 | 0 | 0 | 0 | 0 | 0 | 0 | 0
Commercial_Other Health_Existing_Food Preparation_Natural Gas_Double Rack Oven_E9_Baseline Forecast | Commercial | Other Health | Existing | Food Preparation | Natural Gas | Double Rack Oven | E9 |  | Baseline Forecast | 0 | 0 | 0 | 0 | 0 | 0 | 0 | 0 | 0 | 0 | 0 | 0 | 0 | 0 | 0 | 0 | 0 | 0 | 0 | 0 | 0 | 0 | 0 | 0 | 0 | 0 | 0 | 0 | 0 | 0 | 0 | 0 | 0
Commercial_Other Health_Existing_Food Preparation_Natural Gas_Double Rack Oven_E10_Baseline Forecast | Commercial | Other Health | Existing | Food Preparation | Natural Gas | Double Rack Oven | E10 |  | Baseline Forecast | 0 | 0 | 0 | 0 | 0 | 0 | 0 | 0 | 0 | 0 | 0 | 0 | 0 | 0 | 0 | 0 | 0 | 0 | 0 | 0 | 0 | 0 | 0 | 0 | 0 | 0 | 0 | 0 | 0 | 0 | 0 | 0 | 0
Commercial_Other Health_Existing_Food Preparation_Natural Gas_Double Rack Oven_Vintage_Baseline Forecast | Commercial | Other Health | Existing | Food Preparation | Natural Gas | Double Rack Oven | Vintage |  | Baseline Forecast | 16693.6382 | 16055.0813 | 15256.9489 | 14319.2889 | 13285.5493 | 12173.341 | 11014.9454 | 9826.185 | 8614.3864 | 7383.2845 | 6138.5977 | 4885.6587 | 3888.3794 | 3094.5388 | 2462.619 | 1959.6662 | 1559.3875 | 1240.8423 | 987.3468 | 785.6216 | 625.0918 | 497.3485 | 395.7015 | 314.8215 | 250.4671 | 199.2615 | 158.5192 | 126.1033 | 100.3129 | 79.7944 | 63.4708 | 50.4848 | 40.1557
Commercial_Other Health_Existing_Food Preparation_Natural Gas_Fryer_E1_Baseline Forecast | Commercial | Other Health | Existing | Food Preparation | Natural Gas | Fryer | E1 |  | Baseline Forecast | 0 | 19400.6143 | 46645.0588 | 46355.5176 | 46058.4511 | 45732.7546 | 40728.9822 | 30365.5696 | 22652.0873 | 16900.6825 | 8245.0638 | 0 | 0 | 0 | 0 | 0 | 0 | 0 | 0 | 0 | 0 | 0 | 0 | 0 | 0 | 0 | 0 | 0 | 0 | 0 | 0 | 0 | 0
Commercial_Other Health_Existing_Food Preparation_Natural Gas_Fryer_E2_Baseline Forecast | Commercial | Other Health | Existing | Food Preparation | Natural Gas | Fryer | E2 |  | Baseline Forecast | 0 | 6816.4321 | 16388.8044 | 61108.9279 | 111288.2495 | 165209.8423 | 209568.5671 | 248835.0283 | 277720.2066 | 298821.8695 | 318467.3568 | 334450.4216 | 339751.8537 | 343228.0535 | 345334.6468 | 346424.0022 | 346756.3157 | 346526.5768 | 345878.1567 | 344918.0421 | 343723.0886 | 342352.8179 | 340854.3147 | 339260.7553 | 337596.8999 | 335878.5508 | 334119.4669 | 332329.9126 | 330517.545 | 328688.0762 | 326845.7666 | 324993.7941 | 323145.661
Commercial_Other Health_Existing_Food Preparation_Natural Gas_Fryer_E3_Baseline Forecast | Commercial | Other Health | Existing | Food Preparation | Natural Gas | Fryer | E3 |  | Baseline Forecast | 0 | 0 | 0 | 0 | 0 | 0 | 0 | 0 | 0 | 0 | 0 | 0 | 0 | 0 | 0 | 0 | 0 | 0 | 0 | 0 | 0 | 0 | 0 | 0 | 0 | 0 | 0 | 0 | 0 | 0 | 0 | 0 | 0
Commercial_Other Health_Existing_Food Preparation_Natural Gas_Fryer_E4_Baseline Forecast | Commercial | Other Health | Existing | Food Preparation | Natural Gas | Fryer | E4 |  | Baseline Forecast | 0 | 0 | 0 | 0 | 0 | 0 | 0 | 0 | 0 | 0 | 0 | 0 | 0 | 0 | 0 | 0 | 0 | 0 | 0 | 0 | 0 | 0 | 0 | 0 | 0 | 0 | 0 | 0 | 0 | 0 | 0 | 0 | 0
Commercial_Other Health_Existing_Food Preparation_Natural Gas_Fryer_E5_Baseline Forecast | Commercial | Other Health | Existing | Food Preparation | Natural Gas | Fryer | E5 |  | Baseline Forecast | 0 | 0 | 0 | 0 | 0 | 0 | 0 | 0 | 0 | 0 | 0 | 0 | 0 | 0 | 0 | 0 | 0 | 0 | 0 | 0 | 0 | 0 | 0 | 0 | 0 | 0 | 0 | 0 | 0 | 0 | 0 | 0 | 0
Commercial_Other Health_Existing_Food Preparation_Natural Gas_Fryer_E6_Baseline Forecast | Commercial | Other Health | Existing | Food Preparation | Natural Gas | Fryer | E6 |  | Baseline Forecast | 0 | 0 | 0 | 0 | 0 | 0 | 0 | 0 | 0 | 0 | 0 | 0 | 0 | 0 | 0 | 0 | 0 | 0 | 0 | 0 | 0 | 0 | 0 | 0 | 0 | 0 | 0 | 0 | 0 | 0 | 0 | 0 | 0
Commercial_Other Health_Existing_Food Preparation_Natural Gas_Fryer_E7_Baseline Forecast | Commercial | Other Health | Existing | Food Preparation | Natural Gas | Fryer | E7 |  | Baseline Forecast | 0 | 0 | 0 | 0 | 0 | 0 | 0 | 0 | 0 | 0 | 0 | 0 | 0 | 0 | 0 | 0 | 0 | 0 | 0 | 0 | 0 | 0 | 0 | 0 | 0 | 0 | 0 | 0 | 0 | 0 | 0 | 0 | 0
Commercial_Other Health_Existing_Food Preparation_Natural Gas_Fryer_E8_Baseline Forecast | Commercial | Other Health | Existing | Food Preparation | Natural Gas | Fryer | E8 |  | Baseline Forecast | 0 | 0 | 0 | 0 | 0 | 0 | 0 | 0 | 0 | 0 | 0 | 0 | 0 | 0 | 0 | 0 | 0 | 0 | 0 | 0 | 0 | 0 | 0 | 0 | 0 | 0 | 0 | 0 | 0 | 0 | 0 | 0 | 0
Commercial_Other Health_Existing_Food Preparation_Natural Gas_Fryer_E9_Baseline Forecast | Commercial | Other Health | Existing | Food Preparation | Natural Gas | Fryer | E9 |  | Baseline Forecast | 0 | 0 | 0 | 0 | 0 | 0 | 0 | 0 | 0 | 0 | 0 | 0 | 0 | 0 | 0 | 0 | 0 | 0 | 0 | 0 | 0 | 0 | 0 | 0 | 0 | 0 | 0 | 0 | 0 | 0 | 0 | 0 | 0
Commercial_Other Health_Existing_Food Preparation_Natural Gas_Fryer_E10_Baseline Forecast | Commercial | Other Health | Existing | Food Preparation | Natural Gas | Fryer | E10 |  | Baseline Forecast | 0 | 0 | 0 | 0 | 0 | 0 | 0 | 0 | 0 | 0 | 0 | 0 | 0 | 0 | 0 | 0 | 0 | 0 | 0 | 0 | 0 | 0 | 0 | 0 | 0 | 0 | 0 | 0 | 0 | 0 | 0 | 0 | 0
Commercial_Other Health_Existing_Food Preparation_Natural Gas_Fryer_Vintage_Baseline Forecast | Commercial | Other Health | Existing | Food Preparation | Natural Gas | Fryer | Vintage |  | Baseline Forecast | 386483.0188 | 358299.634 | 319516.4789 | 272711.2812 | 220392.6932 | 164125.6606 | 122275.2605 | 91162.5514 | 68005.3792 | 50738.6939 | 37857.6358 | 28247.4158 | 21076.3549 | 15725.1243 | 11731.8541 | 8752.3123 | 6529.2909 | 4870.7949 | 3633.4924 | 2710.4363 | 2021.8127 | 1508.0968 | 1124.883 | 839.0257 | 625.7962 | 466.7419 | 348.1022 | 259.6107 | 193.6083 | 144.3814 | 107.6673 | 80.2863 | 59.8686
Commercial_Other Health_Existing_Food Preparation_Natural Gas_Broiler_E1_Baseline Forecast | Commercial | Other Health | Existing | Food Preparation | Natural Gas | Broiler | E1 |  | Baseline Forecast | 0 | 2135.309 | 4886.0959 | 8107.0185 | 11688.2351 | 15532.986 | 19585.149 | 23802.0395 | 28145.136 | 32574.1876 | 37059.8409 | 41580.4826 | 45115.4846 | 47864.9293 | 49987.9104 | 51612.885 | 52841.762 | 53755.8071 | 54419.3761 | 54883.6939 | 55189.0542 | 55367.89 | 55446.4513 | 55445.2982 | 55380.7946 | 55265.5237 | 55109.8424 | 54921.9931 | 54708.5355 | 54474.6897 | 54224.6101 | 53961.6025 | 53690.1468
Commercial_Other Health_Existing_Food Preparation_Natural Gas_Broiler_E2_Baseline Forecast | Commercial | Other Health | Existing | Food Preparation | Natural Gas | Broiler | E2 |  | Baseline Forecast | 0 | 750.2437 | 1716.7364 | 2848.4119 | 4106.6772 | 5457.5356 | 6881.2686 | 8362.8787 | 9888.8316 | 11444.9848 | 13021.0252 | 14609.3588 | 15851.3865 | 16817.4076 | 17563.3199 | 18134.2569 | 18566.0245 | 18887.1755 | 19120.3213 | 19283.46 | 19390.7488 | 19453.583 | 19481.1856 | 19480.7805 | 19458.117 | 19417.6164 | 19362.9176 | 19296.9165 | 19221.9179 | 19139.7558 | 19051.89 | 18959.4819 | 18864.1056
Commercial_Other Health_Existing_Food Preparation_Natural Gas_Broiler_E3_Baseline Forecast | Commercial | Other Health | Existing | Food Preparation | Natural Gas | Broiler | E3 |  | Baseline Forecast | 0 | 0 | 0 | 0 | 0 | 0 | 0 | 0 | 0 | 0 | 0 | 0 | 0 | 0 | 0 | 0 | 0 | 0 | 0 | 0 | 0 | 0 | 0 | 0 | 0 | 0 | 0 | 0 | 0 | 0 | 0 | 0 | 0
Commercial_Other Health_Existing_Food Preparation_Natural Gas_Broiler_E4_Baseline Forecast | Commercial | Other Health | Existing | Food Preparation | Natural Gas | Broiler | E4 |  | Baseline Forecast | 0 | 0 | 0 | 0 | 0 | 0 | 0 | 0 | 0 | 0 | 0 | 0 | 0 | 0 | 0 | 0 | 0 | 0 | 0 | 0 | 0 | 0 | 0 | 0 | 0 | 0 | 0 | 0 | 0 | 0 | 0 | 0 | 0
Commercial_Other Health_Existing_Food Preparation_Natural Gas_Broiler_E5_Baseline Forecast | Commercial | Other Health | Existing | Food Preparation | Natural Gas | Broiler | E5 |  | Baseline Forecast | 0 | 0 | 0 | 0 | 0 | 0 | 0 | 0 | 0 | 0 | 0 | 0 | 0 | 0 | 0 | 0 | 0 | 0 | 0 | 0 | 0 | 0 | 0 | 0 | 0 | 0 | 0 | 0 | 0 | 0 | 0 | 0 | 0
Commercial_Other Health_Existing_Food Preparation_Natural Gas_Broiler_E6_Baseline Forecast | Commercial | Other Health | Existing | Food Preparation | Natural Gas | Broiler | E6 |  | Baseline Forecast | 0 | 0 | 0 | 0 | 0 | 0 | 0 | 0 | 0 | 0 | 0 | 0 | 0 | 0 | 0 | 0 | 0 | 0 | 0 | 0 | 0 | 0 | 0 | 0 | 0 | 0 | 0 | 0 | 0 | 0 | 0 | 0 | 0
Commercial_Other Health_Existing_Food Preparation_Natural Gas_Broiler_E7_Baseline Forecast | Commercial | Other Health | Existing | Food Preparation | Natural Gas | Broiler | E7 |  | Baseline Forecast | 0 | 0 | 0 | 0 | 0 | 0 | 0 | 0 | 0 | 0 | 0 | 0 | 0 | 0 | 0 | 0 | 0 | 0 | 0 | 0 | 0 | 0 | 0 | 0 | 0 | 0 | 0 | 0 | 0 | 0 | 0 | 0 | 0
Commercial_Other Health_Existing_Food Preparation_Natural Gas_Broiler_E8_Baseline Forecast | Commercial | Other Health | Existing | Food Preparation | Natural Gas | Broiler | E8 |  | Baseline Forecast | 0 | 0 | 0 | 0 | 0 | 0 | 0 | 0 | 0 | 0 | 0 | 0 | 0 | 0 | 0 | 0 | 0 | 0 | 0 | 0 | 0 | 0 | 0 | 0 | 0 | 0 | 0 | 0 | 0 | 0 | 0 | 0 | 0
Commercial_Other Health_Existing_Food Preparation_Natural Gas_Broiler_E9_Baseline Forecast | Commercial | Other Health | Existing | Food Preparation | Natural Gas | Broiler | E9 |  | Baseline Forecast | 0 | 0 | 0 | 0 | 0 | 0 | 0 | 0 | 0 | 0 | 0 | 0 | 0 | 0 | 0 | 0 | 0 | 0 | 0 | 0 | 0 | 0 | 0 | 0 | 0 | 0 | 0 | 0 | 0 | 0 | 0 | 0 | 0
Commercial_Other Health_Existing_Food Preparation_Natural Gas_Broiler_E10_Baseline Forecast | Commercial | Other Health | Existing | Food Preparation | Natural Gas | Broiler | E10 |  | Baseline Forecast | 0 | 0 | 0 | 0 | 0 | 0 | 0 | 0 | 0 | 0 | 0 | 0 | 0 | 0 | 0 | 0 | 0 | 0 | 0 | 0 | 0 | 0 | 0 | 0 | 0 | 0 | 0 | 0 | 0 | 0 | 0 | 0 | 0
Commercial_Other Health_Existing_Food Preparation_Natural Gas_Broiler_Vintage_Baseline Forecast | Commercial | Other Health | Existing | Food Preparation | Natural Gas | Broiler | Vintage |  | Baseline Forecast | 87009.266 | 83681.0298 | 79521.0667 | 74633.8694 | 69245.8936 | 63448.9291 | 57411.2306 | 51215.2672 | 44899.2259 | 38482.574 | 31995.1152 | 25464.6456 | 20266.7047 | 16129.1116 | 12835.4689 | 10214.0179 | 8127.7165 | 6467.4205 | 5146.1712 | 4094.7549 | 3258.0544 | 2592.2409 | 2062.4442 | 1640.8877 | 1305.465 | 1038.5749 | 826.2215 | 657.2658 | 522.843 | 415.8983 | 330.8174 | 263.1327 | 209.2961
Commercial_Other Health_Existing_Food Preparation_Natural Gas_Griddle_E1_Baseline Forecast | Commercial | Other Health | Existing | Food Preparation | Natural Gas | Griddle | E1 |  | Baseline Forecast | 0 | 2048.7425 | 4688.0109 | 7778.3556 | 11214.3878 | 14903.2703 | 18791.1565 | 22837.0919 | 27004.1169 | 31253.6125 | 35557.4149 | 39894.7874 | 43286.4785 | 45924.4591 | 47961.3735 | 49520.4708 | 50699.5284 | 51576.5176 | 52213.1852 | 52658.6792 | 52951.6601 | 53123.2458 | 53198.6222 | 53197.5159 | 53135.6272 | 53025.0295 | 52875.6596 | 52695.4258 | 52490.6219 | 52266.2564 | 52026.3151 | 51773.9699 | 51513.5192
Commercial_Other Health_Existing_Food Preparation_Natural Gas_Griddle_E2_Baseline Forecast | Commercial | Other Health | Existing | Food Preparation | Natural Gas | Griddle | E2 |  | Baseline Forecast | 0 | 836.8103 | 1914.8214 | 3177.0748 | 4580.5246 | 6087.2513 | 7675.2611 | 9327.8263 | 11029.8506 | 12765.56 | 14523.4512 | 16295.054 | 17680.3926 | 18757.8777 | 19589.8568 | 20226.6712 | 20708.2581 | 21066.4649 | 21326.5122 | 21508.4746 | 21628.1428 | 21698.2271 | 21729.0147 | 21728.5628 | 21703.2844 | 21658.1107 | 21597.1004 | 21523.4838 | 21439.8315 | 21348.1892 | 21250.1851 | 21147.1145 | 21040.7332
Commercial_Other Health_Existing_Food Preparation_Natural Gas_Griddle_E3_Baseline Forecast | Commercial | Other Health | Existing | Food Preparation | Natural Gas | Griddle | E3 |  | Baseline Forecast | 0 | 0 | 0 | 0 | 0 | 0 | 0 | 0 | 0 | 0 | 0 | 0 | 0 | 0 | 0 | 0 | 0 | 0 | 0 | 0 | 0 | 0 | 0 | 0 | 0 | 0 | 0 | 0 | 0 | 0 | 0 | 0 | 0
Commercial_Other Health_Existing_Food Preparation_Natural Gas_Griddle_E4_Baseline Forecast | Commercial | Other Health | Existing | Food Preparation | Natural Gas | Griddle | E4 |  | Baseline Forecast | 0 | 0 | 0 | 0 | 0 | 0 | 0 | 0 | 0 | 0 | 0 | 0 | 0 | 0 | 0 | 0 | 0 | 0 | 0 | 0 | 0 | 0 | 0 | 0 | 0 | 0 | 0 | 0 | 0 | 0 | 0 | 0 | 0
Commercial_Other Health_Existing_Food Preparation_Natural Gas_Griddle_E5_Baseline Forecast | Commercial | Other Health | Existing | Food Preparation | Natural Gas | Griddle | E5 |  | Baseline Forecast | 0 | 0 | 0 | 0 | 0 | 0 | 0 | 0 | 0 | 0 | 0 | 0 | 0 | 0 | 0 | 0 | 0 | 0 | 0 | 0 | 0 | 0 | 0 | 0 | 0 | 0 | 0 | 0 | 0 | 0 | 0 | 0 | 0
Commercial_Other Health_Existing_Food Preparation_Natural Gas_Griddle_E6_Baseline Forecast | Commercial | Other Health | Existing | Food Preparation | Natural Gas | Griddle | E6 |  | Baseline Forecast | 0 | 0 | 0 | 0 | 0 | 0 | 0 | 0 | 0 | 0 | 0 | 0 | 0 | 0 | 0 | 0 | 0 | 0 | 0 | 0 | 0 | 0 | 0 | 0 | 0 | 0 | 0 | 0 | 0 | 0 | 0 | 0 | 0
Commercial_Other Health_Existing_Food Preparation_Natural Gas_Griddle_E7_Baseline Forecast | Commercial | Other Health | Existing | Food Preparation | Natural Gas | Griddle | E7 |  | Baseline Forecast | 0 | 0 | 0 | 0 | 0 | 0 | 0 | 0 | 0 | 0 | 0 | 0 | 0 | 0 | 0 | 0 | 0 | 0 | 0 | 0 | 0 | 0 | 0 | 0 | 0 | 0 | 0 | 0 | 0 | 0 | 0 | 0 | 0
Commercial_Other Health_Existing_Food Preparation_Natural Gas_Griddle_E8_Baseline Forecast | Commercial | Other Health | Existing | Food Preparation | Natural Gas | Griddle | E8 |  | Baseline Forecast | 0 | 0 | 0 | 0 | 0 | 0 | 0 | 0 | 0 | 0 | 0 | 0 | 0 | 0 | 0 | 0 | 0 | 0 | 0 | 0 | 0 | 0 | 0 | 0 | 0 | 0 | 0 | 0 | 0 | 0 | 0 | 0 | 0
Commercial_Other Health_Existing_Food Preparation_Natural Gas_Griddle_E9_Baseline Forecast | Commercial | Other Health | Existing | Food Preparation | Natural Gas | Griddle | E9 |  | Baseline Forecast | 0 | 0 | 0 | 0 | 0 | 0 | 0 | 0 | 0 | 0 | 0 | 0 | 0 | 0 | 0 | 0 | 0 | 0 | 0 | 0 | 0 | 0 | 0 | 0 | 0 | 0 | 0 | 0 | 0 | 0 | 0 | 0 | 0
Commercial_Other Health_Existing_Food Preparation_Natural Gas_Griddle_E10_Baseline Forecast | Commercial | Other Health | Existing | Food Preparation | Natural Gas | Griddle | E10 |  | Baseline Forecast | 0 | 0 | 0 | 0 | 0 | 0 | 0 | 0 | 0 | 0 | 0 | 0 | 0 | 0 | 0 | 0 | 0 | 0 | 0 | 0 | 0 | 0 | 0 | 0 | 0 | 0 | 0 | 0 | 0 | 0 | 0 | 0 | 0
Commercial_Other Health_Existing_Food Preparation_Natural Gas_Griddle_Vintage_Baseline Forecast | Commercial | Other Health | Existing | Food Preparation | Natural Gas | Griddle | Vintage |  | Baseline Forecast | 87009.266 | 83681.0298 | 79521.0667 | 74633.8694 | 69245.8936 | 63448.9291 | 57411.2306 | 51215.2672 | 44899.2259 | 38482.574 | 31995.1152 | 25464.6456 | 20266.7047 | 16129.1116 | 12835.4689 | 10214.0179 | 8127.7165 | 6467.4205 | 5146.1712 | 4094.7549 | 3258.0544 | 2592.2409 | 2062.4442 | 1640.8877 | 1305.465 | 1038.5749 | 826.2215 | 657.2658 | 522.843 | 415.8983 | 330.8174 | 263.1327 | 209.2961
Commercial_Other Health_Existing_Food Preparation_Natural Gas_Range_E1_Baseline Forecast | Commercial | Other Health | Existing | Food Preparation | Natural Gas | Range | E1 |  | Baseline Forecast | 0 | 6001.741 | 13733.4135 | 22786.5028 | 32852.2753 | 43658.7667 | 55048.2344 | 66900.7035 | 79107.9016 | 91556.695 | 101319.3775 | 108945.1528 | 114866.845 | 119429.6162 | 122907.9303 | 125524.7435 | 127456.5796 | 128844.2676 | 129799.0942 | 130409.6405 | 130745.2792 | 130862.0926 | 130805.7454 | 130611.7926 | 130308.5334 | 129917.4562 | 129456.4694 | 128939.8253 | 128378.8668 | 127782.6204 | 127158.2692 | 126511.5293 | 125851.2848
Commercial_Other Health_Existing_Food Preparation_Natural Gas_Range_E2_Baseline Forecast | Commercial | Other Health | Existing | Food Preparation | Natural Gas | Range | E2 |  | Baseline Forecast | 0 | 8636.6517 | 19762.717 | 32790.3333 | 47275.2254 | 62826.0301 | 79215.752 | 96271.7441 | 113838.1998 | 131752.3172 | 145801.0555 | 156774.7321 | 165296.1916 | 171862.1306 | 176867.5094 | 180633.1674 | 183413.1268 | 185410.0436 | 186784.0624 | 187662.6533 | 188145.6457 | 188313.7431 | 188232.658 | 187953.5552 | 187517.1579 | 186954.3882 | 186291.0169 | 185547.5535 | 184740.3206 | 183882.3074 | 182983.8508 | 182053.1764 | 181103.0683
Commercial_Other Health_Existing_Food Preparation_Natural Gas_Range_E3_Baseline Forecast | Commercial | Other Health | Existing | Food Preparation | Natural Gas | Range | E3 |  | Baseline Forecast | 0 | 0 | 0 | 0 | 0 | 0 | 0 | 0 | 0 | 0 | 0 | 0 | 0 | 0 | 0 | 0 | 0 | 0 | 0 | 0 | 0 | 0 | 0 | 0 | 0 | 0 | 0 | 0 | 0 | 0 | 0 | 0 | 0
Commercial_Other Health_Existing_Food Preparation_Natural Gas_Range_E4_Baseline Forecast | Commercial | Other Health | Existing | Food Preparation | Natural Gas | Range | E4 |  | Baseline Forecast | 0 | 0 | 0 | 0 | 0 | 0 | 0 | 0 | 0 | 0 | 0 | 0 | 0 | 0 | 0 | 0 | 0 | 0 | 0 | 0 | 0 | 0 | 0 | 0 | 0 | 0 | 0 | 0 | 0 | 0 | 0 | 0 | 0
Commercial_Other Health_Existing_Food Preparation_Natural Gas_Range_E5_Baseline Forecast | Commercial | Other Health | Existing | Food Preparation | Natural Gas | Range | E5 |  | Baseline Forecast | 0 | 0 | 0 | 0 | 0 | 0 | 0 | 0 | 0 | 0 | 0 | 0 | 0 | 0 | 0 | 0 | 0 | 0 | 0 | 0 | 0 | 0 | 0 | 0 | 0 | 0 | 0 | 0 | 0 | 0 | 0 | 0 | 0
Commercial_Other Health_Existing_Food Preparation_Natural Gas_Range_E6_Baseline Forecast | Commercial | Other Health | Existing | Food Preparation | Natural Gas | Range | E6 |  | Baseline Forecast | 0 | 0 | 0 | 0 | 0 | 0 | 0 | 0 | 0 | 0 | 0 | 0 | 0 | 0 | 0 | 0 | 0 | 0 | 0 | 0 | 0 | 0 | 0 | 0 | 0 | 0 | 0 | 0 | 0 | 0 | 0 | 0 | 0
Commercial_Other Health_Existing_Food Preparation_Natural Gas_Range_E7_Baseline Forecast | Commercial | Other Health | Existing | Food Preparation | Natural Gas | Range | E7 |  | Baseline Forecast | 0 | 0 | 0 | 0 | 0 | 0 | 0 | 0 | 0 | 0 | 0 | 0 | 0 | 0 | 0 | 0 | 0 | 0 | 0 | 0 | 0 | 0 | 0 | 0 | 0 | 0 | 0 | 0 | 0 | 0 | 0 | 0 | 0
Commercial_Other Health_Existing_Food Preparation_Natural Gas_Range_E8_Baseline Forecast | Commercial | Other Health | Existing | Food Preparation | Natural Gas | Range | E8 |  | Baseline Forecast | 0 | 0 | 0 | 0 | 0 | 0 | 0 | 0 | 0 | 0 | 0 | 0 | 0 | 0 | 0 | 0 | 0 | 0 | 0 | 0 | 0 | 0 | 0 | 0 | 0 | 0 | 0 | 0 | 0 | 0 | 0 | 0 | 0
Commercial_Other Health_Existing_Food Preparation_Natural Gas_Range_E9_Baseline Forecast | Commercial | Other Health | Existing | Food Preparation | Natural Gas | Range | E9 |  | Baseline Forecast | 0 | 0 | 0 | 0 | 0 | 0 | 0 | 0 | 0 | 0 | 0 | 0 | 0 | 0 | 0 | 0 | 0 | 0 | 0 | 0 | 0 | 0 | 0 | 0 | 0 | 0 | 0 | 0 | 0 | 0 | 0 | 0 | 0
Commercial_Other Health_Existing_Food Preparation_Natural Gas_Range_E10_Baseline Forecast | Commercial | Other Health | Existing | Food Preparation | Natural Gas | Range | E10 |  | Baseline Forecast | 0 | 0 | 0 | 0 | 0 | 0 | 0 | 0 | 0 | 0 | 0 | 0 | 0 | 0 | 0 | 0 | 0 | 0 | 0 | 0 | 0 | 0 | 0 | 0 | 0 | 0 | 0 | 0 | 0 | 0 | 0 | 0 | 0
Commercial_Other Health_Existing_Food Preparation_Natural Gas_Range_Vintage_Baseline Forecast | Commercial | Other Health | Existing | Food Preparation | Natural Gas | Range | Vintage |  | Baseline Forecast | 367831.2606 | 351321.4254 | 330592.2452 | 306251.5237 | 279382.1042 | 250482.5815 | 220328.375 | 189316.8921 | 157653.5817 | 125466.7309 | 99855.3897 | 79474.0725 | 63251.5207 | 50338.2692 | 40058.9509 | 31877.5141 | 25366.2566 | 20184.5436 | 16060.9809 | 12779.5554 | 10168.2489 | 8090.2732 | 6436.8005 | 5121.1406 | 4074.3007 | 3241.3481 | 2578.602 | 2051.2985 | 1631.7707 | 1298.0008 | 1032.4669 | 821.2258 | 653.2043
Commercial_Other Health_Existing_Food Preparation_Natural Gas_Steamer_E1_Baseline Forecast | Commercial | Other Health | Existing | Food Preparation | Natural Gas | Steamer | E1 |  | Baseline Forecast | 0 | 744.729 | 1584.7468 | 1574.9098 | 1564.8171 | 1553.7516 | 1543.414 | 1534.2603 | 1526.0353 | 1518.0964 | 1431.8068 | 1266.1812 | 1119.6927 | 990.1105 | 875.4724 | 774.0782 | 684.4067 | 605.1099 | 534.9891 | 265.6483 | 0 | 0 | 0 | 0 | 0 | 0 | 0 | 0 | 0 | 0 | 0 | 0 | 0
Commercial_Other Health_Existing_Food Preparation_Natural Gas_Steamer_E2_Baseline Forecast | Commercial | Other Health | Existing | Food Preparation | Natural Gas | Steamer | E2 |  | Baseline Forecast | 0 | 744.729 | 1584.7468 | 3433.8942 | 5419.5307 | 7516.3736 | 9712.461 | 11998.2054 | 14362.4286 | 16790.0657 | 18994.7095 | 21012.3014 | 22774.4182 | 24310.0371 | 25644.7263 | 26802.0584 | 27802.6747 | 28664.9029 | 29404.7684 | 30243.783 | 30990.3677 | 31392.8114 | 31726.0739 | 31998.1864 | 32216.253 | 32386.2992 | 32513.8724 | 32603.8798 | 32660.6619 | 32688.058 | 32689.4642 | 32667.8839 | 32627.0977
Commercial_Other Health_Existing_Food Preparation_Natural Gas_Steamer_E3_Baseline Forecast | Commercial | Other Health | Existing | Food Preparation | Natural Gas | Steamer | E3 |  | Baseline Forecast | 0 | 0 | 0 | 0 | 0 | 0 | 0 | 0 | 0 | 0 | 0 | 0 | 0 | 0 | 0 | 0 | 0 | 0 | 0 | 0 | 0 | 0 | 0 | 0 | 0 | 0 | 0 | 0 | 0 | 0 | 0 | 0 | 0
Commercial_Other Health_Existing_Food Preparation_Natural Gas_Steamer_E4_Baseline Forecast | Commercial | Other Health | Existing | Food Preparation | Natural Gas | Steamer | E4 |  | Baseline Forecast | 0 | 0 | 0 | 0 | 0 | 0 | 0 | 0 | 0 | 0 | 0 | 0 | 0 | 0 | 0 | 0 | 0 | 0 | 0 | 0 | 0 | 0 | 0 | 0 | 0 | 0 | 0 | 0 | 0 | 0 | 0 | 0 | 0
Commercial_Other Health_Existing_Food Preparation_Natural Gas_Steamer_E5_Baseline Forecast | Commercial | Other Health | Existing | Food Preparation | Natural Gas | Steamer | E5 |  | Baseline Forecast | 0 | 0 | 0 | 0 | 0 | 0 | 0 | 0 | 0 | 0 | 0 | 0 | 0 | 0 | 0 | 0 | 0 | 0 | 0 | 0 | 0 | 0 | 0 | 0 | 0 | 0 | 0 | 0 | 0 | 0 | 0 | 0 | 0
Commercial_Other Health_Existing_Food Preparation_Natural Gas_Steamer_E6_Baseline Forecast | Commercial | Other Health | Existing | Food Preparation | Natural Gas | Steamer | E6 |  | Baseline Forecast | 0 | 0 | 0 | 0 | 0 | 0 | 0 | 0 | 0 | 0 | 0 | 0 | 0 | 0 | 0 | 0 | 0 | 0 | 0 | 0 | 0 | 0 | 0 | 0 | 0 | 0 | 0 | 0 | 0 | 0 | 0 | 0 | 0
Commercial_Other Health_Existing_Food Preparation_Natural Gas_Steamer_E7_Baseline Forecast | Commercial | Other Health | Existing | Food Preparation | Natural Gas | Steamer | E7 |  | Baseline Forecast | 0 | 0 | 0 | 0 | 0 | 0 | 0 | 0 | 0 | 0 | 0 | 0 | 0 | 0 | 0 | 0 | 0 | 0 | 0 | 0 | 0 | 0 | 0 | 0 | 0 | 0 | 0 | 0 | 0 | 0 | 0 | 0 | 0
Commercial_Other Health_Existing_Food Preparation_Natural Gas_Steamer_E8_Baseline Forecast | Commercial | Other Health | Existing | Food Preparation | Natural Gas | Steamer | E8 |  | Baseline Forecast | 0 | 0 | 0 | 0 | 0 | 0 | 0 | 0 | 0 | 0 | 0 | 0 | 0 | 0 | 0 | 0 | 0 | 0 | 0 | 0 | 0 | 0 | 0 | 0 | 0 | 0 | 0 | 0 | 0 | 0 | 0 | 0 | 0
Commercial_Other Health_Existing_Food Preparation_Natural Gas_Steamer_E9_Baseline Forecast | Commercial | Other Health | Existing | Food Preparation | Natural Gas | Steamer | E9 |  | Baseline Forecast | 0 | 0 | 0 | 0 | 0 | 0 | 0 | 0 | 0 | 0 | 0 | 0 | 0 | 0 | 0 | 0 | 0 | 0 | 0 | 0 | 0 | 0 | 0 | 0 | 0 | 0 | 0 | 0 | 0 | 0 | 0 | 0 | 0
Commercial_Other Health_Existing_Food Preparation_Natural Gas_Steamer_E10_Baseline Forecast | Commercial | Other Health | Existing | Food Preparation | Natural Gas | Steamer | E10 |  | Baseline Forecast | 0 | 0 | 0 | 0 | 0 | 0 | 0 | 0 | 0 | 0 | 0 | 0 | 0 | 0 | 0 | 0 | 0 | 0 | 0 | 0 | 0 | 0 | 0 | 0 | 0 | 0 | 0 | 0 | 0 | 0 | 0 | 0 | 0
Commercial_Other Health_Existing_Food Preparation_Natural Gas_Steamer_Vintage_Baseline Forecast | Commercial | Other Health | Existing | Food Preparation | Natural Gas | Steamer | Vintage |  | Baseline Forecast | 40421.0176 | 38725.9067 | 36840.218 | 34752.5543 | 32522.2022 | 30157.0592 | 27710.3185 | 25202.6265 | 22638.9737 | 20018.8427 | 17702.695 | 15654.9193 | 13843.7525 | 12241.6124 | 10824.2399 | 9570.6134 | 8461.9255 | 7481.5097 | 6614.5433 | 5847.9148 | 5169.981 | 4570.4973 | 4040.4321 | 3571.7574 | 3157.3725 | 2790.9748 | 2467.0164 | 2180.5903 | 1927.3555 | 1703.4726 | 1505.5454 | 1330.5701 | 1175.9306
Commercial_Other Health_Existing_Food Preparation_Natural Gas_Food Prep Other_E1_Baseline Forecast | Commercial | Other Health | Existing | Food Preparation | Natural Gas | Food Prep Other | E1 |  | Baseline Forecast | 0 | 0 | 0 | 0 | 0 | 0 | 0 | 0 | 0 | 0 | 0 | 0 | 0 | 0 | 0 | 0 | 0 | 0 | 0 | 0 | 0 | 0 | 0 | 0 | 0 | 0 | 0 | 0 | 0 | 0 | 0 | 0 | 0
Commercial_Other Health_Existing_Food Preparation_Natural Gas_Food Prep Other_E2_Baseline Forecast | Commercial | Other Health | Existing | Food Preparation | Natural Gas | Food Prep Other | E2 |  | Baseline Forecast | 0 | 0 | 0 | 0 | 0 | 0 | 0 | 0 | 0 | 0 | 0 | 0 | 0 | 0 | 0 | 0 | 0 | 0 | 0 | 0 | 0 | 0 | 0 | 0 | 0 | 0 | 0 | 0 | 0 | 0 | 0 | 0 | 0
Commercial_Other Health_Existing_Food Preparation_Natural Gas_Food Prep Other_E3_Baseline Forecast | Commercial | Other Health | Existing | Food Preparation | Natural Gas | Food Prep Other | E3 |  | Baseline Forecast | 0 | 0 | 0 | 0 | 0 | 0 | 0 | 0 | 0 | 0 | 0 | 0 | 0 | 0 | 0 | 0 | 0 | 0 | 0 | 0 | 0 | 0 | 0 | 0 | 0 | 0 | 0 | 0 | 0 | 0 | 0 | 0 | 0
Commercial_Other Health_Existing_Food Preparation_Natural Gas_Food Prep Other_E4_Baseline Forecast | Commercial | Other Health | Existing | Food Preparation | Natural Gas | Food Prep Other | E4 |  | Baseline Forecast | 0 | 0 | 0 | 0 | 0 | 0 | 0 | 0 | 0 | 0 | 0 | 0 | 0 | 0 | 0 | 0 | 0 | 0 | 0 | 0 | 0 | 0 | 0 | 0 | 0 | 0 | 0 | 0 | 0 | 0 | 0 | 0 | 0
Commercial_Other Health_Existing_Food Preparation_Natural Gas_Food Prep Other_E5_Baseline Forecast | Commercial | Other Health | Existing | Food Preparation | Natural Gas | Food Prep Other | E5 |  | Baseline Forecast | 0 | 0 | 0 | 0 | 0 | 0 | 0 | 0 | 0 | 0 | 0 | 0 | 0 | 0 | 0 | 0 | 0 | 0 | 0 | 0 | 0 | 0 | 0 | 0 | 0 | 0 | 0 | 0 | 0 | 0 | 0 | 0 | 0
Commercial_Other Health_Existing_Food Preparation_Natural Gas_Food Prep Other_E6_Baseline Forecast | Commercial | Other Health | Existing | Food Preparation | Natural Gas | Food Prep Other | E6 |  | Baseline Forecast | 0 | 0 | 0 | 0 | 0 | 0 | 0 | 0 | 0 | 0 | 0 | 0 | 0 | 0 | 0 | 0 | 0 | 0 | 0 | 0 | 0 | 0 | 0 | 0 | 0 | 0 | 0 | 0 | 0 | 0 | 0 | 0 | 0
Commercial_Other Health_Existing_Food Preparation_Natural Gas_Food Prep Other_E7_Baseline Forecast | Commercial | Other Health | Existing | Food Preparation | Natural Gas | Food Prep Other | E7 |  | Baseline Forecast | 0 | 0 | 0 | 0 | 0 | 0 | 0 | 0 | 0 | 0 | 0 | 0 | 0 | 0 | 0 | 0 | 0 | 0 | 0 | 0 | 0 | 0 | 0 | 0 | 0 | 0 | 0 | 0 | 0 | 0 | 0 | 0 | 0
Commercial_Other Health_Existing_Food Preparation_Natural Gas_Food Prep Other_E8_Baseline Forecast | Commercial | Other Health | Existing | Food Preparation | Natural Gas | Food Prep Other | E8 |  | Baseline Forecast | 0 | 0 | 0 | 0 | 0 | 0 | 0 | 0 | 0 | 0 | 0 | 0 | 0 | 0 | 0 | 0 | 0 | 0 | 0 | 0 | 0 | 0 | 0 | 0 | 0 | 0 | 0 | 0 | 0 | 0 | 0 | 0 | 0
Commercial_Other Health_Existing_Food Preparation_Natural Gas_Food Prep Other_E9_Baseline Forecast | Commercial | Other Health | Existing | Food Preparation | Natural Gas | Food Prep Other | E9 |  | Baseline Forecast | 0 | 0 | 0 | 0 | 0 | 0 | 0 | 0 | 0 | 0 | 0 | 0 | 0 | 0 | 0 | 0 | 0 | 0 | 0 | 0 | 0 | 0 | 0 | 0 | 0 | 0 | 0 | 0 | 0 | 0 | 0 | 0 | 0
Commercial_Other Health_Existing_Food Preparation_Natural Gas_Food Prep Other_E10_Baseline Forecast | Commercial | Other Health | Existing | Food Preparation | Natural Gas | Food Prep Other | E10 |  | Baseline Forecast | 0 | 0 | 0 | 0 | 0 | 0 | 0 | 0 | 0 | 0 | 0 | 0 | 0 | 0 | 0 | 0 | 0 | 0 | 0 | 0 | 0 | 0 | 0 | 0 | 0 | 0 | 0 | 0 | 0 | 0 | 0 | 0 | 0
Commercial_Other Health_Existing_Food Preparation_Natural Gas_Food Prep Other_Vintage_Baseline Forecast | Commercial | Other Health | Existing | Food Preparation | Natural Gas | Food Prep Other | Vintage |  | Baseline Forecast | 0 | 0 | 0 | 0 | 0 | 0 | 0 | 0 | 0 | 0 | 0 | 0 | 0 | 0 | 0 | 0 | 0 | 0 | 0 | 0 | 0 | 0 | 0 | 0 | 0 | 0 | 0 | 0 | 0 | 0 | 0 | 0 | 0
Commercial_Other Health_Existing_Miscellaneous_Natural Gas_Pool Heater_E1_Baseline Forecast | Commercial | Other Health | Existing | Miscellaneous | Natural Gas | Pool Heater | E1 |  | Baseline Forecast | 0 | 0 | 0 | 0 | 0 | 0 | 0 | 0 | 0 | 0 | 0 | 0 | 0 | 0 | 0 | 0 | 0 | 0 | 0 | 0 | 0 | 0 | 0 | 0 | 0 | 0 | 0 | 0 | 0 | 0 | 0 | 0 | 0
Commercial_Other Health_Existing_Miscellaneous_Natural Gas_Pool Heater_E2_Baseline Forecast | Commercial | Other Health | Existing | Miscellaneous | Natural Gas | Pool Heater | E2 |  | Baseline Forecast | 0 | 0 | 0 | 0 | 0 | 0 | 0 | 0 | 0 | 0 | 0 | 0 | 0 | 0 | 0 | 0 | 0 | 0 | 0 | 0 | 0 | 0 | 0 | 0 | 0 | 0 | 0 | 0 | 0 | 0 | 0 | 0 | 0
Commercial_Other Health_Existing_Miscellaneous_Natural Gas_Pool Heater_E3_Baseline Forecast | Commercial | Other Health | Existing | Miscellaneous | Natural Gas | Pool Heater | E3 |  | Baseline Forecast | 0 | 0 | 0 | 0 | 0 | 0 | 0 | 0 | 0 | 0 | 0 | 0 | 0 | 0 | 0 | 0 | 0 | 0 | 0 | 0 | 0 | 0 | 0 | 0 | 0 | 0 | 0 | 0 | 0 | 0 | 0 | 0 | 0
Commercial_Other Health_Existing_Miscellaneous_Natural Gas_Pool Heater_E4_Baseline Forecast | Commercial | Other Health | Existing | Miscellaneous | Natural Gas | Pool Heater | E4 |  | Baseline Forecast | 0 | 0 | 0 | 0 | 0 | 0 | 0 | 0 | 0 | 0 | 0 | 0 | 0 | 0 | 0 | 0 | 0 | 0 | 0 | 0 | 0 | 0 | 0 | 0 | 0 | 0 | 0 | 0 | 0 | 0 | 0 | 0 | 0
Commercial_Other Health_Existing_Miscellaneous_Natural Gas_Pool Heater_E5_Baseline Forecast | Commercial | Other Health | Existing | Miscellaneous | Natural Gas | Pool Heater | E5 |  | Baseline Forecast | 0 | 0 | 0 | 0 | 0 | 0 | 0 | 0 | 0 | 0 | 0 | 0 | 0 | 0 | 0 | 0 | 0 | 0 | 0 | 0 | 0 | 0 | 0 | 0 | 0 | 0 | 0 | 0 | 0 | 0 | 0 | 0 | 0
Commercial_Other Health_Existing_Miscellaneous_Natural Gas_Pool Heater_E6_Baseline Forecast | Commercial | Other Health | Existing | Miscellaneous | Natural Gas | Pool Heater | E6 |  | Baseline Forecast | 0 | 0 | 0 | 0 | 0 | 0 | 0 | 0 | 0 | 0 | 0 | 0 | 0 | 0 | 0 | 0 | 0 | 0 | 0 | 0 | 0 | 0 | 0 | 0 | 0 | 0 | 0 | 0 | 0 | 0 | 0 | 0 | 0
Commercial_Other Health_Existing_Miscellaneous_Natural Gas_Pool Heater_E7_Baseline Forecast | Commercial | Other Health | Existing | Miscellaneous | Natural Gas | Pool Heater | E7 |  | Baseline Forecast | 0 | 0 | 0 | 0 | 0 | 0 | 0 | 0 | 0 | 0 | 0 | 0 | 0 | 0 | 0 | 0 | 0 | 0 | 0 | 0 | 0 | 0 | 0 | 0 | 0 | 0 | 0 | 0 | 0 | 0 | 0 | 0 | 0
Commercial_Other Health_Existing_Miscellaneous_Natural Gas_Pool Heater_E8_Baseline Forecast | Commercial | Other Health | Existing | Miscellaneous | Natural Gas | Pool Heater | E8 |  | Baseline Forecast | 0 | 0 | 0 | 0 | 0 | 0 | 0 | 0 | 0 | 0 | 0 | 0 | 0 | 0 | 0 | 0 | 0 | 0 | 0 | 0 | 0 | 0 | 0 | 0 | 0 | 0 | 0 | 0 | 0 | 0 | 0 | 0 | 0
Commercial_Other Health_Existing_Miscellaneous_Natural Gas_Pool Heater_E9_Baseline Forecast | Commercial | Other Health | Existing | Miscellaneous | Natural Gas | Pool Heater | E9 |  | Baseline Forecast | 0 | 0 | 0 | 0 | 0 | 0 | 0 | 0 | 0 | 0 | 0 | 0 | 0 | 0 | 0 | 0 | 0 | 0 | 0 | 0 | 0 | 0 | 0 | 0 | 0 | 0 | 0 | 0 | 0 | 0 | 0 | 0 | 0
Commercial_Other Health_Existing_Miscellaneous_Natural Gas_Pool Heater_E10_Baseline Forecast | Commercial | Other Health | Existing | Miscellaneous | Natural Gas | Pool Heater | E10 |  | Baseline Forecast | 0 | 0 | 0 | 0 | 0 | 0 | 0 | 0 | 0 | 0 | 0 | 0 | 0 | 0 | 0 | 0 | 0 | 0 | 0 | 0 | 0 | 0 | 0 | 0 | 0 | 0 | 0 | 0 | 0 | 0 | 0 | 0 | 0
Commercial_Other Health_Existing_Miscellaneous_Natural Gas_Pool Heater_Vintage_Baseline Forecast | Commercial | Other Health | Existing | Miscellaneous | Natural Gas | Pool Heater | Vintage |  | Baseline Forecast | 0 | 0 | 0 | 0 | 0 | 0 | 0 | 0 | 0 | 0 | 0 | 0 | 0 | 0 | 0 | 0 | 0 | 0 | 0 | 0 | 0 | 0 | 0 | 0 | 0 | 0 | 0 | 0 | 0 | 0 | 0 | 0 | 0
Commercial_Other Health_Existing_Miscellaneous_Natural Gas_Miscellaneous_E1_Baseline Forecast | Commercial | Other Health | Existing | Miscellaneous | Natural Gas | Miscellaneous | E1 |  | Baseline Forecast | 0 | 144085.9064 | 314002.749 | 504906.6513 | 665914.2454 | 800989.7445 | 914678.5613 | 1010664.2125 | 1091703.4018 | 1159744.6732 | 1216622.6625 | 1263980.713 | 1303176.2414 | 1335381.6521 | 1361596.3465 | 1382723.616 | 1399520.9027 | 1412636.892 | 1422615.2673 | 1429919.7597 | 1434933.4561 | 1437993.2517 | 1439397.7858 | 1439392.4766 | 1438186.6397 | 1435947.35 | 1432826.6068 | 1428954.0418 | 1424440.2071 | 1419379.3816 | 1413851.9633 | 1407926.5113 | 1401709.776
Commercial_Other Health_Existing_Miscellaneous_Natural Gas_Miscellaneous_E2_Baseline Forecast | Commercial | Other Health | Existing | Miscellaneous | Natural Gas | Miscellaneous | E2 |  | Baseline Forecast | 0 | 0 | 0 | 0 | 0 | 0 | 0 | 0 | 0 | 0 | 0 | 0 | 0 | 0 | 0 | 0 | 0 | 0 | 0 | 0 | 0 | 0 | 0 | 0 | 0 | 0 | 0 | 0 | 0 | 0 | 0 | 0 | 0
Commercial_Other Health_Existing_Miscellaneous_Natural Gas_Miscellaneous_E3_Baseline Forecast | Commercial | Other Health | Existing | Miscellaneous | Natural Gas | Miscellaneous | E3 |  | Baseline Forecast | 0 | 0 | 0 | 0 | 0 | 0 | 0 | 0 | 0 | 0 | 0 | 0 | 0 | 0 | 0 | 0 | 0 | 0 | 0 | 0 | 0 | 0 | 0 | 0 | 0 | 0 | 0 | 0 | 0 | 0 | 0 | 0 | 0
Commercial_Other Health_Existing_Miscellaneous_Natural Gas_Miscellaneous_E4_Baseline Forecast | Commercial | Other Health | Existing | Miscellaneous | Natural Gas | Miscellaneous | E4 |  | Baseline Forecast | 0 | 0 | 0 | 0 | 0 | 0 | 0 | 0 | 0 | 0 | 0 | 0 | 0 | 0 | 0 | 0 | 0 | 0 | 0 | 0 | 0 | 0 | 0 | 0 | 0 | 0 | 0 | 0 | 0 | 0 | 0 | 0 | 0
Commercial_Other Health_Existing_Miscellaneous_Natural Gas_Miscellaneous_E5_Baseline Forecast | Commercial | Other Health | Existing | Miscellaneous | Natural Gas | Miscellaneous | E5 |  | Baseline Forecast | 0 | 0 | 0 | 0 | 0 | 0 | 0 | 0 | 0 | 0 | 0 | 0 | 0 | 0 | 0 | 0 | 0 | 0 | 0 | 0 | 0 | 0 | 0 | 0 | 0 | 0 | 0 | 0 | 0 | 0 | 0 | 0 | 0
Commercial_Other Health_Existing_Miscellaneous_Natural Gas_Miscellaneous_E6_Baseline Forecast | Commercial | Other Health | Existing | Miscellaneous | Natural Gas | Miscellaneous | E6 |  | Baseline Forecast | 0 | 0 | 0 | 0 | 0 | 0 | 0 | 0 | 0 | 0 | 0 | 0 | 0 | 0 | 0 | 0 | 0 | 0 | 0 | 0 | 0 | 0 | 0 | 0 | 0 | 0 | 0 | 0 | 0 | 0 | 0 | 0 | 0
Commercial_Other Health_Existing_Miscellaneous_Natural Gas_Miscellaneous_E7_Baseline Forecast | Commercial | Other Health | Existing | Miscellaneous | Natural Gas | Miscellaneous | E7 |  | Baseline Forecast | 0 | 0 | 0 | 0 | 0 | 0 | 0 | 0 | 0 | 0 | 0 | 0 | 0 | 0 | 0 | 0 | 0 | 0 | 0 | 0 | 0 | 0 | 0 | 0 | 0 | 0 | 0 | 0 | 0 | 0 | 0 | 0 | 0
Commercial_Other Health_Existing_Miscellaneous_Natural Gas_Miscellaneous_E8_Baseline Forecast | Commercial | Other Health | Existing | Miscellaneous | Natural Gas | Miscellaneous | E8 |  | Baseline Forecast | 0 | 0 | 0 | 0 | 0 | 0 | 0 | 0 | 0 | 0 | 0 | 0 | 0 | 0 | 0 | 0 | 0 | 0 | 0 | 0 | 0 | 0 | 0 | 0 | 0 | 0 | 0 | 0 | 0 | 0 | 0 | 0 | 0
Commercial_Other Health_Existing_Miscellaneous_Natural Gas_Miscellaneous_E9_Baseline Forecast | Commercial | Other Health | Existing | Miscellaneous | Natural Gas | Miscellaneous | E9 |  | Baseline Forecast | 0 | 0 | 0 | 0 | 0 | 0 | 0 | 0 | 0 | 0 | 0 | 0 | 0 | 0 | 0 | 0 | 0 | 0 | 0 | 0 | 0 | 0 | 0 | 0 | 0 | 0 | 0 | 0 | 0 | 0 | 0 | 0 | 0
Commercial_Other Health_Existing_Miscellaneous_Natural Gas_Miscellaneous_E10_Baseline Forecast | Commercial | Other Health | Existing | Miscellaneous | Natural Gas | Miscellaneous | E10 |  | Baseline Forecast | 0 | 0 | 0 | 0 | 0 | 0 | 0 | 0 | 0 | 0 | 0 | 0 | 0 | 0 | 0 | 0 | 0 | 0 | 0 | 0 | 0 | 0 | 0 | 0 | 0 | 0 | 0 | 0 | 0 | 0 | 0 | 0 | 0
Commercial_Other Health_Existing_Miscellaneous_Natural Gas_Miscellaneous_Vintage_Baseline Forecast | Commercial | Other Health | Existing | Miscellaneous | Natural Gas | Miscellaneous | Vintage |  | Baseline Forecast | 1689598.5377 | 1536916.3353 | 1358403.1967 | 1157118.1223 | 985459.5443 | 838706.5644 | 714108.3295 | 608462.6443 | 518743.494 | 442324.1247 | 377178.3694 | 321635.4869 | 274266.4506 | 233863.9156 | 199401.1839 | 170010.5341 | 144947.5868 | 123576.7487 | 105354.5075 | 89817.3059 | 76569.1227 | 65273.0508 | 55642.162 | 47431.1736 | 40430.9062 | 34462.6995 | 29374.546 | 25036.806 | 21338.9188 | 18186.5976 | 15499.4359 | 13208.8663 | 11256.8063
Commercial_Other Health_New_Space Heating_Natural Gas_Furnace_E1_Baseline Forecast | Commercial | Other Health | New | Space Heating | Natural Gas | Furnace | E1 |  | Baseline Forecast | 0 | 1795.3126 | 10454.7721 | 15988.7733 | 23125.9815 | 32811.9557 | 41865.194 | 49889.1798 | 55654.4646 | 61233.4798 | 66739.7201 | 72149.7127 | 77577.4699 | 83020.7578 | 88509.2285 | 94007.8106 | 99519.4249 | 105023.899 | 110521.1198 | 115983.5811 | 121317.2037 | 126579.6825 | 131744.386 | 136779.355 | 141703.6219 | 146548.5391 | 151444.2443 | 156385.9008 | 161370.0441 | 166396.6739 | 171460.6581 | 176559.2067 | 178560.6788
Commercial_Other Health_New_Space Heating_Natural Gas_Furnace_E2_Baseline Forecast | Commercial | Other Health | New | Space Heating | Natural Gas | Furnace | E2 |  | Baseline Forecast | 0 | 0 | 0 | 0 | 0 | 0 | 0 | 0 | 1451.3092 | 2840.2108 | 4210.9951 | 5609.7054 | 6981.3222 | 8356.8637 | 9729.165 | 11103.9944 | 12467.6702 | 13829.5794 | 15189.694 | 16575.3772 | 18091.3635 | 19679.9679 | 21358.1739 | 23157.8295 | 25059.7898 | 27042.2466 | 28975.0689 | 30863.1002 | 32709.8118 | 34515.2108 | 36284.4361 | 38020.2847 | 39097.1095
Commercial_Other Health_New_Space Heating_Natural Gas_Furnace_E3_Baseline Forecast | Commercial | Other Health | New | Space Heating | Natural Gas | Furnace | E3 |  | Baseline Forecast | 0 | 0 | 0 | 0 | 0 | 0 | 0 | 0 | 0 | 0 | 0 | 0 | 0 | 0 | 0 | 0 | 0 | 0 | 0 | 0 | 0 | 0 | 0 | 0 | 0 | 0 | 0 | 0 | 0 | 0 | 0 | 0 | 0
Commercial_Other Health_New_Space Heating_Natural Gas_Furnace_E4_Baseline Forecast | Commercial | Other Health | New | Space Heating | Natural Gas | Furnace | E4 |  | Baseline Forecast | 0 | 0 | 0 | 0 | 0 | 0 | 0 | 0 | 0 | 0 | 0 | 0 | 0 | 0 | 0 | 0 | 0 | 0 | 0 | 0 | 0 | 0 | 0 | 0 | 0 | 0 | 0 | 0 | 0 | 0 | 0 | 0 | 0
Commercial_Other Health_New_Space Heating_Natural Gas_Furnace_E5_Baseline Forecast | Commercial | Other Health | New | Space Heating | Natural Gas | Furnace | E5 |  | Baseline Forecast | 0 | 0 | 0 | 0 | 0 | 0 | 0 | 0 | 0 | 0 | 0 | 0 | 0 | 0 | 0 | 0 | 0 | 0 | 0 | 0 | 0 | 0 | 0 | 0 | 0 | 0 | 0 | 0 | 0 | 0 | 0 | 0 | 0
Commercial_Other Health_New_Space Heating_Natural Gas_Furnace_E6_Baseline Forecast | Commercial | Other Health | New | Space Heating | Natural Gas | Furnace | E6 |  | Baseline Forecast | 0 | 0 | 0 | 0 | 0 | 0 | 0 | 0 | 0 | 0 | 0 | 0 | 0 | 0 | 0 | 0 | 0 | 0 | 0 | 0 | 0 | 0 | 0 | 0 | 0 | 0 | 0 | 0 | 0 | 0 | 0 | 0 | 0
Commercial_Other Health_New_Space Heating_Natural Gas_Furnace_E7_Baseline Forecast | Commercial | Other Health | New | Space Heating | Natural Gas | Furnace | E7 |  | Baseline Forecast | 0 | 0 | 0 | 0 | 0 | 0 | 0 | 0 | 0 | 0 | 0 | 0 | 0 | 0 | 0 | 0 | 0 | 0 | 0 | 0 | 0 | 0 | 0 | 0 | 0 | 0 | 0 | 0 | 0 | 0 | 0 | 0 | 0
Commercial_Other Health_New_Space Heating_Natural Gas_Furnace_E8_Baseline Forecast | Commercial | Other Health | New | Space Heating | Natural Gas | Furnace | E8 |  | Baseline Forecast | 0 | 0 | 0 | 0 | 0 | 0 | 0 | 0 | 0 | 0 | 0 | 0 | 0 | 0 | 0 | 0 | 0 | 0 | 0 | 0 | 0 | 0 | 0 | 0 | 0 | 0 | 0 | 0 | 0 | 0 | 0 | 0 | 0
Commercial_Other Health_New_Space Heating_Natural Gas_Furnace_E9_Baseline Forecast | Commercial | Other Health | New | Space Heating | Natural Gas | Furnace | E9 |  | Baseline Forecast | 0 | 0 | 0 | 0 | 0 | 0 | 0 | 0 | 0 | 0 | 0 | 0 | 0 | 0 | 0 | 0 | 0 | 0 | 0 | 0 | 0 | 0 | 0 | 0 | 0 | 0 | 0 | 0 | 0 | 0 | 0 | 0 | 0
Commercial_Other Health_New_Space Heating_Natural Gas_Furnace_E10_Baseline Forecast | Commercial | Other Health | New | Space Heating | Natural Gas | Furnace | E10 |  | Baseline Forecast | 0 | 0 | 0 | 0 | 0 | 0 | 0 | 0 | 0 | 0 | 0 | 0 | 0 | 0 | 0 | 0 | 0 | 0 | 0 | 0 | 0 | 0 | 0 | 0 | 0 | 0 | 0 | 0 | 0 | 0 | 0 | 0 | 0
Commercial_Other Health_New_Space Heating_Natural Gas_Furnace_Vintage_Baseline Forecast | Commercial | Other Health | New | Space Heating | Natural Gas | Furnace | Vintage |  | Baseline Forecast | 0 | 0 | 0 | 0 | 0 | 0 | 0 | 0 | 0 | 0 | 0 | 0 | 0 | 0 | 0 | 0 | 0 | 0 | 0 | 0 | 0 | 0 | 0 | 0 | 0 | 0 | 0 | 0 | 0 | 0 | 0 | 0 | 0
Commercial_Other Health_New_Space Heating_Natural Gas_Boiler_E1_Baseline Forecast | Commercial | Other Health | New | Space Heating | Natural Gas | Boiler | E1 |  | Baseline Forecast | 0 | 5473.8466 | 31876.2415 | 48749.221 | 70510.3241 | 90751.4969 | 109670.4157 | 126438.464 | 141519.2729 | 156080.411 | 170451.6081 | 184680.0303 | 198888.9578 | 213138.5418 | 227475.7751 | 241839.4218 | 256206.994 | 270555.9535 | 284886.0051 | 299196.8502 | 313510.7556 | 327827.7417 | 341971.0917 | 355356.2358 | 368322.8402 | 380787.5002 | 393418.46 | 406200.8344 | 419121.0933 | 432166.9376 | 445327.1879 | 458591.6822 | 464099.4129
Commercial_Other Health_New_Space Heating_Natural Gas_Boiler_E2_Baseline Forecast | Commercial | Other Health | New | Space Heating | Natural Gas | Boiler | E2 |  | Baseline Forecast | 0 | 0 | 0 | 0 | 0 | 0 | 0 | 0 | 0 | 0 | 0 | 0 | 0 | 0 | 0 | 0 | 0 | 0 | 0 | 0 | 0 | 0 | 0 | 0 | 0 | 0 | 0 | 0 | 0 | 0 | 0 | 0 | 0
Commercial_Other Health_New_Space Heating_Natural Gas_Boiler_E3_Baseline Forecast | Commercial | Other Health | New | Space Heating | Natural Gas | Boiler | E3 |  | Baseline Forecast | 0 | 4644.4759 | 27046.5079 | 41362.9754 | 59826.9416 | 94175.5985 | 126280.4304 | 154735.3002 | 180326.976 | 205036.7862 | 229424.2721 | 253569.4733 | 277681.5929 | 301862.7051 | 326192.5554 | 350567.2286 | 374948.5633 | 399298.3128 | 423615.9761 | 447901.0466 | 472191.3102 | 496486.8018 | 520909.8632 | 546044.4366 | 571550.2224 | 597564.416 | 623418.8112 | 649128.331 | 674706.5438 | 700165.7873 | 725517.2795 | 750771.2212 | 762612.6702
Commercial_Other Health_New_Space Heating_Natural Gas_Boiler_E4_Baseline Forecast | Commercial | Other Health | New | Space Heating | Natural Gas | Boiler | E4 |  | Baseline Forecast | 0 | 0 | 0 | 0 | 0 | 0 | 0 | 0 | 0 | 0 | 0 | 0 | 0 | 0 | 0 | 0 | 0 | 0 | 0 | 0 | 0 | 0 | 0 | 0 | 0 | 0 | 0 | 0 | 0 | 0 | 0 | 0 | 0
Commercial_Other Health_New_Space Heating_Natural Gas_Boiler_E5_Baseline Forecast | Commercial | Other Health | New | Space Heating | Natural Gas | Boiler | E5 |  | Baseline Forecast | 0 | 0 | 0 | 0 | 0 | 0 | 0 | 0 | 0 | 0 | 0 | 0 | 0 | 0 | 0 | 0 | 0 | 0 | 0 | 0 | 0 | 0 | 0 | 0 | 0 | 0 | 0 | 0 | 0 | 0 | 0 | 0 | 0
Commercial_Other Health_New_Space Heating_Natural Gas_Boiler_E6_Baseline Forecast | Commercial | Other Health | New | Space Heating | Natural Gas | Boiler | E6 |  | Baseline Forecast | 0 | 0 | 0 | 0 | 0 | 0 | 0 | 0 | 0 | 0 | 0 | 0 | 0 | 0 | 0 | 0 | 0 | 0 | 0 | 0 | 0 | 0 | 0 | 0 | 0 | 0 | 0 | 0 | 0 | 0 | 0 | 0 | 0
Commercial_Other Health_New_Space Heating_Natural Gas_Boiler_E7_Baseline Forecast | Commercial | Other Health | New | Space Heating | Natural Gas | Boiler | E7 |  | Baseline Forecast | 0 | 0 | 0 | 0 | 0 | 0 | 0 | 0 | 0 | 0 | 0 | 0 | 0 | 0 | 0 | 0 | 0 | 0 | 0 | 0 | 0 | 0 | 0 | 0 | 0 | 0 | 0 | 0 | 0 | 0 | 0 | 0 | 0
Commercial_Other Health_New_Space Heating_Natural Gas_Boiler_E8_Baseline Forecast | Commercial | Other Health | New | Space Heating | Natural Gas | Boiler | E8 |  | Baseline Forecast | 0 | 0 | 0 | 0 | 0 | 0 | 0 | 0 | 0 | 0 | 0 | 0 | 0 | 0 | 0 | 0 | 0 | 0 | 0 | 0 | 0 | 0 | 0 | 0 | 0 | 0 | 0 | 0 | 0 | 0 | 0 | 0 | 0
Commercial_Other Health_New_Space Heating_Natural Gas_Boiler_E9_Baseline Forecast | Commercial | Other Health | New | Space Heating | Natural Gas | Boiler | E9 |  | Baseline Forecast | 0 | 0 | 0 | 0 | 0 | 0 | 0 | 0 | 0 | 0 | 0 | 0 | 0 | 0 | 0 | 0 | 0 | 0 | 0 | 0 | 0 | 0 | 0 | 0 | 0 | 0 | 0 | 0 | 0 | 0 | 0 | 0 | 0
Commercial_Other Health_New_Space Heating_Natural Gas_Boiler_E10_Baseline Forecast | Commercial | Other Health | New | Space Heating | Natural Gas | Boiler | E10 |  | Baseline Forecast | 0 | 0 | 0 | 0 | 0 | 0 | 0 | 0 | 0 | 0 | 0 | 0 | 0 | 0 | 0 | 0 | 0 | 0 | 0 | 0 | 0 | 0 | 0 | 0 | 0 | 0 | 0 | 0 | 0 | 0 | 0 | 0 | 0
Commercial_Other Health_New_Space Heating_Natural Gas_Boiler_Vintage_Baseline Forecast | Commercial | Other Health | New | Space Heating | Natural Gas | Boiler | Vintage |  | Baseline Forecast | 0 | 0 | 0 | 0 | 0 | 0 | 0 | 0 | 0 | 0 | 0 | 0 | 0 | 0 | 0 | 0 | 0 | 0 | 0 | 0 | 0 | 0 | 0 | 0 | 0 | 0 | 0 | 0 | 0 | 0 | 0 | 0 | 0
Commercial_Other Health_New_Space Heating_Natural Gas_Unit Heater_E1_Baseline Forecast | Commercial | Other Health | New | Space Heating | Natural Gas | Unit Heater | E1 |  | Baseline Forecast | 0 | 0 | 0 | 0 | 0 | 0 | 0 | 0 | 0 | 0 | 0 | 0 | 0 | 0 | 0 | 0 | 0 | 0 | 0 | 0 | 0 | 0 | 0 | 0 | 0 | 0 | 0 | 0 | 0 | 0 | 0 | 0 | 0
Commercial_Other Health_New_Space Heating_Natural Gas_Unit Heater_E2_Baseline Forecast | Commercial | Other Health | New | Space Heating | Natural Gas | Unit Heater | E2 |  | Baseline Forecast | 0 | 0 | 0 | 0 | 0 | 0 | 0 | 0 | 0 | 0 | 0 | 0 | 0 | 0 | 0 | 0 | 0 | 0 | 0 | 0 | 0 | 0 | 0 | 0 | 0 | 0 | 0 | 0 | 0 | 0 | 0 | 0 | 0
Commercial_Other Health_New_Space Heating_Natural Gas_Unit Heater_E3_Baseline Forecast | Commercial | Other Health | New | Space Heating | Natural Gas | Unit Heater | E3 |  | Baseline Forecast | 0 | 0 | 0 | 0 | 0 | 0 | 0 | 0 | 0 | 0 | 0 | 0 | 0 | 0 | 0 | 0 | 0 | 0 | 0 | 0 | 0 | 0 | 0 | 0 | 0 | 0 | 0 | 0 | 0 | 0 | 0 | 0 | 0
Commercial_Other Health_New_Space Heating_Natural Gas_Unit Heater_E4_Baseline Forecast | Commercial | Other Health | New | Space Heating | Natural Gas | Unit Heater | E4 |  | Baseline Forecast | 0 | 0 | 0 | 0 | 0 | 0 | 0 | 0 | 0 | 0 | 0 | 0 | 0 | 0 | 0 | 0 | 0 | 0 | 0 | 0 | 0 | 0 | 0 | 0 | 0 | 0 | 0 | 0 | 0 | 0 | 0 | 0 | 0
Commercial_Other Health_New_Space Heating_Natural Gas_Unit Heater_E5_Baseline Forecast | Commercial | Other Health | New | Space Heating | Natural Gas | Unit Heater | E5 |  | Baseline Forecast | 0 | 0 | 0 | 0 | 0 | 0 | 0 | 0 | 0 | 0 | 0 | 0 | 0 | 0 | 0 | 0 | 0 | 0 | 0 | 0 | 0 | 0 | 0 | 0 | 0 | 0 | 0 | 0 | 0 | 0 | 0 | 0 | 0
Commercial_Other Health_New_Space Heating_Natural Gas_Unit Heater_E6_Baseline Forecast | Commercial | Other Health | New | Space Heating | Natural Gas | Unit Heater | E6 |  | Baseline Forecast | 0 | 0 | 0 | 0 | 0 | 0 | 0 | 0 | 0 | 0 | 0 | 0 | 0 | 0 | 0 | 0 | 0 | 0 | 0 | 0 | 0 | 0 | 0 | 0 | 0 | 0 | 0 | 0 | 0 | 0 | 0 | 0 | 0
Commercial_Other Health_New_Space Heating_Natural Gas_Unit Heater_E7_Baseline Forecast | Commercial | Other Health | New | Space Heating | Natural Gas | Unit Heater | E7 |  | Baseline Forecast | 0 | 0 | 0 | 0 | 0 | 0 | 0 | 0 | 0 | 0 | 0 | 0 | 0 | 0 | 0 | 0 | 0 | 0 | 0 | 0 | 0 | 0 | 0 | 0 | 0 | 0 | 0 | 0 | 0 | 0 | 0 | 0 | 0
Commercial_Other Health_New_Space Heating_Natural Gas_Unit Heater_E8_Baseline Forecast | Commercial | Other Health | New | Space Heating | Natural Gas | Unit Heater | E8 |  | Baseline Forecast | 0 | 0 | 0 | 0 | 0 | 0 | 0 | 0 | 0 | 0 | 0 | 0 | 0 | 0 | 0 | 0 | 0 | 0 | 0 | 0 | 0 | 0 | 0 | 0 | 0 | 0 | 0 | 0 | 0 | 0 | 0 | 0 | 0
Commercial_Other Health_New_Space Heating_Natural Gas_Unit Heater_E9_Baseline Forecast | Commercial | Other Health | New | Space Heating | Natural Gas | Unit Heater | E9 |  | Baseline Forecast | 0 | 0 | 0 | 0 | 0 | 0 | 0 | 0 | 0 | 0 | 0 | 0 | 0 | 0 | 0 | 0 | 0 | 0 | 0 | 0 | 0 | 0 | 0 | 0 | 0 | 0 | 0 | 0 | 0 | 0 | 0 | 0 | 0
Commercial_Other Health_New_Space Heating_Natural Gas_Unit Heater_E10_Baseline Forecast | Commercial | Other Health | New | Space Heating | Natural Gas | Unit Heater | E10 |  | Baseline Forecast | 0 | 0 | 0 | 0 | 0 | 0 | 0 | 0 | 0 | 0 | 0 | 0 | 0 | 0 | 0 | 0 | 0 | 0 | 0 | 0 | 0 | 0 | 0 | 0 | 0 | 0 | 0 | 0 | 0 | 0 | 0 | 0 | 0
Commercial_Other Health_New_Space Heating_Natural Gas_Unit Heater_Vintage_Baseline Forecast | Commercial | Other Health | New | Space Heating | Natural Gas | Unit Heater | Vintage |  | Baseline Forecast | 0 | 0 | 0 | 0 | 0 | 0 | 0 | 0 | 0 | 0 | 0 | 0 | 0 | 0 | 0 | 0 | 0 | 0 | 0 | 0 | 0 | 0 | 0 | 0 | 0 | 0 | 0 | 0 | 0 | 0 | 0 | 0 | 0
Commercial_Other Health_New_Water Heating_Natural Gas_Water Heater_E1_Baseline Forecast | Commercial | Other Health | New | Water Heating | Natural Gas | Water Heater | E1 |  | Baseline Forecast | 0 | 0 | 0 | 0 | 0 | 0 | 0 | 0 | 0 | 0 | 0 | 0 | 0 | 0 | 0 | 0 | 0 | 0 | 0 | 0 | 0 | 0 | 0 | 0 | 0 | 0 | 0 | 0 | 0 | 0 | 0 | 0 | 0
Commercial_Other Health_New_Water Heating_Natural Gas_Water Heater_E2_Baseline Forecast | Commercial | Other Health | New | Water Heating | Natural Gas | Water Heater | E2 |  | Baseline Forecast | 0 | 13037.8568 | 75924.2822 | 116113.1125 | 167944.6978 | 238285.8424 | 304031.9538 | 362303.4641 | 414711.5618 | 465313.7246 | 515255.8133 | 564701.7378 | 614079.9156 | 663599.3805 | 713423.4399 | 763339.2901 | 813268.7821 | 863133.5922 | 912932.6943 | 962665.0509 | 1012408.0423 | 1062161.7398 | 1111856.0792 | 1161490.2517 | 1211063.4409 | 1260644.9586 | 1310234.8534 | 1359833.1744 | 1409439.9709 | 1459055.2923 | 1508679.1886 | 1558311.7097 | 1580666.8106
Commercial_Other Health_New_Water Heating_Natural Gas_Water Heater_E3_Baseline Forecast | Commercial | Other Health | New | Water Heating | Natural Gas | Water Heater | E3 |  | Baseline Forecast | 0 | 0 | 0 | 0 | 0 | 0 | 0 | 0 | 0 | 0 | 0 | 0 | 0 | 0 | 0 | 0 | 0 | 0 | 0 | 0 | 0 | 0 | 0 | 0 | 0 | 0 | 0 | 0 | 0 | 0 | 0 | 0 | 0
Commercial_Other Health_New_Water Heating_Natural Gas_Water Heater_E4_Baseline Forecast | Commercial | Other Health | New | Water Heating | Natural Gas | Water Heater | E4 |  | Baseline Forecast | 0 | 0 | 0 | 0 | 0 | 0 | 0 | 0 | 0 | 0 | 0 | 0 | 0 | 0 | 0 | 0 | 0 | 0 | 0 | 0 | 0 | 0 | 0 | 0 | 0 | 0 | 0 | 0 | 0 | 0 | 0 | 0 | 0
Commercial_Other Health_New_Water Heating_Natural Gas_Water Heater_E5_Baseline Forecast | Commercial | Other Health | New | Water Heating | Natural Gas | Water Heater | E5 |  | Baseline Forecast | 0 | 0 | 0 | 0 | 0 | 0 | 0 | 0 | 0 | 0 | 0 | 0 | 0 | 0 | 0 | 0 | 0 | 0 | 0 | 0 | 0 | 0 | 0 | 0 | 0 | 0 | 0 | 0 | 0 | 0 | 0 | 0 | 0
Commercial_Other Health_New_Water Heating_Natural Gas_Water Heater_E6_Baseline Forecast | Commercial | Other Health | New | Water Heating | Natural Gas | Water Heater | E6 |  | Baseline Forecast | 0 | 0 | 0 | 0 | 0 | 0 | 0 | 0 | 0 | 0 | 0 | 0 | 0 | 0 | 0 | 0 | 0 | 0 | 0 | 0 | 0 | 0 | 0 | 0 | 0 | 0 | 0 | 0 | 0 | 0 | 0 | 0 | 0
Commercial_Other Health_New_Water Heating_Natural Gas_Water Heater_E7_Baseline Forecast | Commercial | Other Health | New | Water Heating | Natural Gas | Water Heater | E7 |  | Baseline Forecast | 0 | 0 | 0 | 0 | 0 | 0 | 0 | 0 | 0 | 0 | 0 | 0 | 0 | 0 | 0 | 0 | 0 | 0 | 0 | 0 | 0 | 0 | 0 | 0 | 0 | 0 | 0 | 0 | 0 | 0 | 0 | 0 | 0
Commercial_Other Health_New_Water Heating_Natural Gas_Water Heater_E8_Baseline Forecast | Commercial | Other Health | New | Water Heating | Natural Gas | Water Heater | E8 |  | Baseline Forecast | 0 | 0 | 0 | 0 | 0 | 0 | 0 | 0 | 0 | 0 | 0 | 0 | 0 | 0 | 0 | 0 | 0 | 0 | 0 | 0 | 0 | 0 | 0 | 0 | 0 | 0 | 0 | 0 | 0 | 0 | 0 | 0 | 0
Commercial_Other Health_New_Water Heating_Natural Gas_Water Heater_E9_Baseline Forecast | Commercial | Other Health | New | Water Heating | Natural Gas | Water Heater | E9 |  | Baseline Forecast | 0 | 0 | 0 | 0 | 0 | 0 | 0 | 0 | 0 | 0 | 0 | 0 | 0 | 0 | 0 | 0 | 0 | 0 | 0 | 0 | 0 | 0 | 0 | 0 | 0 | 0 | 0 | 0 | 0 | 0 | 0 | 0 | 0
Commercial_Other Health_New_Water Heating_Natural Gas_Water Heater_E10_Baseline Forecast | Commercial | Other Health | New | Water Heating | Natural Gas | Water Heater | E10 |  | Baseline Forecast | 0 | 0 | 0 | 0 | 0 | 0 | 0 | 0 | 0 | 0 | 0 | 0 | 0 | 0 | 0 | 0 | 0 | 0 | 0 | 0 | 0 | 0 | 0 | 0 | 0 | 0 | 0 | 0 | 0 | 0 | 0 | 0 | 0
Commercial_Other Health_New_Water Heating_Natural Gas_Water Heater_Vintage_Baseline Forecast | Commercial | Other Health | New | Water Heating | Natural Gas | Water Heater | Vintage |  | Baseline Forecast | 0 | 0 | 0 | 0 | 0 | 0 | 0 | 0 | 0 | 0 | 0 | 0 | 0 | 0 | 0 | 0 | 0 | 0 | 0 | 0 | 0 | 0 | 0 | 0 | 0 | 0 | 0 | 0 | 0 | 0 | 0 | 0 | 0
Commercial_Other Health_New_Food Preparation_Natural Gas_Oven_E1_Baseline Forecast | Commercial | Other Health | New | Food Preparation | Natural Gas | Oven | E1 |  | Baseline Forecast | 0 | 108.3913 | 631.2027 | 965.3159 | 1396.222 | 1981.0089 | 2527.5946 | 3012.0395 | 3447.7386 | 3868.4238 | 4283.6214 | 4694.6942 | 5105.2037 | 5516.8878 | 5931.1043 | 6346.0838 | 6761.1767 | 7175.7319 | 7589.7408 | 8003.1948 | 8416.7373 | 8830.3687 | 9243.5067 | 9656.1444 | 10068.2752 | 10480.4752 | 10892.7449 | 11305.0846 | 11717.4947 | 12129.9758 | 12542.5281 | 12955.1521 | 13141.0031
Commercial_Other Health_New_Food Preparation_Natural Gas_Oven_E2_Baseline Forecast | Commercial | Other Health | New | Food Preparation | Natural Gas | Oven | E2 |  | Baseline Forecast | 0 | 155.9777 | 908.3161 | 1389.1131 | 2009.1975 | 2850.7201 | 3637.2702 | 4334.3984 | 4961.3799 | 5566.7562 | 6164.2357 | 6755.7794 | 7346.5127 | 7938.9362 | 8535.0037 | 9132.1693 | 9729.4982 | 10326.0532 | 10921.8221 | 11516.7925 | 12111.8902 | 12707.1159 | 13301.6315 | 13895.4273 | 14488.4936 | 15081.6594 | 15674.9255 | 16268.2924 | 16861.7607 | 17455.331 | 18049.0039 | 18642.7799 | 18910.224
Commercial_Other Health_New_Food Preparation_Natural Gas_Oven_E3_Baseline Forecast | Commercial | Other Health | New | Food Preparation | Natural Gas | Oven | E3 |  | Baseline Forecast | 0 | 0 | 0 | 0 | 0 | 0 | 0 | 0 | 0 | 0 | 0 | 0 | 0 | 0 | 0 | 0 | 0 | 0 | 0 | 0 | 0 | 0 | 0 | 0 | 0 | 0 | 0 | 0 | 0 | 0 | 0 | 0 | 0
Commercial_Other Health_New_Food Preparation_Natural Gas_Oven_E4_Baseline Forecast | Commercial | Other Health | New | Food Preparation | Natural Gas | Oven | E4 |  | Baseline Forecast | 0 | 0 | 0 | 0 | 0 | 0 | 0 | 0 | 0 | 0 | 0 | 0 | 0 | 0 | 0 | 0 | 0 | 0 | 0 | 0 | 0 | 0 | 0 | 0 | 0 | 0 | 0 | 0 | 0 | 0 | 0 | 0 | 0
Commercial_Other Health_New_Food Preparation_Natural Gas_Oven_E5_Baseline Forecast | Commercial | Other Health | New | Food Preparation | Natural Gas | Oven | E5 |  | Baseline Forecast | 0 | 0 | 0 | 0 | 0 | 0 | 0 | 0 | 0 | 0 | 0 | 0 | 0 | 0 | 0 | 0 | 0 | 0 | 0 | 0 | 0 | 0 | 0 | 0 | 0 | 0 | 0 | 0 | 0 | 0 | 0 | 0 | 0
Commercial_Other Health_New_Food Preparation_Natural Gas_Oven_E6_Baseline Forecast | Commercial | Other Health | New | Food Preparation | Natural Gas | Oven | E6 |  | Baseline Forecast | 0 | 0 | 0 | 0 | 0 | 0 | 0 | 0 | 0 | 0 | 0 | 0 | 0 | 0 | 0 | 0 | 0 | 0 | 0 | 0 | 0 | 0 | 0 | 0 | 0 | 0 | 0 | 0 | 0 | 0 | 0 | 0 | 0
Commercial_Other Health_New_Food Preparation_Natural Gas_Oven_E7_Baseline Forecast | Commercial | Other Health | New | Food Preparation | Natural Gas | Oven | E7 |  | Baseline Forecast | 0 | 0 | 0 | 0 | 0 | 0 | 0 | 0 | 0 | 0 | 0 | 0 | 0 | 0 | 0 | 0 | 0 | 0 | 0 | 0 | 0 | 0 | 0 | 0 | 0 | 0 | 0 | 0 | 0 | 0 | 0 | 0 | 0
Commercial_Other Health_New_Food Preparation_Natural Gas_Oven_E8_Baseline Forecast | Commercial | Other Health | New | Food Preparation | Natural Gas | Oven | E8 |  | Baseline Forecast | 0 | 0 | 0 | 0 | 0 | 0 | 0 | 0 | 0 | 0 | 0 | 0 | 0 | 0 | 0 | 0 | 0 | 0 | 0 | 0 | 0 | 0 | 0 | 0 | 0 | 0 | 0 | 0 | 0 | 0 | 0 | 0 | 0
Commercial_Other Health_New_Food Preparation_Natural Gas_Oven_E9_Baseline Forecast | Commercial | Other Health | New | Food Preparation | Natural Gas | Oven | E9 |  | Baseline Forecast | 0 | 0 | 0 | 0 | 0 | 0 | 0 | 0 | 0 | 0 | 0 | 0 | 0 | 0 | 0 | 0 | 0 | 0 | 0 | 0 | 0 | 0 | 0 | 0 | 0 | 0 | 0 | 0 | 0 | 0 | 0 | 0 | 0
Commercial_Other Health_New_Food Preparation_Natural Gas_Oven_E10_Baseline Forecast | Commercial | Other Health | New | Food Preparation | Natural Gas | Oven | E10 |  | Baseline Forecast | 0 | 0 | 0 | 0 | 0 | 0 | 0 | 0 | 0 | 0 | 0 | 0 | 0 | 0 | 0 | 0 | 0 | 0 | 0 | 0 | 0 | 0 | 0 | 0 | 0 | 0 | 0 | 0 | 0 | 0 | 0 | 0 | 0
Commercial_Other Health_New_Food Preparation_Natural Gas_Oven_Vintage_Baseline Forecast | Commercial | Other Health | New | Food Preparation | Natural Gas | Oven | Vintage |  | Baseline Forecast | 0 | 0 | 0 | 0 | 0 | 0 | 0 | 0 | 0 | 0 | 0 | 0 | 0 | 0 | 0 | 0 | 0 | 0 | 0 | 0 | 0 | 0 | 0 | 0 | 0 | 0 | 0 | 0 | 0 | 0 | 0 | 0 | 0
Commercial_Other Health_New_Food Preparation_Natural Gas_Conveyor Oven_E1_Baseline Forecast | Commercial | Other Health | New | Food Preparation | Natural Gas | Conveyor Oven | E1 |  | Baseline Forecast | 0 | 54.1956 | 315.6014 | 482.6579 | 698.111 | 990.5044 | 1263.7973 | 1506.0198 | 1723.8693 | 1934.2119 | 2141.8107 | 2347.3471 | 2552.6019 | 2758.4439 | 2965.5521 | 3173.0419 | 3380.5883 | 3587.8659 | 3794.8704 | 4001.5974 | 4208.3686 | 4415.1843 | 4621.7533 | 4828.0722 | 5034.1376 | 5240.2376 | 5446.3724 | 5652.5423 | 5858.7474 | 6064.9879 | 6271.2641 | 6477.5761 | 6570.5016
Commercial_Other Health_New_Food Preparation_Natural Gas_Conveyor Oven_E2_Baseline Forecast | Commercial | Other Health | New | Food Preparation | Natural Gas | Conveyor Oven | E2 |  | Baseline Forecast | 0 | 77.9889 | 454.1581 | 694.5565 | 1004.5988 | 1425.3601 | 1818.6351 | 2167.1992 | 2480.6899 | 2783.3781 | 3082.1179 | 3377.8897 | 3673.2563 | 3969.4681 | 4267.5018 | 4566.0847 | 4864.7491 | 5163.0266 | 5460.9111 | 5758.3963 | 6055.9451 | 6353.558 | 6650.8158 | 6947.7137 | 7244.2468 | 7540.8297 | 7837.4628 | 8134.1462 | 8430.8804 | 8727.6655 | 9024.5019 | 9321.39 | 9455.112
Commercial_Other Health_New_Food Preparation_Natural Gas_Conveyor Oven_E3_Baseline Forecast | Commercial | Other Health | New | Food Preparation | Natural Gas | Conveyor Oven | E3 |  | Baseline Forecast | 0 | 0 | 0 | 0 | 0 | 0 | 0 | 0 | 0 | 0 | 0 | 0 | 0 | 0 | 0 | 0 | 0 | 0 | 0 | 0 | 0 | 0 | 0 | 0 | 0 | 0 | 0 | 0 | 0 | 0 | 0 | 0 | 0
Commercial_Other Health_New_Food Preparation_Natural Gas_Conveyor Oven_E4_Baseline Forecast | Commercial | Other Health | New | Food Preparation | Natural Gas | Conveyor Oven | E4 |  | Baseline Forecast | 0 | 0 | 0 | 0 | 0 | 0 | 0 | 0 | 0 | 0 | 0 | 0 | 0 | 0 | 0 | 0 | 0 | 0 | 0 | 0 | 0 | 0 | 0 | 0 | 0 | 0 | 0 | 0 | 0 | 0 | 0 | 0 | 0
Commercial_Other Health_New_Food Preparation_Natural Gas_Conveyor Oven_E5_Baseline Forecast | Commercial | Other Health | New | Food Preparation | Natural Gas | Conveyor Oven | E5 |  | Baseline Forecast | 0 | 0 | 0 | 0 | 0 | 0 | 0 | 0 | 0 | 0 | 0 | 0 | 0 | 0 | 0 | 0 | 0 | 0 | 0 | 0 | 0 | 0 | 0 | 0 | 0 | 0 | 0 | 0 | 0 | 0 | 0 | 0 | 0
Commercial_Other Health_New_Food Preparation_Natural Gas_Conveyor Oven_E6_Baseline Forecast | Commercial | Other Health | New | Food Preparation | Natural Gas | Conveyor Oven | E6 |  | Baseline Forecast | 0 | 0 | 0 | 0 | 0 | 0 | 0 | 0 | 0 | 0 | 0 | 0 | 0 | 0 | 0 | 0 | 0 | 0 | 0 | 0 | 0 | 0 | 0 | 0 | 0 | 0 | 0 | 0 | 0 | 0 | 0 | 0 | 0
Commercial_Other Health_New_Food Preparation_Natural Gas_Conveyor Oven_E7_Baseline Forecast | Commercial | Other Health | New | Food Preparation | Natural Gas | Conveyor Oven | E7 |  | Baseline Forecast | 0 | 0 | 0 | 0 | 0 | 0 | 0 | 0 | 0 | 0 | 0 | 0 | 0 | 0 | 0 | 0 | 0 | 0 | 0 | 0 | 0 | 0 | 0 | 0 | 0 | 0 | 0 | 0 | 0 | 0 | 0 | 0 | 0
Commercial_Other Health_New_Food Preparation_Natural Gas_Conveyor Oven_E8_Baseline Forecast | Commercial | Other Health | New | Food Preparation | Natural Gas | Conveyor Oven | E8 |  | Baseline Forecast | 0 | 0 | 0 | 0 | 0 | 0 | 0 | 0 | 0 | 0 | 0 | 0 | 0 | 0 | 0 | 0 | 0 | 0 | 0 | 0 | 0 | 0 | 0 | 0 | 0 | 0 | 0 | 0 | 0 | 0 | 0 | 0 | 0
Commercial_Other Health_New_Food Preparation_Natural Gas_Conveyor Oven_E9_Baseline Forecast | Commercial | Other Health | New | Food Preparation | Natural Gas | Conveyor Oven | E9 |  | Baseline Forecast | 0 | 0 | 0 | 0 | 0 | 0 | 0 | 0 | 0 | 0 | 0 | 0 | 0 | 0 | 0 | 0 | 0 | 0 | 0 | 0 | 0 | 0 | 0 | 0 | 0 | 0 | 0 | 0 | 0 | 0 | 0 | 0 | 0
Commercial_Other Health_New_Food Preparation_Natural Gas_Conveyor Oven_E10_Baseline Forecast | Commercial | Other Health | New | Food Preparation | Natural Gas | Conveyor Oven | E10 |  | Baseline Forecast | 0 | 0 | 0 | 0 | 0 | 0 | 0 | 0 | 0 | 0 | 0 | 0 | 0 | 0 | 0 | 0 | 0 | 0 | 0 | 0 | 0 | 0 | 0 | 0 | 0 | 0 | 0 | 0 | 0 | 0 | 0 | 0 | 0
Commercial_Other Health_New_Food Preparation_Natural Gas_Conveyor Oven_Vintage_Baseline Forecast | Commercial | Other Health | New | Food Preparation | Natural Gas | Conveyor Oven | Vintage |  | Baseline Forecast | 0 | 0 | 0 | 0 | 0 | 0 | 0 | 0 | 0 | 0 | 0 | 0 | 0 | 0 | 0 | 0 | 0 | 0 | 0 | 0 | 0 | 0 | 0 | 0 | 0 | 0 | 0 | 0 | 0 | 0 | 0 | 0 | 0
Commercial_Other Health_New_Food Preparation_Natural Gas_Double Rack Oven_E1_Baseline Forecast | Commercial | Other Health | New | Food Preparation | Natural Gas | Double Rack Oven | E1 |  | Baseline Forecast | 0 | 54.1956 | 315.6014 | 482.6579 | 698.111 | 990.5044 | 1263.7973 | 1506.0198 | 1723.8693 | 1934.2119 | 2141.8107 | 2347.3471 | 2552.6019 | 2758.4439 | 2965.5521 | 3173.0419 | 3380.5883 | 3587.8659 | 3794.8704 | 4001.5974 | 4208.3686 | 4415.1843 | 4621.7533 | 4828.0722 | 5034.1376 | 5240.2376 | 5446.3724 | 5652.5423 | 5858.7474 | 6064.9879 | 6271.2641 | 6477.5761 | 6570.5016
Commercial_Other Health_New_Food Preparation_Natural Gas_Double Rack Oven_E2_Baseline Forecast | Commercial | Other Health | New | Food Preparation | Natural Gas | Double Rack Oven | E2 |  | Baseline Forecast | 0 | 77.9889 | 454.1581 | 694.5565 | 1004.5988 | 1425.3601 | 1818.6351 | 2167.1992 | 2480.6899 | 2783.3781 | 3082.1179 | 3377.8897 | 3673.2563 | 3969.4681 | 4267.5018 | 4566.0847 | 4864.7491 | 5163.0266 | 5460.9111 | 5758.3963 | 6055.9451 | 6353.558 | 6650.8158 | 6947.7137 | 7244.2468 | 7540.8297 | 7837.4628 | 8134.1462 | 8430.8804 | 8727.6655 | 9024.5019 | 9321.39 | 9455.112
Commercial_Other Health_New_Food Preparation_Natural Gas_Double Rack Oven_E3_Baseline Forecast | Commercial | Other Health | New | Food Preparation | Natural Gas | Double Rack Oven | E3 |  | Baseline Forecast | 0 | 0 | 0 | 0 | 0 | 0 | 0 | 0 | 0 | 0 | 0 | 0 | 0 | 0 | 0 | 0 | 0 | 0 | 0 | 0 | 0 | 0 | 0 | 0 | 0 | 0 | 0 | 0 | 0 | 0 | 0 | 0 | 0
Commercial_Other Health_New_Food Preparation_Natural Gas_Double Rack Oven_E4_Baseline Forecast | Commercial | Other Health | New | Food Preparation | Natural Gas | Double Rack Oven | E4 |  | Baseline Forecast | 0 | 0 | 0 | 0 | 0 | 0 | 0 | 0 | 0 | 0 | 0 | 0 | 0 | 0 | 0 | 0 | 0 | 0 | 0 | 0 | 0 | 0 | 0 | 0 | 0 | 0 | 0 | 0 | 0 | 0 | 0 | 0 | 0
Commercial_Other Health_New_Food Preparation_Natural Gas_Double Rack Oven_E5_Baseline Forecast | Commercial | Other Health | New | Food Preparation | Natural Gas | Double Rack Oven | E5 |  | Baseline Forecast | 0 | 0 | 0 | 0 | 0 | 0 | 0 | 0 | 0 | 0 | 0 | 0 | 0 | 0 | 0 | 0 | 0 | 0 | 0 | 0 | 0 | 0 | 0 | 0 | 0 | 0 | 0 | 0 | 0 | 0 | 0 | 0 | 0
Commercial_Other Health_New_Food Preparation_Natural Gas_Double Rack Oven_E6_Baseline Forecast | Commercial | Other Health | New | Food Preparation | Natural Gas | Double Rack Oven | E6 |  | Baseline Forecast | 0 | 0 | 0 | 0 | 0 | 0 | 0 | 0 | 0 | 0 | 0 | 0 | 0 | 0 | 0 | 0 | 0 | 0 | 0 | 0 | 0 | 0 | 0 | 0 | 0 | 0 | 0 | 0 | 0 | 0 | 0 | 0 | 0
Commercial_Other Health_New_Food Preparation_Natural Gas_Double Rack Oven_E7_Baseline Forecast | Commercial | Other Health | New | Food Preparation | Natural Gas | Double Rack Oven | E7 |  | Baseline Forecast | 0 | 0 | 0 | 0 | 0 | 0 | 0 | 0 | 0 | 0 | 0 | 0 | 0 | 0 | 0 | 0 | 0 | 0 | 0 | 0 | 0 | 0 | 0 | 0 | 0 | 0 | 0 | 0 | 0 | 0 | 0 | 0 | 0
Commercial_Other Health_New_Food Preparation_Natural Gas_Double Rack Oven_E8_Baseline Forecast | Commercial | Other Health | New | Food Preparation | Natural Gas | Double Rack Oven | E8 |  | Baseline Forecast | 0 | 0 | 0 | 0 | 0 | 0 | 0 | 0 | 0 | 0 | 0 | 0 | 0 | 0 | 0 | 0 | 0 | 0 | 0 | 0 | 0 | 0 | 0 | 0 | 0 | 0 | 0 | 0 | 0 | 0 | 0 | 0 | 0
Commercial_Other Health_New_Food Preparation_Natural Gas_Double Rack Oven_E9_Baseline Forecast | Commercial | Other Health | New | Food Preparation | Natural Gas | Double Rack Oven | E9 |  | Baseline Forecast | 0 | 0 | 0 | 0 | 0 | 0 | 0 | 0 | 0 | 0 | 0 | 0 | 0 | 0 | 0 | 0 | 0 | 0 | 0 | 0 | 0 | 0 | 0 | 0 | 0 | 0 | 0 | 0 | 0 | 0 | 0 | 0 | 0
Commercial_Other Health_New_Food Preparation_Natural Gas_Double Rack Oven_E10_Baseline Forecast | Commercial | Other Health | New | Food Preparation | Natural Gas | Double Rack Oven | E10 |  | Baseline Forecast | 0 | 0 | 0 | 0 | 0 | 0 | 0 | 0 | 0 | 0 | 0 | 0 | 0 | 0 | 0 | 0 | 0 | 0 | 0 | 0 | 0 | 0 | 0 | 0 | 0 | 0 | 0 | 0 | 0 | 0 | 0 | 0 | 0
Commercial_Other Health_New_Food Preparation_Natural Gas_Double Rack Oven_Vintage_Baseline Forecast | Commercial | Other Health | New | Food Preparation | Natural Gas | Double Rack Oven | Vintage |  | Baseline Forecast | 0 | 0 | 0 | 0 | 0 | 0 | 0 | 0 | 0 | 0 | 0 | 0 | 0 | 0 | 0 | 0 | 0 | 0 | 0 | 0 | 0 | 0 | 0 | 0 | 0 | 0 | 0 | 0 | 0 | 0 | 0 | 0 | 0
Commercial_Other Health_New_Food Preparation_Natural Gas_Fryer_E1_Baseline Forecast | Commercial | Other Health | New | Food Preparation | Natural Gas | Fryer | E1 |  | Baseline Forecast | 0 | 2264.6009 | 13187.6121 | 13187.6121 | 13187.6121 | 13187.6121 | 12621.4619 | 9466.0964 | 7099.5723 | 5324.6792 | 3456.109 | 0 | 0 | 0 | 0 | 0 | 0 | 0 | 0 | 0 | 0 | 0 | 0 | 0 | 0 | 0 | 0 | 0 | 0 | 0 | 0 | 0 | 0
Commercial_Other Health_New_Food Preparation_Natural Gas_Fryer_E2_Baseline Forecast | Commercial | Other Health | New | Food Preparation | Natural Gas | Fryer | E2 |  | Baseline Forecast | 0 | 795.6706 | 4633.4853 | 14066.6869 | 26232.699 | 42743.3113 | 58741.5186 | 75574.4881 | 90242.3443 | 103894.677 | 117485.7529 | 132547.9069 | 144138.0503 | 155761.3569 | 167456.1585 | 179172.5054 | 190892.0543 | 202596.421 | 214285.3646 | 225958.6415 | 237634.4147 | 249312.7008 | 260977.0543 | 272627.2852 | 284263.2021 | 295901.0738 | 307540.9119 | 319182.7277 | 330826.5329 | 342472.3391 | 354120.158 | 365770.0014 | 371017.2348
Commercial_Other Health_New_Food Preparation_Natural Gas_Fryer_E3_Baseline Forecast | Commercial | Other Health | New | Food Preparation | Natural Gas | Fryer | E3 |  | Baseline Forecast | 0 | 0 | 0 | 0 | 0 | 0 | 0 | 0 | 0 | 0 | 0 | 0 | 0 | 0 | 0 | 0 | 0 | 0 | 0 | 0 | 0 | 0 | 0 | 0 | 0 | 0 | 0 | 0 | 0 | 0 | 0 | 0 | 0
Commercial_Other Health_New_Food Preparation_Natural Gas_Fryer_E4_Baseline Forecast | Commercial | Other Health | New | Food Preparation | Natural Gas | Fryer | E4 |  | Baseline Forecast | 0 | 0 | 0 | 0 | 0 | 0 | 0 | 0 | 0 | 0 | 0 | 0 | 0 | 0 | 0 | 0 | 0 | 0 | 0 | 0 | 0 | 0 | 0 | 0 | 0 | 0 | 0 | 0 | 0 | 0 | 0 | 0 | 0
Commercial_Other Health_New_Food Preparation_Natural Gas_Fryer_E5_Baseline Forecast | Commercial | Other Health | New | Food Preparation | Natural Gas | Fryer | E5 |  | Baseline Forecast | 0 | 0 | 0 | 0 | 0 | 0 | 0 | 0 | 0 | 0 | 0 | 0 | 0 | 0 | 0 | 0 | 0 | 0 | 0 | 0 | 0 | 0 | 0 | 0 | 0 | 0 | 0 | 0 | 0 | 0 | 0 | 0 | 0
Commercial_Other Health_New_Food Preparation_Natural Gas_Fryer_E6_Baseline Forecast | Commercial | Other Health | New | Food Preparation | Natural Gas | Fryer | E6 |  | Baseline Forecast | 0 | 0 | 0 | 0 | 0 | 0 | 0 | 0 | 0 | 0 | 0 | 0 | 0 | 0 | 0 | 0 | 0 | 0 | 0 | 0 | 0 | 0 | 0 | 0 | 0 | 0 | 0 | 0 | 0 | 0 | 0 | 0 | 0
Commercial_Other Health_New_Food Preparation_Natural Gas_Fryer_E7_Baseline Forecast | Commercial | Other Health | New | Food Preparation | Natural Gas | Fryer | E7 |  | Baseline Forecast | 0 | 0 | 0 | 0 | 0 | 0 | 0 | 0 | 0 | 0 | 0 | 0 | 0 | 0 | 0 | 0 | 0 | 0 | 0 | 0 | 0 | 0 | 0 | 0 | 0 | 0 | 0 | 0 | 0 | 0 | 0 | 0 | 0
Commercial_Other Health_New_Food Preparation_Natural Gas_Fryer_E8_Baseline Forecast | Commercial | Other Health | New | Food Preparation | Natural Gas | Fryer | E8 |  | Baseline Forecast | 0 | 0 | 0 | 0 | 0 | 0 | 0 | 0 | 0 | 0 | 0 | 0 | 0 | 0 | 0 | 0 | 0 | 0 | 0 | 0 | 0 | 0 | 0 | 0 | 0 | 0 | 0 | 0 | 0 | 0 | 0 | 0 | 0
Commercial_Other Health_New_Food Preparation_Natural Gas_Fryer_E9_Baseline Forecast | Commercial | Other Health | New | Food Preparation | Natural Gas | Fryer | E9 |  | Baseline Forecast | 0 | 0 | 0 | 0 | 0 | 0 | 0 | 0 | 0 | 0 | 0 | 0 | 0 | 0 | 0 | 0 | 0 | 0 | 0 | 0 | 0 | 0 | 0 | 0 | 0 | 0 | 0 | 0 | 0 | 0 | 0 | 0 | 0
Commercial_Other Health_New_Food Preparation_Natural Gas_Fryer_E10_Baseline Forecast | Commercial | Other Health | New | Food Preparation | Natural Gas | Fryer | E10 |  | Baseline Forecast | 0 | 0 | 0 | 0 | 0 | 0 | 0 | 0 | 0 | 0 | 0 | 0 | 0 | 0 | 0 | 0 | 0 | 0 | 0 | 0 | 0 | 0 | 0 | 0 | 0 | 0 | 0 | 0 | 0 | 0 | 0 | 0 | 0
Commercial_Other Health_New_Food Preparation_Natural Gas_Fryer_Vintage_Baseline Forecast | Commercial | Other Health | New | Food Preparation | Natural Gas | Fryer | Vintage |  | Baseline Forecast | 0 | 0 | 0 | 0 | 0 | 0 | 0 | 0 | 0 | 0 | 0 | 0 | 0 | 0 | 0 | 0 | 0 | 0 | 0 | 0 | 0 | 0 | 0 | 0 | 0 | 0 | 0 | 0 | 0 | 0 | 0 | 0 | 0
Commercial_Other Health_New_Food Preparation_Natural Gas_Broiler_E1_Baseline Forecast | Commercial | Other Health | New | Food Preparation | Natural Gas | Broiler | E1 |  | Baseline Forecast | 0 | 509.8316 | 2968.9388 | 4540.4806 | 6567.3 | 9317.9161 | 11888.8484 | 14167.4942 | 16216.8575 | 18195.6016 | 20148.5343 | 22082.0649 | 24012.9464 | 25949.3528 | 27897.67 | 29849.5766 | 31802.0166 | 33751.9273 | 35699.2686 | 37643.9999 | 39589.147 | 41534.7128 | 43477.9574 | 45418.8493 | 47357.3565 | 49296.1894 | 51235.3498 | 53174.8398 | 55114.6611 | 57054.8159 | 58995.3059 | 60936.1332 | 61810.3058
Commercial_Other Health_New_Food Preparation_Natural Gas_Broiler_E2_Baseline Forecast | Commercial | Other Health | New | Food Preparation | Natural Gas | Broiler | E2 |  | Baseline Forecast | 0 | 179.13 | 1043.1407 | 1595.304 | 2307.4297 | 3273.8624 | 4177.1629 | 4977.7682 | 5697.8148 | 6393.0492 | 7079.2147 | 7758.5633 | 8436.9812 | 9117.3402 | 9801.884 | 10487.6891 | 11173.6815 | 11858.7853 | 12542.9863 | 13226.2702 | 13909.7003 | 14593.2775 | 15276.0391 | 15957.9741 | 16639.0712 | 17320.2828 | 18001.6094 | 18683.0518 | 19364.6107 | 20046.2867 | 20728.0805 | 21409.9928 | 21717.1345
Commercial_Other Health_New_Food Preparation_Natural Gas_Broiler_E3_Baseline Forecast | Commercial | Other Health | New | Food Preparation | Natural Gas | Broiler | E3 |  | Baseline Forecast | 0 | 0 | 0 | 0 | 0 | 0 | 0 | 0 | 0 | 0 | 0 | 0 | 0 | 0 | 0 | 0 | 0 | 0 | 0 | 0 | 0 | 0 | 0 | 0 | 0 | 0 | 0 | 0 | 0 | 0 | 0 | 0 | 0
Commercial_Other Health_New_Food Preparation_Natural Gas_Broiler_E4_Baseline Forecast | Commercial | Other Health | New | Food Preparation | Natural Gas | Broiler | E4 |  | Baseline Forecast | 0 | 0 | 0 | 0 | 0 | 0 | 0 | 0 | 0 | 0 | 0 | 0 | 0 | 0 | 0 | 0 | 0 | 0 | 0 | 0 | 0 | 0 | 0 | 0 | 0 | 0 | 0 | 0 | 0 | 0 | 0 | 0 | 0
Commercial_Other Health_New_Food Preparation_Natural Gas_Broiler_E5_Baseline Forecast | Commercial | Other Health | New | Food Preparation | Natural Gas | Broiler | E5 |  | Baseline Forecast | 0 | 0 | 0 | 0 | 0 | 0 | 0 | 0 | 0 | 0 | 0 | 0 | 0 | 0 | 0 | 0 | 0 | 0 | 0 | 0 | 0 | 0 | 0 | 0 | 0 | 0 | 0 | 0 | 0 | 0 | 0 | 0 | 0
Commercial_Other Health_New_Food Preparation_Natural Gas_Broiler_E6_Baseline Forecast | Commercial | Other Health | New | Food Preparation | Natural Gas | Broiler | E6 |  | Baseline Forecast | 0 | 0 | 0 | 0 | 0 | 0 | 0 | 0 | 0 | 0 | 0 | 0 | 0 | 0 | 0 | 0 | 0 | 0 | 0 | 0 | 0 | 0 | 0 | 0 | 0 | 0 | 0 | 0 | 0 | 0 | 0 | 0 | 0
Commercial_Other Health_New_Food Preparation_Natural Gas_Broiler_E7_Baseline Forecast | Commercial | Other Health | New | Food Preparation | Natural Gas | Broiler | E7 |  | Baseline Forecast | 0 | 0 | 0 | 0 | 0 | 0 | 0 | 0 | 0 | 0 | 0 | 0 | 0 | 0 | 0 | 0 | 0 | 0 | 0 | 0 | 0 | 0 | 0 | 0 | 0 | 0 | 0 | 0 | 0 | 0 | 0 | 0 | 0
Commercial_Other Health_New_Food Preparation_Natural Gas_Broiler_E8_Baseline Forecast | Commercial | Other Health | New | Food Preparation | Natural Gas | Broiler | E8 |  | Baseline Forecast | 0 | 0 | 0 | 0 | 0 | 0 | 0 | 0 | 0 | 0 | 0 | 0 | 0 | 0 | 0 | 0 | 0 | 0 | 0 | 0 | 0 | 0 | 0 | 0 | 0 | 0 | 0 | 0 | 0 | 0 | 0 | 0 | 0
Commercial_Other Health_New_Food Preparation_Natural Gas_Broiler_E9_Baseline Forecast | Commercial | Other Health | New | Food Preparation | Natural Gas | Broiler | E9 |  | Baseline Forecast | 0 | 0 | 0 | 0 | 0 | 0 | 0 | 0 | 0 | 0 | 0 | 0 | 0 | 0 | 0 | 0 | 0 | 0 | 0 | 0 | 0 | 0 | 0 | 0 | 0 | 0 | 0 | 0 | 0 | 0 | 0 | 0 | 0
Commercial_Other Health_New_Food Preparation_Natural Gas_Broiler_E10_Baseline Forecast | Commercial | Other Health | New | Food Preparation | Natural Gas | Broiler | E10 |  | Baseline Forecast | 0 | 0 | 0 | 0 | 0 | 0 | 0 | 0 | 0 | 0 | 0 | 0 | 0 | 0 | 0 | 0 | 0 | 0 | 0 | 0 | 0 | 0 | 0 | 0 | 0 | 0 | 0 | 0 | 0 | 0 | 0 | 0 | 0
Commercial_Other Health_New_Food Preparation_Natural Gas_Broiler_Vintage_Baseline Forecast | Commercial | Other Health | New | Food Preparation | Natural Gas | Broiler | Vintage |  | Baseline Forecast | 0 | 0 | 0 | 0 | 0 | 0 | 0 | 0 | 0 | 0 | 0 | 0 | 0 | 0 | 0 | 0 | 0 | 0 | 0 | 0 | 0 | 0 | 0 | 0 | 0 | 0 | 0 | 0 | 0 | 0 | 0 | 0 | 0
Commercial_Other Health_New_Food Preparation_Natural Gas_Griddle_E1_Baseline Forecast | Commercial | Other Health | New | Food Preparation | Natural Gas | Griddle | E1 |  | Baseline Forecast | 0 | 489.1628 | 2848.5765 | 4356.4071 | 6301.0581 | 8940.1628 | 11406.868 | 13593.1364 | 15559.4174 | 17457.9421 | 19331.7018 | 21186.8461 | 23039.4486 | 24897.352 | 26766.6833 | 28639.4586 | 30512.7457 | 32383.6059 | 34252.0009 | 36117.8918 | 37984.1816 | 39850.8731 | 41715.3375 | 43577.5446 | 45437.4637 | 47297.6952 | 49158.241 | 51019.103 | 52880.283 | 54741.7828 | 56603.6043 | 58465.7494 | 59304.4826
Commercial_Other Health_New_Food Preparation_Natural Gas_Griddle_E2_Baseline Forecast | Commercial | Other Health | New | Food Preparation | Natural Gas | Griddle | E2 |  | Baseline Forecast | 0 | 199.7989 | 1163.5031 | 1779.3775 | 2573.6716 | 3651.6158 | 4659.1433 | 5552.1261 | 6355.255 | 7130.7088 | 7896.0472 | 8653.7822 | 9410.479 | 10169.3409 | 10932.8707 | 11697.807 | 12462.9524 | 13227.1066 | 13990.2539 | 14752.3783 | 15514.6657 | 16277.1172 | 17038.659 | 17799.2788 | 18558.964 | 19318.7769 | 20078.7182 | 20838.7886 | 21598.9888 | 22359.3197 | 23119.782 | 23880.3765 | 24222.9577
Commercial_Other Health_New_Food Preparation_Natural Gas_Griddle_E3_Baseline Forecast | Commercial | Other Health | New | Food Preparation | Natural Gas | Griddle | E3 |  | Baseline Forecast | 0 | 0 | 0 | 0 | 0 | 0 | 0 | 0 | 0 | 0 | 0 | 0 | 0 | 0 | 0 | 0 | 0 | 0 | 0 | 0 | 0 | 0 | 0 | 0 | 0 | 0 | 0 | 0 | 0 | 0 | 0 | 0 | 0
Commercial_Other Health_New_Food Preparation_Natural Gas_Griddle_E4_Baseline Forecast | Commercial | Other Health | New | Food Preparation | Natural Gas | Griddle | E4 |  | Baseline Forecast | 0 | 0 | 0 | 0 | 0 | 0 | 0 | 0 | 0 | 0 | 0 | 0 | 0 | 0 | 0 | 0 | 0 | 0 | 0 | 0 | 0 | 0 | 0 | 0 | 0 | 0 | 0 | 0 | 0 | 0 | 0 | 0 | 0
Commercial_Other Health_New_Food Preparation_Natural Gas_Griddle_E5_Baseline Forecast | Commercial | Other Health | New | Food Preparation | Natural Gas | Griddle | E5 |  | Baseline Forecast | 0 | 0 | 0 | 0 | 0 | 0 | 0 | 0 | 0 | 0 | 0 | 0 | 0 | 0 | 0 | 0 | 0 | 0 | 0 | 0 | 0 | 0 | 0 | 0 | 0 | 0 | 0 | 0 | 0 | 0 | 0 | 0 | 0
Commercial_Other Health_New_Food Preparation_Natural Gas_Griddle_E6_Baseline Forecast | Commercial | Other Health | New | Food Preparation | Natural Gas | Griddle | E6 |  | Baseline Forecast | 0 | 0 | 0 | 0 | 0 | 0 | 0 | 0 | 0 | 0 | 0 | 0 | 0 | 0 | 0 | 0 | 0 | 0 | 0 | 0 | 0 | 0 | 0 | 0 | 0 | 0 | 0 | 0 | 0 | 0 | 0 | 0 | 0
Commercial_Other Health_New_Food Preparation_Natural Gas_Griddle_E7_Baseline Forecast | Commercial | Other Health | New | Food Preparation | Natural Gas | Griddle | E7 |  | Baseline Forecast | 0 | 0 | 0 | 0 | 0 | 0 | 0 | 0 | 0 | 0 | 0 | 0 | 0 | 0 | 0 | 0 | 0 | 0 | 0 | 0 | 0 | 0 | 0 | 0 | 0 | 0 | 0 | 0 | 0 | 0 | 0 | 0 | 0
Commercial_Other Health_New_Food Preparation_Natural Gas_Griddle_E8_Baseline Forecast | Commercial | Other Health | New | Food Preparation | Natural Gas | Griddle | E8 |  | Baseline Forecast | 0 | 0 | 0 | 0 | 0 | 0 | 0 | 0 | 0 | 0 | 0 | 0 | 0 | 0 | 0 | 0 | 0 | 0 | 0 | 0 | 0 | 0 | 0 | 0 | 0 | 0 | 0 | 0 | 0 | 0 | 0 | 0 | 0
Commercial_Other Health_New_Food Preparation_Natural Gas_Griddle_E9_Baseline Forecast | Commercial | Other Health | New | Food Preparation | Natural Gas | Griddle | E9 |  | Baseline Forecast | 0 | 0 | 0 | 0 | 0 | 0 | 0 | 0 | 0 | 0 | 0 | 0 | 0 | 0 | 0 | 0 | 0 | 0 | 0 | 0 | 0 | 0 | 0 | 0 | 0 | 0 | 0 | 0 | 0 | 0 | 0 | 0 | 0
Commercial_Other Health_New_Food Preparation_Natural Gas_Griddle_E10_Baseline Forecast | Commercial | Other Health | New | Food Preparation | Natural Gas | Griddle | E10 |  | Baseline Forecast | 0 | 0 | 0 | 0 | 0 | 0 | 0 | 0 | 0 | 0 | 0 | 0 | 0 | 0 | 0 | 0 | 0 | 0 | 0 | 0 | 0 | 0 | 0 | 0 | 0 | 0 | 0 | 0 | 0 | 0 | 0 | 0 | 0
Commercial_Other Health_New_Food Preparation_Natural Gas_Griddle_Vintage_Baseline Forecast | Commercial | Other Health | New | Food Preparation | Natural Gas | Griddle | Vintage |  | Baseline Forecast | 0 | 0 | 0 | 0 | 0 | 0 | 0 | 0 | 0 | 0 | 0 | 0 | 0 | 0 | 0 | 0 | 0 | 0 | 0 | 0 | 0 | 0 | 0 | 0 | 0 | 0 | 0 | 0 | 0 | 0 | 0 | 0 | 0
Commercial_Other Health_New_Food Preparation_Natural Gas_Range_E1_Baseline Forecast | Commercial | Other Health | New | Food Preparation | Natural Gas | Range | E1 |  | Baseline Forecast | 0 | 1194.1587 | 6954.0294 | 10634.9901 | 15382.3299 | 21824.9906 | 27846.7846 | 33183.9677 | 37984.1112 | 42618.8462 | 47193.1239 | 51721.9571 | 56244.5853 | 60780.1542 | 65343.6214 | 69915.4958 | 74488.6198 | 79055.8194 | 83617.0007 | 88172.0687 | 92728.1108 | 97285.1334 | 101836.7194 | 106382.7945 | 110923.2841 | 115464.5365 | 120006.5562 | 124549.3477 | 129092.9154 | 133637.264 | 138182.3979 | 142728.3218 | 144775.8621
Commercial_Other Health_New_Food Preparation_Natural Gas_Range_E2_Baseline Forecast | Commercial | Other Health | New | Food Preparation | Natural Gas | Range | E2 |  | Baseline Forecast | 0 | 1718.4234 | 10007.0179 | 15304.0102 | 22135.548 | 31406.6938 | 40072.2023 | 47752.5389 | 54660.0625 | 61329.5591 | 67912.0563 | 74429.1578 | 80937.33 | 87464.1243 | 94031.0649 | 100610.1038 | 107190.9407 | 113763.2523 | 120326.9035 | 126881.7575 | 133438.0131 | 139995.6798 | 146545.523 | 153087.436 | 159621.3113 | 166156.2843 | 172692.3614 | 179229.5491 | 185767.8539 | 192307.2823 | 198847.8409 | 205389.5363 | 208335.9967
Commercial_Other Health_New_Food Preparation_Natural Gas_Range_E3_Baseline Forecast | Commercial | Other Health | New | Food Preparation | Natural Gas | Range | E3 |  | Baseline Forecast | 0 | 0 | 0 | 0 | 0 | 0 | 0 | 0 | 0 | 0 | 0 | 0 | 0 | 0 | 0 | 0 | 0 | 0 | 0 | 0 | 0 | 0 | 0 | 0 | 0 | 0 | 0 | 0 | 0 | 0 | 0 | 0 | 0
Commercial_Other Health_New_Food Preparation_Natural Gas_Range_E4_Baseline Forecast | Commercial | Other Health | New | Food Preparation | Natural Gas | Range | E4 |  | Baseline Forecast | 0 | 0 | 0 | 0 | 0 | 0 | 0 | 0 | 0 | 0 | 0 | 0 | 0 | 0 | 0 | 0 | 0 | 0 | 0 | 0 | 0 | 0 | 0 | 0 | 0 | 0 | 0 | 0 | 0 | 0 | 0 | 0 | 0
Commercial_Other Health_New_Food Preparation_Natural Gas_Range_E5_Baseline Forecast | Commercial | Other Health | New | Food Preparation | Natural Gas | Range | E5 |  | Baseline Forecast | 0 | 0 | 0 | 0 | 0 | 0 | 0 | 0 | 0 | 0 | 0 | 0 | 0 | 0 | 0 | 0 | 0 | 0 | 0 | 0 | 0 | 0 | 0 | 0 | 0 | 0 | 0 | 0 | 0 | 0 | 0 | 0 | 0
Commercial_Other Health_New_Food Preparation_Natural Gas_Range_E6_Baseline Forecast | Commercial | Other Health | New | Food Preparation | Natural Gas | Range | E6 |  | Baseline Forecast | 0 | 0 | 0 | 0 | 0 | 0 | 0 | 0 | 0 | 0 | 0 | 0 | 0 | 0 | 0 | 0 | 0 | 0 | 0 | 0 | 0 | 0 | 0 | 0 | 0 | 0 | 0 | 0 | 0 | 0 | 0 | 0 | 0
Commercial_Other Health_New_Food Preparation_Natural Gas_Range_E7_Baseline Forecast | Commercial | Other Health | New | Food Preparation | Natural Gas | Range | E7 |  | Baseline Forecast | 0 | 0 | 0 | 0 | 0 | 0 | 0 | 0 | 0 | 0 | 0 | 0 | 0 | 0 | 0 | 0 | 0 | 0 | 0 | 0 | 0 | 0 | 0 | 0 | 0 | 0 | 0 | 0 | 0 | 0 | 0 | 0 | 0
Commercial_Other Health_New_Food Preparation_Natural Gas_Range_E8_Baseline Forecast | Commercial | Other Health | New | Food Preparation | Natural Gas | Range | E8 |  | Baseline Forecast | 0 | 0 | 0 | 0 | 0 | 0 | 0 | 0 | 0 | 0 | 0 | 0 | 0 | 0 | 0 | 0 | 0 | 0 | 0 | 0 | 0 | 0 | 0 | 0 | 0 | 0 | 0 | 0 | 0 | 0 | 0 | 0 | 0
Commercial_Other Health_New_Food Preparation_Natural Gas_Range_E9_Baseline Forecast | Commercial | Other Health | New | Food Preparation | Natural Gas | Range | E9 |  | Baseline Forecast | 0 | 0 | 0 | 0 | 0 | 0 | 0 | 0 | 0 | 0 | 0 | 0 | 0 | 0 | 0 | 0 | 0 | 0 | 0 | 0 | 0 | 0 | 0 | 0 | 0 | 0 | 0 | 0 | 0 | 0 | 0 | 0 | 0
Commercial_Other Health_New_Food Preparation_Natural Gas_Range_E10_Baseline Forecast | Commercial | Other Health | New | Food Preparation | Natural Gas | Range | E10 |  | Baseline Forecast | 0 | 0 | 0 | 0 | 0 | 0 | 0 | 0 | 0 | 0 | 0 | 0 | 0 | 0 | 0 | 0 | 0 | 0 | 0 | 0 | 0 | 0 | 0 | 0 | 0 | 0 | 0 | 0 | 0 | 0 | 0 | 0 | 0
Commercial_Other Health_New_Food Preparation_Natural Gas_Range_Vintage_Baseline Forecast | Commercial | Other Health | New | Food Preparation | Natural Gas | Range | Vintage |  | Baseline Forecast | 0 | 0 | 0 | 0 | 0 | 0 | 0 | 0 | 0 | 0 | 0 | 0 | 0 | 0 | 0 | 0 | 0 | 0 | 0 | 0 | 0 | 0 | 0 | 0 | 0 | 0 | 0 | 0 | 0 | 0 | 0 | 0 | 0
Commercial_Other Health_New_Food Preparation_Natural Gas_Steamer_E1_Baseline Forecast | Commercial | Other Health | New | Food Preparation | Natural Gas | Steamer | E1 |  | Baseline Forecast | 0 | 160.032 | 931.9257 | 931.9257 | 931.9257 | 931.9257 | 931.9257 | 931.9257 | 931.9257 | 931.9257 | 914.1443 | 812.5727 | 722.2869 | 642.0328 | 570.6958 | 507.2852 | 450.9201 | 400.8179 | 356.2826 | 267.4144 | 0 | 0 | 0 | 0 | 0 | 0 | 0 | 0 | 0 | 0 | 0 | 0 | 0
Commercial_Other Health_New_Food Preparation_Natural Gas_Steamer_E2_Baseline Forecast | Commercial | Other Health | New | Food Preparation | Natural Gas | Steamer | E2 |  | Baseline Forecast | 0 | 160.032 | 931.9257 | 1918.5139 | 3190.9181 | 4917.71 | 6531.6993 | 7962.1959 | 9248.7528 | 10490.976 | 11734.7766 | 13050.1871 | 14352.6489 | 15648.5473 | 16943.006 | 18231.7917 | 19513.8667 | 20788.0911 | 22055.1355 | 23364.8742 | 24853.4202 | 26074.8146 | 27294.7519 | 28513.2122 | 29730.1753 | 30947.343 | 32164.7162 | 33382.2964 | 34600.0845 | 35818.082 | 37036.29 | 38254.7097 | 38803.501
Commercial_Other Health_New_Food Preparation_Natural Gas_Steamer_E3_Baseline Forecast | Commercial | Other Health | New | Food Preparation | Natural Gas | Steamer | E3 |  | Baseline Forecast | 0 | 0 | 0 | 0 | 0 | 0 | 0 | 0 | 0 | 0 | 0 | 0 | 0 | 0 | 0 | 0 | 0 | 0 | 0 | 0 | 0 | 0 | 0 | 0 | 0 | 0 | 0 | 0 | 0 | 0 | 0 | 0 | 0
Commercial_Other Health_New_Food Preparation_Natural Gas_Steamer_E4_Baseline Forecast | Commercial | Other Health | New | Food Preparation | Natural Gas | Steamer | E4 |  | Baseline Forecast | 0 | 0 | 0 | 0 | 0 | 0 | 0 | 0 | 0 | 0 | 0 | 0 | 0 | 0 | 0 | 0 | 0 | 0 | 0 | 0 | 0 | 0 | 0 | 0 | 0 | 0 | 0 | 0 | 0 | 0 | 0 | 0 | 0
Commercial_Other Health_New_Food Preparation_Natural Gas_Steamer_E5_Baseline Forecast | Commercial | Other Health | New | Food Preparation | Natural Gas | Steamer | E5 |  | Baseline Forecast | 0 | 0 | 0 | 0 | 0 | 0 | 0 | 0 | 0 | 0 | 0 | 0 | 0 | 0 | 0 | 0 | 0 | 0 | 0 | 0 | 0 | 0 | 0 | 0 | 0 | 0 | 0 | 0 | 0 | 0 | 0 | 0 | 0
Commercial_Other Health_New_Food Preparation_Natural Gas_Steamer_E6_Baseline Forecast | Commercial | Other Health | New | Food Preparation | Natural Gas | Steamer | E6 |  | Baseline Forecast | 0 | 0 | 0 | 0 | 0 | 0 | 0 | 0 | 0 | 0 | 0 | 0 | 0 | 0 | 0 | 0 | 0 | 0 | 0 | 0 | 0 | 0 | 0 | 0 | 0 | 0 | 0 | 0 | 0 | 0 | 0 | 0 | 0
Commercial_Other Health_New_Food Preparation_Natural Gas_Steamer_E7_Baseline Forecast | Commercial | Other Health | New | Food Preparation | Natural Gas | Steamer | E7 |  | Baseline Forecast | 0 | 0 | 0 | 0 | 0 | 0 | 0 | 0 | 0 | 0 | 0 | 0 | 0 | 0 | 0 | 0 | 0 | 0 | 0 | 0 | 0 | 0 | 0 | 0 | 0 | 0 | 0 | 0 | 0 | 0 | 0 | 0 | 0
Commercial_Other Health_New_Food Preparation_Natural Gas_Steamer_E8_Baseline Forecast | Commercial | Other Health | New | Food Preparation | Natural Gas | Steamer | E8 |  | Baseline Forecast | 0 | 0 | 0 | 0 | 0 | 0 | 0 | 0 | 0 | 0 | 0 | 0 | 0 | 0 | 0 | 0 | 0 | 0 | 0 | 0 | 0 | 0 | 0 | 0 | 0 | 0 | 0 | 0 | 0 | 0 | 0 | 0 | 0
Commercial_Other Health_New_Food Preparation_Natural Gas_Steamer_E9_Baseline Forecast | Commercial | Other Health | New | Food Preparation | Natural Gas | Steamer | E9 |  | Baseline Forecast | 0 | 0 | 0 | 0 | 0 | 0 | 0 | 0 | 0 | 0 | 0 | 0 | 0 | 0 | 0 | 0 | 0 | 0 | 0 | 0 | 0 | 0 | 0 | 0 | 0 | 0 | 0 | 0 | 0 | 0 | 0 | 0 | 0
Commercial_Other Health_New_Food Preparation_Natural Gas_Steamer_E10_Baseline Forecast | Commercial | Other Health | New | Food Preparation | Natural Gas | Steamer | E10 |  | Baseline Forecast | 0 | 0 | 0 | 0 | 0 | 0 | 0 | 0 | 0 | 0 | 0 | 0 | 0 | 0 | 0 | 0 | 0 | 0 | 0 | 0 | 0 | 0 | 0 | 0 | 0 | 0 | 0 | 0 | 0 | 0 | 0 | 0 | 0
Commercial_Other Health_New_Food Preparation_Natural Gas_Steamer_Vintage_Baseline Forecast | Commercial | Other Health | New | Food Preparation | Natural Gas | Steamer | Vintage |  | Baseline Forecast | 0 | 0 | 0 | 0 | 0 | 0 | 0 | 0 | 0 | 0 | 0 | 0 | 0 | 0 | 0 | 0 | 0 | 0 | 0 | 0 | 0 | 0 | 0 | 0 | 0 | 0 | 0 | 0 | 0 | 0 | 0 | 0 | 0
Commercial_Other Health_New_Food Preparation_Natural Gas_Food Prep Other_E1_Baseline Forecast | Commercial | Other Health | New | Food Preparation | Natural Gas | Food Prep Other | E1 |  | Baseline Forecast | 0 | 0 | 0 | 0 | 0 | 0 | 0 | 0 | 0 | 0 | 0 | 0 | 0 | 0 | 0 | 0 | 0 | 0 | 0 | 0 | 0 | 0 | 0 | 0 | 0 | 0 | 0 | 0 | 0 | 0 | 0 | 0 | 0
Commercial_Other Health_New_Food Preparation_Natural Gas_Food Prep Other_E2_Baseline Forecast | Commercial | Other Health | New | Food Preparation | Natural Gas | Food Prep Other | E2 |  | Baseline Forecast | 0 | 0 | 0 | 0 | 0 | 0 | 0 | 0 | 0 | 0 | 0 | 0 | 0 | 0 | 0 | 0 | 0 | 0 | 0 | 0 | 0 | 0 | 0 | 0 | 0 | 0 | 0 | 0 | 0 | 0 | 0 | 0 | 0
Commercial_Other Health_New_Food Preparation_Natural Gas_Food Prep Other_E3_Baseline Forecast | Commercial | Other Health | New | Food Preparation | Natural Gas | Food Prep Other | E3 |  | Baseline Forecast | 0 | 0 | 0 | 0 | 0 | 0 | 0 | 0 | 0 | 0 | 0 | 0 | 0 | 0 | 0 | 0 | 0 | 0 | 0 | 0 | 0 | 0 | 0 | 0 | 0 | 0 | 0 | 0 | 0 | 0 | 0 | 0 | 0
Commercial_Other Health_New_Food Preparation_Natural Gas_Food Prep Other_E4_Baseline Forecast | Commercial | Other Health | New | Food Preparation | Natural Gas | Food Prep Other | E4 |  | Baseline Forecast | 0 | 0 | 0 | 0 | 0 | 0 | 0 | 0 | 0 | 0 | 0 | 0 | 0 | 0 | 0 | 0 | 0 | 0 | 0 | 0 | 0 | 0 | 0 | 0 | 0 | 0 | 0 | 0 | 0 | 0 | 0 | 0 | 0
Commercial_Other Health_New_Food Preparation_Natural Gas_Food Prep Other_E5_Baseline Forecast | Commercial | Other Health | New | Food Preparation | Natural Gas | Food Prep Other | E5 |  | Baseline Forecast | 0 | 0 | 0 | 0 | 0 | 0 | 0 | 0 | 0 | 0 | 0 | 0 | 0 | 0 | 0 | 0 | 0 | 0 | 0 | 0 | 0 | 0 | 0 | 0 | 0 | 0 | 0 | 0 | 0 | 0 | 0 | 0 | 0
Commercial_Other Health_New_Food Preparation_Natural Gas_Food Prep Other_E6_Baseline Forecast | Commercial | Other Health | New | Food Preparation | Natural Gas | Food Prep Other | E6 |  | Baseline Forecast | 0 | 0 | 0 | 0 | 0 | 0 | 0 | 0 | 0 | 0 | 0 | 0 | 0 | 0 | 0 | 0 | 0 | 0 | 0 | 0 | 0 | 0 | 0 | 0 | 0 | 0 | 0 | 0 | 0 | 0 | 0 | 0 | 0
Commercial_Other Health_New_Food Preparation_Natural Gas_Food Prep Other_E7_Baseline Forecast | Commercial | Other Health | New | Food Preparation | Natural Gas | Food Prep Other | E7 |  | Baseline Forecast | 0 | 0 | 0 | 0 | 0 | 0 | 0 | 0 | 0 | 0 | 0 | 0 | 0 | 0 | 0 | 0 | 0 | 0 | 0 | 0 | 0 | 0 | 0 | 0 | 0 | 0 | 0 | 0 | 0 | 0 | 0 | 0 | 0
Commercial_Other Health_New_Food Preparation_Natural Gas_Food Prep Other_E8_Baseline Forecast | Commercial | Other Health | New | Food Preparation | Natural Gas | Food Prep Other | E8 |  | Baseline Forecast | 0 | 0 | 0 | 0 | 0 | 0 | 0 | 0 | 0 | 0 | 0 | 0 | 0 | 0 | 0 | 0 | 0 | 0 | 0 | 0 | 0 | 0 | 0 | 0 | 0 | 0 | 0 | 0 | 0 | 0 | 0 | 0 | 0
Commercial_Other Health_New_Food Preparation_Natural Gas_Food Prep Other_E9_Baseline Forecast | Commercial | Other Health | New | Food Preparation | Natural Gas | Food Prep Other | E9 |  | Baseline Forecast | 0 | 0 | 0 | 0 | 0 | 0 | 0 | 0 | 0 | 0 | 0 | 0 | 0 | 0 | 0 | 0 | 0 | 0 | 0 | 0 | 0 | 0 | 0 | 0 | 0 | 0 | 0 | 0 | 0 | 0 | 0 | 0 | 0
Commercial_Other Health_New_Food Preparation_Natural Gas_Food Prep Other_E10_Baseline Forecast | Commercial | Other Health | New | Food Preparation | Natural Gas | Food Prep Other | E10 |  | Baseline Forecast | 0 | 0 | 0 | 0 | 0 | 0 | 0 | 0 | 0 | 0 | 0 | 0 | 0 | 0 | 0 | 0 | 0 | 0 | 0 | 0 | 0 | 0 | 0 | 0 | 0 | 0 | 0 | 0 | 0 | 0 | 0 | 0 | 0
Commercial_Other Health_New_Food Preparation_Natural Gas_Food Prep Other_Vintage_Baseline Forecast | Commercial | Other Health | New | Food Preparation | Natural Gas | Food Prep Other | Vintage |  | Baseline Forecast | 0 | 0 | 0 | 0 | 0 | 0 | 0 | 0 | 0 | 0 | 0 | 0 | 0 | 0 | 0 | 0 | 0 | 0 | 0 | 0 | 0 | 0 | 0 | 0 | 0 | 0 | 0 | 0 | 0 | 0 | 0 | 0 | 0
Commercial_Other Health_New_Miscellaneous_Natural Gas_Pool Heater_E1_Baseline Forecast | Commercial | Other Health | New | Miscellaneous | Natural Gas | Pool Heater | E1 |  | Baseline Forecast | 0 | 0 | 0 | 0 | 0 | 0 | 0 | 0 | 0 | 0 | 0 | 0 | 0 | 0 | 0 | 0 | 0 | 0 | 0 | 0 | 0 | 0 | 0 | 0 | 0 | 0 | 0 | 0 | 0 | 0 | 0 | 0 | 0
Commercial_Other Health_New_Miscellaneous_Natural Gas_Pool Heater_E2_Baseline Forecast | Commercial | Other Health | New | Miscellaneous | Natural Gas | Pool Heater | E2 |  | Baseline Forecast | 0 | 0 | 0 | 0 | 0 | 0 | 0 | 0 | 0 | 0 | 0 | 0 | 0 | 0 | 0 | 0 | 0 | 0 | 0 | 0 | 0 | 0 | 0 | 0 | 0 | 0 | 0 | 0 | 0 | 0 | 0 | 0 | 0
Commercial_Other Health_New_Miscellaneous_Natural Gas_Pool Heater_E3_Baseline Forecast | Commercial | Other Health | New | Miscellaneous | Natural Gas | Pool Heater | E3 |  | Baseline Forecast | 0 | 0 | 0 | 0 | 0 | 0 | 0 | 0 | 0 | 0 | 0 | 0 | 0 | 0 | 0 | 0 | 0 | 0 | 0 | 0 | 0 | 0 | 0 | 0 | 0 | 0 | 0 | 0 | 0 | 0 | 0 | 0 | 0
Commercial_Other Health_New_Miscellaneous_Natural Gas_Pool Heater_E4_Baseline Forecast | Commercial | Other Health | New | Miscellaneous | Natural Gas | Pool Heater | E4 |  | Baseline Forecast | 0 | 0 | 0 | 0 | 0 | 0 | 0 | 0 | 0 | 0 | 0 | 0 | 0 | 0 | 0 | 0 | 0 | 0 | 0 | 0 | 0 | 0 | 0 | 0 | 0 | 0 | 0 | 0 | 0 | 0 | 0 | 0 | 0
Commercial_Other Health_New_Miscellaneous_Natural Gas_Pool Heater_E5_Baseline Forecast | Commercial | Other Health | New | Miscellaneous | Natural Gas | Pool Heater | E5 |  | Baseline Forecast | 0 | 0 | 0 | 0 | 0 | 0 | 0 | 0 | 0 | 0 | 0 | 0 | 0 | 0 | 0 | 0 | 0 | 0 | 0 | 0 | 0 | 0 | 0 | 0 | 0 | 0 | 0 | 0 | 0 | 0 | 0 | 0 | 0
Commercial_Other Health_New_Miscellaneous_Natural Gas_Pool Heater_E6_Baseline Forecast | Commercial | Other Health | New | Miscellaneous | Natural Gas | Pool Heater | E6 |  | Baseline Forecast | 0 | 0 | 0 | 0 | 0 | 0 | 0 | 0 | 0 | 0 | 0 | 0 | 0 | 0 | 0 | 0 | 0 | 0 | 0 | 0 | 0 | 0 | 0 | 0 | 0 | 0 | 0 | 0 | 0 | 0 | 0 | 0 | 0
Commercial_Other Health_New_Miscellaneous_Natural Gas_Pool Heater_E7_Baseline Forecast | Commercial | Other Health | New | Miscellaneous | Natural Gas | Pool Heater | E7 |  | Baseline Forecast | 0 | 0 | 0 | 0 | 0 | 0 | 0 | 0 | 0 | 0 | 0 | 0 | 0 | 0 | 0 | 0 | 0 | 0 | 0 | 0 | 0 | 0 | 0 | 0 | 0 | 0 | 0 | 0 | 0 | 0 | 0 | 0 | 0
Commercial_Other Health_New_Miscellaneous_Natural Gas_Pool Heater_E8_Baseline Forecast | Commercial | Other Health | New | Miscellaneous | Natural Gas | Pool Heater | E8 |  | Baseline Forecast | 0 | 0 | 0 | 0 | 0 | 0 | 0 | 0 | 0 | 0 | 0 | 0 | 0 | 0 | 0 | 0 | 0 | 0 | 0 | 0 | 0 | 0 | 0 | 0 | 0 | 0 | 0 | 0 | 0 | 0 | 0 | 0 | 0
Commercial_Other Health_New_Miscellaneous_Natural Gas_Pool Heater_E9_Baseline Forecast | Commercial | Other Health | New | Miscellaneous | Natural Gas | Pool Heater | E9 |  | Baseline Forecast | 0 | 0 | 0 | 0 | 0 | 0 | 0 | 0 | 0 | 0 | 0 | 0 | 0 | 0 | 0 | 0 | 0 | 0 | 0 | 0 | 0 | 0 | 0 | 0 | 0 | 0 | 0 | 0 | 0 | 0 | 0 | 0 | 0
Commercial_Other Health_New_Miscellaneous_Natural Gas_Pool Heater_E10_Baseline Forecast | Commercial | Other Health | New | Miscellaneous | Natural Gas | Pool Heater | E10 |  | Baseline Forecast | 0 | 0 | 0 | 0 | 0 | 0 | 0 | 0 | 0 | 0 | 0 | 0 | 0 | 0 | 0 | 0 | 0 | 0 | 0 | 0 | 0 | 0 | 0 | 0 | 0 | 0 | 0 | 0 | 0 | 0 | 0 | 0 | 0
Commercial_Other Health_New_Miscellaneous_Natural Gas_Pool Heater_Vintage_Baseline Forecast | Commercial | Other Health | New | Miscellaneous | Natural Gas | Pool Heater | Vintage |  | Baseline Forecast | 0 | 0 | 0 | 0 | 0 | 0 | 0 | 0 | 0 | 0 | 0 | 0 | 0 | 0 | 0 | 0 | 0 | 0 | 0 | 0 | 0 | 0 | 0 | 0 | 0 | 0 | 0 | 0 | 0 | 0 | 0 | 0 | 0
Commercial_Other Health_New_Miscellaneous_Natural Gas_Miscellaneous_E1_Baseline Forecast | Commercial | Other Health | New | Miscellaneous | Natural Gas | Miscellaneous | E1 |  | Baseline Forecast | 0 | 13378.6738 | 77908.9861 | 119148.3753 | 172334.8678 | 244514.7699 | 311979.5221 | 371774.2828 | 425552.3581 | 477477.2902 | 528724.8936 | 579463.3627 | 630132.3141 | 680946.246 | 732072.7347 | 783293.4136 | 834528.091 | 885696.3956 | 936797.2745 | 987829.6633 | 1038872.9648 | 1089927.2523 | 1140920.6299 | 1191852.268 | 1242721.3285 | 1293598.9353 | 1344485.1383 | 1395379.9876 | 1446283.534 | 1497195.8281 | 1548116.9213 | 1599046.8648 | 1621986.3407
Commercial_Other Health_New_Miscellaneous_Natural Gas_Miscellaneous_E2_Baseline Forecast | Commercial | Other Health | New | Miscellaneous | Natural Gas | Miscellaneous | E2 |  | Baseline Forecast | 0 | 0 | 0 | 0 | 0 | 0 | 0 | 0 | 0 | 0 | 0 | 0 | 0 | 0 | 0 | 0 | 0 | 0 | 0 | 0 | 0 | 0 | 0 | 0 | 0 | 0 | 0 | 0 | 0 | 0 | 0 | 0 | 0
Commercial_Other Health_New_Miscellaneous_Natural Gas_Miscellaneous_E3_Baseline Forecast | Commercial | Other Health | New | Miscellaneous | Natural Gas | Miscellaneous | E3 |  | Baseline Forecast | 0 | 0 | 0 | 0 | 0 | 0 | 0 | 0 | 0 | 0 | 0 | 0 | 0 | 0 | 0 | 0 | 0 | 0 | 0 | 0 | 0 | 0 | 0 | 0 | 0 | 0 | 0 | 0 | 0 | 0 | 0 | 0 | 0
Commercial_Other Health_New_Miscellaneous_Natural Gas_Miscellaneous_E4_Baseline Forecast | Commercial | Other Health | New | Miscellaneous | Natural Gas | Miscellaneous | E4 |  | Baseline Forecast | 0 | 0 | 0 | 0 | 0 | 0 | 0 | 0 | 0 | 0 | 0 | 0 | 0 | 0 | 0 | 0 | 0 | 0 | 0 | 0 | 0 | 0 | 0 | 0 | 0 | 0 | 0 | 0 | 0 | 0 | 0 | 0 | 0
Commercial_Other Health_New_Miscellaneous_Natural Gas_Miscellaneous_E5_Baseline Forecast | Commercial | Other Health | New | Miscellaneous | Natural Gas | Miscellaneous | E5 |  | Baseline Forecast | 0 | 0 | 0 | 0 | 0 | 0 | 0 | 0 | 0 | 0 | 0 | 0 | 0 | 0 | 0 | 0 | 0 | 0 | 0 | 0 | 0 | 0 | 0 | 0 | 0 | 0 | 0 | 0 | 0 | 0 | 0 | 0 | 0
Commercial_Other Health_New_Miscellaneous_Natural Gas_Miscellaneous_E6_Baseline Forecast | Commercial | Other Health | New | Miscellaneous | Natural Gas | Miscellaneous | E6 |  | Baseline Forecast | 0 | 0 | 0 | 0 | 0 | 0 | 0 | 0 | 0 | 0 | 0 | 0 | 0 | 0 | 0 | 0 | 0 | 0 | 0 | 0 | 0 | 0 | 0 | 0 | 0 | 0 | 0 | 0 | 0 | 0 | 0 | 0 | 0
Commercial_Other Health_New_Miscellaneous_Natural Gas_Miscellaneous_E7_Baseline Forecast | Commercial | Other Health | New | Miscellaneous | Natural Gas | Miscellaneous | E7 |  | Baseline Forecast | 0 | 0 | 0 | 0 | 0 | 0 | 0 | 0 | 0 | 0 | 0 | 0 | 0 | 0 | 0 | 0 | 0 | 0 | 0 | 0 | 0 | 0 | 0 | 0 | 0 | 0 | 0 | 0 | 0 | 0 | 0 | 0 | 0
Commercial_Other Health_New_Miscellaneous_Natural Gas_Miscellaneous_E8_Baseline Forecast | Commercial | Other Health | New | Miscellaneous | Natural Gas | Miscellaneous | E8 |  | Baseline Forecast | 0 | 0 | 0 | 0 | 0 | 0 | 0 | 0 | 0 | 0 | 0 | 0 | 0 | 0 | 0 | 0 | 0 | 0 | 0 | 0 | 0 | 0 | 0 | 0 | 0 | 0 | 0 | 0 | 0 | 0 | 0 | 0 | 0
Commercial_Other Health_New_Miscellaneous_Natural Gas_Miscellaneous_E9_Baseline Forecast | Commercial | Other Health | New | Miscellaneous | Natural Gas | Miscellaneous | E9 |  | Baseline Forecast | 0 | 0 | 0 | 0 | 0 | 0 | 0 | 0 | 0 | 0 | 0 | 0 | 0 | 0 | 0 | 0 | 0 | 0 | 0 | 0 | 0 | 0 | 0 | 0 | 0 | 0 | 0 | 0 | 0 | 0 | 0 | 0 | 0
Commercial_Other Health_New_Miscellaneous_Natural Gas_Miscellaneous_E10_Baseline Forecast | Commercial | Other Health | New | Miscellaneous | Natural Gas | Miscellaneous | E10 |  | Baseline Forecast | 0 | 0 | 0 | 0 | 0 | 0 | 0 | 0 | 0 | 0 | 0 | 0 | 0 | 0 | 0 | 0 | 0 | 0 | 0 | 0 | 0 | 0 | 0 | 0 | 0 | 0 | 0 | 0 | 0 | 0 | 0 | 0 | 0
Commercial_Other Health_New_Miscellaneous_Natural Gas_Miscellaneous_Vintage_Baseline Forecast | Commercial | Other Health | New | Miscellaneous | Natural Gas | Miscellaneous | Vintage |  | Baseline Forecast | 0 | 0 | 0 | 0 | 0 | 0 | 0 | 0 | 0 | 0 | 0 | 0 | 0 | 0 | 0 | 0 | 0 | 0 | 0 | 0 | 0 | 0 | 0 | 0 | 0 | 0 | 0 | 0 | 0 | 0 | 0 | 0 | 0
Commercial_Lodging_Existing_Space Heating_Natural Gas_Furnace_E1_Baseline Forecast | Commercial | Lodging | Existing | Space Heating | Natural Gas | Furnace | E1 |  | Baseline Forecast | 0 | 4072.8143 | 8467.6134 | 13136.8535 | 18050.1591 | 23165.0914 | 28475.7838 | 33975.2446 | 39531.4449 | 44700.6436 | 50525.2638 | 56456.1226 | 62476.2286 | 68570.8375 | 74695.3824 | 80869.0497 | 87080.9917 | 93320.7971 | 99579.5126 | 105242.6014 | 110357.2487 | 114967.5901 | 119115.1657 | 122837.4493 | 126168.9115 | 129140.2298 | 131788.5935 | 134177.167 | 136289.712 | 138148.5714 | 139774.2767 | 141185.6558 | 142382.1741
Commercial_Lodging_Existing_Space Heating_Natural Gas_Furnace_E2_Baseline Forecast | Commercial | Lodging | Existing | Space Heating | Natural Gas | Furnace | E2 |  | Baseline Forecast | 0 | 0 | 0 | 0 | 0 | 0 | 0 | 0 | 116.2426 | 763.825 | 879.2061 | 995.036 | 1110.9737 | 1226.1649 | 1370.5095 | 1514.0613 | 1657.1898 | 1800.9502 | 1945.1387 | 2082.2146 | 2213.232 | 2339.1207 | 2460.706 | 2578.6872 | 2693.6663 | 2806.1366 | 2908.4158 | 2964.4517 | 3015.3945 | 3061.7898 | 3104.1365 | 3142.9279 | 3201.4656
Commercial_Lodging_Existing_Space Heating_Natural Gas_Furnace_E3_Baseline Forecast | Commercial | Lodging | Existing | Space Heating | Natural Gas | Furnace | E3 |  | Baseline Forecast | 0 | 0 | 0 | 0 | 0 | 0 | 0 | 0 | 0 | 0 | 0 | 0 | 0 | 0 | 0 | 0 | 0 | 0 | 0 | 0 | 0 | 0 | 0 | 0 | 0 | 0 | 0 | 0 | 0 | 0 | 0 | 0 | 0
Commercial_Lodging_Existing_Space Heating_Natural Gas_Furnace_E4_Baseline Forecast | Commercial | Lodging | Existing | Space Heating | Natural Gas | Furnace | E4 |  | Baseline Forecast | 0 | 0 | 0 | 0 | 0 | 0 | 0 | 0 | 0 | 0 | 0 | 0 | 0 | 0 | 0 | 0 | 0 | 0 | 0 | 0 | 0 | 0 | 0 | 0 | 0 | 0 | 0 | 0 | 0 | 0 | 0 | 0 | 0
Commercial_Lodging_Existing_Space Heating_Natural Gas_Furnace_E5_Baseline Forecast | Commercial | Lodging | Existing | Space Heating | Natural Gas | Furnace | E5 |  | Baseline Forecast | 0 | 0 | 0 | 0 | 0 | 0 | 0 | 0 | 0 | 0 | 0 | 0 | 0 | 0 | 0 | 0 | 0 | 0 | 0 | 0 | 0 | 0 | 0 | 0 | 0 | 0 | 0 | 0 | 0 | 0 | 0 | 0 | 0
Commercial_Lodging_Existing_Space Heating_Natural Gas_Furnace_E6_Baseline Forecast | Commercial | Lodging | Existing | Space Heating | Natural Gas | Furnace | E6 |  | Baseline Forecast | 0 | 0 | 0 | 0 | 0 | 0 | 0 | 0 | 0 | 0 | 0 | 0 | 0 | 0 | 0 | 0 | 0 | 0 | 0 | 0 | 0 | 0 | 0 | 0 | 0 | 0 | 0 | 0 | 0 | 0 | 0 | 0 | 0
Commercial_Lodging_Existing_Space Heating_Natural Gas_Furnace_E7_Baseline Forecast | Commercial | Lodging | Existing | Space Heating | Natural Gas | Furnace | E7 |  | Baseline Forecast | 0 | 0 | 0 | 0 | 0 | 0 | 0 | 0 | 0 | 0 | 0 | 0 | 0 | 0 | 0 | 0 | 0 | 0 | 0 | 0 | 0 | 0 | 0 | 0 | 0 | 0 | 0 | 0 | 0 | 0 | 0 | 0 | 0
Commercial_Lodging_Existing_Space Heating_Natural Gas_Furnace_E8_Baseline Forecast | Commercial | Lodging | Existing | Space Heating | Natural Gas | Furnace | E8 |  | Baseline Forecast | 0 | 0 | 0 | 0 | 0 | 0 | 0 | 0 | 0 | 0 | 0 | 0 | 0 | 0 | 0 | 0 | 0 | 0 | 0 | 0 | 0 | 0 | 0 | 0 | 0 | 0 | 0 | 0 | 0 | 0 | 0 | 0 | 0
Commercial_Lodging_Existing_Space Heating_Natural Gas_Furnace_E9_Baseline Forecast | Commercial | Lodging | Existing | Space Heating | Natural Gas | Furnace | E9 |  | Baseline Forecast | 0 | 0 | 0 | 0 | 0 | 0 | 0 | 0 | 0 | 0 | 0 | 0 | 0 | 0 | 0 | 0 | 0 | 0 | 0 | 0 | 0 | 0 | 0 | 0 | 0 | 0 | 0 | 0 | 0 | 0 | 0 | 0 | 0
Commercial_Lodging_Existing_Space Heating_Natural Gas_Furnace_E10_Baseline Forecast | Commercial | Lodging | Existing | Space Heating | Natural Gas | Furnace | E10 |  | Baseline Forecast | 0 | 0 | 0 | 0 | 0 | 0 | 0 | 0 | 0 | 0 | 0 | 0 | 0 | 0 | 0 | 0 | 0 | 0 | 0 | 0 | 0 | 0 | 0 | 0 | 0 | 0 | 0 | 0 | 0 | 0 | 0 | 0 | 0
Commercial_Lodging_Existing_Space Heating_Natural Gas_Furnace_Vintage_Baseline Forecast | Commercial | Lodging | Existing | Space Heating | Natural Gas | Furnace | Vintage |  | Baseline Forecast | 203999.8182 | 198889.0989 | 193456.3947 | 187533.7461 | 181334.4553 | 174809.5999 | 168181.7193 | 161515.9192 | 154795.4695 | 147967.1284 | 141028.8884 | 133993.9743 | 126871.0723 | 119671.5626 | 112406.8164 | 105091.8881 | 97738.833 | 90358.588 | 82960.331 | 76166.1602 | 69926.2748 | 64195.6079 | 58933.2083 | 54100.9189 | 49663.6838 | 45588.9333 | 41847.1595 | 38411.249 | 35256.2892 | 32359.3903 | 29699.5212 | 27257.3595 | 25016.0142
Commercial_Lodging_Existing_Space Heating_Natural Gas_Boiler_E1_Baseline Forecast | Commercial | Lodging | Existing | Space Heating | Natural Gas | Boiler | E1 |  | Baseline Forecast | 0 | 1338.7184 | 2809.0401 | 4443.3033 | 6178.3998 | 7996.3467 | 9892.2143 | 11861.262 | 13896.0877 | 15803.329 | 17752.1948 | 19736.2881 | 21749.0933 | 24094.9587 | 26461.0494 | 28842.8111 | 31235.9332 | 33636.6185 | 36041.2404 | 38446.5254 | 40849.165 | 43246.4201 | 45387.3326 | 47297.293 | 48994.928 | 50500.5688 | 51832.8784 | 53008.6961 | 54043.2159 | 54950.1465 | 55756.5958 | 56472.5907 | 57109.092
Commercial_Lodging_Existing_Space Heating_Natural Gas_Boiler_E2_Baseline Forecast | Commercial | Lodging | Existing | Space Heating | Natural Gas | Boiler | E2 |  | Baseline Forecast | 0 | 0 | 0 | 0 | 0 | 0 | 0 | 0 | 0 | 0 | 0 | 0 | 0 | 0 | 0 | 0 | 0 | 0 | 0 | 0 | 0 | 0 | 0 | 0 | 0 | 0 | 0 | 0 | 0 | 0 | 0 | 0 | 0
Commercial_Lodging_Existing_Space Heating_Natural Gas_Boiler_E3_Baseline Forecast | Commercial | Lodging | Existing | Space Heating | Natural Gas | Boiler | E3 |  | Baseline Forecast | 0 | 1217.0167 | 2553.6728 | 3939.2636 | 5410.3825 | 6951.6942 | 8559.1985 | 10228.9224 | 11954.5575 | 13907.8909 | 15903.4551 | 17934.7745 | 19995.3123 | 21769.1005 | 23558.2241 | 25359.2817 | 27169.0096 | 28984.5363 | 30803.0927 | 32622.1794 | 34439.2421 | 36252.1893 | 37853.6614 | 39263.0229 | 40502.1378 | 41586.5739 | 42530.7337 | 43347.6955 | 44049.3344 | 44646.4326 | 45134.0403 | 45522.1773 | 45821.5649
Commercial_Lodging_Existing_Space Heating_Natural Gas_Boiler_E4_Baseline Forecast | Commercial | Lodging | Existing | Space Heating | Natural Gas | Boiler | E4 |  | Baseline Forecast | 0 | 0 | 0 | 0 | 0 | 0 | 0 | 0 | 0 | 0 | 0 | 0 | 0 | 0 | 0 | 0 | 0 | 0 | 0 | 0 | 0 | 0 | 0 | 0 | 0 | 0 | 0 | 0 | 0 | 0 | 0 | 0 | 0
Commercial_Lodging_Existing_Space Heating_Natural Gas_Boiler_E5_Baseline Forecast | Commercial | Lodging | Existing | Space Heating | Natural Gas | Boiler | E5 |  | Baseline Forecast | 0 | 0 | 0 | 0 | 0 | 0 | 0 | 0 | 0 | 0 | 0 | 0 | 0 | 0 | 0 | 0 | 0 | 0 | 0 | 0 | 0 | 0 | 0 | 0 | 0 | 0 | 0 | 0 | 0 | 0 | 0 | 0 | 0
Commercial_Lodging_Existing_Space Heating_Natural Gas_Boiler_E6_Baseline Forecast | Commercial | Lodging | Existing | Space Heating | Natural Gas | Boiler | E6 |  | Baseline Forecast | 0 | 0 | 0 | 0 | 0 | 0 | 0 | 0 | 0 | 0 | 0 | 0 | 0 | 0 | 0 | 0 | 0 | 0 | 0 | 0 | 0 | 0 | 0 | 0 | 0 | 0 | 0 | 0 | 0 | 0 | 0 | 0 | 0
Commercial_Lodging_Existing_Space Heating_Natural Gas_Boiler_E7_Baseline Forecast | Commercial | Lodging | Existing | Space Heating | Natural Gas | Boiler | E7 |  | Baseline Forecast | 0 | 0 | 0 | 0 | 0 | 0 | 0 | 0 | 0 | 0 | 0 | 0 | 0 | 0 | 0 | 0 | 0 | 0 | 0 | 0 | 0 | 0 | 0 | 0 | 0 | 0 | 0 | 0 | 0 | 0 | 0 | 0 | 0
Commercial_Lodging_Existing_Space Heating_Natural Gas_Boiler_E8_Baseline Forecast | Commercial | Lodging | Existing | Space Heating | Natural Gas | Boiler | E8 |  | Baseline Forecast | 0 | 0 | 0 | 0 | 0 | 0 | 0 | 0 | 0 | 0 | 0 | 0 | 0 | 0 | 0 | 0 | 0 | 0 | 0 | 0 | 0 | 0 | 0 | 0 | 0 | 0 | 0 | 0 | 0 | 0 | 0 | 0 | 0
Commercial_Lodging_Existing_Space Heating_Natural Gas_Boiler_E9_Baseline Forecast | Commercial | Lodging | Existing | Space Heating | Natural Gas | Boiler | E9 |  | Baseline Forecast | 0 | 0 | 0 | 0 | 0 | 0 | 0 | 0 | 0 | 0 | 0 | 0 | 0 | 0 | 0 | 0 | 0 | 0 | 0 | 0 | 0 | 0 | 0 | 0 | 0 | 0 | 0 | 0 | 0 | 0 | 0 | 0 | 0
Commercial_Lodging_Existing_Space Heating_Natural Gas_Boiler_E10_Baseline Forecast | Commercial | Lodging | Existing | Space Heating | Natural Gas | Boiler | E10 |  | Baseline Forecast | 0 | 0 | 0 | 0 | 0 | 0 | 0 | 0 | 0 | 0 | 0 | 0 | 0 | 0 | 0 | 0 | 0 | 0 | 0 | 0 | 0 | 0 | 0 | 0 | 0 | 0 | 0 | 0 | 0 | 0 | 0 | 0 | 0
Commercial_Lodging_Existing_Space Heating_Natural Gas_Boiler_Vintage_Baseline Forecast | Commercial | Lodging | Existing | Space Heating | Natural Gas | Boiler | Vintage |  | Baseline Forecast | 141284.251 | 138009.6936 | 134483.8934 | 130595.9656 | 126499.1148 | 122163.3851 | 117747.7675 | 113301.2238 | 108814.9446 | 104253.7932 | 99618.0125 | 94918.184 | 90161.3721 | 85356.275 | 80511.3597 | 75637.5564 | 70743.5317 | 65837.0492 | 60924.5187 | 56011.7277 | 51103.4576 | 46204.5377 | 41774.2652 | 37767.8965 | 34144.952 | 30868.5642 | 27905.6667 | 25226.3414 | 22803.5184 | 20612.7062 | 18631.7459 | 16840.5901 | 15221.6265
Commercial_Lodging_Existing_Space Heating_Natural Gas_Unit Heater_E1_Baseline Forecast | Commercial | Lodging | Existing | Space Heating | Natural Gas | Unit Heater | E1 |  | Baseline Forecast | 0 | 313.3264 | 716.9655 | 1189.5904 | 1715.0834 | 2279.2463 | 2873.844 | 3492.6131 | 4129.9011 | 4779.8019 | 5438.0081 | 6101.3485 | 6620.0601 | 7023.5022 | 7335.0197 | 7573.4618 | 7753.7821 | 7887.9053 | 7985.2747 | 8053.4068 | 8098.2141 | 8124.4557 | 8135.9835 | 8135.8143 | 8126.3493 | 8109.4349 | 8086.5909 | 8059.0267 | 8027.7048 | 7993.3912 | 7956.6956 | 7918.1029 | 7878.2706
Commercial_Lodging_Existing_Space Heating_Natural Gas_Unit Heater_E2_Baseline Forecast | Commercial | Lodging | Existing | Space Heating | Natural Gas | Unit Heater | E2 |  | Baseline Forecast | 0 | 0 | 0 | 0 | 0 | 0 | 0 | 0 | 0 | 0 | 0 | 0 | 0 | 0 | 0 | 0 | 0 | 0 | 0 | 0 | 0 | 0 | 0 | 0 | 0 | 0 | 0 | 0 | 0 | 0 | 0 | 0 | 0
Commercial_Lodging_Existing_Space Heating_Natural Gas_Unit Heater_E3_Baseline Forecast | Commercial | Lodging | Existing | Space Heating | Natural Gas | Unit Heater | E3 |  | Baseline Forecast | 0 | 0 | 0 | 0 | 0 | 0 | 0 | 0 | 0 | 0 | 0 | 0 | 0 | 0 | 0 | 0 | 0 | 0 | 0 | 0 | 0 | 0 | 0 | 0 | 0 | 0 | 0 | 0 | 0 | 0 | 0 | 0 | 0
Commercial_Lodging_Existing_Space Heating_Natural Gas_Unit Heater_E4_Baseline Forecast | Commercial | Lodging | Existing | Space Heating | Natural Gas | Unit Heater | E4 |  | Baseline Forecast | 0 | 0 | 0 | 0 | 0 | 0 | 0 | 0 | 0 | 0 | 0 | 0 | 0 | 0 | 0 | 0 | 0 | 0 | 0 | 0 | 0 | 0 | 0 | 0 | 0 | 0 | 0 | 0 | 0 | 0 | 0 | 0 | 0
Commercial_Lodging_Existing_Space Heating_Natural Gas_Unit Heater_E5_Baseline Forecast | Commercial | Lodging | Existing | Space Heating | Natural Gas | Unit Heater | E5 |  | Baseline Forecast | 0 | 0 | 0 | 0 | 0 | 0 | 0 | 0 | 0 | 0 | 0 | 0 | 0 | 0 | 0 | 0 | 0 | 0 | 0 | 0 | 0 | 0 | 0 | 0 | 0 | 0 | 0 | 0 | 0 | 0 | 0 | 0 | 0
Commercial_Lodging_Existing_Space Heating_Natural Gas_Unit Heater_E6_Baseline Forecast | Commercial | Lodging | Existing | Space Heating | Natural Gas | Unit Heater | E6 |  | Baseline Forecast | 0 | 0 | 0 | 0 | 0 | 0 | 0 | 0 | 0 | 0 | 0 | 0 | 0 | 0 | 0 | 0 | 0 | 0 | 0 | 0 | 0 | 0 | 0 | 0 | 0 | 0 | 0 | 0 | 0 | 0 | 0 | 0 | 0
Commercial_Lodging_Existing_Space Heating_Natural Gas_Unit Heater_E7_Baseline Forecast | Commercial | Lodging | Existing | Space Heating | Natural Gas | Unit Heater | E7 |  | Baseline Forecast | 0 | 0 | 0 | 0 | 0 | 0 | 0 | 0 | 0 | 0 | 0 | 0 | 0 | 0 | 0 | 0 | 0 | 0 | 0 | 0 | 0 | 0 | 0 | 0 | 0 | 0 | 0 | 0 | 0 | 0 | 0 | 0 | 0
Commercial_Lodging_Existing_Space Heating_Natural Gas_Unit Heater_E8_Baseline Forecast | Commercial | Lodging | Existing | Space Heating | Natural Gas | Unit Heater | E8 |  | Baseline Forecast | 0 | 0 | 0 | 0 | 0 | 0 | 0 | 0 | 0 | 0 | 0 | 0 | 0 | 0 | 0 | 0 | 0 | 0 | 0 | 0 | 0 | 0 | 0 | 0 | 0 | 0 | 0 | 0 | 0 | 0 | 0 | 0 | 0
Commercial_Lodging_Existing_Space Heating_Natural Gas_Unit Heater_E9_Baseline Forecast | Commercial | Lodging | Existing | Space Heating | Natural Gas | Unit Heater | E9 |  | Baseline Forecast | 0 | 0 | 0 | 0 | 0 | 0 | 0 | 0 | 0 | 0 | 0 | 0 | 0 | 0 | 0 | 0 | 0 | 0 | 0 | 0 | 0 | 0 | 0 | 0 | 0 | 0 | 0 | 0 | 0 | 0 | 0 | 0 | 0
Commercial_Lodging_Existing_Space Heating_Natural Gas_Unit Heater_E10_Baseline Forecast | Commercial | Lodging | Existing | Space Heating | Natural Gas | Unit Heater | E10 |  | Baseline Forecast | 0 | 0 | 0 | 0 | 0 | 0 | 0 | 0 | 0 | 0 | 0 | 0 | 0 | 0 | 0 | 0 | 0 | 0 | 0 | 0 | 0 | 0 | 0 | 0 | 0 | 0 | 0 | 0 | 0 | 0 | 0 | 0 | 0
Commercial_Lodging_Existing_Space Heating_Natural Gas_Unit Heater_Vintage_Baseline Forecast | Commercial | Lodging | Existing | Space Heating | Natural Gas | Unit Heater | Vintage |  | Baseline Forecast | 9447.8617 | 9086.4667 | 8634.759 | 8104.0849 | 7519.034 | 6889.5732 | 6233.9725 | 5561.1866 | 4875.3621 | 4178.6129 | 3474.1751 | 2765.067 | 2200.6509 | 1751.3723 | 1393.7336 | 1109.0845 | 882.5444 | 702.2619 | 558.7947 | 444.6271 | 353.7744 | 281.4773 | 223.9496 | 178.175 | 141.7533 | 112.7732 | 89.7149 | 71.3689 | 56.7727 | 45.1601 | 35.9217 | 28.5721 | 22.7263
Commercial_Lodging_Existing_Water Heating_Natural Gas_Water Heater_E1_Baseline Forecast | Commercial | Lodging | Existing | Water Heating | Natural Gas | Water Heater | E1 |  | Baseline Forecast | 0 | 0 | 0 | 0 | 0 | 0 | 0 | 0 | 0 | 0 | 0 | 0 | 0 | 0 | 0 | 0 | 0 | 0 | 0 | 0 | 0 | 0 | 0 | 0 | 0 | 0 | 0 | 0 | 0 | 0 | 0 | 0 | 0
Commercial_Lodging_Existing_Water Heating_Natural Gas_Water Heater_E2_Baseline Forecast | Commercial | Lodging | Existing | Water Heating | Natural Gas | Water Heater | E2 |  | Baseline Forecast | 0 | 19970.0249 | 45696.1755 | 75819.171 | 109311.7405 | 145268.9572 | 183165.9531 | 222603.5266 | 263221.4155 | 304643.182 | 337127.2584 | 362501.0494 | 382204.7221 | 397386.7591 | 408960.404 | 417667.5149 | 424095.4525 | 428712.8065 | 431889.8699 | 433921.3843 | 435038.1793 | 435426.8611 | 435239.3729 | 434594.0197 | 433584.9637 | 432283.7043 | 430749.8295 | 429030.7627 | 427164.245 | 425180.3113 | 423102.8626 | 420950.9186 | 418754.0393
Commercial_Lodging_Existing_Water Heating_Natural Gas_Water Heater_E3_Baseline Forecast | Commercial | Lodging | Existing | Water Heating | Natural Gas | Water Heater | E3 |  | Baseline Forecast | 0 | 0 | 0 | 0 | 0 | 0 | 0 | 0 | 0 | 0 | 0 | 0 | 0 | 0 | 0 | 0 | 0 | 0 | 0 | 0 | 0 | 0 | 0 | 0 | 0 | 0 | 0 | 0 | 0 | 0 | 0 | 0 | 0
Commercial_Lodging_Existing_Water Heating_Natural Gas_Water Heater_E4_Baseline Forecast | Commercial | Lodging | Existing | Water Heating | Natural Gas | Water Heater | E4 |  | Baseline Forecast | 0 | 0 | 0 | 0 | 0 | 0 | 0 | 0 | 0 | 0 | 0 | 0 | 0 | 0 | 0 | 0 | 0 | 0 | 0 | 0 | 0 | 0 | 0 | 0 | 0 | 0 | 0 | 0 | 0 | 0 | 0 | 0 | 0
Commercial_Lodging_Existing_Water Heating_Natural Gas_Water Heater_E5_Baseline Forecast | Commercial | Lodging | Existing | Water Heating | Natural Gas | Water Heater | E5 |  | Baseline Forecast | 0 | 0 | 0 | 0 | 0 | 0 | 0 | 0 | 0 | 0 | 0 | 0 | 0 | 0 | 0 | 0 | 0 | 0 | 0 | 0 | 0 | 0 | 0 | 0 | 0 | 0 | 0 | 0 | 0 | 0 | 0 | 0 | 0
Commercial_Lodging_Existing_Water Heating_Natural Gas_Water Heater_E6_Baseline Forecast | Commercial | Lodging | Existing | Water Heating | Natural Gas | Water Heater | E6 |  | Baseline Forecast | 0 | 0 | 0 | 0 | 0 | 0 | 0 | 0 | 0 | 0 | 0 | 0 | 0 | 0 | 0 | 0 | 0 | 0 | 0 | 0 | 0 | 0 | 0 | 0 | 0 | 0 | 0 | 0 | 0 | 0 | 0 | 0 | 0
Commercial_Lodging_Existing_Water Heating_Natural Gas_Water Heater_E7_Baseline Forecast | Commercial | Lodging | Existing | Water Heating | Natural Gas | Water Heater | E7 |  | Baseline Forecast | 0 | 0 | 0 | 0 | 0 | 0 | 0 | 0 | 0 | 0 | 0 | 0 | 0 | 0 | 0 | 0 | 0 | 0 | 0 | 0 | 0 | 0 | 0 | 0 | 0 | 0 | 0 | 0 | 0 | 0 | 0 | 0 | 0
Commercial_Lodging_Existing_Water Heating_Natural Gas_Water Heater_E8_Baseline Forecast | Commercial | Lodging | Existing | Water Heating | Natural Gas | Water Heater | E8 |  | Baseline Forecast | 0 | 0 | 0 | 0 | 0 | 0 | 0 | 0 | 0 | 0 | 0 | 0 | 0 | 0 | 0 | 0 | 0 | 0 | 0 | 0 | 0 | 0 | 0 | 0 | 0 | 0 | 0 | 0 | 0 | 0 | 0 | 0 | 0
Commercial_Lodging_Existing_Water Heating_Natural Gas_Water Heater_E9_Baseline Forecast | Commercial | Lodging | Existing | Water Heating | Natural Gas | Water Heater | E9 |  | Baseline Forecast | 0 | 0 | 0 | 0 | 0 | 0 | 0 | 0 | 0 | 0 | 0 | 0 | 0 | 0 | 0 | 0 | 0 | 0 | 0 | 0 | 0 | 0 | 0 | 0 | 0 | 0 | 0 | 0 | 0 | 0 | 0 | 0 | 0
Commercial_Lodging_Existing_Water Heating_Natural Gas_Water Heater_E10_Baseline Forecast | Commercial | Lodging | Existing | Water Heating | Natural Gas | Water Heater | E10 |  | Baseline Forecast | 0 | 0 | 0 | 0 | 0 | 0 | 0 | 0 | 0 | 0 | 0 | 0 | 0 | 0 | 0 | 0 | 0 | 0 | 0 | 0 | 0 | 0 | 0 | 0 | 0 | 0 | 0 | 0 | 0 | 0 | 0 | 0 | 0
Commercial_Lodging_Existing_Water Heating_Natural Gas_Water Heater_Vintage_Baseline Forecast | Commercial | Lodging | Existing | Water Heating | Natural Gas | Water Heater | Vintage |  | Baseline Forecast | 501803.6871 | 479280.5983 | 451001.3839 | 417795.2237 | 381139.3566 | 341713.977 | 300576.9296 | 258270.3665 | 215074.5656 | 171164.5391 | 136224.9708 | 108420.3191 | 86289.1486 | 68672.6001 | 54649.3227 | 43488.0225 | 34605.2183 | 27536.2088 | 21910.7518 | 17434.1572 | 13871.7541 | 11036.9328 | 8781.2281 | 6986.3753 | 5558.2528 | 4421.9201 | 3517.787 | 2798.4276 | 2226.0983 | 1770.7619 | 1408.5147 | 1120.3347 | 891.116
Commercial_Lodging_Existing_Food Preparation_Natural Gas_Oven_E1_Baseline Forecast | Commercial | Lodging | Existing | Food Preparation | Natural Gas | Oven | E1 |  | Baseline Forecast | 0 | 912.0543 | 2086.9975 | 3462.7498 | 4992.3944 | 6634.6024 | 8365.4023 | 10166.5622 | 12021.6284 | 13913.4087 | 15829.3652 | 17760.2664 | 19270.1713 | 20444.5413 | 21351.33 | 22045.4052 | 22570.2953 | 22960.7112 | 23244.1413 | 23442.4653 | 23572.8939 | 23649.28 | 23682.8359 | 23682.3434 | 23654.7919 | 23605.5563 | 23539.0602 | 23458.8241 | 23367.65 | 23267.7675 | 23160.951 | 23048.6126 | 22932.6657
Commercial_Lodging_Existing_Food Preparation_Natural Gas_Oven_E2_Baseline Forecast | Commercial | Lodging | Existing | Food Preparation | Natural Gas | Oven | E2 |  | Baseline Forecast | 0 | 1312.4684 | 3003.2403 | 4982.9814 | 7184.1773 | 9547.3546 | 12038.0179 | 14629.9309 | 17299.4165 | 20021.7345 | 22778.8427 | 25557.4565 | 27730.2466 | 29420.1936 | 30725.0846 | 31723.8757 | 32479.2054 | 33041.0234 | 33448.8863 | 33734.2794 | 33921.9692 | 34031.8907 | 34080.1784 | 34079.4697 | 34039.8225 | 33968.9712 | 33873.2817 | 33757.82 | 33626.6182 | 33482.8849 | 33329.1734 | 33167.5156 | 33000.6653
Commercial_Lodging_Existing_Food Preparation_Natural Gas_Oven_E3_Baseline Forecast | Commercial | Lodging | Existing | Food Preparation | Natural Gas | Oven | E3 |  | Baseline Forecast | 0 | 0 | 0 | 0 | 0 | 0 | 0 | 0 | 0 | 0 | 0 | 0 | 0 | 0 | 0 | 0 | 0 | 0 | 0 | 0 | 0 | 0 | 0 | 0 | 0 | 0 | 0 | 0 | 0 | 0 | 0 | 0 | 0
Commercial_Lodging_Existing_Food Preparation_Natural Gas_Oven_E4_Baseline Forecast | Commercial | Lodging | Existing | Food Preparation | Natural Gas | Oven | E4 |  | Baseline Forecast | 0 | 0 | 0 | 0 | 0 | 0 | 0 | 0 | 0 | 0 | 0 | 0 | 0 | 0 | 0 | 0 | 0 | 0 | 0 | 0 | 0 | 0 | 0 | 0 | 0 | 0 | 0 | 0 | 0 | 0 | 0 | 0 | 0
Commercial_Lodging_Existing_Food Preparation_Natural Gas_Oven_E5_Baseline Forecast | Commercial | Lodging | Existing | Food Preparation | Natural Gas | Oven | E5 |  | Baseline Forecast | 0 | 0 | 0 | 0 | 0 | 0 | 0 | 0 | 0 | 0 | 0 | 0 | 0 | 0 | 0 | 0 | 0 | 0 | 0 | 0 | 0 | 0 | 0 | 0 | 0 | 0 | 0 | 0 | 0 | 0 | 0 | 0 | 0
Commercial_Lodging_Existing_Food Preparation_Natural Gas_Oven_E6_Baseline Forecast | Commercial | Lodging | Existing | Food Preparation | Natural Gas | Oven | E6 |  | Baseline Forecast | 0 | 0 | 0 | 0 | 0 | 0 | 0 | 0 | 0 | 0 | 0 | 0 | 0 | 0 | 0 | 0 | 0 | 0 | 0 | 0 | 0 | 0 | 0 | 0 | 0 | 0 | 0 | 0 | 0 | 0 | 0 | 0 | 0
Commercial_Lodging_Existing_Food Preparation_Natural Gas_Oven_E7_Baseline Forecast | Commercial | Lodging | Existing | Food Preparation | Natural Gas | Oven | E7 |  | Baseline Forecast | 0 | 0 | 0 | 0 | 0 | 0 | 0 | 0 | 0 | 0 | 0 | 0 | 0 | 0 | 0 | 0 | 0 | 0 | 0 | 0 | 0 | 0 | 0 | 0 | 0 | 0 | 0 | 0 | 0 | 0 | 0 | 0 | 0
Commercial_Lodging_Existing_Food Preparation_Natural Gas_Oven_E8_Baseline Forecast | Commercial | Lodging | Existing | Food Preparation | Natural Gas | Oven | E8 |  | Baseline Forecast | 0 | 0 | 0 | 0 | 0 | 0 | 0 | 0 | 0 | 0 | 0 | 0 | 0 | 0 | 0 | 0 | 0 | 0 | 0 | 0 | 0 | 0 | 0 | 0 | 0 | 0 | 0 | 0 | 0 | 0 | 0 | 0 | 0
Commercial_Lodging_Existing_Food Preparation_Natural Gas_Oven_E9_Baseline Forecast | Commercial | Lodging | Existing | Food Preparation | Natural Gas | Oven | E9 |  | Baseline Forecast | 0 | 0 | 0 | 0 | 0 | 0 | 0 | 0 | 0 | 0 | 0 | 0 | 0 | 0 | 0 | 0 | 0 | 0 | 0 | 0 | 0 | 0 | 0 | 0 | 0 | 0 | 0 | 0 | 0 | 0 | 0 | 0 | 0
Commercial_Lodging_Existing_Food Preparation_Natural Gas_Oven_E10_Baseline Forecast | Commercial | Lodging | Existing | Food Preparation | Natural Gas | Oven | E10 |  | Baseline Forecast | 0 | 0 | 0 | 0 | 0 | 0 | 0 | 0 | 0 | 0 | 0 | 0 | 0 | 0 | 0 | 0 | 0 | 0 | 0 | 0 | 0 | 0 | 0 | 0 | 0 | 0 | 0 | 0 | 0 | 0 | 0 | 0 | 0
Commercial_Lodging_Existing_Food Preparation_Natural Gas_Oven_Vintage_Baseline Forecast | Commercial | Lodging | Existing | Food Preparation | Natural Gas | Oven | Vintage |  | Baseline Forecast | 67076.9516 | 64511.1566 | 61304.169 | 57536.5438 | 53382.8599 | 48913.8794 | 44259.313 | 39482.7374 | 34613.5917 | 29666.8835 | 24665.589 | 19631.1367 | 15623.954 | 12434.2117 | 9895.0855 | 7874.1635 | 6265.7976 | 4985.8466 | 3967.2726 | 3156.7176 | 2511.6907 | 1998.4034 | 1589.974 | 1264.9888 | 1006.4056 | 800.6554 | 636.9485 | 506.6976 | 403.0687 | 320.6232 | 255.0329 | 202.8535 | 161.35
Commercial_Lodging_Existing_Food Preparation_Natural Gas_Conveyor Oven_E1_Baseline Forecast | Commercial | Lodging | Existing | Food Preparation | Natural Gas | Conveyor Oven | E1 |  | Baseline Forecast | 0 | 321.9015 | 736.5874 | 1222.147 | 1762.0216 | 2341.6244 | 2952.4949 | 3588.1984 | 4242.9277 | 4910.6148 | 5586.8348 | 6268.3293 | 6952.2722 | 7636.4216 | 8318.9375 | 8998.6316 | 9674.5107 | 10198.7328 | 10602.2746 | 10909.7915 | 11140.8113 | 11310.946 | 11432.7116 | 11516.0035 | 11568.6972 | 11596.9679 | 11605.8011 | 11599.1643 | 11580.2153 | 11551.4668 | 11514.9187 | 11472.1623 | 11424.8575
Commercial_Lodging_Existing_Food Preparation_Natural Gas_Conveyor Oven_E2_Baseline Forecast | Commercial | Lodging | Existing | Food Preparation | Natural Gas | Conveyor Oven | E2 |  | Baseline Forecast | 0 | 463.2241 | 1059.9672 | 1758.6993 | 2535.592 | 3369.6546 | 4248.7122 | 5163.505 | 6105.6764 | 7066.4945 | 8039.5915 | 9020.2788 | 10004.4893 | 10988.9969 | 11971.1539 | 12949.2504 | 13921.8568 | 14676.2253 | 15256.9317 | 15699.4561 | 16031.8993 | 16276.7272 | 16451.9509 | 16571.81 | 16647.6374 | 16688.3197 | 16701.0308 | 16691.4804 | 16664.2122 | 16622.8425 | 16570.2489 | 16508.7214 | 16440.6486
Commercial_Lodging_Existing_Food Preparation_Natural Gas_Conveyor Oven_E3_Baseline Forecast | Commercial | Lodging | Existing | Food Preparation | Natural Gas | Conveyor Oven | E3 |  | Baseline Forecast | 0 | 0 | 0 | 0 | 0 | 0 | 0 | 0 | 0 | 0 | 0 | 0 | 0 | 0 | 0 | 0 | 0 | 0 | 0 | 0 | 0 | 0 | 0 | 0 | 0 | 0 | 0 | 0 | 0 | 0 | 0 | 0 | 0
Commercial_Lodging_Existing_Food Preparation_Natural Gas_Conveyor Oven_E4_Baseline Forecast | Commercial | Lodging | Existing | Food Preparation | Natural Gas | Conveyor Oven | E4 |  | Baseline Forecast | 0 | 0 | 0 | 0 | 0 | 0 | 0 | 0 | 0 | 0 | 0 | 0 | 0 | 0 | 0 | 0 | 0 | 0 | 0 | 0 | 0 | 0 | 0 | 0 | 0 | 0 | 0 | 0 | 0 | 0 | 0 | 0 | 0
Commercial_Lodging_Existing_Food Preparation_Natural Gas_Conveyor Oven_E5_Baseline Forecast | Commercial | Lodging | Existing | Food Preparation | Natural Gas | Conveyor Oven | E5 |  | Baseline Forecast | 0 | 0 | 0 | 0 | 0 | 0 | 0 | 0 | 0 | 0 | 0 | 0 | 0 | 0 | 0 | 0 | 0 | 0 | 0 | 0 | 0 | 0 | 0 | 0 | 0 | 0 | 0 | 0 | 0 | 0 | 0 | 0 | 0
Commercial_Lodging_Existing_Food Preparation_Natural Gas_Conveyor Oven_E6_Baseline Forecast | Commercial | Lodging | Existing | Food Preparation | Natural Gas | Conveyor Oven | E6 |  | Baseline Forecast | 0 | 0 | 0 | 0 | 0 | 0 | 0 | 0 | 0 | 0 | 0 | 0 | 0 | 0 | 0 | 0 | 0 | 0 | 0 | 0 | 0 | 0 | 0 | 0 | 0 | 0 | 0 | 0 | 0 | 0 | 0 | 0 | 0
Commercial_Lodging_Existing_Food Preparation_Natural Gas_Conveyor Oven_E7_Baseline Forecast | Commercial | Lodging | Existing | Food Preparation | Natural Gas | Conveyor Oven | E7 |  | Baseline Forecast | 0 | 0 | 0 | 0 | 0 | 0 | 0 | 0 | 0 | 0 | 0 | 0 | 0 | 0 | 0 | 0 | 0 | 0 | 0 | 0 | 0 | 0 | 0 | 0 | 0 | 0 | 0 | 0 | 0 | 0 | 0 | 0 | 0
Commercial_Lodging_Existing_Food Preparation_Natural Gas_Conveyor Oven_E8_Baseline Forecast | Commercial | Lodging | Existing | Food Preparation | Natural Gas | Conveyor Oven | E8 |  | Baseline Forecast | 0 | 0 | 0 | 0 | 0 | 0 | 0 | 0 | 0 | 0 | 0 | 0 | 0 | 0 | 0 | 0 | 0 | 0 | 0 | 0 | 0 | 0 | 0 | 0 | 0 | 0 | 0 | 0 | 0 | 0 | 0 | 0 | 0
Commercial_Lodging_Existing_Food Preparation_Natural Gas_Conveyor Oven_E9_Baseline Forecast | Commercial | Lodging | Existing | Food Preparation | Natural Gas | Conveyor Oven | E9 |  | Baseline Forecast | 0 | 0 | 0 | 0 | 0 | 0 | 0 | 0 | 0 | 0 | 0 | 0 | 0 | 0 | 0 | 0 | 0 | 0 | 0 | 0 | 0 | 0 | 0 | 0 | 0 | 0 | 0 | 0 | 0 | 0 | 0 | 0 | 0
Commercial_Lodging_Existing_Food Preparation_Natural Gas_Conveyor Oven_E10_Baseline Forecast | Commercial | Lodging | Existing | Food Preparation | Natural Gas | Conveyor Oven | E10 |  | Baseline Forecast | 0 | 0 | 0 | 0 | 0 | 0 | 0 | 0 | 0 | 0 | 0 | 0 | 0 | 0 | 0 | 0 | 0 | 0 | 0 | 0 | 0 | 0 | 0 | 0 | 0 | 0 | 0 | 0 | 0 | 0 | 0 | 0 | 0
Commercial_Lodging_Existing_Food Preparation_Natural Gas_Conveyor Oven_Vintage_Baseline Forecast | Commercial | Lodging | Existing | Food Preparation | Natural Gas | Conveyor Oven | Vintage |  | Baseline Forecast | 33538.4758 | 32582.714 | 31400.6489 | 30010.2912 | 28482.1023 | 26836.6393 | 25130.1595 | 23387.9118 | 21618.7142 | 19823.904 | 18010.4721 | 16185.8217 | 14355.4245 | 12524.0548 | 10695.6586 | 8873.8401 | 7061.2817 | 5618.8325 | 4470.9439 | 3557.4835 | 2830.5662 | 2252.1138 | 1791.8316 | 1425.5874 | 1134.1754 | 902.3039 | 717.8133 | 571.0262 | 454.2409 | 361.3284 | 287.411 | 228.6071 | 181.8344
Commercial_Lodging_Existing_Food Preparation_Natural Gas_Double Rack Oven_E1_Baseline Forecast | Commercial | Lodging | Existing | Food Preparation | Natural Gas | Double Rack Oven | E1 |  | Baseline Forecast | 0 | 456.0271 | 1043.4988 | 1731.3749 | 2496.1972 | 3317.3012 | 4182.7011 | 5083.2811 | 6010.8142 | 6956.7044 | 7914.6826 | 8880.1332 | 9635.0857 | 10222.2706 | 10675.665 | 11022.7026 | 11285.1476 | 11480.3556 | 11622.0707 | 11721.2327 | 11786.4469 | 11824.64 | 11841.4179 | 11841.1717 | 11827.396 | 11802.7781 | 11769.5301 | 11729.412 | 11683.825 | 11633.8837 | 11580.4755 | 11524.3063 | 11466.3329
Commercial_Lodging_Existing_Food Preparation_Natural Gas_Double Rack Oven_E2_Baseline Forecast | Commercial | Lodging | Existing | Food Preparation | Natural Gas | Double Rack Oven | E2 |  | Baseline Forecast | 0 | 656.2342 | 1501.6202 | 2491.4907 | 3592.0887 | 4773.6773 | 6019.009 | 7314.9655 | 8649.7083 | 10010.8673 | 11389.4213 | 12778.7283 | 13865.1233 | 14710.0968 | 15362.5423 | 15861.9379 | 16239.6027 | 16520.5117 | 16724.4432 | 16867.1397 | 16960.9846 | 17015.9453 | 17040.0892 | 17039.7348 | 17019.9112 | 16984.4856 | 16936.6408 | 16878.91 | 16813.3091 | 16741.4424 | 16664.5867 | 16583.7578 | 16500.3327
Commercial_Lodging_Existing_Food Preparation_Natural Gas_Double Rack Oven_E3_Baseline Forecast | Commercial | Lodging | Existing | Food Preparation | Natural Gas | Double Rack Oven | E3 |  | Baseline Forecast | 0 | 0 | 0 | 0 | 0 | 0 | 0 | 0 | 0 | 0 | 0 | 0 | 0 | 0 | 0 | 0 | 0 | 0 | 0 | 0 | 0 | 0 | 0 | 0 | 0 | 0 | 0 | 0 | 0 | 0 | 0 | 0 | 0
Commercial_Lodging_Existing_Food Preparation_Natural Gas_Double Rack Oven_E4_Baseline Forecast | Commercial | Lodging | Existing | Food Preparation | Natural Gas | Double Rack Oven | E4 |  | Baseline Forecast | 0 | 0 | 0 | 0 | 0 | 0 | 0 | 0 | 0 | 0 | 0 | 0 | 0 | 0 | 0 | 0 | 0 | 0 | 0 | 0 | 0 | 0 | 0 | 0 | 0 | 0 | 0 | 0 | 0 | 0 | 0 | 0 | 0
Commercial_Lodging_Existing_Food Preparation_Natural Gas_Double Rack Oven_E5_Baseline Forecast | Commercial | Lodging | Existing | Food Preparation | Natural Gas | Double Rack Oven | E5 |  | Baseline Forecast | 0 | 0 | 0 | 0 | 0 | 0 | 0 | 0 | 0 | 0 | 0 | 0 | 0 | 0 | 0 | 0 | 0 | 0 | 0 | 0 | 0 | 0 | 0 | 0 | 0 | 0 | 0 | 0 | 0 | 0 | 0 | 0 | 0
Commercial_Lodging_Existing_Food Preparation_Natural Gas_Double Rack Oven_E6_Baseline Forecast | Commercial | Lodging | Existing | Food Preparation | Natural Gas | Double Rack Oven | E6 |  | Baseline Forecast | 0 | 0 | 0 | 0 | 0 | 0 | 0 | 0 | 0 | 0 | 0 | 0 | 0 | 0 | 0 | 0 | 0 | 0 | 0 | 0 | 0 | 0 | 0 | 0 | 0 | 0 | 0 | 0 | 0 | 0 | 0 | 0 | 0
Commercial_Lodging_Existing_Food Preparation_Natural Gas_Double Rack Oven_E7_Baseline Forecast | Commercial | Lodging | Existing | Food Preparation | Natural Gas | Double Rack Oven | E7 |  | Baseline Forecast | 0 | 0 | 0 | 0 | 0 | 0 | 0 | 0 | 0 | 0 | 0 | 0 | 0 | 0 | 0 | 0 | 0 | 0 | 0 | 0 | 0 | 0 | 0 | 0 | 0 | 0 | 0 | 0 | 0 | 0 | 0 | 0 | 0
Commercial_Lodging_Existing_Food Preparation_Natural Gas_Double Rack Oven_E8_Baseline Forecast | Commercial | Lodging | Existing | Food Preparation | Natural Gas | Double Rack Oven | E8 |  | Baseline Forecast | 0 | 0 | 0 | 0 | 0 | 0 | 0 | 0 | 0 | 0 | 0 | 0 | 0 | 0 | 0 | 0 | 0 | 0 | 0 | 0 | 0 | 0 | 0 | 0 | 0 | 0 | 0 | 0 | 0 | 0 | 0 | 0 | 0
Commercial_Lodging_Existing_Food Preparation_Natural Gas_Double Rack Oven_E9_Baseline Forecast | Commercial | Lodging | Existing | Food Preparation | Natural Gas | Double Rack Oven | E9 |  | Baseline Forecast | 0 | 0 | 0 | 0 | 0 | 0 | 0 | 0 | 0 | 0 | 0 | 0 | 0 | 0 | 0 | 0 | 0 | 0 | 0 | 0 | 0 | 0 | 0 | 0 | 0 | 0 | 0 | 0 | 0 | 0 | 0 | 0 | 0
Commercial_Lodging_Existing_Food Preparation_Natural Gas_Double Rack Oven_E10_Baseline Forecast | Commercial | Lodging | Existing | Food Preparation | Natural Gas | Double Rack Oven | E10 |  | Baseline Forecast | 0 | 0 | 0 | 0 | 0 | 0 | 0 | 0 | 0 | 0 | 0 | 0 | 0 | 0 | 0 | 0 | 0 | 0 | 0 | 0 | 0 | 0 | 0 | 0 | 0 | 0 | 0 | 0 | 0 | 0 | 0 | 0 | 0
Commercial_Lodging_Existing_Food Preparation_Natural Gas_Double Rack Oven_Vintage_Baseline Forecast | Commercial | Lodging | Existing | Food Preparation | Natural Gas | Double Rack Oven | Vintage |  | Baseline Forecast | 33538.4758 | 32255.5783 | 30652.0845 | 28768.2719 | 26691.4299 | 24456.9397 | 22129.6565 | 19741.3687 | 17306.7958 | 14833.4417 | 12332.7945 | 9815.5684 | 7811.977 | 6217.1059 | 4947.5427 | 3937.0817 | 3132.8988 | 2492.9233 | 1983.6363 | 1578.3588 | 1255.8453 | 999.2017 | 794.987 | 632.4944 | 503.2028 | 400.3277 | 318.4742 | 253.3488 | 201.5344 | 160.3116 | 127.5164 | 101.4268 | 80.675
Commercial_Lodging_Existing_Food Preparation_Natural Gas_Fryer_E1_Baseline Forecast | Commercial | Lodging | Existing | Food Preparation | Natural Gas | Fryer | E1 |  | Baseline Forecast | 0 | 2557.9659 | 6150.1387 | 6111.9628 | 6072.7946 | 6029.8516 | 5370.1056 | 4003.6923 | 2986.6717 | 2228.3505 | 1087.1095 | 0 | 0 | 0 | 0 | 0 | 0 | 0 | 0 | 0 | 0 | 0 | 0 | 0 | 0 | 0 | 0 | 0 | 0 | 0 | 0 | 0 | 0
Commercial_Lodging_Existing_Food Preparation_Natural Gas_Fryer_E2_Baseline Forecast | Commercial | Lodging | Existing | Food Preparation | Natural Gas | Fryer | E2 |  | Baseline Forecast | 0 | 898.7448 | 2160.8595 | 8057.196 | 14673.3264 | 21782.8742 | 27631.5603 | 32808.8329 | 36617.3361 | 39399.5848 | 41989.8371 | 44097.2 | 44796.1924 | 45254.5284 | 45532.2822 | 45675.9134 | 45719.7289 | 45689.4378 | 45603.9438 | 45477.353 | 45319.7987 | 45139.1288 | 44941.5516 | 44731.4412 | 44512.0623 | 44285.4984 | 44053.5637 | 43817.6114 | 43578.6512 | 43337.4362 | 43094.5282 | 42850.3461 | 42606.6703
Commercial_Lodging_Existing_Food Preparation_Natural Gas_Fryer_E3_Baseline Forecast | Commercial | Lodging | Existing | Food Preparation | Natural Gas | Fryer | E3 |  | Baseline Forecast | 0 | 0 | 0 | 0 | 0 | 0 | 0 | 0 | 0 | 0 | 0 | 0 | 0 | 0 | 0 | 0 | 0 | 0 | 0 | 0 | 0 | 0 | 0 | 0 | 0 | 0 | 0 | 0 | 0 | 0 | 0 | 0 | 0
Commercial_Lodging_Existing_Food Preparation_Natural Gas_Fryer_E4_Baseline Forecast | Commercial | Lodging | Existing | Food Preparation | Natural Gas | Fryer | E4 |  | Baseline Forecast | 0 | 0 | 0 | 0 | 0 | 0 | 0 | 0 | 0 | 0 | 0 | 0 | 0 | 0 | 0 | 0 | 0 | 0 | 0 | 0 | 0 | 0 | 0 | 0 | 0 | 0 | 0 | 0 | 0 | 0 | 0 | 0 | 0
Commercial_Lodging_Existing_Food Preparation_Natural Gas_Fryer_E5_Baseline Forecast | Commercial | Lodging | Existing | Food Preparation | Natural Gas | Fryer | E5 |  | Baseline Forecast | 0 | 0 | 0 | 0 | 0 | 0 | 0 | 0 | 0 | 0 | 0 | 0 | 0 | 0 | 0 | 0 | 0 | 0 | 0 | 0 | 0 | 0 | 0 | 0 | 0 | 0 | 0 | 0 | 0 | 0 | 0 | 0 | 0
Commercial_Lodging_Existing_Food Preparation_Natural Gas_Fryer_E6_Baseline Forecast | Commercial | Lodging | Existing | Food Preparation | Natural Gas | Fryer | E6 |  | Baseline Forecast | 0 | 0 | 0 | 0 | 0 | 0 | 0 | 0 | 0 | 0 | 0 | 0 | 0 | 0 | 0 | 0 | 0 | 0 | 0 | 0 | 0 | 0 | 0 | 0 | 0 | 0 | 0 | 0 | 0 | 0 | 0 | 0 | 0
Commercial_Lodging_Existing_Food Preparation_Natural Gas_Fryer_E7_Baseline Forecast | Commercial | Lodging | Existing | Food Preparation | Natural Gas | Fryer | E7 |  | Baseline Forecast | 0 | 0 | 0 | 0 | 0 | 0 | 0 | 0 | 0 | 0 | 0 | 0 | 0 | 0 | 0 | 0 | 0 | 0 | 0 | 0 | 0 | 0 | 0 | 0 | 0 | 0 | 0 | 0 | 0 | 0 | 0 | 0 | 0
Commercial_Lodging_Existing_Food Preparation_Natural Gas_Fryer_E8_Baseline Forecast | Commercial | Lodging | Existing | Food Preparation | Natural Gas | Fryer | E8 |  | Baseline Forecast | 0 | 0 | 0 | 0 | 0 | 0 | 0 | 0 | 0 | 0 | 0 | 0 | 0 | 0 | 0 | 0 | 0 | 0 | 0 | 0 | 0 | 0 | 0 | 0 | 0 | 0 | 0 | 0 | 0 | 0 | 0 | 0 | 0
Commercial_Lodging_Existing_Food Preparation_Natural Gas_Fryer_E9_Baseline Forecast | Commercial | Lodging | Existing | Food Preparation | Natural Gas | Fryer | E9 |  | Baseline Forecast | 0 | 0 | 0 | 0 | 0 | 0 | 0 | 0 | 0 | 0 | 0 | 0 | 0 | 0 | 0 | 0 | 0 | 0 | 0 | 0 | 0 | 0 | 0 | 0 | 0 | 0 | 0 | 0 | 0 | 0 | 0 | 0 | 0
Commercial_Lodging_Existing_Food Preparation_Natural Gas_Fryer_E10_Baseline Forecast | Commercial | Lodging | Existing | Food Preparation | Natural Gas | Fryer | E10 |  | Baseline Forecast | 0 | 0 | 0 | 0 | 0 | 0 | 0 | 0 | 0 | 0 | 0 | 0 | 0 | 0 | 0 | 0 | 0 | 0 | 0 | 0 | 0 | 0 | 0 | 0 | 0 | 0 | 0 | 0 | 0 | 0 | 0 | 0 | 0
Commercial_Lodging_Existing_Food Preparation_Natural Gas_Fryer_Vintage_Baseline Forecast | Commercial | Lodging | Existing | Food Preparation | Natural Gas | Fryer | Vintage |  | Baseline Forecast | 50957.6842 | 47241.7123 | 42128.1636 | 35956.9106 | 29058.7185 | 21639.9251 | 16121.9609 | 12019.7584 | 8966.4913 | 6689.8834 | 4991.5193 | 3724.4143 | 2778.9118 | 2073.3535 | 1546.8419 | 1153.9901 | 860.8853 | 642.213 | 479.075 | 357.3703 | 266.5755 | 198.8422 | 148.3155 | 110.6253 | 82.5111 | 61.5398 | 45.8972 | 34.2296 | 25.5272 | 19.0366 | 14.1959 | 10.5857 | 7.8937
Commercial_Lodging_Existing_Food Preparation_Natural Gas_Broiler_E1_Baseline Forecast | Commercial | Lodging | Existing | Food Preparation | Natural Gas | Broiler | E1 |  | Baseline Forecast | 0 | 1250.5611 | 2861.5818 | 4747.9413 | 6845.31 | 9097.0195 | 11470.2018 | 13939.858 | 16483.4277 | 19077.3379 | 21704.3972 | 24351.9478 | 26422.2504 | 28032.4851 | 29275.8262 | 30227.5058 | 30947.2076 | 31482.5255 | 31871.1501 | 32143.0816 | 32321.9184 | 32426.655 | 32472.6651 | 32471.9898 | 32434.2127 | 32366.7034 | 32275.5274 | 32165.5119 | 32040.4987 | 31903.545 | 31757.0839 | 31603.0513 | 31444.0711
Commercial_Lodging_Existing_Food Preparation_Natural Gas_Broiler_E2_Baseline Forecast | Commercial | Lodging | Existing | Food Preparation | Natural Gas | Broiler | E2 |  | Baseline Forecast | 0 | 439.3863 | 1005.4206 | 1668.1956 | 2405.1089 | 3196.2501 | 4030.0709 | 4897.7879 | 5791.4746 | 6702.8484 | 7625.8693 | 8556.0898 | 9283.4934 | 9849.2515 | 10286.1011 | 10620.475 | 10873.3432 | 11061.4279 | 11197.9717 | 11293.5152 | 11356.3497 | 11393.1491 | 11409.3148 | 11409.0775 | 11395.8045 | 11372.085 | 11340.0502 | 11301.3961 | 11257.4725 | 11209.3537 | 11157.8943 | 11103.7748 | 11047.9169
Commercial_Lodging_Existing_Food Preparation_Natural Gas_Broiler_E3_Baseline Forecast | Commercial | Lodging | Existing | Food Preparation | Natural Gas | Broiler | E3 |  | Baseline Forecast | 0 | 0 | 0 | 0 | 0 | 0 | 0 | 0 | 0 | 0 | 0 | 0 | 0 | 0 | 0 | 0 | 0 | 0 | 0 | 0 | 0 | 0 | 0 | 0 | 0 | 0 | 0 | 0 | 0 | 0 | 0 | 0 | 0
Commercial_Lodging_Existing_Food Preparation_Natural Gas_Broiler_E4_Baseline Forecast | Commercial | Lodging | Existing | Food Preparation | Natural Gas | Broiler | E4 |  | Baseline Forecast | 0 | 0 | 0 | 0 | 0 | 0 | 0 | 0 | 0 | 0 | 0 | 0 | 0 | 0 | 0 | 0 | 0 | 0 | 0 | 0 | 0 | 0 | 0 | 0 | 0 | 0 | 0 | 0 | 0 | 0 | 0 | 0 | 0
Commercial_Lodging_Existing_Food Preparation_Natural Gas_Broiler_E5_Baseline Forecast | Commercial | Lodging | Existing | Food Preparation | Natural Gas | Broiler | E5 |  | Baseline Forecast | 0 | 0 | 0 | 0 | 0 | 0 | 0 | 0 | 0 | 0 | 0 | 0 | 0 | 0 | 0 | 0 | 0 | 0 | 0 | 0 | 0 | 0 | 0 | 0 | 0 | 0 | 0 | 0 | 0 | 0 | 0 | 0 | 0
Commercial_Lodging_Existing_Food Preparation_Natural Gas_Broiler_E6_Baseline Forecast | Commercial | Lodging | Existing | Food Preparation | Natural Gas | Broiler | E6 |  | Baseline Forecast | 0 | 0 | 0 | 0 | 0 | 0 | 0 | 0 | 0 | 0 | 0 | 0 | 0 | 0 | 0 | 0 | 0 | 0 | 0 | 0 | 0 | 0 | 0 | 0 | 0 | 0 | 0 | 0 | 0 | 0 | 0 | 0 | 0
Commercial_Lodging_Existing_Food Preparation_Natural Gas_Broiler_E7_Baseline Forecast | Commercial | Lodging | Existing | Food Preparation | Natural Gas | Broiler | E7 |  | Baseline Forecast | 0 | 0 | 0 | 0 | 0 | 0 | 0 | 0 | 0 | 0 | 0 | 0 | 0 | 0 | 0 | 0 | 0 | 0 | 0 | 0 | 0 | 0 | 0 | 0 | 0 | 0 | 0 | 0 | 0 | 0 | 0 | 0 | 0
Commercial_Lodging_Existing_Food Preparation_Natural Gas_Broiler_E8_Baseline Forecast | Commercial | Lodging | Existing | Food Preparation | Natural Gas | Broiler | E8 |  | Baseline Forecast | 0 | 0 | 0 | 0 | 0 | 0 | 0 | 0 | 0 | 0 | 0 | 0 | 0 | 0 | 0 | 0 | 0 | 0 | 0 | 0 | 0 | 0 | 0 | 0 | 0 | 0 | 0 | 0 | 0 | 0 | 0 | 0 | 0
Commercial_Lodging_Existing_Food Preparation_Natural Gas_Broiler_E9_Baseline Forecast | Commercial | Lodging | Existing | Food Preparation | Natural Gas | Broiler | E9 |  | Baseline Forecast | 0 | 0 | 0 | 0 | 0 | 0 | 0 | 0 | 0 | 0 | 0 | 0 | 0 | 0 | 0 | 0 | 0 | 0 | 0 | 0 | 0 | 0 | 0 | 0 | 0 | 0 | 0 | 0 | 0 | 0 | 0 | 0 | 0
Commercial_Lodging_Existing_Food Preparation_Natural Gas_Broiler_E10_Baseline Forecast | Commercial | Lodging | Existing | Food Preparation | Natural Gas | Broiler | E10 |  | Baseline Forecast | 0 | 0 | 0 | 0 | 0 | 0 | 0 | 0 | 0 | 0 | 0 | 0 | 0 | 0 | 0 | 0 | 0 | 0 | 0 | 0 | 0 | 0 | 0 | 0 | 0 | 0 | 0 | 0 | 0 | 0 | 0 | 0 | 0
Commercial_Lodging_Existing_Food Preparation_Natural Gas_Broiler_Vintage_Baseline Forecast | Commercial | Lodging | Existing | Food Preparation | Natural Gas | Broiler | Vintage |  | Baseline Forecast | 50957.6842 | 49008.4756 | 46572.1594 | 43709.9325 | 40554.4207 | 37159.3813 | 33623.3541 | 29994.6377 | 26295.5968 | 22537.6324 | 18738.1994 | 14913.5767 | 11869.3604 | 9446.1454 | 7517.1967 | 5981.9226 | 4760.0633 | 3787.6974 | 3013.897 | 2398.1265 | 1908.1061 | 1518.1669 | 1207.8872 | 960.9992 | 764.5562 | 608.2499 | 483.8833 | 384.9331 | 306.2072 | 243.5742 | 193.7459 | 154.1058 | 122.576
Commercial_Lodging_Existing_Food Preparation_Natural Gas_Griddle_E1_Baseline Forecast | Commercial | Lodging | Existing | Food Preparation | Natural Gas | Griddle | E1 |  | Baseline Forecast | 0 | 3207.7961 | 7340.2019 | 12178.8753 | 17558.8053 | 23334.6329 | 29422.0482 | 35756.9275 | 42281.4014 | 48935.0027 | 55673.6344 | 62464.828 | 67775.3313 | 71905.7208 | 75094.9972 | 77536.1367 | 79382.2334 | 80755.3696 | 81752.2249 | 82449.7524 | 82908.4839 | 83177.1423 | 83295.1622 | 83293.43 | 83196.5285 | 83023.3613 | 82789.487 | 82507.2879 | 82186.6184 | 81835.3205 | 81459.6352 | 81064.5284 | 80656.7306
Commercial_Lodging_Existing_Food Preparation_Natural Gas_Griddle_E2_Baseline Forecast | Commercial | Lodging | Existing | Food Preparation | Natural Gas | Griddle | E2 |  | Baseline Forecast | 0 | 1310.2266 | 2998.1106 | 4974.4702 | 7171.9064 | 9531.0472 | 12017.4563 | 14604.9422 | 17269.8682 | 19987.5363 | 22739.9352 | 25513.803 | 27682.8818 | 29369.9423 | 30672.6045 | 31669.6896 | 32423.7291 | 32984.5876 | 33391.7538 | 33676.6594 | 33864.0286 | 33973.7624 | 34021.9677 | 34021.2601 | 33981.6806 | 33910.9504 | 33815.4243 | 33700.1599 | 33569.1821 | 33425.6943 | 33272.2454 | 33110.8637 | 32944.2984
Commercial_Lodging_Existing_Food Preparation_Natural Gas_Griddle_E3_Baseline Forecast | Commercial | Lodging | Existing | Food Preparation | Natural Gas | Griddle | E3 |  | Baseline Forecast | 0 | 0 | 0 | 0 | 0 | 0 | 0 | 0 | 0 | 0 | 0 | 0 | 0 | 0 | 0 | 0 | 0 | 0 | 0 | 0 | 0 | 0 | 0 | 0 | 0 | 0 | 0 | 0 | 0 | 0 | 0 | 0 | 0
Commercial_Lodging_Existing_Food Preparation_Natural Gas_Griddle_E4_Baseline Forecast | Commercial | Lodging | Existing | Food Preparation | Natural Gas | Griddle | E4 |  | Baseline Forecast | 0 | 0 | 0 | 0 | 0 | 0 | 0 | 0 | 0 | 0 | 0 | 0 | 0 | 0 | 0 | 0 | 0 | 0 | 0 | 0 | 0 | 0 | 0 | 0 | 0 | 0 | 0 | 0 | 0 | 0 | 0 | 0 | 0
Commercial_Lodging_Existing_Food Preparation_Natural Gas_Griddle_E5_Baseline Forecast | Commercial | Lodging | Existing | Food Preparation | Natural Gas | Griddle | E5 |  | Baseline Forecast | 0 | 0 | 0 | 0 | 0 | 0 | 0 | 0 | 0 | 0 | 0 | 0 | 0 | 0 | 0 | 0 | 0 | 0 | 0 | 0 | 0 | 0 | 0 | 0 | 0 | 0 | 0 | 0 | 0 | 0 | 0 | 0 | 0
Commercial_Lodging_Existing_Food Preparation_Natural Gas_Griddle_E6_Baseline Forecast | Commercial | Lodging | Existing | Food Preparation | Natural Gas | Griddle | E6 |  | Baseline Forecast | 0 | 0 | 0 | 0 | 0 | 0 | 0 | 0 | 0 | 0 | 0 | 0 | 0 | 0 | 0 | 0 | 0 | 0 | 0 | 0 | 0 | 0 | 0 | 0 | 0 | 0 | 0 | 0 | 0 | 0 | 0 | 0 | 0
Commercial_Lodging_Existing_Food Preparation_Natural Gas_Griddle_E7_Baseline Forecast | Commercial | Lodging | Existing | Food Preparation | Natural Gas | Griddle | E7 |  | Baseline Forecast | 0 | 0 | 0 | 0 | 0 | 0 | 0 | 0 | 0 | 0 | 0 | 0 | 0 | 0 | 0 | 0 | 0 | 0 | 0 | 0 | 0 | 0 | 0 | 0 | 0 | 0 | 0 | 0 | 0 | 0 | 0 | 0 | 0
Commercial_Lodging_Existing_Food Preparation_Natural Gas_Griddle_E8_Baseline Forecast | Commercial | Lodging | Existing | Food Preparation | Natural Gas | Griddle | E8 |  | Baseline Forecast | 0 | 0 | 0 | 0 | 0 | 0 | 0 | 0 | 0 | 0 | 0 | 0 | 0 | 0 | 0 | 0 | 0 | 0 | 0 | 0 | 0 | 0 | 0 | 0 | 0 | 0 | 0 | 0 | 0 | 0 | 0 | 0 | 0
Commercial_Lodging_Existing_Food Preparation_Natural Gas_Griddle_E9_Baseline Forecast | Commercial | Lodging | Existing | Food Preparation | Natural Gas | Griddle | E9 |  | Baseline Forecast | 0 | 0 | 0 | 0 | 0 | 0 | 0 | 0 | 0 | 0 | 0 | 0 | 0 | 0 | 0 | 0 | 0 | 0 | 0 | 0 | 0 | 0 | 0 | 0 | 0 | 0 | 0 | 0 | 0 | 0 | 0 | 0 | 0
Commercial_Lodging_Existing_Food Preparation_Natural Gas_Griddle_E10_Baseline Forecast | Commercial | Lodging | Existing | Food Preparation | Natural Gas | Griddle | E10 |  | Baseline Forecast | 0 | 0 | 0 | 0 | 0 | 0 | 0 | 0 | 0 | 0 | 0 | 0 | 0 | 0 | 0 | 0 | 0 | 0 | 0 | 0 | 0 | 0 | 0 | 0 | 0 | 0 | 0 | 0 | 0 | 0 | 0 | 0 | 0
Commercial_Lodging_Existing_Food Preparation_Natural Gas_Griddle_Vintage_Baseline Forecast | Commercial | Lodging | Existing | Food Preparation | Natural Gas | Griddle | Vintage |  | Baseline Forecast | 136233.8088 | 131022.6592 | 124509.2425 | 116857.1665 | 108421.0022 | 99344.4683 | 89891.0079 | 80189.7458 | 70300.473 | 60253.6703 | 50096.0025 | 39870.9909 | 31732.3717 | 25253.9804 | 20096.9953 | 15992.487 | 12725.8835 | 10126.2931 | 8057.5615 | 6411.3178 | 5101.2632 | 4058.7729 | 3229.2496 | 2569.202 | 2044.0176 | 1626.1374 | 1293.6473 | 1029.1067 | 818.6357 | 651.1882 | 517.9737 | 411.9971 | 327.7031
Commercial_Lodging_Existing_Food Preparation_Natural Gas_Range_E1_Baseline Forecast | Commercial | Lodging | Existing | Food Preparation | Natural Gas | Range | E1 |  | Baseline Forecast | 0 | 33.9369 | 77.6557 | 128.8465 | 185.7635 | 246.8689 | 311.2708 | 378.2907 | 447.3164 | 517.7082 | 572.9114 | 616.0314 | 649.5157 | 675.3159 | 694.9841 | 709.7809 | 720.7045 | 728.5512 | 733.9503 | 737.4026 | 739.3005 | 739.961 | 739.6424 | 738.5457 | 736.8309 | 734.6195 | 732.0129 | 729.0915 | 725.9196 | 722.5481 | 719.0177 | 715.3607 | 711.6273
Commercial_Lodging_Existing_Food Preparation_Natural Gas_Range_E2_Baseline Forecast | Commercial | Lodging | Existing | Food Preparation | Natural Gas | Range | E2 |  | Baseline Forecast | 0 | 48.836 | 111.7485 | 185.4133 | 267.3182 | 355.2504 | 447.9262 | 544.3695 | 643.6992 | 744.9948 | 824.4335 | 886.4843 | 934.6689 | 971.7961 | 1000.0991 | 1021.392 | 1037.1113 | 1048.4029 | 1056.1723 | 1061.1403 | 1063.8714 | 1064.8219 | 1064.3634 | 1062.7852 | 1060.3176 | 1057.1354 | 1053.3844 | 1049.1805 | 1044.616 | 1039.7643 | 1034.684 | 1029.4215 | 1024.0491
Commercial_Lodging_Existing_Food Preparation_Natural Gas_Range_E3_Baseline Forecast | Commercial | Lodging | Existing | Food Preparation | Natural Gas | Range | E3 |  | Baseline Forecast | 0 | 0 | 0 | 0 | 0 | 0 | 0 | 0 | 0 | 0 | 0 | 0 | 0 | 0 | 0 | 0 | 0 | 0 | 0 | 0 | 0 | 0 | 0 | 0 | 0 | 0 | 0 | 0 | 0 | 0 | 0 | 0 | 0
Commercial_Lodging_Existing_Food Preparation_Natural Gas_Range_E4_Baseline Forecast | Commercial | Lodging | Existing | Food Preparation | Natural Gas | Range | E4 |  | Baseline Forecast | 0 | 0 | 0 | 0 | 0 | 0 | 0 | 0 | 0 | 0 | 0 | 0 | 0 | 0 | 0 | 0 | 0 | 0 | 0 | 0 | 0 | 0 | 0 | 0 | 0 | 0 | 0 | 0 | 0 | 0 | 0 | 0 | 0
Commercial_Lodging_Existing_Food Preparation_Natural Gas_Range_E5_Baseline Forecast | Commercial | Lodging | Existing | Food Preparation | Natural Gas | Range | E5 |  | Baseline Forecast | 0 | 0 | 0 | 0 | 0 | 0 | 0 | 0 | 0 | 0 | 0 | 0 | 0 | 0 | 0 | 0 | 0 | 0 | 0 | 0 | 0 | 0 | 0 | 0 | 0 | 0 | 0 | 0 | 0 | 0 | 0 | 0 | 0
Commercial_Lodging_Existing_Food Preparation_Natural Gas_Range_E6_Baseline Forecast | Commercial | Lodging | Existing | Food Preparation | Natural Gas | Range | E6 |  | Baseline Forecast | 0 | 0 | 0 | 0 | 0 | 0 | 0 | 0 | 0 | 0 | 0 | 0 | 0 | 0 | 0 | 0 | 0 | 0 | 0 | 0 | 0 | 0 | 0 | 0 | 0 | 0 | 0 | 0 | 0 | 0 | 0 | 0 | 0
Commercial_Lodging_Existing_Food Preparation_Natural Gas_Range_E7_Baseline Forecast | Commercial | Lodging | Existing | Food Preparation | Natural Gas | Range | E7 |  | Baseline Forecast | 0 | 0 | 0 | 0 | 0 | 0 | 0 | 0 | 0 | 0 | 0 | 0 | 0 | 0 | 0 | 0 | 0 | 0 | 0 | 0 | 0 | 0 | 0 | 0 | 0 | 0 | 0 | 0 | 0 | 0 | 0 | 0 | 0
Commercial_Lodging_Existing_Food Preparation_Natural Gas_Range_E8_Baseline Forecast | Commercial | Lodging | Existing | Food Preparation | Natural Gas | Range | E8 |  | Baseline Forecast | 0 | 0 | 0 | 0 | 0 | 0 | 0 | 0 | 0 | 0 | 0 | 0 | 0 | 0 | 0 | 0 | 0 | 0 | 0 | 0 | 0 | 0 | 0 | 0 | 0 | 0 | 0 | 0 | 0 | 0 | 0 | 0 | 0
Commercial_Lodging_Existing_Food Preparation_Natural Gas_Range_E9_Baseline Forecast | Commercial | Lodging | Existing | Food Preparation | Natural Gas | Range | E9 |  | Baseline Forecast | 0 | 0 | 0 | 0 | 0 | 0 | 0 | 0 | 0 | 0 | 0 | 0 | 0 | 0 | 0 | 0 | 0 | 0 | 0 | 0 | 0 | 0 | 0 | 0 | 0 | 0 | 0 | 0 | 0 | 0 | 0 | 0 | 0
Commercial_Lodging_Existing_Food Preparation_Natural Gas_Range_E10_Baseline Forecast | Commercial | Lodging | Existing | Food Preparation | Natural Gas | Range | E10 |  | Baseline Forecast | 0 | 0 | 0 | 0 | 0 | 0 | 0 | 0 | 0 | 0 | 0 | 0 | 0 | 0 | 0 | 0 | 0 | 0 | 0 | 0 | 0 | 0 | 0 | 0 | 0 | 0 | 0 | 0 | 0 | 0 | 0 | 0 | 0
Commercial_Lodging_Existing_Food Preparation_Natural Gas_Range_Vintage_Baseline Forecast | Commercial | Lodging | Existing | Food Preparation | Natural Gas | Range | Vintage |  | Baseline Forecast | 2079.9055 | 1986.5505 | 1869.3371 | 1731.7023 | 1579.7689 | 1416.3562 | 1245.849 | 1070.4942 | 891.4537 | 709.4529 | 564.6333 | 449.3869 | 357.6563 | 284.6382 | 226.5137 | 180.2517 | 143.4337 | 114.1337 | 90.817 | 72.2621 | 57.4965 | 45.7465 | 36.397 | 28.9575 | 23.0382 | 18.3282 | 14.5807 | 11.5991 | 9.2269 | 7.3396 | 5.8381 | 4.6436 | 3.6935
Commercial_Lodging_Existing_Food Preparation_Natural Gas_Steamer_E1_Baseline Forecast | Commercial | Lodging | Existing | Food Preparation | Natural Gas | Steamer | E1 |  | Baseline Forecast | 0 | 38.3208 | 81.5448 | 81.0386 | 80.5193 | 79.9499 | 79.418 | 78.947 | 78.5237 | 78.1152 | 73.6751 | 65.1527 | 57.615 | 50.9472 | 45.0483 | 39.831 | 35.2169 | 31.1366 | 27.5284 | 13.6692 | 0 | 0 | 0 | 0 | 0 | 0 | 0 | 0 | 0 | 0 | 0 | 0 | 0
Commercial_Lodging_Existing_Food Preparation_Natural Gas_Steamer_E2_Baseline Forecast | Commercial | Lodging | Existing | Food Preparation | Natural Gas | Steamer | E2 |  | Baseline Forecast | 0 | 38.3208 | 81.5448 | 176.6946 | 278.8676 | 386.7628 | 499.7648 | 617.3801 | 739.0337 | 863.9503 | 977.3925 | 1081.2098 | 1171.8814 | 1250.8982 | 1319.576 | 1379.1278 | 1430.6155 | 1474.9824 | 1513.0529 | 1556.2253 | 1594.6416 | 1615.3497 | 1632.4981 | 1646.4999 | 1657.7208 | 1666.4707 | 1673.0351 | 1677.6665 | 1680.5883 | 1681.998 | 1682.0704 | 1680.9599 | 1678.8612
Commercial_Lodging_Existing_Food Preparation_Natural Gas_Steamer_E3_Baseline Forecast | Commercial | Lodging | Existing | Food Preparation | Natural Gas | Steamer | E3 |  | Baseline Forecast | 0 | 0 | 0 | 0 | 0 | 0 | 0 | 0 | 0 | 0 | 0 | 0 | 0 | 0 | 0 | 0 | 0 | 0 | 0 | 0 | 0 | 0 | 0 | 0 | 0 | 0 | 0 | 0 | 0 | 0 | 0 | 0 | 0
Commercial_Lodging_Existing_Food Preparation_Natural Gas_Steamer_E4_Baseline Forecast | Commercial | Lodging | Existing | Food Preparation | Natural Gas | Steamer | E4 |  | Baseline Forecast | 0 | 0 | 0 | 0 | 0 | 0 | 0 | 0 | 0 | 0 | 0 | 0 | 0 | 0 | 0 | 0 | 0 | 0 | 0 | 0 | 0 | 0 | 0 | 0 | 0 | 0 | 0 | 0 | 0 | 0 | 0 | 0 | 0
Commercial_Lodging_Existing_Food Preparation_Natural Gas_Steamer_E5_Baseline Forecast | Commercial | Lodging | Existing | Food Preparation | Natural Gas | Steamer | E5 |  | Baseline Forecast | 0 | 0 | 0 | 0 | 0 | 0 | 0 | 0 | 0 | 0 | 0 | 0 | 0 | 0 | 0 | 0 | 0 | 0 | 0 | 0 | 0 | 0 | 0 | 0 | 0 | 0 | 0 | 0 | 0 | 0 | 0 | 0 | 0
Commercial_Lodging_Existing_Food Preparation_Natural Gas_Steamer_E6_Baseline Forecast | Commercial | Lodging | Existing | Food Preparation | Natural Gas | Steamer | E6 |  | Baseline Forecast | 0 | 0 | 0 | 0 | 0 | 0 | 0 | 0 | 0 | 0 | 0 | 0 | 0 | 0 | 0 | 0 | 0 | 0 | 0 | 0 | 0 | 0 | 0 | 0 | 0 | 0 | 0 | 0 | 0 | 0 | 0 | 0 | 0
Commercial_Lodging_Existing_Food Preparation_Natural Gas_Steamer_E7_Baseline Forecast | Commercial | Lodging | Existing | Food Preparation | Natural Gas | Steamer | E7 |  | Baseline Forecast | 0 | 0 | 0 | 0 | 0 | 0 | 0 | 0 | 0 | 0 | 0 | 0 | 0 | 0 | 0 | 0 | 0 | 0 | 0 | 0 | 0 | 0 | 0 | 0 | 0 | 0 | 0 | 0 | 0 | 0 | 0 | 0 | 0
Commercial_Lodging_Existing_Food Preparation_Natural Gas_Steamer_E8_Baseline Forecast | Commercial | Lodging | Existing | Food Preparation | Natural Gas | Steamer | E8 |  | Baseline Forecast | 0 | 0 | 0 | 0 | 0 | 0 | 0 | 0 | 0 | 0 | 0 | 0 | 0 | 0 | 0 | 0 | 0 | 0 | 0 | 0 | 0 | 0 | 0 | 0 | 0 | 0 | 0 | 0 | 0 | 0 | 0 | 0 | 0
Commercial_Lodging_Existing_Food Preparation_Natural Gas_Steamer_E9_Baseline Forecast | Commercial | Lodging | Existing | Food Preparation | Natural Gas | Steamer | E9 |  | Baseline Forecast | 0 | 0 | 0 | 0 | 0 | 0 | 0 | 0 | 0 | 0 | 0 | 0 | 0 | 0 | 0 | 0 | 0 | 0 | 0 | 0 | 0 | 0 | 0 | 0 | 0 | 0 | 0 | 0 | 0 | 0 | 0 | 0 | 0
Commercial_Lodging_Existing_Food Preparation_Natural Gas_Steamer_E10_Baseline Forecast | Commercial | Lodging | Existing | Food Preparation | Natural Gas | Steamer | E10 |  | Baseline Forecast | 0 | 0 | 0 | 0 | 0 | 0 | 0 | 0 | 0 | 0 | 0 | 0 | 0 | 0 | 0 | 0 | 0 | 0 | 0 | 0 | 0 | 0 | 0 | 0 | 0 | 0 | 0 | 0 | 0 | 0 | 0 | 0 | 0
Commercial_Lodging_Existing_Food Preparation_Natural Gas_Steamer_Vintage_Baseline Forecast | Commercial | Lodging | Existing | Food Preparation | Natural Gas | Steamer | Vintage |  | Baseline Forecast | 2079.9055 | 1992.6818 | 1895.6517 | 1788.2288 | 1673.4637 | 1551.7628 | 1425.8632 | 1296.8273 | 1164.9119 | 1030.0904 | 910.9106 | 805.5401 | 712.3447 | 629.9049 | 556.9725 | 492.4659 | 435.4172 | 384.9689 | 340.3582 | 300.9105 | 266.0267 | 235.1797 | 207.9046 | 183.7885 | 162.4659 | 143.6125 | 126.9429 | 112.2045 | 99.1741 | 87.654 | 77.4694 | 68.4659 | 60.5087
Commercial_Lodging_Existing_Food Preparation_Natural Gas_Food Prep Other_E1_Baseline Forecast | Commercial | Lodging | Existing | Food Preparation | Natural Gas | Food Prep Other | E1 |  | Baseline Forecast | 0 | 0 | 0 | 0 | 0 | 0 | 0 | 0 | 0 | 0 | 0 | 0 | 0 | 0 | 0 | 0 | 0 | 0 | 0 | 0 | 0 | 0 | 0 | 0 | 0 | 0 | 0 | 0 | 0 | 0 | 0 | 0 | 0
Commercial_Lodging_Existing_Food Preparation_Natural Gas_Food Prep Other_E2_Baseline Forecast | Commercial | Lodging | Existing | Food Preparation | Natural Gas | Food Prep Other | E2 |  | Baseline Forecast | 0 | 0 | 0 | 0 | 0 | 0 | 0 | 0 | 0 | 0 | 0 | 0 | 0 | 0 | 0 | 0 | 0 | 0 | 0 | 0 | 0 | 0 | 0 | 0 | 0 | 0 | 0 | 0 | 0 | 0 | 0 | 0 | 0
Commercial_Lodging_Existing_Food Preparation_Natural Gas_Food Prep Other_E3_Baseline Forecast | Commercial | Lodging | Existing | Food Preparation | Natural Gas | Food Prep Other | E3 |  | Baseline Forecast | 0 | 0 | 0 | 0 | 0 | 0 | 0 | 0 | 0 | 0 | 0 | 0 | 0 | 0 | 0 | 0 | 0 | 0 | 0 | 0 | 0 | 0 | 0 | 0 | 0 | 0 | 0 | 0 | 0 | 0 | 0 | 0 | 0
Commercial_Lodging_Existing_Food Preparation_Natural Gas_Food Prep Other_E4_Baseline Forecast | Commercial | Lodging | Existing | Food Preparation | Natural Gas | Food Prep Other | E4 |  | Baseline Forecast | 0 | 0 | 0 | 0 | 0 | 0 | 0 | 0 | 0 | 0 | 0 | 0 | 0 | 0 | 0 | 0 | 0 | 0 | 0 | 0 | 0 | 0 | 0 | 0 | 0 | 0 | 0 | 0 | 0 | 0 | 0 | 0 | 0
Commercial_Lodging_Existing_Food Preparation_Natural Gas_Food Prep Other_E5_Baseline Forecast | Commercial | Lodging | Existing | Food Preparation | Natural Gas | Food Prep Other | E5 |  | Baseline Forecast | 0 | 0 | 0 | 0 | 0 | 0 | 0 | 0 | 0 | 0 | 0 | 0 | 0 | 0 | 0 | 0 | 0 | 0 | 0 | 0 | 0 | 0 | 0 | 0 | 0 | 0 | 0 | 0 | 0 | 0 | 0 | 0 | 0
Commercial_Lodging_Existing_Food Preparation_Natural Gas_Food Prep Other_E6_Baseline Forecast | Commercial | Lodging | Existing | Food Preparation | Natural Gas | Food Prep Other | E6 |  | Baseline Forecast | 0 | 0 | 0 | 0 | 0 | 0 | 0 | 0 | 0 | 0 | 0 | 0 | 0 | 0 | 0 | 0 | 0 | 0 | 0 | 0 | 0 | 0 | 0 | 0 | 0 | 0 | 0 | 0 | 0 | 0 | 0 | 0 | 0
Commercial_Lodging_Existing_Food Preparation_Natural Gas_Food Prep Other_E7_Baseline Forecast | Commercial | Lodging | Existing | Food Preparation | Natural Gas | Food Prep Other | E7 |  | Baseline Forecast | 0 | 0 | 0 | 0 | 0 | 0 | 0 | 0 | 0 | 0 | 0 | 0 | 0 | 0 | 0 | 0 | 0 | 0 | 0 | 0 | 0 | 0 | 0 | 0 | 0 | 0 | 0 | 0 | 0 | 0 | 0 | 0 | 0
Commercial_Lodging_Existing_Food Preparation_Natural Gas_Food Prep Other_E8_Baseline Forecast | Commercial | Lodging | Existing | Food Preparation | Natural Gas | Food Prep Other | E8 |  | Baseline Forecast | 0 | 0 | 0 | 0 | 0 | 0 | 0 | 0 | 0 | 0 | 0 | 0 | 0 | 0 | 0 | 0 | 0 | 0 | 0 | 0 | 0 | 0 | 0 | 0 | 0 | 0 | 0 | 0 | 0 | 0 | 0 | 0 | 0
Commercial_Lodging_Existing_Food Preparation_Natural Gas_Food Prep Other_E9_Baseline Forecast | Commercial | Lodging | Existing | Food Preparation | Natural Gas | Food Prep Other | E9 |  | Baseline Forecast | 0 | 0 | 0 | 0 | 0 | 0 | 0 | 0 | 0 | 0 | 0 | 0 | 0 | 0 | 0 | 0 | 0 | 0 | 0 | 0 | 0 | 0 | 0 | 0 | 0 | 0 | 0 | 0 | 0 | 0 | 0 | 0 | 0
Commercial_Lodging_Existing_Food Preparation_Natural Gas_Food Prep Other_E10_Baseline Forecast | Commercial | Lodging | Existing | Food Preparation | Natural Gas | Food Prep Other | E10 |  | Baseline Forecast | 0 | 0 | 0 | 0 | 0 | 0 | 0 | 0 | 0 | 0 | 0 | 0 | 0 | 0 | 0 | 0 | 0 | 0 | 0 | 0 | 0 | 0 | 0 | 0 | 0 | 0 | 0 | 0 | 0 | 0 | 0 | 0 | 0
Commercial_Lodging_Existing_Food Preparation_Natural Gas_Food Prep Other_Vintage_Baseline Forecast | Commercial | Lodging | Existing | Food Preparation | Natural Gas | Food Prep Other | Vintage |  | Baseline Forecast | 0 | 0 | 0 | 0 | 0 | 0 | 0 | 0 | 0 | 0 | 0 | 0 | 0 | 0 | 0 | 0 | 0 | 0 | 0 | 0 | 0 | 0 | 0 | 0 | 0 | 0 | 0 | 0 | 0 | 0 | 0 | 0 | 0
Commercial_Lodging_Existing_Miscellaneous_Natural Gas_Pool Heater_E1_Baseline Forecast | Commercial | Lodging | Existing | Miscellaneous | Natural Gas | Pool Heater | E1 |  | Baseline Forecast | 0 | 3153.9362 | 7216.9574 | 11974.3879 | 17263.987 | 22942.8365 | 27400.0579 | 30903.5748 | 33654.999 | 35801.4494 | 37464.3332 | 38742.4624 | 39713.1086 | 40438.1596 | 40966.833 | 41339.8046 | 41589.0975 | 41740.2913 | 41813.4776 | 41824.6489 | 41786.1729 | 41708.1732 | 41599.0341 | 41465.1755 | 41311.7077 | 41142.3704 | 40960.3962 | 40768.3579 | 40568.3029 | 40361.8606 | 40150.3277 | 39934.7358 | 39717.2742
Commercial_Lodging_Existing_Miscellaneous_Natural Gas_Pool Heater_E2_Baseline Forecast | Commercial | Lodging | Existing | Miscellaneous | Natural Gas | Pool Heater | E2 |  | Baseline Forecast | 0 | 350.4374 | 801.8842 | 1330.4875 | 1918.2208 | 2549.2041 | 3044.4509 | 3433.7305 | 3739.4443 | 3977.9388 | 4162.7037 | 4304.718 | 4412.5676 | 4493.1288 | 4551.8703 | 4593.3116 | 4621.0108 | 4637.8101 | 4645.942 | 4647.1832 | 4642.9081 | 4634.2415 | 4622.1149 | 4607.2417 | 4590.1897 | 4571.3745 | 4551.1551 | 4529.8175 | 4507.5892 | 4484.6512 | 4461.1475 | 4437.1929 | 4413.0305
Commercial_Lodging_Existing_Miscellaneous_Natural Gas_Pool Heater_E3_Baseline Forecast | Commercial | Lodging | Existing | Miscellaneous | Natural Gas | Pool Heater | E3 |  | Baseline Forecast | 0 | 0 | 0 | 0 | 0 | 0 | 0 | 0 | 0 | 0 | 0 | 0 | 0 | 0 | 0 | 0 | 0 | 0 | 0 | 0 | 0 | 0 | 0 | 0 | 0 | 0 | 0 | 0 | 0 | 0 | 0 | 0 | 0
Commercial_Lodging_Existing_Miscellaneous_Natural Gas_Pool Heater_E4_Baseline Forecast | Commercial | Lodging | Existing | Miscellaneous | Natural Gas | Pool Heater | E4 |  | Baseline Forecast | 0 | 0 | 0 | 0 | 0 | 0 | 0 | 0 | 0 | 0 | 0 | 0 | 0 | 0 | 0 | 0 | 0 | 0 | 0 | 0 | 0 | 0 | 0 | 0 | 0 | 0 | 0 | 0 | 0 | 0 | 0 | 0 | 0
Commercial_Lodging_Existing_Miscellaneous_Natural Gas_Pool Heater_E5_Baseline Forecast | Commercial | Lodging | Existing | Miscellaneous | Natural Gas | Pool Heater | E5 |  | Baseline Forecast | 0 | 0 | 0 | 0 | 0 | 0 | 0 | 0 | 0 | 0 | 0 | 0 | 0 | 0 | 0 | 0 | 0 | 0 | 0 | 0 | 0 | 0 | 0 | 0 | 0 | 0 | 0 | 0 | 0 | 0 | 0 | 0 | 0
Commercial_Lodging_Existing_Miscellaneous_Natural Gas_Pool Heater_E6_Baseline Forecast | Commercial | Lodging | Existing | Miscellaneous | Natural Gas | Pool Heater | E6 |  | Baseline Forecast | 0 | 0 | 0 | 0 | 0 | 0 | 0 | 0 | 0 | 0 | 0 | 0 | 0 | 0 | 0 | 0 | 0 | 0 | 0 | 0 | 0 | 0 | 0 | 0 | 0 | 0 | 0 | 0 | 0 | 0 | 0 | 0 | 0
Commercial_Lodging_Existing_Miscellaneous_Natural Gas_Pool Heater_E7_Baseline Forecast | Commercial | Lodging | Existing | Miscellaneous | Natural Gas | Pool Heater | E7 |  | Baseline Forecast | 0 | 0 | 0 | 0 | 0 | 0 | 0 | 0 | 0 | 0 | 0 | 0 | 0 | 0 | 0 | 0 | 0 | 0 | 0 | 0 | 0 | 0 | 0 | 0 | 0 | 0 | 0 | 0 | 0 | 0 | 0 | 0 | 0
Commercial_Lodging_Existing_Miscellaneous_Natural Gas_Pool Heater_E8_Baseline Forecast | Commercial | Lodging | Existing | Miscellaneous | Natural Gas | Pool Heater | E8 |  | Baseline Forecast | 0 | 0 | 0 | 0 | 0 | 0 | 0 | 0 | 0 | 0 | 0 | 0 | 0 | 0 | 0 | 0 | 0 | 0 | 0 | 0 | 0 | 0 | 0 | 0 | 0 | 0 | 0 | 0 | 0 | 0 | 0 | 0 | 0
Commercial_Lodging_Existing_Miscellaneous_Natural Gas_Pool Heater_E9_Baseline Forecast | Commercial | Lodging | Existing | Miscellaneous | Natural Gas | Pool Heater | E9 |  | Baseline Forecast | 0 | 0 | 0 | 0 | 0 | 0 | 0 | 0 | 0 | 0 | 0 | 0 | 0 | 0 | 0 | 0 | 0 | 0 | 0 | 0 | 0 | 0 | 0 | 0 | 0 | 0 | 0 | 0 | 0 | 0 | 0 | 0 | 0
Commercial_Lodging_Existing_Miscellaneous_Natural Gas_Pool Heater_E10_Baseline Forecast | Commercial | Lodging | Existing | Miscellaneous | Natural Gas | Pool Heater | E10 |  | Baseline Forecast | 0 | 0 | 0 | 0 | 0 | 0 | 0 | 0 | 0 | 0 | 0 | 0 | 0 | 0 | 0 | 0 | 0 | 0 | 0 | 0 | 0 | 0 | 0 | 0 | 0 | 0 | 0 | 0 | 0 | 0 | 0 | 0 | 0
Commercial_Lodging_Existing_Miscellaneous_Natural Gas_Pool Heater_Vintage_Baseline Forecast | Commercial | Lodging | Existing | Miscellaneous | Natural Gas | Pool Heater | Vintage |  | Baseline Forecast | 52834.4122 | 49061.2291 | 44277.9514 | 38667.2942 | 32456.9014 | 25781.9093 | 20488.2993 | 16293.4296 | 12964.8658 | 10317.9345 | 8211.7495 | 6535.663 | 5201.5785 | 4139.6389 | 3294.3046 | 2621.4926 | 2086.0301 | 1659.9046 | 1320.7975 | 1050.9449 | 836.2004 | 665.3151 | 529.3394 | 421.1443 | 335.0559 | 266.5569 | 212.055 | 168.6914 | 134.191 | 106.7429 | 84.9064 | 67.5347 | 53.7172
Commercial_Lodging_Existing_Miscellaneous_Natural Gas_Miscellaneous_E1_Baseline Forecast | Commercial | Lodging | Existing | Miscellaneous | Natural Gas | Miscellaneous | E1 |  | Baseline Forecast | 0 | 45672.9233 | 99533.8395 | 160047.3173 | 211084.1444 | 253900.913 | 289938.4461 | 320364.3593 | 346052.4837 | 367620.4763 | 385649.8875 | 400661.6306 | 413085.9849 | 423294.5841 | 431604.2221 | 438301.2279 | 443625.6986 | 447783.257 | 450946.2421 | 453261.6492 | 454850.9106 | 455820.8167 | 456266.0315 | 456264.3486 | 455882.1176 | 455172.2987 | 454183.0731 | 452955.532 | 451524.7188 | 449920.5182 | 448168.4152 | 446290.1419 | 444319.5364
Commercial_Lodging_Existing_Miscellaneous_Natural Gas_Miscellaneous_E2_Baseline Forecast | Commercial | Lodging | Existing | Miscellaneous | Natural Gas | Miscellaneous | E2 |  | Baseline Forecast | 0 | 0 | 0 | 0 | 0 | 0 | 0 | 0 | 0 | 0 | 0 | 0 | 0 | 0 | 0 | 0 | 0 | 0 | 0 | 0 | 0 | 0 | 0 | 0 | 0 | 0 | 0 | 0 | 0 | 0 | 0 | 0 | 0
Commercial_Lodging_Existing_Miscellaneous_Natural Gas_Miscellaneous_E3_Baseline Forecast | Commercial | Lodging | Existing | Miscellaneous | Natural Gas | Miscellaneous | E3 |  | Baseline Forecast | 0 | 0 | 0 | 0 | 0 | 0 | 0 | 0 | 0 | 0 | 0 | 0 | 0 | 0 | 0 | 0 | 0 | 0 | 0 | 0 | 0 | 0 | 0 | 0 | 0 | 0 | 0 | 0 | 0 | 0 | 0 | 0 | 0
Commercial_Lodging_Existing_Miscellaneous_Natural Gas_Miscellaneous_E4_Baseline Forecast | Commercial | Lodging | Existing | Miscellaneous | Natural Gas | Miscellaneous | E4 |  | Baseline Forecast | 0 | 0 | 0 | 0 | 0 | 0 | 0 | 0 | 0 | 0 | 0 | 0 | 0 | 0 | 0 | 0 | 0 | 0 | 0 | 0 | 0 | 0 | 0 | 0 | 0 | 0 | 0 | 0 | 0 | 0 | 0 | 0 | 0
Commercial_Lodging_Existing_Miscellaneous_Natural Gas_Miscellaneous_E5_Baseline Forecast | Commercial | Lodging | Existing | Miscellaneous | Natural Gas | Miscellaneous | E5 |  | Baseline Forecast | 0 | 0 | 0 | 0 | 0 | 0 | 0 | 0 | 0 | 0 | 0 | 0 | 0 | 0 | 0 | 0 | 0 | 0 | 0 | 0 | 0 | 0 | 0 | 0 | 0 | 0 | 0 | 0 | 0 | 0 | 0 | 0 | 0
Commercial_Lodging_Existing_Miscellaneous_Natural Gas_Miscellaneous_E6_Baseline Forecast | Commercial | Lodging | Existing | Miscellaneous | Natural Gas | Miscellaneous | E6 |  | Baseline Forecast | 0 | 0 | 0 | 0 | 0 | 0 | 0 | 0 | 0 | 0 | 0 | 0 | 0 | 0 | 0 | 0 | 0 | 0 | 0 | 0 | 0 | 0 | 0 | 0 | 0 | 0 | 0 | 0 | 0 | 0 | 0 | 0 | 0
Commercial_Lodging_Existing_Miscellaneous_Natural Gas_Miscellaneous_E7_Baseline Forecast | Commercial | Lodging | Existing | Miscellaneous | Natural Gas | Miscellaneous | E7 |  | Baseline Forecast | 0 | 0 | 0 | 0 | 0 | 0 | 0 | 0 | 0 | 0 | 0 | 0 | 0 | 0 | 0 | 0 | 0 | 0 | 0 | 0 | 0 | 0 | 0 | 0 | 0 | 0 | 0 | 0 | 0 | 0 | 0 | 0 | 0
Commercial_Lodging_Existing_Miscellaneous_Natural Gas_Miscellaneous_E8_Baseline Forecast | Commercial | Lodging | Existing | Miscellaneous | Natural Gas | Miscellaneous | E8 |  | Baseline Forecast | 0 | 0 | 0 | 0 | 0 | 0 | 0 | 0 | 0 | 0 | 0 | 0 | 0 | 0 | 0 | 0 | 0 | 0 | 0 | 0 | 0 | 0 | 0 | 0 | 0 | 0 | 0 | 0 | 0 | 0 | 0 | 0 | 0
Commercial_Lodging_Existing_Miscellaneous_Natural Gas_Miscellaneous_E9_Baseline Forecast | Commercial | Lodging | Existing | Miscellaneous | Natural Gas | Miscellaneous | E9 |  | Baseline Forecast | 0 | 0 | 0 | 0 | 0 | 0 | 0 | 0 | 0 | 0 | 0 | 0 | 0 | 0 | 0 | 0 | 0 | 0 | 0 | 0 | 0 | 0 | 0 | 0 | 0 | 0 | 0 | 0 | 0 | 0 | 0 | 0 | 0
Commercial_Lodging_Existing_Miscellaneous_Natural Gas_Miscellaneous_E10_Baseline Forecast | Commercial | Lodging | Existing | Miscellaneous | Natural Gas | Miscellaneous | E10 |  | Baseline Forecast | 0 | 0 | 0 | 0 | 0 | 0 | 0 | 0 | 0 | 0 | 0 | 0 | 0 | 0 | 0 | 0 | 0 | 0 | 0 | 0 | 0 | 0 | 0 | 0 | 0 | 0 | 0 | 0 | 0 | 0 | 0 | 0 | 0
Commercial_Lodging_Existing_Miscellaneous_Natural Gas_Miscellaneous_Vintage_Baseline Forecast | Commercial | Lodging | Existing | Miscellaneous | Natural Gas | Miscellaneous | Vintage |  | Baseline Forecast | 535575.6604 | 487177.849 | 430592.0448 | 366787.9018 | 312374.8834 | 265856.5405 | 226360.8968 | 192872.9075 | 164433.3746 | 140209.6592 | 119559.4988 | 101953.2951 | 86938.0697 | 74131.1135 | 63206.9799 | 53890.6149 | 45946.0622 | 39171.849 | 33395.6906 | 28470.6466 | 24271.1849 | 20690.5111 | 17637.6737 | 15034.9219 | 12815.9494 | 10924.1235 | 9311.2603 | 7936.2663 | 6764.0953 | 5764.86 | 4913.0728 | 4186.9989 | 3568.2272
Commercial_Lodging_New_Space Heating_Natural Gas_Furnace_E1_Baseline Forecast | Commercial | Lodging | New | Space Heating | Natural Gas | Furnace | E1 |  | Baseline Forecast | 0 | 1615.3228 | 9406.6245 | 14385.812 | 20807.4764 | 29522.3791 | 37667.9811 | 44887.5188 | 51219.8632 | 57335.6876 | 63373.5473 | 69352.9967 | 75324.2536 | 81315.822 | 87344.2446 | 93383.7734 | 99426.4421 | 105461.2827 | 111488.1711 | 117504.1025 | 123507.6554 | 129504.9017 | 135485.3759 | 141445.6301 | 147387.5756 | 153322.0919 | 159263.4939 | 165211.1788 | 171164.6 | 177123.2753 | 183086.8852 | 189054.8892 | 191712.5577
Commercial_Lodging_New_Space Heating_Natural Gas_Furnace_E2_Baseline Forecast | Commercial | Lodging | New | Space Heating | Natural Gas | Furnace | E2 |  | Baseline Forecast | 0 | 0 | 0 | 0 | 0 | 0 | 0 | 0 | 160.7469 | 314.2678 | 463.9738 | 610.6177 | 757.0608 | 900.6971 | 1045.2168 | 1190.0028 | 1333.339 | 1476.4896 | 1619.4515 | 1765.1009 | 1924.4465 | 2091.425 | 2267.8216 | 2456.9837 | 2656.8991 | 2865.2756 | 3067.8041 | 3265.0938 | 3457.6972 | 3646.1027 | 3830.636 | 4011.8438 | 4123.8562
Commercial_Lodging_New_Space Heating_Natural Gas_Furnace_E3_Baseline Forecast | Commercial | Lodging | New | Space Heating | Natural Gas | Furnace | E3 |  | Baseline Forecast | 0 | 0 | 0 | 0 | 0 | 0 | 0 | 0 | 0 | 0 | 0 | 0 | 0 | 0 | 0 | 0 | 0 | 0 | 0 | 0 | 0 | 0 | 0 | 0 | 0 | 0 | 0 | 0 | 0 | 0 | 0 | 0 | 0
Commercial_Lodging_New_Space Heating_Natural Gas_Furnace_E4_Baseline Forecast | Commercial | Lodging | New | Space Heating | Natural Gas | Furnace | E4 |  | Baseline Forecast | 0 | 0 | 0 | 0 | 0 | 0 | 0 | 0 | 0 | 0 | 0 | 0 | 0 | 0 | 0 | 0 | 0 | 0 | 0 | 0 | 0 | 0 | 0 | 0 | 0 | 0 | 0 | 0 | 0 | 0 | 0 | 0 | 0
Commercial_Lodging_New_Space Heating_Natural Gas_Furnace_E5_Baseline Forecast | Commercial | Lodging | New | Space Heating | Natural Gas | Furnace | E5 |  | Baseline Forecast | 0 | 0 | 0 | 0 | 0 | 0 | 0 | 0 | 0 | 0 | 0 | 0 | 0 | 0 | 0 | 0 | 0 | 0 | 0 | 0 | 0 | 0 | 0 | 0 | 0 | 0 | 0 | 0 | 0 | 0 | 0 | 0 | 0
Commercial_Lodging_New_Space Heating_Natural Gas_Furnace_E6_Baseline Forecast | Commercial | Lodging | New | Space Heating | Natural Gas | Furnace | E6 |  | Baseline Forecast | 0 | 0 | 0 | 0 | 0 | 0 | 0 | 0 | 0 | 0 | 0 | 0 | 0 | 0 | 0 | 0 | 0 | 0 | 0 | 0 | 0 | 0 | 0 | 0 | 0 | 0 | 0 | 0 | 0 | 0 | 0 | 0 | 0
Commercial_Lodging_New_Space Heating_Natural Gas_Furnace_E7_Baseline Forecast | Commercial | Lodging | New | Space Heating | Natural Gas | Furnace | E7 |  | Baseline Forecast | 0 | 0 | 0 | 0 | 0 | 0 | 0 | 0 | 0 | 0 | 0 | 0 | 0 | 0 | 0 | 0 | 0 | 0 | 0 | 0 | 0 | 0 | 0 | 0 | 0 | 0 | 0 | 0 | 0 | 0 | 0 | 0 | 0
Commercial_Lodging_New_Space Heating_Natural Gas_Furnace_E8_Baseline Forecast | Commercial | Lodging | New | Space Heating | Natural Gas | Furnace | E8 |  | Baseline Forecast | 0 | 0 | 0 | 0 | 0 | 0 | 0 | 0 | 0 | 0 | 0 | 0 | 0 | 0 | 0 | 0 | 0 | 0 | 0 | 0 | 0 | 0 | 0 | 0 | 0 | 0 | 0 | 0 | 0 | 0 | 0 | 0 | 0
Commercial_Lodging_New_Space Heating_Natural Gas_Furnace_E9_Baseline Forecast | Commercial | Lodging | New | Space Heating | Natural Gas | Furnace | E9 |  | Baseline Forecast | 0 | 0 | 0 | 0 | 0 | 0 | 0 | 0 | 0 | 0 | 0 | 0 | 0 | 0 | 0 | 0 | 0 | 0 | 0 | 0 | 0 | 0 | 0 | 0 | 0 | 0 | 0 | 0 | 0 | 0 | 0 | 0 | 0
Commercial_Lodging_New_Space Heating_Natural Gas_Furnace_E10_Baseline Forecast | Commercial | Lodging | New | Space Heating | Natural Gas | Furnace | E10 |  | Baseline Forecast | 0 | 0 | 0 | 0 | 0 | 0 | 0 | 0 | 0 | 0 | 0 | 0 | 0 | 0 | 0 | 0 | 0 | 0 | 0 | 0 | 0 | 0 | 0 | 0 | 0 | 0 | 0 | 0 | 0 | 0 | 0 | 0 | 0
Commercial_Lodging_New_Space Heating_Natural Gas_Furnace_Vintage_Baseline Forecast | Commercial | Lodging | New | Space Heating | Natural Gas | Furnace | Vintage |  | Baseline Forecast | 0 | 0 | 0 | 0 | 0 | 0 | 0 | 0 | 0 | 0 | 0 | 0 | 0 | 0 | 0 | 0 | 0 | 0 | 0 | 0 | 0 | 0 | 0 | 0 | 0 | 0 | 0 | 0 | 0 | 0 | 0 | 0 | 0
Commercial_Lodging_New_Space Heating_Natural Gas_Boiler_E1_Baseline Forecast | Commercial | Lodging | New | Space Heating | Natural Gas | Boiler | E1 |  | Baseline Forecast | 0 | 683.6652 | 3981.2364 | 6088.6153 | 8806.5046 | 12494.9783 | 15942.5026 | 18998.0818 | 20976.7281 | 22887.192 | 24772.7351 | 26639.5457 | 28503.7986 | 30373.3857 | 32254.4727 | 34139.0252 | 36024.0927 | 37906.7182 | 39786.8629 | 41664.4876 | 43542.5139 | 45420.9444 | 47279.7314 | 49053.8907 | 50781.1742 | 52452.7106 | 54048.8925 | 55582.734 | 57069.9102 | 58592.4726 | 60147.2354 | 61731.3027 | 62311.8665
Commercial_Lodging_New_Space Heating_Natural Gas_Boiler_E2_Baseline Forecast | Commercial | Lodging | New | Space Heating | Natural Gas | Boiler | E2 |  | Baseline Forecast | 0 | 0 | 0 | 0 | 0 | 0 | 0 | 0 | 0 | 0 | 0 | 0 | 0 | 0 | 0 | 0 | 0 | 0 | 0 | 0 | 0 | 0 | 0 | 0 | 0 | 0 | 0 | 0 | 0 | 0 | 0 | 0 | 0
Commercial_Lodging_New_Space Heating_Natural Gas_Boiler_E3_Baseline Forecast | Commercial | Lodging | New | Space Heating | Natural Gas | Boiler | E3 |  | Baseline Forecast | 0 | 435.0597 | 2533.514 | 3874.5734 | 5604.1393 | 7951.3498 | 10145.2289 | 12089.6884 | 14607.9655 | 17039.465 | 19439.2472 | 21815.188 | 24187.8734 | 26567.348 | 28961.4586 | 31359.98 | 33759.1568 | 36155.2256 | 38548.137 | 40937.8413 | 43328.0565 | 45718.7862 | 48124.0661 | 50608.8109 | 53135.1989 | 55718.0486 | 58376.9717 | 61098.9581 | 63868.3371 | 66603.0614 | 69306.3211 | 71981.0163 | 73318.6518
Commercial_Lodging_New_Space Heating_Natural Gas_Boiler_E4_Baseline Forecast | Commercial | Lodging | New | Space Heating | Natural Gas | Boiler | E4 |  | Baseline Forecast | 0 | 0 | 0 | 0 | 0 | 0 | 0 | 0 | 0 | 0 | 0 | 0 | 0 | 0 | 0 | 0 | 0 | 0 | 0 | 0 | 0 | 0 | 0 | 0 | 0 | 0 | 0 | 0 | 0 | 0 | 0 | 0 | 0
Commercial_Lodging_New_Space Heating_Natural Gas_Boiler_E5_Baseline Forecast | Commercial | Lodging | New | Space Heating | Natural Gas | Boiler | E5 |  | Baseline Forecast | 0 | 0 | 0 | 0 | 0 | 0 | 0 | 0 | 0 | 0 | 0 | 0 | 0 | 0 | 0 | 0 | 0 | 0 | 0 | 0 | 0 | 0 | 0 | 0 | 0 | 0 | 0 | 0 | 0 | 0 | 0 | 0 | 0
Commercial_Lodging_New_Space Heating_Natural Gas_Boiler_E6_Baseline Forecast | Commercial | Lodging | New | Space Heating | Natural Gas | Boiler | E6 |  | Baseline Forecast | 0 | 0 | 0 | 0 | 0 | 0 | 0 | 0 | 0 | 0 | 0 | 0 | 0 | 0 | 0 | 0 | 0 | 0 | 0 | 0 | 0 | 0 | 0 | 0 | 0 | 0 | 0 | 0 | 0 | 0 | 0 | 0 | 0
Commercial_Lodging_New_Space Heating_Natural Gas_Boiler_E7_Baseline Forecast | Commercial | Lodging | New | Space Heating | Natural Gas | Boiler | E7 |  | Baseline Forecast | 0 | 0 | 0 | 0 | 0 | 0 | 0 | 0 | 0 | 0 | 0 | 0 | 0 | 0 | 0 | 0 | 0 | 0 | 0 | 0 | 0 | 0 | 0 | 0 | 0 | 0 | 0 | 0 | 0 | 0 | 0 | 0 | 0
Commercial_Lodging_New_Space Heating_Natural Gas_Boiler_E8_Baseline Forecast | Commercial | Lodging | New | Space Heating | Natural Gas | Boiler | E8 |  | Baseline Forecast | 0 | 0 | 0 | 0 | 0 | 0 | 0 | 0 | 0 | 0 | 0 | 0 | 0 | 0 | 0 | 0 | 0 | 0 | 0 | 0 | 0 | 0 | 0 | 0 | 0 | 0 | 0 | 0 | 0 | 0 | 0 | 0 | 0
Commercial_Lodging_New_Space Heating_Natural Gas_Boiler_E9_Baseline Forecast | Commercial | Lodging | New | Space Heating | Natural Gas | Boiler | E9 |  | Baseline Forecast | 0 | 0 | 0 | 0 | 0 | 0 | 0 | 0 | 0 | 0 | 0 | 0 | 0 | 0 | 0 | 0 | 0 | 0 | 0 | 0 | 0 | 0 | 0 | 0 | 0 | 0 | 0 | 0 | 0 | 0 | 0 | 0 | 0
Commercial_Lodging_New_Space Heating_Natural Gas_Boiler_E10_Baseline Forecast | Commercial | Lodging | New | Space Heating | Natural Gas | Boiler | E10 |  | Baseline Forecast | 0 | 0 | 0 | 0 | 0 | 0 | 0 | 0 | 0 | 0 | 0 | 0 | 0 | 0 | 0 | 0 | 0 | 0 | 0 | 0 | 0 | 0 | 0 | 0 | 0 | 0 | 0 | 0 | 0 | 0 | 0 | 0 | 0
Commercial_Lodging_New_Space Heating_Natural Gas_Boiler_Vintage_Baseline Forecast | Commercial | Lodging | New | Space Heating | Natural Gas | Boiler | Vintage |  | Baseline Forecast | 0 | 0 | 0 | 0 | 0 | 0 | 0 | 0 | 0 | 0 | 0 | 0 | 0 | 0 | 0 | 0 | 0 | 0 | 0 | 0 | 0 | 0 | 0 | 0 | 0 | 0 | 0 | 0 | 0 | 0 | 0 | 0 | 0
Commercial_Lodging_New_Space Heating_Natural Gas_Unit Heater_E1_Baseline Forecast | Commercial | Lodging | New | Space Heating | Natural Gas | Unit Heater | E1 |  | Baseline Forecast | 0 | 74.8106 | 435.6498 | 666.2514 | 963.6585 | 1367.2726 | 1744.5206 | 2078.8796 | 2379.5948 | 2669.9475 | 2956.5128 | 3240.2311 | 3523.5607 | 3807.701 | 4093.589 | 4380.0037 | 4666.4967 | 4952.6185 | 5238.3634 | 5523.7252 | 5809.1481 | 6094.6324 | 6379.7761 | 6664.5745 | 6949.0231 | 7233.5194 | 7518.0638 | 7802.6566 | 8087.298 | 8371.9883 | 8656.7278 | 8941.5168 | 9069.7892
Commercial_Lodging_New_Space Heating_Natural Gas_Unit Heater_E2_Baseline Forecast | Commercial | Lodging | New | Space Heating | Natural Gas | Unit Heater | E2 |  | Baseline Forecast | 0 | 0 | 0 | 0 | 0 | 0 | 0 | 0 | 0 | 0 | 0 | 0 | 0 | 0 | 0 | 0 | 0 | 0 | 0 | 0 | 0 | 0 | 0 | 0 | 0 | 0 | 0 | 0 | 0 | 0 | 0 | 0 | 0
Commercial_Lodging_New_Space Heating_Natural Gas_Unit Heater_E3_Baseline Forecast | Commercial | Lodging | New | Space Heating | Natural Gas | Unit Heater | E3 |  | Baseline Forecast | 0 | 0 | 0 | 0 | 0 | 0 | 0 | 0 | 0 | 0 | 0 | 0 | 0 | 0 | 0 | 0 | 0 | 0 | 0 | 0 | 0 | 0 | 0 | 0 | 0 | 0 | 0 | 0 | 0 | 0 | 0 | 0 | 0
Commercial_Lodging_New_Space Heating_Natural Gas_Unit Heater_E4_Baseline Forecast | Commercial | Lodging | New | Space Heating | Natural Gas | Unit Heater | E4 |  | Baseline Forecast | 0 | 0 | 0 | 0 | 0 | 0 | 0 | 0 | 0 | 0 | 0 | 0 | 0 | 0 | 0 | 0 | 0 | 0 | 0 | 0 | 0 | 0 | 0 | 0 | 0 | 0 | 0 | 0 | 0 | 0 | 0 | 0 | 0
Commercial_Lodging_New_Space Heating_Natural Gas_Unit Heater_E5_Baseline Forecast | Commercial | Lodging | New | Space Heating | Natural Gas | Unit Heater | E5 |  | Baseline Forecast | 0 | 0 | 0 | 0 | 0 | 0 | 0 | 0 | 0 | 0 | 0 | 0 | 0 | 0 | 0 | 0 | 0 | 0 | 0 | 0 | 0 | 0 | 0 | 0 | 0 | 0 | 0 | 0 | 0 | 0 | 0 | 0 | 0
Commercial_Lodging_New_Space Heating_Natural Gas_Unit Heater_E6_Baseline Forecast | Commercial | Lodging | New | Space Heating | Natural Gas | Unit Heater | E6 |  | Baseline Forecast | 0 | 0 | 0 | 0 | 0 | 0 | 0 | 0 | 0 | 0 | 0 | 0 | 0 | 0 | 0 | 0 | 0 | 0 | 0 | 0 | 0 | 0 | 0 | 0 | 0 | 0 | 0 | 0 | 0 | 0 | 0 | 0 | 0
Commercial_Lodging_New_Space Heating_Natural Gas_Unit Heater_E7_Baseline Forecast | Commercial | Lodging | New | Space Heating | Natural Gas | Unit Heater | E7 |  | Baseline Forecast | 0 | 0 | 0 | 0 | 0 | 0 | 0 | 0 | 0 | 0 | 0 | 0 | 0 | 0 | 0 | 0 | 0 | 0 | 0 | 0 | 0 | 0 | 0 | 0 | 0 | 0 | 0 | 0 | 0 | 0 | 0 | 0 | 0
Commercial_Lodging_New_Space Heating_Natural Gas_Unit Heater_E8_Baseline Forecast | Commercial | Lodging | New | Space Heating | Natural Gas | Unit Heater | E8 |  | Baseline Forecast | 0 | 0 | 0 | 0 | 0 | 0 | 0 | 0 | 0 | 0 | 0 | 0 | 0 | 0 | 0 | 0 | 0 | 0 | 0 | 0 | 0 | 0 | 0 | 0 | 0 | 0 | 0 | 0 | 0 | 0 | 0 | 0 | 0
Commercial_Lodging_New_Space Heating_Natural Gas_Unit Heater_E9_Baseline Forecast | Commercial | Lodging | New | Space Heating | Natural Gas | Unit Heater | E9 |  | Baseline Forecast | 0 | 0 | 0 | 0 | 0 | 0 | 0 | 0 | 0 | 0 | 0 | 0 | 0 | 0 | 0 | 0 | 0 | 0 | 0 | 0 | 0 | 0 | 0 | 0 | 0 | 0 | 0 | 0 | 0 | 0 | 0 | 0 | 0
Commercial_Lodging_New_Space Heating_Natural Gas_Unit Heater_E10_Baseline Forecast | Commercial | Lodging | New | Space Heating | Natural Gas | Unit Heater | E10 |  | Baseline Forecast | 0 | 0 | 0 | 0 | 0 | 0 | 0 | 0 | 0 | 0 | 0 | 0 | 0 | 0 | 0 | 0 | 0 | 0 | 0 | 0 | 0 | 0 | 0 | 0 | 0 | 0 | 0 | 0 | 0 | 0 | 0 | 0 | 0
Commercial_Lodging_New_Space Heating_Natural Gas_Unit Heater_Vintage_Baseline Forecast | Commercial | Lodging | New | Space Heating | Natural Gas | Unit Heater | Vintage |  | Baseline Forecast | 0 | 0 | 0 | 0 | 0 | 0 | 0 | 0 | 0 | 0 | 0 | 0 | 0 | 0 | 0 | 0 | 0 | 0 | 0 | 0 | 0 | 0 | 0 | 0 | 0 | 0 | 0 | 0 | 0 | 0 | 0 | 0 | 0
Commercial_Lodging_New_Water Heating_Natural Gas_Water Heater_E1_Baseline Forecast | Commercial | Lodging | New | Water Heating | Natural Gas | Water Heater | E1 |  | Baseline Forecast | 0 | 0 | 0 | 0 | 0 | 0 | 0 | 0 | 0 | 0 | 0 | 0 | 0 | 0 | 0 | 0 | 0 | 0 | 0 | 0 | 0 | 0 | 0 | 0 | 0 | 0 | 0 | 0 | 0 | 0 | 0 | 0 | 0
Commercial_Lodging_New_Water Heating_Natural Gas_Water Heater_E2_Baseline Forecast | Commercial | Lodging | New | Water Heating | Natural Gas | Water Heater | E2 |  | Baseline Forecast | 0 | 3973.4101 | 23138.6425 | 35386.5683 | 51182.7337 | 72619.8623 | 92656.611 | 110415.4044 | 126387.2675 | 141808.7548 | 157029.0783 | 172098.191 | 187146.6573 | 202238.1822 | 217422.5352 | 232634.8622 | 247851.3468 | 263048.1188 | 278224.8658 | 293381.2715 | 308540.9182 | 323703.8277 | 338848.6472 | 353975.1303 | 369083.0282 | 384193.4642 | 399306.4533 | 414422.0104 | 429540.1504 | 444660.8884 | 459784.2398 | 474910.2196 | 481723.1479
Commercial_Lodging_New_Water Heating_Natural Gas_Water Heater_E3_Baseline Forecast | Commercial | Lodging | New | Water Heating | Natural Gas | Water Heater | E3 |  | Baseline Forecast | 0 | 0 | 0 | 0 | 0 | 0 | 0 | 0 | 0 | 0 | 0 | 0 | 0 | 0 | 0 | 0 | 0 | 0 | 0 | 0 | 0 | 0 | 0 | 0 | 0 | 0 | 0 | 0 | 0 | 0 | 0 | 0 | 0
Commercial_Lodging_New_Water Heating_Natural Gas_Water Heater_E4_Baseline Forecast | Commercial | Lodging | New | Water Heating | Natural Gas | Water Heater | E4 |  | Baseline Forecast | 0 | 0 | 0 | 0 | 0 | 0 | 0 | 0 | 0 | 0 | 0 | 0 | 0 | 0 | 0 | 0 | 0 | 0 | 0 | 0 | 0 | 0 | 0 | 0 | 0 | 0 | 0 | 0 | 0 | 0 | 0 | 0 | 0
Commercial_Lodging_New_Water Heating_Natural Gas_Water Heater_E5_Baseline Forecast | Commercial | Lodging | New | Water Heating | Natural Gas | Water Heater | E5 |  | Baseline Forecast | 0 | 0 | 0 | 0 | 0 | 0 | 0 | 0 | 0 | 0 | 0 | 0 | 0 | 0 | 0 | 0 | 0 | 0 | 0 | 0 | 0 | 0 | 0 | 0 | 0 | 0 | 0 | 0 | 0 | 0 | 0 | 0 | 0
Commercial_Lodging_New_Water Heating_Natural Gas_Water Heater_E6_Baseline Forecast | Commercial | Lodging | New | Water Heating | Natural Gas | Water Heater | E6 |  | Baseline Forecast | 0 | 0 | 0 | 0 | 0 | 0 | 0 | 0 | 0 | 0 | 0 | 0 | 0 | 0 | 0 | 0 | 0 | 0 | 0 | 0 | 0 | 0 | 0 | 0 | 0 | 0 | 0 | 0 | 0 | 0 | 0 | 0 | 0
Commercial_Lodging_New_Water Heating_Natural Gas_Water Heater_E7_Baseline Forecast | Commercial | Lodging | New | Water Heating | Natural Gas | Water Heater | E7 |  | Baseline Forecast | 0 | 0 | 0 | 0 | 0 | 0 | 0 | 0 | 0 | 0 | 0 | 0 | 0 | 0 | 0 | 0 | 0 | 0 | 0 | 0 | 0 | 0 | 0 | 0 | 0 | 0 | 0 | 0 | 0 | 0 | 0 | 0 | 0
Commercial_Lodging_New_Water Heating_Natural Gas_Water Heater_E8_Baseline Forecast | Commercial | Lodging | New | Water Heating | Natural Gas | Water Heater | E8 |  | Baseline Forecast | 0 | 0 | 0 | 0 | 0 | 0 | 0 | 0 | 0 | 0 | 0 | 0 | 0 | 0 | 0 | 0 | 0 | 0 | 0 | 0 | 0 | 0 | 0 | 0 | 0 | 0 | 0 | 0 | 0 | 0 | 0 | 0 | 0
Commercial_Lodging_New_Water Heating_Natural Gas_Water Heater_E9_Baseline Forecast | Commercial | Lodging | New | Water Heating | Natural Gas | Water Heater | E9 |  | Baseline Forecast | 0 | 0 | 0 | 0 | 0 | 0 | 0 | 0 | 0 | 0 | 0 | 0 | 0 | 0 | 0 | 0 | 0 | 0 | 0 | 0 | 0 | 0 | 0 | 0 | 0 | 0 | 0 | 0 | 0 | 0 | 0 | 0 | 0
Commercial_Lodging_New_Water Heating_Natural Gas_Water Heater_E10_Baseline Forecast | Commercial | Lodging | New | Water Heating | Natural Gas | Water Heater | E10 |  | Baseline Forecast | 0 | 0 | 0 | 0 | 0 | 0 | 0 | 0 | 0 | 0 | 0 | 0 | 0 | 0 | 0 | 0 | 0 | 0 | 0 | 0 | 0 | 0 | 0 | 0 | 0 | 0 | 0 | 0 | 0 | 0 | 0 | 0 | 0
Commercial_Lodging_New_Water Heating_Natural Gas_Water Heater_Vintage_Baseline Forecast | Commercial | Lodging | New | Water Heating | Natural Gas | Water Heater | Vintage |  | Baseline Forecast | 0 | 0 | 0 | 0 | 0 | 0 | 0 | 0 | 0 | 0 | 0 | 0 | 0 | 0 | 0 | 0 | 0 | 0 | 0 | 0 | 0 | 0 | 0 | 0 | 0 | 0 | 0 | 0 | 0 | 0 | 0 | 0 | 0
Commercial_Lodging_New_Food Preparation_Natural Gas_Oven_E1_Baseline Forecast | Commercial | Lodging | New | Food Preparation | Natural Gas | Oven | E1 |  | Baseline Forecast | 0 | 217.7643 | 1268.1225 | 1939.3749 | 2805.09 | 3979.9604 | 5078.0823 | 6051.3601 | 6926.7043 | 7771.8851 | 8606.0409 | 9431.9096 | 10256.6468 | 11083.7438 | 11915.9283 | 12749.6459 | 13583.5914 | 14416.4565 | 15248.2242 | 16078.877 | 16909.7074 | 17740.7167 | 18570.7346 | 19399.7475 | 20227.7418 | 21055.8752 | 21884.1486 | 22712.5627 | 23541.1184 | 24369.8164 | 25198.6577 | 26027.643 | 26401.0283
Commercial_Lodging_New_Food Preparation_Natural Gas_Oven_E2_Baseline Forecast | Commercial | Lodging | New | Food Preparation | Natural Gas | Oven | E2 |  | Baseline Forecast | 0 | 313.3682 | 1824.8592 | 2790.8078 | 4036.593 | 5727.26 | 7307.4843 | 8708.0547 | 9967.6965 | 11183.9322 | 12384.3028 | 13572.748 | 14759.5649 | 15949.7777 | 17147.3115 | 18347.0515 | 19547.1193 | 20745.6326 | 21942.5665 | 23137.8962 | 24333.4814 | 25529.324 | 26723.74 | 27916.7098 | 29108.2138 | 30299.918 | 31491.8236 | 32683.9317 | 33876.2435 | 35068.7602 | 36261.483 | 37454.4131 | 37991.7236
Commercial_Lodging_New_Food Preparation_Natural Gas_Oven_E3_Baseline Forecast | Commercial | Lodging | New | Food Preparation | Natural Gas | Oven | E3 |  | Baseline Forecast | 0 | 0 | 0 | 0 | 0 | 0 | 0 | 0 | 0 | 0 | 0 | 0 | 0 | 0 | 0 | 0 | 0 | 0 | 0 | 0 | 0 | 0 | 0 | 0 | 0 | 0 | 0 | 0 | 0 | 0 | 0 | 0 | 0
Commercial_Lodging_New_Food Preparation_Natural Gas_Oven_E4_Baseline Forecast | Commercial | Lodging | New | Food Preparation | Natural Gas | Oven | E4 |  | Baseline Forecast | 0 | 0 | 0 | 0 | 0 | 0 | 0 | 0 | 0 | 0 | 0 | 0 | 0 | 0 | 0 | 0 | 0 | 0 | 0 | 0 | 0 | 0 | 0 | 0 | 0 | 0 | 0 | 0 | 0 | 0 | 0 | 0 | 0
Commercial_Lodging_New_Food Preparation_Natural Gas_Oven_E5_Baseline Forecast | Commercial | Lodging | New | Food Preparation | Natural Gas | Oven | E5 |  | Baseline Forecast | 0 | 0 | 0 | 0 | 0 | 0 | 0 | 0 | 0 | 0 | 0 | 0 | 0 | 0 | 0 | 0 | 0 | 0 | 0 | 0 | 0 | 0 | 0 | 0 | 0 | 0 | 0 | 0 | 0 | 0 | 0 | 0 | 0
Commercial_Lodging_New_Food Preparation_Natural Gas_Oven_E6_Baseline Forecast | Commercial | Lodging | New | Food Preparation | Natural Gas | Oven | E6 |  | Baseline Forecast | 0 | 0 | 0 | 0 | 0 | 0 | 0 | 0 | 0 | 0 | 0 | 0 | 0 | 0 | 0 | 0 | 0 | 0 | 0 | 0 | 0 | 0 | 0 | 0 | 0 | 0 | 0 | 0 | 0 | 0 | 0 | 0 | 0
Commercial_Lodging_New_Food Preparation_Natural Gas_Oven_E7_Baseline Forecast | Commercial | Lodging | New | Food Preparation | Natural Gas | Oven | E7 |  | Baseline Forecast | 0 | 0 | 0 | 0 | 0 | 0 | 0 | 0 | 0 | 0 | 0 | 0 | 0 | 0 | 0 | 0 | 0 | 0 | 0 | 0 | 0 | 0 | 0 | 0 | 0 | 0 | 0 | 0 | 0 | 0 | 0 | 0 | 0
Commercial_Lodging_New_Food Preparation_Natural Gas_Oven_E8_Baseline Forecast | Commercial | Lodging | New | Food Preparation | Natural Gas | Oven | E8 |  | Baseline Forecast | 0 | 0 | 0 | 0 | 0 | 0 | 0 | 0 | 0 | 0 | 0 | 0 | 0 | 0 | 0 | 0 | 0 | 0 | 0 | 0 | 0 | 0 | 0 | 0 | 0 | 0 | 0 | 0 | 0 | 0 | 0 | 0 | 0
Commercial_Lodging_New_Food Preparation_Natural Gas_Oven_E9_Baseline Forecast | Commercial | Lodging | New | Food Preparation | Natural Gas | Oven | E9 |  | Baseline Forecast | 0 | 0 | 0 | 0 | 0 | 0 | 0 | 0 | 0 | 0 | 0 | 0 | 0 | 0 | 0 | 0 | 0 | 0 | 0 | 0 | 0 | 0 | 0 | 0 | 0 | 0 | 0 | 0 | 0 | 0 | 0 | 0 | 0
Commercial_Lodging_New_Food Preparation_Natural Gas_Oven_E10_Baseline Forecast | Commercial | Lodging | New | Food Preparation | Natural Gas | Oven | E10 |  | Baseline Forecast | 0 | 0 | 0 | 0 | 0 | 0 | 0 | 0 | 0 | 0 | 0 | 0 | 0 | 0 | 0 | 0 | 0 | 0 | 0 | 0 | 0 | 0 | 0 | 0 | 0 | 0 | 0 | 0 | 0 | 0 | 0 | 0 | 0
Commercial_Lodging_New_Food Preparation_Natural Gas_Oven_Vintage_Baseline Forecast | Commercial | Lodging | New | Food Preparation | Natural Gas | Oven | Vintage |  | Baseline Forecast | 0 | 0 | 0 | 0 | 0 | 0 | 0 | 0 | 0 | 0 | 0 | 0 | 0 | 0 | 0 | 0 | 0 | 0 | 0 | 0 | 0 | 0 | 0 | 0 | 0 | 0 | 0 | 0 | 0 | 0 | 0 | 0 | 0
Commercial_Lodging_New_Food Preparation_Natural Gas_Conveyor Oven_E1_Baseline Forecast | Commercial | Lodging | New | Food Preparation | Natural Gas | Conveyor Oven | E1 |  | Baseline Forecast | 0 | 108.8822 | 634.0612 | 969.6875 | 1402.545 | 1989.9802 | 2539.0412 | 3025.68 | 3463.3522 | 3885.9425 | 4303.0205 | 4715.9548 | 5128.3234 | 5541.8719 | 5957.9642 | 6374.823 | 6791.7957 | 7208.2283 | 7624.1121 | 8039.4385 | 8454.8537 | 8870.3584 | 9285.3673 | 9699.8737 | 10113.8709 | 10527.9376 | 10942.0743 | 11356.2814 | 11770.5592 | 12184.9082 | 12599.3288 | 13013.8215 | 13200.5141
Commercial_Lodging_New_Food Preparation_Natural Gas_Conveyor Oven_E2_Baseline Forecast | Commercial | Lodging | New | Food Preparation | Natural Gas | Conveyor Oven | E2 |  | Baseline Forecast | 0 | 156.6841 | 912.4296 | 1395.4039 | 2018.2965 | 2863.63 | 3653.7422 | 4354.0274 | 4983.8482 | 5591.9661 | 6192.1514 | 6786.374 | 7379.7825 | 7974.8888 | 8573.6557 | 9173.5257 | 9773.5597 | 10372.8163 | 10971.2832 | 11568.9481 | 12166.7407 | 12764.662 | 13361.87 | 13958.3549 | 14554.1069 | 15149.959 | 15745.9118 | 16341.9659 | 16938.1218 | 17534.3801 | 18130.7415 | 18727.2066 | 18995.8618
Commercial_Lodging_New_Food Preparation_Natural Gas_Conveyor Oven_E3_Baseline Forecast | Commercial | Lodging | New | Food Preparation | Natural Gas | Conveyor Oven | E3 |  | Baseline Forecast | 0 | 0 | 0 | 0 | 0 | 0 | 0 | 0 | 0 | 0 | 0 | 0 | 0 | 0 | 0 | 0 | 0 | 0 | 0 | 0 | 0 | 0 | 0 | 0 | 0 | 0 | 0 | 0 | 0 | 0 | 0 | 0 | 0
Commercial_Lodging_New_Food Preparation_Natural Gas_Conveyor Oven_E4_Baseline Forecast | Commercial | Lodging | New | Food Preparation | Natural Gas | Conveyor Oven | E4 |  | Baseline Forecast | 0 | 0 | 0 | 0 | 0 | 0 | 0 | 0 | 0 | 0 | 0 | 0 | 0 | 0 | 0 | 0 | 0 | 0 | 0 | 0 | 0 | 0 | 0 | 0 | 0 | 0 | 0 | 0 | 0 | 0 | 0 | 0 | 0
Commercial_Lodging_New_Food Preparation_Natural Gas_Conveyor Oven_E5_Baseline Forecast | Commercial | Lodging | New | Food Preparation | Natural Gas | Conveyor Oven | E5 |  | Baseline Forecast | 0 | 0 | 0 | 0 | 0 | 0 | 0 | 0 | 0 | 0 | 0 | 0 | 0 | 0 | 0 | 0 | 0 | 0 | 0 | 0 | 0 | 0 | 0 | 0 | 0 | 0 | 0 | 0 | 0 | 0 | 0 | 0 | 0
Commercial_Lodging_New_Food Preparation_Natural Gas_Conveyor Oven_E6_Baseline Forecast | Commercial | Lodging | New | Food Preparation | Natural Gas | Conveyor Oven | E6 |  | Baseline Forecast | 0 | 0 | 0 | 0 | 0 | 0 | 0 | 0 | 0 | 0 | 0 | 0 | 0 | 0 | 0 | 0 | 0 | 0 | 0 | 0 | 0 | 0 | 0 | 0 | 0 | 0 | 0 | 0 | 0 | 0 | 0 | 0 | 0
Commercial_Lodging_New_Food Preparation_Natural Gas_Conveyor Oven_E7_Baseline Forecast | Commercial | Lodging | New | Food Preparation | Natural Gas | Conveyor Oven | E7 |  | Baseline Forecast | 0 | 0 | 0 | 0 | 0 | 0 | 0 | 0 | 0 | 0 | 0 | 0 | 0 | 0 | 0 | 0 | 0 | 0 | 0 | 0 | 0 | 0 | 0 | 0 | 0 | 0 | 0 | 0 | 0 | 0 | 0 | 0 | 0
Commercial_Lodging_New_Food Preparation_Natural Gas_Conveyor Oven_E8_Baseline Forecast | Commercial | Lodging | New | Food Preparation | Natural Gas | Conveyor Oven | E8 |  | Baseline Forecast | 0 | 0 | 0 | 0 | 0 | 0 | 0 | 0 | 0 | 0 | 0 | 0 | 0 | 0 | 0 | 0 | 0 | 0 | 0 | 0 | 0 | 0 | 0 | 0 | 0 | 0 | 0 | 0 | 0 | 0 | 0 | 0 | 0
Commercial_Lodging_New_Food Preparation_Natural Gas_Conveyor Oven_E9_Baseline Forecast | Commercial | Lodging | New | Food Preparation | Natural Gas | Conveyor Oven | E9 |  | Baseline Forecast | 0 | 0 | 0 | 0 | 0 | 0 | 0 | 0 | 0 | 0 | 0 | 0 | 0 | 0 | 0 | 0 | 0 | 0 | 0 | 0 | 0 | 0 | 0 | 0 | 0 | 0 | 0 | 0 | 0 | 0 | 0 | 0 | 0
Commercial_Lodging_New_Food Preparation_Natural Gas_Conveyor Oven_E10_Baseline Forecast | Commercial | Lodging | New | Food Preparation | Natural Gas | Conveyor Oven | E10 |  | Baseline Forecast | 0 | 0 | 0 | 0 | 0 | 0 | 0 | 0 | 0 | 0 | 0 | 0 | 0 | 0 | 0 | 0 | 0 | 0 | 0 | 0 | 0 | 0 | 0 | 0 | 0 | 0 | 0 | 0 | 0 | 0 | 0 | 0 | 0
Commercial_Lodging_New_Food Preparation_Natural Gas_Conveyor Oven_Vintage_Baseline Forecast | Commercial | Lodging | New | Food Preparation | Natural Gas | Conveyor Oven | Vintage |  | Baseline Forecast | 0 | 0 | 0 | 0 | 0 | 0 | 0 | 0 | 0 | 0 | 0 | 0 | 0 | 0 | 0 | 0 | 0 | 0 | 0 | 0 | 0 | 0 | 0 | 0 | 0 | 0 | 0 | 0 | 0 | 0 | 0 | 0 | 0
Commercial_Lodging_New_Food Preparation_Natural Gas_Double Rack Oven_E1_Baseline Forecast | Commercial | Lodging | New | Food Preparation | Natural Gas | Double Rack Oven | E1 |  | Baseline Forecast | 0 | 108.8822 | 634.0612 | 969.6875 | 1402.545 | 1989.9802 | 2539.0412 | 3025.68 | 3463.3522 | 3885.9425 | 4303.0205 | 4715.9548 | 5128.3234 | 5541.8719 | 5957.9642 | 6374.823 | 6791.7957 | 7208.2283 | 7624.1121 | 8039.4385 | 8454.8537 | 8870.3584 | 9285.3673 | 9699.8737 | 10113.8709 | 10527.9376 | 10942.0743 | 11356.2814 | 11770.5592 | 12184.9082 | 12599.3288 | 13013.8215 | 13200.5141
Commercial_Lodging_New_Food Preparation_Natural Gas_Double Rack Oven_E2_Baseline Forecast | Commercial | Lodging | New | Food Preparation | Natural Gas | Double Rack Oven | E2 |  | Baseline Forecast | 0 | 156.6841 | 912.4296 | 1395.4039 | 2018.2965 | 2863.63 | 3653.7422 | 4354.0274 | 4983.8482 | 5591.9661 | 6192.1514 | 6786.374 | 7379.7825 | 7974.8888 | 8573.6557 | 9173.5257 | 9773.5597 | 10372.8163 | 10971.2832 | 11568.9481 | 12166.7407 | 12764.662 | 13361.87 | 13958.3549 | 14554.1069 | 15149.959 | 15745.9118 | 16341.9659 | 16938.1218 | 17534.3801 | 18130.7415 | 18727.2066 | 18995.8618
Commercial_Lodging_New_Food Preparation_Natural Gas_Double Rack Oven_E3_Baseline Forecast | Commercial | Lodging | New | Food Preparation | Natural Gas | Double Rack Oven | E3 |  | Baseline Forecast | 0 | 0 | 0 | 0 | 0 | 0 | 0 | 0 | 0 | 0 | 0 | 0 | 0 | 0 | 0 | 0 | 0 | 0 | 0 | 0 | 0 | 0 | 0 | 0 | 0 | 0 | 0 | 0 | 0 | 0 | 0 | 0 | 0
Commercial_Lodging_New_Food Preparation_Natural Gas_Double Rack Oven_E4_Baseline Forecast | Commercial | Lodging | New | Food Preparation | Natural Gas | Double Rack Oven | E4 |  | Baseline Forecast | 0 | 0 | 0 | 0 | 0 | 0 | 0 | 0 | 0 | 0 | 0 | 0 | 0 | 0 | 0 | 0 | 0 | 0 | 0 | 0 | 0 | 0 | 0 | 0 | 0 | 0 | 0 | 0 | 0 | 0 | 0 | 0 | 0
Commercial_Lodging_New_Food Preparation_Natural Gas_Double Rack Oven_E5_Baseline Forecast | Commercial | Lodging | New | Food Preparation | Natural Gas | Double Rack Oven | E5 |  | Baseline Forecast | 0 | 0 | 0 | 0 | 0 | 0 | 0 | 0 | 0 | 0 | 0 | 0 | 0 | 0 | 0 | 0 | 0 | 0 | 0 | 0 | 0 | 0 | 0 | 0 | 0 | 0 | 0 | 0 | 0 | 0 | 0 | 0 | 0
Commercial_Lodging_New_Food Preparation_Natural Gas_Double Rack Oven_E6_Baseline Forecast | Commercial | Lodging | New | Food Preparation | Natural Gas | Double Rack Oven | E6 |  | Baseline Forecast | 0 | 0 | 0 | 0 | 0 | 0 | 0 | 0 | 0 | 0 | 0 | 0 | 0 | 0 | 0 | 0 | 0 | 0 | 0 | 0 | 0 | 0 | 0 | 0 | 0 | 0 | 0 | 0 | 0 | 0 | 0 | 0 | 0
Commercial_Lodging_New_Food Preparation_Natural Gas_Double Rack Oven_E7_Baseline Forecast | Commercial | Lodging | New | Food Preparation | Natural Gas | Double Rack Oven | E7 |  | Baseline Forecast | 0 | 0 | 0 | 0 | 0 | 0 | 0 | 0 | 0 | 0 | 0 | 0 | 0 | 0 | 0 | 0 | 0 | 0 | 0 | 0 | 0 | 0 | 0 | 0 | 0 | 0 | 0 | 0 | 0 | 0 | 0 | 0 | 0
Commercial_Lodging_New_Food Preparation_Natural Gas_Double Rack Oven_E8_Baseline Forecast | Commercial | Lodging | New | Food Preparation | Natural Gas | Double Rack Oven | E8 |  | Baseline Forecast | 0 | 0 | 0 | 0 | 0 | 0 | 0 | 0 | 0 | 0 | 0 | 0 | 0 | 0 | 0 | 0 | 0 | 0 | 0 | 0 | 0 | 0 | 0 | 0 | 0 | 0 | 0 | 0 | 0 | 0 | 0 | 0 | 0
Commercial_Lodging_New_Food Preparation_Natural Gas_Double Rack Oven_E9_Baseline Forecast | Commercial | Lodging | New | Food Preparation | Natural Gas | Double Rack Oven | E9 |  | Baseline Forecast | 0 | 0 | 0 | 0 | 0 | 0 | 0 | 0 | 0 | 0 | 0 | 0 | 0 | 0 | 0 | 0 | 0 | 0 | 0 | 0 | 0 | 0 | 0 | 0 | 0 | 0 | 0 | 0 | 0 | 0 | 0 | 0 | 0
Commercial_Lodging_New_Food Preparation_Natural Gas_Double Rack Oven_E10_Baseline Forecast | Commercial | Lodging | New | Food Preparation | Natural Gas | Double Rack Oven | E10 |  | Baseline Forecast | 0 | 0 | 0 | 0 | 0 | 0 | 0 | 0 | 0 | 0 | 0 | 0 | 0 | 0 | 0 | 0 | 0 | 0 | 0 | 0 | 0 | 0 | 0 | 0 | 0 | 0 | 0 | 0 | 0 | 0 | 0 | 0 | 0
Commercial_Lodging_New_Food Preparation_Natural Gas_Double Rack Oven_Vintage_Baseline Forecast | Commercial | Lodging | New | Food Preparation | Natural Gas | Double Rack Oven | Vintage |  | Baseline Forecast | 0 | 0 | 0 | 0 | 0 | 0 | 0 | 0 | 0 | 0 | 0 | 0 | 0 | 0 | 0 | 0 | 0 | 0 | 0 | 0 | 0 | 0 | 0 | 0 | 0 | 0 | 0 | 0 | 0 | 0 | 0 | 0 | 0
Commercial_Lodging_New_Food Preparation_Natural Gas_Fryer_E1_Baseline Forecast | Commercial | Lodging | New | Food Preparation | Natural Gas | Fryer | E1 |  | Baseline Forecast | 0 | 298.587 | 1738.7832 | 1738.7832 | 1738.7832 | 1738.7832 | 1664.1364 | 1248.1023 | 936.0767 | 702.0576 | 455.6871 | 0 | 0 | 0 | 0 | 0 | 0 | 0 | 0 | 0 | 0 | 0 | 0 | 0 | 0 | 0 | 0 | 0 | 0 | 0 | 0 | 0 | 0
Commercial_Lodging_New_Food Preparation_Natural Gas_Fryer_E2_Baseline Forecast | Commercial | Lodging | New | Food Preparation | Natural Gas | Fryer | E2 |  | Baseline Forecast | 0 | 104.909 | 610.9238 | 1854.689 | 3458.7744 | 5635.6943 | 7745.0538 | 9964.4763 | 11898.4293 | 13698.4858 | 15490.4656 | 17476.4066 | 19004.564 | 20537.0939 | 22079.0504 | 23623.8476 | 25169.0671 | 26712.2847 | 28253.4689 | 29792.5873 | 31332.035 | 32871.8139 | 34409.7558 | 35945.8357 | 37480.0283 | 39014.4786 | 40549.1882 | 42084.1585 | 43619.3912 | 45154.8877 | 46690.6495 | 48226.6783 | 48918.5247
Commercial_Lodging_New_Food Preparation_Natural Gas_Fryer_E3_Baseline Forecast | Commercial | Lodging | New | Food Preparation | Natural Gas | Fryer | E3 |  | Baseline Forecast | 0 | 0 | 0 | 0 | 0 | 0 | 0 | 0 | 0 | 0 | 0 | 0 | 0 | 0 | 0 | 0 | 0 | 0 | 0 | 0 | 0 | 0 | 0 | 0 | 0 | 0 | 0 | 0 | 0 | 0 | 0 | 0 | 0
Commercial_Lodging_New_Food Preparation_Natural Gas_Fryer_E4_Baseline Forecast | Commercial | Lodging | New | Food Preparation | Natural Gas | Fryer | E4 |  | Baseline Forecast | 0 | 0 | 0 | 0 | 0 | 0 | 0 | 0 | 0 | 0 | 0 | 0 | 0 | 0 | 0 | 0 | 0 | 0 | 0 | 0 | 0 | 0 | 0 | 0 | 0 | 0 | 0 | 0 | 0 | 0 | 0 | 0 | 0
Commercial_Lodging_New_Food Preparation_Natural Gas_Fryer_E5_Baseline Forecast | Commercial | Lodging | New | Food Preparation | Natural Gas | Fryer | E5 |  | Baseline Forecast | 0 | 0 | 0 | 0 | 0 | 0 | 0 | 0 | 0 | 0 | 0 | 0 | 0 | 0 | 0 | 0 | 0 | 0 | 0 | 0 | 0 | 0 | 0 | 0 | 0 | 0 | 0 | 0 | 0 | 0 | 0 | 0 | 0
Commercial_Lodging_New_Food Preparation_Natural Gas_Fryer_E6_Baseline Forecast | Commercial | Lodging | New | Food Preparation | Natural Gas | Fryer | E6 |  | Baseline Forecast | 0 | 0 | 0 | 0 | 0 | 0 | 0 | 0 | 0 | 0 | 0 | 0 | 0 | 0 | 0 | 0 | 0 | 0 | 0 | 0 | 0 | 0 | 0 | 0 | 0 | 0 | 0 | 0 | 0 | 0 | 0 | 0 | 0
Commercial_Lodging_New_Food Preparation_Natural Gas_Fryer_E7_Baseline Forecast | Commercial | Lodging | New | Food Preparation | Natural Gas | Fryer | E7 |  | Baseline Forecast | 0 | 0 | 0 | 0 | 0 | 0 | 0 | 0 | 0 | 0 | 0 | 0 | 0 | 0 | 0 | 0 | 0 | 0 | 0 | 0 | 0 | 0 | 0 | 0 | 0 | 0 | 0 | 0 | 0 | 0 | 0 | 0 | 0
Commercial_Lodging_New_Food Preparation_Natural Gas_Fryer_E8_Baseline Forecast | Commercial | Lodging | New | Food Preparation | Natural Gas | Fryer | E8 |  | Baseline Forecast | 0 | 0 | 0 | 0 | 0 | 0 | 0 | 0 | 0 | 0 | 0 | 0 | 0 | 0 | 0 | 0 | 0 | 0 | 0 | 0 | 0 | 0 | 0 | 0 | 0 | 0 | 0 | 0 | 0 | 0 | 0 | 0 | 0
Commercial_Lodging_New_Food Preparation_Natural Gas_Fryer_E9_Baseline Forecast | Commercial | Lodging | New | Food Preparation | Natural Gas | Fryer | E9 |  | Baseline Forecast | 0 | 0 | 0 | 0 | 0 | 0 | 0 | 0 | 0 | 0 | 0 | 0 | 0 | 0 | 0 | 0 | 0 | 0 | 0 | 0 | 0 | 0 | 0 | 0 | 0 | 0 | 0 | 0 | 0 | 0 | 0 | 0 | 0
Commercial_Lodging_New_Food Preparation_Natural Gas_Fryer_E10_Baseline Forecast | Commercial | Lodging | New | Food Preparation | Natural Gas | Fryer | E10 |  | Baseline Forecast | 0 | 0 | 0 | 0 | 0 | 0 | 0 | 0 | 0 | 0 | 0 | 0 | 0 | 0 | 0 | 0 | 0 | 0 | 0 | 0 | 0 | 0 | 0 | 0 | 0 | 0 | 0 | 0 | 0 | 0 | 0 | 0 | 0
Commercial_Lodging_New_Food Preparation_Natural Gas_Fryer_Vintage_Baseline Forecast | Commercial | Lodging | New | Food Preparation | Natural Gas | Fryer | Vintage |  | Baseline Forecast | 0 | 0 | 0 | 0 | 0 | 0 | 0 | 0 | 0 | 0 | 0 | 0 | 0 | 0 | 0 | 0 | 0 | 0 | 0 | 0 | 0 | 0 | 0 | 0 | 0 | 0 | 0 | 0 | 0 | 0 | 0 | 0 | 0
Commercial_Lodging_New_Food Preparation_Natural Gas_Broiler_E1_Baseline Forecast | Commercial | Lodging | New | Food Preparation | Natural Gas | Broiler | E1 |  | Baseline Forecast | 0 | 298.587 | 1738.7832 | 2659.1694 | 3846.1926 | 5457.1134 | 6962.8007 | 8297.3082 | 9497.5345 | 10656.4021 | 11800.1529 | 12932.5409 | 14063.3773 | 15197.4495 | 16338.4973 | 17481.6472 | 18625.1096 | 19767.0907 | 20907.567 | 22046.5146 | 23185.7059 | 24325.1423 | 25463.2193 | 26599.9184 | 27735.2209 | 28870.7142 | 30006.3993 | 31142.2773 | 32278.3495 | 33414.6169 | 34551.0807 | 35687.7419 | 36199.7082
Commercial_Lodging_New_Food Preparation_Natural Gas_Broiler_E2_Baseline Forecast | Commercial | Lodging | New | Food Preparation | Natural Gas | Broiler | E2 |  | Baseline Forecast | 0 | 104.909 | 610.9238 | 934.3028 | 1351.365 | 1917.3642 | 2446.3894 | 2915.2704 | 3336.9716 | 3744.1413 | 4145.9997 | 4543.8657 | 4941.1866 | 5339.6444 | 5740.5531 | 6142.2004 | 6543.9574 | 6945.194 | 7345.9019 | 7746.0727 | 8146.3291 | 8546.6716 | 8946.5365 | 9345.9173 | 9744.8074 | 10143.7644 | 10542.7889 | 10941.8812 | 11341.0417 | 11740.2708 | 12139.5689 | 12538.9364 | 12718.8164
Commercial_Lodging_New_Food Preparation_Natural Gas_Broiler_E3_Baseline Forecast | Commercial | Lodging | New | Food Preparation | Natural Gas | Broiler | E3 |  | Baseline Forecast | 0 | 0 | 0 | 0 | 0 | 0 | 0 | 0 | 0 | 0 | 0 | 0 | 0 | 0 | 0 | 0 | 0 | 0 | 0 | 0 | 0 | 0 | 0 | 0 | 0 | 0 | 0 | 0 | 0 | 0 | 0 | 0 | 0
Commercial_Lodging_New_Food Preparation_Natural Gas_Broiler_E4_Baseline Forecast | Commercial | Lodging | New | Food Preparation | Natural Gas | Broiler | E4 |  | Baseline Forecast | 0 | 0 | 0 | 0 | 0 | 0 | 0 | 0 | 0 | 0 | 0 | 0 | 0 | 0 | 0 | 0 | 0 | 0 | 0 | 0 | 0 | 0 | 0 | 0 | 0 | 0 | 0 | 0 | 0 | 0 | 0 | 0 | 0
Commercial_Lodging_New_Food Preparation_Natural Gas_Broiler_E5_Baseline Forecast | Commercial | Lodging | New | Food Preparation | Natural Gas | Broiler | E5 |  | Baseline Forecast | 0 | 0 | 0 | 0 | 0 | 0 | 0 | 0 | 0 | 0 | 0 | 0 | 0 | 0 | 0 | 0 | 0 | 0 | 0 | 0 | 0 | 0 | 0 | 0 | 0 | 0 | 0 | 0 | 0 | 0 | 0 | 0 | 0
Commercial_Lodging_New_Food Preparation_Natural Gas_Broiler_E6_Baseline Forecast | Commercial | Lodging | New | Food Preparation | Natural Gas | Broiler | E6 |  | Baseline Forecast | 0 | 0 | 0 | 0 | 0 | 0 | 0 | 0 | 0 | 0 | 0 | 0 | 0 | 0 | 0 | 0 | 0 | 0 | 0 | 0 | 0 | 0 | 0 | 0 | 0 | 0 | 0 | 0 | 0 | 0 | 0 | 0 | 0
Commercial_Lodging_New_Food Preparation_Natural Gas_Broiler_E7_Baseline Forecast | Commercial | Lodging | New | Food Preparation | Natural Gas | Broiler | E7 |  | Baseline Forecast | 0 | 0 | 0 | 0 | 0 | 0 | 0 | 0 | 0 | 0 | 0 | 0 | 0 | 0 | 0 | 0 | 0 | 0 | 0 | 0 | 0 | 0 | 0 | 0 | 0 | 0 | 0 | 0 | 0 | 0 | 0 | 0 | 0
Commercial_Lodging_New_Food Preparation_Natural Gas_Broiler_E8_Baseline Forecast | Commercial | Lodging | New | Food Preparation | Natural Gas | Broiler | E8 |  | Baseline Forecast | 0 | 0 | 0 | 0 | 0 | 0 | 0 | 0 | 0 | 0 | 0 | 0 | 0 | 0 | 0 | 0 | 0 | 0 | 0 | 0 | 0 | 0 | 0 | 0 | 0 | 0 | 0 | 0 | 0 | 0 | 0 | 0 | 0
Commercial_Lodging_New_Food Preparation_Natural Gas_Broiler_E9_Baseline Forecast | Commercial | Lodging | New | Food Preparation | Natural Gas | Broiler | E9 |  | Baseline Forecast | 0 | 0 | 0 | 0 | 0 | 0 | 0 | 0 | 0 | 0 | 0 | 0 | 0 | 0 | 0 | 0 | 0 | 0 | 0 | 0 | 0 | 0 | 0 | 0 | 0 | 0 | 0 | 0 | 0 | 0 | 0 | 0 | 0
Commercial_Lodging_New_Food Preparation_Natural Gas_Broiler_E10_Baseline Forecast | Commercial | Lodging | New | Food Preparation | Natural Gas | Broiler | E10 |  | Baseline Forecast | 0 | 0 | 0 | 0 | 0 | 0 | 0 | 0 | 0 | 0 | 0 | 0 | 0 | 0 | 0 | 0 | 0 | 0 | 0 | 0 | 0 | 0 | 0 | 0 | 0 | 0 | 0 | 0 | 0 | 0 | 0 | 0 | 0
Commercial_Lodging_New_Food Preparation_Natural Gas_Broiler_Vintage_Baseline Forecast | Commercial | Lodging | New | Food Preparation | Natural Gas | Broiler | Vintage |  | Baseline Forecast | 0 | 0 | 0 | 0 | 0 | 0 | 0 | 0 | 0 | 0 | 0 | 0 | 0 | 0 | 0 | 0 | 0 | 0 | 0 | 0 | 0 | 0 | 0 | 0 | 0 | 0 | 0 | 0 | 0 | 0 | 0 | 0 | 0
Commercial_Lodging_New_Food Preparation_Natural Gas_Griddle_E1_Baseline Forecast | Commercial | Lodging | New | Food Preparation | Natural Gas | Griddle | E1 |  | Baseline Forecast | 0 | 765.9013 | 4460.1275 | 6820.9968 | 9865.813 | 13997.9623 | 17860.1791 | 21283.3049 | 24361.9879 | 27334.5824 | 30268.4011 | 33173.073 | 36073.7652 | 38982.7571 | 41909.6423 | 44841.9197 | 47774.9985 | 50704.2776 | 53629.6967 | 56551.1949 | 59473.3178 | 62396.0696 | 65315.3345 | 68231.0649 | 71143.2129 | 74055.8501 | 76968.9795 | 79882.6038 | 82796.726 | 85711.349 | 88626.4758 | 91542.1092 | 92855.3465
Commercial_Lodging_New_Food Preparation_Natural Gas_Griddle_E2_Baseline Forecast | Commercial | Lodging | New | Food Preparation | Natural Gas | Griddle | E2 |  | Baseline Forecast | 0 | 312.8329 | 1821.7422 | 2786.041 | 4029.6983 | 5717.4776 | 7295.0028 | 8693.1809 | 9950.6711 | 11164.8294 | 12363.1498 | 13549.565 | 14734.3548 | 15922.5346 | 17118.0229 | 18315.7137 | 19513.7318 | 20710.1979 | 21905.0874 | 23098.3754 | 24291.9185 | 25485.7186 | 26678.0944 | 27869.0265 | 29058.4954 | 30248.1641 | 31438.0339 | 32628.1058 | 33818.3811 | 35008.8609 | 36199.5464 | 37390.439 | 37926.8317
Commercial_Lodging_New_Food Preparation_Natural Gas_Griddle_E3_Baseline Forecast | Commercial | Lodging | New | Food Preparation | Natural Gas | Griddle | E3 |  | Baseline Forecast | 0 | 0 | 0 | 0 | 0 | 0 | 0 | 0 | 0 | 0 | 0 | 0 | 0 | 0 | 0 | 0 | 0 | 0 | 0 | 0 | 0 | 0 | 0 | 0 | 0 | 0 | 0 | 0 | 0 | 0 | 0 | 0 | 0
Commercial_Lodging_New_Food Preparation_Natural Gas_Griddle_E4_Baseline Forecast | Commercial | Lodging | New | Food Preparation | Natural Gas | Griddle | E4 |  | Baseline Forecast | 0 | 0 | 0 | 0 | 0 | 0 | 0 | 0 | 0 | 0 | 0 | 0 | 0 | 0 | 0 | 0 | 0 | 0 | 0 | 0 | 0 | 0 | 0 | 0 | 0 | 0 | 0 | 0 | 0 | 0 | 0 | 0 | 0
Commercial_Lodging_New_Food Preparation_Natural Gas_Griddle_E5_Baseline Forecast | Commercial | Lodging | New | Food Preparation | Natural Gas | Griddle | E5 |  | Baseline Forecast | 0 | 0 | 0 | 0 | 0 | 0 | 0 | 0 | 0 | 0 | 0 | 0 | 0 | 0 | 0 | 0 | 0 | 0 | 0 | 0 | 0 | 0 | 0 | 0 | 0 | 0 | 0 | 0 | 0 | 0 | 0 | 0 | 0
Commercial_Lodging_New_Food Preparation_Natural Gas_Griddle_E6_Baseline Forecast | Commercial | Lodging | New | Food Preparation | Natural Gas | Griddle | E6 |  | Baseline Forecast | 0 | 0 | 0 | 0 | 0 | 0 | 0 | 0 | 0 | 0 | 0 | 0 | 0 | 0 | 0 | 0 | 0 | 0 | 0 | 0 | 0 | 0 | 0 | 0 | 0 | 0 | 0 | 0 | 0 | 0 | 0 | 0 | 0
Commercial_Lodging_New_Food Preparation_Natural Gas_Griddle_E7_Baseline Forecast | Commercial | Lodging | New | Food Preparation | Natural Gas | Griddle | E7 |  | Baseline Forecast | 0 | 0 | 0 | 0 | 0 | 0 | 0 | 0 | 0 | 0 | 0 | 0 | 0 | 0 | 0 | 0 | 0 | 0 | 0 | 0 | 0 | 0 | 0 | 0 | 0 | 0 | 0 | 0 | 0 | 0 | 0 | 0 | 0
Commercial_Lodging_New_Food Preparation_Natural Gas_Griddle_E8_Baseline Forecast | Commercial | Lodging | New | Food Preparation | Natural Gas | Griddle | E8 |  | Baseline Forecast | 0 | 0 | 0 | 0 | 0 | 0 | 0 | 0 | 0 | 0 | 0 | 0 | 0 | 0 | 0 | 0 | 0 | 0 | 0 | 0 | 0 | 0 | 0 | 0 | 0 | 0 | 0 | 0 | 0 | 0 | 0 | 0 | 0
Commercial_Lodging_New_Food Preparation_Natural Gas_Griddle_E9_Baseline Forecast | Commercial | Lodging | New | Food Preparation | Natural Gas | Griddle | E9 |  | Baseline Forecast | 0 | 0 | 0 | 0 | 0 | 0 | 0 | 0 | 0 | 0 | 0 | 0 | 0 | 0 | 0 | 0 | 0 | 0 | 0 | 0 | 0 | 0 | 0 | 0 | 0 | 0 | 0 | 0 | 0 | 0 | 0 | 0 | 0
Commercial_Lodging_New_Food Preparation_Natural Gas_Griddle_E10_Baseline Forecast | Commercial | Lodging | New | Food Preparation | Natural Gas | Griddle | E10 |  | Baseline Forecast | 0 | 0 | 0 | 0 | 0 | 0 | 0 | 0 | 0 | 0 | 0 | 0 | 0 | 0 | 0 | 0 | 0 | 0 | 0 | 0 | 0 | 0 | 0 | 0 | 0 | 0 | 0 | 0 | 0 | 0 | 0 | 0 | 0
Commercial_Lodging_New_Food Preparation_Natural Gas_Griddle_Vintage_Baseline Forecast | Commercial | Lodging | New | Food Preparation | Natural Gas | Griddle | Vintage |  | Baseline Forecast | 0 | 0 | 0 | 0 | 0 | 0 | 0 | 0 | 0 | 0 | 0 | 0 | 0 | 0 | 0 | 0 | 0 | 0 | 0 | 0 | 0 | 0 | 0 | 0 | 0 | 0 | 0 | 0 | 0 | 0 | 0 | 0 | 0
Commercial_Lodging_New_Food Preparation_Natural Gas_Range_E1_Baseline Forecast | Commercial | Lodging | New | Food Preparation | Natural Gas | Range | E1 |  | Baseline Forecast | 0 | 6.7524 | 39.3216 | 60.1357 | 86.9795 | 123.4096 | 157.4599 | 187.6391 | 214.7815 | 240.9887 | 266.854 | 292.4623 | 318.0356 | 343.682 | 369.4861 | 395.3379 | 421.1966 | 447.0219 | 472.8132 | 498.5698 | 524.332 | 550.0997 | 575.8367 | 601.5426 | 627.2168 | 652.8954 | 678.5783 | 704.2655 | 729.9572 | 755.6532 | 781.3537 | 807.0587 | 818.6365
Commercial_Lodging_New_Food Preparation_Natural Gas_Range_E2_Baseline Forecast | Commercial | Lodging | New | Food Preparation | Natural Gas | Range | E2 |  | Baseline Forecast | 0 | 9.7168 | 56.5848 | 86.5367 | 125.1657 | 177.5895 | 226.5887 | 270.0172 | 309.0759 | 346.7886 | 384.0094 | 420.8604 | 457.6609 | 494.5668 | 531.6996 | 568.9008 | 606.1122 | 643.2754 | 680.3897 | 717.4541 | 754.5266 | 791.6069 | 828.6431 | 865.6344 | 902.5803 | 939.5323 | 976.4907 | 1013.4552 | 1050.4262 | 1087.4034 | 1124.3871 | 1161.3772 | 1178.0379
Commercial_Lodging_New_Food Preparation_Natural Gas_Range_E3_Baseline Forecast | Commercial | Lodging | New | Food Preparation | Natural Gas | Range | E3 |  | Baseline Forecast | 0 | 0 | 0 | 0 | 0 | 0 | 0 | 0 | 0 | 0 | 0 | 0 | 0 | 0 | 0 | 0 | 0 | 0 | 0 | 0 | 0 | 0 | 0 | 0 | 0 | 0 | 0 | 0 | 0 | 0 | 0 | 0 | 0
Commercial_Lodging_New_Food Preparation_Natural Gas_Range_E4_Baseline Forecast | Commercial | Lodging | New | Food Preparation | Natural Gas | Range | E4 |  | Baseline Forecast | 0 | 0 | 0 | 0 | 0 | 0 | 0 | 0 | 0 | 0 | 0 | 0 | 0 | 0 | 0 | 0 | 0 | 0 | 0 | 0 | 0 | 0 | 0 | 0 | 0 | 0 | 0 | 0 | 0 | 0 | 0 | 0 | 0
Commercial_Lodging_New_Food Preparation_Natural Gas_Range_E5_Baseline Forecast | Commercial | Lodging | New | Food Preparation | Natural Gas | Range | E5 |  | Baseline Forecast | 0 | 0 | 0 | 0 | 0 | 0 | 0 | 0 | 0 | 0 | 0 | 0 | 0 | 0 | 0 | 0 | 0 | 0 | 0 | 0 | 0 | 0 | 0 | 0 | 0 | 0 | 0 | 0 | 0 | 0 | 0 | 0 | 0
Commercial_Lodging_New_Food Preparation_Natural Gas_Range_E6_Baseline Forecast | Commercial | Lodging | New | Food Preparation | Natural Gas | Range | E6 |  | Baseline Forecast | 0 | 0 | 0 | 0 | 0 | 0 | 0 | 0 | 0 | 0 | 0 | 0 | 0 | 0 | 0 | 0 | 0 | 0 | 0 | 0 | 0 | 0 | 0 | 0 | 0 | 0 | 0 | 0 | 0 | 0 | 0 | 0 | 0
Commercial_Lodging_New_Food Preparation_Natural Gas_Range_E7_Baseline Forecast | Commercial | Lodging | New | Food Preparation | Natural Gas | Range | E7 |  | Baseline Forecast | 0 | 0 | 0 | 0 | 0 | 0 | 0 | 0 | 0 | 0 | 0 | 0 | 0 | 0 | 0 | 0 | 0 | 0 | 0 | 0 | 0 | 0 | 0 | 0 | 0 | 0 | 0 | 0 | 0 | 0 | 0 | 0 | 0
Commercial_Lodging_New_Food Preparation_Natural Gas_Range_E8_Baseline Forecast | Commercial | Lodging | New | Food Preparation | Natural Gas | Range | E8 |  | Baseline Forecast | 0 | 0 | 0 | 0 | 0 | 0 | 0 | 0 | 0 | 0 | 0 | 0 | 0 | 0 | 0 | 0 | 0 | 0 | 0 | 0 | 0 | 0 | 0 | 0 | 0 | 0 | 0 | 0 | 0 | 0 | 0 | 0 | 0
Commercial_Lodging_New_Food Preparation_Natural Gas_Range_E9_Baseline Forecast | Commercial | Lodging | New | Food Preparation | Natural Gas | Range | E9 |  | Baseline Forecast | 0 | 0 | 0 | 0 | 0 | 0 | 0 | 0 | 0 | 0 | 0 | 0 | 0 | 0 | 0 | 0 | 0 | 0 | 0 | 0 | 0 | 0 | 0 | 0 | 0 | 0 | 0 | 0 | 0 | 0 | 0 | 0 | 0
Commercial_Lodging_New_Food Preparation_Natural Gas_Range_E10_Baseline Forecast | Commercial | Lodging | New | Food Preparation | Natural Gas | Range | E10 |  | Baseline Forecast | 0 | 0 | 0 | 0 | 0 | 0 | 0 | 0 | 0 | 0 | 0 | 0 | 0 | 0 | 0 | 0 | 0 | 0 | 0 | 0 | 0 | 0 | 0 | 0 | 0 | 0 | 0 | 0 | 0 | 0 | 0 | 0 | 0
Commercial_Lodging_New_Food Preparation_Natural Gas_Range_Vintage_Baseline Forecast | Commercial | Lodging | New | Food Preparation | Natural Gas | Range | Vintage |  | Baseline Forecast | 0 | 0 | 0 | 0 | 0 | 0 | 0 | 0 | 0 | 0 | 0 | 0 | 0 | 0 | 0 | 0 | 0 | 0 | 0 | 0 | 0 | 0 | 0 | 0 | 0 | 0 | 0 | 0 | 0 | 0 | 0 | 0 | 0
Commercial_Lodging_New_Food Preparation_Natural Gas_Steamer_E1_Baseline Forecast | Commercial | Lodging | New | Food Preparation | Natural Gas | Steamer | E1 |  | Baseline Forecast | 0 | 8.2346 | 47.9532 | 47.9532 | 47.9532 | 47.9532 | 47.9532 | 47.9532 | 47.9532 | 47.9532 | 47.0382 | 41.8118 | 37.166 | 33.0365 | 29.3657 | 26.1029 | 23.2026 | 20.6245 | 18.3329 | 13.7601 | 0 | 0 | 0 | 0 | 0 | 0 | 0 | 0 | 0 | 0 | 0 | 0 | 0
Commercial_Lodging_New_Food Preparation_Natural Gas_Steamer_E2_Baseline Forecast | Commercial | Lodging | New | Food Preparation | Natural Gas | Steamer | E2 |  | Baseline Forecast | 0 | 8.2346 | 47.9532 | 98.7191 | 164.192 | 253.0459 | 336.0954 | 409.7031 | 475.9042 | 539.8241 | 603.8251 | 671.5109 | 738.5305 | 805.2123 | 871.82 | 938.1358 | 1004.1063 | 1069.6728 | 1134.8699 | 1202.2639 | 1278.8586 | 1341.7067 | 1404.4798 | 1467.177 | 1529.7971 | 1592.4277 | 1655.0689 | 1717.7208 | 1780.3833 | 1843.0566 | 1905.7408 | 1968.4358 | 1996.6745
Commercial_Lodging_New_Food Preparation_Natural Gas_Steamer_E3_Baseline Forecast | Commercial | Lodging | New | Food Preparation | Natural Gas | Steamer | E3 |  | Baseline Forecast | 0 | 0 | 0 | 0 | 0 | 0 | 0 | 0 | 0 | 0 | 0 | 0 | 0 | 0 | 0 | 0 | 0 | 0 | 0 | 0 | 0 | 0 | 0 | 0 | 0 | 0 | 0 | 0 | 0 | 0 | 0 | 0 | 0
Commercial_Lodging_New_Food Preparation_Natural Gas_Steamer_E4_Baseline Forecast | Commercial | Lodging | New | Food Preparation | Natural Gas | Steamer | E4 |  | Baseline Forecast | 0 | 0 | 0 | 0 | 0 | 0 | 0 | 0 | 0 | 0 | 0 | 0 | 0 | 0 | 0 | 0 | 0 | 0 | 0 | 0 | 0 | 0 | 0 | 0 | 0 | 0 | 0 | 0 | 0 | 0 | 0 | 0 | 0
Commercial_Lodging_New_Food Preparation_Natural Gas_Steamer_E5_Baseline Forecast | Commercial | Lodging | New | Food Preparation | Natural Gas | Steamer | E5 |  | Baseline Forecast | 0 | 0 | 0 | 0 | 0 | 0 | 0 | 0 | 0 | 0 | 0 | 0 | 0 | 0 | 0 | 0 | 0 | 0 | 0 | 0 | 0 | 0 | 0 | 0 | 0 | 0 | 0 | 0 | 0 | 0 | 0 | 0 | 0
Commercial_Lodging_New_Food Preparation_Natural Gas_Steamer_E6_Baseline Forecast | Commercial | Lodging | New | Food Preparation | Natural Gas | Steamer | E6 |  | Baseline Forecast | 0 | 0 | 0 | 0 | 0 | 0 | 0 | 0 | 0 | 0 | 0 | 0 | 0 | 0 | 0 | 0 | 0 | 0 | 0 | 0 | 0 | 0 | 0 | 0 | 0 | 0 | 0 | 0 | 0 | 0 | 0 | 0 | 0
Commercial_Lodging_New_Food Preparation_Natural Gas_Steamer_E7_Baseline Forecast | Commercial | Lodging | New | Food Preparation | Natural Gas | Steamer | E7 |  | Baseline Forecast | 0 | 0 | 0 | 0 | 0 | 0 | 0 | 0 | 0 | 0 | 0 | 0 | 0 | 0 | 0 | 0 | 0 | 0 | 0 | 0 | 0 | 0 | 0 | 0 | 0 | 0 | 0 | 0 | 0 | 0 | 0 | 0 | 0
Commercial_Lodging_New_Food Preparation_Natural Gas_Steamer_E8_Baseline Forecast | Commercial | Lodging | New | Food Preparation | Natural Gas | Steamer | E8 |  | Baseline Forecast | 0 | 0 | 0 | 0 | 0 | 0 | 0 | 0 | 0 | 0 | 0 | 0 | 0 | 0 | 0 | 0 | 0 | 0 | 0 | 0 | 0 | 0 | 0 | 0 | 0 | 0 | 0 | 0 | 0 | 0 | 0 | 0 | 0
Commercial_Lodging_New_Food Preparation_Natural Gas_Steamer_E9_Baseline Forecast | Commercial | Lodging | New | Food Preparation | Natural Gas | Steamer | E9 |  | Baseline Forecast | 0 | 0 | 0 | 0 | 0 | 0 | 0 | 0 | 0 | 0 | 0 | 0 | 0 | 0 | 0 | 0 | 0 | 0 | 0 | 0 | 0 | 0 | 0 | 0 | 0 | 0 | 0 | 0 | 0 | 0 | 0 | 0 | 0
Commercial_Lodging_New_Food Preparation_Natural Gas_Steamer_E10_Baseline Forecast | Commercial | Lodging | New | Food Preparation | Natural Gas | Steamer | E10 |  | Baseline Forecast | 0 | 0 | 0 | 0 | 0 | 0 | 0 | 0 | 0 | 0 | 0 | 0 | 0 | 0 | 0 | 0 | 0 | 0 | 0 | 0 | 0 | 0 | 0 | 0 | 0 | 0 | 0 | 0 | 0 | 0 | 0 | 0 | 0
Commercial_Lodging_New_Food Preparation_Natural Gas_Steamer_Vintage_Baseline Forecast | Commercial | Lodging | New | Food Preparation | Natural Gas | Steamer | Vintage |  | Baseline Forecast | 0 | 0 | 0 | 0 | 0 | 0 | 0 | 0 | 0 | 0 | 0 | 0 | 0 | 0 | 0 | 0 | 0 | 0 | 0 | 0 | 0 | 0 | 0 | 0 | 0 | 0 | 0 | 0 | 0 | 0 | 0 | 0 | 0
Commercial_Lodging_New_Food Preparation_Natural Gas_Food Prep Other_E1_Baseline Forecast | Commercial | Lodging | New | Food Preparation | Natural Gas | Food Prep Other | E1 |  | Baseline Forecast | 0 | 0 | 0 | 0 | 0 | 0 | 0 | 0 | 0 | 0 | 0 | 0 | 0 | 0 | 0 | 0 | 0 | 0 | 0 | 0 | 0 | 0 | 0 | 0 | 0 | 0 | 0 | 0 | 0 | 0 | 0 | 0 | 0
Commercial_Lodging_New_Food Preparation_Natural Gas_Food Prep Other_E2_Baseline Forecast | Commercial | Lodging | New | Food Preparation | Natural Gas | Food Prep Other | E2 |  | Baseline Forecast | 0 | 0 | 0 | 0 | 0 | 0 | 0 | 0 | 0 | 0 | 0 | 0 | 0 | 0 | 0 | 0 | 0 | 0 | 0 | 0 | 0 | 0 | 0 | 0 | 0 | 0 | 0 | 0 | 0 | 0 | 0 | 0 | 0
Commercial_Lodging_New_Food Preparation_Natural Gas_Food Prep Other_E3_Baseline Forecast | Commercial | Lodging | New | Food Preparation | Natural Gas | Food Prep Other | E3 |  | Baseline Forecast | 0 | 0 | 0 | 0 | 0 | 0 | 0 | 0 | 0 | 0 | 0 | 0 | 0 | 0 | 0 | 0 | 0 | 0 | 0 | 0 | 0 | 0 | 0 | 0 | 0 | 0 | 0 | 0 | 0 | 0 | 0 | 0 | 0
Commercial_Lodging_New_Food Preparation_Natural Gas_Food Prep Other_E4_Baseline Forecast | Commercial | Lodging | New | Food Preparation | Natural Gas | Food Prep Other | E4 |  | Baseline Forecast | 0 | 0 | 0 | 0 | 0 | 0 | 0 | 0 | 0 | 0 | 0 | 0 | 0 | 0 | 0 | 0 | 0 | 0 | 0 | 0 | 0 | 0 | 0 | 0 | 0 | 0 | 0 | 0 | 0 | 0 | 0 | 0 | 0
Commercial_Lodging_New_Food Preparation_Natural Gas_Food Prep Other_E5_Baseline Forecast | Commercial | Lodging | New | Food Preparation | Natural Gas | Food Prep Other | E5 |  | Baseline Forecast | 0 | 0 | 0 | 0 | 0 | 0 | 0 | 0 | 0 | 0 | 0 | 0 | 0 | 0 | 0 | 0 | 0 | 0 | 0 | 0 | 0 | 0 | 0 | 0 | 0 | 0 | 0 | 0 | 0 | 0 | 0 | 0 | 0
Commercial_Lodging_New_Food Preparation_Natural Gas_Food Prep Other_E6_Baseline Forecast | Commercial | Lodging | New | Food Preparation | Natural Gas | Food Prep Other | E6 |  | Baseline Forecast | 0 | 0 | 0 | 0 | 0 | 0 | 0 | 0 | 0 | 0 | 0 | 0 | 0 | 0 | 0 | 0 | 0 | 0 | 0 | 0 | 0 | 0 | 0 | 0 | 0 | 0 | 0 | 0 | 0 | 0 | 0 | 0 | 0
Commercial_Lodging_New_Food Preparation_Natural Gas_Food Prep Other_E7_Baseline Forecast | Commercial | Lodging | New | Food Preparation | Natural Gas | Food Prep Other | E7 |  | Baseline Forecast | 0 | 0 | 0 | 0 | 0 | 0 | 0 | 0 | 0 | 0 | 0 | 0 | 0 | 0 | 0 | 0 | 0 | 0 | 0 | 0 | 0 | 0 | 0 | 0 | 0 | 0 | 0 | 0 | 0 | 0 | 0 | 0 | 0
Commercial_Lodging_New_Food Preparation_Natural Gas_Food Prep Other_E8_Baseline Forecast | Commercial | Lodging | New | Food Preparation | Natural Gas | Food Prep Other | E8 |  | Baseline Forecast | 0 | 0 | 0 | 0 | 0 | 0 | 0 | 0 | 0 | 0 | 0 | 0 | 0 | 0 | 0 | 0 | 0 | 0 | 0 | 0 | 0 | 0 | 0 | 0 | 0 | 0 | 0 | 0 | 0 | 0 | 0 | 0 | 0
Commercial_Lodging_New_Food Preparation_Natural Gas_Food Prep Other_E9_Baseline Forecast | Commercial | Lodging | New | Food Preparation | Natural Gas | Food Prep Other | E9 |  | Baseline Forecast | 0 | 0 | 0 | 0 | 0 | 0 | 0 | 0 | 0 | 0 | 0 | 0 | 0 | 0 | 0 | 0 | 0 | 0 | 0 | 0 | 0 | 0 | 0 | 0 | 0 | 0 | 0 | 0 | 0 | 0 | 0 | 0 | 0
Commercial_Lodging_New_Food Preparation_Natural Gas_Food Prep Other_E10_Baseline Forecast | Commercial | Lodging | New | Food Preparation | Natural Gas | Food Prep Other | E10 |  | Baseline Forecast | 0 | 0 | 0 | 0 | 0 | 0 | 0 | 0 | 0 | 0 | 0 | 0 | 0 | 0 | 0 | 0 | 0 | 0 | 0 | 0 | 0 | 0 | 0 | 0 | 0 | 0 | 0 | 0 | 0 | 0 | 0 | 0 | 0
Commercial_Lodging_New_Food Preparation_Natural Gas_Food Prep Other_Vintage_Baseline Forecast | Commercial | Lodging | New | Food Preparation | Natural Gas | Food Prep Other | Vintage |  | Baseline Forecast | 0 | 0 | 0 | 0 | 0 | 0 | 0 | 0 | 0 | 0 | 0 | 0 | 0 | 0 | 0 | 0 | 0 | 0 | 0 | 0 | 0 | 0 | 0 | 0 | 0 | 0 | 0 | 0 | 0 | 0 | 0 | 0 | 0
Commercial_Lodging_New_Miscellaneous_Natural Gas_Pool Heater_E1_Baseline Forecast | Commercial | Lodging | New | Miscellaneous | Natural Gas | Pool Heater | E1 |  | Baseline Forecast | 0 | 376.5208 | 2192.6202 | 3353.235 | 4850.0813 | 6881.4659 | 8780.1503 | 10462.9755 | 11976.471 | 13437.8127 | 14880.0922 | 16308.043 | 17734.0372 | 19164.1117 | 20602.9826 | 22044.5044 | 23486.4201 | 24926.4678 | 26364.618 | 27800.8406 | 29237.3703 | 30674.2093 | 32109.334 | 33542.7211 | 34974.3471 | 36406.2137 | 37838.3221 | 39270.6739 | 40703.2705 | 42136.1132 | 43569.2036 | 45002.5431 | 45648.1369
Commercial_Lodging_New_Miscellaneous_Natural Gas_Pool Heater_E2_Baseline Forecast | Commercial | Lodging | New | Miscellaneous | Natural Gas | Pool Heater | E2 |  | Baseline Forecast | 0 | 41.8356 | 243.6245 | 372.5817 | 538.8979 | 764.6073 | 975.5723 | 1162.5528 | 1330.719 | 1493.0903 | 1653.3436 | 1812.0048 | 1970.4486 | 2129.3457 | 2289.2203 | 2449.3894 | 2609.6022 | 2769.6075 | 2929.402 | 3088.9823 | 3248.5967 | 3408.2455 | 3567.7038 | 3726.969 | 3886.0386 | 4045.1349 | 4204.258 | 4363.4082 | 4522.5856 | 4681.7904 | 4841.0226 | 5000.2826 | 5072.0152
Commercial_Lodging_New_Miscellaneous_Natural Gas_Pool Heater_E3_Baseline Forecast | Commercial | Lodging | New | Miscellaneous | Natural Gas | Pool Heater | E3 |  | Baseline Forecast | 0 | 0 | 0 | 0 | 0 | 0 | 0 | 0 | 0 | 0 | 0 | 0 | 0 | 0 | 0 | 0 | 0 | 0 | 0 | 0 | 0 | 0 | 0 | 0 | 0 | 0 | 0 | 0 | 0 | 0 | 0 | 0 | 0
Commercial_Lodging_New_Miscellaneous_Natural Gas_Pool Heater_E4_Baseline Forecast | Commercial | Lodging | New | Miscellaneous | Natural Gas | Pool Heater | E4 |  | Baseline Forecast | 0 | 0 | 0 | 0 | 0 | 0 | 0 | 0 | 0 | 0 | 0 | 0 | 0 | 0 | 0 | 0 | 0 | 0 | 0 | 0 | 0 | 0 | 0 | 0 | 0 | 0 | 0 | 0 | 0 | 0 | 0 | 0 | 0
Commercial_Lodging_New_Miscellaneous_Natural Gas_Pool Heater_E5_Baseline Forecast | Commercial | Lodging | New | Miscellaneous | Natural Gas | Pool Heater | E5 |  | Baseline Forecast | 0 | 0 | 0 | 0 | 0 | 0 | 0 | 0 | 0 | 0 | 0 | 0 | 0 | 0 | 0 | 0 | 0 | 0 | 0 | 0 | 0 | 0 | 0 | 0 | 0 | 0 | 0 | 0 | 0 | 0 | 0 | 0 | 0
Commercial_Lodging_New_Miscellaneous_Natural Gas_Pool Heater_E6_Baseline Forecast | Commercial | Lodging | New | Miscellaneous | Natural Gas | Pool Heater | E6 |  | Baseline Forecast | 0 | 0 | 0 | 0 | 0 | 0 | 0 | 0 | 0 | 0 | 0 | 0 | 0 | 0 | 0 | 0 | 0 | 0 | 0 | 0 | 0 | 0 | 0 | 0 | 0 | 0 | 0 | 0 | 0 | 0 | 0 | 0 | 0
Commercial_Lodging_New_Miscellaneous_Natural Gas_Pool Heater_E7_Baseline Forecast | Commercial | Lodging | New | Miscellaneous | Natural Gas | Pool Heater | E7 |  | Baseline Forecast | 0 | 0 | 0 | 0 | 0 | 0 | 0 | 0 | 0 | 0 | 0 | 0 | 0 | 0 | 0 | 0 | 0 | 0 | 0 | 0 | 0 | 0 | 0 | 0 | 0 | 0 | 0 | 0 | 0 | 0 | 0 | 0 | 0
Commercial_Lodging_New_Miscellaneous_Natural Gas_Pool Heater_E8_Baseline Forecast | Commercial | Lodging | New | Miscellaneous | Natural Gas | Pool Heater | E8 |  | Baseline Forecast | 0 | 0 | 0 | 0 | 0 | 0 | 0 | 0 | 0 | 0 | 0 | 0 | 0 | 0 | 0 | 0 | 0 | 0 | 0 | 0 | 0 | 0 | 0 | 0 | 0 | 0 | 0 | 0 | 0 | 0 | 0 | 0 | 0
Commercial_Lodging_New_Miscellaneous_Natural Gas_Pool Heater_E9_Baseline Forecast | Commercial | Lodging | New | Miscellaneous | Natural Gas | Pool Heater | E9 |  | Baseline Forecast | 0 | 0 | 0 | 0 | 0 | 0 | 0 | 0 | 0 | 0 | 0 | 0 | 0 | 0 | 0 | 0 | 0 | 0 | 0 | 0 | 0 | 0 | 0 | 0 | 0 | 0 | 0 | 0 | 0 | 0 | 0 | 0 | 0
Commercial_Lodging_New_Miscellaneous_Natural Gas_Pool Heater_E10_Baseline Forecast | Commercial | Lodging | New | Miscellaneous | Natural Gas | Pool Heater | E10 |  | Baseline Forecast | 0 | 0 | 0 | 0 | 0 | 0 | 0 | 0 | 0 | 0 | 0 | 0 | 0 | 0 | 0 | 0 | 0 | 0 | 0 | 0 | 0 | 0 | 0 | 0 | 0 | 0 | 0 | 0 | 0 | 0 | 0 | 0 | 0
Commercial_Lodging_New_Miscellaneous_Natural Gas_Pool Heater_Vintage_Baseline Forecast | Commercial | Lodging | New | Miscellaneous | Natural Gas | Pool Heater | Vintage |  | Baseline Forecast | 0 | 0 | 0 | 0 | 0 | 0 | 0 | 0 | 0 | 0 | 0 | 0 | 0 | 0 | 0 | 0 | 0 | 0 | 0 | 0 | 0 | 0 | 0 | 0 | 0 | 0 | 0 | 0 | 0 | 0 | 0 | 0 | 0
Commercial_Lodging_New_Miscellaneous_Natural Gas_Miscellaneous_E1_Baseline Forecast | Commercial | Lodging | New | Miscellaneous | Natural Gas | Miscellaneous | E1 |  | Baseline Forecast | 0 | 4240.8252 | 24695.9001 | 37768.1256 | 54627.3914 | 77507.2637 | 98892.509 | 117846.4899 | 134893.278 | 151352.6494 | 167597.3184 | 183680.6 | 199741.8456 | 215849.0477 | 232055.3253 | 248291.4597 | 264532.0314 | 280751.564 | 296949.7237 | 313126.1732 | 329306.0817 | 345489.4727 | 361653.5563 | 377798.0693 | 393922.7464 | 410050.1324 | 426180.2433 | 442313.0949 | 458448.7034 | 474587.0847 | 490728.2552 | 506872.2312 | 514143.6775
Commercial_Lodging_New_Miscellaneous_Natural Gas_Miscellaneous_E2_Baseline Forecast | Commercial | Lodging | New | Miscellaneous | Natural Gas | Miscellaneous | E2 |  | Baseline Forecast | 0 | 0 | 0 | 0 | 0 | 0 | 0 | 0 | 0 | 0 | 0 | 0 | 0 | 0 | 0 | 0 | 0 | 0 | 0 | 0 | 0 | 0 | 0 | 0 | 0 | 0 | 0 | 0 | 0 | 0 | 0 | 0 | 0
Commercial_Lodging_New_Miscellaneous_Natural Gas_Miscellaneous_E3_Baseline Forecast | Commercial | Lodging | New | Miscellaneous | Natural Gas | Miscellaneous | E3 |  | Baseline Forecast | 0 | 0 | 0 | 0 | 0 | 0 | 0 | 0 | 0 | 0 | 0 | 0 | 0 | 0 | 0 | 0 | 0 | 0 | 0 | 0 | 0 | 0 | 0 | 0 | 0 | 0 | 0 | 0 | 0 | 0 | 0 | 0 | 0
Commercial_Lodging_New_Miscellaneous_Natural Gas_Miscellaneous_E4_Baseline Forecast | Commercial | Lodging | New | Miscellaneous | Natural Gas | Miscellaneous | E4 |  | Baseline Forecast | 0 | 0 | 0 | 0 | 0 | 0 | 0 | 0 | 0 | 0 | 0 | 0 | 0 | 0 | 0 | 0 | 0 | 0 | 0 | 0 | 0 | 0 | 0 | 0 | 0 | 0 | 0 | 0 | 0 | 0 | 0 | 0 | 0
Commercial_Lodging_New_Miscellaneous_Natural Gas_Miscellaneous_E5_Baseline Forecast | Commercial | Lodging | New | Miscellaneous | Natural Gas | Miscellaneous | E5 |  | Baseline Forecast | 0 | 0 | 0 | 0 | 0 | 0 | 0 | 0 | 0 | 0 | 0 | 0 | 0 | 0 | 0 | 0 | 0 | 0 | 0 | 0 | 0 | 0 | 0 | 0 | 0 | 0 | 0 | 0 | 0 | 0 | 0 | 0 | 0
Commercial_Lodging_New_Miscellaneous_Natural Gas_Miscellaneous_E6_Baseline Forecast | Commercial | Lodging | New | Miscellaneous | Natural Gas | Miscellaneous | E6 |  | Baseline Forecast | 0 | 0 | 0 | 0 | 0 | 0 | 0 | 0 | 0 | 0 | 0 | 0 | 0 | 0 | 0 | 0 | 0 | 0 | 0 | 0 | 0 | 0 | 0 | 0 | 0 | 0 | 0 | 0 | 0 | 0 | 0 | 0 | 0
Commercial_Lodging_New_Miscellaneous_Natural Gas_Miscellaneous_E7_Baseline Forecast | Commercial | Lodging | New | Miscellaneous | Natural Gas | Miscellaneous | E7 |  | Baseline Forecast | 0 | 0 | 0 | 0 | 0 | 0 | 0 | 0 | 0 | 0 | 0 | 0 | 0 | 0 | 0 | 0 | 0 | 0 | 0 | 0 | 0 | 0 | 0 | 0 | 0 | 0 | 0 | 0 | 0 | 0 | 0 | 0 | 0
Commercial_Lodging_New_Miscellaneous_Natural Gas_Miscellaneous_E8_Baseline Forecast | Commercial | Lodging | New | Miscellaneous | Natural Gas | Miscellaneous | E8 |  | Baseline Forecast | 0 | 0 | 0 | 0 | 0 | 0 | 0 | 0 | 0 | 0 | 0 | 0 | 0 | 0 | 0 | 0 | 0 | 0 | 0 | 0 | 0 | 0 | 0 | 0 | 0 | 0 | 0 | 0 | 0 | 0 | 0 | 0 | 0
Commercial_Lodging_New_Miscellaneous_Natural Gas_Miscellaneous_E9_Baseline Forecast | Commercial | Lodging | New | Miscellaneous | Natural Gas | Miscellaneous | E9 |  | Baseline Forecast | 0 | 0 | 0 | 0 | 0 | 0 | 0 | 0 | 0 | 0 | 0 | 0 | 0 | 0 | 0 | 0 | 0 | 0 | 0 | 0 | 0 | 0 | 0 | 0 | 0 | 0 | 0 | 0 | 0 | 0 | 0 | 0 | 0
Commercial_Lodging_New_Miscellaneous_Natural Gas_Miscellaneous_E10_Baseline Forecast | Commercial | Lodging | New | Miscellaneous | Natural Gas | Miscellaneous | E10 |  | Baseline Forecast | 0 | 0 | 0 | 0 | 0 | 0 | 0 | 0 | 0 | 0 | 0 | 0 | 0 | 0 | 0 | 0 | 0 | 0 | 0 | 0 | 0 | 0 | 0 | 0 | 0 | 0 | 0 | 0 | 0 | 0 | 0 | 0 | 0
Commercial_Lodging_New_Miscellaneous_Natural Gas_Miscellaneous_Vintage_Baseline Forecast | Commercial | Lodging | New | Miscellaneous | Natural Gas | Miscellaneous | Vintage |  | Baseline Forecast | 0 | 0 | 0 | 0 | 0 | 0 | 0 | 0 | 0 | 0 | 0 | 0 | 0 | 0 | 0 | 0 | 0 | 0 | 0 | 0 | 0 | 0 | 0 | 0 | 0 | 0 | 0 | 0 | 0 | 0 | 0 | 0 | 0
Commercial_Warehouse_Existing_Space Heating_Natural Gas_Furnace_E1_Baseline Forecast | Commercial | Warehouse | Existing | Space Heating | Natural Gas | Furnace | E1 |  | Baseline Forecast | 0 | 8798.2421 | 18292.0474 | 28378.7102 | 38992.6121 | 50042.0756 | 61514.427 | 73394.5629 | 85648.3812 | 98214.0038 | 111045.8112 | 124108.0887 | 137363.3943 | 150778.031 | 164320.3147 | 177967.0019 | 191695.4571 | 205485.4688 | 219317.2556 | 231846.9829 | 243178.8593 | 253410.2363 | 262632.6332 | 270928.5134 | 278373.6416 | 285035.3543 | 290977.3933 | 296258.328 | 300931.973 | 305047.774 | 308651.1605 | 311783.8718 | 314495.0897
Commercial_Warehouse_Existing_Space Heating_Natural Gas_Furnace_E2_Baseline Forecast | Commercial | Warehouse | Existing | Space Heating | Natural Gas | Furnace | E2 |  | Baseline Forecast | 0 | 0 | 0 | 0 | 0 | 0 | 0 | 0 | 0 | 0 | 0 | 0 | 0 | 0 | 0 | 0 | 0 | 0 | 0 | 0 | 0 | 0 | 0 | 0 | 0 | 0 | 0 | 0 | 0 | 0 | 0 | 0 | 0
Commercial_Warehouse_Existing_Space Heating_Natural Gas_Furnace_E3_Baseline Forecast | Commercial | Warehouse | Existing | Space Heating | Natural Gas | Furnace | E3 |  | Baseline Forecast | 0 | 0 | 0 | 0 | 0 | 0 | 0 | 0 | 0 | 0 | 0 | 0 | 0 | 0 | 0 | 0 | 0 | 0 | 0 | 0 | 0 | 0 | 0 | 0 | 0 | 0 | 0 | 0 | 0 | 0 | 0 | 0 | 0
Commercial_Warehouse_Existing_Space Heating_Natural Gas_Furnace_E4_Baseline Forecast | Commercial | Warehouse | Existing | Space Heating | Natural Gas | Furnace | E4 |  | Baseline Forecast | 0 | 0 | 0 | 0 | 0 | 0 | 0 | 0 | 0 | 0 | 0 | 0 | 0 | 0 | 0 | 0 | 0 | 0 | 0 | 0 | 0 | 0 | 0 | 0 | 0 | 0 | 0 | 0 | 0 | 0 | 0 | 0 | 0
Commercial_Warehouse_Existing_Space Heating_Natural Gas_Furnace_E5_Baseline Forecast | Commercial | Warehouse | Existing | Space Heating | Natural Gas | Furnace | E5 |  | Baseline Forecast | 0 | 0 | 0 | 0 | 0 | 0 | 0 | 0 | 0 | 0 | 0 | 0 | 0 | 0 | 0 | 0 | 0 | 0 | 0 | 0 | 0 | 0 | 0 | 0 | 0 | 0 | 0 | 0 | 0 | 0 | 0 | 0 | 0
Commercial_Warehouse_Existing_Space Heating_Natural Gas_Furnace_E6_Baseline Forecast | Commercial | Warehouse | Existing | Space Heating | Natural Gas | Furnace | E6 |  | Baseline Forecast | 0 | 0 | 0 | 0 | 0 | 0 | 0 | 0 | 0 | 0 | 0 | 0 | 0 | 0 | 0 | 0 | 0 | 0 | 0 | 0 | 0 | 0 | 0 | 0 | 0 | 0 | 0 | 0 | 0 | 0 | 0 | 0 | 0
Commercial_Warehouse_Existing_Space Heating_Natural Gas_Furnace_E7_Baseline Forecast | Commercial | Warehouse | Existing | Space Heating | Natural Gas | Furnace | E7 |  | Baseline Forecast | 0 | 0 | 0 | 0 | 0 | 0 | 0 | 0 | 0 | 0 | 0 | 0 | 0 | 0 | 0 | 0 | 0 | 0 | 0 | 0 | 0 | 0 | 0 | 0 | 0 | 0 | 0 | 0 | 0 | 0 | 0 | 0 | 0
Commercial_Warehouse_Existing_Space Heating_Natural Gas_Furnace_E8_Baseline Forecast | Commercial | Warehouse | Existing | Space Heating | Natural Gas | Furnace | E8 |  | Baseline Forecast | 0 | 0 | 0 | 0 | 0 | 0 | 0 | 0 | 0 | 0 | 0 | 0 | 0 | 0 | 0 | 0 | 0 | 0 | 0 | 0 | 0 | 0 | 0 | 0 | 0 | 0 | 0 | 0 | 0 | 0 | 0 | 0 | 0
Commercial_Warehouse_Existing_Space Heating_Natural Gas_Furnace_E9_Baseline Forecast | Commercial | Warehouse | Existing | Space Heating | Natural Gas | Furnace | E9 |  | Baseline Forecast | 0 | 0 | 0 | 0 | 0 | 0 | 0 | 0 | 0 | 0 | 0 | 0 | 0 | 0 | 0 | 0 | 0 | 0 | 0 | 0 | 0 | 0 | 0 | 0 | 0 | 0 | 0 | 0 | 0 | 0 | 0 | 0 | 0
Commercial_Warehouse_Existing_Space Heating_Natural Gas_Furnace_E10_Baseline Forecast | Commercial | Warehouse | Existing | Space Heating | Natural Gas | Furnace | E10 |  | Baseline Forecast | 0 | 0 | 0 | 0 | 0 | 0 | 0 | 0 | 0 | 0 | 0 | 0 | 0 | 0 | 0 | 0 | 0 | 0 | 0 | 0 | 0 | 0 | 0 | 0 | 0 | 0 | 0 | 0 | 0 | 0 | 0 | 0 | 0
Commercial_Warehouse_Existing_Space Heating_Natural Gas_Furnace_Vintage_Baseline Forecast | Commercial | Warehouse | Existing | Space Heating | Natural Gas | Furnace | Vintage |  | Baseline Forecast | 440687.8495 | 429647.4872 | 417911.5615 | 405117.2399 | 391725.3057 | 377630.075 | 363312.2855 | 348912.5809 | 334394.8205 | 319643.9888 | 304655.7496 | 289458.6716 | 274071.5188 | 258518.8754 | 242825.3056 | 227023.3305 | 211138.9927 | 195195.9183 | 179213.9335 | 164536.918 | 151057.2898 | 138677.6942 | 127309.6666 | 116870.7787 | 107285.3016 | 98482.8769 | 90399.7606 | 82977.3814 | 76161.9222 | 69903.9354 | 64157.9893 | 58882.3424 | 54040.5066
Commercial_Warehouse_Existing_Space Heating_Natural Gas_Boiler_E1_Baseline Forecast | Commercial | Warehouse | Existing | Space Heating | Natural Gas | Boiler | E1 |  | Baseline Forecast | 0 | 408.2633 | 856.661 | 1339.0645 | 1851.2381 | 2387.8594 | 2947.502 | 3528.7738 | 4129.4847 | 4746.1883 | 5376.2872 | 6017.7252 | 6668.4172 | 7326.507 | 7990.2774 | 8658.4576 | 9329.8376 | 10003.352 | 10677.9793 | 11352.7972 | 12026.8692 | 12699.4236 | 13297.247 | 13827.4887 | 14296.6168 | 14710.366 | 15074.0182 | 15392.3527 | 15669.6936 | 15909.9532 | 16116.671 | 16293.0494 | 16442.552
Commercial_Warehouse_Existing_Space Heating_Natural Gas_Boiler_E2_Baseline Forecast | Commercial | Warehouse | Existing | Space Heating | Natural Gas | Boiler | E2 |  | Baseline Forecast | 0 | 0 | 0 | 0 | 0 | 0 | 0 | 0 | 0 | 0 | 0 | 0 | 0 | 0 | 0 | 0 | 0 | 0 | 0 | 0 | 0 | 0 | 0 | 0 | 0 | 0 | 0 | 0 | 0 | 0 | 0 | 0 | 0
Commercial_Warehouse_Existing_Space Heating_Natural Gas_Boiler_E3_Baseline Forecast | Commercial | Warehouse | Existing | Space Heating | Natural Gas | Boiler | E3 |  | Baseline Forecast | 0 | 0 | 0 | 0 | 0 | 0 | 0 | 0 | 0 | 0 | 0 | 0 | 0 | 0 | 0 | 0 | 0 | 0 | 0 | 0 | 0 | 0 | 0 | 0 | 0 | 0 | 0 | 0 | 0 | 0 | 0 | 0 | 0
Commercial_Warehouse_Existing_Space Heating_Natural Gas_Boiler_E4_Baseline Forecast | Commercial | Warehouse | Existing | Space Heating | Natural Gas | Boiler | E4 |  | Baseline Forecast | 0 | 0 | 0 | 0 | 0 | 0 | 0 | 0 | 0 | 0 | 0 | 0 | 0 | 0 | 0 | 0 | 0 | 0 | 0 | 0 | 0 | 0 | 0 | 0 | 0 | 0 | 0 | 0 | 0 | 0 | 0 | 0 | 0
Commercial_Warehouse_Existing_Space Heating_Natural Gas_Boiler_E5_Baseline Forecast | Commercial | Warehouse | Existing | Space Heating | Natural Gas | Boiler | E5 |  | Baseline Forecast | 0 | 0 | 0 | 0 | 0 | 0 | 0 | 0 | 0 | 0 | 0 | 0 | 0 | 0 | 0 | 0 | 0 | 0 | 0 | 0 | 0 | 0 | 0 | 0 | 0 | 0 | 0 | 0 | 0 | 0 | 0 | 0 | 0
Commercial_Warehouse_Existing_Space Heating_Natural Gas_Boiler_E6_Baseline Forecast | Commercial | Warehouse | Existing | Space Heating | Natural Gas | Boiler | E6 |  | Baseline Forecast | 0 | 0 | 0 | 0 | 0 | 0 | 0 | 0 | 0 | 0 | 0 | 0 | 0 | 0 | 0 | 0 | 0 | 0 | 0 | 0 | 0 | 0 | 0 | 0 | 0 | 0 | 0 | 0 | 0 | 0 | 0 | 0 | 0
Commercial_Warehouse_Existing_Space Heating_Natural Gas_Boiler_E7_Baseline Forecast | Commercial | Warehouse | Existing | Space Heating | Natural Gas | Boiler | E7 |  | Baseline Forecast | 0 | 0 | 0 | 0 | 0 | 0 | 0 | 0 | 0 | 0 | 0 | 0 | 0 | 0 | 0 | 0 | 0 | 0 | 0 | 0 | 0 | 0 | 0 | 0 | 0 | 0 | 0 | 0 | 0 | 0 | 0 | 0 | 0
Commercial_Warehouse_Existing_Space Heating_Natural Gas_Boiler_E8_Baseline Forecast | Commercial | Warehouse | Existing | Space Heating | Natural Gas | Boiler | E8 |  | Baseline Forecast | 0 | 0 | 0 | 0 | 0 | 0 | 0 | 0 | 0 | 0 | 0 | 0 | 0 | 0 | 0 | 0 | 0 | 0 | 0 | 0 | 0 | 0 | 0 | 0 | 0 | 0 | 0 | 0 | 0 | 0 | 0 | 0 | 0
Commercial_Warehouse_Existing_Space Heating_Natural Gas_Boiler_E9_Baseline Forecast | Commercial | Warehouse | Existing | Space Heating | Natural Gas | Boiler | E9 |  | Baseline Forecast | 0 | 0 | 0 | 0 | 0 | 0 | 0 | 0 | 0 | 0 | 0 | 0 | 0 | 0 | 0 | 0 | 0 | 0 | 0 | 0 | 0 | 0 | 0 | 0 | 0 | 0 | 0 | 0 | 0 | 0 | 0 | 0 | 0
Commercial_Warehouse_Existing_Space Heating_Natural Gas_Boiler_E10_Baseline Forecast | Commercial | Warehouse | Existing | Space Heating | Natural Gas | Boiler | E10 |  | Baseline Forecast | 0 | 0 | 0 | 0 | 0 | 0 | 0 | 0 | 0 | 0 | 0 | 0 | 0 | 0 | 0 | 0 | 0 | 0 | 0 | 0 | 0 | 0 | 0 | 0 | 0 | 0 | 0 | 0 | 0 | 0 | 0 | 0 | 0
Commercial_Warehouse_Existing_Space Heating_Natural Gas_Boiler_Vintage_Baseline Forecast | Commercial | Warehouse | Existing | Space Heating | Natural Gas | Boiler | Vintage |  | Baseline Forecast | 22569.3075 | 22046.2166 | 21482.9913 | 20861.9183 | 20207.4711 | 19514.8644 | 18809.4961 | 18099.1875 | 17382.5315 | 16653.915 | 15913.377 | 15162.6077 | 14402.7357 | 13635.1504 | 12861.2044 | 12082.6437 | 11300.8528 | 10517.0718 | 9732.3246 | 8947.5359 | 8163.4693 | 7380.8964 | 6673.1871 | 6033.1938 | 5454.4503 | 4931.0671 | 4457.762 | 4029.756 | 3642.7246 | 3292.7556 | 2976.3091 | 2690.1828 | 2431.5631
Commercial_Warehouse_Existing_Space Heating_Natural Gas_Unit Heater_E1_Baseline Forecast | Commercial | Warehouse | Existing | Space Heating | Natural Gas | Unit Heater | E1 |  | Baseline Forecast | 0 | 6383.4869 | 14606.9391 | 24235.8578 | 34941.8725 | 46435.72 | 58549.6246 | 71155.9801 | 84139.6275 | 97380.2371 | 110790.0567 | 124304.4739 | 134872.3302 | 143091.7699 | 149438.4027 | 154296.2495 | 157969.9661 | 160702.4954 | 162686.2289 | 164074.3027 | 164987.1745 | 165521.8025 | 165756.661 | 165753.2139 | 165560.3807 | 165215.7796 | 164750.3718 | 164188.798 | 163550.6683 | 162851.5886 | 162103.9779 | 161317.7189 | 160506.2047
Commercial_Warehouse_Existing_Space Heating_Natural Gas_Unit Heater_E2_Baseline Forecast | Commercial | Warehouse | Existing | Space Heating | Natural Gas | Unit Heater | E2 |  | Baseline Forecast | 0 | 0 | 0 | 0 | 0 | 0 | 0 | 0 | 0 | 0 | 0 | 0 | 0 | 0 | 0 | 0 | 0 | 0 | 0 | 0 | 0 | 0 | 0 | 0 | 0 | 0 | 0 | 0 | 0 | 0 | 0 | 0 | 0
Commercial_Warehouse_Existing_Space Heating_Natural Gas_Unit Heater_E3_Baseline Forecast | Commercial | Warehouse | Existing | Space Heating | Natural Gas | Unit Heater | E3 |  | Baseline Forecast | 0 | 0 | 0 | 0 | 0 | 0 | 0 | 0 | 0 | 0 | 0 | 0 | 0 | 0 | 0 | 0 | 0 | 0 | 0 | 0 | 0 | 0 | 0 | 0 | 0 | 0 | 0 | 0 | 0 | 0 | 0 | 0 | 0
Commercial_Warehouse_Existing_Space Heating_Natural Gas_Unit Heater_E4_Baseline Forecast | Commercial | Warehouse | Existing | Space Heating | Natural Gas | Unit Heater | E4 |  | Baseline Forecast | 0 | 0 | 0 | 0 | 0 | 0 | 0 | 0 | 0 | 0 | 0 | 0 | 0 | 0 | 0 | 0 | 0 | 0 | 0 | 0 | 0 | 0 | 0 | 0 | 0 | 0 | 0 | 0 | 0 | 0 | 0 | 0 | 0
Commercial_Warehouse_Existing_Space Heating_Natural Gas_Unit Heater_E5_Baseline Forecast | Commercial | Warehouse | Existing | Space Heating | Natural Gas | Unit Heater | E5 |  | Baseline Forecast | 0 | 0 | 0 | 0 | 0 | 0 | 0 | 0 | 0 | 0 | 0 | 0 | 0 | 0 | 0 | 0 | 0 | 0 | 0 | 0 | 0 | 0 | 0 | 0 | 0 | 0 | 0 | 0 | 0 | 0 | 0 | 0 | 0
Commercial_Warehouse_Existing_Space Heating_Natural Gas_Unit Heater_E6_Baseline Forecast | Commercial | Warehouse | Existing | Space Heating | Natural Gas | Unit Heater | E6 |  | Baseline Forecast | 0 | 0 | 0 | 0 | 0 | 0 | 0 | 0 | 0 | 0 | 0 | 0 | 0 | 0 | 0 | 0 | 0 | 0 | 0 | 0 | 0 | 0 | 0 | 0 | 0 | 0 | 0 | 0 | 0 | 0 | 0 | 0 | 0
Commercial_Warehouse_Existing_Space Heating_Natural Gas_Unit Heater_E7_Baseline Forecast | Commercial | Warehouse | Existing | Space Heating | Natural Gas | Unit Heater | E7 |  | Baseline Forecast | 0 | 0 | 0 | 0 | 0 | 0 | 0 | 0 | 0 | 0 | 0 | 0 | 0 | 0 | 0 | 0 | 0 | 0 | 0 | 0 | 0 | 0 | 0 | 0 | 0 | 0 | 0 | 0 | 0 | 0 | 0 | 0 | 0
Commercial_Warehouse_Existing_Space Heating_Natural Gas_Unit Heater_E8_Baseline Forecast | Commercial | Warehouse | Existing | Space Heating | Natural Gas | Unit Heater | E8 |  | Baseline Forecast | 0 | 0 | 0 | 0 | 0 | 0 | 0 | 0 | 0 | 0 | 0 | 0 | 0 | 0 | 0 | 0 | 0 | 0 | 0 | 0 | 0 | 0 | 0 | 0 | 0 | 0 | 0 | 0 | 0 | 0 | 0 | 0 | 0
Commercial_Warehouse_Existing_Space Heating_Natural Gas_Unit Heater_E9_Baseline Forecast | Commercial | Warehouse | Existing | Space Heating | Natural Gas | Unit Heater | E9 |  | Baseline Forecast | 0 | 0 | 0 | 0 | 0 | 0 | 0 | 0 | 0 | 0 | 0 | 0 | 0 | 0 | 0 | 0 | 0 | 0 | 0 | 0 | 0 | 0 | 0 | 0 | 0 | 0 | 0 | 0 | 0 | 0 | 0 | 0 | 0
Commercial_Warehouse_Existing_Space Heating_Natural Gas_Unit Heater_E10_Baseline Forecast | Commercial | Warehouse | Existing | Space Heating | Natural Gas | Unit Heater | E10 |  | Baseline Forecast | 0 | 0 | 0 | 0 | 0 | 0 | 0 | 0 | 0 | 0 | 0 | 0 | 0 | 0 | 0 | 0 | 0 | 0 | 0 | 0 | 0 | 0 | 0 | 0 | 0 | 0 | 0 | 0 | 0 | 0 | 0 | 0 | 0
Commercial_Warehouse_Existing_Space Heating_Natural Gas_Unit Heater_Vintage_Baseline Forecast | Commercial | Warehouse | Existing | Space Heating | Natural Gas | Unit Heater | Vintage |  | Baseline Forecast | 192483.9219 | 185121.1202 | 175918.3533 | 165106.7816 | 153187.3763 | 140363.1966 | 127006.4597 | 113299.6053 | 99327.1118 | 85132.0452 | 70780.3379 | 56333.4812 | 44834.4754 | 35681.1957 | 28394.9228 | 22595.6879 | 17980.3235 | 14307.3781 | 11384.4797 | 9058.5121 | 7207.5438 | 5734.6155 | 4562.5871 | 3630.01 | 2887.9801 | 2297.5596 | 1827.7864 | 1454.0187 | 1156.6454 | 920.0598 | 731.8419 | 582.1082 | 463.0097
Commercial_Warehouse_Existing_Water Heating_Natural Gas_Water Heater_E1_Baseline Forecast | Commercial | Warehouse | Existing | Water Heating | Natural Gas | Water Heater | E1 |  | Baseline Forecast | 0 | 0 | 0 | 0 | 0 | 0 | 0 | 0 | 0 | 0 | 0 | 0 | 0 | 0 | 0 | 0 | 0 | 0 | 0 | 0 | 0 | 0 | 0 | 0 | 0 | 0 | 0 | 0 | 0 | 0 | 0 | 0 | 0
Commercial_Warehouse_Existing_Water Heating_Natural Gas_Water Heater_E2_Baseline Forecast | Commercial | Warehouse | Existing | Water Heating | Natural Gas | Water Heater | E2 |  | Baseline Forecast | 0 | 12263.6998 | 28062.2673 | 46560.961 | 67128.9281 | 89210.4484 | 112483.1975 | 136702.0237 | 161645.6878 | 187083.0176 | 207031.6637 | 222613.8453 | 234713.9768 | 244037.3473 | 251144.785 | 256491.8686 | 260439.2997 | 263274.8416 | 265225.8934 | 266473.4573 | 267159.2871 | 267397.9787 | 267282.8412 | 266886.5263 | 266266.8596 | 265467.7492 | 264525.7884 | 263470.1002 | 262323.8617 | 261105.5173 | 259829.7449 | 258508.2245 | 257159.1091
Commercial_Warehouse_Existing_Water Heating_Natural Gas_Water Heater_E3_Baseline Forecast | Commercial | Warehouse | Existing | Water Heating | Natural Gas | Water Heater | E3 |  | Baseline Forecast | 0 | 0 | 0 | 0 | 0 | 0 | 0 | 0 | 0 | 0 | 0 | 0 | 0 | 0 | 0 | 0 | 0 | 0 | 0 | 0 | 0 | 0 | 0 | 0 | 0 | 0 | 0 | 0 | 0 | 0 | 0 | 0 | 0
Commercial_Warehouse_Existing_Water Heating_Natural Gas_Water Heater_E4_Baseline Forecast | Commercial | Warehouse | Existing | Water Heating | Natural Gas | Water Heater | E4 |  | Baseline Forecast | 0 | 0 | 0 | 0 | 0 | 0 | 0 | 0 | 0 | 0 | 0 | 0 | 0 | 0 | 0 | 0 | 0 | 0 | 0 | 0 | 0 | 0 | 0 | 0 | 0 | 0 | 0 | 0 | 0 | 0 | 0 | 0 | 0
Commercial_Warehouse_Existing_Water Heating_Natural Gas_Water Heater_E5_Baseline Forecast | Commercial | Warehouse | Existing | Water Heating | Natural Gas | Water Heater | E5 |  | Baseline Forecast | 0 | 0 | 0 | 0 | 0 | 0 | 0 | 0 | 0 | 0 | 0 | 0 | 0 | 0 | 0 | 0 | 0 | 0 | 0 | 0 | 0 | 0 | 0 | 0 | 0 | 0 | 0 | 0 | 0 | 0 | 0 | 0 | 0
Commercial_Warehouse_Existing_Water Heating_Natural Gas_Water Heater_E6_Baseline Forecast | Commercial | Warehouse | Existing | Water Heating | Natural Gas | Water Heater | E6 |  | Baseline Forecast | 0 | 0 | 0 | 0 | 0 | 0 | 0 | 0 | 0 | 0 | 0 | 0 | 0 | 0 | 0 | 0 | 0 | 0 | 0 | 0 | 0 | 0 | 0 | 0 | 0 | 0 | 0 | 0 | 0 | 0 | 0 | 0 | 0
Commercial_Warehouse_Existing_Water Heating_Natural Gas_Water Heater_E7_Baseline Forecast | Commercial | Warehouse | Existing | Water Heating | Natural Gas | Water Heater | E7 |  | Baseline Forecast | 0 | 0 | 0 | 0 | 0 | 0 | 0 | 0 | 0 | 0 | 0 | 0 | 0 | 0 | 0 | 0 | 0 | 0 | 0 | 0 | 0 | 0 | 0 | 0 | 0 | 0 | 0 | 0 | 0 | 0 | 0 | 0 | 0
Commercial_Warehouse_Existing_Water Heating_Natural Gas_Water Heater_E8_Baseline Forecast | Commercial | Warehouse | Existing | Water Heating | Natural Gas | Water Heater | E8 |  | Baseline Forecast | 0 | 0 | 0 | 0 | 0 | 0 | 0 | 0 | 0 | 0 | 0 | 0 | 0 | 0 | 0 | 0 | 0 | 0 | 0 | 0 | 0 | 0 | 0 | 0 | 0 | 0 | 0 | 0 | 0 | 0 | 0 | 0 | 0
Commercial_Warehouse_Existing_Water Heating_Natural Gas_Water Heater_E9_Baseline Forecast | Commercial | Warehouse | Existing | Water Heating | Natural Gas | Water Heater | E9 |  | Baseline Forecast | 0 | 0 | 0 | 0 | 0 | 0 | 0 | 0 | 0 | 0 | 0 | 0 | 0 | 0 | 0 | 0 | 0 | 0 | 0 | 0 | 0 | 0 | 0 | 0 | 0 | 0 | 0 | 0 | 0 | 0 | 0 | 0 | 0
Commercial_Warehouse_Existing_Water Heating_Natural Gas_Water Heater_E10_Baseline Forecast | Commercial | Warehouse | Existing | Water Heating | Natural Gas | Water Heater | E10 |  | Baseline Forecast | 0 | 0 | 0 | 0 | 0 | 0 | 0 | 0 | 0 | 0 | 0 | 0 | 0 | 0 | 0 | 0 | 0 | 0 | 0 | 0 | 0 | 0 | 0 | 0 | 0 | 0 | 0 | 0 | 0 | 0 | 0 | 0 | 0
Commercial_Warehouse_Existing_Water Heating_Natural Gas_Water Heater_Vintage_Baseline Forecast | Commercial | Warehouse | Existing | Water Heating | Natural Gas | Water Heater | Vintage |  | Baseline Forecast | 308160.3448 | 294328.7947 | 276962.3769 | 256570.2953 | 234059.73 | 209848.3923 | 184585.9101 | 158605.222 | 132078.4482 | 105113.0646 | 83656.4877 | 66581.5014 | 52990.6306 | 42172.2133 | 33560.4432 | 26706.2286 | 21251.2508 | 16910.134 | 13455.5106 | 10706.4098 | 8518.7189 | 6777.8398 | 5392.5995 | 4290.3707 | 3413.3529 | 2715.5249 | 2160.2919 | 1718.5294 | 1367.0589 | 1087.4344 | 864.9764 | 688.0036 | 547.2391
Commercial_Warehouse_Existing_Food Preparation_Natural Gas_Oven_E1_Baseline Forecast | Commercial | Warehouse | Existing | Food Preparation | Natural Gas | Oven | E1 |  | Baseline Forecast | 0 | 85.8207 | 196.3782 | 325.8311 | 469.7647 | 624.29 | 787.1514 | 956.6335 | 1131.1879 | 1309.197 | 1489.4809 | 1671.1711 | 1813.2473 | 1923.7508 | 2009.0761 | 2074.3858 | 2123.7759 | 2160.5125 | 2187.1822 | 2205.8437 | 2218.1165 | 2225.3041 | 2228.4616 | 2228.4153 | 2225.8228 | 2221.1899 | 2214.9329 | 2207.383 | 2198.8039 | 2189.4053 | 2179.3543 | 2168.7837 | 2157.8736
Commercial_Warehouse_Existing_Food Preparation_Natural Gas_Oven_E2_Baseline Forecast | Commercial | Warehouse | Existing | Food Preparation | Natural Gas | Oven | E2 |  | Baseline Forecast | 0 | 123.4981 | 282.5931 | 468.8789 | 676.0028 | 898.3685 | 1132.7301 | 1376.6189 | 1627.807 | 1883.9664 | 2143.3994 | 2404.856 | 2609.307 | 2768.3244 | 2891.1095 | 2985.0918 | 3056.1653 | 3109.0302 | 3147.4085 | 3174.2629 | 3191.9237 | 3202.2669 | 3206.8106 | 3206.7439 | 3203.0133 | 3196.3465 | 3187.3424 | 3176.478 | 3164.1324 | 3150.6076 | 3136.144 | 3120.9326 | 3105.2327
Commercial_Warehouse_Existing_Food Preparation_Natural Gas_Oven_E3_Baseline Forecast | Commercial | Warehouse | Existing | Food Preparation | Natural Gas | Oven | E3 |  | Baseline Forecast | 0 | 0 | 0 | 0 | 0 | 0 | 0 | 0 | 0 | 0 | 0 | 0 | 0 | 0 | 0 | 0 | 0 | 0 | 0 | 0 | 0 | 0 | 0 | 0 | 0 | 0 | 0 | 0 | 0 | 0 | 0 | 0 | 0
Commercial_Warehouse_Existing_Food Preparation_Natural Gas_Oven_E4_Baseline Forecast | Commercial | Warehouse | Existing | Food Preparation | Natural Gas | Oven | E4 |  | Baseline Forecast | 0 | 0 | 0 | 0 | 0 | 0 | 0 | 0 | 0 | 0 | 0 | 0 | 0 | 0 | 0 | 0 | 0 | 0 | 0 | 0 | 0 | 0 | 0 | 0 | 0 | 0 | 0 | 0 | 0 | 0 | 0 | 0 | 0
Commercial_Warehouse_Existing_Food Preparation_Natural Gas_Oven_E5_Baseline Forecast | Commercial | Warehouse | Existing | Food Preparation | Natural Gas | Oven | E5 |  | Baseline Forecast | 0 | 0 | 0 | 0 | 0 | 0 | 0 | 0 | 0 | 0 | 0 | 0 | 0 | 0 | 0 | 0 | 0 | 0 | 0 | 0 | 0 | 0 | 0 | 0 | 0 | 0 | 0 | 0 | 0 | 0 | 0 | 0 | 0
Commercial_Warehouse_Existing_Food Preparation_Natural Gas_Oven_E6_Baseline Forecast | Commercial | Warehouse | Existing | Food Preparation | Natural Gas | Oven | E6 |  | Baseline Forecast | 0 | 0 | 0 | 0 | 0 | 0 | 0 | 0 | 0 | 0 | 0 | 0 | 0 | 0 | 0 | 0 | 0 | 0 | 0 | 0 | 0 | 0 | 0 | 0 | 0 | 0 | 0 | 0 | 0 | 0 | 0 | 0 | 0
Commercial_Warehouse_Existing_Food Preparation_Natural Gas_Oven_E7_Baseline Forecast | Commercial | Warehouse | Existing | Food Preparation | Natural Gas | Oven | E7 |  | Baseline Forecast | 0 | 0 | 0 | 0 | 0 | 0 | 0 | 0 | 0 | 0 | 0 | 0 | 0 | 0 | 0 | 0 | 0 | 0 | 0 | 0 | 0 | 0 | 0 | 0 | 0 | 0 | 0 | 0 | 0 | 0 | 0 | 0 | 0
Commercial_Warehouse_Existing_Food Preparation_Natural Gas_Oven_E8_Baseline Forecast | Commercial | Warehouse | Existing | Food Preparation | Natural Gas | Oven | E8 |  | Baseline Forecast | 0 | 0 | 0 | 0 | 0 | 0 | 0 | 0 | 0 | 0 | 0 | 0 | 0 | 0 | 0 | 0 | 0 | 0 | 0 | 0 | 0 | 0 | 0 | 0 | 0 | 0 | 0 | 0 | 0 | 0 | 0 | 0 | 0
Commercial_Warehouse_Existing_Food Preparation_Natural Gas_Oven_E9_Baseline Forecast | Commercial | Warehouse | Existing | Food Preparation | Natural Gas | Oven | E9 |  | Baseline Forecast | 0 | 0 | 0 | 0 | 0 | 0 | 0 | 0 | 0 | 0 | 0 | 0 | 0 | 0 | 0 | 0 | 0 | 0 | 0 | 0 | 0 | 0 | 0 | 0 | 0 | 0 | 0 | 0 | 0 | 0 | 0 | 0 | 0
Commercial_Warehouse_Existing_Food Preparation_Natural Gas_Oven_E10_Baseline Forecast | Commercial | Warehouse | Existing | Food Preparation | Natural Gas | Oven | E10 |  | Baseline Forecast | 0 | 0 | 0 | 0 | 0 | 0 | 0 | 0 | 0 | 0 | 0 | 0 | 0 | 0 | 0 | 0 | 0 | 0 | 0 | 0 | 0 | 0 | 0 | 0 | 0 | 0 | 0 | 0 | 0 | 0 | 0 | 0 | 0
Commercial_Warehouse_Existing_Food Preparation_Natural Gas_Oven_Vintage_Baseline Forecast | Commercial | Warehouse | Existing | Food Preparation | Natural Gas | Oven | Vintage |  | Baseline Forecast | 6311.6771 | 6070.2458 | 5768.4809 | 5413.9622 | 5023.1169 | 4602.6035 | 4164.6271 | 3715.1701 | 3257.0027 | 2791.5369 | 2320.9348 | 1847.2127 | 1470.1526 | 1170.0104 | 931.0886 | 740.9278 | 589.5869 | 469.1485 | 373.3047 | 297.0347 | 236.3402 | 188.0419 | 149.6103 | 119.0305 | 94.6988 | 75.3385 | 59.9343 | 47.6782 | 37.9272 | 30.1694 | 23.9976 | 19.0877 | 15.1824
Commercial_Warehouse_Existing_Food Preparation_Natural Gas_Conveyor Oven_E1_Baseline Forecast | Commercial | Warehouse | Existing | Food Preparation | Natural Gas | Conveyor Oven | E1 |  | Baseline Forecast | 0 | 30.2897 | 69.31 | 114.9992 | 165.7993 | 220.3376 | 277.8181 | 337.6353 | 399.2428 | 462.0695 | 525.6992 | 589.8251 | 654.1814 | 718.5572 | 782.7793 | 846.7358 | 910.3334 | 959.6606 | 997.6323 | 1026.5684 | 1048.3065 | 1064.3155 | 1075.7732 | 1083.6106 | 1088.5689 | 1091.229 | 1092.0602 | 1091.4357 | 1089.6527 | 1086.9475 | 1083.5085 | 1079.4853 | 1075.0341
Commercial_Warehouse_Existing_Food Preparation_Natural Gas_Conveyor Oven_E2_Baseline Forecast | Commercial | Warehouse | Existing | Food Preparation | Natural Gas | Conveyor Oven | E2 |  | Baseline Forecast | 0 | 43.5876 | 99.7387 | 165.4867 | 238.5892 | 317.0712 | 399.7871 | 485.8655 | 574.5201 | 664.9293 | 756.4939 | 848.7727 | 941.383 | 1034.0213 | 1126.4384 | 1218.4735 | 1309.9919 | 1380.975 | 1435.6172 | 1477.257 | 1508.5386 | 1531.5759 | 1548.0638 | 1559.3421 | 1566.4771 | 1570.3052 | 1571.5012 | 1570.6026 | 1568.0368 | 1564.144 | 1559.1952 | 1553.4057 | 1547.0003
Commercial_Warehouse_Existing_Food Preparation_Natural Gas_Conveyor Oven_E3_Baseline Forecast | Commercial | Warehouse | Existing | Food Preparation | Natural Gas | Conveyor Oven | E3 |  | Baseline Forecast | 0 | 0 | 0 | 0 | 0 | 0 | 0 | 0 | 0 | 0 | 0 | 0 | 0 | 0 | 0 | 0 | 0 | 0 | 0 | 0 | 0 | 0 | 0 | 0 | 0 | 0 | 0 | 0 | 0 | 0 | 0 | 0 | 0
Commercial_Warehouse_Existing_Food Preparation_Natural Gas_Conveyor Oven_E4_Baseline Forecast | Commercial | Warehouse | Existing | Food Preparation | Natural Gas | Conveyor Oven | E4 |  | Baseline Forecast | 0 | 0 | 0 | 0 | 0 | 0 | 0 | 0 | 0 | 0 | 0 | 0 | 0 | 0 | 0 | 0 | 0 | 0 | 0 | 0 | 0 | 0 | 0 | 0 | 0 | 0 | 0 | 0 | 0 | 0 | 0 | 0 | 0
Commercial_Warehouse_Existing_Food Preparation_Natural Gas_Conveyor Oven_E5_Baseline Forecast | Commercial | Warehouse | Existing | Food Preparation | Natural Gas | Conveyor Oven | E5 |  | Baseline Forecast | 0 | 0 | 0 | 0 | 0 | 0 | 0 | 0 | 0 | 0 | 0 | 0 | 0 | 0 | 0 | 0 | 0 | 0 | 0 | 0 | 0 | 0 | 0 | 0 | 0 | 0 | 0 | 0 | 0 | 0 | 0 | 0 | 0
Commercial_Warehouse_Existing_Food Preparation_Natural Gas_Conveyor Oven_E6_Baseline Forecast | Commercial | Warehouse | Existing | Food Preparation | Natural Gas | Conveyor Oven | E6 |  | Baseline Forecast | 0 | 0 | 0 | 0 | 0 | 0 | 0 | 0 | 0 | 0 | 0 | 0 | 0 | 0 | 0 | 0 | 0 | 0 | 0 | 0 | 0 | 0 | 0 | 0 | 0 | 0 | 0 | 0 | 0 | 0 | 0 | 0 | 0
Commercial_Warehouse_Existing_Food Preparation_Natural Gas_Conveyor Oven_E7_Baseline Forecast | Commercial | Warehouse | Existing | Food Preparation | Natural Gas | Conveyor Oven | E7 |  | Baseline Forecast | 0 | 0 | 0 | 0 | 0 | 0 | 0 | 0 | 0 | 0 | 0 | 0 | 0 | 0 | 0 | 0 | 0 | 0 | 0 | 0 | 0 | 0 | 0 | 0 | 0 | 0 | 0 | 0 | 0 | 0 | 0 | 0 | 0
Commercial_Warehouse_Existing_Food Preparation_Natural Gas_Conveyor Oven_E8_Baseline Forecast | Commercial | Warehouse | Existing | Food Preparation | Natural Gas | Conveyor Oven | E8 |  | Baseline Forecast | 0 | 0 | 0 | 0 | 0 | 0 | 0 | 0 | 0 | 0 | 0 | 0 | 0 | 0 | 0 | 0 | 0 | 0 | 0 | 0 | 0 | 0 | 0 | 0 | 0 | 0 | 0 | 0 | 0 | 0 | 0 | 0 | 0
Commercial_Warehouse_Existing_Food Preparation_Natural Gas_Conveyor Oven_E9_Baseline Forecast | Commercial | Warehouse | Existing | Food Preparation | Natural Gas | Conveyor Oven | E9 |  | Baseline Forecast | 0 | 0 | 0 | 0 | 0 | 0 | 0 | 0 | 0 | 0 | 0 | 0 | 0 | 0 | 0 | 0 | 0 | 0 | 0 | 0 | 0 | 0 | 0 | 0 | 0 | 0 | 0 | 0 | 0 | 0 | 0 | 0 | 0
Commercial_Warehouse_Existing_Food Preparation_Natural Gas_Conveyor Oven_E10_Baseline Forecast | Commercial | Warehouse | Existing | Food Preparation | Natural Gas | Conveyor Oven | E10 |  | Baseline Forecast | 0 | 0 | 0 | 0 | 0 | 0 | 0 | 0 | 0 | 0 | 0 | 0 | 0 | 0 | 0 | 0 | 0 | 0 | 0 | 0 | 0 | 0 | 0 | 0 | 0 | 0 | 0 | 0 | 0 | 0 | 0 | 0 | 0
Commercial_Warehouse_Existing_Food Preparation_Natural Gas_Conveyor Oven_Vintage_Baseline Forecast | Commercial | Warehouse | Existing | Food Preparation | Natural Gas | Conveyor Oven | Vintage |  | Baseline Forecast | 3155.8385 | 3065.9051 | 2954.6774 | 2823.8502 | 2680.0537 | 2525.2221 | 2364.6491 | 2200.7104 | 2034.2359 | 1865.3513 | 1694.7145 | 1523.0221 | 1350.7889 | 1178.4642 | 1006.4194 | 834.9934 | 664.4388 | 528.71 | 420.6982 | 334.7452 | 266.3451 | 211.915 | 168.6043 | 134.1422 | 106.7214 | 84.9032 | 67.5434 | 53.7313 | 42.7423 | 33.9996 | 27.0442 | 21.511 | 17.1099
Commercial_Warehouse_Existing_Food Preparation_Natural Gas_Double Rack Oven_E1_Baseline Forecast | Commercial | Warehouse | Existing | Food Preparation | Natural Gas | Double Rack Oven | E1 |  | Baseline Forecast | 0 | 42.9104 | 98.1891 | 162.9156 | 234.8823 | 312.145 | 393.5757 | 478.3167 | 565.594 | 654.5985 | 744.7405 | 835.5856 | 906.6236 | 961.8754 | 1004.538 | 1037.1929 | 1061.888 | 1080.2563 | 1093.5911 | 1102.9218 | 1109.0582 | 1112.6521 | 1114.2308 | 1114.2076 | 1112.9114 | 1110.595 | 1107.4664 | 1103.6915 | 1099.4019 | 1094.7027 | 1089.6771 | 1084.3918 | 1078.9368
Commercial_Warehouse_Existing_Food Preparation_Natural Gas_Double Rack Oven_E2_Baseline Forecast | Commercial | Warehouse | Existing | Food Preparation | Natural Gas | Double Rack Oven | E2 |  | Baseline Forecast | 0 | 61.7491 | 141.2965 | 234.4395 | 338.0014 | 449.1842 | 566.365 | 688.3094 | 813.9035 | 941.9832 | 1071.6997 | 1202.428 | 1304.6535 | 1384.1622 | 1445.5547 | 1492.5459 | 1528.0827 | 1554.5151 | 1573.7043 | 1587.1314 | 1595.9619 | 1601.1335 | 1603.4053 | 1603.372 | 1601.5066 | 1598.1732 | 1593.6712 | 1588.239 | 1582.0662 | 1575.3038 | 1568.072 | 1560.4663 | 1552.6163
Commercial_Warehouse_Existing_Food Preparation_Natural Gas_Double Rack Oven_E3_Baseline Forecast | Commercial | Warehouse | Existing | Food Preparation | Natural Gas | Double Rack Oven | E3 |  | Baseline Forecast | 0 | 0 | 0 | 0 | 0 | 0 | 0 | 0 | 0 | 0 | 0 | 0 | 0 | 0 | 0 | 0 | 0 | 0 | 0 | 0 | 0 | 0 | 0 | 0 | 0 | 0 | 0 | 0 | 0 | 0 | 0 | 0 | 0
Commercial_Warehouse_Existing_Food Preparation_Natural Gas_Double Rack Oven_E4_Baseline Forecast | Commercial | Warehouse | Existing | Food Preparation | Natural Gas | Double Rack Oven | E4 |  | Baseline Forecast | 0 | 0 | 0 | 0 | 0 | 0 | 0 | 0 | 0 | 0 | 0 | 0 | 0 | 0 | 0 | 0 | 0 | 0 | 0 | 0 | 0 | 0 | 0 | 0 | 0 | 0 | 0 | 0 | 0 | 0 | 0 | 0 | 0
Commercial_Warehouse_Existing_Food Preparation_Natural Gas_Double Rack Oven_E5_Baseline Forecast | Commercial | Warehouse | Existing | Food Preparation | Natural Gas | Double Rack Oven | E5 |  | Baseline Forecast | 0 | 0 | 0 | 0 | 0 | 0 | 0 | 0 | 0 | 0 | 0 | 0 | 0 | 0 | 0 | 0 | 0 | 0 | 0 | 0 | 0 | 0 | 0 | 0 | 0 | 0 | 0 | 0 | 0 | 0 | 0 | 0 | 0
Commercial_Warehouse_Existing_Food Preparation_Natural Gas_Double Rack Oven_E6_Baseline Forecast | Commercial | Warehouse | Existing | Food Preparation | Natural Gas | Double Rack Oven | E6 |  | Baseline Forecast | 0 | 0 | 0 | 0 | 0 | 0 | 0 | 0 | 0 | 0 | 0 | 0 | 0 | 0 | 0 | 0 | 0 | 0 | 0 | 0 | 0 | 0 | 0 | 0 | 0 | 0 | 0 | 0 | 0 | 0 | 0 | 0 | 0
Commercial_Warehouse_Existing_Food Preparation_Natural Gas_Double Rack Oven_E7_Baseline Forecast | Commercial | Warehouse | Existing | Food Preparation | Natural Gas | Double Rack Oven | E7 |  | Baseline Forecast | 0 | 0 | 0 | 0 | 0 | 0 | 0 | 0 | 0 | 0 | 0 | 0 | 0 | 0 | 0 | 0 | 0 | 0 | 0 | 0 | 0 | 0 | 0 | 0 | 0 | 0 | 0 | 0 | 0 | 0 | 0 | 0 | 0
Commercial_Warehouse_Existing_Food Preparation_Natural Gas_Double Rack Oven_E8_Baseline Forecast | Commercial | Warehouse | Existing | Food Preparation | Natural Gas | Double Rack Oven | E8 |  | Baseline Forecast | 0 | 0 | 0 | 0 | 0 | 0 | 0 | 0 | 0 | 0 | 0 | 0 | 0 | 0 | 0 | 0 | 0 | 0 | 0 | 0 | 0 | 0 | 0 | 0 | 0 | 0 | 0 | 0 | 0 | 0 | 0 | 0 | 0
Commercial_Warehouse_Existing_Food Preparation_Natural Gas_Double Rack Oven_E9_Baseline Forecast | Commercial | Warehouse | Existing | Food Preparation | Natural Gas | Double Rack Oven | E9 |  | Baseline Forecast | 0 | 0 | 0 | 0 | 0 | 0 | 0 | 0 | 0 | 0 | 0 | 0 | 0 | 0 | 0 | 0 | 0 | 0 | 0 | 0 | 0 | 0 | 0 | 0 | 0 | 0 | 0 | 0 | 0 | 0 | 0 | 0 | 0
Commercial_Warehouse_Existing_Food Preparation_Natural Gas_Double Rack Oven_E10_Baseline Forecast | Commercial | Warehouse | Existing | Food Preparation | Natural Gas | Double Rack Oven | E10 |  | Baseline Forecast | 0 | 0 | 0 | 0 | 0 | 0 | 0 | 0 | 0 | 0 | 0 | 0 | 0 | 0 | 0 | 0 | 0 | 0 | 0 | 0 | 0 | 0 | 0 | 0 | 0 | 0 | 0 | 0 | 0 | 0 | 0 | 0 | 0
Commercial_Warehouse_Existing_Food Preparation_Natural Gas_Double Rack Oven_Vintage_Baseline Forecast | Commercial | Warehouse | Existing | Food Preparation | Natural Gas | Double Rack Oven | Vintage |  | Baseline Forecast | 3155.8385 | 3035.1229 | 2884.2405 | 2706.9811 | 2511.5585 | 2301.3017 | 2082.3135 | 1857.5851 | 1628.5013 | 1395.7685 | 1160.4674 | 923.6063 | 735.0763 | 585.0052 | 465.5443 | 370.4639 | 294.7934 | 234.5743 | 186.6524 | 148.5173 | 118.1701 | 94.0209 | 74.8051 | 59.5152 | 47.3494 | 37.6693 | 29.9672 | 23.8391 | 18.9636 | 15.0847 | 11.9988 | 9.5439 | 7.5912
Commercial_Warehouse_Existing_Food Preparation_Natural Gas_Fryer_E1_Baseline Forecast | Commercial | Warehouse | Existing | Food Preparation | Natural Gas | Fryer | E1 |  | Baseline Forecast | 0 | 633.6652 | 1523.5264 | 1514.0694 | 1504.3666 | 1493.7286 | 1330.2948 | 991.8038 | 739.8652 | 552.0121 | 269.3013 | 0 | 0 | 0 | 0 | 0 | 0 | 0 | 0 | 0 | 0 | 0 | 0 | 0 | 0 | 0 | 0 | 0 | 0 | 0 | 0 | 0 | 0
Commercial_Warehouse_Existing_Food Preparation_Natural Gas_Fryer_E2_Baseline Forecast | Commercial | Warehouse | Existing | Food Preparation | Natural Gas | Fryer | E2 |  | Baseline Forecast | 0 | 222.6391 | 535.2931 | 1995.947 | 3634.91 | 5396.1034 | 6844.9533 | 8127.4791 | 9070.9303 | 9760.1553 | 10401.8185 | 10923.8593 | 11097.0153 | 11210.5553 | 11279.3611 | 11314.9418 | 11325.7958 | 11318.2921 | 11297.1133 | 11265.7539 | 11226.7242 | 11181.9683 | 11133.024 | 11080.9749 | 11026.6299 | 10970.505 | 10913.0496 | 10854.5989 | 10795.4032 | 10735.6488 | 10675.4751 | 10614.9858 | 10554.6218
Commercial_Warehouse_Existing_Food Preparation_Natural Gas_Fryer_E3_Baseline Forecast | Commercial | Warehouse | Existing | Food Preparation | Natural Gas | Fryer | E3 |  | Baseline Forecast | 0 | 0 | 0 | 0 | 0 | 0 | 0 | 0 | 0 | 0 | 0 | 0 | 0 | 0 | 0 | 0 | 0 | 0 | 0 | 0 | 0 | 0 | 0 | 0 | 0 | 0 | 0 | 0 | 0 | 0 | 0 | 0 | 0
Commercial_Warehouse_Existing_Food Preparation_Natural Gas_Fryer_E4_Baseline Forecast | Commercial | Warehouse | Existing | Food Preparation | Natural Gas | Fryer | E4 |  | Baseline Forecast | 0 | 0 | 0 | 0 | 0 | 0 | 0 | 0 | 0 | 0 | 0 | 0 | 0 | 0 | 0 | 0 | 0 | 0 | 0 | 0 | 0 | 0 | 0 | 0 | 0 | 0 | 0 | 0 | 0 | 0 | 0 | 0 | 0
Commercial_Warehouse_Existing_Food Preparation_Natural Gas_Fryer_E5_Baseline Forecast | Commercial | Warehouse | Existing | Food Preparation | Natural Gas | Fryer | E5 |  | Baseline Forecast | 0 | 0 | 0 | 0 | 0 | 0 | 0 | 0 | 0 | 0 | 0 | 0 | 0 | 0 | 0 | 0 | 0 | 0 | 0 | 0 | 0 | 0 | 0 | 0 | 0 | 0 | 0 | 0 | 0 | 0 | 0 | 0 | 0
Commercial_Warehouse_Existing_Food Preparation_Natural Gas_Fryer_E6_Baseline Forecast | Commercial | Warehouse | Existing | Food Preparation | Natural Gas | Fryer | E6 |  | Baseline Forecast | 0 | 0 | 0 | 0 | 0 | 0 | 0 | 0 | 0 | 0 | 0 | 0 | 0 | 0 | 0 | 0 | 0 | 0 | 0 | 0 | 0 | 0 | 0 | 0 | 0 | 0 | 0 | 0 | 0 | 0 | 0 | 0 | 0
Commercial_Warehouse_Existing_Food Preparation_Natural Gas_Fryer_E7_Baseline Forecast | Commercial | Warehouse | Existing | Food Preparation | Natural Gas | Fryer | E7 |  | Baseline Forecast | 0 | 0 | 0 | 0 | 0 | 0 | 0 | 0 | 0 | 0 | 0 | 0 | 0 | 0 | 0 | 0 | 0 | 0 | 0 | 0 | 0 | 0 | 0 | 0 | 0 | 0 | 0 | 0 | 0 | 0 | 0 | 0 | 0
Commercial_Warehouse_Existing_Food Preparation_Natural Gas_Fryer_E8_Baseline Forecast | Commercial | Warehouse | Existing | Food Preparation | Natural Gas | Fryer | E8 |  | Baseline Forecast | 0 | 0 | 0 | 0 | 0 | 0 | 0 | 0 | 0 | 0 | 0 | 0 | 0 | 0 | 0 | 0 | 0 | 0 | 0 | 0 | 0 | 0 | 0 | 0 | 0 | 0 | 0 | 0 | 0 | 0 | 0 | 0 | 0
Commercial_Warehouse_Existing_Food Preparation_Natural Gas_Fryer_E9_Baseline Forecast | Commercial | Warehouse | Existing | Food Preparation | Natural Gas | Fryer | E9 |  | Baseline Forecast | 0 | 0 | 0 | 0 | 0 | 0 | 0 | 0 | 0 | 0 | 0 | 0 | 0 | 0 | 0 | 0 | 0 | 0 | 0 | 0 | 0 | 0 | 0 | 0 | 0 | 0 | 0 | 0 | 0 | 0 | 0 | 0 | 0
Commercial_Warehouse_Existing_Food Preparation_Natural Gas_Fryer_E10_Baseline Forecast | Commercial | Warehouse | Existing | Food Preparation | Natural Gas | Fryer | E10 |  | Baseline Forecast | 0 | 0 | 0 | 0 | 0 | 0 | 0 | 0 | 0 | 0 | 0 | 0 | 0 | 0 | 0 | 0 | 0 | 0 | 0 | 0 | 0 | 0 | 0 | 0 | 0 | 0 | 0 | 0 | 0 | 0 | 0 | 0 | 0
Commercial_Warehouse_Existing_Food Preparation_Natural Gas_Fryer_Vintage_Baseline Forecast | Commercial | Warehouse | Existing | Food Preparation | Natural Gas | Fryer | Vintage |  | Baseline Forecast | 12623.3541 | 11702.8251 | 10436.0851 | 8907.3281 | 7198.4922 | 5360.6918 | 3993.769 | 2977.562 | 2221.1997 | 1657.2332 | 1236.5106 | 922.6204 | 688.3984 | 513.6159 | 383.1872 | 285.8691 | 213.2605 | 159.0905 | 118.6776 | 88.5286 | 66.0367 | 49.2576 | 36.7411 | 27.4044 | 20.4398 | 15.2448 | 11.3698 | 8.4794 | 6.3237 | 4.7158 | 3.5166 | 2.6223 | 1.9554
Commercial_Warehouse_Existing_Food Preparation_Natural Gas_Broiler_E1_Baseline Forecast | Commercial | Warehouse | Existing | Food Preparation | Natural Gas | Broiler | E1 |  | Baseline Forecast | 0 | 0 | 0 | 0 | 0 | 0 | 0 | 0 | 0 | 0 | 0 | 0 | 0 | 0 | 0 | 0 | 0 | 0 | 0 | 0 | 0 | 0 | 0 | 0 | 0 | 0 | 0 | 0 | 0 | 0 | 0 | 0 | 0
Commercial_Warehouse_Existing_Food Preparation_Natural Gas_Broiler_E2_Baseline Forecast | Commercial | Warehouse | Existing | Food Preparation | Natural Gas | Broiler | E2 |  | Baseline Forecast | 0 | 0 | 0 | 0 | 0 | 0 | 0 | 0 | 0 | 0 | 0 | 0 | 0 | 0 | 0 | 0 | 0 | 0 | 0 | 0 | 0 | 0 | 0 | 0 | 0 | 0 | 0 | 0 | 0 | 0 | 0 | 0 | 0
Commercial_Warehouse_Existing_Food Preparation_Natural Gas_Broiler_E3_Baseline Forecast | Commercial | Warehouse | Existing | Food Preparation | Natural Gas | Broiler | E3 |  | Baseline Forecast | 0 | 0 | 0 | 0 | 0 | 0 | 0 | 0 | 0 | 0 | 0 | 0 | 0 | 0 | 0 | 0 | 0 | 0 | 0 | 0 | 0 | 0 | 0 | 0 | 0 | 0 | 0 | 0 | 0 | 0 | 0 | 0 | 0
Commercial_Warehouse_Existing_Food Preparation_Natural Gas_Broiler_E4_Baseline Forecast | Commercial | Warehouse | Existing | Food Preparation | Natural Gas | Broiler | E4 |  | Baseline Forecast | 0 | 0 | 0 | 0 | 0 | 0 | 0 | 0 | 0 | 0 | 0 | 0 | 0 | 0 | 0 | 0 | 0 | 0 | 0 | 0 | 0 | 0 | 0 | 0 | 0 | 0 | 0 | 0 | 0 | 0 | 0 | 0 | 0
Commercial_Warehouse_Existing_Food Preparation_Natural Gas_Broiler_E5_Baseline Forecast | Commercial | Warehouse | Existing | Food Preparation | Natural Gas | Broiler | E5 |  | Baseline Forecast | 0 | 0 | 0 | 0 | 0 | 0 | 0 | 0 | 0 | 0 | 0 | 0 | 0 | 0 | 0 | 0 | 0 | 0 | 0 | 0 | 0 | 0 | 0 | 0 | 0 | 0 | 0 | 0 | 0 | 0 | 0 | 0 | 0
Commercial_Warehouse_Existing_Food Preparation_Natural Gas_Broiler_E6_Baseline Forecast | Commercial | Warehouse | Existing | Food Preparation | Natural Gas | Broiler | E6 |  | Baseline Forecast | 0 | 0 | 0 | 0 | 0 | 0 | 0 | 0 | 0 | 0 | 0 | 0 | 0 | 0 | 0 | 0 | 0 | 0 | 0 | 0 | 0 | 0 | 0 | 0 | 0 | 0 | 0 | 0 | 0 | 0 | 0 | 0 | 0
Commercial_Warehouse_Existing_Food Preparation_Natural Gas_Broiler_E7_Baseline Forecast | Commercial | Warehouse | Existing | Food Preparation | Natural Gas | Broiler | E7 |  | Baseline Forecast | 0 | 0 | 0 | 0 | 0 | 0 | 0 | 0 | 0 | 0 | 0 | 0 | 0 | 0 | 0 | 0 | 0 | 0 | 0 | 0 | 0 | 0 | 0 | 0 | 0 | 0 | 0 | 0 | 0 | 0 | 0 | 0 | 0
Commercial_Warehouse_Existing_Food Preparation_Natural Gas_Broiler_E8_Baseline Forecast | Commercial | Warehouse | Existing | Food Preparation | Natural Gas | Broiler | E8 |  | Baseline Forecast | 0 | 0 | 0 | 0 | 0 | 0 | 0 | 0 | 0 | 0 | 0 | 0 | 0 | 0 | 0 | 0 | 0 | 0 | 0 | 0 | 0 | 0 | 0 | 0 | 0 | 0 | 0 | 0 | 0 | 0 | 0 | 0 | 0
Commercial_Warehouse_Existing_Food Preparation_Natural Gas_Broiler_E9_Baseline Forecast | Commercial | Warehouse | Existing | Food Preparation | Natural Gas | Broiler | E9 |  | Baseline Forecast | 0 | 0 | 0 | 0 | 0 | 0 | 0 | 0 | 0 | 0 | 0 | 0 | 0 | 0 | 0 | 0 | 0 | 0 | 0 | 0 | 0 | 0 | 0 | 0 | 0 | 0 | 0 | 0 | 0 | 0 | 0 | 0 | 0
Commercial_Warehouse_Existing_Food Preparation_Natural Gas_Broiler_E10_Baseline Forecast | Commercial | Warehouse | Existing | Food Preparation | Natural Gas | Broiler | E10 |  | Baseline Forecast | 0 | 0 | 0 | 0 | 0 | 0 | 0 | 0 | 0 | 0 | 0 | 0 | 0 | 0 | 0 | 0 | 0 | 0 | 0 | 0 | 0 | 0 | 0 | 0 | 0 | 0 | 0 | 0 | 0 | 0 | 0 | 0 | 0
Commercial_Warehouse_Existing_Food Preparation_Natural Gas_Broiler_Vintage_Baseline Forecast | Commercial | Warehouse | Existing | Food Preparation | Natural Gas | Broiler | Vintage |  | Baseline Forecast | 0 | 0 | 0 | 0 | 0 | 0 | 0 | 0 | 0 | 0 | 0 | 0 | 0 | 0 | 0 | 0 | 0 | 0 | 0 | 0 | 0 | 0 | 0 | 0 | 0 | 0 | 0 | 0 | 0 | 0 | 0 | 0 | 0
Commercial_Warehouse_Existing_Food Preparation_Natural Gas_Griddle_E1_Baseline Forecast | Commercial | Warehouse | Existing | Food Preparation | Natural Gas | Griddle | E1 |  | Baseline Forecast | 0 | 297.2327 | 680.1393 | 1128.4883 | 1626.9898 | 2162.175 | 2726.2317 | 3313.2184 | 3917.7727 | 4534.292 | 5158.6901 | 5787.9586 | 6280.0271 | 6662.7468 | 6958.2635 | 7184.4582 | 7355.5166 | 7482.7507 | 7575.1188 | 7639.7513 | 7682.2571 | 7707.1509 | 7718.0866 | 7717.926 | 7708.9472 | 7692.9016 | 7671.231 | 7645.0825 | 7615.3695 | 7582.8184 | 7548.0076 | 7511.3972 | 7473.6108
Commercial_Warehouse_Existing_Food Preparation_Natural Gas_Griddle_E2_Baseline Forecast | Commercial | Warehouse | Existing | Food Preparation | Natural Gas | Griddle | E2 |  | Baseline Forecast | 0 | 121.4049 | 277.8034 | 460.9318 | 664.5451 | 883.1419 | 1113.5313 | 1353.2864 | 1600.217 | 1852.0348 | 2107.0706 | 2364.0958 | 2565.0815 | 2721.4036 | 2842.1076 | 2934.497 | 3004.3659 | 3056.3348 | 3094.0626 | 3120.4618 | 3137.8233 | 3147.9912 | 3152.4579 | 3152.3923 | 3148.7249 | 3142.1711 | 3133.3197 | 3122.6393 | 3110.503 | 3097.2075 | 3082.989 | 3068.0355 | 3052.6016
Commercial_Warehouse_Existing_Food Preparation_Natural Gas_Griddle_E3_Baseline Forecast | Commercial | Warehouse | Existing | Food Preparation | Natural Gas | Griddle | E3 |  | Baseline Forecast | 0 | 0 | 0 | 0 | 0 | 0 | 0 | 0 | 0 | 0 | 0 | 0 | 0 | 0 | 0 | 0 | 0 | 0 | 0 | 0 | 0 | 0 | 0 | 0 | 0 | 0 | 0 | 0 | 0 | 0 | 0 | 0 | 0
Commercial_Warehouse_Existing_Food Preparation_Natural Gas_Griddle_E4_Baseline Forecast | Commercial | Warehouse | Existing | Food Preparation | Natural Gas | Griddle | E4 |  | Baseline Forecast | 0 | 0 | 0 | 0 | 0 | 0 | 0 | 0 | 0 | 0 | 0 | 0 | 0 | 0 | 0 | 0 | 0 | 0 | 0 | 0 | 0 | 0 | 0 | 0 | 0 | 0 | 0 | 0 | 0 | 0 | 0 | 0 | 0
Commercial_Warehouse_Existing_Food Preparation_Natural Gas_Griddle_E5_Baseline Forecast | Commercial | Warehouse | Existing | Food Preparation | Natural Gas | Griddle | E5 |  | Baseline Forecast | 0 | 0 | 0 | 0 | 0 | 0 | 0 | 0 | 0 | 0 | 0 | 0 | 0 | 0 | 0 | 0 | 0 | 0 | 0 | 0 | 0 | 0 | 0 | 0 | 0 | 0 | 0 | 0 | 0 | 0 | 0 | 0 | 0
Commercial_Warehouse_Existing_Food Preparation_Natural Gas_Griddle_E6_Baseline Forecast | Commercial | Warehouse | Existing | Food Preparation | Natural Gas | Griddle | E6 |  | Baseline Forecast | 0 | 0 | 0 | 0 | 0 | 0 | 0 | 0 | 0 | 0 | 0 | 0 | 0 | 0 | 0 | 0 | 0 | 0 | 0 | 0 | 0 | 0 | 0 | 0 | 0 | 0 | 0 | 0 | 0 | 0 | 0 | 0 | 0
Commercial_Warehouse_Existing_Food Preparation_Natural Gas_Griddle_E7_Baseline Forecast | Commercial | Warehouse | Existing | Food Preparation | Natural Gas | Griddle | E7 |  | Baseline Forecast | 0 | 0 | 0 | 0 | 0 | 0 | 0 | 0 | 0 | 0 | 0 | 0 | 0 | 0 | 0 | 0 | 0 | 0 | 0 | 0 | 0 | 0 | 0 | 0 | 0 | 0 | 0 | 0 | 0 | 0 | 0 | 0 | 0
Commercial_Warehouse_Existing_Food Preparation_Natural Gas_Griddle_E8_Baseline Forecast | Commercial | Warehouse | Existing | Food Preparation | Natural Gas | Griddle | E8 |  | Baseline Forecast | 0 | 0 | 0 | 0 | 0 | 0 | 0 | 0 | 0 | 0 | 0 | 0 | 0 | 0 | 0 | 0 | 0 | 0 | 0 | 0 | 0 | 0 | 0 | 0 | 0 | 0 | 0 | 0 | 0 | 0 | 0 | 0 | 0
Commercial_Warehouse_Existing_Food Preparation_Natural Gas_Griddle_E9_Baseline Forecast | Commercial | Warehouse | Existing | Food Preparation | Natural Gas | Griddle | E9 |  | Baseline Forecast | 0 | 0 | 0 | 0 | 0 | 0 | 0 | 0 | 0 | 0 | 0 | 0 | 0 | 0 | 0 | 0 | 0 | 0 | 0 | 0 | 0 | 0 | 0 | 0 | 0 | 0 | 0 | 0 | 0 | 0 | 0 | 0 | 0
Commercial_Warehouse_Existing_Food Preparation_Natural Gas_Griddle_E10_Baseline Forecast | Commercial | Warehouse | Existing | Food Preparation | Natural Gas | Griddle | E10 |  | Baseline Forecast | 0 | 0 | 0 | 0 | 0 | 0 | 0 | 0 | 0 | 0 | 0 | 0 | 0 | 0 | 0 | 0 | 0 | 0 | 0 | 0 | 0 | 0 | 0 | 0 | 0 | 0 | 0 | 0 | 0 | 0 | 0 | 0 | 0
Commercial_Warehouse_Existing_Food Preparation_Natural Gas_Griddle_Vintage_Baseline Forecast | Commercial | Warehouse | Existing | Food Preparation | Natural Gas | Griddle | Vintage |  | Baseline Forecast | 12623.3541 | 12140.4917 | 11536.9619 | 10827.9245 | 10046.2339 | 9205.2069 | 8329.2542 | 7430.3403 | 6514.0054 | 5583.0739 | 4641.8696 | 3694.4254 | 2940.3051 | 2340.0207 | 1862.1772 | 1481.8556 | 1179.1738 | 938.2971 | 746.6095 | 594.0694 | 472.6804 | 376.0838 | 299.2206 | 238.0609 | 189.3976 | 150.677 | 119.8687 | 95.3565 | 75.8544 | 60.3388 | 47.9952 | 38.1754 | 30.3648
Commercial_Warehouse_Existing_Food Preparation_Natural Gas_Range_E1_Baseline Forecast | Commercial | Warehouse | Existing | Food Preparation | Natural Gas | Range | E1 |  | Baseline Forecast | 0 | 205.9697 | 471.3078 | 781.9947 | 1127.4352 | 1498.2959 | 1889.1634 | 2295.9203 | 2714.851 | 3142.0728 | 3477.1117 | 3738.8156 | 3942.0381 | 4098.6248 | 4217.9948 | 4307.7994 | 4374.0968 | 4421.7199 | 4454.488 | 4475.4409 | 4486.9595 | 4490.9683 | 4489.0346 | 4482.3784 | 4471.9711 | 4458.55 | 4442.7297 | 4424.9993 | 4405.7481 | 4385.286 | 4363.8593 | 4341.6642 | 4319.0058
Commercial_Warehouse_Existing_Food Preparation_Natural Gas_Range_E2_Baseline Forecast | Commercial | Warehouse | Existing | Food Preparation | Natural Gas | Range | E2 |  | Baseline Forecast | 0 | 296.3955 | 678.2234 | 1125.3094 | 1622.4067 | 2156.0844 | 2718.5522 | 3303.8854 | 3906.7368 | 4521.5193 | 5003.6485 | 5380.2468 | 5672.689 | 5898.0211 | 6069.7973 | 6199.0284 | 6294.432 | 6362.9628 | 6410.1168 | 6440.2686 | 6456.8441 | 6462.6129 | 6459.8302 | 6450.2519 | 6435.2755 | 6415.9621 | 6393.1964 | 6367.6819 | 6339.979 | 6310.5335 | 6279.6999 | 6247.7607 | 6215.1546
Commercial_Warehouse_Existing_Food Preparation_Natural Gas_Range_E3_Baseline Forecast | Commercial | Warehouse | Existing | Food Preparation | Natural Gas | Range | E3 |  | Baseline Forecast | 0 | 0 | 0 | 0 | 0 | 0 | 0 | 0 | 0 | 0 | 0 | 0 | 0 | 0 | 0 | 0 | 0 | 0 | 0 | 0 | 0 | 0 | 0 | 0 | 0 | 0 | 0 | 0 | 0 | 0 | 0 | 0 | 0
Commercial_Warehouse_Existing_Food Preparation_Natural Gas_Range_E4_Baseline Forecast | Commercial | Warehouse | Existing | Food Preparation | Natural Gas | Range | E4 |  | Baseline Forecast | 0 | 0 | 0 | 0 | 0 | 0 | 0 | 0 | 0 | 0 | 0 | 0 | 0 | 0 | 0 | 0 | 0 | 0 | 0 | 0 | 0 | 0 | 0 | 0 | 0 | 0 | 0 | 0 | 0 | 0 | 0 | 0 | 0
Commercial_Warehouse_Existing_Food Preparation_Natural Gas_Range_E5_Baseline Forecast | Commercial | Warehouse | Existing | Food Preparation | Natural Gas | Range | E5 |  | Baseline Forecast | 0 | 0 | 0 | 0 | 0 | 0 | 0 | 0 | 0 | 0 | 0 | 0 | 0 | 0 | 0 | 0 | 0 | 0 | 0 | 0 | 0 | 0 | 0 | 0 | 0 | 0 | 0 | 0 | 0 | 0 | 0 | 0 | 0
Commercial_Warehouse_Existing_Food Preparation_Natural Gas_Range_E6_Baseline Forecast | Commercial | Warehouse | Existing | Food Preparation | Natural Gas | Range | E6 |  | Baseline Forecast | 0 | 0 | 0 | 0 | 0 | 0 | 0 | 0 | 0 | 0 | 0 | 0 | 0 | 0 | 0 | 0 | 0 | 0 | 0 | 0 | 0 | 0 | 0 | 0 | 0 | 0 | 0 | 0 | 0 | 0 | 0 | 0 | 0
Commercial_Warehouse_Existing_Food Preparation_Natural Gas_Range_E7_Baseline Forecast | Commercial | Warehouse | Existing | Food Preparation | Natural Gas | Range | E7 |  | Baseline Forecast | 0 | 0 | 0 | 0 | 0 | 0 | 0 | 0 | 0 | 0 | 0 | 0 | 0 | 0 | 0 | 0 | 0 | 0 | 0 | 0 | 0 | 0 | 0 | 0 | 0 | 0 | 0 | 0 | 0 | 0 | 0 | 0 | 0
Commercial_Warehouse_Existing_Food Preparation_Natural Gas_Range_E8_Baseline Forecast | Commercial | Warehouse | Existing | Food Preparation | Natural Gas | Range | E8 |  | Baseline Forecast | 0 | 0 | 0 | 0 | 0 | 0 | 0 | 0 | 0 | 0 | 0 | 0 | 0 | 0 | 0 | 0 | 0 | 0 | 0 | 0 | 0 | 0 | 0 | 0 | 0 | 0 | 0 | 0 | 0 | 0 | 0 | 0 | 0
Commercial_Warehouse_Existing_Food Preparation_Natural Gas_Range_E9_Baseline Forecast | Commercial | Warehouse | Existing | Food Preparation | Natural Gas | Range | E9 |  | Baseline Forecast | 0 | 0 | 0 | 0 | 0 | 0 | 0 | 0 | 0 | 0 | 0 | 0 | 0 | 0 | 0 | 0 | 0 | 0 | 0 | 0 | 0 | 0 | 0 | 0 | 0 | 0 | 0 | 0 | 0 | 0 | 0 | 0 | 0
Commercial_Warehouse_Existing_Food Preparation_Natural Gas_Range_E10_Baseline Forecast | Commercial | Warehouse | Existing | Food Preparation | Natural Gas | Range | E10 |  | Baseline Forecast | 0 | 0 | 0 | 0 | 0 | 0 | 0 | 0 | 0 | 0 | 0 | 0 | 0 | 0 | 0 | 0 | 0 | 0 | 0 | 0 | 0 | 0 | 0 | 0 | 0 | 0 | 0 | 0 | 0 | 0 | 0 | 0 | 0
Commercial_Warehouse_Existing_Food Preparation_Natural Gas_Range_Vintage_Baseline Forecast | Commercial | Warehouse | Existing | Food Preparation | Natural Gas | Range | Vintage |  | Baseline Forecast | 12623.3541 | 12056.7642 | 11345.3733 | 10510.0405 | 9587.9269 | 8596.1436 | 7561.3016 | 6497.0393 | 5410.4074 | 4305.8085 | 3426.8701 | 2727.4173 | 2170.6865 | 1727.5253 | 1374.7562 | 1093.983 | 870.5275 | 692.6998 | 551.186 | 438.573 | 348.9573 | 277.6447 | 220.9002 | 175.749 | 139.8232 | 111.2376 | 88.4933 | 70.3971 | 55.9996 | 44.5452 | 35.4325 | 28.1831 | 22.4169
Commercial_Warehouse_Existing_Food Preparation_Natural Gas_Steamer_E1_Baseline Forecast | Commercial | Warehouse | Existing | Food Preparation | Natural Gas | Steamer | E1 |  | Baseline Forecast | 0 | 0 | 0 | 0 | 0 | 0 | 0 | 0 | 0 | 0 | 0 | 0 | 0 | 0 | 0 | 0 | 0 | 0 | 0 | 0 | 0 | 0 | 0 | 0 | 0 | 0 | 0 | 0 | 0 | 0 | 0 | 0 | 0
Commercial_Warehouse_Existing_Food Preparation_Natural Gas_Steamer_E2_Baseline Forecast | Commercial | Warehouse | Existing | Food Preparation | Natural Gas | Steamer | E2 |  | Baseline Forecast | 0 | 0 | 0 | 0 | 0 | 0 | 0 | 0 | 0 | 0 | 0 | 0 | 0 | 0 | 0 | 0 | 0 | 0 | 0 | 0 | 0 | 0 | 0 | 0 | 0 | 0 | 0 | 0 | 0 | 0 | 0 | 0 | 0
Commercial_Warehouse_Existing_Food Preparation_Natural Gas_Steamer_E3_Baseline Forecast | Commercial | Warehouse | Existing | Food Preparation | Natural Gas | Steamer | E3 |  | Baseline Forecast | 0 | 0 | 0 | 0 | 0 | 0 | 0 | 0 | 0 | 0 | 0 | 0 | 0 | 0 | 0 | 0 | 0 | 0 | 0 | 0 | 0 | 0 | 0 | 0 | 0 | 0 | 0 | 0 | 0 | 0 | 0 | 0 | 0
Commercial_Warehouse_Existing_Food Preparation_Natural Gas_Steamer_E4_Baseline Forecast | Commercial | Warehouse | Existing | Food Preparation | Natural Gas | Steamer | E4 |  | Baseline Forecast | 0 | 0 | 0 | 0 | 0 | 0 | 0 | 0 | 0 | 0 | 0 | 0 | 0 | 0 | 0 | 0 | 0 | 0 | 0 | 0 | 0 | 0 | 0 | 0 | 0 | 0 | 0 | 0 | 0 | 0 | 0 | 0 | 0
Commercial_Warehouse_Existing_Food Preparation_Natural Gas_Steamer_E5_Baseline Forecast | Commercial | Warehouse | Existing | Food Preparation | Natural Gas | Steamer | E5 |  | Baseline Forecast | 0 | 0 | 0 | 0 | 0 | 0 | 0 | 0 | 0 | 0 | 0 | 0 | 0 | 0 | 0 | 0 | 0 | 0 | 0 | 0 | 0 | 0 | 0 | 0 | 0 | 0 | 0 | 0 | 0 | 0 | 0 | 0 | 0
Commercial_Warehouse_Existing_Food Preparation_Natural Gas_Steamer_E6_Baseline Forecast | Commercial | Warehouse | Existing | Food Preparation | Natural Gas | Steamer | E6 |  | Baseline Forecast | 0 | 0 | 0 | 0 | 0 | 0 | 0 | 0 | 0 | 0 | 0 | 0 | 0 | 0 | 0 | 0 | 0 | 0 | 0 | 0 | 0 | 0 | 0 | 0 | 0 | 0 | 0 | 0 | 0 | 0 | 0 | 0 | 0
Commercial_Warehouse_Existing_Food Preparation_Natural Gas_Steamer_E7_Baseline Forecast | Commercial | Warehouse | Existing | Food Preparation | Natural Gas | Steamer | E7 |  | Baseline Forecast | 0 | 0 | 0 | 0 | 0 | 0 | 0 | 0 | 0 | 0 | 0 | 0 | 0 | 0 | 0 | 0 | 0 | 0 | 0 | 0 | 0 | 0 | 0 | 0 | 0 | 0 | 0 | 0 | 0 | 0 | 0 | 0 | 0
Commercial_Warehouse_Existing_Food Preparation_Natural Gas_Steamer_E8_Baseline Forecast | Commercial | Warehouse | Existing | Food Preparation | Natural Gas | Steamer | E8 |  | Baseline Forecast | 0 | 0 | 0 | 0 | 0 | 0 | 0 | 0 | 0 | 0 | 0 | 0 | 0 | 0 | 0 | 0 | 0 | 0 | 0 | 0 | 0 | 0 | 0 | 0 | 0 | 0 | 0 | 0 | 0 | 0 | 0 | 0 | 0
Commercial_Warehouse_Existing_Food Preparation_Natural Gas_Steamer_E9_Baseline Forecast | Commercial | Warehouse | Existing | Food Preparation | Natural Gas | Steamer | E9 |  | Baseline Forecast | 0 | 0 | 0 | 0 | 0 | 0 | 0 | 0 | 0 | 0 | 0 | 0 | 0 | 0 | 0 | 0 | 0 | 0 | 0 | 0 | 0 | 0 | 0 | 0 | 0 | 0 | 0 | 0 | 0 | 0 | 0 | 0 | 0
Commercial_Warehouse_Existing_Food Preparation_Natural Gas_Steamer_E10_Baseline Forecast | Commercial | Warehouse | Existing | Food Preparation | Natural Gas | Steamer | E10 |  | Baseline Forecast | 0 | 0 | 0 | 0 | 0 | 0 | 0 | 0 | 0 | 0 | 0 | 0 | 0 | 0 | 0 | 0 | 0 | 0 | 0 | 0 | 0 | 0 | 0 | 0 | 0 | 0 | 0 | 0 | 0 | 0 | 0 | 0 | 0
Commercial_Warehouse_Existing_Food Preparation_Natural Gas_Steamer_Vintage_Baseline Forecast | Commercial | Warehouse | Existing | Food Preparation | Natural Gas | Steamer | Vintage |  | Baseline Forecast | 0 | 0 | 0 | 0 | 0 | 0 | 0 | 0 | 0 | 0 | 0 | 0 | 0 | 0 | 0 | 0 | 0 | 0 | 0 | 0 | 0 | 0 | 0 | 0 | 0 | 0 | 0 | 0 | 0 | 0 | 0 | 0 | 0
Commercial_Warehouse_Existing_Food Preparation_Natural Gas_Food Prep Other_E1_Baseline Forecast | Commercial | Warehouse | Existing | Food Preparation | Natural Gas | Food Prep Other | E1 |  | Baseline Forecast | 0 | 0 | 0 | 0 | 0 | 0 | 0 | 0 | 0 | 0 | 0 | 0 | 0 | 0 | 0 | 0 | 0 | 0 | 0 | 0 | 0 | 0 | 0 | 0 | 0 | 0 | 0 | 0 | 0 | 0 | 0 | 0 | 0
Commercial_Warehouse_Existing_Food Preparation_Natural Gas_Food Prep Other_E2_Baseline Forecast | Commercial | Warehouse | Existing | Food Preparation | Natural Gas | Food Prep Other | E2 |  | Baseline Forecast | 0 | 0 | 0 | 0 | 0 | 0 | 0 | 0 | 0 | 0 | 0 | 0 | 0 | 0 | 0 | 0 | 0 | 0 | 0 | 0 | 0 | 0 | 0 | 0 | 0 | 0 | 0 | 0 | 0 | 0 | 0 | 0 | 0
Commercial_Warehouse_Existing_Food Preparation_Natural Gas_Food Prep Other_E3_Baseline Forecast | Commercial | Warehouse | Existing | Food Preparation | Natural Gas | Food Prep Other | E3 |  | Baseline Forecast | 0 | 0 | 0 | 0 | 0 | 0 | 0 | 0 | 0 | 0 | 0 | 0 | 0 | 0 | 0 | 0 | 0 | 0 | 0 | 0 | 0 | 0 | 0 | 0 | 0 | 0 | 0 | 0 | 0 | 0 | 0 | 0 | 0
Commercial_Warehouse_Existing_Food Preparation_Natural Gas_Food Prep Other_E4_Baseline Forecast | Commercial | Warehouse | Existing | Food Preparation | Natural Gas | Food Prep Other | E4 |  | Baseline Forecast | 0 | 0 | 0 | 0 | 0 | 0 | 0 | 0 | 0 | 0 | 0 | 0 | 0 | 0 | 0 | 0 | 0 | 0 | 0 | 0 | 0 | 0 | 0 | 0 | 0 | 0 | 0 | 0 | 0 | 0 | 0 | 0 | 0
Commercial_Warehouse_Existing_Food Preparation_Natural Gas_Food Prep Other_E5_Baseline Forecast | Commercial | Warehouse | Existing | Food Preparation | Natural Gas | Food Prep Other | E5 |  | Baseline Forecast | 0 | 0 | 0 | 0 | 0 | 0 | 0 | 0 | 0 | 0 | 0 | 0 | 0 | 0 | 0 | 0 | 0 | 0 | 0 | 0 | 0 | 0 | 0 | 0 | 0 | 0 | 0 | 0 | 0 | 0 | 0 | 0 | 0
Commercial_Warehouse_Existing_Food Preparation_Natural Gas_Food Prep Other_E6_Baseline Forecast | Commercial | Warehouse | Existing | Food Preparation | Natural Gas | Food Prep Other | E6 |  | Baseline Forecast | 0 | 0 | 0 | 0 | 0 | 0 | 0 | 0 | 0 | 0 | 0 | 0 | 0 | 0 | 0 | 0 | 0 | 0 | 0 | 0 | 0 | 0 | 0 | 0 | 0 | 0 | 0 | 0 | 0 | 0 | 0 | 0 | 0
Commercial_Warehouse_Existing_Food Preparation_Natural Gas_Food Prep Other_E7_Baseline Forecast | Commercial | Warehouse | Existing | Food Preparation | Natural Gas | Food Prep Other | E7 |  | Baseline Forecast | 0 | 0 | 0 | 0 | 0 | 0 | 0 | 0 | 0 | 0 | 0 | 0 | 0 | 0 | 0 | 0 | 0 | 0 | 0 | 0 | 0 | 0 | 0 | 0 | 0 | 0 | 0 | 0 | 0 | 0 | 0 | 0 | 0
Commercial_Warehouse_Existing_Food Preparation_Natural Gas_Food Prep Other_E8_Baseline Forecast | Commercial | Warehouse | Existing | Food Preparation | Natural Gas | Food Prep Other | E8 |  | Baseline Forecast | 0 | 0 | 0 | 0 | 0 | 0 | 0 | 0 | 0 | 0 | 0 | 0 | 0 | 0 | 0 | 0 | 0 | 0 | 0 | 0 | 0 | 0 | 0 | 0 | 0 | 0 | 0 | 0 | 0 | 0 | 0 | 0 | 0
Commercial_Warehouse_Existing_Food Preparation_Natural Gas_Food Prep Other_E9_Baseline Forecast | Commercial | Warehouse | Existing | Food Preparation | Natural Gas | Food Prep Other | E9 |  | Baseline Forecast | 0 | 0 | 0 | 0 | 0 | 0 | 0 | 0 | 0 | 0 | 0 | 0 | 0 | 0 | 0 | 0 | 0 | 0 | 0 | 0 | 0 | 0 | 0 | 0 | 0 | 0 | 0 | 0 | 0 | 0 | 0 | 0 | 0
Commercial_Warehouse_Existing_Food Preparation_Natural Gas_Food Prep Other_E10_Baseline Forecast | Commercial | Warehouse | Existing | Food Preparation | Natural Gas | Food Prep Other | E10 |  | Baseline Forecast | 0 | 0 | 0 | 0 | 0 | 0 | 0 | 0 | 0 | 0 | 0 | 0 | 0 | 0 | 0 | 0 | 0 | 0 | 0 | 0 | 0 | 0 | 0 | 0 | 0 | 0 | 0 | 0 | 0 | 0 | 0 | 0 | 0
Commercial_Warehouse_Existing_Food Preparation_Natural Gas_Food Prep Other_Vintage_Baseline Forecast | Commercial | Warehouse | Existing | Food Preparation | Natural Gas | Food Prep Other | Vintage |  | Baseline Forecast | 0 | 0 | 0 | 0 | 0 | 0 | 0 | 0 | 0 | 0 | 0 | 0 | 0 | 0 | 0 | 0 | 0 | 0 | 0 | 0 | 0 | 0 | 0 | 0 | 0 | 0 | 0 | 0 | 0 | 0 | 0 | 0 | 0
Commercial_Warehouse_Existing_Miscellaneous_Natural Gas_Pool Heater_E1_Baseline Forecast | Commercial | Warehouse | Existing | Miscellaneous | Natural Gas | Pool Heater | E1 |  | Baseline Forecast | 0 | 0 | 0 | 0 | 0 | 0 | 0 | 0 | 0 | 0 | 0 | 0 | 0 | 0 | 0 | 0 | 0 | 0 | 0 | 0 | 0 | 0 | 0 | 0 | 0 | 0 | 0 | 0 | 0 | 0 | 0 | 0 | 0
Commercial_Warehouse_Existing_Miscellaneous_Natural Gas_Pool Heater_E2_Baseline Forecast | Commercial | Warehouse | Existing | Miscellaneous | Natural Gas | Pool Heater | E2 |  | Baseline Forecast | 0 | 0 | 0 | 0 | 0 | 0 | 0 | 0 | 0 | 0 | 0 | 0 | 0 | 0 | 0 | 0 | 0 | 0 | 0 | 0 | 0 | 0 | 0 | 0 | 0 | 0 | 0 | 0 | 0 | 0 | 0 | 0 | 0
Commercial_Warehouse_Existing_Miscellaneous_Natural Gas_Pool Heater_E3_Baseline Forecast | Commercial | Warehouse | Existing | Miscellaneous | Natural Gas | Pool Heater | E3 |  | Baseline Forecast | 0 | 0 | 0 | 0 | 0 | 0 | 0 | 0 | 0 | 0 | 0 | 0 | 0 | 0 | 0 | 0 | 0 | 0 | 0 | 0 | 0 | 0 | 0 | 0 | 0 | 0 | 0 | 0 | 0 | 0 | 0 | 0 | 0
Commercial_Warehouse_Existing_Miscellaneous_Natural Gas_Pool Heater_E4_Baseline Forecast | Commercial | Warehouse | Existing | Miscellaneous | Natural Gas | Pool Heater | E4 |  | Baseline Forecast | 0 | 0 | 0 | 0 | 0 | 0 | 0 | 0 | 0 | 0 | 0 | 0 | 0 | 0 | 0 | 0 | 0 | 0 | 0 | 0 | 0 | 0 | 0 | 0 | 0 | 0 | 0 | 0 | 0 | 0 | 0 | 0 | 0
Commercial_Warehouse_Existing_Miscellaneous_Natural Gas_Pool Heater_E5_Baseline Forecast | Commercial | Warehouse | Existing | Miscellaneous | Natural Gas | Pool Heater | E5 |  | Baseline Forecast | 0 | 0 | 0 | 0 | 0 | 0 | 0 | 0 | 0 | 0 | 0 | 0 | 0 | 0 | 0 | 0 | 0 | 0 | 0 | 0 | 0 | 0 | 0 | 0 | 0 | 0 | 0 | 0 | 0 | 0 | 0 | 0 | 0
Commercial_Warehouse_Existing_Miscellaneous_Natural Gas_Pool Heater_E6_Baseline Forecast | Commercial | Warehouse | Existing | Miscellaneous | Natural Gas | Pool Heater | E6 |  | Baseline Forecast | 0 | 0 | 0 | 0 | 0 | 0 | 0 | 0 | 0 | 0 | 0 | 0 | 0 | 0 | 0 | 0 | 0 | 0 | 0 | 0 | 0 | 0 | 0 | 0 | 0 | 0 | 0 | 0 | 0 | 0 | 0 | 0 | 0
Commercial_Warehouse_Existing_Miscellaneous_Natural Gas_Pool Heater_E7_Baseline Forecast | Commercial | Warehouse | Existing | Miscellaneous | Natural Gas | Pool Heater | E7 |  | Baseline Forecast | 0 | 0 | 0 | 0 | 0 | 0 | 0 | 0 | 0 | 0 | 0 | 0 | 0 | 0 | 0 | 0 | 0 | 0 | 0 | 0 | 0 | 0 | 0 | 0 | 0 | 0 | 0 | 0 | 0 | 0 | 0 | 0 | 0
Commercial_Warehouse_Existing_Miscellaneous_Natural Gas_Pool Heater_E8_Baseline Forecast | Commercial | Warehouse | Existing | Miscellaneous | Natural Gas | Pool Heater | E8 |  | Baseline Forecast | 0 | 0 | 0 | 0 | 0 | 0 | 0 | 0 | 0 | 0 | 0 | 0 | 0 | 0 | 0 | 0 | 0 | 0 | 0 | 0 | 0 | 0 | 0 | 0 | 0 | 0 | 0 | 0 | 0 | 0 | 0 | 0 | 0
Commercial_Warehouse_Existing_Miscellaneous_Natural Gas_Pool Heater_E9_Baseline Forecast | Commercial | Warehouse | Existing | Miscellaneous | Natural Gas | Pool Heater | E9 |  | Baseline Forecast | 0 | 0 | 0 | 0 | 0 | 0 | 0 | 0 | 0 | 0 | 0 | 0 | 0 | 0 | 0 | 0 | 0 | 0 | 0 | 0 | 0 | 0 | 0 | 0 | 0 | 0 | 0 | 0 | 0 | 0 | 0 | 0 | 0
Commercial_Warehouse_Existing_Miscellaneous_Natural Gas_Pool Heater_E10_Baseline Forecast | Commercial | Warehouse | Existing | Miscellaneous | Natural Gas | Pool Heater | E10 |  | Baseline Forecast | 0 | 0 | 0 | 0 | 0 | 0 | 0 | 0 | 0 | 0 | 0 | 0 | 0 | 0 | 0 | 0 | 0 | 0 | 0 | 0 | 0 | 0 | 0 | 0 | 0 | 0 | 0 | 0 | 0 | 0 | 0 | 0 | 0
Commercial_Warehouse_Existing_Miscellaneous_Natural Gas_Pool Heater_Vintage_Baseline Forecast | Commercial | Warehouse | Existing | Miscellaneous | Natural Gas | Pool Heater | Vintage |  | Baseline Forecast | 0 | 0 | 0 | 0 | 0 | 0 | 0 | 0 | 0 | 0 | 0 | 0 | 0 | 0 | 0 | 0 | 0 | 0 | 0 | 0 | 0 | 0 | 0 | 0 | 0 | 0 | 0 | 0 | 0 | 0 | 0 | 0 | 0
Commercial_Warehouse_Existing_Miscellaneous_Natural Gas_Miscellaneous_E1_Baseline Forecast | Commercial | Warehouse | Existing | Miscellaneous | Natural Gas | Miscellaneous | E1 |  | Baseline Forecast | 0 | 67944.8897 | 148070.5689 | 238092.8681 | 314017.3182 | 377713.2765 | 431324.1695 | 476586.9897 | 514801.6834 | 546887.1024 | 573708.3842 | 596040.461 | 614523.4335 | 629710.1588 | 642071.9127 | 652034.6497 | 659955.5479 | 666140.5001 | 670845.8847 | 674290.378 | 676654.6276 | 678097.4993 | 678759.8188 | 678757.3152 | 678188.6929 | 677132.7376 | 675661.1255 | 673834.9857 | 671706.4501 | 669319.9763 | 666713.4769 | 663919.2815 | 660987.729
Commercial_Warehouse_Existing_Miscellaneous_Natural Gas_Miscellaneous_E2_Baseline Forecast | Commercial | Warehouse | Existing | Miscellaneous | Natural Gas | Miscellaneous | E2 |  | Baseline Forecast | 0 | 0 | 0 | 0 | 0 | 0 | 0 | 0 | 0 | 0 | 0 | 0 | 0 | 0 | 0 | 0 | 0 | 0 | 0 | 0 | 0 | 0 | 0 | 0 | 0 | 0 | 0 | 0 | 0 | 0 | 0 | 0 | 0
Commercial_Warehouse_Existing_Miscellaneous_Natural Gas_Miscellaneous_E3_Baseline Forecast | Commercial | Warehouse | Existing | Miscellaneous | Natural Gas | Miscellaneous | E3 |  | Baseline Forecast | 0 | 0 | 0 | 0 | 0 | 0 | 0 | 0 | 0 | 0 | 0 | 0 | 0 | 0 | 0 | 0 | 0 | 0 | 0 | 0 | 0 | 0 | 0 | 0 | 0 | 0 | 0 | 0 | 0 | 0 | 0 | 0 | 0
Commercial_Warehouse_Existing_Miscellaneous_Natural Gas_Miscellaneous_E4_Baseline Forecast | Commercial | Warehouse | Existing | Miscellaneous | Natural Gas | Miscellaneous | E4 |  | Baseline Forecast | 0 | 0 | 0 | 0 | 0 | 0 | 0 | 0 | 0 | 0 | 0 | 0 | 0 | 0 | 0 | 0 | 0 | 0 | 0 | 0 | 0 | 0 | 0 | 0 | 0 | 0 | 0 | 0 | 0 | 0 | 0 | 0 | 0
Commercial_Warehouse_Existing_Miscellaneous_Natural Gas_Miscellaneous_E5_Baseline Forecast | Commercial | Warehouse | Existing | Miscellaneous | Natural Gas | Miscellaneous | E5 |  | Baseline Forecast | 0 | 0 | 0 | 0 | 0 | 0 | 0 | 0 | 0 | 0 | 0 | 0 | 0 | 0 | 0 | 0 | 0 | 0 | 0 | 0 | 0 | 0 | 0 | 0 | 0 | 0 | 0 | 0 | 0 | 0 | 0 | 0 | 0
Commercial_Warehouse_Existing_Miscellaneous_Natural Gas_Miscellaneous_E6_Baseline Forecast | Commercial | Warehouse | Existing | Miscellaneous | Natural Gas | Miscellaneous | E6 |  | Baseline Forecast | 0 | 0 | 0 | 0 | 0 | 0 | 0 | 0 | 0 | 0 | 0 | 0 | 0 | 0 | 0 | 0 | 0 | 0 | 0 | 0 | 0 | 0 | 0 | 0 | 0 | 0 | 0 | 0 | 0 | 0 | 0 | 0 | 0
Commercial_Warehouse_Existing_Miscellaneous_Natural Gas_Miscellaneous_E7_Baseline Forecast | Commercial | Warehouse | Existing | Miscellaneous | Natural Gas | Miscellaneous | E7 |  | Baseline Forecast | 0 | 0 | 0 | 0 | 0 | 0 | 0 | 0 | 0 | 0 | 0 | 0 | 0 | 0 | 0 | 0 | 0 | 0 | 0 | 0 | 0 | 0 | 0 | 0 | 0 | 0 | 0 | 0 | 0 | 0 | 0 | 0 | 0
Commercial_Warehouse_Existing_Miscellaneous_Natural Gas_Miscellaneous_E8_Baseline Forecast | Commercial | Warehouse | Existing | Miscellaneous | Natural Gas | Miscellaneous | E8 |  | Baseline Forecast | 0 | 0 | 0 | 0 | 0 | 0 | 0 | 0 | 0 | 0 | 0 | 0 | 0 | 0 | 0 | 0 | 0 | 0 | 0 | 0 | 0 | 0 | 0 | 0 | 0 | 0 | 0 | 0 | 0 | 0 | 0 | 0 | 0
Commercial_Warehouse_Existing_Miscellaneous_Natural Gas_Miscellaneous_E9_Baseline Forecast | Commercial | Warehouse | Existing | Miscellaneous | Natural Gas | Miscellaneous | E9 |  | Baseline Forecast | 0 | 0 | 0 | 0 | 0 | 0 | 0 | 0 | 0 | 0 | 0 | 0 | 0 | 0 | 0 | 0 | 0 | 0 | 0 | 0 | 0 | 0 | 0 | 0 | 0 | 0 | 0 | 0 | 0 | 0 | 0 | 0 | 0
Commercial_Warehouse_Existing_Miscellaneous_Natural Gas_Miscellaneous_E10_Baseline Forecast | Commercial | Warehouse | Existing | Miscellaneous | Natural Gas | Miscellaneous | E10 |  | Baseline Forecast | 0 | 0 | 0 | 0 | 0 | 0 | 0 | 0 | 0 | 0 | 0 | 0 | 0 | 0 | 0 | 0 | 0 | 0 | 0 | 0 | 0 | 0 | 0 | 0 | 0 | 0 | 0 | 0 | 0 | 0 | 0 | 0 | 0
Commercial_Warehouse_Existing_Miscellaneous_Natural Gas_Miscellaneous_Vintage_Baseline Forecast | Commercial | Warehouse | Existing | Miscellaneous | Natural Gas | Miscellaneous | Vintage |  | Baseline Forecast | 796744.0333 | 724745.4898 | 640566.1568 | 545648.5308 | 464701.5219 | 395498.9519 | 336743.6334 | 286925.545 | 244617.7446 | 208581.5649 | 177861.5503 | 151669.849 | 129332.5918 | 110280.4454 | 94029.2619 | 80169.8602 | 68351.2221 | 58273.6283 | 49680.7812 | 42354.0865 | 36106.7971 | 30780.0419 | 26238.5174 | 22366.5585 | 19065.5251 | 16251.1683 | 13851.8078 | 11806.311 | 10062.542 | 8576.0391 | 7308.886 | 6228.7491 | 5308.2392
Commercial_Warehouse_New_Space Heating_Natural Gas_Furnace_E1_Baseline Forecast | Commercial | Warehouse | New | Space Heating | Natural Gas | Furnace | E1 |  | Baseline Forecast | 0 | 3489.4792 | 20320.5334 | 31076.7559 | 44949.0696 | 63775.3204 | 81371.747 | 96967.6557 | 110994.2684 | 124537.5369 | 137904.1418 | 151137.9523 | 164353.6309 | 177607.1239 | 190942.1392 | 204301.7216 | 217664.9551 | 231010.877 | 244339.2126 | 257649.6844 | 270963.0025 | 284279.186 | 297579.4827 | 310863.6763 | 324131.5482 | 337401.6491 | 350673.9921 | 363948.5903 | 377225.4569 | 390504.6051 | 403786.0484 | 417069.8 | 423052.9658
Commercial_Warehouse_New_Space Heating_Natural Gas_Furnace_E2_Baseline Forecast | Commercial | Warehouse | New | Space Heating | Natural Gas | Furnace | E2 |  | Baseline Forecast | 0 | 0 | 0 | 0 | 0 | 0 | 0 | 0 | 0 | 0 | 0 | 0 | 0 | 0 | 0 | 0 | 0 | 0 | 0 | 0 | 0 | 0 | 0 | 0 | 0 | 0 | 0 | 0 | 0 | 0 | 0 | 0 | 0
Commercial_Warehouse_New_Space Heating_Natural Gas_Furnace_E3_Baseline Forecast | Commercial | Warehouse | New | Space Heating | Natural Gas | Furnace | E3 |  | Baseline Forecast | 0 | 0 | 0 | 0 | 0 | 0 | 0 | 0 | 0 | 0 | 0 | 0 | 0 | 0 | 0 | 0 | 0 | 0 | 0 | 0 | 0 | 0 | 0 | 0 | 0 | 0 | 0 | 0 | 0 | 0 | 0 | 0 | 0
Commercial_Warehouse_New_Space Heating_Natural Gas_Furnace_E4_Baseline Forecast | Commercial | Warehouse | New | Space Heating | Natural Gas | Furnace | E4 |  | Baseline Forecast | 0 | 0 | 0 | 0 | 0 | 0 | 0 | 0 | 0 | 0 | 0 | 0 | 0 | 0 | 0 | 0 | 0 | 0 | 0 | 0 | 0 | 0 | 0 | 0 | 0 | 0 | 0 | 0 | 0 | 0 | 0 | 0 | 0
Commercial_Warehouse_New_Space Heating_Natural Gas_Furnace_E5_Baseline Forecast | Commercial | Warehouse | New | Space Heating | Natural Gas | Furnace | E5 |  | Baseline Forecast | 0 | 0 | 0 | 0 | 0 | 0 | 0 | 0 | 0 | 0 | 0 | 0 | 0 | 0 | 0 | 0 | 0 | 0 | 0 | 0 | 0 | 0 | 0 | 0 | 0 | 0 | 0 | 0 | 0 | 0 | 0 | 0 | 0
Commercial_Warehouse_New_Space Heating_Natural Gas_Furnace_E6_Baseline Forecast | Commercial | Warehouse | New | Space Heating | Natural Gas | Furnace | E6 |  | Baseline Forecast | 0 | 0 | 0 | 0 | 0 | 0 | 0 | 0 | 0 | 0 | 0 | 0 | 0 | 0 | 0 | 0 | 0 | 0 | 0 | 0 | 0 | 0 | 0 | 0 | 0 | 0 | 0 | 0 | 0 | 0 | 0 | 0 | 0
Commercial_Warehouse_New_Space Heating_Natural Gas_Furnace_E7_Baseline Forecast | Commercial | Warehouse | New | Space Heating | Natural Gas | Furnace | E7 |  | Baseline Forecast | 0 | 0 | 0 | 0 | 0 | 0 | 0 | 0 | 0 | 0 | 0 | 0 | 0 | 0 | 0 | 0 | 0 | 0 | 0 | 0 | 0 | 0 | 0 | 0 | 0 | 0 | 0 | 0 | 0 | 0 | 0 | 0 | 0
Commercial_Warehouse_New_Space Heating_Natural Gas_Furnace_E8_Baseline Forecast | Commercial | Warehouse | New | Space Heating | Natural Gas | Furnace | E8 |  | Baseline Forecast | 0 | 0 | 0 | 0 | 0 | 0 | 0 | 0 | 0 | 0 | 0 | 0 | 0 | 0 | 0 | 0 | 0 | 0 | 0 | 0 | 0 | 0 | 0 | 0 | 0 | 0 | 0 | 0 | 0 | 0 | 0 | 0 | 0
Commercial_Warehouse_New_Space Heating_Natural Gas_Furnace_E9_Baseline Forecast | Commercial | Warehouse | New | Space Heating | Natural Gas | Furnace | E9 |  | Baseline Forecast | 0 | 0 | 0 | 0 | 0 | 0 | 0 | 0 | 0 | 0 | 0 | 0 | 0 | 0 | 0 | 0 | 0 | 0 | 0 | 0 | 0 | 0 | 0 | 0 | 0 | 0 | 0 | 0 | 0 | 0 | 0 | 0 | 0
Commercial_Warehouse_New_Space Heating_Natural Gas_Furnace_E10_Baseline Forecast | Commercial | Warehouse | New | Space Heating | Natural Gas | Furnace | E10 |  | Baseline Forecast | 0 | 0 | 0 | 0 | 0 | 0 | 0 | 0 | 0 | 0 | 0 | 0 | 0 | 0 | 0 | 0 | 0 | 0 | 0 | 0 | 0 | 0 | 0 | 0 | 0 | 0 | 0 | 0 | 0 | 0 | 0 | 0 | 0
Commercial_Warehouse_New_Space Heating_Natural Gas_Furnace_Vintage_Baseline Forecast | Commercial | Warehouse | New | Space Heating | Natural Gas | Furnace | Vintage |  | Baseline Forecast | 0 | 0 | 0 | 0 | 0 | 0 | 0 | 0 | 0 | 0 | 0 | 0 | 0 | 0 | 0 | 0 | 0 | 0 | 0 | 0 | 0 | 0 | 0 | 0 | 0 | 0 | 0 | 0 | 0 | 0 | 0 | 0 | 0
Commercial_Warehouse_New_Space Heating_Natural Gas_Boiler_E1_Baseline Forecast | Commercial | Warehouse | New | Space Heating | Natural Gas | Boiler | E1 |  | Baseline Forecast | 0 | 178.7096 | 1040.6921 | 1591.5593 | 2302.0135 | 3266.1777 | 4167.3579 | 4966.0839 | 5684.4403 | 6378.0428 | 7062.5977 | 7740.3516 | 8417.177 | 9095.939 | 9778.876 | 10463.0712 | 11147.4535 | 11830.9491 | 12513.544 | 13195.2241 | 13877.05 | 14559.0226 | 15240.1816 | 15920.5158 | 16600.0142 | 17279.6268 | 17959.3541 | 18639.197 | 19319.156 | 19999.2319 | 20679.4253 | 21359.737 | 21666.1577
Commercial_Warehouse_New_Space Heating_Natural Gas_Boiler_E2_Baseline Forecast | Commercial | Warehouse | New | Space Heating | Natural Gas | Boiler | E2 |  | Baseline Forecast | 0 | 0 | 0 | 0 | 0 | 0 | 0 | 0 | 0 | 0 | 0 | 0 | 0 | 0 | 0 | 0 | 0 | 0 | 0 | 0 | 0 | 0 | 0 | 0 | 0 | 0 | 0 | 0 | 0 | 0 | 0 | 0 | 0
Commercial_Warehouse_New_Space Heating_Natural Gas_Boiler_E3_Baseline Forecast | Commercial | Warehouse | New | Space Heating | Natural Gas | Boiler | E3 |  | Baseline Forecast | 0 | 0 | 0 | 0 | 0 | 0 | 0 | 0 | 0 | 0 | 0 | 0 | 0 | 0 | 0 | 0 | 0 | 0 | 0 | 0 | 0 | 0 | 0 | 0 | 0 | 0 | 0 | 0 | 0 | 0 | 0 | 0 | 0
Commercial_Warehouse_New_Space Heating_Natural Gas_Boiler_E4_Baseline Forecast | Commercial | Warehouse | New | Space Heating | Natural Gas | Boiler | E4 |  | Baseline Forecast | 0 | 0 | 0 | 0 | 0 | 0 | 0 | 0 | 0 | 0 | 0 | 0 | 0 | 0 | 0 | 0 | 0 | 0 | 0 | 0 | 0 | 0 | 0 | 0 | 0 | 0 | 0 | 0 | 0 | 0 | 0 | 0 | 0
Commercial_Warehouse_New_Space Heating_Natural Gas_Boiler_E5_Baseline Forecast | Commercial | Warehouse | New | Space Heating | Natural Gas | Boiler | E5 |  | Baseline Forecast | 0 | 0 | 0 | 0 | 0 | 0 | 0 | 0 | 0 | 0 | 0 | 0 | 0 | 0 | 0 | 0 | 0 | 0 | 0 | 0 | 0 | 0 | 0 | 0 | 0 | 0 | 0 | 0 | 0 | 0 | 0 | 0 | 0
Commercial_Warehouse_New_Space Heating_Natural Gas_Boiler_E6_Baseline Forecast | Commercial | Warehouse | New | Space Heating | Natural Gas | Boiler | E6 |  | Baseline Forecast | 0 | 0 | 0 | 0 | 0 | 0 | 0 | 0 | 0 | 0 | 0 | 0 | 0 | 0 | 0 | 0 | 0 | 0 | 0 | 0 | 0 | 0 | 0 | 0 | 0 | 0 | 0 | 0 | 0 | 0 | 0 | 0 | 0
Commercial_Warehouse_New_Space Heating_Natural Gas_Boiler_E7_Baseline Forecast | Commercial | Warehouse | New | Space Heating | Natural Gas | Boiler | E7 |  | Baseline Forecast | 0 | 0 | 0 | 0 | 0 | 0 | 0 | 0 | 0 | 0 | 0 | 0 | 0 | 0 | 0 | 0 | 0 | 0 | 0 | 0 | 0 | 0 | 0 | 0 | 0 | 0 | 0 | 0 | 0 | 0 | 0 | 0 | 0
Commercial_Warehouse_New_Space Heating_Natural Gas_Boiler_E8_Baseline Forecast | Commercial | Warehouse | New | Space Heating | Natural Gas | Boiler | E8 |  | Baseline Forecast | 0 | 0 | 0 | 0 | 0 | 0 | 0 | 0 | 0 | 0 | 0 | 0 | 0 | 0 | 0 | 0 | 0 | 0 | 0 | 0 | 0 | 0 | 0 | 0 | 0 | 0 | 0 | 0 | 0 | 0 | 0 | 0 | 0
Commercial_Warehouse_New_Space Heating_Natural Gas_Boiler_E9_Baseline Forecast | Commercial | Warehouse | New | Space Heating | Natural Gas | Boiler | E9 |  | Baseline Forecast | 0 | 0 | 0 | 0 | 0 | 0 | 0 | 0 | 0 | 0 | 0 | 0 | 0 | 0 | 0 | 0 | 0 | 0 | 0 | 0 | 0 | 0 | 0 | 0 | 0 | 0 | 0 | 0 | 0 | 0 | 0 | 0 | 0
Commercial_Warehouse_New_Space Heating_Natural Gas_Boiler_E10_Baseline Forecast | Commercial | Warehouse | New | Space Heating | Natural Gas | Boiler | E10 |  | Baseline Forecast | 0 | 0 | 0 | 0 | 0 | 0 | 0 | 0 | 0 | 0 | 0 | 0 | 0 | 0 | 0 | 0 | 0 | 0 | 0 | 0 | 0 | 0 | 0 | 0 | 0 | 0 | 0 | 0 | 0 | 0 | 0 | 0 | 0
Commercial_Warehouse_New_Space Heating_Natural Gas_Boiler_Vintage_Baseline Forecast | Commercial | Warehouse | New | Space Heating | Natural Gas | Boiler | Vintage |  | Baseline Forecast | 0 | 0 | 0 | 0 | 0 | 0 | 0 | 0 | 0 | 0 | 0 | 0 | 0 | 0 | 0 | 0 | 0 | 0 | 0 | 0 | 0 | 0 | 0 | 0 | 0 | 0 | 0 | 0 | 0 | 0 | 0 | 0 | 0
Commercial_Warehouse_New_Space Heating_Natural Gas_Unit Heater_E1_Baseline Forecast | Commercial | Warehouse | New | Space Heating | Natural Gas | Unit Heater | E1 |  | Baseline Forecast | 0 | 1524.137 | 8875.6156 | 13573.7254 | 19632.8835 | 27855.8254 | 35541.6039 | 42353.5949 | 48480.1478 | 54395.5853 | 60233.8596 | 66014.1319 | 71786.4844 | 77575.3536 | 83399.8302 | 89235.0371 | 95071.8388 | 100901.0792 | 106722.6382 | 112536.3946 | 118351.3942 | 124167.6454 | 129976.9576 | 135779.2362 | 141574.3858 | 147370.509 | 153167.6115 | 158965.699 | 164764.7773 | 170564.8522 | 176365.9295 | 182168.015 | 184781.3461
Commercial_Warehouse_New_Space Heating_Natural Gas_Unit Heater_E2_Baseline Forecast | Commercial | Warehouse | New | Space Heating | Natural Gas | Unit Heater | E2 |  | Baseline Forecast | 0 | 0 | 0 | 0 | 0 | 0 | 0 | 0 | 0 | 0 | 0 | 0 | 0 | 0 | 0 | 0 | 0 | 0 | 0 | 0 | 0 | 0 | 0 | 0 | 0 | 0 | 0 | 0 | 0 | 0 | 0 | 0 | 0
Commercial_Warehouse_New_Space Heating_Natural Gas_Unit Heater_E3_Baseline Forecast | Commercial | Warehouse | New | Space Heating | Natural Gas | Unit Heater | E3 |  | Baseline Forecast | 0 | 0 | 0 | 0 | 0 | 0 | 0 | 0 | 0 | 0 | 0 | 0 | 0 | 0 | 0 | 0 | 0 | 0 | 0 | 0 | 0 | 0 | 0 | 0 | 0 | 0 | 0 | 0 | 0 | 0 | 0 | 0 | 0
Commercial_Warehouse_New_Space Heating_Natural Gas_Unit Heater_E4_Baseline Forecast | Commercial | Warehouse | New | Space Heating | Natural Gas | Unit Heater | E4 |  | Baseline Forecast | 0 | 0 | 0 | 0 | 0 | 0 | 0 | 0 | 0 | 0 | 0 | 0 | 0 | 0 | 0 | 0 | 0 | 0 | 0 | 0 | 0 | 0 | 0 | 0 | 0 | 0 | 0 | 0 | 0 | 0 | 0 | 0 | 0
Commercial_Warehouse_New_Space Heating_Natural Gas_Unit Heater_E5_Baseline Forecast | Commercial | Warehouse | New | Space Heating | Natural Gas | Unit Heater | E5 |  | Baseline Forecast | 0 | 0 | 0 | 0 | 0 | 0 | 0 | 0 | 0 | 0 | 0 | 0 | 0 | 0 | 0 | 0 | 0 | 0 | 0 | 0 | 0 | 0 | 0 | 0 | 0 | 0 | 0 | 0 | 0 | 0 | 0 | 0 | 0
Commercial_Warehouse_New_Space Heating_Natural Gas_Unit Heater_E6_Baseline Forecast | Commercial | Warehouse | New | Space Heating | Natural Gas | Unit Heater | E6 |  | Baseline Forecast | 0 | 0 | 0 | 0 | 0 | 0 | 0 | 0 | 0 | 0 | 0 | 0 | 0 | 0 | 0 | 0 | 0 | 0 | 0 | 0 | 0 | 0 | 0 | 0 | 0 | 0 | 0 | 0 | 0 | 0 | 0 | 0 | 0
Commercial_Warehouse_New_Space Heating_Natural Gas_Unit Heater_E7_Baseline Forecast | Commercial | Warehouse | New | Space Heating | Natural Gas | Unit Heater | E7 |  | Baseline Forecast | 0 | 0 | 0 | 0 | 0 | 0 | 0 | 0 | 0 | 0 | 0 | 0 | 0 | 0 | 0 | 0 | 0 | 0 | 0 | 0 | 0 | 0 | 0 | 0 | 0 | 0 | 0 | 0 | 0 | 0 | 0 | 0 | 0
Commercial_Warehouse_New_Space Heating_Natural Gas_Unit Heater_E8_Baseline Forecast | Commercial | Warehouse | New | Space Heating | Natural Gas | Unit Heater | E8 |  | Baseline Forecast | 0 | 0 | 0 | 0 | 0 | 0 | 0 | 0 | 0 | 0 | 0 | 0 | 0 | 0 | 0 | 0 | 0 | 0 | 0 | 0 | 0 | 0 | 0 | 0 | 0 | 0 | 0 | 0 | 0 | 0 | 0 | 0 | 0
Commercial_Warehouse_New_Space Heating_Natural Gas_Unit Heater_E9_Baseline Forecast | Commercial | Warehouse | New | Space Heating | Natural Gas | Unit Heater | E9 |  | Baseline Forecast | 0 | 0 | 0 | 0 | 0 | 0 | 0 | 0 | 0 | 0 | 0 | 0 | 0 | 0 | 0 | 0 | 0 | 0 | 0 | 0 | 0 | 0 | 0 | 0 | 0 | 0 | 0 | 0 | 0 | 0 | 0 | 0 | 0
Commercial_Warehouse_New_Space Heating_Natural Gas_Unit Heater_E10_Baseline Forecast | Commercial | Warehouse | New | Space Heating | Natural Gas | Unit Heater | E10 |  | Baseline Forecast | 0 | 0 | 0 | 0 | 0 | 0 | 0 | 0 | 0 | 0 | 0 | 0 | 0 | 0 | 0 | 0 | 0 | 0 | 0 | 0 | 0 | 0 | 0 | 0 | 0 | 0 | 0 | 0 | 0 | 0 | 0 | 0 | 0
Commercial_Warehouse_New_Space Heating_Natural Gas_Unit Heater_Vintage_Baseline Forecast | Commercial | Warehouse | New | Space Heating | Natural Gas | Unit Heater | Vintage |  | Baseline Forecast | 0 | 0 | 0 | 0 | 0 | 0 | 0 | 0 | 0 | 0 | 0 | 0 | 0 | 0 | 0 | 0 | 0 | 0 | 0 | 0 | 0 | 0 | 0 | 0 | 0 | 0 | 0 | 0 | 0 | 0 | 0 | 0 | 0
Commercial_Warehouse_New_Water Heating_Natural Gas_Water Heater_E1_Baseline Forecast | Commercial | Warehouse | New | Water Heating | Natural Gas | Water Heater | E1 |  | Baseline Forecast | 0 | 0 | 0 | 0 | 0 | 0 | 0 | 0 | 0 | 0 | 0 | 0 | 0 | 0 | 0 | 0 | 0 | 0 | 0 | 0 | 0 | 0 | 0 | 0 | 0 | 0 | 0 | 0 | 0 | 0 | 0 | 0 | 0
Commercial_Warehouse_New_Water Heating_Natural Gas_Water Heater_E2_Baseline Forecast | Commercial | Warehouse | New | Water Heating | Natural Gas | Water Heater | E2 |  | Baseline Forecast | 0 | 2440.0925 | 14209.5649 | 21731.082 | 31431.5922 | 44596.2482 | 56900.9235 | 67806.6941 | 77615.1011 | 87085.5195 | 96432.4021 | 105686.4253 | 114927.7694 | 124195.5561 | 133520.3489 | 142862.3208 | 152206.8459 | 161539.2654 | 170859.3874 | 180167.0177 | 189476.6383 | 198788.2626 | 208088.7778 | 217378.0325 | 226655.8739 | 235935.274 | 245216.2419 | 254498.7868 | 263782.918 | 273068.6446 | 282355.976 | 291644.9217 | 295828.7776
Commercial_Warehouse_New_Water Heating_Natural Gas_Water Heater_E3_Baseline Forecast | Commercial | Warehouse | New | Water Heating | Natural Gas | Water Heater | E3 |  | Baseline Forecast | 0 | 0 | 0 | 0 | 0 | 0 | 0 | 0 | 0 | 0 | 0 | 0 | 0 | 0 | 0 | 0 | 0 | 0 | 0 | 0 | 0 | 0 | 0 | 0 | 0 | 0 | 0 | 0 | 0 | 0 | 0 | 0 | 0
Commercial_Warehouse_New_Water Heating_Natural Gas_Water Heater_E4_Baseline Forecast | Commercial | Warehouse | New | Water Heating | Natural Gas | Water Heater | E4 |  | Baseline Forecast | 0 | 0 | 0 | 0 | 0 | 0 | 0 | 0 | 0 | 0 | 0 | 0 | 0 | 0 | 0 | 0 | 0 | 0 | 0 | 0 | 0 | 0 | 0 | 0 | 0 | 0 | 0 | 0 | 0 | 0 | 0 | 0 | 0
Commercial_Warehouse_New_Water Heating_Natural Gas_Water Heater_E5_Baseline Forecast | Commercial | Warehouse | New | Water Heating | Natural Gas | Water Heater | E5 |  | Baseline Forecast | 0 | 0 | 0 | 0 | 0 | 0 | 0 | 0 | 0 | 0 | 0 | 0 | 0 | 0 | 0 | 0 | 0 | 0 | 0 | 0 | 0 | 0 | 0 | 0 | 0 | 0 | 0 | 0 | 0 | 0 | 0 | 0 | 0
Commercial_Warehouse_New_Water Heating_Natural Gas_Water Heater_E6_Baseline Forecast | Commercial | Warehouse | New | Water Heating | Natural Gas | Water Heater | E6 |  | Baseline Forecast | 0 | 0 | 0 | 0 | 0 | 0 | 0 | 0 | 0 | 0 | 0 | 0 | 0 | 0 | 0 | 0 | 0 | 0 | 0 | 0 | 0 | 0 | 0 | 0 | 0 | 0 | 0 | 0 | 0 | 0 | 0 | 0 | 0
Commercial_Warehouse_New_Water Heating_Natural Gas_Water Heater_E7_Baseline Forecast | Commercial | Warehouse | New | Water Heating | Natural Gas | Water Heater | E7 |  | Baseline Forecast | 0 | 0 | 0 | 0 | 0 | 0 | 0 | 0 | 0 | 0 | 0 | 0 | 0 | 0 | 0 | 0 | 0 | 0 | 0 | 0 | 0 | 0 | 0 | 0 | 0 | 0 | 0 | 0 | 0 | 0 | 0 | 0 | 0
Commercial_Warehouse_New_Water Heating_Natural Gas_Water Heater_E8_Baseline Forecast | Commercial | Warehouse | New | Water Heating | Natural Gas | Water Heater | E8 |  | Baseline Forecast | 0 | 0 | 0 | 0 | 0 | 0 | 0 | 0 | 0 | 0 | 0 | 0 | 0 | 0 | 0 | 0 | 0 | 0 | 0 | 0 | 0 | 0 | 0 | 0 | 0 | 0 | 0 | 0 | 0 | 0 | 0 | 0 | 0
Commercial_Warehouse_New_Water Heating_Natural Gas_Water Heater_E9_Baseline Forecast | Commercial | Warehouse | New | Water Heating | Natural Gas | Water Heater | E9 |  | Baseline Forecast | 0 | 0 | 0 | 0 | 0 | 0 | 0 | 0 | 0 | 0 | 0 | 0 | 0 | 0 | 0 | 0 | 0 | 0 | 0 | 0 | 0 | 0 | 0 | 0 | 0 | 0 | 0 | 0 | 0 | 0 | 0 | 0 | 0
Commercial_Warehouse_New_Water Heating_Natural Gas_Water Heater_E10_Baseline Forecast | Commercial | Warehouse | New | Water Heating | Natural Gas | Water Heater | E10 |  | Baseline Forecast | 0 | 0 | 0 | 0 | 0 | 0 | 0 | 0 | 0 | 0 | 0 | 0 | 0 | 0 | 0 | 0 | 0 | 0 | 0 | 0 | 0 | 0 | 0 | 0 | 0 | 0 | 0 | 0 | 0 | 0 | 0 | 0 | 0
Commercial_Warehouse_New_Water Heating_Natural Gas_Water Heater_Vintage_Baseline Forecast | Commercial | Warehouse | New | Water Heating | Natural Gas | Water Heater | Vintage |  | Baseline Forecast | 0 | 0 | 0 | 0 | 0 | 0 | 0 | 0 | 0 | 0 | 0 | 0 | 0 | 0 | 0 | 0 | 0 | 0 | 0 | 0 | 0 | 0 | 0 | 0 | 0 | 0 | 0 | 0 | 0 | 0 | 0 | 0 | 0
Commercial_Warehouse_New_Food Preparation_Natural Gas_Oven_E1_Baseline Forecast | Commercial | Warehouse | New | Food Preparation | Natural Gas | Oven | E1 |  | Baseline Forecast | 0 | 20.4908 | 119.3253 | 182.4875 | 263.9479 | 374.4986 | 477.8276 | 569.4092 | 651.7756 | 731.3038 | 809.7946 | 887.5056 | 965.1101 | 1042.9367 | 1121.2419 | 1199.6915 | 1278.1625 | 1356.5318 | 1434.7979 | 1512.959 | 1591.1369 | 1669.3316 | 1747.433 | 1825.4399 | 1903.3509 | 1981.275 | 2059.2122 | 2137.1627 | 2215.1266 | 2293.1038 | 2371.0945 | 2449.0987 | 2484.2328
Commercial_Warehouse_New_Food Preparation_Natural Gas_Oven_E2_Baseline Forecast | Commercial | Warehouse | New | Food Preparation | Natural Gas | Oven | E2 |  | Baseline Forecast | 0 | 29.4867 | 171.7121 | 262.604 | 379.8275 | 538.9126 | 687.6055 | 819.3937 | 937.921 | 1052.364 | 1165.3141 | 1277.1422 | 1388.8169 | 1500.8113 | 1613.4945 | 1726.3853 | 1839.307 | 1952.0823 | 2064.7091 | 2177.1849 | 2289.6848 | 2402.2089 | 2514.5987 | 2626.8525 | 2738.9683 | 2851.103 | 2963.2566 | 3075.4293 | 3187.6211 | 3299.8323 | 3412.0628 | 3524.3128 | 3574.8716
Commercial_Warehouse_New_Food Preparation_Natural Gas_Oven_E3_Baseline Forecast | Commercial | Warehouse | New | Food Preparation | Natural Gas | Oven | E3 |  | Baseline Forecast | 0 | 0 | 0 | 0 | 0 | 0 | 0 | 0 | 0 | 0 | 0 | 0 | 0 | 0 | 0 | 0 | 0 | 0 | 0 | 0 | 0 | 0 | 0 | 0 | 0 | 0 | 0 | 0 | 0 | 0 | 0 | 0 | 0
Commercial_Warehouse_New_Food Preparation_Natural Gas_Oven_E4_Baseline Forecast | Commercial | Warehouse | New | Food Preparation | Natural Gas | Oven | E4 |  | Baseline Forecast | 0 | 0 | 0 | 0 | 0 | 0 | 0 | 0 | 0 | 0 | 0 | 0 | 0 | 0 | 0 | 0 | 0 | 0 | 0 | 0 | 0 | 0 | 0 | 0 | 0 | 0 | 0 | 0 | 0 | 0 | 0 | 0 | 0
Commercial_Warehouse_New_Food Preparation_Natural Gas_Oven_E5_Baseline Forecast | Commercial | Warehouse | New | Food Preparation | Natural Gas | Oven | E5 |  | Baseline Forecast | 0 | 0 | 0 | 0 | 0 | 0 | 0 | 0 | 0 | 0 | 0 | 0 | 0 | 0 | 0 | 0 | 0 | 0 | 0 | 0 | 0 | 0 | 0 | 0 | 0 | 0 | 0 | 0 | 0 | 0 | 0 | 0 | 0
Commercial_Warehouse_New_Food Preparation_Natural Gas_Oven_E6_Baseline Forecast | Commercial | Warehouse | New | Food Preparation | Natural Gas | Oven | E6 |  | Baseline Forecast | 0 | 0 | 0 | 0 | 0 | 0 | 0 | 0 | 0 | 0 | 0 | 0 | 0 | 0 | 0 | 0 | 0 | 0 | 0 | 0 | 0 | 0 | 0 | 0 | 0 | 0 | 0 | 0 | 0 | 0 | 0 | 0 | 0
Commercial_Warehouse_New_Food Preparation_Natural Gas_Oven_E7_Baseline Forecast | Commercial | Warehouse | New | Food Preparation | Natural Gas | Oven | E7 |  | Baseline Forecast | 0 | 0 | 0 | 0 | 0 | 0 | 0 | 0 | 0 | 0 | 0 | 0 | 0 | 0 | 0 | 0 | 0 | 0 | 0 | 0 | 0 | 0 | 0 | 0 | 0 | 0 | 0 | 0 | 0 | 0 | 0 | 0 | 0
Commercial_Warehouse_New_Food Preparation_Natural Gas_Oven_E8_Baseline Forecast | Commercial | Warehouse | New | Food Preparation | Natural Gas | Oven | E8 |  | Baseline Forecast | 0 | 0 | 0 | 0 | 0 | 0 | 0 | 0 | 0 | 0 | 0 | 0 | 0 | 0 | 0 | 0 | 0 | 0 | 0 | 0 | 0 | 0 | 0 | 0 | 0 | 0 | 0 | 0 | 0 | 0 | 0 | 0 | 0
Commercial_Warehouse_New_Food Preparation_Natural Gas_Oven_E9_Baseline Forecast | Commercial | Warehouse | New | Food Preparation | Natural Gas | Oven | E9 |  | Baseline Forecast | 0 | 0 | 0 | 0 | 0 | 0 | 0 | 0 | 0 | 0 | 0 | 0 | 0 | 0 | 0 | 0 | 0 | 0 | 0 | 0 | 0 | 0 | 0 | 0 | 0 | 0 | 0 | 0 | 0 | 0 | 0 | 0 | 0
Commercial_Warehouse_New_Food Preparation_Natural Gas_Oven_E10_Baseline Forecast | Commercial | Warehouse | New | Food Preparation | Natural Gas | Oven | E10 |  | Baseline Forecast | 0 | 0 | 0 | 0 | 0 | 0 | 0 | 0 | 0 | 0 | 0 | 0 | 0 | 0 | 0 | 0 | 0 | 0 | 0 | 0 | 0 | 0 | 0 | 0 | 0 | 0 | 0 | 0 | 0 | 0 | 0 | 0 | 0
Commercial_Warehouse_New_Food Preparation_Natural Gas_Oven_Vintage_Baseline Forecast | Commercial | Warehouse | New | Food Preparation | Natural Gas | Oven | Vintage |  | Baseline Forecast | 0 | 0 | 0 | 0 | 0 | 0 | 0 | 0 | 0 | 0 | 0 | 0 | 0 | 0 | 0 | 0 | 0 | 0 | 0 | 0 | 0 | 0 | 0 | 0 | 0 | 0 | 0 | 0 | 0 | 0 | 0 | 0 | 0
Commercial_Warehouse_New_Food Preparation_Natural Gas_Conveyor Oven_E1_Baseline Forecast | Commercial | Warehouse | New | Food Preparation | Natural Gas | Conveyor Oven | E1 |  | Baseline Forecast | 0 | 10.2454 | 59.6627 | 91.2438 | 131.974 | 187.2493 | 238.9138 | 284.7046 | 325.8878 | 365.6519 | 404.8973 | 443.7528 | 482.555 | 521.4683 | 560.621 | 599.8457 | 639.0812 | 678.2659 | 717.3989 | 756.4795 | 795.5684 | 834.6658 | 873.7165 | 912.7199 | 951.6754 | 990.6375 | 1029.6061 | 1068.5814 | 1107.5633 | 1146.5519 | 1185.5472 | 1224.5494 | 1242.1164
Commercial_Warehouse_New_Food Preparation_Natural Gas_Conveyor Oven_E2_Baseline Forecast | Commercial | Warehouse | New | Food Preparation | Natural Gas | Conveyor Oven | E2 |  | Baseline Forecast | 0 | 14.7434 | 85.856 | 131.302 | 189.9138 | 269.4563 | 343.8028 | 409.6968 | 468.9605 | 526.182 | 582.6571 | 638.5711 | 694.4085 | 750.4056 | 806.7472 | 863.1927 | 919.6535 | 976.0412 | 1032.3546 | 1088.5925 | 1144.8424 | 1201.1044 | 1257.2994 | 1313.4262 | 1369.4842 | 1425.5515 | 1481.6283 | 1537.7146 | 1593.8106 | 1649.9161 | 1706.0314 | 1762.1564 | 1787.4358
Commercial_Warehouse_New_Food Preparation_Natural Gas_Conveyor Oven_E3_Baseline Forecast | Commercial | Warehouse | New | Food Preparation | Natural Gas | Conveyor Oven | E3 |  | Baseline Forecast | 0 | 0 | 0 | 0 | 0 | 0 | 0 | 0 | 0 | 0 | 0 | 0 | 0 | 0 | 0 | 0 | 0 | 0 | 0 | 0 | 0 | 0 | 0 | 0 | 0 | 0 | 0 | 0 | 0 | 0 | 0 | 0 | 0
Commercial_Warehouse_New_Food Preparation_Natural Gas_Conveyor Oven_E4_Baseline Forecast | Commercial | Warehouse | New | Food Preparation | Natural Gas | Conveyor Oven | E4 |  | Baseline Forecast | 0 | 0 | 0 | 0 | 0 | 0 | 0 | 0 | 0 | 0 | 0 | 0 | 0 | 0 | 0 | 0 | 0 | 0 | 0 | 0 | 0 | 0 | 0 | 0 | 0 | 0 | 0 | 0 | 0 | 0 | 0 | 0 | 0
Commercial_Warehouse_New_Food Preparation_Natural Gas_Conveyor Oven_E5_Baseline Forecast | Commercial | Warehouse | New | Food Preparation | Natural Gas | Conveyor Oven | E5 |  | Baseline Forecast | 0 | 0 | 0 | 0 | 0 | 0 | 0 | 0 | 0 | 0 | 0 | 0 | 0 | 0 | 0 | 0 | 0 | 0 | 0 | 0 | 0 | 0 | 0 | 0 | 0 | 0 | 0 | 0 | 0 | 0 | 0 | 0 | 0
Commercial_Warehouse_New_Food Preparation_Natural Gas_Conveyor Oven_E6_Baseline Forecast | Commercial | Warehouse | New | Food Preparation | Natural Gas | Conveyor Oven | E6 |  | Baseline Forecast | 0 | 0 | 0 | 0 | 0 | 0 | 0 | 0 | 0 | 0 | 0 | 0 | 0 | 0 | 0 | 0 | 0 | 0 | 0 | 0 | 0 | 0 | 0 | 0 | 0 | 0 | 0 | 0 | 0 | 0 | 0 | 0 | 0
Commercial_Warehouse_New_Food Preparation_Natural Gas_Conveyor Oven_E7_Baseline Forecast | Commercial | Warehouse | New | Food Preparation | Natural Gas | Conveyor Oven | E7 |  | Baseline Forecast | 0 | 0 | 0 | 0 | 0 | 0 | 0 | 0 | 0 | 0 | 0 | 0 | 0 | 0 | 0 | 0 | 0 | 0 | 0 | 0 | 0 | 0 | 0 | 0 | 0 | 0 | 0 | 0 | 0 | 0 | 0 | 0 | 0
Commercial_Warehouse_New_Food Preparation_Natural Gas_Conveyor Oven_E8_Baseline Forecast | Commercial | Warehouse | New | Food Preparation | Natural Gas | Conveyor Oven | E8 |  | Baseline Forecast | 0 | 0 | 0 | 0 | 0 | 0 | 0 | 0 | 0 | 0 | 0 | 0 | 0 | 0 | 0 | 0 | 0 | 0 | 0 | 0 | 0 | 0 | 0 | 0 | 0 | 0 | 0 | 0 | 0 | 0 | 0 | 0 | 0
Commercial_Warehouse_New_Food Preparation_Natural Gas_Conveyor Oven_E9_Baseline Forecast | Commercial | Warehouse | New | Food Preparation | Natural Gas | Conveyor Oven | E9 |  | Baseline Forecast | 0 | 0 | 0 | 0 | 0 | 0 | 0 | 0 | 0 | 0 | 0 | 0 | 0 | 0 | 0 | 0 | 0 | 0 | 0 | 0 | 0 | 0 | 0 | 0 | 0 | 0 | 0 | 0 | 0 | 0 | 0 | 0 | 0
Commercial_Warehouse_New_Food Preparation_Natural Gas_Conveyor Oven_E10_Baseline Forecast | Commercial | Warehouse | New | Food Preparation | Natural Gas | Conveyor Oven | E10 |  | Baseline Forecast | 0 | 0 | 0 | 0 | 0 | 0 | 0 | 0 | 0 | 0 | 0 | 0 | 0 | 0 | 0 | 0 | 0 | 0 | 0 | 0 | 0 | 0 | 0 | 0 | 0 | 0 | 0 | 0 | 0 | 0 | 0 | 0 | 0
Commercial_Warehouse_New_Food Preparation_Natural Gas_Conveyor Oven_Vintage_Baseline Forecast | Commercial | Warehouse | New | Food Preparation | Natural Gas | Conveyor Oven | Vintage |  | Baseline Forecast | 0 | 0 | 0 | 0 | 0 | 0 | 0 | 0 | 0 | 0 | 0 | 0 | 0 | 0 | 0 | 0 | 0 | 0 | 0 | 0 | 0 | 0 | 0 | 0 | 0 | 0 | 0 | 0 | 0 | 0 | 0 | 0 | 0
Commercial_Warehouse_New_Food Preparation_Natural Gas_Double Rack Oven_E1_Baseline Forecast | Commercial | Warehouse | New | Food Preparation | Natural Gas | Double Rack Oven | E1 |  | Baseline Forecast | 0 | 10.2454 | 59.6627 | 91.2438 | 131.974 | 187.2493 | 238.9138 | 284.7046 | 325.8878 | 365.6519 | 404.8973 | 443.7528 | 482.555 | 521.4683 | 560.621 | 599.8457 | 639.0812 | 678.2659 | 717.3989 | 756.4795 | 795.5684 | 834.6658 | 873.7165 | 912.7199 | 951.6754 | 990.6375 | 1029.6061 | 1068.5814 | 1107.5633 | 1146.5519 | 1185.5472 | 1224.5494 | 1242.1164
Commercial_Warehouse_New_Food Preparation_Natural Gas_Double Rack Oven_E2_Baseline Forecast | Commercial | Warehouse | New | Food Preparation | Natural Gas | Double Rack Oven | E2 |  | Baseline Forecast | 0 | 14.7434 | 85.856 | 131.302 | 189.9138 | 269.4563 | 343.8028 | 409.6968 | 468.9605 | 526.182 | 582.6571 | 638.5711 | 694.4085 | 750.4056 | 806.7472 | 863.1927 | 919.6535 | 976.0412 | 1032.3546 | 1088.5925 | 1144.8424 | 1201.1044 | 1257.2994 | 1313.4262 | 1369.4842 | 1425.5515 | 1481.6283 | 1537.7146 | 1593.8106 | 1649.9161 | 1706.0314 | 1762.1564 | 1787.4358
Commercial_Warehouse_New_Food Preparation_Natural Gas_Double Rack Oven_E3_Baseline Forecast | Commercial | Warehouse | New | Food Preparation | Natural Gas | Double Rack Oven | E3 |  | Baseline Forecast | 0 | 0 | 0 | 0 | 0 | 0 | 0 | 0 | 0 | 0 | 0 | 0 | 0 | 0 | 0 | 0 | 0 | 0 | 0 | 0 | 0 | 0 | 0 | 0 | 0 | 0 | 0 | 0 | 0 | 0 | 0 | 0 | 0
Commercial_Warehouse_New_Food Preparation_Natural Gas_Double Rack Oven_E4_Baseline Forecast | Commercial | Warehouse | New | Food Preparation | Natural Gas | Double Rack Oven | E4 |  | Baseline Forecast | 0 | 0 | 0 | 0 | 0 | 0 | 0 | 0 | 0 | 0 | 0 | 0 | 0 | 0 | 0 | 0 | 0 | 0 | 0 | 0 | 0 | 0 | 0 | 0 | 0 | 0 | 0 | 0 | 0 | 0 | 0 | 0 | 0
Commercial_Warehouse_New_Food Preparation_Natural Gas_Double Rack Oven_E5_Baseline Forecast | Commercial | Warehouse | New | Food Preparation | Natural Gas | Double Rack Oven | E5 |  | Baseline Forecast | 0 | 0 | 0 | 0 | 0 | 0 | 0 | 0 | 0 | 0 | 0 | 0 | 0 | 0 | 0 | 0 | 0 | 0 | 0 | 0 | 0 | 0 | 0 | 0 | 0 | 0 | 0 | 0 | 0 | 0 | 0 | 0 | 0
Commercial_Warehouse_New_Food Preparation_Natural Gas_Double Rack Oven_E6_Baseline Forecast | Commercial | Warehouse | New | Food Preparation | Natural Gas | Double Rack Oven | E6 |  | Baseline Forecast | 0 | 0 | 0 | 0 | 0 | 0 | 0 | 0 | 0 | 0 | 0 | 0 | 0 | 0 | 0 | 0 | 0 | 0 | 0 | 0 | 0 | 0 | 0 | 0 | 0 | 0 | 0 | 0 | 0 | 0 | 0 | 0 | 0
Commercial_Warehouse_New_Food Preparation_Natural Gas_Double Rack Oven_E7_Baseline Forecast | Commercial | Warehouse | New | Food Preparation | Natural Gas | Double Rack Oven | E7 |  | Baseline Forecast | 0 | 0 | 0 | 0 | 0 | 0 | 0 | 0 | 0 | 0 | 0 | 0 | 0 | 0 | 0 | 0 | 0 | 0 | 0 | 0 | 0 | 0 | 0 | 0 | 0 | 0 | 0 | 0 | 0 | 0 | 0 | 0 | 0
Commercial_Warehouse_New_Food Preparation_Natural Gas_Double Rack Oven_E8_Baseline Forecast | Commercial | Warehouse | New | Food Preparation | Natural Gas | Double Rack Oven | E8 |  | Baseline Forecast | 0 | 0 | 0 | 0 | 0 | 0 | 0 | 0 | 0 | 0 | 0 | 0 | 0 | 0 | 0 | 0 | 0 | 0 | 0 | 0 | 0 | 0 | 0 | 0 | 0 | 0 | 0 | 0 | 0 | 0 | 0 | 0 | 0
Commercial_Warehouse_New_Food Preparation_Natural Gas_Double Rack Oven_E9_Baseline Forecast | Commercial | Warehouse | New | Food Preparation | Natural Gas | Double Rack Oven | E9 |  | Baseline Forecast | 0 | 0 | 0 | 0 | 0 | 0 | 0 | 0 | 0 | 0 | 0 | 0 | 0 | 0 | 0 | 0 | 0 | 0 | 0 | 0 | 0 | 0 | 0 | 0 | 0 | 0 | 0 | 0 | 0 | 0 | 0 | 0 | 0
Commercial_Warehouse_New_Food Preparation_Natural Gas_Double Rack Oven_E10_Baseline Forecast | Commercial | Warehouse | New | Food Preparation | Natural Gas | Double Rack Oven | E10 |  | Baseline Forecast | 0 | 0 | 0 | 0 | 0 | 0 | 0 | 0 | 0 | 0 | 0 | 0 | 0 | 0 | 0 | 0 | 0 | 0 | 0 | 0 | 0 | 0 | 0 | 0 | 0 | 0 | 0 | 0 | 0 | 0 | 0 | 0 | 0
Commercial_Warehouse_New_Food Preparation_Natural Gas_Double Rack Oven_Vintage_Baseline Forecast | Commercial | Warehouse | New | Food Preparation | Natural Gas | Double Rack Oven | Vintage |  | Baseline Forecast | 0 | 0 | 0 | 0 | 0 | 0 | 0 | 0 | 0 | 0 | 0 | 0 | 0 | 0 | 0 | 0 | 0 | 0 | 0 | 0 | 0 | 0 | 0 | 0 | 0 | 0 | 0 | 0 | 0 | 0 | 0 | 0 | 0
Commercial_Warehouse_New_Food Preparation_Natural Gas_Fryer_E1_Baseline Forecast | Commercial | Warehouse | New | Food Preparation | Natural Gas | Fryer | E1 |  | Baseline Forecast | 0 | 73.9667 | 430.7353 | 430.7353 | 430.7353 | 430.7353 | 412.2437 | 309.1828 | 231.8871 | 173.9153 | 112.8838 | 0 | 0 | 0 | 0 | 0 | 0 | 0 | 0 | 0 | 0 | 0 | 0 | 0 | 0 | 0 | 0 | 0 | 0 | 0 | 0 | 0 | 0
Commercial_Warehouse_New_Food Preparation_Natural Gas_Fryer_E2_Baseline Forecast | Commercial | Warehouse | New | Food Preparation | Natural Gas | Fryer | E2 |  | Baseline Forecast | 0 | 25.9883 | 151.3394 | 459.4478 | 856.8155 | 1396.0871 | 1918.6224 | 2468.4229 | 2947.5061 | 3393.4202 | 3837.3336 | 4329.2954 | 4707.8541 | 5087.4959 | 5469.4729 | 5852.1536 | 6234.9389 | 6617.2283 | 6999.0139 | 7380.2879 | 7761.6434 | 8143.0809 | 8524.0634 | 8904.5847 | 9284.6384 | 9664.7559 | 10044.9377 | 10425.184 | 10805.4954 | 11185.8721 | 11566.3145 | 11946.8231 | 12118.2088
Commercial_Warehouse_New_Food Preparation_Natural Gas_Fryer_E3_Baseline Forecast | Commercial | Warehouse | New | Food Preparation | Natural Gas | Fryer | E3 |  | Baseline Forecast | 0 | 0 | 0 | 0 | 0 | 0 | 0 | 0 | 0 | 0 | 0 | 0 | 0 | 0 | 0 | 0 | 0 | 0 | 0 | 0 | 0 | 0 | 0 | 0 | 0 | 0 | 0 | 0 | 0 | 0 | 0 | 0 | 0
Commercial_Warehouse_New_Food Preparation_Natural Gas_Fryer_E4_Baseline Forecast | Commercial | Warehouse | New | Food Preparation | Natural Gas | Fryer | E4 |  | Baseline Forecast | 0 | 0 | 0 | 0 | 0 | 0 | 0 | 0 | 0 | 0 | 0 | 0 | 0 | 0 | 0 | 0 | 0 | 0 | 0 | 0 | 0 | 0 | 0 | 0 | 0 | 0 | 0 | 0 | 0 | 0 | 0 | 0 | 0
Commercial_Warehouse_New_Food Preparation_Natural Gas_Fryer_E5_Baseline Forecast | Commercial | Warehouse | New | Food Preparation | Natural Gas | Fryer | E5 |  | Baseline Forecast | 0 | 0 | 0 | 0 | 0 | 0 | 0 | 0 | 0 | 0 | 0 | 0 | 0 | 0 | 0 | 0 | 0 | 0 | 0 | 0 | 0 | 0 | 0 | 0 | 0 | 0 | 0 | 0 | 0 | 0 | 0 | 0 | 0
Commercial_Warehouse_New_Food Preparation_Natural Gas_Fryer_E6_Baseline Forecast | Commercial | Warehouse | New | Food Preparation | Natural Gas | Fryer | E6 |  | Baseline Forecast | 0 | 0 | 0 | 0 | 0 | 0 | 0 | 0 | 0 | 0 | 0 | 0 | 0 | 0 | 0 | 0 | 0 | 0 | 0 | 0 | 0 | 0 | 0 | 0 | 0 | 0 | 0 | 0 | 0 | 0 | 0 | 0 | 0
Commercial_Warehouse_New_Food Preparation_Natural Gas_Fryer_E7_Baseline Forecast | Commercial | Warehouse | New | Food Preparation | Natural Gas | Fryer | E7 |  | Baseline Forecast | 0 | 0 | 0 | 0 | 0 | 0 | 0 | 0 | 0 | 0 | 0 | 0 | 0 | 0 | 0 | 0 | 0 | 0 | 0 | 0 | 0 | 0 | 0 | 0 | 0 | 0 | 0 | 0 | 0 | 0 | 0 | 0 | 0
Commercial_Warehouse_New_Food Preparation_Natural Gas_Fryer_E8_Baseline Forecast | Commercial | Warehouse | New | Food Preparation | Natural Gas | Fryer | E8 |  | Baseline Forecast | 0 | 0 | 0 | 0 | 0 | 0 | 0 | 0 | 0 | 0 | 0 | 0 | 0 | 0 | 0 | 0 | 0 | 0 | 0 | 0 | 0 | 0 | 0 | 0 | 0 | 0 | 0 | 0 | 0 | 0 | 0 | 0 | 0
Commercial_Warehouse_New_Food Preparation_Natural Gas_Fryer_E9_Baseline Forecast | Commercial | Warehouse | New | Food Preparation | Natural Gas | Fryer | E9 |  | Baseline Forecast | 0 | 0 | 0 | 0 | 0 | 0 | 0 | 0 | 0 | 0 | 0 | 0 | 0 | 0 | 0 | 0 | 0 | 0 | 0 | 0 | 0 | 0 | 0 | 0 | 0 | 0 | 0 | 0 | 0 | 0 | 0 | 0 | 0
Commercial_Warehouse_New_Food Preparation_Natural Gas_Fryer_E10_Baseline Forecast | Commercial | Warehouse | New | Food Preparation | Natural Gas | Fryer | E10 |  | Baseline Forecast | 0 | 0 | 0 | 0 | 0 | 0 | 0 | 0 | 0 | 0 | 0 | 0 | 0 | 0 | 0 | 0 | 0 | 0 | 0 | 0 | 0 | 0 | 0 | 0 | 0 | 0 | 0 | 0 | 0 | 0 | 0 | 0 | 0
Commercial_Warehouse_New_Food Preparation_Natural Gas_Fryer_Vintage_Baseline Forecast | Commercial | Warehouse | New | Food Preparation | Natural Gas | Fryer | Vintage |  | Baseline Forecast | 0 | 0 | 0 | 0 | 0 | 0 | 0 | 0 | 0 | 0 | 0 | 0 | 0 | 0 | 0 | 0 | 0 | 0 | 0 | 0 | 0 | 0 | 0 | 0 | 0 | 0 | 0 | 0 | 0 | 0 | 0 | 0 | 0
Commercial_Warehouse_New_Food Preparation_Natural Gas_Broiler_E1_Baseline Forecast | Commercial | Warehouse | New | Food Preparation | Natural Gas | Broiler | E1 |  | Baseline Forecast | 0 | 0 | 0 | 0 | 0 | 0 | 0 | 0 | 0 | 0 | 0 | 0 | 0 | 0 | 0 | 0 | 0 | 0 | 0 | 0 | 0 | 0 | 0 | 0 | 0 | 0 | 0 | 0 | 0 | 0 | 0 | 0 | 0
Commercial_Warehouse_New_Food Preparation_Natural Gas_Broiler_E2_Baseline Forecast | Commercial | Warehouse | New | Food Preparation | Natural Gas | Broiler | E2 |  | Baseline Forecast | 0 | 0 | 0 | 0 | 0 | 0 | 0 | 0 | 0 | 0 | 0 | 0 | 0 | 0 | 0 | 0 | 0 | 0 | 0 | 0 | 0 | 0 | 0 | 0 | 0 | 0 | 0 | 0 | 0 | 0 | 0 | 0 | 0
Commercial_Warehouse_New_Food Preparation_Natural Gas_Broiler_E3_Baseline Forecast | Commercial | Warehouse | New | Food Preparation | Natural Gas | Broiler | E3 |  | Baseline Forecast | 0 | 0 | 0 | 0 | 0 | 0 | 0 | 0 | 0 | 0 | 0 | 0 | 0 | 0 | 0 | 0 | 0 | 0 | 0 | 0 | 0 | 0 | 0 | 0 | 0 | 0 | 0 | 0 | 0 | 0 | 0 | 0 | 0
Commercial_Warehouse_New_Food Preparation_Natural Gas_Broiler_E4_Baseline Forecast | Commercial | Warehouse | New | Food Preparation | Natural Gas | Broiler | E4 |  | Baseline Forecast | 0 | 0 | 0 | 0 | 0 | 0 | 0 | 0 | 0 | 0 | 0 | 0 | 0 | 0 | 0 | 0 | 0 | 0 | 0 | 0 | 0 | 0 | 0 | 0 | 0 | 0 | 0 | 0 | 0 | 0 | 0 | 0 | 0
Commercial_Warehouse_New_Food Preparation_Natural Gas_Broiler_E5_Baseline Forecast | Commercial | Warehouse | New | Food Preparation | Natural Gas | Broiler | E5 |  | Baseline Forecast | 0 | 0 | 0 | 0 | 0 | 0 | 0 | 0 | 0 | 0 | 0 | 0 | 0 | 0 | 0 | 0 | 0 | 0 | 0 | 0 | 0 | 0 | 0 | 0 | 0 | 0 | 0 | 0 | 0 | 0 | 0 | 0 | 0
Commercial_Warehouse_New_Food Preparation_Natural Gas_Broiler_E6_Baseline Forecast | Commercial | Warehouse | New | Food Preparation | Natural Gas | Broiler | E6 |  | Baseline Forecast | 0 | 0 | 0 | 0 | 0 | 0 | 0 | 0 | 0 | 0 | 0 | 0 | 0 | 0 | 0 | 0 | 0 | 0 | 0 | 0 | 0 | 0 | 0 | 0 | 0 | 0 | 0 | 0 | 0 | 0 | 0 | 0 | 0
Commercial_Warehouse_New_Food Preparation_Natural Gas_Broiler_E7_Baseline Forecast | Commercial | Warehouse | New | Food Preparation | Natural Gas | Broiler | E7 |  | Baseline Forecast | 0 | 0 | 0 | 0 | 0 | 0 | 0 | 0 | 0 | 0 | 0 | 0 | 0 | 0 | 0 | 0 | 0 | 0 | 0 | 0 | 0 | 0 | 0 | 0 | 0 | 0 | 0 | 0 | 0 | 0 | 0 | 0 | 0
Commercial_Warehouse_New_Food Preparation_Natural Gas_Broiler_E8_Baseline Forecast | Commercial | Warehouse | New | Food Preparation | Natural Gas | Broiler | E8 |  | Baseline Forecast | 0 | 0 | 0 | 0 | 0 | 0 | 0 | 0 | 0 | 0 | 0 | 0 | 0 | 0 | 0 | 0 | 0 | 0 | 0 | 0 | 0 | 0 | 0 | 0 | 0 | 0 | 0 | 0 | 0 | 0 | 0 | 0 | 0
Commercial_Warehouse_New_Food Preparation_Natural Gas_Broiler_E9_Baseline Forecast | Commercial | Warehouse | New | Food Preparation | Natural Gas | Broiler | E9 |  | Baseline Forecast | 0 | 0 | 0 | 0 | 0 | 0 | 0 | 0 | 0 | 0 | 0 | 0 | 0 | 0 | 0 | 0 | 0 | 0 | 0 | 0 | 0 | 0 | 0 | 0 | 0 | 0 | 0 | 0 | 0 | 0 | 0 | 0 | 0
Commercial_Warehouse_New_Food Preparation_Natural Gas_Broiler_E10_Baseline Forecast | Commercial | Warehouse | New | Food Preparation | Natural Gas | Broiler | E10 |  | Baseline Forecast | 0 | 0 | 0 | 0 | 0 | 0 | 0 | 0 | 0 | 0 | 0 | 0 | 0 | 0 | 0 | 0 | 0 | 0 | 0 | 0 | 0 | 0 | 0 | 0 | 0 | 0 | 0 | 0 | 0 | 0 | 0 | 0 | 0
Commercial_Warehouse_New_Food Preparation_Natural Gas_Broiler_Vintage_Baseline Forecast | Commercial | Warehouse | New | Food Preparation | Natural Gas | Broiler | Vintage |  | Baseline Forecast | 0 | 0 | 0 | 0 | 0 | 0 | 0 | 0 | 0 | 0 | 0 | 0 | 0 | 0 | 0 | 0 | 0 | 0 | 0 | 0 | 0 | 0 | 0 | 0 | 0 | 0 | 0 | 0 | 0 | 0 | 0 | 0 | 0
Commercial_Warehouse_New_Food Preparation_Natural Gas_Griddle_E1_Baseline Forecast | Commercial | Warehouse | New | Food Preparation | Natural Gas | Griddle | E1 |  | Baseline Forecast | 0 | 70.968 | 413.2731 | 632.03 | 914.1611 | 1297.0439 | 1654.9149 | 1972.1 | 2257.3692 | 2532.8082 | 2804.6544 | 3073.7998 | 3342.5764 | 3612.1221 | 3883.3257 | 4155.029 | 4426.8066 | 4698.2321 | 4969.2999 | 5240.0044 | 5510.7668 | 5781.5875 | 6052.085 | 6322.2551 | 6592.0932 | 6861.9767 | 7131.9057 | 7401.8807 | 7671.9017 | 7941.9692 | 8212.0833 | 8482.2444 | 8603.9283
Commercial_Warehouse_New_Food Preparation_Natural Gas_Griddle_E2_Baseline Forecast | Commercial | Warehouse | New | Food Preparation | Natural Gas | Griddle | E2 |  | Baseline Forecast | 0 | 28.9869 | 168.8017 | 258.1531 | 373.3898 | 529.7785 | 675.9512 | 805.5056 | 922.024 | 1034.5273 | 1145.563 | 1255.4957 | 1365.2777 | 1475.3738 | 1586.1471 | 1697.1245 | 1808.1323 | 1918.9962 | 2029.714 | 2140.2835 | 2250.8766 | 2361.4935 | 2471.9784 | 2582.3296 | 2692.5451 | 2802.7792 | 2913.0319 | 3023.3034 | 3133.5937 | 3243.9029 | 3354.2312 | 3464.5787 | 3514.2806
Commercial_Warehouse_New_Food Preparation_Natural Gas_Griddle_E3_Baseline Forecast | Commercial | Warehouse | New | Food Preparation | Natural Gas | Griddle | E3 |  | Baseline Forecast | 0 | 0 | 0 | 0 | 0 | 0 | 0 | 0 | 0 | 0 | 0 | 0 | 0 | 0 | 0 | 0 | 0 | 0 | 0 | 0 | 0 | 0 | 0 | 0 | 0 | 0 | 0 | 0 | 0 | 0 | 0 | 0 | 0
Commercial_Warehouse_New_Food Preparation_Natural Gas_Griddle_E4_Baseline Forecast | Commercial | Warehouse | New | Food Preparation | Natural Gas | Griddle | E4 |  | Baseline Forecast | 0 | 0 | 0 | 0 | 0 | 0 | 0 | 0 | 0 | 0 | 0 | 0 | 0 | 0 | 0 | 0 | 0 | 0 | 0 | 0 | 0 | 0 | 0 | 0 | 0 | 0 | 0 | 0 | 0 | 0 | 0 | 0 | 0
Commercial_Warehouse_New_Food Preparation_Natural Gas_Griddle_E5_Baseline Forecast | Commercial | Warehouse | New | Food Preparation | Natural Gas | Griddle | E5 |  | Baseline Forecast | 0 | 0 | 0 | 0 | 0 | 0 | 0 | 0 | 0 | 0 | 0 | 0 | 0 | 0 | 0 | 0 | 0 | 0 | 0 | 0 | 0 | 0 | 0 | 0 | 0 | 0 | 0 | 0 | 0 | 0 | 0 | 0 | 0
Commercial_Warehouse_New_Food Preparation_Natural Gas_Griddle_E6_Baseline Forecast | Commercial | Warehouse | New | Food Preparation | Natural Gas | Griddle | E6 |  | Baseline Forecast | 0 | 0 | 0 | 0 | 0 | 0 | 0 | 0 | 0 | 0 | 0 | 0 | 0 | 0 | 0 | 0 | 0 | 0 | 0 | 0 | 0 | 0 | 0 | 0 | 0 | 0 | 0 | 0 | 0 | 0 | 0 | 0 | 0
Commercial_Warehouse_New_Food Preparation_Natural Gas_Griddle_E7_Baseline Forecast | Commercial | Warehouse | New | Food Preparation | Natural Gas | Griddle | E7 |  | Baseline Forecast | 0 | 0 | 0 | 0 | 0 | 0 | 0 | 0 | 0 | 0 | 0 | 0 | 0 | 0 | 0 | 0 | 0 | 0 | 0 | 0 | 0 | 0 | 0 | 0 | 0 | 0 | 0 | 0 | 0 | 0 | 0 | 0 | 0
Commercial_Warehouse_New_Food Preparation_Natural Gas_Griddle_E8_Baseline Forecast | Commercial | Warehouse | New | Food Preparation | Natural Gas | Griddle | E8 |  | Baseline Forecast | 0 | 0 | 0 | 0 | 0 | 0 | 0 | 0 | 0 | 0 | 0 | 0 | 0 | 0 | 0 | 0 | 0 | 0 | 0 | 0 | 0 | 0 | 0 | 0 | 0 | 0 | 0 | 0 | 0 | 0 | 0 | 0 | 0
Commercial_Warehouse_New_Food Preparation_Natural Gas_Griddle_E9_Baseline Forecast | Commercial | Warehouse | New | Food Preparation | Natural Gas | Griddle | E9 |  | Baseline Forecast | 0 | 0 | 0 | 0 | 0 | 0 | 0 | 0 | 0 | 0 | 0 | 0 | 0 | 0 | 0 | 0 | 0 | 0 | 0 | 0 | 0 | 0 | 0 | 0 | 0 | 0 | 0 | 0 | 0 | 0 | 0 | 0 | 0
Commercial_Warehouse_New_Food Preparation_Natural Gas_Griddle_E10_Baseline Forecast | Commercial | Warehouse | New | Food Preparation | Natural Gas | Griddle | E10 |  | Baseline Forecast | 0 | 0 | 0 | 0 | 0 | 0 | 0 | 0 | 0 | 0 | 0 | 0 | 0 | 0 | 0 | 0 | 0 | 0 | 0 | 0 | 0 | 0 | 0 | 0 | 0 | 0 | 0 | 0 | 0 | 0 | 0 | 0 | 0
Commercial_Warehouse_New_Food Preparation_Natural Gas_Griddle_Vintage_Baseline Forecast | Commercial | Warehouse | New | Food Preparation | Natural Gas | Griddle | Vintage |  | Baseline Forecast | 0 | 0 | 0 | 0 | 0 | 0 | 0 | 0 | 0 | 0 | 0 | 0 | 0 | 0 | 0 | 0 | 0 | 0 | 0 | 0 | 0 | 0 | 0 | 0 | 0 | 0 | 0 | 0 | 0 | 0 | 0 | 0 | 0
Commercial_Warehouse_New_Food Preparation_Natural Gas_Range_E1_Baseline Forecast | Commercial | Warehouse | New | Food Preparation | Natural Gas | Range | E1 |  | Baseline Forecast | 0 | 40.9815 | 238.6507 | 364.9751 | 527.8959 | 748.9972 | 955.6551 | 1138.8183 | 1303.5512 | 1462.6076 | 1619.5891 | 1775.0111 | 1930.2202 | 2085.8733 | 2242.4839 | 2399.383 | 2556.3249 | 2713.0636 | 2869.5957 | 3025.918 | 3182.2738 | 3338.6632 | 3494.866 | 3650.8797 | 3806.7017 | 3962.5499 | 4118.4244 | 4274.3255 | 4430.2531 | 4586.2076 | 4742.189 | 4898.1975 | 4968.4656
Commercial_Warehouse_New_Food Preparation_Natural Gas_Range_E2_Baseline Forecast | Commercial | Warehouse | New | Food Preparation | Natural Gas | Range | E2 |  | Baseline Forecast | 0 | 58.9734 | 343.4241 | 525.2081 | 759.655 | 1077.8252 | 1375.211 | 1638.7873 | 1875.842 | 2104.728 | 2330.6283 | 2554.2843 | 2777.6339 | 3001.6226 | 3226.989 | 3452.7706 | 3678.6139 | 3904.1647 | 4129.4182 | 4354.3699 | 4579.3696 | 4804.4178 | 5029.1974 | 5253.7049 | 5477.9366 | 5702.206 | 5926.5132 | 6150.8586 | 6375.2423 | 6599.6645 | 6824.1256 | 7048.6256 | 7149.7432
Commercial_Warehouse_New_Food Preparation_Natural Gas_Range_E3_Baseline Forecast | Commercial | Warehouse | New | Food Preparation | Natural Gas | Range | E3 |  | Baseline Forecast | 0 | 0 | 0 | 0 | 0 | 0 | 0 | 0 | 0 | 0 | 0 | 0 | 0 | 0 | 0 | 0 | 0 | 0 | 0 | 0 | 0 | 0 | 0 | 0 | 0 | 0 | 0 | 0 | 0 | 0 | 0 | 0 | 0
Commercial_Warehouse_New_Food Preparation_Natural Gas_Range_E4_Baseline Forecast | Commercial | Warehouse | New | Food Preparation | Natural Gas | Range | E4 |  | Baseline Forecast | 0 | 0 | 0 | 0 | 0 | 0 | 0 | 0 | 0 | 0 | 0 | 0 | 0 | 0 | 0 | 0 | 0 | 0 | 0 | 0 | 0 | 0 | 0 | 0 | 0 | 0 | 0 | 0 | 0 | 0 | 0 | 0 | 0
Commercial_Warehouse_New_Food Preparation_Natural Gas_Range_E5_Baseline Forecast | Commercial | Warehouse | New | Food Preparation | Natural Gas | Range | E5 |  | Baseline Forecast | 0 | 0 | 0 | 0 | 0 | 0 | 0 | 0 | 0 | 0 | 0 | 0 | 0 | 0 | 0 | 0 | 0 | 0 | 0 | 0 | 0 | 0 | 0 | 0 | 0 | 0 | 0 | 0 | 0 | 0 | 0 | 0 | 0
Commercial_Warehouse_New_Food Preparation_Natural Gas_Range_E6_Baseline Forecast | Commercial | Warehouse | New | Food Preparation | Natural Gas | Range | E6 |  | Baseline Forecast | 0 | 0 | 0 | 0 | 0 | 0 | 0 | 0 | 0 | 0 | 0 | 0 | 0 | 0 | 0 | 0 | 0 | 0 | 0 | 0 | 0 | 0 | 0 | 0 | 0 | 0 | 0 | 0 | 0 | 0 | 0 | 0 | 0
Commercial_Warehouse_New_Food Preparation_Natural Gas_Range_E7_Baseline Forecast | Commercial | Warehouse | New | Food Preparation | Natural Gas | Range | E7 |  | Baseline Forecast | 0 | 0 | 0 | 0 | 0 | 0 | 0 | 0 | 0 | 0 | 0 | 0 | 0 | 0 | 0 | 0 | 0 | 0 | 0 | 0 | 0 | 0 | 0 | 0 | 0 | 0 | 0 | 0 | 0 | 0 | 0 | 0 | 0
Commercial_Warehouse_New_Food Preparation_Natural Gas_Range_E8_Baseline Forecast | Commercial | Warehouse | New | Food Preparation | Natural Gas | Range | E8 |  | Baseline Forecast | 0 | 0 | 0 | 0 | 0 | 0 | 0 | 0 | 0 | 0 | 0 | 0 | 0 | 0 | 0 | 0 | 0 | 0 | 0 | 0 | 0 | 0 | 0 | 0 | 0 | 0 | 0 | 0 | 0 | 0 | 0 | 0 | 0
Commercial_Warehouse_New_Food Preparation_Natural Gas_Range_E9_Baseline Forecast | Commercial | Warehouse | New | Food Preparation | Natural Gas | Range | E9 |  | Baseline Forecast | 0 | 0 | 0 | 0 | 0 | 0 | 0 | 0 | 0 | 0 | 0 | 0 | 0 | 0 | 0 | 0 | 0 | 0 | 0 | 0 | 0 | 0 | 0 | 0 | 0 | 0 | 0 | 0 | 0 | 0 | 0 | 0 | 0
Commercial_Warehouse_New_Food Preparation_Natural Gas_Range_E10_Baseline Forecast | Commercial | Warehouse | New | Food Preparation | Natural Gas | Range | E10 |  | Baseline Forecast | 0 | 0 | 0 | 0 | 0 | 0 | 0 | 0 | 0 | 0 | 0 | 0 | 0 | 0 | 0 | 0 | 0 | 0 | 0 | 0 | 0 | 0 | 0 | 0 | 0 | 0 | 0 | 0 | 0 | 0 | 0 | 0 | 0
Commercial_Warehouse_New_Food Preparation_Natural Gas_Range_Vintage_Baseline Forecast | Commercial | Warehouse | New | Food Preparation | Natural Gas | Range | Vintage |  | Baseline Forecast | 0 | 0 | 0 | 0 | 0 | 0 | 0 | 0 | 0 | 0 | 0 | 0 | 0 | 0 | 0 | 0 | 0 | 0 | 0 | 0 | 0 | 0 | 0 | 0 | 0 | 0 | 0 | 0 | 0 | 0 | 0 | 0 | 0
Commercial_Warehouse_New_Food Preparation_Natural Gas_Steamer_E1_Baseline Forecast | Commercial | Warehouse | New | Food Preparation | Natural Gas | Steamer | E1 |  | Baseline Forecast | 0 | 0 | 0 | 0 | 0 | 0 | 0 | 0 | 0 | 0 | 0 | 0 | 0 | 0 | 0 | 0 | 0 | 0 | 0 | 0 | 0 | 0 | 0 | 0 | 0 | 0 | 0 | 0 | 0 | 0 | 0 | 0 | 0
Commercial_Warehouse_New_Food Preparation_Natural Gas_Steamer_E2_Baseline Forecast | Commercial | Warehouse | New | Food Preparation | Natural Gas | Steamer | E2 |  | Baseline Forecast | 0 | 0 | 0 | 0 | 0 | 0 | 0 | 0 | 0 | 0 | 0 | 0 | 0 | 0 | 0 | 0 | 0 | 0 | 0 | 0 | 0 | 0 | 0 | 0 | 0 | 0 | 0 | 0 | 0 | 0 | 0 | 0 | 0
Commercial_Warehouse_New_Food Preparation_Natural Gas_Steamer_E3_Baseline Forecast | Commercial | Warehouse | New | Food Preparation | Natural Gas | Steamer | E3 |  | Baseline Forecast | 0 | 0 | 0 | 0 | 0 | 0 | 0 | 0 | 0 | 0 | 0 | 0 | 0 | 0 | 0 | 0 | 0 | 0 | 0 | 0 | 0 | 0 | 0 | 0 | 0 | 0 | 0 | 0 | 0 | 0 | 0 | 0 | 0
Commercial_Warehouse_New_Food Preparation_Natural Gas_Steamer_E4_Baseline Forecast | Commercial | Warehouse | New | Food Preparation | Natural Gas | Steamer | E4 |  | Baseline Forecast | 0 | 0 | 0 | 0 | 0 | 0 | 0 | 0 | 0 | 0 | 0 | 0 | 0 | 0 | 0 | 0 | 0 | 0 | 0 | 0 | 0 | 0 | 0 | 0 | 0 | 0 | 0 | 0 | 0 | 0 | 0 | 0 | 0
Commercial_Warehouse_New_Food Preparation_Natural Gas_Steamer_E5_Baseline Forecast | Commercial | Warehouse | New | Food Preparation | Natural Gas | Steamer | E5 |  | Baseline Forecast | 0 | 0 | 0 | 0 | 0 | 0 | 0 | 0 | 0 | 0 | 0 | 0 | 0 | 0 | 0 | 0 | 0 | 0 | 0 | 0 | 0 | 0 | 0 | 0 | 0 | 0 | 0 | 0 | 0 | 0 | 0 | 0 | 0
Commercial_Warehouse_New_Food Preparation_Natural Gas_Steamer_E6_Baseline Forecast | Commercial | Warehouse | New | Food Preparation | Natural Gas | Steamer | E6 |  | Baseline Forecast | 0 | 0 | 0 | 0 | 0 | 0 | 0 | 0 | 0 | 0 | 0 | 0 | 0 | 0 | 0 | 0 | 0 | 0 | 0 | 0 | 0 | 0 | 0 | 0 | 0 | 0 | 0 | 0 | 0 | 0 | 0 | 0 | 0
Commercial_Warehouse_New_Food Preparation_Natural Gas_Steamer_E7_Baseline Forecast | Commercial | Warehouse | New | Food Preparation | Natural Gas | Steamer | E7 |  | Baseline Forecast | 0 | 0 | 0 | 0 | 0 | 0 | 0 | 0 | 0 | 0 | 0 | 0 | 0 | 0 | 0 | 0 | 0 | 0 | 0 | 0 | 0 | 0 | 0 | 0 | 0 | 0 | 0 | 0 | 0 | 0 | 0 | 0 | 0
Commercial_Warehouse_New_Food Preparation_Natural Gas_Steamer_E8_Baseline Forecast | Commercial | Warehouse | New | Food Preparation | Natural Gas | Steamer | E8 |  | Baseline Forecast | 0 | 0 | 0 | 0 | 0 | 0 | 0 | 0 | 0 | 0 | 0 | 0 | 0 | 0 | 0 | 0 | 0 | 0 | 0 | 0 | 0 | 0 | 0 | 0 | 0 | 0 | 0 | 0 | 0 | 0 | 0 | 0 | 0
Commercial_Warehouse_New_Food Preparation_Natural Gas_Steamer_E9_Baseline Forecast | Commercial | Warehouse | New | Food Preparation | Natural Gas | Steamer | E9 |  | Baseline Forecast | 0 | 0 | 0 | 0 | 0 | 0 | 0 | 0 | 0 | 0 | 0 | 0 | 0 | 0 | 0 | 0 | 0 | 0 | 0 | 0 | 0 | 0 | 0 | 0 | 0 | 0 | 0 | 0 | 0 | 0 | 0 | 0 | 0
Commercial_Warehouse_New_Food Preparation_Natural Gas_Steamer_E10_Baseline Forecast | Commercial | Warehouse | New | Food Preparation | Natural Gas | Steamer | E10 |  | Baseline Forecast | 0 | 0 | 0 | 0 | 0 | 0 | 0 | 0 | 0 | 0 | 0 | 0 | 0 | 0 | 0 | 0 | 0 | 0 | 0 | 0 | 0 | 0 | 0 | 0 | 0 | 0 | 0 | 0 | 0 | 0 | 0 | 0 | 0
Commercial_Warehouse_New_Food Preparation_Natural Gas_Steamer_Vintage_Baseline Forecast | Commercial | Warehouse | New | Food Preparation | Natural Gas | Steamer | Vintage |  | Baseline Forecast | 0 | 0 | 0 | 0 | 0 | 0 | 0 | 0 | 0 | 0 | 0 | 0 | 0 | 0 | 0 | 0 | 0 | 0 | 0 | 0 | 0 | 0 | 0 | 0 | 0 | 0 | 0 | 0 | 0 | 0 | 0 | 0 | 0
Commercial_Warehouse_New_Food Preparation_Natural Gas_Food Prep Other_E1_Baseline Forecast | Commercial | Warehouse | New | Food Preparation | Natural Gas | Food Prep Other | E1 |  | Baseline Forecast | 0 | 0 | 0 | 0 | 0 | 0 | 0 | 0 | 0 | 0 | 0 | 0 | 0 | 0 | 0 | 0 | 0 | 0 | 0 | 0 | 0 | 0 | 0 | 0 | 0 | 0 | 0 | 0 | 0 | 0 | 0 | 0 | 0
Commercial_Warehouse_New_Food Preparation_Natural Gas_Food Prep Other_E2_Baseline Forecast | Commercial | Warehouse | New | Food Preparation | Natural Gas | Food Prep Other | E2 |  | Baseline Forecast | 0 | 0 | 0 | 0 | 0 | 0 | 0 | 0 | 0 | 0 | 0 | 0 | 0 | 0 | 0 | 0 | 0 | 0 | 0 | 0 | 0 | 0 | 0 | 0 | 0 | 0 | 0 | 0 | 0 | 0 | 0 | 0 | 0
Commercial_Warehouse_New_Food Preparation_Natural Gas_Food Prep Other_E3_Baseline Forecast | Commercial | Warehouse | New | Food Preparation | Natural Gas | Food Prep Other | E3 |  | Baseline Forecast | 0 | 0 | 0 | 0 | 0 | 0 | 0 | 0 | 0 | 0 | 0 | 0 | 0 | 0 | 0 | 0 | 0 | 0 | 0 | 0 | 0 | 0 | 0 | 0 | 0 | 0 | 0 | 0 | 0 | 0 | 0 | 0 | 0
Commercial_Warehouse_New_Food Preparation_Natural Gas_Food Prep Other_E4_Baseline Forecast | Commercial | Warehouse | New | Food Preparation | Natural Gas | Food Prep Other | E4 |  | Baseline Forecast | 0 | 0 | 0 | 0 | 0 | 0 | 0 | 0 | 0 | 0 | 0 | 0 | 0 | 0 | 0 | 0 | 0 | 0 | 0 | 0 | 0 | 0 | 0 | 0 | 0 | 0 | 0 | 0 | 0 | 0 | 0 | 0 | 0
Commercial_Warehouse_New_Food Preparation_Natural Gas_Food Prep Other_E5_Baseline Forecast | Commercial | Warehouse | New | Food Preparation | Natural Gas | Food Prep Other | E5 |  | Baseline Forecast | 0 | 0 | 0 | 0 | 0 | 0 | 0 | 0 | 0 | 0 | 0 | 0 | 0 | 0 | 0 | 0 | 0 | 0 | 0 | 0 | 0 | 0 | 0 | 0 | 0 | 0 | 0 | 0 | 0 | 0 | 0 | 0 | 0
Commercial_Warehouse_New_Food Preparation_Natural Gas_Food Prep Other_E6_Baseline Forecast | Commercial | Warehouse | New | Food Preparation | Natural Gas | Food Prep Other | E6 |  | Baseline Forecast | 0 | 0 | 0 | 0 | 0 | 0 | 0 | 0 | 0 | 0 | 0 | 0 | 0 | 0 | 0 | 0 | 0 | 0 | 0 | 0 | 0 | 0 | 0 | 0 | 0 | 0 | 0 | 0 | 0 | 0 | 0 | 0 | 0
Commercial_Warehouse_New_Food Preparation_Natural Gas_Food Prep Other_E7_Baseline Forecast | Commercial | Warehouse | New | Food Preparation | Natural Gas | Food Prep Other | E7 |  | Baseline Forecast | 0 | 0 | 0 | 0 | 0 | 0 | 0 | 0 | 0 | 0 | 0 | 0 | 0 | 0 | 0 | 0 | 0 | 0 | 0 | 0 | 0 | 0 | 0 | 0 | 0 | 0 | 0 | 0 | 0 | 0 | 0 | 0 | 0
Commercial_Warehouse_New_Food Preparation_Natural Gas_Food Prep Other_E8_Baseline Forecast | Commercial | Warehouse | New | Food Preparation | Natural Gas | Food Prep Other | E8 |  | Baseline Forecast | 0 | 0 | 0 | 0 | 0 | 0 | 0 | 0 | 0 | 0 | 0 | 0 | 0 | 0 | 0 | 0 | 0 | 0 | 0 | 0 | 0 | 0 | 0 | 0 | 0 | 0 | 0 | 0 | 0 | 0 | 0 | 0 | 0
Commercial_Warehouse_New_Food Preparation_Natural Gas_Food Prep Other_E9_Baseline Forecast | Commercial | Warehouse | New | Food Preparation | Natural Gas | Food Prep Other | E9 |  | Baseline Forecast | 0 | 0 | 0 | 0 | 0 | 0 | 0 | 0 | 0 | 0 | 0 | 0 | 0 | 0 | 0 | 0 | 0 | 0 | 0 | 0 | 0 | 0 | 0 | 0 | 0 | 0 | 0 | 0 | 0 | 0 | 0 | 0 | 0
Commercial_Warehouse_New_Food Preparation_Natural Gas_Food Prep Other_E10_Baseline Forecast | Commercial | Warehouse | New | Food Preparation | Natural Gas | Food Prep Other | E10 |  | Baseline Forecast | 0 | 0 | 0 | 0 | 0 | 0 | 0 | 0 | 0 | 0 | 0 | 0 | 0 | 0 | 0 | 0 | 0 | 0 | 0 | 0 | 0 | 0 | 0 | 0 | 0 | 0 | 0 | 0 | 0 | 0 | 0 | 0 | 0
Commercial_Warehouse_New_Food Preparation_Natural Gas_Food Prep Other_Vintage_Baseline Forecast | Commercial | Warehouse | New | Food Preparation | Natural Gas | Food Prep Other | Vintage |  | Baseline Forecast | 0 | 0 | 0 | 0 | 0 | 0 | 0 | 0 | 0 | 0 | 0 | 0 | 0 | 0 | 0 | 0 | 0 | 0 | 0 | 0 | 0 | 0 | 0 | 0 | 0 | 0 | 0 | 0 | 0 | 0 | 0 | 0 | 0
Commercial_Warehouse_New_Miscellaneous_Natural Gas_Pool Heater_E1_Baseline Forecast | Commercial | Warehouse | New | Miscellaneous | Natural Gas | Pool Heater | E1 |  | Baseline Forecast | 0 | 0 | 0 | 0 | 0 | 0 | 0 | 0 | 0 | 0 | 0 | 0 | 0 | 0 | 0 | 0 | 0 | 0 | 0 | 0 | 0 | 0 | 0 | 0 | 0 | 0 | 0 | 0 | 0 | 0 | 0 | 0 | 0
Commercial_Warehouse_New_Miscellaneous_Natural Gas_Pool Heater_E2_Baseline Forecast | Commercial | Warehouse | New | Miscellaneous | Natural Gas | Pool Heater | E2 |  | Baseline Forecast | 0 | 0 | 0 | 0 | 0 | 0 | 0 | 0 | 0 | 0 | 0 | 0 | 0 | 0 | 0 | 0 | 0 | 0 | 0 | 0 | 0 | 0 | 0 | 0 | 0 | 0 | 0 | 0 | 0 | 0 | 0 | 0 | 0
Commercial_Warehouse_New_Miscellaneous_Natural Gas_Pool Heater_E3_Baseline Forecast | Commercial | Warehouse | New | Miscellaneous | Natural Gas | Pool Heater | E3 |  | Baseline Forecast | 0 | 0 | 0 | 0 | 0 | 0 | 0 | 0 | 0 | 0 | 0 | 0 | 0 | 0 | 0 | 0 | 0 | 0 | 0 | 0 | 0 | 0 | 0 | 0 | 0 | 0 | 0 | 0 | 0 | 0 | 0 | 0 | 0
Commercial_Warehouse_New_Miscellaneous_Natural Gas_Pool Heater_E4_Baseline Forecast | Commercial | Warehouse | New | Miscellaneous | Natural Gas | Pool Heater | E4 |  | Baseline Forecast | 0 | 0 | 0 | 0 | 0 | 0 | 0 | 0 | 0 | 0 | 0 | 0 | 0 | 0 | 0 | 0 | 0 | 0 | 0 | 0 | 0 | 0 | 0 | 0 | 0 | 0 | 0 | 0 | 0 | 0 | 0 | 0 | 0
Commercial_Warehouse_New_Miscellaneous_Natural Gas_Pool Heater_E5_Baseline Forecast | Commercial | Warehouse | New | Miscellaneous | Natural Gas | Pool Heater | E5 |  | Baseline Forecast | 0 | 0 | 0 | 0 | 0 | 0 | 0 | 0 | 0 | 0 | 0 | 0 | 0 | 0 | 0 | 0 | 0 | 0 | 0 | 0 | 0 | 0 | 0 | 0 | 0 | 0 | 0 | 0 | 0 | 0 | 0 | 0 | 0
Commercial_Warehouse_New_Miscellaneous_Natural Gas_Pool Heater_E6_Baseline Forecast | Commercial | Warehouse | New | Miscellaneous | Natural Gas | Pool Heater | E6 |  | Baseline Forecast | 0 | 0 | 0 | 0 | 0 | 0 | 0 | 0 | 0 | 0 | 0 | 0 | 0 | 0 | 0 | 0 | 0 | 0 | 0 | 0 | 0 | 0 | 0 | 0 | 0 | 0 | 0 | 0 | 0 | 0 | 0 | 0 | 0
Commercial_Warehouse_New_Miscellaneous_Natural Gas_Pool Heater_E7_Baseline Forecast | Commercial | Warehouse | New | Miscellaneous | Natural Gas | Pool Heater | E7 |  | Baseline Forecast | 0 | 0 | 0 | 0 | 0 | 0 | 0 | 0 | 0 | 0 | 0 | 0 | 0 | 0 | 0 | 0 | 0 | 0 | 0 | 0 | 0 | 0 | 0 | 0 | 0 | 0 | 0 | 0 | 0 | 0 | 0 | 0 | 0
Commercial_Warehouse_New_Miscellaneous_Natural Gas_Pool Heater_E8_Baseline Forecast | Commercial | Warehouse | New | Miscellaneous | Natural Gas | Pool Heater | E8 |  | Baseline Forecast | 0 | 0 | 0 | 0 | 0 | 0 | 0 | 0 | 0 | 0 | 0 | 0 | 0 | 0 | 0 | 0 | 0 | 0 | 0 | 0 | 0 | 0 | 0 | 0 | 0 | 0 | 0 | 0 | 0 | 0 | 0 | 0 | 0
Commercial_Warehouse_New_Miscellaneous_Natural Gas_Pool Heater_E9_Baseline Forecast | Commercial | Warehouse | New | Miscellaneous | Natural Gas | Pool Heater | E9 |  | Baseline Forecast | 0 | 0 | 0 | 0 | 0 | 0 | 0 | 0 | 0 | 0 | 0 | 0 | 0 | 0 | 0 | 0 | 0 | 0 | 0 | 0 | 0 | 0 | 0 | 0 | 0 | 0 | 0 | 0 | 0 | 0 | 0 | 0 | 0
Commercial_Warehouse_New_Miscellaneous_Natural Gas_Pool Heater_E10_Baseline Forecast | Commercial | Warehouse | New | Miscellaneous | Natural Gas | Pool Heater | E10 |  | Baseline Forecast | 0 | 0 | 0 | 0 | 0 | 0 | 0 | 0 | 0 | 0 | 0 | 0 | 0 | 0 | 0 | 0 | 0 | 0 | 0 | 0 | 0 | 0 | 0 | 0 | 0 | 0 | 0 | 0 | 0 | 0 | 0 | 0 | 0
Commercial_Warehouse_New_Miscellaneous_Natural Gas_Pool Heater_Vintage_Baseline Forecast | Commercial | Warehouse | New | Miscellaneous | Natural Gas | Pool Heater | Vintage |  | Baseline Forecast | 0 | 0 | 0 | 0 | 0 | 0 | 0 | 0 | 0 | 0 | 0 | 0 | 0 | 0 | 0 | 0 | 0 | 0 | 0 | 0 | 0 | 0 | 0 | 0 | 0 | 0 | 0 | 0 | 0 | 0 | 0 | 0 | 0
Commercial_Warehouse_New_Miscellaneous_Natural Gas_Miscellaneous_E1_Baseline Forecast | Commercial | Warehouse | New | Miscellaneous | Natural Gas | Miscellaneous | E1 |  | Baseline Forecast | 0 | 6308.8232 | 36738.6207 | 56185.3926 | 81265.9189 | 115302.9431 | 147116.4997 | 175313.209 | 200672.701 | 225158.3282 | 249324.5554 | 273250.6962 | 297144.0554 | 321105.7813 | 345214.8959 | 369368.4267 | 393528.5586 | 417657.3918 | 441754.4299 | 465819.171 | 489889.058 | 513964.1255 | 538010.4706 | 562027.7018 | 586015.424 | 610007.1764 | 634002.9823 | 658002.8655 | 682006.8498 | 706014.9592 | 730027.2179 | 754043.65 | 764860.9478
Commercial_Warehouse_New_Miscellaneous_Natural Gas_Miscellaneous_E2_Baseline Forecast | Commercial | Warehouse | New | Miscellaneous | Natural Gas | Miscellaneous | E2 |  | Baseline Forecast | 0 | 0 | 0 | 0 | 0 | 0 | 0 | 0 | 0 | 0 | 0 | 0 | 0 | 0 | 0 | 0 | 0 | 0 | 0 | 0 | 0 | 0 | 0 | 0 | 0 | 0 | 0 | 0 | 0 | 0 | 0 | 0 | 0
Commercial_Warehouse_New_Miscellaneous_Natural Gas_Miscellaneous_E3_Baseline Forecast | Commercial | Warehouse | New | Miscellaneous | Natural Gas | Miscellaneous | E3 |  | Baseline Forecast | 0 | 0 | 0 | 0 | 0 | 0 | 0 | 0 | 0 | 0 | 0 | 0 | 0 | 0 | 0 | 0 | 0 | 0 | 0 | 0 | 0 | 0 | 0 | 0 | 0 | 0 | 0 | 0 | 0 | 0 | 0 | 0 | 0
Commercial_Warehouse_New_Miscellaneous_Natural Gas_Miscellaneous_E4_Baseline Forecast | Commercial | Warehouse | New | Miscellaneous | Natural Gas | Miscellaneous | E4 |  | Baseline Forecast | 0 | 0 | 0 | 0 | 0 | 0 | 0 | 0 | 0 | 0 | 0 | 0 | 0 | 0 | 0 | 0 | 0 | 0 | 0 | 0 | 0 | 0 | 0 | 0 | 0 | 0 | 0 | 0 | 0 | 0 | 0 | 0 | 0
Commercial_Warehouse_New_Miscellaneous_Natural Gas_Miscellaneous_E5_Baseline Forecast | Commercial | Warehouse | New | Miscellaneous | Natural Gas | Miscellaneous | E5 |  | Baseline Forecast | 0 | 0 | 0 | 0 | 0 | 0 | 0 | 0 | 0 | 0 | 0 | 0 | 0 | 0 | 0 | 0 | 0 | 0 | 0 | 0 | 0 | 0 | 0 | 0 | 0 | 0 | 0 | 0 | 0 | 0 | 0 | 0 | 0
Commercial_Warehouse_New_Miscellaneous_Natural Gas_Miscellaneous_E6_Baseline Forecast | Commercial | Warehouse | New | Miscellaneous | Natural Gas | Miscellaneous | E6 |  | Baseline Forecast | 0 | 0 | 0 | 0 | 0 | 0 | 0 | 0 | 0 | 0 | 0 | 0 | 0 | 0 | 0 | 0 | 0 | 0 | 0 | 0 | 0 | 0 | 0 | 0 | 0 | 0 | 0 | 0 | 0 | 0 | 0 | 0 | 0
Commercial_Warehouse_New_Miscellaneous_Natural Gas_Miscellaneous_E7_Baseline Forecast | Commercial | Warehouse | New | Miscellaneous | Natural Gas | Miscellaneous | E7 |  | Baseline Forecast | 0 | 0 | 0 | 0 | 0 | 0 | 0 | 0 | 0 | 0 | 0 | 0 | 0 | 0 | 0 | 0 | 0 | 0 | 0 | 0 | 0 | 0 | 0 | 0 | 0 | 0 | 0 | 0 | 0 | 0 | 0 | 0 | 0
Commercial_Warehouse_New_Miscellaneous_Natural Gas_Miscellaneous_E8_Baseline Forecast | Commercial | Warehouse | New | Miscellaneous | Natural Gas | Miscellaneous | E8 |  | Baseline Forecast | 0 | 0 | 0 | 0 | 0 | 0 | 0 | 0 | 0 | 0 | 0 | 0 | 0 | 0 | 0 | 0 | 0 | 0 | 0 | 0 | 0 | 0 | 0 | 0 | 0 | 0 | 0 | 0 | 0 | 0 | 0 | 0 | 0
Commercial_Warehouse_New_Miscellaneous_Natural Gas_Miscellaneous_E9_Baseline Forecast | Commercial | Warehouse | New | Miscellaneous | Natural Gas | Miscellaneous | E9 |  | Baseline Forecast | 0 | 0 | 0 | 0 | 0 | 0 | 0 | 0 | 0 | 0 | 0 | 0 | 0 | 0 | 0 | 0 | 0 | 0 | 0 | 0 | 0 | 0 | 0 | 0 | 0 | 0 | 0 | 0 | 0 | 0 | 0 | 0 | 0
Commercial_Warehouse_New_Miscellaneous_Natural Gas_Miscellaneous_E10_Baseline Forecast | Commercial | Warehouse | New | Miscellaneous | Natural Gas | Miscellaneous | E10 |  | Baseline Forecast | 0 | 0 | 0 | 0 | 0 | 0 | 0 | 0 | 0 | 0 | 0 | 0 | 0 | 0 | 0 | 0 | 0 | 0 | 0 | 0 | 0 | 0 | 0 | 0 | 0 | 0 | 0 | 0 | 0 | 0 | 0 | 0 | 0
Commercial_Warehouse_New_Miscellaneous_Natural Gas_Miscellaneous_Vintage_Baseline Forecast | Commercial | Warehouse | New | Miscellaneous | Natural Gas | Miscellaneous | Vintage |  | Baseline Forecast | 0 | 0 | 0 | 0 | 0 | 0 | 0 | 0 | 0 | 0 | 0 | 0 | 0 | 0 | 0 | 0 | 0 | 0 | 0 | 0 | 0 | 0 | 0 | 0 | 0 | 0 | 0 | 0 | 0 | 0 | 0 | 0 | 0
Commercial_Miscellaneous_Existing_Space Heating_Natural Gas_Furnace_E1_Baseline Forecast | Commercial | Miscellaneous | Existing | Space Heating | Natural Gas | Furnace | E1 |  | Baseline Forecast | 0 | 21184.2762 | 44043.3194 | 68329.8358 | 93885.8308 | 120490.5645 | 148113.5214 | 176718.3358 | 206222.897 | 236478.2162 | 267374.451 | 298825.6081 | 330741.5358 | 363041.0982 | 395648.0073 | 428506.2976 | 461561.4675 | 494764.8525 | 528068.8227 | 558237.7136 | 585522.4369 | 610157.3941 | 632362.9441 | 652337.641 | 670263.9099 | 686303.8823 | 700611.0355 | 713326.3913 | 724579.5244 | 734489.4886 | 743165.6691 | 750708.5646 | 757236.5947
Commercial_Miscellaneous_Existing_Space Heating_Natural Gas_Furnace_E2_Baseline Forecast | Commercial | Miscellaneous | Existing | Space Heating | Natural Gas | Furnace | E2 |  | Baseline Forecast | 0 | 0 | 0 | 0 | 0 | 0 | 0 | 0 | 0 | 0 | 0 | 0 | 0 | 0 | 0 | 0 | 0 | 0 | 0 | 0 | 0 | 0 | 0 | 0 | 0 | 0 | 0 | 0 | 0 | 0 | 0 | 0 | 0
Commercial_Miscellaneous_Existing_Space Heating_Natural Gas_Furnace_E3_Baseline Forecast | Commercial | Miscellaneous | Existing | Space Heating | Natural Gas | Furnace | E3 |  | Baseline Forecast | 0 | 0 | 0 | 0 | 0 | 0 | 0 | 0 | 0 | 0 | 0 | 0 | 0 | 0 | 0 | 0 | 0 | 0 | 0 | 0 | 0 | 0 | 0 | 0 | 0 | 0 | 0 | 0 | 0 | 0 | 0 | 0 | 0
Commercial_Miscellaneous_Existing_Space Heating_Natural Gas_Furnace_E4_Baseline Forecast | Commercial | Miscellaneous | Existing | Space Heating | Natural Gas | Furnace | E4 |  | Baseline Forecast | 0 | 0 | 0 | 0 | 0 | 0 | 0 | 0 | 0 | 0 | 0 | 0 | 0 | 0 | 0 | 0 | 0 | 0 | 0 | 0 | 0 | 0 | 0 | 0 | 0 | 0 | 0 | 0 | 0 | 0 | 0 | 0 | 0
Commercial_Miscellaneous_Existing_Space Heating_Natural Gas_Furnace_E5_Baseline Forecast | Commercial | Miscellaneous | Existing | Space Heating | Natural Gas | Furnace | E5 |  | Baseline Forecast | 0 | 0 | 0 | 0 | 0 | 0 | 0 | 0 | 0 | 0 | 0 | 0 | 0 | 0 | 0 | 0 | 0 | 0 | 0 | 0 | 0 | 0 | 0 | 0 | 0 | 0 | 0 | 0 | 0 | 0 | 0 | 0 | 0
Commercial_Miscellaneous_Existing_Space Heating_Natural Gas_Furnace_E6_Baseline Forecast | Commercial | Miscellaneous | Existing | Space Heating | Natural Gas | Furnace | E6 |  | Baseline Forecast | 0 | 0 | 0 | 0 | 0 | 0 | 0 | 0 | 0 | 0 | 0 | 0 | 0 | 0 | 0 | 0 | 0 | 0 | 0 | 0 | 0 | 0 | 0 | 0 | 0 | 0 | 0 | 0 | 0 | 0 | 0 | 0 | 0
Commercial_Miscellaneous_Existing_Space Heating_Natural Gas_Furnace_E7_Baseline Forecast | Commercial | Miscellaneous | Existing | Space Heating | Natural Gas | Furnace | E7 |  | Baseline Forecast | 0 | 0 | 0 | 0 | 0 | 0 | 0 | 0 | 0 | 0 | 0 | 0 | 0 | 0 | 0 | 0 | 0 | 0 | 0 | 0 | 0 | 0 | 0 | 0 | 0 | 0 | 0 | 0 | 0 | 0 | 0 | 0 | 0
Commercial_Miscellaneous_Existing_Space Heating_Natural Gas_Furnace_E8_Baseline Forecast | Commercial | Miscellaneous | Existing | Space Heating | Natural Gas | Furnace | E8 |  | Baseline Forecast | 0 | 0 | 0 | 0 | 0 | 0 | 0 | 0 | 0 | 0 | 0 | 0 | 0 | 0 | 0 | 0 | 0 | 0 | 0 | 0 | 0 | 0 | 0 | 0 | 0 | 0 | 0 | 0 | 0 | 0 | 0 | 0 | 0
Commercial_Miscellaneous_Existing_Space Heating_Natural Gas_Furnace_E9_Baseline Forecast | Commercial | Miscellaneous | Existing | Space Heating | Natural Gas | Furnace | E9 |  | Baseline Forecast | 0 | 0 | 0 | 0 | 0 | 0 | 0 | 0 | 0 | 0 | 0 | 0 | 0 | 0 | 0 | 0 | 0 | 0 | 0 | 0 | 0 | 0 | 0 | 0 | 0 | 0 | 0 | 0 | 0 | 0 | 0 | 0 | 0
Commercial_Miscellaneous_Existing_Space Heating_Natural Gas_Furnace_E10_Baseline Forecast | Commercial | Miscellaneous | Existing | Space Heating | Natural Gas | Furnace | E10 |  | Baseline Forecast | 0 | 0 | 0 | 0 | 0 | 0 | 0 | 0 | 0 | 0 | 0 | 0 | 0 | 0 | 0 | 0 | 0 | 0 | 0 | 0 | 0 | 0 | 0 | 0 | 0 | 0 | 0 | 0 | 0 | 0 | 0 | 0 | 0
Commercial_Miscellaneous_Existing_Space Heating_Natural Gas_Furnace_Vintage_Baseline Forecast | Commercial | Miscellaneous | Existing | Space Heating | Natural Gas | Furnace | Vintage |  | Baseline Forecast | 1061081.6431 | 1034498.8229 | 1006241.2359 | 975435.2588 | 943190.3591 | 909252.0724 | 874777.912 | 840106.5177 | 805150.8703 | 769634.0374 | 733545.5782 | 696954.2799 | 659905.3226 | 622457.8994 | 584671.1557 | 546623.3953 | 508377.3232 | 469989.8259 | 431508.6409 | 396169.5416 | 363713.4935 | 333906.0876 | 306534.3199 | 281399.7211 | 258319.9519 | 237125.6049 | 217663.1978 | 199791.7035 | 183381.5423 | 168313.655 | 154478.6514 | 141776.0273 | 130117.9272
Commercial_Miscellaneous_Existing_Space Heating_Natural Gas_Boiler_E1_Baseline Forecast | Commercial | Miscellaneous | Existing | Space Heating | Natural Gas | Boiler | E1 |  | Baseline Forecast | 0 | 6892.1083 | 14423.5983 | 22568.4272 | 31169.8621 | 40231.5109 | 49628.6676 | 59445.7551 | 69531.0597 | 79948.2115 | 90525.07 | 101362.0534 | 112319.2582 | 123477.6407 | 134654.6763 | 145824.0229 | 157172.0479 | 168556.1394 | 179959.0331 | 191365.1446 | 202758.6517 | 214126.5147 | 224232.0864 | 233199.2645 | 241133.8794 | 248136.5881 | 254292.472 | 259686.6569 | 264387.3966 | 268465.7533 | 271976.129 | 274978.1519 | 277524.3635
Commercial_Miscellaneous_Existing_Space Heating_Natural Gas_Boiler_E2_Baseline Forecast | Commercial | Miscellaneous | Existing | Space Heating | Natural Gas | Boiler | E2 |  | Baseline Forecast | 0 | 0 | 0 | 0 | 0 | 0 | 0 | 0 | 0 | 0 | 0 | 0 | 0 | 0 | 0 | 0 | 0 | 0 | 0 | 0 | 0 | 0 | 0 | 0 | 0 | 0 | 0 | 0 | 0 | 0 | 0 | 0 | 0
Commercial_Miscellaneous_Existing_Space Heating_Natural Gas_Boiler_E3_Baseline Forecast | Commercial | Miscellaneous | Existing | Space Heating | Natural Gas | Boiler | E3 |  | Baseline Forecast | 0 | 2170.3359 | 4592.1778 | 7155.5243 | 9923.0875 | 12773.1171 | 15798.6534 | 18884.3761 | 22133.3823 | 25405.5381 | 28815.3313 | 32216.6994 | 35703.2624 | 39152.8612 | 42709.9028 | 46372.5189 | 49927.4836 | 53493.7622 | 57065.9412 | 60639.1338 | 64208.3734 | 67769.5709 | 70934.2136 | 73737.1006 | 76215.9799 | 78397.4891 | 80313.7943 | 81985.8555 | 83441.4038 | 84696.2203 | 85774.4733 | 86687.619 | 87459.999
Commercial_Miscellaneous_Existing_Space Heating_Natural Gas_Boiler_E4_Baseline Forecast | Commercial | Miscellaneous | Existing | Space Heating | Natural Gas | Boiler | E4 |  | Baseline Forecast | 0 | 0 | 0 | 0 | 0 | 0 | 0 | 0 | 0 | 0 | 0 | 0 | 0 | 0 | 0 | 0 | 0 | 0 | 0 | 0 | 0 | 0 | 0 | 0 | 0 | 0 | 0 | 0 | 0 | 0 | 0 | 0 | 0
Commercial_Miscellaneous_Existing_Space Heating_Natural Gas_Boiler_E5_Baseline Forecast | Commercial | Miscellaneous | Existing | Space Heating | Natural Gas | Boiler | E5 |  | Baseline Forecast | 0 | 0 | 0 | 0 | 0 | 0 | 0 | 0 | 0 | 0 | 0 | 0 | 0 | 0 | 0 | 0 | 0 | 0 | 0 | 0 | 0 | 0 | 0 | 0 | 0 | 0 | 0 | 0 | 0 | 0 | 0 | 0 | 0
Commercial_Miscellaneous_Existing_Space Heating_Natural Gas_Boiler_E6_Baseline Forecast | Commercial | Miscellaneous | Existing | Space Heating | Natural Gas | Boiler | E6 |  | Baseline Forecast | 0 | 0 | 0 | 0 | 0 | 0 | 0 | 0 | 0 | 0 | 0 | 0 | 0 | 0 | 0 | 0 | 0 | 0 | 0 | 0 | 0 | 0 | 0 | 0 | 0 | 0 | 0 | 0 | 0 | 0 | 0 | 0 | 0
Commercial_Miscellaneous_Existing_Space Heating_Natural Gas_Boiler_E7_Baseline Forecast | Commercial | Miscellaneous | Existing | Space Heating | Natural Gas | Boiler | E7 |  | Baseline Forecast | 0 | 0 | 0 | 0 | 0 | 0 | 0 | 0 | 0 | 0 | 0 | 0 | 0 | 0 | 0 | 0 | 0 | 0 | 0 | 0 | 0 | 0 | 0 | 0 | 0 | 0 | 0 | 0 | 0 | 0 | 0 | 0 | 0
Commercial_Miscellaneous_Existing_Space Heating_Natural Gas_Boiler_E8_Baseline Forecast | Commercial | Miscellaneous | Existing | Space Heating | Natural Gas | Boiler | E8 |  | Baseline Forecast | 0 | 0 | 0 | 0 | 0 | 0 | 0 | 0 | 0 | 0 | 0 | 0 | 0 | 0 | 0 | 0 | 0 | 0 | 0 | 0 | 0 | 0 | 0 | 0 | 0 | 0 | 0 | 0 | 0 | 0 | 0 | 0 | 0
Commercial_Miscellaneous_Existing_Space Heating_Natural Gas_Boiler_E9_Baseline Forecast | Commercial | Miscellaneous | Existing | Space Heating | Natural Gas | Boiler | E9 |  | Baseline Forecast | 0 | 0 | 0 | 0 | 0 | 0 | 0 | 0 | 0 | 0 | 0 | 0 | 0 | 0 | 0 | 0 | 0 | 0 | 0 | 0 | 0 | 0 | 0 | 0 | 0 | 0 | 0 | 0 | 0 | 0 | 0 | 0 | 0
Commercial_Miscellaneous_Existing_Space Heating_Natural Gas_Boiler_E10_Baseline Forecast | Commercial | Miscellaneous | Existing | Space Heating | Natural Gas | Boiler | E10 |  | Baseline Forecast | 0 | 0 | 0 | 0 | 0 | 0 | 0 | 0 | 0 | 0 | 0 | 0 | 0 | 0 | 0 | 0 | 0 | 0 | 0 | 0 | 0 | 0 | 0 | 0 | 0 | 0 | 0 | 0 | 0 | 0 | 0 | 0 | 0
Commercial_Miscellaneous_Existing_Space Heating_Natural Gas_Boiler_Vintage_Baseline Forecast | Commercial | Miscellaneous | Existing | Space Heating | Natural Gas | Boiler | Vintage |  | Baseline Forecast | 500983.3205 | 489371.9862 | 476869.7643 | 463083.4648 | 448556.3404 | 433182.1691 | 417524.7216 | 401757.612 | 385849.6037 | 369676.1041 | 353237.9747 | 336572.7365 | 319705.4396 | 302666.9268 | 285487.2218 | 268205.082 | 250851.239 | 233453.2214 | 216033.7579 | 198613.3709 | 181209.0144 | 163837.8133 | 148128.4003 | 133922.1185 | 121075.4301 | 109457.6052 | 98951.394 | 89450.708 | 80859.5601 | 73091.1047 | 66066.7686 | 59715.4652 | 53974.7419
Commercial_Miscellaneous_Existing_Space Heating_Natural Gas_Unit Heater_E1_Baseline Forecast | Commercial | Miscellaneous | Existing | Space Heating | Natural Gas | Unit Heater | E1 |  | Baseline Forecast | 0 | 311.7526 | 713.3642 | 1183.6151 | 1706.4685 | 2267.7975 | 2859.4086 | 3475.0696 | 4109.1565 | 4755.7928 | 5410.6929 | 6070.7012 | 6586.8073 | 6988.223 | 7298.1757 | 7535.4201 | 7714.8346 | 7848.2841 | 7945.1644 | 8012.9543 | 8057.5365 | 8083.6463 | 8095.1162 | 8094.9478 | 8085.5304 | 8068.701 | 8045.9717 | 8018.5459 | 7987.3814 | 7953.2402 | 7916.7288 | 7878.33 | 7838.6978
Commercial_Miscellaneous_Existing_Space Heating_Natural Gas_Unit Heater_E2_Baseline Forecast | Commercial | Miscellaneous | Existing | Space Heating | Natural Gas | Unit Heater | E2 |  | Baseline Forecast | 0 | 0 | 0 | 0 | 0 | 0 | 0 | 0 | 0 | 0 | 0 | 0 | 0 | 0 | 0 | 0 | 0 | 0 | 0 | 0 | 0 | 0 | 0 | 0 | 0 | 0 | 0 | 0 | 0 | 0 | 0 | 0 | 0
Commercial_Miscellaneous_Existing_Space Heating_Natural Gas_Unit Heater_E3_Baseline Forecast | Commercial | Miscellaneous | Existing | Space Heating | Natural Gas | Unit Heater | E3 |  | Baseline Forecast | 0 | 0 | 0 | 0 | 0 | 0 | 0 | 0 | 0 | 0 | 0 | 0 | 0 | 0 | 0 | 0 | 0 | 0 | 0 | 0 | 0 | 0 | 0 | 0 | 0 | 0 | 0 | 0 | 0 | 0 | 0 | 0 | 0
Commercial_Miscellaneous_Existing_Space Heating_Natural Gas_Unit Heater_E4_Baseline Forecast | Commercial | Miscellaneous | Existing | Space Heating | Natural Gas | Unit Heater | E4 |  | Baseline Forecast | 0 | 0 | 0 | 0 | 0 | 0 | 0 | 0 | 0 | 0 | 0 | 0 | 0 | 0 | 0 | 0 | 0 | 0 | 0 | 0 | 0 | 0 | 0 | 0 | 0 | 0 | 0 | 0 | 0 | 0 | 0 | 0 | 0
Commercial_Miscellaneous_Existing_Space Heating_Natural Gas_Unit Heater_E5_Baseline Forecast | Commercial | Miscellaneous | Existing | Space Heating | Natural Gas | Unit Heater | E5 |  | Baseline Forecast | 0 | 0 | 0 | 0 | 0 | 0 | 0 | 0 | 0 | 0 | 0 | 0 | 0 | 0 | 0 | 0 | 0 | 0 | 0 | 0 | 0 | 0 | 0 | 0 | 0 | 0 | 0 | 0 | 0 | 0 | 0 | 0 | 0
Commercial_Miscellaneous_Existing_Space Heating_Natural Gas_Unit Heater_E6_Baseline Forecast | Commercial | Miscellaneous | Existing | Space Heating | Natural Gas | Unit Heater | E6 |  | Baseline Forecast | 0 | 0 | 0 | 0 | 0 | 0 | 0 | 0 | 0 | 0 | 0 | 0 | 0 | 0 | 0 | 0 | 0 | 0 | 0 | 0 | 0 | 0 | 0 | 0 | 0 | 0 | 0 | 0 | 0 | 0 | 0 | 0 | 0
Commercial_Miscellaneous_Existing_Space Heating_Natural Gas_Unit Heater_E7_Baseline Forecast | Commercial | Miscellaneous | Existing | Space Heating | Natural Gas | Unit Heater | E7 |  | Baseline Forecast | 0 | 0 | 0 | 0 | 0 | 0 | 0 | 0 | 0 | 0 | 0 | 0 | 0 | 0 | 0 | 0 | 0 | 0 | 0 | 0 | 0 | 0 | 0 | 0 | 0 | 0 | 0 | 0 | 0 | 0 | 0 | 0 | 0
Commercial_Miscellaneous_Existing_Space Heating_Natural Gas_Unit Heater_E8_Baseline Forecast | Commercial | Miscellaneous | Existing | Space Heating | Natural Gas | Unit Heater | E8 |  | Baseline Forecast | 0 | 0 | 0 | 0 | 0 | 0 | 0 | 0 | 0 | 0 | 0 | 0 | 0 | 0 | 0 | 0 | 0 | 0 | 0 | 0 | 0 | 0 | 0 | 0 | 0 | 0 | 0 | 0 | 0 | 0 | 0 | 0 | 0
Commercial_Miscellaneous_Existing_Space Heating_Natural Gas_Unit Heater_E9_Baseline Forecast | Commercial | Miscellaneous | Existing | Space Heating | Natural Gas | Unit Heater | E9 |  | Baseline Forecast | 0 | 0 | 0 | 0 | 0 | 0 | 0 | 0 | 0 | 0 | 0 | 0 | 0 | 0 | 0 | 0 | 0 | 0 | 0 | 0 | 0 | 0 | 0 | 0 | 0 | 0 | 0 | 0 | 0 | 0 | 0 | 0 | 0
Commercial_Miscellaneous_Existing_Space Heating_Natural Gas_Unit Heater_E10_Baseline Forecast | Commercial | Miscellaneous | Existing | Space Heating | Natural Gas | Unit Heater | E10 |  | Baseline Forecast | 0 | 0 | 0 | 0 | 0 | 0 | 0 | 0 | 0 | 0 | 0 | 0 | 0 | 0 | 0 | 0 | 0 | 0 | 0 | 0 | 0 | 0 | 0 | 0 | 0 | 0 | 0 | 0 | 0 | 0 | 0 | 0 | 0
Commercial_Miscellaneous_Existing_Space Heating_Natural Gas_Unit Heater_Vintage_Baseline Forecast | Commercial | Miscellaneous | Existing | Space Heating | Natural Gas | Unit Heater | Vintage |  | Baseline Forecast | 9400.4048 | 9040.8251 | 8591.3863 | 8063.3778 | 7481.2656 | 6854.9667 | 6202.659 | 5533.2526 | 4850.873 | 4157.6236 | 3456.7242 | 2751.178 | 2189.597 | 1742.5751 | 1386.7328 | 1103.5135 | 878.1114 | 698.7344 | 555.9878 | 442.3937 | 351.9973 | 280.0634 | 222.8247 | 177.2801 | 141.0413 | 112.2067 | 89.2642 | 71.0104 | 56.4875 | 44.9333 | 35.7412 | 28.4286 | 22.6122
Commercial_Miscellaneous_Existing_Water Heating_Natural Gas_Water Heater_E1_Baseline Forecast | Commercial | Miscellaneous | Existing | Water Heating | Natural Gas | Water Heater | E1 |  | Baseline Forecast | 0 | 0 | 0 | 0 | 0 | 0 | 0 | 0 | 0 | 0 | 0 | 0 | 0 | 0 | 0 | 0 | 0 | 0 | 0 | 0 | 0 | 0 | 0 | 0 | 0 | 0 | 0 | 0 | 0 | 0 | 0 | 0 | 0
Commercial_Miscellaneous_Existing_Water Heating_Natural Gas_Water Heater_E2_Baseline Forecast | Commercial | Miscellaneous | Existing | Water Heating | Natural Gas | Water Heater | E2 |  | Baseline Forecast | 0 | 46306.2736 | 105959.7877 | 175808.6576 | 253470.8584 | 336848.056 | 424723.1921 | 516170.6027 | 610354.9154 | 706403.2509 | 781726.9691 | 840563.4356 | 886252.0948 | 921456.0346 | 948292.8748 | 968482.8275 | 983387.8583 | 994094.5279 | 1001461.4675 | 1006172.1207 | 1008761.7327 | 1009663.0036 | 1009228.258 | 1007731.8203 | 1005392.0322 | 1002374.6864 | 998817.9544 | 994831.8012 | 990503.7406 | 985903.4169 | 981086.2519 | 976096.3477 | 971002.2484
Commercial_Miscellaneous_Existing_Water Heating_Natural Gas_Water Heater_E3_Baseline Forecast | Commercial | Miscellaneous | Existing | Water Heating | Natural Gas | Water Heater | E3 |  | Baseline Forecast | 0 | 0 | 0 | 0 | 0 | 0 | 0 | 0 | 0 | 0 | 0 | 0 | 0 | 0 | 0 | 0 | 0 | 0 | 0 | 0 | 0 | 0 | 0 | 0 | 0 | 0 | 0 | 0 | 0 | 0 | 0 | 0 | 0
Commercial_Miscellaneous_Existing_Water Heating_Natural Gas_Water Heater_E4_Baseline Forecast | Commercial | Miscellaneous | Existing | Water Heating | Natural Gas | Water Heater | E4 |  | Baseline Forecast | 0 | 0 | 0 | 0 | 0 | 0 | 0 | 0 | 0 | 0 | 0 | 0 | 0 | 0 | 0 | 0 | 0 | 0 | 0 | 0 | 0 | 0 | 0 | 0 | 0 | 0 | 0 | 0 | 0 | 0 | 0 | 0 | 0
Commercial_Miscellaneous_Existing_Water Heating_Natural Gas_Water Heater_E5_Baseline Forecast | Commercial | Miscellaneous | Existing | Water Heating | Natural Gas | Water Heater | E5 |  | Baseline Forecast | 0 | 0 | 0 | 0 | 0 | 0 | 0 | 0 | 0 | 0 | 0 | 0 | 0 | 0 | 0 | 0 | 0 | 0 | 0 | 0 | 0 | 0 | 0 | 0 | 0 | 0 | 0 | 0 | 0 | 0 | 0 | 0 | 0
Commercial_Miscellaneous_Existing_Water Heating_Natural Gas_Water Heater_E6_Baseline Forecast | Commercial | Miscellaneous | Existing | Water Heating | Natural Gas | Water Heater | E6 |  | Baseline Forecast | 0 | 0 | 0 | 0 | 0 | 0 | 0 | 0 | 0 | 0 | 0 | 0 | 0 | 0 | 0 | 0 | 0 | 0 | 0 | 0 | 0 | 0 | 0 | 0 | 0 | 0 | 0 | 0 | 0 | 0 | 0 | 0 | 0
Commercial_Miscellaneous_Existing_Water Heating_Natural Gas_Water Heater_E7_Baseline Forecast | Commercial | Miscellaneous | Existing | Water Heating | Natural Gas | Water Heater | E7 |  | Baseline Forecast | 0 | 0 | 0 | 0 | 0 | 0 | 0 | 0 | 0 | 0 | 0 | 0 | 0 | 0 | 0 | 0 | 0 | 0 | 0 | 0 | 0 | 0 | 0 | 0 | 0 | 0 | 0 | 0 | 0 | 0 | 0 | 0 | 0
Commercial_Miscellaneous_Existing_Water Heating_Natural Gas_Water Heater_E8_Baseline Forecast | Commercial | Miscellaneous | Existing | Water Heating | Natural Gas | Water Heater | E8 |  | Baseline Forecast | 0 | 0 | 0 | 0 | 0 | 0 | 0 | 0 | 0 | 0 | 0 | 0 | 0 | 0 | 0 | 0 | 0 | 0 | 0 | 0 | 0 | 0 | 0 | 0 | 0 | 0 | 0 | 0 | 0 | 0 | 0 | 0 | 0
Commercial_Miscellaneous_Existing_Water Heating_Natural Gas_Water Heater_E9_Baseline Forecast | Commercial | Miscellaneous | Existing | Water Heating | Natural Gas | Water Heater | E9 |  | Baseline Forecast | 0 | 0 | 0 | 0 | 0 | 0 | 0 | 0 | 0 | 0 | 0 | 0 | 0 | 0 | 0 | 0 | 0 | 0 | 0 | 0 | 0 | 0 | 0 | 0 | 0 | 0 | 0 | 0 | 0 | 0 | 0 | 0 | 0
Commercial_Miscellaneous_Existing_Water Heating_Natural Gas_Water Heater_E10_Baseline Forecast | Commercial | Miscellaneous | Existing | Water Heating | Natural Gas | Water Heater | E10 |  | Baseline Forecast | 0 | 0 | 0 | 0 | 0 | 0 | 0 | 0 | 0 | 0 | 0 | 0 | 0 | 0 | 0 | 0 | 0 | 0 | 0 | 0 | 0 | 0 | 0 | 0 | 0 | 0 | 0 | 0 | 0 | 0 | 0 | 0 | 0
Commercial_Miscellaneous_Existing_Water Heating_Natural Gas_Water Heater_Vintage_Baseline Forecast | Commercial | Miscellaneous | Existing | Water Heating | Natural Gas | Water Heater | Vintage |  | Baseline Forecast | 1163576.8558 | 1111350.5658 | 1045777.0353 | 968778.9572 | 883781.7368 | 792362.6015 | 696974.4697 | 598874.4776 | 498712.5308 | 396894.4456 | 315876.9599 | 251403.8402 | 200086.3263 | 159237.2679 | 126720.2467 | 100839.5469 | 80242.1987 | 63850.6572 | 50806.4096 | 40426.1315 | 32165.6705 | 25592.3181 | 20361.815 | 16199.93 | 12888.4152 | 10253.4995 | 8157.0056 | 6488.963 | 5161.8522 | 4106.0231 | 3266.0483 | 2597.8198 | 2066.3099
Commercial_Miscellaneous_Existing_Food Preparation_Natural Gas_Oven_E1_Baseline Forecast | Commercial | Miscellaneous | Existing | Food Preparation | Natural Gas | Oven | E1 |  | Baseline Forecast | 0 | 8857.1538 | 20267.2784 | 33627.5023 | 48482.2078 | 64430.0396 | 81238.207 | 98729.6551 | 116744.5995 | 135116.0817 | 153722.3445 | 172473.7375 | 187136.7468 | 198541.3041 | 207347.3225 | 214087.635 | 219184.9545 | 222976.3671 | 225728.8178 | 227654.7844 | 228921.4035 | 229663.2053 | 229989.0739 | 229984.291 | 229716.733 | 229238.5954 | 228592.8372 | 227813.6478 | 226928.2362 | 225958.256 | 224920.9385 | 223829.9959 | 222704.0116
Commercial_Miscellaneous_Existing_Food Preparation_Natural Gas_Oven_E2_Baseline Forecast | Commercial | Miscellaneous | Existing | Food Preparation | Natural Gas | Oven | E2 |  | Baseline Forecast | 0 | 12745.6604 | 29165.1079 | 48390.796 | 69767.0796 | 92716.3985 | 116903.7613 | 142074.3818 | 167998.3261 | 194435.3371 | 221210.203 | 248193.915 | 269294.343 | 285705.779 | 298377.8543 | 308077.3284 | 315412.4955 | 320868.4307 | 324829.2744 | 327600.7873 | 329423.4831 | 330490.954 | 330959.8868 | 330953.0041 | 330567.9816 | 329879.93 | 328950.6682 | 327829.3956 | 326555.2668 | 325159.4415 | 323666.7164 | 322096.8234 | 320476.5045
Commercial_Miscellaneous_Existing_Food Preparation_Natural Gas_Oven_E3_Baseline Forecast | Commercial | Miscellaneous | Existing | Food Preparation | Natural Gas | Oven | E3 |  | Baseline Forecast | 0 | 0 | 0 | 0 | 0 | 0 | 0 | 0 | 0 | 0 | 0 | 0 | 0 | 0 | 0 | 0 | 0 | 0 | 0 | 0 | 0 | 0 | 0 | 0 | 0 | 0 | 0 | 0 | 0 | 0 | 0 | 0 | 0
Commercial_Miscellaneous_Existing_Food Preparation_Natural Gas_Oven_E4_Baseline Forecast | Commercial | Miscellaneous | Existing | Food Preparation | Natural Gas | Oven | E4 |  | Baseline Forecast | 0 | 0 | 0 | 0 | 0 | 0 | 0 | 0 | 0 | 0 | 0 | 0 | 0 | 0 | 0 | 0 | 0 | 0 | 0 | 0 | 0 | 0 | 0 | 0 | 0 | 0 | 0 | 0 | 0 | 0 | 0 | 0 | 0
Commercial_Miscellaneous_Existing_Food Preparation_Natural Gas_Oven_E5_Baseline Forecast | Commercial | Miscellaneous | Existing | Food Preparation | Natural Gas | Oven | E5 |  | Baseline Forecast | 0 | 0 | 0 | 0 | 0 | 0 | 0 | 0 | 0 | 0 | 0 | 0 | 0 | 0 | 0 | 0 | 0 | 0 | 0 | 0 | 0 | 0 | 0 | 0 | 0 | 0 | 0 | 0 | 0 | 0 | 0 | 0 | 0
Commercial_Miscellaneous_Existing_Food Preparation_Natural Gas_Oven_E6_Baseline Forecast | Commercial | Miscellaneous | Existing | Food Preparation | Natural Gas | Oven | E6 |  | Baseline Forecast | 0 | 0 | 0 | 0 | 0 | 0 | 0 | 0 | 0 | 0 | 0 | 0 | 0 | 0 | 0 | 0 | 0 | 0 | 0 | 0 | 0 | 0 | 0 | 0 | 0 | 0 | 0 | 0 | 0 | 0 | 0 | 0 | 0
Commercial_Miscellaneous_Existing_Food Preparation_Natural Gas_Oven_E7_Baseline Forecast | Commercial | Miscellaneous | Existing | Food Preparation | Natural Gas | Oven | E7 |  | Baseline Forecast | 0 | 0 | 0 | 0 | 0 | 0 | 0 | 0 | 0 | 0 | 0 | 0 | 0 | 0 | 0 | 0 | 0 | 0 | 0 | 0 | 0 | 0 | 0 | 0 | 0 | 0 | 0 | 0 | 0 | 0 | 0 | 0 | 0
Commercial_Miscellaneous_Existing_Food Preparation_Natural Gas_Oven_E8_Baseline Forecast | Commercial | Miscellaneous | Existing | Food Preparation | Natural Gas | Oven | E8 |  | Baseline Forecast | 0 | 0 | 0 | 0 | 0 | 0 | 0 | 0 | 0 | 0 | 0 | 0 | 0 | 0 | 0 | 0 | 0 | 0 | 0 | 0 | 0 | 0 | 0 | 0 | 0 | 0 | 0 | 0 | 0 | 0 | 0 | 0 | 0
Commercial_Miscellaneous_Existing_Food Preparation_Natural Gas_Oven_E9_Baseline Forecast | Commercial | Miscellaneous | Existing | Food Preparation | Natural Gas | Oven | E9 |  | Baseline Forecast | 0 | 0 | 0 | 0 | 0 | 0 | 0 | 0 | 0 | 0 | 0 | 0 | 0 | 0 | 0 | 0 | 0 | 0 | 0 | 0 | 0 | 0 | 0 | 0 | 0 | 0 | 0 | 0 | 0 | 0 | 0 | 0 | 0
Commercial_Miscellaneous_Existing_Food Preparation_Natural Gas_Oven_E10_Baseline Forecast | Commercial | Miscellaneous | Existing | Food Preparation | Natural Gas | Oven | E10 |  | Baseline Forecast | 0 | 0 | 0 | 0 | 0 | 0 | 0 | 0 | 0 | 0 | 0 | 0 | 0 | 0 | 0 | 0 | 0 | 0 | 0 | 0 | 0 | 0 | 0 | 0 | 0 | 0 | 0 | 0 | 0 | 0 | 0 | 0 | 0
Commercial_Miscellaneous_Existing_Food Preparation_Natural Gas_Oven_Vintage_Baseline Forecast | Commercial | Miscellaneous | Existing | Food Preparation | Natural Gas | Oven | Vintage |  | Baseline Forecast | 651398.5941 | 626481.6109 | 595337.8697 | 558749.6573 | 518412.346 | 475013.1231 | 429811.6354 | 383425.2901 | 336139.9766 | 288101.4373 | 239532.7993 | 190642.1589 | 151727.5519 | 120751.2841 | 96093.2872 | 76467.6821 | 60848.4977 | 48418.6205 | 38527.0313 | 30655.5579 | 24391.564 | 19406.9222 | 15440.5771 | 12284.5762 | 9773.4199 | 7775.3358 | 6185.5426 | 4920.6484 | 3914.2864 | 3113.6402 | 2476.6785 | 1969.9539 | 1566.9044
Commercial_Miscellaneous_Existing_Food Preparation_Natural Gas_Conveyor Oven_E1_Baseline Forecast | Commercial | Miscellaneous | Existing | Food Preparation | Natural Gas | Conveyor Oven | E1 |  | Baseline Forecast | 0 | 3126.0543 | 7153.1571 | 11868.5302 | 17111.3675 | 22740.014 | 28672.3084 | 34845.7606 | 41203.9763 | 47688.0288 | 54254.9451 | 60873.0838 | 67514.9991 | 74158.9198 | 80786.9773 | 87387.6326 | 93951.2379 | 99042.0713 | 102960.9512 | 105947.314 | 108190.7969 | 109843.0109 | 111025.5028 | 111834.3683 | 112346.0875 | 112620.6306 | 112706.4114 | 112641.9604 | 112457.9422 | 112178.76 | 111823.8336 | 111408.617 | 110949.2296
Commercial_Miscellaneous_Existing_Food Preparation_Natural Gas_Conveyor Oven_E2_Baseline Forecast | Commercial | Miscellaneous | Existing | Food Preparation | Natural Gas | Conveyor Oven | E2 |  | Baseline Forecast | 0 | 4498.4684 | 10293.5675 | 17079.1045 | 24623.6751 | 32723.4348 | 41260.151 | 50143.8994 | 59293.5269 | 68624.2366 | 78074.1893 | 87597.8523 | 97155.7305 | 106716.4944 | 116254.4307 | 125752.9347 | 135198.1228 | 142523.9562 | 148163.3201 | 152460.7689 | 155689.1955 | 158066.7717 | 159768.4065 | 160932.3837 | 161668.7601 | 162063.8343 | 162187.2749 | 162094.5285 | 161829.7218 | 161427.9717 | 160917.224 | 160319.7172 | 159658.6475
Commercial_Miscellaneous_Existing_Food Preparation_Natural Gas_Conveyor Oven_E3_Baseline Forecast | Commercial | Miscellaneous | Existing | Food Preparation | Natural Gas | Conveyor Oven | E3 |  | Baseline Forecast | 0 | 0 | 0 | 0 | 0 | 0 | 0 | 0 | 0 | 0 | 0 | 0 | 0 | 0 | 0 | 0 | 0 | 0 | 0 | 0 | 0 | 0 | 0 | 0 | 0 | 0 | 0 | 0 | 0 | 0 | 0 | 0 | 0
Commercial_Miscellaneous_Existing_Food Preparation_Natural Gas_Conveyor Oven_E4_Baseline Forecast | Commercial | Miscellaneous | Existing | Food Preparation | Natural Gas | Conveyor Oven | E4 |  | Baseline Forecast | 0 | 0 | 0 | 0 | 0 | 0 | 0 | 0 | 0 | 0 | 0 | 0 | 0 | 0 | 0 | 0 | 0 | 0 | 0 | 0 | 0 | 0 | 0 | 0 | 0 | 0 | 0 | 0 | 0 | 0 | 0 | 0 | 0
Commercial_Miscellaneous_Existing_Food Preparation_Natural Gas_Conveyor Oven_E5_Baseline Forecast | Commercial | Miscellaneous | Existing | Food Preparation | Natural Gas | Conveyor Oven | E5 |  | Baseline Forecast | 0 | 0 | 0 | 0 | 0 | 0 | 0 | 0 | 0 | 0 | 0 | 0 | 0 | 0 | 0 | 0 | 0 | 0 | 0 | 0 | 0 | 0 | 0 | 0 | 0 | 0 | 0 | 0 | 0 | 0 | 0 | 0 | 0
Commercial_Miscellaneous_Existing_Food Preparation_Natural Gas_Conveyor Oven_E6_Baseline Forecast | Commercial | Miscellaneous | Existing | Food Preparation | Natural Gas | Conveyor Oven | E6 |  | Baseline Forecast | 0 | 0 | 0 | 0 | 0 | 0 | 0 | 0 | 0 | 0 | 0 | 0 | 0 | 0 | 0 | 0 | 0 | 0 | 0 | 0 | 0 | 0 | 0 | 0 | 0 | 0 | 0 | 0 | 0 | 0 | 0 | 0 | 0
Commercial_Miscellaneous_Existing_Food Preparation_Natural Gas_Conveyor Oven_E7_Baseline Forecast | Commercial | Miscellaneous | Existing | Food Preparation | Natural Gas | Conveyor Oven | E7 |  | Baseline Forecast | 0 | 0 | 0 | 0 | 0 | 0 | 0 | 0 | 0 | 0 | 0 | 0 | 0 | 0 | 0 | 0 | 0 | 0 | 0 | 0 | 0 | 0 | 0 | 0 | 0 | 0 | 0 | 0 | 0 | 0 | 0 | 0 | 0
Commercial_Miscellaneous_Existing_Food Preparation_Natural Gas_Conveyor Oven_E8_Baseline Forecast | Commercial | Miscellaneous | Existing | Food Preparation | Natural Gas | Conveyor Oven | E8 |  | Baseline Forecast | 0 | 0 | 0 | 0 | 0 | 0 | 0 | 0 | 0 | 0 | 0 | 0 | 0 | 0 | 0 | 0 | 0 | 0 | 0 | 0 | 0 | 0 | 0 | 0 | 0 | 0 | 0 | 0 | 0 | 0 | 0 | 0 | 0
Commercial_Miscellaneous_Existing_Food Preparation_Natural Gas_Conveyor Oven_E9_Baseline Forecast | Commercial | Miscellaneous | Existing | Food Preparation | Natural Gas | Conveyor Oven | E9 |  | Baseline Forecast | 0 | 0 | 0 | 0 | 0 | 0 | 0 | 0 | 0 | 0 | 0 | 0 | 0 | 0 | 0 | 0 | 0 | 0 | 0 | 0 | 0 | 0 | 0 | 0 | 0 | 0 | 0 | 0 | 0 | 0 | 0 | 0 | 0
Commercial_Miscellaneous_Existing_Food Preparation_Natural Gas_Conveyor Oven_E10_Baseline Forecast | Commercial | Miscellaneous | Existing | Food Preparation | Natural Gas | Conveyor Oven | E10 |  | Baseline Forecast | 0 | 0 | 0 | 0 | 0 | 0 | 0 | 0 | 0 | 0 | 0 | 0 | 0 | 0 | 0 | 0 | 0 | 0 | 0 | 0 | 0 | 0 | 0 | 0 | 0 | 0 | 0 | 0 | 0 | 0 | 0 | 0 | 0
Commercial_Miscellaneous_Existing_Food Preparation_Natural Gas_Conveyor Oven_Vintage_Baseline Forecast | Commercial | Miscellaneous | Existing | Food Preparation | Natural Gas | Conveyor Oven | Vintage |  | Baseline Forecast | 325699.297 | 316417.6899 | 304938.4034 | 291436.3431 | 276595.7741 | 260616.3319 | 244044.3425 | 227125.0034 | 209943.9479 | 192514.1626 | 174903.539 | 157183.9695 | 139408.5913 | 121623.7694 | 103867.824 | 86175.7555 | 68573.6133 | 54565.6817 | 43418.2904 | 34547.4819 | 27488.2329 | 21870.7582 | 17400.8595 | 13844.1836 | 11014.2196 | 8762.4656 | 6970.8377 | 5545.357 | 4411.2307 | 3508.9372 | 2791.1091 | 2220.0525 | 1765.8331
Commercial_Miscellaneous_Existing_Food Preparation_Natural Gas_Double Rack Oven_E1_Baseline Forecast | Commercial | Miscellaneous | Existing | Food Preparation | Natural Gas | Double Rack Oven | E1 |  | Baseline Forecast | 0 | 4428.5769 | 10133.6392 | 16813.7512 | 24241.1039 | 32215.0198 | 40619.1035 | 49364.8276 | 58372.2998 | 67558.0409 | 76861.1722 | 86236.8688 | 93568.3734 | 99270.652 | 103673.6612 | 107043.8175 | 109592.4773 | 111488.1836 | 112864.4089 | 113827.3922 | 114460.7017 | 114831.6027 | 114994.5369 | 114992.1455 | 114858.3665 | 114619.2977 | 114296.4186 | 113906.8239 | 113464.1181 | 112979.128 | 112460.4693 | 111914.998 | 111352.0058
Commercial_Miscellaneous_Existing_Food Preparation_Natural Gas_Double Rack Oven_E2_Baseline Forecast | Commercial | Miscellaneous | Existing | Food Preparation | Natural Gas | Double Rack Oven | E2 |  | Baseline Forecast | 0 | 6372.8302 | 14582.554 | 24195.398 | 34883.5398 | 46358.1993 | 58451.8807 | 71037.1909 | 83999.1631 | 97217.6686 | 110605.1015 | 124096.9575 | 134647.1715 | 142852.8895 | 149188.9271 | 154038.6642 | 157706.2478 | 160434.2154 | 162414.6372 | 163800.3937 | 164711.7415 | 165245.477 | 165479.9434 | 165476.502 | 165283.9908 | 164939.965 | 164475.3341 | 163914.6978 | 163277.6334 | 162579.7208 | 161833.3582 | 161048.4117 | 160238.2523
Commercial_Miscellaneous_Existing_Food Preparation_Natural Gas_Double Rack Oven_E3_Baseline Forecast | Commercial | Miscellaneous | Existing | Food Preparation | Natural Gas | Double Rack Oven | E3 |  | Baseline Forecast | 0 | 0 | 0 | 0 | 0 | 0 | 0 | 0 | 0 | 0 | 0 | 0 | 0 | 0 | 0 | 0 | 0 | 0 | 0 | 0 | 0 | 0 | 0 | 0 | 0 | 0 | 0 | 0 | 0 | 0 | 0 | 0 | 0
Commercial_Miscellaneous_Existing_Food Preparation_Natural Gas_Double Rack Oven_E4_Baseline Forecast | Commercial | Miscellaneous | Existing | Food Preparation | Natural Gas | Double Rack Oven | E4 |  | Baseline Forecast | 0 | 0 | 0 | 0 | 0 | 0 | 0 | 0 | 0 | 0 | 0 | 0 | 0 | 0 | 0 | 0 | 0 | 0 | 0 | 0 | 0 | 0 | 0 | 0 | 0 | 0 | 0 | 0 | 0 | 0 | 0 | 0 | 0
Commercial_Miscellaneous_Existing_Food Preparation_Natural Gas_Double Rack Oven_E5_Baseline Forecast | Commercial | Miscellaneous | Existing | Food Preparation | Natural Gas | Double Rack Oven | E5 |  | Baseline Forecast | 0 | 0 | 0 | 0 | 0 | 0 | 0 | 0 | 0 | 0 | 0 | 0 | 0 | 0 | 0 | 0 | 0 | 0 | 0 | 0 | 0 | 0 | 0 | 0 | 0 | 0 | 0 | 0 | 0 | 0 | 0 | 0 | 0
Commercial_Miscellaneous_Existing_Food Preparation_Natural Gas_Double Rack Oven_E6_Baseline Forecast | Commercial | Miscellaneous | Existing | Food Preparation | Natural Gas | Double Rack Oven | E6 |  | Baseline Forecast | 0 | 0 | 0 | 0 | 0 | 0 | 0 | 0 | 0 | 0 | 0 | 0 | 0 | 0 | 0 | 0 | 0 | 0 | 0 | 0 | 0 | 0 | 0 | 0 | 0 | 0 | 0 | 0 | 0 | 0 | 0 | 0 | 0
Commercial_Miscellaneous_Existing_Food Preparation_Natural Gas_Double Rack Oven_E7_Baseline Forecast | Commercial | Miscellaneous | Existing | Food Preparation | Natural Gas | Double Rack Oven | E7 |  | Baseline Forecast | 0 | 0 | 0 | 0 | 0 | 0 | 0 | 0 | 0 | 0 | 0 | 0 | 0 | 0 | 0 | 0 | 0 | 0 | 0 | 0 | 0 | 0 | 0 | 0 | 0 | 0 | 0 | 0 | 0 | 0 | 0 | 0 | 0
Commercial_Miscellaneous_Existing_Food Preparation_Natural Gas_Double Rack Oven_E8_Baseline Forecast | Commercial | Miscellaneous | Existing | Food Preparation | Natural Gas | Double Rack Oven | E8 |  | Baseline Forecast | 0 | 0 | 0 | 0 | 0 | 0 | 0 | 0 | 0 | 0 | 0 | 0 | 0 | 0 | 0 | 0 | 0 | 0 | 0 | 0 | 0 | 0 | 0 | 0 | 0 | 0 | 0 | 0 | 0 | 0 | 0 | 0 | 0
Commercial_Miscellaneous_Existing_Food Preparation_Natural Gas_Double Rack Oven_E9_Baseline Forecast | Commercial | Miscellaneous | Existing | Food Preparation | Natural Gas | Double Rack Oven | E9 |  | Baseline Forecast | 0 | 0 | 0 | 0 | 0 | 0 | 0 | 0 | 0 | 0 | 0 | 0 | 0 | 0 | 0 | 0 | 0 | 0 | 0 | 0 | 0 | 0 | 0 | 0 | 0 | 0 | 0 | 0 | 0 | 0 | 0 | 0 | 0
Commercial_Miscellaneous_Existing_Food Preparation_Natural Gas_Double Rack Oven_E10_Baseline Forecast | Commercial | Miscellaneous | Existing | Food Preparation | Natural Gas | Double Rack Oven | E10 |  | Baseline Forecast | 0 | 0 | 0 | 0 | 0 | 0 | 0 | 0 | 0 | 0 | 0 | 0 | 0 | 0 | 0 | 0 | 0 | 0 | 0 | 0 | 0 | 0 | 0 | 0 | 0 | 0 | 0 | 0 | 0 | 0 | 0 | 0 | 0
Commercial_Miscellaneous_Existing_Food Preparation_Natural Gas_Double Rack Oven_Vintage_Baseline Forecast | Commercial | Miscellaneous | Existing | Food Preparation | Natural Gas | Double Rack Oven | Vintage |  | Baseline Forecast | 325699.297 | 313240.8054 | 297668.9349 | 279374.8286 | 259206.173 | 237506.5616 | 214905.8177 | 191712.6451 | 168069.9883 | 144050.7187 | 119766.3996 | 95321.0794 | 75863.7759 | 60375.642 | 48046.6436 | 38233.841 | 30424.2488 | 24209.3103 | 19263.5156 | 15327.779 | 12195.782 | 9703.4611 | 7720.2885 | 6142.2881 | 4886.71 | 3887.6679 | 3092.7713 | 2460.3242 | 1957.1432 | 1556.8201 | 1238.3393 | 984.977 | 783.4522
Commercial_Miscellaneous_Existing_Food Preparation_Natural Gas_Fryer_E1_Baseline Forecast | Commercial | Miscellaneous | Existing | Food Preparation | Natural Gas | Fryer | E1 |  | Baseline Forecast | 0 | 2807.8356 | 6750.9025 | 6708.9974 | 6666.0032 | 6618.8654 | 5894.6734 | 4394.7849 | 3278.4187 | 2446.0224 | 1193.3016 | 0 | 0 | 0 | 0 | 0 | 0 | 0 | 0 | 0 | 0 | 0 | 0 | 0 | 0 | 0 | 0 | 0 | 0 | 0 | 0 | 0 | 0
Commercial_Miscellaneous_Existing_Food Preparation_Natural Gas_Fryer_E2_Baseline Forecast | Commercial | Miscellaneous | Existing | Food Preparation | Natural Gas | Fryer | E2 |  | Baseline Forecast | 0 | 986.5368 | 2371.9387 | 8844.2468 | 16106.6603 | 23910.6898 | 30330.6929 | 36013.6968 | 40194.2258 | 43248.2528 | 46091.5286 | 48404.745 | 49172.017 | 49675.1247 | 49980.0103 | 50137.6718 | 50185.7673 | 50152.5174 | 50058.672 | 49919.7154 | 49746.7707 | 49548.4525 | 49331.5754 | 49100.9408 | 48860.1323 | 48611.437 | 48356.8462 | 48097.8454 | 47835.5429 | 47570.7653 | 47304.1293 | 47036.0948 | 46768.6159
Commercial_Miscellaneous_Existing_Food Preparation_Natural Gas_Fryer_E3_Baseline Forecast | Commercial | Miscellaneous | Existing | Food Preparation | Natural Gas | Fryer | E3 |  | Baseline Forecast | 0 | 0 | 0 | 0 | 0 | 0 | 0 | 0 | 0 | 0 | 0 | 0 | 0 | 0 | 0 | 0 | 0 | 0 | 0 | 0 | 0 | 0 | 0 | 0 | 0 | 0 | 0 | 0 | 0 | 0 | 0 | 0 | 0
Commercial_Miscellaneous_Existing_Food Preparation_Natural Gas_Fryer_E4_Baseline Forecast | Commercial | Miscellaneous | Existing | Food Preparation | Natural Gas | Fryer | E4 |  | Baseline Forecast | 0 | 0 | 0 | 0 | 0 | 0 | 0 | 0 | 0 | 0 | 0 | 0 | 0 | 0 | 0 | 0 | 0 | 0 | 0 | 0 | 0 | 0 | 0 | 0 | 0 | 0 | 0 | 0 | 0 | 0 | 0 | 0 | 0
Commercial_Miscellaneous_Existing_Food Preparation_Natural Gas_Fryer_E5_Baseline Forecast | Commercial | Miscellaneous | Existing | Food Preparation | Natural Gas | Fryer | E5 |  | Baseline Forecast | 0 | 0 | 0 | 0 | 0 | 0 | 0 | 0 | 0 | 0 | 0 | 0 | 0 | 0 | 0 | 0 | 0 | 0 | 0 | 0 | 0 | 0 | 0 | 0 | 0 | 0 | 0 | 0 | 0 | 0 | 0 | 0 | 0
Commercial_Miscellaneous_Existing_Food Preparation_Natural Gas_Fryer_E6_Baseline Forecast | Commercial | Miscellaneous | Existing | Food Preparation | Natural Gas | Fryer | E6 |  | Baseline Forecast | 0 | 0 | 0 | 0 | 0 | 0 | 0 | 0 | 0 | 0 | 0 | 0 | 0 | 0 | 0 | 0 | 0 | 0 | 0 | 0 | 0 | 0 | 0 | 0 | 0 | 0 | 0 | 0 | 0 | 0 | 0 | 0 | 0
Commercial_Miscellaneous_Existing_Food Preparation_Natural Gas_Fryer_E7_Baseline Forecast | Commercial | Miscellaneous | Existing | Food Preparation | Natural Gas | Fryer | E7 |  | Baseline Forecast | 0 | 0 | 0 | 0 | 0 | 0 | 0 | 0 | 0 | 0 | 0 | 0 | 0 | 0 | 0 | 0 | 0 | 0 | 0 | 0 | 0 | 0 | 0 | 0 | 0 | 0 | 0 | 0 | 0 | 0 | 0 | 0 | 0
Commercial_Miscellaneous_Existing_Food Preparation_Natural Gas_Fryer_E8_Baseline Forecast | Commercial | Miscellaneous | Existing | Food Preparation | Natural Gas | Fryer | E8 |  | Baseline Forecast | 0 | 0 | 0 | 0 | 0 | 0 | 0 | 0 | 0 | 0 | 0 | 0 | 0 | 0 | 0 | 0 | 0 | 0 | 0 | 0 | 0 | 0 | 0 | 0 | 0 | 0 | 0 | 0 | 0 | 0 | 0 | 0 | 0
Commercial_Miscellaneous_Existing_Food Preparation_Natural Gas_Fryer_E9_Baseline Forecast | Commercial | Miscellaneous | Existing | Food Preparation | Natural Gas | Fryer | E9 |  | Baseline Forecast | 0 | 0 | 0 | 0 | 0 | 0 | 0 | 0 | 0 | 0 | 0 | 0 | 0 | 0 | 0 | 0 | 0 | 0 | 0 | 0 | 0 | 0 | 0 | 0 | 0 | 0 | 0 | 0 | 0 | 0 | 0 | 0 | 0
Commercial_Miscellaneous_Existing_Food Preparation_Natural Gas_Fryer_E10_Baseline Forecast | Commercial | Miscellaneous | Existing | Food Preparation | Natural Gas | Fryer | E10 |  | Baseline Forecast | 0 | 0 | 0 | 0 | 0 | 0 | 0 | 0 | 0 | 0 | 0 | 0 | 0 | 0 | 0 | 0 | 0 | 0 | 0 | 0 | 0 | 0 | 0 | 0 | 0 | 0 | 0 | 0 | 0 | 0 | 0 | 0 | 0
Commercial_Miscellaneous_Existing_Food Preparation_Natural Gas_Fryer_Vintage_Baseline Forecast | Commercial | Miscellaneous | Existing | Food Preparation | Natural Gas | Fryer | Vintage |  | Baseline Forecast | 55935.3816 | 51856.4226 | 46243.3673 | 39469.288 | 31897.2602 | 23753.777 | 17696.8017 | 13193.884 | 9842.3647 | 7343.371 | 5479.1057 | 4088.2261 | 3050.3642 | 2275.8848 | 1697.942 | 1266.7152 | 944.9791 | 704.9463 | 525.8725 | 392.2793 | 292.6153 | 218.2657 | 162.8034 | 121.4315 | 90.571 | 67.5512 | 50.3806 | 37.5732 | 28.0208 | 20.8962 | 15.5826 | 11.6198 | 8.6647
Commercial_Miscellaneous_Existing_Food Preparation_Natural Gas_Broiler_E1_Baseline Forecast | Commercial | Miscellaneous | Existing | Food Preparation | Natural Gas | Broiler | E1 |  | Baseline Forecast | 0 | 15645.9531 | 35801.6687 | 59402.1888 | 85642.6754 | 113814.1437 | 143505.3745 | 174403.6046 | 206226.5785 | 238679.368 | 271546.8919 | 304670.7849 | 330572.6446 | 350718.5257 | 366274.1493 | 378180.7522 | 387185.0468 | 393882.4876 | 398744.6267 | 402146.8013 | 404384.254 | 405694.6294 | 406270.2685 | 406261.8196 | 405789.1848 | 404944.5661 | 403803.8495 | 402427.4297 | 400863.3711 | 399149.9239 | 397317.5271 | 395390.4028 | 393401.3781
Commercial_Miscellaneous_Existing_Food Preparation_Natural Gas_Broiler_E2_Baseline Forecast | Commercial | Miscellaneous | Existing | Food Preparation | Natural Gas | Broiler | E2 |  | Baseline Forecast | 0 | 5497.2268 | 12578.9647 | 20871.0393 | 30090.6697 | 39988.7532 | 50420.8073 | 61276.9422 | 72457.987 | 83860.3185 | 95408.3674 | 107046.492 | 116147.1454 | 123225.428 | 128690.9173 | 132874.3183 | 136037.9894 | 138391.1443 | 140099.4634 | 141294.8221 | 142080.9541 | 142541.3563 | 142743.6079 | 142740.6393 | 142574.5784 | 142277.8205 | 141877.0282 | 141393.4213 | 140843.8872 | 140241.8652 | 139598.0501 | 138920.9523 | 138222.1058
Commercial_Miscellaneous_Existing_Food Preparation_Natural Gas_Broiler_E3_Baseline Forecast | Commercial | Miscellaneous | Existing | Food Preparation | Natural Gas | Broiler | E3 |  | Baseline Forecast | 0 | 0 | 0 | 0 | 0 | 0 | 0 | 0 | 0 | 0 | 0 | 0 | 0 | 0 | 0 | 0 | 0 | 0 | 0 | 0 | 0 | 0 | 0 | 0 | 0 | 0 | 0 | 0 | 0 | 0 | 0 | 0 | 0
Commercial_Miscellaneous_Existing_Food Preparation_Natural Gas_Broiler_E4_Baseline Forecast | Commercial | Miscellaneous | Existing | Food Preparation | Natural Gas | Broiler | E4 |  | Baseline Forecast | 0 | 0 | 0 | 0 | 0 | 0 | 0 | 0 | 0 | 0 | 0 | 0 | 0 | 0 | 0 | 0 | 0 | 0 | 0 | 0 | 0 | 0 | 0 | 0 | 0 | 0 | 0 | 0 | 0 | 0 | 0 | 0 | 0
Commercial_Miscellaneous_Existing_Food Preparation_Natural Gas_Broiler_E5_Baseline Forecast | Commercial | Miscellaneous | Existing | Food Preparation | Natural Gas | Broiler | E5 |  | Baseline Forecast | 0 | 0 | 0 | 0 | 0 | 0 | 0 | 0 | 0 | 0 | 0 | 0 | 0 | 0 | 0 | 0 | 0 | 0 | 0 | 0 | 0 | 0 | 0 | 0 | 0 | 0 | 0 | 0 | 0 | 0 | 0 | 0 | 0
Commercial_Miscellaneous_Existing_Food Preparation_Natural Gas_Broiler_E6_Baseline Forecast | Commercial | Miscellaneous | Existing | Food Preparation | Natural Gas | Broiler | E6 |  | Baseline Forecast | 0 | 0 | 0 | 0 | 0 | 0 | 0 | 0 | 0 | 0 | 0 | 0 | 0 | 0 | 0 | 0 | 0 | 0 | 0 | 0 | 0 | 0 | 0 | 0 | 0 | 0 | 0 | 0 | 0 | 0 | 0 | 0 | 0
Commercial_Miscellaneous_Existing_Food Preparation_Natural Gas_Broiler_E7_Baseline Forecast | Commercial | Miscellaneous | Existing | Food Preparation | Natural Gas | Broiler | E7 |  | Baseline Forecast | 0 | 0 | 0 | 0 | 0 | 0 | 0 | 0 | 0 | 0 | 0 | 0 | 0 | 0 | 0 | 0 | 0 | 0 | 0 | 0 | 0 | 0 | 0 | 0 | 0 | 0 | 0 | 0 | 0 | 0 | 0 | 0 | 0
Commercial_Miscellaneous_Existing_Food Preparation_Natural Gas_Broiler_E8_Baseline Forecast | Commercial | Miscellaneous | Existing | Food Preparation | Natural Gas | Broiler | E8 |  | Baseline Forecast | 0 | 0 | 0 | 0 | 0 | 0 | 0 | 0 | 0 | 0 | 0 | 0 | 0 | 0 | 0 | 0 | 0 | 0 | 0 | 0 | 0 | 0 | 0 | 0 | 0 | 0 | 0 | 0 | 0 | 0 | 0 | 0 | 0
Commercial_Miscellaneous_Existing_Food Preparation_Natural Gas_Broiler_E9_Baseline Forecast | Commercial | Miscellaneous | Existing | Food Preparation | Natural Gas | Broiler | E9 |  | Baseline Forecast | 0 | 0 | 0 | 0 | 0 | 0 | 0 | 0 | 0 | 0 | 0 | 0 | 0 | 0 | 0 | 0 | 0 | 0 | 0 | 0 | 0 | 0 | 0 | 0 | 0 | 0 | 0 | 0 | 0 | 0 | 0 | 0 | 0
Commercial_Miscellaneous_Existing_Food Preparation_Natural Gas_Broiler_E10_Baseline Forecast | Commercial | Miscellaneous | Existing | Food Preparation | Natural Gas | Broiler | E10 |  | Baseline Forecast | 0 | 0 | 0 | 0 | 0 | 0 | 0 | 0 | 0 | 0 | 0 | 0 | 0 | 0 | 0 | 0 | 0 | 0 | 0 | 0 | 0 | 0 | 0 | 0 | 0 | 0 | 0 | 0 | 0 | 0 | 0 | 0 | 0
Commercial_Miscellaneous_Existing_Food Preparation_Natural Gas_Broiler_Vintage_Baseline Forecast | Commercial | Miscellaneous | Existing | Food Preparation | Natural Gas | Broiler | Vintage |  | Baseline Forecast | 637539.0495 | 613152.2149 | 582671.1066 | 546861.3667 | 507382.2961 | 464906.4609 | 420666.707 | 375267.3052 | 328988.0622 | 281971.6195 | 234436.3567 | 186585.9427 | 148499.3061 | 118182.1078 | 94048.7492 | 74840.7101 | 59553.8488 | 47388.4371 | 37707.3072 | 30003.312 | 23872.5946 | 18994.009 | 15112.0542 | 12023.2022 | 9565.4748 | 7609.9031 | 6053.9353 | 4815.9538 | 3831.0037 | 3047.3925 | 2423.9832 | 1928.04 | 1533.566
Commercial_Miscellaneous_Existing_Food Preparation_Natural Gas_Griddle_E1_Baseline Forecast | Commercial | Miscellaneous | Existing | Food Preparation | Natural Gas | Griddle | E1 |  | Baseline Forecast | 0 | 16650.6766 | 38100.7157 | 63216.7714 | 91142.3221 | 121122.855 | 152720.7436 | 185603.1405 | 219469.6647 | 254006.4489 | 288984.6 | 324235.5835 | 351800.7621 | 373240.335 | 389794.8815 | 402466.0811 | 412048.5973 | 419176.1223 | 424350.4895 | 427971.1388 | 430352.2722 | 431746.7949 | 432359.3994 | 432350.4079 | 431847.4223 | 430948.5653 | 429734.5963 | 428269.7881 | 426605.2916 | 424781.8133 | 422831.7469 | 420780.8701 | 418664.1178
Commercial_Miscellaneous_Existing_Food Preparation_Natural Gas_Griddle_E2_Baseline Forecast | Commercial | Miscellaneous | Existing | Food Preparation | Natural Gas | Griddle | E2 |  | Baseline Forecast | 0 | 6800.9806 | 15562.2641 | 25820.9348 | 37227.1457 | 49472.7154 | 62378.8953 | 75809.7334 | 89642.5391 | 103749.1129 | 118035.9634 | 132434.2524 | 143693.269 | 152450.2777 | 159211.9939 | 164387.5543 | 168301.5398 | 171212.7824 | 173326.2563 | 174805.113 | 175777.6886 | 176347.2824 | 176597.5012 | 176593.8286 | 176388.3837 | 176021.245 | 175525.3985 | 174927.0965 | 174247.2318 | 173502.4308 | 172705.9248 | 171868.2427 | 171003.6537
Commercial_Miscellaneous_Existing_Food Preparation_Natural Gas_Griddle_E3_Baseline Forecast | Commercial | Miscellaneous | Existing | Food Preparation | Natural Gas | Griddle | E3 |  | Baseline Forecast | 0 | 0 | 0 | 0 | 0 | 0 | 0 | 0 | 0 | 0 | 0 | 0 | 0 | 0 | 0 | 0 | 0 | 0 | 0 | 0 | 0 | 0 | 0 | 0 | 0 | 0 | 0 | 0 | 0 | 0 | 0 | 0 | 0
Commercial_Miscellaneous_Existing_Food Preparation_Natural Gas_Griddle_E4_Baseline Forecast | Commercial | Miscellaneous | Existing | Food Preparation | Natural Gas | Griddle | E4 |  | Baseline Forecast | 0 | 0 | 0 | 0 | 0 | 0 | 0 | 0 | 0 | 0 | 0 | 0 | 0 | 0 | 0 | 0 | 0 | 0 | 0 | 0 | 0 | 0 | 0 | 0 | 0 | 0 | 0 | 0 | 0 | 0 | 0 | 0 | 0
Commercial_Miscellaneous_Existing_Food Preparation_Natural Gas_Griddle_E5_Baseline Forecast | Commercial | Miscellaneous | Existing | Food Preparation | Natural Gas | Griddle | E5 |  | Baseline Forecast | 0 | 0 | 0 | 0 | 0 | 0 | 0 | 0 | 0 | 0 | 0 | 0 | 0 | 0 | 0 | 0 | 0 | 0 | 0 | 0 | 0 | 0 | 0 | 0 | 0 | 0 | 0 | 0 | 0 | 0 | 0 | 0 | 0
Commercial_Miscellaneous_Existing_Food Preparation_Natural Gas_Griddle_E6_Baseline Forecast | Commercial | Miscellaneous | Existing | Food Preparation | Natural Gas | Griddle | E6 |  | Baseline Forecast | 0 | 0 | 0 | 0 | 0 | 0 | 0 | 0 | 0 | 0 | 0 | 0 | 0 | 0 | 0 | 0 | 0 | 0 | 0 | 0 | 0 | 0 | 0 | 0 | 0 | 0 | 0 | 0 | 0 | 0 | 0 | 0 | 0
Commercial_Miscellaneous_Existing_Food Preparation_Natural Gas_Griddle_E7_Baseline Forecast | Commercial | Miscellaneous | Existing | Food Preparation | Natural Gas | Griddle | E7 |  | Baseline Forecast | 0 | 0 | 0 | 0 | 0 | 0 | 0 | 0 | 0 | 0 | 0 | 0 | 0 | 0 | 0 | 0 | 0 | 0 | 0 | 0 | 0 | 0 | 0 | 0 | 0 | 0 | 0 | 0 | 0 | 0 | 0 | 0 | 0
Commercial_Miscellaneous_Existing_Food Preparation_Natural Gas_Griddle_E8_Baseline Forecast | Commercial | Miscellaneous | Existing | Food Preparation | Natural Gas | Griddle | E8 |  | Baseline Forecast | 0 | 0 | 0 | 0 | 0 | 0 | 0 | 0 | 0 | 0 | 0 | 0 | 0 | 0 | 0 | 0 | 0 | 0 | 0 | 0 | 0 | 0 | 0 | 0 | 0 | 0 | 0 | 0 | 0 | 0 | 0 | 0 | 0
Commercial_Miscellaneous_Existing_Food Preparation_Natural Gas_Griddle_E9_Baseline Forecast | Commercial | Miscellaneous | Existing | Food Preparation | Natural Gas | Griddle | E9 |  | Baseline Forecast | 0 | 0 | 0 | 0 | 0 | 0 | 0 | 0 | 0 | 0 | 0 | 0 | 0 | 0 | 0 | 0 | 0 | 0 | 0 | 0 | 0 | 0 | 0 | 0 | 0 | 0 | 0 | 0 | 0 | 0 | 0 | 0 | 0
Commercial_Miscellaneous_Existing_Food Preparation_Natural Gas_Griddle_E10_Baseline Forecast | Commercial | Miscellaneous | Existing | Food Preparation | Natural Gas | Griddle | E10 |  | Baseline Forecast | 0 | 0 | 0 | 0 | 0 | 0 | 0 | 0 | 0 | 0 | 0 | 0 | 0 | 0 | 0 | 0 | 0 | 0 | 0 | 0 | 0 | 0 | 0 | 0 | 0 | 0 | 0 | 0 | 0 | 0 | 0 | 0 | 0
Commercial_Miscellaneous_Existing_Food Preparation_Natural Gas_Griddle_Vintage_Baseline Forecast | Commercial | Miscellaneous | Existing | Food Preparation | Natural Gas | Griddle | Vintage |  | Baseline Forecast | 707147.5244 | 680098.0602 | 646288.9306 | 606569.3732 | 562779.8562 | 515666.3787 | 466596.3923 | 416240.1442 | 364907.991 | 312758.1484 | 260032.8394 | 206957.97 | 164712.9172 | 131085.594 | 104317.2809 | 83012.0491 | 66056.1212 | 52562.4525 | 41824.307 | 33279.166 | 26479.0779 | 21067.8333 | 16762.0347 | 13335.9324 | 10609.8628 | 8440.7757 | 6714.9226 | 5341.7744 | 4249.2845 | 3380.1162 | 2688.6412 | 2138.5493 | 1701.0054
Commercial_Miscellaneous_Existing_Food Preparation_Natural Gas_Range_E1_Baseline Forecast | Commercial | Miscellaneous | Existing | Food Preparation | Natural Gas | Range | E1 |  | Baseline Forecast | 0 | 12826.9085 | 29351.0231 | 48699.2667 | 70211.815 | 93307.4261 | 117648.973 | 142980.0454 | 169069.2439 | 195674.7796 | 216539.5646 | 232837.3557 | 245493.1841 | 255244.7292 | 262678.5749 | 268271.2227 | 272399.9389 | 275365.7028 | 277406.3563 | 278711.2144 | 279428.5409 | 279678.1943 | 279557.7691 | 279143.2536 | 278495.1287 | 277659.3193 | 276674.0992 | 275569.9286 | 274371.0492 | 273096.7525 | 271762.3905 | 270380.1794 | 268969.1061
Commercial_Miscellaneous_Existing_Food Preparation_Natural Gas_Range_E2_Baseline Forecast | Commercial | Miscellaneous | Existing | Food Preparation | Natural Gas | Range | E2 |  | Baseline Forecast | 0 | 18458.2342 | 42236.8381 | 70079.4326 | 101036.5142 | 134271.6619 | 169299.7416 | 205751.7727 | 243294.7657 | 281580.7804 | 311605.7149 | 335058.6338 | 353270.6795 | 367303.3908 | 378000.8761 | 386048.8326 | 391990.156 | 396257.9626 | 399194.5127 | 401072.2354 | 402104.4857 | 402463.7431 | 402290.4483 | 401693.9503 | 400761.2828 | 399558.5327 | 398140.7768 | 396551.8485 | 394826.6318 | 392992.8878 | 391072.7082 | 389083.6728 | 387053.1039
Commercial_Miscellaneous_Existing_Food Preparation_Natural Gas_Range_E3_Baseline Forecast | Commercial | Miscellaneous | Existing | Food Preparation | Natural Gas | Range | E3 |  | Baseline Forecast | 0 | 0 | 0 | 0 | 0 | 0 | 0 | 0 | 0 | 0 | 0 | 0 | 0 | 0 | 0 | 0 | 0 | 0 | 0 | 0 | 0 | 0 | 0 | 0 | 0 | 0 | 0 | 0 | 0 | 0 | 0 | 0 | 0
Commercial_Miscellaneous_Existing_Food Preparation_Natural Gas_Range_E4_Baseline Forecast | Commercial | Miscellaneous | Existing | Food Preparation | Natural Gas | Range | E4 |  | Baseline Forecast | 0 | 0 | 0 | 0 | 0 | 0 | 0 | 0 | 0 | 0 | 0 | 0 | 0 | 0 | 0 | 0 | 0 | 0 | 0 | 0 | 0 | 0 | 0 | 0 | 0 | 0 | 0 | 0 | 0 | 0 | 0 | 0 | 0
Commercial_Miscellaneous_Existing_Food Preparation_Natural Gas_Range_E5_Baseline Forecast | Commercial | Miscellaneous | Existing | Food Preparation | Natural Gas | Range | E5 |  | Baseline Forecast | 0 | 0 | 0 | 0 | 0 | 0 | 0 | 0 | 0 | 0 | 0 | 0 | 0 | 0 | 0 | 0 | 0 | 0 | 0 | 0 | 0 | 0 | 0 | 0 | 0 | 0 | 0 | 0 | 0 | 0 | 0 | 0 | 0
Commercial_Miscellaneous_Existing_Food Preparation_Natural Gas_Range_E6_Baseline Forecast | Commercial | Miscellaneous | Existing | Food Preparation | Natural Gas | Range | E6 |  | Baseline Forecast | 0 | 0 | 0 | 0 | 0 | 0 | 0 | 0 | 0 | 0 | 0 | 0 | 0 | 0 | 0 | 0 | 0 | 0 | 0 | 0 | 0 | 0 | 0 | 0 | 0 | 0 | 0 | 0 | 0 | 0 | 0 | 0 | 0
Commercial_Miscellaneous_Existing_Food Preparation_Natural Gas_Range_E7_Baseline Forecast | Commercial | Miscellaneous | Existing | Food Preparation | Natural Gas | Range | E7 |  | Baseline Forecast | 0 | 0 | 0 | 0 | 0 | 0 | 0 | 0 | 0 | 0 | 0 | 0 | 0 | 0 | 0 | 0 | 0 | 0 | 0 | 0 | 0 | 0 | 0 | 0 | 0 | 0 | 0 | 0 | 0 | 0 | 0 | 0 | 0
Commercial_Miscellaneous_Existing_Food Preparation_Natural Gas_Range_E8_Baseline Forecast | Commercial | Miscellaneous | Existing | Food Preparation | Natural Gas | Range | E8 |  | Baseline Forecast | 0 | 0 | 0 | 0 | 0 | 0 | 0 | 0 | 0 | 0 | 0 | 0 | 0 | 0 | 0 | 0 | 0 | 0 | 0 | 0 | 0 | 0 | 0 | 0 | 0 | 0 | 0 | 0 | 0 | 0 | 0 | 0 | 0
Commercial_Miscellaneous_Existing_Food Preparation_Natural Gas_Range_E9_Baseline Forecast | Commercial | Miscellaneous | Existing | Food Preparation | Natural Gas | Range | E9 |  | Baseline Forecast | 0 | 0 | 0 | 0 | 0 | 0 | 0 | 0 | 0 | 0 | 0 | 0 | 0 | 0 | 0 | 0 | 0 | 0 | 0 | 0 | 0 | 0 | 0 | 0 | 0 | 0 | 0 | 0 | 0 | 0 | 0 | 0 | 0
Commercial_Miscellaneous_Existing_Food Preparation_Natural Gas_Range_E10_Baseline Forecast | Commercial | Miscellaneous | Existing | Food Preparation | Natural Gas | Range | E10 |  | Baseline Forecast | 0 | 0 | 0 | 0 | 0 | 0 | 0 | 0 | 0 | 0 | 0 | 0 | 0 | 0 | 0 | 0 | 0 | 0 | 0 | 0 | 0 | 0 | 0 | 0 | 0 | 0 | 0 | 0 | 0 | 0 | 0 | 0 | 0
Commercial_Miscellaneous_Existing_Food Preparation_Natural Gas_Range_Vintage_Baseline Forecast | Commercial | Miscellaneous | Existing | Food Preparation | Natural Gas | Range | Vintage |  | Baseline Forecast | 786128.211 | 750843.4254 | 706541.0641 | 654520.1245 | 597094.8564 | 535330.8561 | 470885.3483 | 404607.671 | 336936.9094 | 268147.2383 | 213410.7328 | 169851.8238 | 135181.0196 | 107582.845 | 85613.9071 | 68128.5574 | 54212.7112 | 43138.3649 | 34325.4953 | 27312.4395 | 21731.5606 | 17290.5151 | 13756.7167 | 10944.8911 | 8707.5871 | 6927.4025 | 5510.9829 | 4384.0309 | 3487.4169 | 2774.0845 | 2206.5862 | 1755.1221 | 1396.0268
Commercial_Miscellaneous_Existing_Food Preparation_Natural Gas_Steamer_E1_Baseline Forecast | Commercial | Miscellaneous | Existing | Food Preparation | Natural Gas | Steamer | E1 |  | Baseline Forecast | 0 | 510.3948 | 1086.0951 | 1079.3533 | 1072.4364 | 1064.8528 | 1057.768 | 1051.4945 | 1045.8576 | 1040.4167 | 981.2787 | 867.7684 | 767.3735 | 678.5653 | 599.9988 | 530.509 | 469.0533 | 414.7078 | 366.651 | 182.0602 | 0 | 0 | 0 | 0 | 0 | 0 | 0 | 0 | 0 | 0 | 0 | 0 | 0
Commercial_Miscellaneous_Existing_Food Preparation_Natural Gas_Steamer_E2_Baseline Forecast | Commercial | Miscellaneous | Existing | Food Preparation | Natural Gas | Steamer | E2 |  | Baseline Forecast | 0 | 510.3948 | 1086.0951 | 2353.3952 | 3714.2373 | 5151.2938 | 6656.3669 | 8222.8857 | 9843.1895 | 11506.9534 | 13017.8906 | 14400.633 | 15608.2873 | 16660.7129 | 17575.4328 | 18368.6022 | 19054.3676 | 19645.2896 | 20152.3513 | 20727.364 | 21239.0306 | 21514.8425 | 21743.2416 | 21929.732 | 22079.1824 | 22195.7224 | 22283.1538 | 22344.8397 | 22383.7549 | 22402.5307 | 22403.4944 | 22388.7045 | 22360.752
Commercial_Miscellaneous_Existing_Food Preparation_Natural Gas_Steamer_E3_Baseline Forecast | Commercial | Miscellaneous | Existing | Food Preparation | Natural Gas | Steamer | E3 |  | Baseline Forecast | 0 | 0 | 0 | 0 | 0 | 0 | 0 | 0 | 0 | 0 | 0 | 0 | 0 | 0 | 0 | 0 | 0 | 0 | 0 | 0 | 0 | 0 | 0 | 0 | 0 | 0 | 0 | 0 | 0 | 0 | 0 | 0 | 0
Commercial_Miscellaneous_Existing_Food Preparation_Natural Gas_Steamer_E4_Baseline Forecast | Commercial | Miscellaneous | Existing | Food Preparation | Natural Gas | Steamer | E4 |  | Baseline Forecast | 0 | 0 | 0 | 0 | 0 | 0 | 0 | 0 | 0 | 0 | 0 | 0 | 0 | 0 | 0 | 0 | 0 | 0 | 0 | 0 | 0 | 0 | 0 | 0 | 0 | 0 | 0 | 0 | 0 | 0 | 0 | 0 | 0
Commercial_Miscellaneous_Existing_Food Preparation_Natural Gas_Steamer_E5_Baseline Forecast | Commercial | Miscellaneous | Existing | Food Preparation | Natural Gas | Steamer | E5 |  | Baseline Forecast | 0 | 0 | 0 | 0 | 0 | 0 | 0 | 0 | 0 | 0 | 0 | 0 | 0 | 0 | 0 | 0 | 0 | 0 | 0 | 0 | 0 | 0 | 0 | 0 | 0 | 0 | 0 | 0 | 0 | 0 | 0 | 0 | 0
Commercial_Miscellaneous_Existing_Food Preparation_Natural Gas_Steamer_E6_Baseline Forecast | Commercial | Miscellaneous | Existing | Food Preparation | Natural Gas | Steamer | E6 |  | Baseline Forecast | 0 | 0 | 0 | 0 | 0 | 0 | 0 | 0 | 0 | 0 | 0 | 0 | 0 | 0 | 0 | 0 | 0 | 0 | 0 | 0 | 0 | 0 | 0 | 0 | 0 | 0 | 0 | 0 | 0 | 0 | 0 | 0 | 0
Commercial_Miscellaneous_Existing_Food Preparation_Natural Gas_Steamer_E7_Baseline Forecast | Commercial | Miscellaneous | Existing | Food Preparation | Natural Gas | Steamer | E7 |  | Baseline Forecast | 0 | 0 | 0 | 0 | 0 | 0 | 0 | 0 | 0 | 0 | 0 | 0 | 0 | 0 | 0 | 0 | 0 | 0 | 0 | 0 | 0 | 0 | 0 | 0 | 0 | 0 | 0 | 0 | 0 | 0 | 0 | 0 | 0
Commercial_Miscellaneous_Existing_Food Preparation_Natural Gas_Steamer_E8_Baseline Forecast | Commercial | Miscellaneous | Existing | Food Preparation | Natural Gas | Steamer | E8 |  | Baseline Forecast | 0 | 0 | 0 | 0 | 0 | 0 | 0 | 0 | 0 | 0 | 0 | 0 | 0 | 0 | 0 | 0 | 0 | 0 | 0 | 0 | 0 | 0 | 0 | 0 | 0 | 0 | 0 | 0 | 0 | 0 | 0 | 0 | 0
Commercial_Miscellaneous_Existing_Food Preparation_Natural Gas_Steamer_E9_Baseline Forecast | Commercial | Miscellaneous | Existing | Food Preparation | Natural Gas | Steamer | E9 |  | Baseline Forecast | 0 | 0 | 0 | 0 | 0 | 0 | 0 | 0 | 0 | 0 | 0 | 0 | 0 | 0 | 0 | 0 | 0 | 0 | 0 | 0 | 0 | 0 | 0 | 0 | 0 | 0 | 0 | 0 | 0 | 0 | 0 | 0 | 0
Commercial_Miscellaneous_Existing_Food Preparation_Natural Gas_Steamer_E10_Baseline Forecast | Commercial | Miscellaneous | Existing | Food Preparation | Natural Gas | Steamer | E10 |  | Baseline Forecast | 0 | 0 | 0 | 0 | 0 | 0 | 0 | 0 | 0 | 0 | 0 | 0 | 0 | 0 | 0 | 0 | 0 | 0 | 0 | 0 | 0 | 0 | 0 | 0 | 0 | 0 | 0 | 0 | 0 | 0 | 0 | 0 | 0
Commercial_Miscellaneous_Existing_Food Preparation_Natural Gas_Steamer_Vintage_Baseline Forecast | Commercial | Miscellaneous | Existing | Food Preparation | Natural Gas | Steamer | Vintage |  | Baseline Forecast | 27702.2602 | 26540.5278 | 25248.1843 | 23817.4187 | 22288.8626 | 20667.9284 | 18991.0719 | 17272.4428 | 15515.4614 | 13719.773 | 12132.4175 | 10728.9889 | 9487.7184 | 8389.703 | 7418.3167 | 6559.1526 | 5799.3212 | 5127.4 | 4533.2308 | 4007.8273 | 3543.2101 | 3132.3582 | 2769.0817 | 2447.8788 | 2163.883 | 1912.7749 | 1690.7524 | 1494.4522 | 1320.8995 | 1167.4629 | 1031.8149 | 911.8969 | 805.9157
Commercial_Miscellaneous_Existing_Food Preparation_Natural Gas_Food Prep Other_E1_Baseline Forecast | Commercial | Miscellaneous | Existing | Food Preparation | Natural Gas | Food Prep Other | E1 |  | Baseline Forecast | 0 | 0 | 0 | 0 | 0 | 0 | 0 | 0 | 0 | 0 | 0 | 0 | 0 | 0 | 0 | 0 | 0 | 0 | 0 | 0 | 0 | 0 | 0 | 0 | 0 | 0 | 0 | 0 | 0 | 0 | 0 | 0 | 0
Commercial_Miscellaneous_Existing_Food Preparation_Natural Gas_Food Prep Other_E2_Baseline Forecast | Commercial | Miscellaneous | Existing | Food Preparation | Natural Gas | Food Prep Other | E2 |  | Baseline Forecast | 0 | 0 | 0 | 0 | 0 | 0 | 0 | 0 | 0 | 0 | 0 | 0 | 0 | 0 | 0 | 0 | 0 | 0 | 0 | 0 | 0 | 0 | 0 | 0 | 0 | 0 | 0 | 0 | 0 | 0 | 0 | 0 | 0
Commercial_Miscellaneous_Existing_Food Preparation_Natural Gas_Food Prep Other_E3_Baseline Forecast | Commercial | Miscellaneous | Existing | Food Preparation | Natural Gas | Food Prep Other | E3 |  | Baseline Forecast | 0 | 0 | 0 | 0 | 0 | 0 | 0 | 0 | 0 | 0 | 0 | 0 | 0 | 0 | 0 | 0 | 0 | 0 | 0 | 0 | 0 | 0 | 0 | 0 | 0 | 0 | 0 | 0 | 0 | 0 | 0 | 0 | 0
Commercial_Miscellaneous_Existing_Food Preparation_Natural Gas_Food Prep Other_E4_Baseline Forecast | Commercial | Miscellaneous | Existing | Food Preparation | Natural Gas | Food Prep Other | E4 |  | Baseline Forecast | 0 | 0 | 0 | 0 | 0 | 0 | 0 | 0 | 0 | 0 | 0 | 0 | 0 | 0 | 0 | 0 | 0 | 0 | 0 | 0 | 0 | 0 | 0 | 0 | 0 | 0 | 0 | 0 | 0 | 0 | 0 | 0 | 0
Commercial_Miscellaneous_Existing_Food Preparation_Natural Gas_Food Prep Other_E5_Baseline Forecast | Commercial | Miscellaneous | Existing | Food Preparation | Natural Gas | Food Prep Other | E5 |  | Baseline Forecast | 0 | 0 | 0 | 0 | 0 | 0 | 0 | 0 | 0 | 0 | 0 | 0 | 0 | 0 | 0 | 0 | 0 | 0 | 0 | 0 | 0 | 0 | 0 | 0 | 0 | 0 | 0 | 0 | 0 | 0 | 0 | 0 | 0
Commercial_Miscellaneous_Existing_Food Preparation_Natural Gas_Food Prep Other_E6_Baseline Forecast | Commercial | Miscellaneous | Existing | Food Preparation | Natural Gas | Food Prep Other | E6 |  | Baseline Forecast | 0 | 0 | 0 | 0 | 0 | 0 | 0 | 0 | 0 | 0 | 0 | 0 | 0 | 0 | 0 | 0 | 0 | 0 | 0 | 0 | 0 | 0 | 0 | 0 | 0 | 0 | 0 | 0 | 0 | 0 | 0 | 0 | 0
Commercial_Miscellaneous_Existing_Food Preparation_Natural Gas_Food Prep Other_E7_Baseline Forecast | Commercial | Miscellaneous | Existing | Food Preparation | Natural Gas | Food Prep Other | E7 |  | Baseline Forecast | 0 | 0 | 0 | 0 | 0 | 0 | 0 | 0 | 0 | 0 | 0 | 0 | 0 | 0 | 0 | 0 | 0 | 0 | 0 | 0 | 0 | 0 | 0 | 0 | 0 | 0 | 0 | 0 | 0 | 0 | 0 | 0 | 0
Commercial_Miscellaneous_Existing_Food Preparation_Natural Gas_Food Prep Other_E8_Baseline Forecast | Commercial | Miscellaneous | Existing | Food Preparation | Natural Gas | Food Prep Other | E8 |  | Baseline Forecast | 0 | 0 | 0 | 0 | 0 | 0 | 0 | 0 | 0 | 0 | 0 | 0 | 0 | 0 | 0 | 0 | 0 | 0 | 0 | 0 | 0 | 0 | 0 | 0 | 0 | 0 | 0 | 0 | 0 | 0 | 0 | 0 | 0
Commercial_Miscellaneous_Existing_Food Preparation_Natural Gas_Food Prep Other_E9_Baseline Forecast | Commercial | Miscellaneous | Existing | Food Preparation | Natural Gas | Food Prep Other | E9 |  | Baseline Forecast | 0 | 0 | 0 | 0 | 0 | 0 | 0 | 0 | 0 | 0 | 0 | 0 | 0 | 0 | 0 | 0 | 0 | 0 | 0 | 0 | 0 | 0 | 0 | 0 | 0 | 0 | 0 | 0 | 0 | 0 | 0 | 0 | 0
Commercial_Miscellaneous_Existing_Food Preparation_Natural Gas_Food Prep Other_E10_Baseline Forecast | Commercial | Miscellaneous | Existing | Food Preparation | Natural Gas | Food Prep Other | E10 |  | Baseline Forecast | 0 | 0 | 0 | 0 | 0 | 0 | 0 | 0 | 0 | 0 | 0 | 0 | 0 | 0 | 0 | 0 | 0 | 0 | 0 | 0 | 0 | 0 | 0 | 0 | 0 | 0 | 0 | 0 | 0 | 0 | 0 | 0 | 0
Commercial_Miscellaneous_Existing_Food Preparation_Natural Gas_Food Prep Other_Vintage_Baseline Forecast | Commercial | Miscellaneous | Existing | Food Preparation | Natural Gas | Food Prep Other | Vintage |  | Baseline Forecast | 0 | 0 | 0 | 0 | 0 | 0 | 0 | 0 | 0 | 0 | 0 | 0 | 0 | 0 | 0 | 0 | 0 | 0 | 0 | 0 | 0 | 0 | 0 | 0 | 0 | 0 | 0 | 0 | 0 | 0 | 0 | 0 | 0
Commercial_Miscellaneous_Existing_Miscellaneous_Natural Gas_Pool Heater_E1_Baseline Forecast | Commercial | Miscellaneous | Existing | Miscellaneous | Natural Gas | Pool Heater | E1 |  | Baseline Forecast | 0 | 1427.3688 | 3266.16 | 5419.2181 | 7813.1185 | 10383.1809 | 12400.3742 | 13985.9519 | 15231.1569 | 16202.5705 | 16955.1375 | 17533.5772 | 17972.8601 | 18300.9945 | 18540.2549 | 18709.0497 | 18821.8716 | 18890.297 | 18923.4187 | 18928.4745 | 18911.0615 | 18875.7614 | 18826.3686 | 18765.7885 | 18696.334 | 18619.6974 | 18537.3418 | 18450.4315 | 18359.8932 | 18266.4641 | 18170.7312 | 18073.1613 | 17974.7453
Commercial_Miscellaneous_Existing_Miscellaneous_Natural Gas_Pool Heater_E2_Baseline Forecast | Commercial | Miscellaneous | Existing | Miscellaneous | Natural Gas | Pool Heater | E2 |  | Baseline Forecast | 0 | 158.5965 | 362.9067 | 602.1353 | 868.1243 | 1153.6868 | 1377.8194 | 1553.9947 | 1692.3508 | 1800.2856 | 1883.9042 | 1948.1752 | 1996.9845 | 2033.4438 | 2060.0283 | 2078.7833 | 2091.3191 | 2098.9219 | 2102.6021 | 2103.1638 | 2101.2291 | 2097.3068 | 2091.8187 | 2085.0876 | 2077.3704 | 2068.8553 | 2059.7046 | 2050.0479 | 2039.9881 | 2029.6071 | 2018.9701 | 2008.129 | 1997.1939
Commercial_Miscellaneous_Existing_Miscellaneous_Natural Gas_Pool Heater_E3_Baseline Forecast | Commercial | Miscellaneous | Existing | Miscellaneous | Natural Gas | Pool Heater | E3 |  | Baseline Forecast | 0 | 0 | 0 | 0 | 0 | 0 | 0 | 0 | 0 | 0 | 0 | 0 | 0 | 0 | 0 | 0 | 0 | 0 | 0 | 0 | 0 | 0 | 0 | 0 | 0 | 0 | 0 | 0 | 0 | 0 | 0 | 0 | 0
Commercial_Miscellaneous_Existing_Miscellaneous_Natural Gas_Pool Heater_E4_Baseline Forecast | Commercial | Miscellaneous | Existing | Miscellaneous | Natural Gas | Pool Heater | E4 |  | Baseline Forecast | 0 | 0 | 0 | 0 | 0 | 0 | 0 | 0 | 0 | 0 | 0 | 0 | 0 | 0 | 0 | 0 | 0 | 0 | 0 | 0 | 0 | 0 | 0 | 0 | 0 | 0 | 0 | 0 | 0 | 0 | 0 | 0 | 0
Commercial_Miscellaneous_Existing_Miscellaneous_Natural Gas_Pool Heater_E5_Baseline Forecast | Commercial | Miscellaneous | Existing | Miscellaneous | Natural Gas | Pool Heater | E5 |  | Baseline Forecast | 0 | 0 | 0 | 0 | 0 | 0 | 0 | 0 | 0 | 0 | 0 | 0 | 0 | 0 | 0 | 0 | 0 | 0 | 0 | 0 | 0 | 0 | 0 | 0 | 0 | 0 | 0 | 0 | 0 | 0 | 0 | 0 | 0
Commercial_Miscellaneous_Existing_Miscellaneous_Natural Gas_Pool Heater_E6_Baseline Forecast | Commercial | Miscellaneous | Existing | Miscellaneous | Natural Gas | Pool Heater | E6 |  | Baseline Forecast | 0 | 0 | 0 | 0 | 0 | 0 | 0 | 0 | 0 | 0 | 0 | 0 | 0 | 0 | 0 | 0 | 0 | 0 | 0 | 0 | 0 | 0 | 0 | 0 | 0 | 0 | 0 | 0 | 0 | 0 | 0 | 0 | 0
Commercial_Miscellaneous_Existing_Miscellaneous_Natural Gas_Pool Heater_E7_Baseline Forecast | Commercial | Miscellaneous | Existing | Miscellaneous | Natural Gas | Pool Heater | E7 |  | Baseline Forecast | 0 | 0 | 0 | 0 | 0 | 0 | 0 | 0 | 0 | 0 | 0 | 0 | 0 | 0 | 0 | 0 | 0 | 0 | 0 | 0 | 0 | 0 | 0 | 0 | 0 | 0 | 0 | 0 | 0 | 0 | 0 | 0 | 0
Commercial_Miscellaneous_Existing_Miscellaneous_Natural Gas_Pool Heater_E8_Baseline Forecast | Commercial | Miscellaneous | Existing | Miscellaneous | Natural Gas | Pool Heater | E8 |  | Baseline Forecast | 0 | 0 | 0 | 0 | 0 | 0 | 0 | 0 | 0 | 0 | 0 | 0 | 0 | 0 | 0 | 0 | 0 | 0 | 0 | 0 | 0 | 0 | 0 | 0 | 0 | 0 | 0 | 0 | 0 | 0 | 0 | 0 | 0
Commercial_Miscellaneous_Existing_Miscellaneous_Natural Gas_Pool Heater_E9_Baseline Forecast | Commercial | Miscellaneous | Existing | Miscellaneous | Natural Gas | Pool Heater | E9 |  | Baseline Forecast | 0 | 0 | 0 | 0 | 0 | 0 | 0 | 0 | 0 | 0 | 0 | 0 | 0 | 0 | 0 | 0 | 0 | 0 | 0 | 0 | 0 | 0 | 0 | 0 | 0 | 0 | 0 | 0 | 0 | 0 | 0 | 0 | 0
Commercial_Miscellaneous_Existing_Miscellaneous_Natural Gas_Pool Heater_E10_Baseline Forecast | Commercial | Miscellaneous | Existing | Miscellaneous | Natural Gas | Pool Heater | E10 |  | Baseline Forecast | 0 | 0 | 0 | 0 | 0 | 0 | 0 | 0 | 0 | 0 | 0 | 0 | 0 | 0 | 0 | 0 | 0 | 0 | 0 | 0 | 0 | 0 | 0 | 0 | 0 | 0 | 0 | 0 | 0 | 0 | 0 | 0 | 0
Commercial_Miscellaneous_Existing_Miscellaneous_Natural Gas_Pool Heater_Vintage_Baseline Forecast | Commercial | Miscellaneous | Existing | Miscellaneous | Natural Gas | Pool Heater | Vintage |  | Baseline Forecast | 23911.1349 | 22203.5151 | 20038.7593 | 17499.5586 | 14688.937 | 11668.0528 | 9272.3372 | 7373.8758 | 5867.4762 | 4669.5613 | 3716.3705 | 2957.8283 | 2354.0651 | 1873.4658 | 1490.895 | 1186.4022 | 944.0693 | 751.2188 | 597.75 | 475.6234 | 378.4371 | 301.0999 | 239.5618 | 190.5962 | 151.6354 | 120.635 | 95.9692 | 76.3443 | 60.7305 | 48.3084 | 38.4259 | 30.564 | 24.3106
Commercial_Miscellaneous_Existing_Miscellaneous_Natural Gas_Miscellaneous_E1_Baseline Forecast | Commercial | Miscellaneous | Existing | Miscellaneous | Natural Gas | Miscellaneous | E1 |  | Baseline Forecast | 0 | 167842.7978 | 365775.5377 | 588155.6848 | 775710.2189 | 933056.9729 | 1065490.8074 | 1177302.5775 | 1271703.5123 | 1350963.4319 | 1417219.4668 | 1472385.9151 | 1518044.0041 | 1555559.4445 | 1586096.4189 | 1610707.1537 | 1630273.9779 | 1645552.5321 | 1657176.1425 | 1665685 | 1671525.3548 | 1675089.6497 | 1676725.7634 | 1676719.5788 | 1675314.9235 | 1672706.4196 | 1669071.1282 | 1664560.0543 | 1659301.9785 | 1653406.7238 | 1646967.9445 | 1640065.5037 | 1632823.7527
Commercial_Miscellaneous_Existing_Miscellaneous_Natural Gas_Miscellaneous_E2_Baseline Forecast | Commercial | Miscellaneous | Existing | Miscellaneous | Natural Gas | Miscellaneous | E2 |  | Baseline Forecast | 0 | 0 | 0 | 0 | 0 | 0 | 0 | 0 | 0 | 0 | 0 | 0 | 0 | 0 | 0 | 0 | 0 | 0 | 0 | 0 | 0 | 0 | 0 | 0 | 0 | 0 | 0 | 0 | 0 | 0 | 0 | 0 | 0
Commercial_Miscellaneous_Existing_Miscellaneous_Natural Gas_Miscellaneous_E3_Baseline Forecast | Commercial | Miscellaneous | Existing | Miscellaneous | Natural Gas | Miscellaneous | E3 |  | Baseline Forecast | 0 | 0 | 0 | 0 | 0 | 0 | 0 | 0 | 0 | 0 | 0 | 0 | 0 | 0 | 0 | 0 | 0 | 0 | 0 | 0 | 0 | 0 | 0 | 0 | 0 | 0 | 0 | 0 | 0 | 0 | 0 | 0 | 0
Commercial_Miscellaneous_Existing_Miscellaneous_Natural Gas_Miscellaneous_E4_Baseline Forecast | Commercial | Miscellaneous | Existing | Miscellaneous | Natural Gas | Miscellaneous | E4 |  | Baseline Forecast | 0 | 0 | 0 | 0 | 0 | 0 | 0 | 0 | 0 | 0 | 0 | 0 | 0 | 0 | 0 | 0 | 0 | 0 | 0 | 0 | 0 | 0 | 0 | 0 | 0 | 0 | 0 | 0 | 0 | 0 | 0 | 0 | 0
Commercial_Miscellaneous_Existing_Miscellaneous_Natural Gas_Miscellaneous_E5_Baseline Forecast | Commercial | Miscellaneous | Existing | Miscellaneous | Natural Gas | Miscellaneous | E5 |  | Baseline Forecast | 0 | 0 | 0 | 0 | 0 | 0 | 0 | 0 | 0 | 0 | 0 | 0 | 0 | 0 | 0 | 0 | 0 | 0 | 0 | 0 | 0 | 0 | 0 | 0 | 0 | 0 | 0 | 0 | 0 | 0 | 0 | 0 | 0
Commercial_Miscellaneous_Existing_Miscellaneous_Natural Gas_Miscellaneous_E6_Baseline Forecast | Commercial | Miscellaneous | Existing | Miscellaneous | Natural Gas | Miscellaneous | E6 |  | Baseline Forecast | 0 | 0 | 0 | 0 | 0 | 0 | 0 | 0 | 0 | 0 | 0 | 0 | 0 | 0 | 0 | 0 | 0 | 0 | 0 | 0 | 0 | 0 | 0 | 0 | 0 | 0 | 0 | 0 | 0 | 0 | 0 | 0 | 0
Commercial_Miscellaneous_Existing_Miscellaneous_Natural Gas_Miscellaneous_E7_Baseline Forecast | Commercial | Miscellaneous | Existing | Miscellaneous | Natural Gas | Miscellaneous | E7 |  | Baseline Forecast | 0 | 0 | 0 | 0 | 0 | 0 | 0 | 0 | 0 | 0 | 0 | 0 | 0 | 0 | 0 | 0 | 0 | 0 | 0 | 0 | 0 | 0 | 0 | 0 | 0 | 0 | 0 | 0 | 0 | 0 | 0 | 0 | 0
Commercial_Miscellaneous_Existing_Miscellaneous_Natural Gas_Miscellaneous_E8_Baseline Forecast | Commercial | Miscellaneous | Existing | Miscellaneous | Natural Gas | Miscellaneous | E8 |  | Baseline Forecast | 0 | 0 | 0 | 0 | 0 | 0 | 0 | 0 | 0 | 0 | 0 | 0 | 0 | 0 | 0 | 0 | 0 | 0 | 0 | 0 | 0 | 0 | 0 | 0 | 0 | 0 | 0 | 0 | 0 | 0 | 0 | 0 | 0
Commercial_Miscellaneous_Existing_Miscellaneous_Natural Gas_Miscellaneous_E9_Baseline Forecast | Commercial | Miscellaneous | Existing | Miscellaneous | Natural Gas | Miscellaneous | E9 |  | Baseline Forecast | 0 | 0 | 0 | 0 | 0 | 0 | 0 | 0 | 0 | 0 | 0 | 0 | 0 | 0 | 0 | 0 | 0 | 0 | 0 | 0 | 0 | 0 | 0 | 0 | 0 | 0 | 0 | 0 | 0 | 0 | 0 | 0 | 0
Commercial_Miscellaneous_Existing_Miscellaneous_Natural Gas_Miscellaneous_E10_Baseline Forecast | Commercial | Miscellaneous | Existing | Miscellaneous | Natural Gas | Miscellaneous | E10 |  | Baseline Forecast | 0 | 0 | 0 | 0 | 0 | 0 | 0 | 0 | 0 | 0 | 0 | 0 | 0 | 0 | 0 | 0 | 0 | 0 | 0 | 0 | 0 | 0 | 0 | 0 | 0 | 0 | 0 | 0 | 0 | 0 | 0 | 0 | 0
Commercial_Miscellaneous_Existing_Miscellaneous_Natural Gas_Miscellaneous_Vintage_Baseline Forecast | Commercial | Miscellaneous | Existing | Miscellaneous | Natural Gas | Miscellaneous | Vintage |  | Baseline Forecast | 1968179.6276 | 1790323.1761 | 1582376.7825 | 1347903.8151 | 1147942.1623 | 976992.544 | 831850.5459 | 708785.9949 | 604273.9467 | 515254.5481 | 439367.5575 | 374666.7618 | 319487.5164 | 272423.4095 | 232278.4609 | 198041.8793 | 168846.5521 | 143952.0891 | 122725.3639 | 104626.3877 | 89193.8434 | 76035.2746 | 64816.4445 | 55251.6278 | 47097.156 | 40144.911 | 34217.8226 | 29164.8758 | 24857.2808 | 21185.2047 | 18054.9837 | 15386.7448 | 13112.8291
Commercial_Miscellaneous_New_Space Heating_Natural Gas_Furnace_E1_Baseline Forecast | Commercial | Miscellaneous | New | Space Heating | Natural Gas | Furnace | E1 |  | Baseline Forecast | 0 | 8401.9161 | 48927.4778 | 74826.1501 | 108227.7006 | 153557.267 | 195925.6809 | 233477.2776 | 267250.3469 | 299859.6272 | 332043.5395 | 363907.7114 | 395728.2255 | 427639.7886 | 459747.64 | 491914.6435 | 524090.4382 | 556224.5502 | 588316.3184 | 620365.0742 | 652420.6832 | 684483.1916 | 716507.4481 | 748492.9316 | 780439.116 | 812390.6674 | 844347.6173 | 876309.9973 | 908277.839 | 940251.1744 | 972230.0356 | 1004214.455 | 1018620.6327
Commercial_Miscellaneous_New_Space Heating_Natural Gas_Furnace_E2_Baseline Forecast | Commercial | Miscellaneous | New | Space Heating | Natural Gas | Furnace | E2 |  | Baseline Forecast | 0 | 0 | 0 | 0 | 0 | 0 | 0 | 0 | 0 | 0 | 0 | 0 | 0 | 0 | 0 | 0 | 0 | 0 | 0 | 0 | 0 | 0 | 0 | 0 | 0 | 0 | 0 | 0 | 0 | 0 | 0 | 0 | 0
Commercial_Miscellaneous_New_Space Heating_Natural Gas_Furnace_E3_Baseline Forecast | Commercial | Miscellaneous | New | Space Heating | Natural Gas | Furnace | E3 |  | Baseline Forecast | 0 | 0 | 0 | 0 | 0 | 0 | 0 | 0 | 0 | 0 | 0 | 0 | 0 | 0 | 0 | 0 | 0 | 0 | 0 | 0 | 0 | 0 | 0 | 0 | 0 | 0 | 0 | 0 | 0 | 0 | 0 | 0 | 0
Commercial_Miscellaneous_New_Space Heating_Natural Gas_Furnace_E4_Baseline Forecast | Commercial | Miscellaneous | New | Space Heating | Natural Gas | Furnace | E4 |  | Baseline Forecast | 0 | 0 | 0 | 0 | 0 | 0 | 0 | 0 | 0 | 0 | 0 | 0 | 0 | 0 | 0 | 0 | 0 | 0 | 0 | 0 | 0 | 0 | 0 | 0 | 0 | 0 | 0 | 0 | 0 | 0 | 0 | 0 | 0
Commercial_Miscellaneous_New_Space Heating_Natural Gas_Furnace_E5_Baseline Forecast | Commercial | Miscellaneous | New | Space Heating | Natural Gas | Furnace | E5 |  | Baseline Forecast | 0 | 0 | 0 | 0 | 0 | 0 | 0 | 0 | 0 | 0 | 0 | 0 | 0 | 0 | 0 | 0 | 0 | 0 | 0 | 0 | 0 | 0 | 0 | 0 | 0 | 0 | 0 | 0 | 0 | 0 | 0 | 0 | 0
Commercial_Miscellaneous_New_Space Heating_Natural Gas_Furnace_E6_Baseline Forecast | Commercial | Miscellaneous | New | Space Heating | Natural Gas | Furnace | E6 |  | Baseline Forecast | 0 | 0 | 0 | 0 | 0 | 0 | 0 | 0 | 0 | 0 | 0 | 0 | 0 | 0 | 0 | 0 | 0 | 0 | 0 | 0 | 0 | 0 | 0 | 0 | 0 | 0 | 0 | 0 | 0 | 0 | 0 | 0 | 0
Commercial_Miscellaneous_New_Space Heating_Natural Gas_Furnace_E7_Baseline Forecast | Commercial | Miscellaneous | New | Space Heating | Natural Gas | Furnace | E7 |  | Baseline Forecast | 0 | 0 | 0 | 0 | 0 | 0 | 0 | 0 | 0 | 0 | 0 | 0 | 0 | 0 | 0 | 0 | 0 | 0 | 0 | 0 | 0 | 0 | 0 | 0 | 0 | 0 | 0 | 0 | 0 | 0 | 0 | 0 | 0
Commercial_Miscellaneous_New_Space Heating_Natural Gas_Furnace_E8_Baseline Forecast | Commercial | Miscellaneous | New | Space Heating | Natural Gas | Furnace | E8 |  | Baseline Forecast | 0 | 0 | 0 | 0 | 0 | 0 | 0 | 0 | 0 | 0 | 0 | 0 | 0 | 0 | 0 | 0 | 0 | 0 | 0 | 0 | 0 | 0 | 0 | 0 | 0 | 0 | 0 | 0 | 0 | 0 | 0 | 0 | 0
Commercial_Miscellaneous_New_Space Heating_Natural Gas_Furnace_E9_Baseline Forecast | Commercial | Miscellaneous | New | Space Heating | Natural Gas | Furnace | E9 |  | Baseline Forecast | 0 | 0 | 0 | 0 | 0 | 0 | 0 | 0 | 0 | 0 | 0 | 0 | 0 | 0 | 0 | 0 | 0 | 0 | 0 | 0 | 0 | 0 | 0 | 0 | 0 | 0 | 0 | 0 | 0 | 0 | 0 | 0 | 0
Commercial_Miscellaneous_New_Space Heating_Natural Gas_Furnace_E10_Baseline Forecast | Commercial | Miscellaneous | New | Space Heating | Natural Gas | Furnace | E10 |  | Baseline Forecast | 0 | 0 | 0 | 0 | 0 | 0 | 0 | 0 | 0 | 0 | 0 | 0 | 0 | 0 | 0 | 0 | 0 | 0 | 0 | 0 | 0 | 0 | 0 | 0 | 0 | 0 | 0 | 0 | 0 | 0 | 0 | 0 | 0
Commercial_Miscellaneous_New_Space Heating_Natural Gas_Furnace_Vintage_Baseline Forecast | Commercial | Miscellaneous | New | Space Heating | Natural Gas | Furnace | Vintage |  | Baseline Forecast | 0 | 0 | 0 | 0 | 0 | 0 | 0 | 0 | 0 | 0 | 0 | 0 | 0 | 0 | 0 | 0 | 0 | 0 | 0 | 0 | 0 | 0 | 0 | 0 | 0 | 0 | 0 | 0 | 0 | 0 | 0 | 0 | 0
Commercial_Miscellaneous_New_Space Heating_Natural Gas_Boiler_E1_Baseline Forecast | Commercial | Miscellaneous | New | Space Heating | Natural Gas | Boiler | E1 |  | Baseline Forecast | 0 | 3498.2492 | 20317.8982 | 31030.8393 | 44798.5976 | 63482.9552 | 80881.7761 | 96302.5447 | 110117.1219 | 123455.6615 | 136565.4535 | 149545.0025 | 162506.768 | 175921.381 | 189369.3503 | 202842.0947 | 216266.2581 | 229673.0309 | 243062.1373 | 256433.2984 | 269807.3188 | 283184.2176 | 296545.8064 | 309899.1729 | 323243.7543 | 336604.356 | 349985.186 | 363389.1783 | 376811.575 | 390253.627 | 403712.9046 | 417192.7267 | 423354.9576
Commercial_Miscellaneous_New_Space Heating_Natural Gas_Boiler_E2_Baseline Forecast | Commercial | Miscellaneous | New | Space Heating | Natural Gas | Boiler | E2 |  | Baseline Forecast | 0 | 0 | 0 | 0 | 0 | 0 | 0 | 0 | 0 | 0 | 0 | 0 | 0 | 0 | 0 | 0 | 0 | 0 | 0 | 0 | 0 | 0 | 0 | 0 | 0 | 0 | 0 | 0 | 0 | 0 | 0 | 0 | 0
Commercial_Miscellaneous_New_Space Heating_Natural Gas_Boiler_E3_Baseline Forecast | Commercial | Miscellaneous | New | Space Heating | Natural Gas | Boiler | E3 |  | Baseline Forecast | 0 | 468.665 | 2782.9164 | 4297.8778 | 6300.4608 | 9018.1856 | 11623.3566 | 13932.3487 | 16063.5231 | 18121.2593 | 20206.908 | 22271.8363 | 24333.9353 | 25986.175 | 27697.7348 | 29412.4477 | 31179.8924 | 32945.0474 | 34707.8765 | 36468.3428 | 38229.1857 | 39990.4074 | 41748.8789 | 43497.2662 | 45235.8838 | 46961.015 | 48668.4669 | 50355.3201 | 52026.3478 | 53680.3139 | 55319.6634 | 56941.0927 | 57580.6521
Commercial_Miscellaneous_New_Space Heating_Natural Gas_Boiler_E4_Baseline Forecast | Commercial | Miscellaneous | New | Space Heating | Natural Gas | Boiler | E4 |  | Baseline Forecast | 0 | 0 | 0 | 0 | 0 | 0 | 0 | 0 | 0 | 0 | 0 | 0 | 0 | 0 | 0 | 0 | 0 | 0 | 0 | 0 | 0 | 0 | 0 | 0 | 0 | 0 | 0 | 0 | 0 | 0 | 0 | 0 | 0
Commercial_Miscellaneous_New_Space Heating_Natural Gas_Boiler_E5_Baseline Forecast | Commercial | Miscellaneous | New | Space Heating | Natural Gas | Boiler | E5 |  | Baseline Forecast | 0 | 0 | 0 | 0 | 0 | 0 | 0 | 0 | 0 | 0 | 0 | 0 | 0 | 0 | 0 | 0 | 0 | 0 | 0 | 0 | 0 | 0 | 0 | 0 | 0 | 0 | 0 | 0 | 0 | 0 | 0 | 0 | 0
Commercial_Miscellaneous_New_Space Heating_Natural Gas_Boiler_E6_Baseline Forecast | Commercial | Miscellaneous | New | Space Heating | Natural Gas | Boiler | E6 |  | Baseline Forecast | 0 | 0 | 0 | 0 | 0 | 0 | 0 | 0 | 0 | 0 | 0 | 0 | 0 | 0 | 0 | 0 | 0 | 0 | 0 | 0 | 0 | 0 | 0 | 0 | 0 | 0 | 0 | 0 | 0 | 0 | 0 | 0 | 0
Commercial_Miscellaneous_New_Space Heating_Natural Gas_Boiler_E7_Baseline Forecast | Commercial | Miscellaneous | New | Space Heating | Natural Gas | Boiler | E7 |  | Baseline Forecast | 0 | 0 | 0 | 0 | 0 | 0 | 0 | 0 | 0 | 0 | 0 | 0 | 0 | 0 | 0 | 0 | 0 | 0 | 0 | 0 | 0 | 0 | 0 | 0 | 0 | 0 | 0 | 0 | 0 | 0 | 0 | 0 | 0
Commercial_Miscellaneous_New_Space Heating_Natural Gas_Boiler_E8_Baseline Forecast | Commercial | Miscellaneous | New | Space Heating | Natural Gas | Boiler | E8 |  | Baseline Forecast | 0 | 0 | 0 | 0 | 0 | 0 | 0 | 0 | 0 | 0 | 0 | 0 | 0 | 0 | 0 | 0 | 0 | 0 | 0 | 0 | 0 | 0 | 0 | 0 | 0 | 0 | 0 | 0 | 0 | 0 | 0 | 0 | 0
Commercial_Miscellaneous_New_Space Heating_Natural Gas_Boiler_E9_Baseline Forecast | Commercial | Miscellaneous | New | Space Heating | Natural Gas | Boiler | E9 |  | Baseline Forecast | 0 | 0 | 0 | 0 | 0 | 0 | 0 | 0 | 0 | 0 | 0 | 0 | 0 | 0 | 0 | 0 | 0 | 0 | 0 | 0 | 0 | 0 | 0 | 0 | 0 | 0 | 0 | 0 | 0 | 0 | 0 | 0 | 0
Commercial_Miscellaneous_New_Space Heating_Natural Gas_Boiler_E10_Baseline Forecast | Commercial | Miscellaneous | New | Space Heating | Natural Gas | Boiler | E10 |  | Baseline Forecast | 0 | 0 | 0 | 0 | 0 | 0 | 0 | 0 | 0 | 0 | 0 | 0 | 0 | 0 | 0 | 0 | 0 | 0 | 0 | 0 | 0 | 0 | 0 | 0 | 0 | 0 | 0 | 0 | 0 | 0 | 0 | 0 | 0
Commercial_Miscellaneous_New_Space Heating_Natural Gas_Boiler_Vintage_Baseline Forecast | Commercial | Miscellaneous | New | Space Heating | Natural Gas | Boiler | Vintage |  | Baseline Forecast | 0 | 0 | 0 | 0 | 0 | 0 | 0 | 0 | 0 | 0 | 0 | 0 | 0 | 0 | 0 | 0 | 0 | 0 | 0 | 0 | 0 | 0 | 0 | 0 | 0 | 0 | 0 | 0 | 0 | 0 | 0 | 0 | 0
Commercial_Miscellaneous_New_Space Heating_Natural Gas_Unit Heater_E1_Baseline Forecast | Commercial | Miscellaneous | New | Space Heating | Natural Gas | Unit Heater | E1 |  | Baseline Forecast | 0 | 74.4348 | 433.4616 | 662.9048 | 958.818 | 1360.4047 | 1735.7578 | 2068.4374 | 2367.642 | 2656.5363 | 2941.6621 | 3223.9553 | 3505.8617 | 3788.5748 | 4073.0268 | 4358.0028 | 4643.0567 | 4927.7414 | 5212.0509 | 5495.9794 | 5779.9686 | 6064.0189 | 6347.7303 | 6631.0982 | 6914.1179 | 7197.1852 | 7480.3004 | 7763.4636 | 8046.6752 | 8329.9355 | 8613.2448 | 8896.6032 | 9024.2314
Commercial_Miscellaneous_New_Space Heating_Natural Gas_Unit Heater_E2_Baseline Forecast | Commercial | Miscellaneous | New | Space Heating | Natural Gas | Unit Heater | E2 |  | Baseline Forecast | 0 | 0 | 0 | 0 | 0 | 0 | 0 | 0 | 0 | 0 | 0 | 0 | 0 | 0 | 0 | 0 | 0 | 0 | 0 | 0 | 0 | 0 | 0 | 0 | 0 | 0 | 0 | 0 | 0 | 0 | 0 | 0 | 0
Commercial_Miscellaneous_New_Space Heating_Natural Gas_Unit Heater_E3_Baseline Forecast | Commercial | Miscellaneous | New | Space Heating | Natural Gas | Unit Heater | E3 |  | Baseline Forecast | 0 | 0 | 0 | 0 | 0 | 0 | 0 | 0 | 0 | 0 | 0 | 0 | 0 | 0 | 0 | 0 | 0 | 0 | 0 | 0 | 0 | 0 | 0 | 0 | 0 | 0 | 0 | 0 | 0 | 0 | 0 | 0 | 0
Commercial_Miscellaneous_New_Space Heating_Natural Gas_Unit Heater_E4_Baseline Forecast | Commercial | Miscellaneous | New | Space Heating | Natural Gas | Unit Heater | E4 |  | Baseline Forecast | 0 | 0 | 0 | 0 | 0 | 0 | 0 | 0 | 0 | 0 | 0 | 0 | 0 | 0 | 0 | 0 | 0 | 0 | 0 | 0 | 0 | 0 | 0 | 0 | 0 | 0 | 0 | 0 | 0 | 0 | 0 | 0 | 0
Commercial_Miscellaneous_New_Space Heating_Natural Gas_Unit Heater_E5_Baseline Forecast | Commercial | Miscellaneous | New | Space Heating | Natural Gas | Unit Heater | E5 |  | Baseline Forecast | 0 | 0 | 0 | 0 | 0 | 0 | 0 | 0 | 0 | 0 | 0 | 0 | 0 | 0 | 0 | 0 | 0 | 0 | 0 | 0 | 0 | 0 | 0 | 0 | 0 | 0 | 0 | 0 | 0 | 0 | 0 | 0 | 0
Commercial_Miscellaneous_New_Space Heating_Natural Gas_Unit Heater_E6_Baseline Forecast | Commercial | Miscellaneous | New | Space Heating | Natural Gas | Unit Heater | E6 |  | Baseline Forecast | 0 | 0 | 0 | 0 | 0 | 0 | 0 | 0 | 0 | 0 | 0 | 0 | 0 | 0 | 0 | 0 | 0 | 0 | 0 | 0 | 0 | 0 | 0 | 0 | 0 | 0 | 0 | 0 | 0 | 0 | 0 | 0 | 0
Commercial_Miscellaneous_New_Space Heating_Natural Gas_Unit Heater_E7_Baseline Forecast | Commercial | Miscellaneous | New | Space Heating | Natural Gas | Unit Heater | E7 |  | Baseline Forecast | 0 | 0 | 0 | 0 | 0 | 0 | 0 | 0 | 0 | 0 | 0 | 0 | 0 | 0 | 0 | 0 | 0 | 0 | 0 | 0 | 0 | 0 | 0 | 0 | 0 | 0 | 0 | 0 | 0 | 0 | 0 | 0 | 0
Commercial_Miscellaneous_New_Space Heating_Natural Gas_Unit Heater_E8_Baseline Forecast | Commercial | Miscellaneous | New | Space Heating | Natural Gas | Unit Heater | E8 |  | Baseline Forecast | 0 | 0 | 0 | 0 | 0 | 0 | 0 | 0 | 0 | 0 | 0 | 0 | 0 | 0 | 0 | 0 | 0 | 0 | 0 | 0 | 0 | 0 | 0 | 0 | 0 | 0 | 0 | 0 | 0 | 0 | 0 | 0 | 0
Commercial_Miscellaneous_New_Space Heating_Natural Gas_Unit Heater_E9_Baseline Forecast | Commercial | Miscellaneous | New | Space Heating | Natural Gas | Unit Heater | E9 |  | Baseline Forecast | 0 | 0 | 0 | 0 | 0 | 0 | 0 | 0 | 0 | 0 | 0 | 0 | 0 | 0 | 0 | 0 | 0 | 0 | 0 | 0 | 0 | 0 | 0 | 0 | 0 | 0 | 0 | 0 | 0 | 0 | 0 | 0 | 0
Commercial_Miscellaneous_New_Space Heating_Natural Gas_Unit Heater_E10_Baseline Forecast | Commercial | Miscellaneous | New | Space Heating | Natural Gas | Unit Heater | E10 |  | Baseline Forecast | 0 | 0 | 0 | 0 | 0 | 0 | 0 | 0 | 0 | 0 | 0 | 0 | 0 | 0 | 0 | 0 | 0 | 0 | 0 | 0 | 0 | 0 | 0 | 0 | 0 | 0 | 0 | 0 | 0 | 0 | 0 | 0 | 0
Commercial_Miscellaneous_New_Space Heating_Natural Gas_Unit Heater_Vintage_Baseline Forecast | Commercial | Miscellaneous | New | Space Heating | Natural Gas | Unit Heater | Vintage |  | Baseline Forecast | 0 | 0 | 0 | 0 | 0 | 0 | 0 | 0 | 0 | 0 | 0 | 0 | 0 | 0 | 0 | 0 | 0 | 0 | 0 | 0 | 0 | 0 | 0 | 0 | 0 | 0 | 0 | 0 | 0 | 0 | 0 | 0 | 0
Commercial_Miscellaneous_New_Water Heating_Natural Gas_Water Heater_E1_Baseline Forecast | Commercial | Miscellaneous | New | Water Heating | Natural Gas | Water Heater | E1 |  | Baseline Forecast | 0 | 0 | 0 | 0 | 0 | 0 | 0 | 0 | 0 | 0 | 0 | 0 | 0 | 0 | 0 | 0 | 0 | 0 | 0 | 0 | 0 | 0 | 0 | 0 | 0 | 0 | 0 | 0 | 0 | 0 | 0 | 0 | 0
Commercial_Miscellaneous_New_Water Heating_Natural Gas_Water Heater_E2_Baseline Forecast | Commercial | Miscellaneous | New | Water Heating | Natural Gas | Water Heater | E2 |  | Baseline Forecast | 0 | 9213.4995 | 53653.629 | 82053.9843 | 118681.9586 | 168390.1358 | 214851.1278 | 256030.0222 | 293065.4021 | 328824.5768 | 364117.295 | 399059.3875 | 433953.6052 | 468947.6667 | 504156.9769 | 539431.153 | 574714.9696 | 609953.0771 | 645144.7506 | 680289.2569 | 715441.2785 | 750600.8658 | 785718.5063 | 820793.6285 | 855825.6555 | 890863.568 | 925907.4004 | 960957.1874 | 996012.9637 | 1031074.7644 | 1066142.6247 | 1101216.58 | 1117014.3229
Commercial_Miscellaneous_New_Water Heating_Natural Gas_Water Heater_E3_Baseline Forecast | Commercial | Miscellaneous | New | Water Heating | Natural Gas | Water Heater | E3 |  | Baseline Forecast | 0 | 0 | 0 | 0 | 0 | 0 | 0 | 0 | 0 | 0 | 0 | 0 | 0 | 0 | 0 | 0 | 0 | 0 | 0 | 0 | 0 | 0 | 0 | 0 | 0 | 0 | 0 | 0 | 0 | 0 | 0 | 0 | 0
Commercial_Miscellaneous_New_Water Heating_Natural Gas_Water Heater_E4_Baseline Forecast | Commercial | Miscellaneous | New | Water Heating | Natural Gas | Water Heater | E4 |  | Baseline Forecast | 0 | 0 | 0 | 0 | 0 | 0 | 0 | 0 | 0 | 0 | 0 | 0 | 0 | 0 | 0 | 0 | 0 | 0 | 0 | 0 | 0 | 0 | 0 | 0 | 0 | 0 | 0 | 0 | 0 | 0 | 0 | 0 | 0
Commercial_Miscellaneous_New_Water Heating_Natural Gas_Water Heater_E5_Baseline Forecast | Commercial | Miscellaneous | New | Water Heating | Natural Gas | Water Heater | E5 |  | Baseline Forecast | 0 | 0 | 0 | 0 | 0 | 0 | 0 | 0 | 0 | 0 | 0 | 0 | 0 | 0 | 0 | 0 | 0 | 0 | 0 | 0 | 0 | 0 | 0 | 0 | 0 | 0 | 0 | 0 | 0 | 0 | 0 | 0 | 0
Commercial_Miscellaneous_New_Water Heating_Natural Gas_Water Heater_E6_Baseline Forecast | Commercial | Miscellaneous | New | Water Heating | Natural Gas | Water Heater | E6 |  | Baseline Forecast | 0 | 0 | 0 | 0 | 0 | 0 | 0 | 0 | 0 | 0 | 0 | 0 | 0 | 0 | 0 | 0 | 0 | 0 | 0 | 0 | 0 | 0 | 0 | 0 | 0 | 0 | 0 | 0 | 0 | 0 | 0 | 0 | 0
Commercial_Miscellaneous_New_Water Heating_Natural Gas_Water Heater_E7_Baseline Forecast | Commercial | Miscellaneous | New | Water Heating | Natural Gas | Water Heater | E7 |  | Baseline Forecast | 0 | 0 | 0 | 0 | 0 | 0 | 0 | 0 | 0 | 0 | 0 | 0 | 0 | 0 | 0 | 0 | 0 | 0 | 0 | 0 | 0 | 0 | 0 | 0 | 0 | 0 | 0 | 0 | 0 | 0 | 0 | 0 | 0
Commercial_Miscellaneous_New_Water Heating_Natural Gas_Water Heater_E8_Baseline Forecast | Commercial | Miscellaneous | New | Water Heating | Natural Gas | Water Heater | E8 |  | Baseline Forecast | 0 | 0 | 0 | 0 | 0 | 0 | 0 | 0 | 0 | 0 | 0 | 0 | 0 | 0 | 0 | 0 | 0 | 0 | 0 | 0 | 0 | 0 | 0 | 0 | 0 | 0 | 0 | 0 | 0 | 0 | 0 | 0 | 0
Commercial_Miscellaneous_New_Water Heating_Natural Gas_Water Heater_E9_Baseline Forecast | Commercial | Miscellaneous | New | Water Heating | Natural Gas | Water Heater | E9 |  | Baseline Forecast | 0 | 0 | 0 | 0 | 0 | 0 | 0 | 0 | 0 | 0 | 0 | 0 | 0 | 0 | 0 | 0 | 0 | 0 | 0 | 0 | 0 | 0 | 0 | 0 | 0 | 0 | 0 | 0 | 0 | 0 | 0 | 0 | 0
Commercial_Miscellaneous_New_Water Heating_Natural Gas_Water Heater_E10_Baseline Forecast | Commercial | Miscellaneous | New | Water Heating | Natural Gas | Water Heater | E10 |  | Baseline Forecast | 0 | 0 | 0 | 0 | 0 | 0 | 0 | 0 | 0 | 0 | 0 | 0 | 0 | 0 | 0 | 0 | 0 | 0 | 0 | 0 | 0 | 0 | 0 | 0 | 0 | 0 | 0 | 0 | 0 | 0 | 0 | 0 | 0
Commercial_Miscellaneous_New_Water Heating_Natural Gas_Water Heater_Vintage_Baseline Forecast | Commercial | Miscellaneous | New | Water Heating | Natural Gas | Water Heater | Vintage |  | Baseline Forecast | 0 | 0 | 0 | 0 | 0 | 0 | 0 | 0 | 0 | 0 | 0 | 0 | 0 | 0 | 0 | 0 | 0 | 0 | 0 | 0 | 0 | 0 | 0 | 0 | 0 | 0 | 0 | 0 | 0 | 0 | 0 | 0 | 0
Commercial_Miscellaneous_New_Food Preparation_Natural Gas_Oven_E1_Baseline Forecast | Commercial | Miscellaneous | New | Food Preparation | Natural Gas | Oven | E1 |  | Baseline Forecast | 0 | 2114.7557 | 12315.0081 | 18833.6837 | 27240.828 | 38650.2446 | 49314.3414 | 58766.049 | 67266.7043 | 75474.4347 | 83575.1004 | 91595.2877 | 99604.4863 | 107636.6019 | 115718.1231 | 123814.5328 | 131913.1553 | 140001.2863 | 148078.7594 | 156145.4063 | 164213.7781 | 172283.8865 | 180344.3669 | 188395.0882 | 196435.918 | 204478.0986 | 212521.638 | 220566.5442 | 228612.825 | 236660.4887 | 244709.5431 | 252759.9966 | 256386.0203
Commercial_Miscellaneous_New_Food Preparation_Natural Gas_Oven_E2_Baseline Forecast | Commercial | Miscellaneous | New | Food Preparation | Natural Gas | Oven | E2 |  | Baseline Forecast | 0 | 3043.1851 | 17721.597 | 27102.1303 | 39200.2159 | 55618.6446 | 70964.54 | 84565.7779 | 96798.4281 | 108609.5524 | 120266.6079 | 131807.853 | 143333.2852 | 154891.6954 | 166521.2015 | 178172.1326 | 189826.2479 | 201465.2656 | 213088.9464 | 224697.048 | 236307.6319 | 247920.7147 | 259519.9427 | 271105.127 | 282676.0771 | 294248.9711 | 305823.8205 | 317400.6367 | 328979.4311 | 340560.2154 | 352143.0011 | 363727.8 | 368945.7365
Commercial_Miscellaneous_New_Food Preparation_Natural Gas_Oven_E3_Baseline Forecast | Commercial | Miscellaneous | New | Food Preparation | Natural Gas | Oven | E3 |  | Baseline Forecast | 0 | 0 | 0 | 0 | 0 | 0 | 0 | 0 | 0 | 0 | 0 | 0 | 0 | 0 | 0 | 0 | 0 | 0 | 0 | 0 | 0 | 0 | 0 | 0 | 0 | 0 | 0 | 0 | 0 | 0 | 0 | 0 | 0
Commercial_Miscellaneous_New_Food Preparation_Natural Gas_Oven_E4_Baseline Forecast | Commercial | Miscellaneous | New | Food Preparation | Natural Gas | Oven | E4 |  | Baseline Forecast | 0 | 0 | 0 | 0 | 0 | 0 | 0 | 0 | 0 | 0 | 0 | 0 | 0 | 0 | 0 | 0 | 0 | 0 | 0 | 0 | 0 | 0 | 0 | 0 | 0 | 0 | 0 | 0 | 0 | 0 | 0 | 0 | 0
Commercial_Miscellaneous_New_Food Preparation_Natural Gas_Oven_E5_Baseline Forecast | Commercial | Miscellaneous | New | Food Preparation | Natural Gas | Oven | E5 |  | Baseline Forecast | 0 | 0 | 0 | 0 | 0 | 0 | 0 | 0 | 0 | 0 | 0 | 0 | 0 | 0 | 0 | 0 | 0 | 0 | 0 | 0 | 0 | 0 | 0 | 0 | 0 | 0 | 0 | 0 | 0 | 0 | 0 | 0 | 0
Commercial_Miscellaneous_New_Food Preparation_Natural Gas_Oven_E6_Baseline Forecast | Commercial | Miscellaneous | New | Food Preparation | Natural Gas | Oven | E6 |  | Baseline Forecast | 0 | 0 | 0 | 0 | 0 | 0 | 0 | 0 | 0 | 0 | 0 | 0 | 0 | 0 | 0 | 0 | 0 | 0 | 0 | 0 | 0 | 0 | 0 | 0 | 0 | 0 | 0 | 0 | 0 | 0 | 0 | 0 | 0
Commercial_Miscellaneous_New_Food Preparation_Natural Gas_Oven_E7_Baseline Forecast | Commercial | Miscellaneous | New | Food Preparation | Natural Gas | Oven | E7 |  | Baseline Forecast | 0 | 0 | 0 | 0 | 0 | 0 | 0 | 0 | 0 | 0 | 0 | 0 | 0 | 0 | 0 | 0 | 0 | 0 | 0 | 0 | 0 | 0 | 0 | 0 | 0 | 0 | 0 | 0 | 0 | 0 | 0 | 0 | 0
Commercial_Miscellaneous_New_Food Preparation_Natural Gas_Oven_E8_Baseline Forecast | Commercial | Miscellaneous | New | Food Preparation | Natural Gas | Oven | E8 |  | Baseline Forecast | 0 | 0 | 0 | 0 | 0 | 0 | 0 | 0 | 0 | 0 | 0 | 0 | 0 | 0 | 0 | 0 | 0 | 0 | 0 | 0 | 0 | 0 | 0 | 0 | 0 | 0 | 0 | 0 | 0 | 0 | 0 | 0 | 0
Commercial_Miscellaneous_New_Food Preparation_Natural Gas_Oven_E9_Baseline Forecast | Commercial | Miscellaneous | New | Food Preparation | Natural Gas | Oven | E9 |  | Baseline Forecast | 0 | 0 | 0 | 0 | 0 | 0 | 0 | 0 | 0 | 0 | 0 | 0 | 0 | 0 | 0 | 0 | 0 | 0 | 0 | 0 | 0 | 0 | 0 | 0 | 0 | 0 | 0 | 0 | 0 | 0 | 0 | 0 | 0
Commercial_Miscellaneous_New_Food Preparation_Natural Gas_Oven_E10_Baseline Forecast | Commercial | Miscellaneous | New | Food Preparation | Natural Gas | Oven | E10 |  | Baseline Forecast | 0 | 0 | 0 | 0 | 0 | 0 | 0 | 0 | 0 | 0 | 0 | 0 | 0 | 0 | 0 | 0 | 0 | 0 | 0 | 0 | 0 | 0 | 0 | 0 | 0 | 0 | 0 | 0 | 0 | 0 | 0 | 0 | 0
Commercial_Miscellaneous_New_Food Preparation_Natural Gas_Oven_Vintage_Baseline Forecast | Commercial | Miscellaneous | New | Food Preparation | Natural Gas | Oven | Vintage |  | Baseline Forecast | 0 | 0 | 0 | 0 | 0 | 0 | 0 | 0 | 0 | 0 | 0 | 0 | 0 | 0 | 0 | 0 | 0 | 0 | 0 | 0 | 0 | 0 | 0 | 0 | 0 | 0 | 0 | 0 | 0 | 0 | 0 | 0 | 0
Commercial_Miscellaneous_New_Food Preparation_Natural Gas_Conveyor Oven_E1_Baseline Forecast | Commercial | Miscellaneous | New | Food Preparation | Natural Gas | Conveyor Oven | E1 |  | Baseline Forecast | 0 | 1057.3779 | 6157.504 | 9416.8419 | 13620.414 | 19325.1223 | 24657.1707 | 29383.0245 | 33633.3521 | 37737.2174 | 41787.5502 | 45797.6438 | 49802.2432 | 53818.301 | 57859.0615 | 61907.2664 | 65956.5777 | 70000.6431 | 74039.3797 | 78072.7031 | 82106.8891 | 86141.9432 | 90172.1835 | 94197.5441 | 98217.959 | 102239.0493 | 106260.819 | 110283.2721 | 114306.4125 | 118330.2443 | 122354.7716 | 126379.9983 | 128193.0102
Commercial_Miscellaneous_New_Food Preparation_Natural Gas_Conveyor Oven_E2_Baseline Forecast | Commercial | Miscellaneous | New | Food Preparation | Natural Gas | Conveyor Oven | E2 |  | Baseline Forecast | 0 | 1521.5926 | 8860.7985 | 13551.0651 | 19600.1079 | 27809.3223 | 35482.27 | 42282.8889 | 48399.2141 | 54304.7762 | 60133.304 | 65903.9265 | 71666.6426 | 77445.8477 | 83260.6008 | 89086.0663 | 94913.1239 | 100732.6328 | 106544.4732 | 112348.524 | 118153.816 | 123960.3574 | 129759.9713 | 135552.5635 | 141338.0385 | 147124.4856 | 152911.9103 | 158700.3184 | 164489.7156 | 170280.1077 | 176071.5005 | 181863.9 | 184472.8683
Commercial_Miscellaneous_New_Food Preparation_Natural Gas_Conveyor Oven_E3_Baseline Forecast | Commercial | Miscellaneous | New | Food Preparation | Natural Gas | Conveyor Oven | E3 |  | Baseline Forecast | 0 | 0 | 0 | 0 | 0 | 0 | 0 | 0 | 0 | 0 | 0 | 0 | 0 | 0 | 0 | 0 | 0 | 0 | 0 | 0 | 0 | 0 | 0 | 0 | 0 | 0 | 0 | 0 | 0 | 0 | 0 | 0 | 0
Commercial_Miscellaneous_New_Food Preparation_Natural Gas_Conveyor Oven_E4_Baseline Forecast | Commercial | Miscellaneous | New | Food Preparation | Natural Gas | Conveyor Oven | E4 |  | Baseline Forecast | 0 | 0 | 0 | 0 | 0 | 0 | 0 | 0 | 0 | 0 | 0 | 0 | 0 | 0 | 0 | 0 | 0 | 0 | 0 | 0 | 0 | 0 | 0 | 0 | 0 | 0 | 0 | 0 | 0 | 0 | 0 | 0 | 0
Commercial_Miscellaneous_New_Food Preparation_Natural Gas_Conveyor Oven_E5_Baseline Forecast | Commercial | Miscellaneous | New | Food Preparation | Natural Gas | Conveyor Oven | E5 |  | Baseline Forecast | 0 | 0 | 0 | 0 | 0 | 0 | 0 | 0 | 0 | 0 | 0 | 0 | 0 | 0 | 0 | 0 | 0 | 0 | 0 | 0 | 0 | 0 | 0 | 0 | 0 | 0 | 0 | 0 | 0 | 0 | 0 | 0 | 0
Commercial_Miscellaneous_New_Food Preparation_Natural Gas_Conveyor Oven_E6_Baseline Forecast | Commercial | Miscellaneous | New | Food Preparation | Natural Gas | Conveyor Oven | E6 |  | Baseline Forecast | 0 | 0 | 0 | 0 | 0 | 0 | 0 | 0 | 0 | 0 | 0 | 0 | 0 | 0 | 0 | 0 | 0 | 0 | 0 | 0 | 0 | 0 | 0 | 0 | 0 | 0 | 0 | 0 | 0 | 0 | 0 | 0 | 0
Commercial_Miscellaneous_New_Food Preparation_Natural Gas_Conveyor Oven_E7_Baseline Forecast | Commercial | Miscellaneous | New | Food Preparation | Natural Gas | Conveyor Oven | E7 |  | Baseline Forecast | 0 | 0 | 0 | 0 | 0 | 0 | 0 | 0 | 0 | 0 | 0 | 0 | 0 | 0 | 0 | 0 | 0 | 0 | 0 | 0 | 0 | 0 | 0 | 0 | 0 | 0 | 0 | 0 | 0 | 0 | 0 | 0 | 0
Commercial_Miscellaneous_New_Food Preparation_Natural Gas_Conveyor Oven_E8_Baseline Forecast | Commercial | Miscellaneous | New | Food Preparation | Natural Gas | Conveyor Oven | E8 |  | Baseline Forecast | 0 | 0 | 0 | 0 | 0 | 0 | 0 | 0 | 0 | 0 | 0 | 0 | 0 | 0 | 0 | 0 | 0 | 0 | 0 | 0 | 0 | 0 | 0 | 0 | 0 | 0 | 0 | 0 | 0 | 0 | 0 | 0 | 0
Commercial_Miscellaneous_New_Food Preparation_Natural Gas_Conveyor Oven_E9_Baseline Forecast | Commercial | Miscellaneous | New | Food Preparation | Natural Gas | Conveyor Oven | E9 |  | Baseline Forecast | 0 | 0 | 0 | 0 | 0 | 0 | 0 | 0 | 0 | 0 | 0 | 0 | 0 | 0 | 0 | 0 | 0 | 0 | 0 | 0 | 0 | 0 | 0 | 0 | 0 | 0 | 0 | 0 | 0 | 0 | 0 | 0 | 0
Commercial_Miscellaneous_New_Food Preparation_Natural Gas_Conveyor Oven_E10_Baseline Forecast | Commercial | Miscellaneous | New | Food Preparation | Natural Gas | Conveyor Oven | E10 |  | Baseline Forecast | 0 | 0 | 0 | 0 | 0 | 0 | 0 | 0 | 0 | 0 | 0 | 0 | 0 | 0 | 0 | 0 | 0 | 0 | 0 | 0 | 0 | 0 | 0 | 0 | 0 | 0 | 0 | 0 | 0 | 0 | 0 | 0 | 0
Commercial_Miscellaneous_New_Food Preparation_Natural Gas_Conveyor Oven_Vintage_Baseline Forecast | Commercial | Miscellaneous | New | Food Preparation | Natural Gas | Conveyor Oven | Vintage |  | Baseline Forecast | 0 | 0 | 0 | 0 | 0 | 0 | 0 | 0 | 0 | 0 | 0 | 0 | 0 | 0 | 0 | 0 | 0 | 0 | 0 | 0 | 0 | 0 | 0 | 0 | 0 | 0 | 0 | 0 | 0 | 0 | 0 | 0 | 0
Commercial_Miscellaneous_New_Food Preparation_Natural Gas_Double Rack Oven_E1_Baseline Forecast | Commercial | Miscellaneous | New | Food Preparation | Natural Gas | Double Rack Oven | E1 |  | Baseline Forecast | 0 | 1057.3779 | 6157.504 | 9416.8419 | 13620.414 | 19325.1223 | 24657.1707 | 29383.0245 | 33633.3521 | 37737.2174 | 41787.5502 | 45797.6438 | 49802.2432 | 53818.301 | 57859.0615 | 61907.2664 | 65956.5777 | 70000.6431 | 74039.3797 | 78072.7031 | 82106.8891 | 86141.9432 | 90172.1835 | 94197.5441 | 98217.959 | 102239.0493 | 106260.819 | 110283.2721 | 114306.4125 | 118330.2443 | 122354.7716 | 126379.9983 | 128193.0102
Commercial_Miscellaneous_New_Food Preparation_Natural Gas_Double Rack Oven_E2_Baseline Forecast | Commercial | Miscellaneous | New | Food Preparation | Natural Gas | Double Rack Oven | E2 |  | Baseline Forecast | 0 | 1521.5926 | 8860.7985 | 13551.0651 | 19600.1079 | 27809.3223 | 35482.27 | 42282.8889 | 48399.2141 | 54304.7762 | 60133.304 | 65903.9265 | 71666.6426 | 77445.8477 | 83260.6008 | 89086.0663 | 94913.1239 | 100732.6328 | 106544.4732 | 112348.524 | 118153.816 | 123960.3574 | 129759.9713 | 135552.5635 | 141338.0385 | 147124.4856 | 152911.9103 | 158700.3184 | 164489.7156 | 170280.1077 | 176071.5005 | 181863.9 | 184472.8683
Commercial_Miscellaneous_New_Food Preparation_Natural Gas_Double Rack Oven_E3_Baseline Forecast | Commercial | Miscellaneous | New | Food Preparation | Natural Gas | Double Rack Oven | E3 |  | Baseline Forecast | 0 | 0 | 0 | 0 | 0 | 0 | 0 | 0 | 0 | 0 | 0 | 0 | 0 | 0 | 0 | 0 | 0 | 0 | 0 | 0 | 0 | 0 | 0 | 0 | 0 | 0 | 0 | 0 | 0 | 0 | 0 | 0 | 0
Commercial_Miscellaneous_New_Food Preparation_Natural Gas_Double Rack Oven_E4_Baseline Forecast | Commercial | Miscellaneous | New | Food Preparation | Natural Gas | Double Rack Oven | E4 |  | Baseline Forecast | 0 | 0 | 0 | 0 | 0 | 0 | 0 | 0 | 0 | 0 | 0 | 0 | 0 | 0 | 0 | 0 | 0 | 0 | 0 | 0 | 0 | 0 | 0 | 0 | 0 | 0 | 0 | 0 | 0 | 0 | 0 | 0 | 0
Commercial_Miscellaneous_New_Food Preparation_Natural Gas_Double Rack Oven_E5_Baseline Forecast | Commercial | Miscellaneous | New | Food Preparation | Natural Gas | Double Rack Oven | E5 |  | Baseline Forecast | 0 | 0 | 0 | 0 | 0 | 0 | 0 | 0 | 0 | 0 | 0 | 0 | 0 | 0 | 0 | 0 | 0 | 0 | 0 | 0 | 0 | 0 | 0 | 0 | 0 | 0 | 0 | 0 | 0 | 0 | 0 | 0 | 0
Commercial_Miscellaneous_New_Food Preparation_Natural Gas_Double Rack Oven_E6_Baseline Forecast | Commercial | Miscellaneous | New | Food Preparation | Natural Gas | Double Rack Oven | E6 |  | Baseline Forecast | 0 | 0 | 0 | 0 | 0 | 0 | 0 | 0 | 0 | 0 | 0 | 0 | 0 | 0 | 0 | 0 | 0 | 0 | 0 | 0 | 0 | 0 | 0 | 0 | 0 | 0 | 0 | 0 | 0 | 0 | 0 | 0 | 0
Commercial_Miscellaneous_New_Food Preparation_Natural Gas_Double Rack Oven_E7_Baseline Forecast | Commercial | Miscellaneous | New | Food Preparation | Natural Gas | Double Rack Oven | E7 |  | Baseline Forecast | 0 | 0 | 0 | 0 | 0 | 0 | 0 | 0 | 0 | 0 | 0 | 0 | 0 | 0 | 0 | 0 | 0 | 0 | 0 | 0 | 0 | 0 | 0 | 0 | 0 | 0 | 0 | 0 | 0 | 0 | 0 | 0 | 0
Commercial_Miscellaneous_New_Food Preparation_Natural Gas_Double Rack Oven_E8_Baseline Forecast | Commercial | Miscellaneous | New | Food Preparation | Natural Gas | Double Rack Oven | E8 |  | Baseline Forecast | 0 | 0 | 0 | 0 | 0 | 0 | 0 | 0 | 0 | 0 | 0 | 0 | 0 | 0 | 0 | 0 | 0 | 0 | 0 | 0 | 0 | 0 | 0 | 0 | 0 | 0 | 0 | 0 | 0 | 0 | 0 | 0 | 0
Commercial_Miscellaneous_New_Food Preparation_Natural Gas_Double Rack Oven_E9_Baseline Forecast | Commercial | Miscellaneous | New | Food Preparation | Natural Gas | Double Rack Oven | E9 |  | Baseline Forecast | 0 | 0 | 0 | 0 | 0 | 0 | 0 | 0 | 0 | 0 | 0 | 0 | 0 | 0 | 0 | 0 | 0 | 0 | 0 | 0 | 0 | 0 | 0 | 0 | 0 | 0 | 0 | 0 | 0 | 0 | 0 | 0 | 0
Commercial_Miscellaneous_New_Food Preparation_Natural Gas_Double Rack Oven_E10_Baseline Forecast | Commercial | Miscellaneous | New | Food Preparation | Natural Gas | Double Rack Oven | E10 |  | Baseline Forecast | 0 | 0 | 0 | 0 | 0 | 0 | 0 | 0 | 0 | 0 | 0 | 0 | 0 | 0 | 0 | 0 | 0 | 0 | 0 | 0 | 0 | 0 | 0 | 0 | 0 | 0 | 0 | 0 | 0 | 0 | 0 | 0 | 0
Commercial_Miscellaneous_New_Food Preparation_Natural Gas_Double Rack Oven_Vintage_Baseline Forecast | Commercial | Miscellaneous | New | Food Preparation | Natural Gas | Double Rack Oven | Vintage |  | Baseline Forecast | 0 | 0 | 0 | 0 | 0 | 0 | 0 | 0 | 0 | 0 | 0 | 0 | 0 | 0 | 0 | 0 | 0 | 0 | 0 | 0 | 0 | 0 | 0 | 0 | 0 | 0 | 0 | 0 | 0 | 0 | 0 | 0 | 0
Commercial_Miscellaneous_New_Food Preparation_Natural Gas_Fryer_E1_Baseline Forecast | Commercial | Miscellaneous | New | Food Preparation | Natural Gas | Fryer | E1 |  | Baseline Forecast | 0 | 327.7539 | 1908.6327 | 1908.6327 | 1908.6327 | 1908.6327 | 1826.6942 | 1370.0206 | 1027.5155 | 770.6366 | 500.1999 | 0 | 0 | 0 | 0 | 0 | 0 | 0 | 0 | 0 | 0 | 0 | 0 | 0 | 0 | 0 | 0 | 0 | 0 | 0 | 0 | 0 | 0
Commercial_Miscellaneous_New_Food Preparation_Natural Gas_Fryer_E2_Baseline Forecast | Commercial | Miscellaneous | New | Food Preparation | Natural Gas | Fryer | E2 |  | Baseline Forecast | 0 | 115.1568 | 670.6007 | 2035.8605 | 3796.6378 | 6186.2056 | 8501.6135 | 10937.8359 | 13060.7031 | 15036.5944 | 17003.6201 | 19183.5537 | 20860.986 | 22543.218 | 24235.7974 | 25931.495 | 27627.656 | 29321.6198 | 31013.3513 | 32702.8155 | 34392.6409 | 36082.83 | 37771.0026 | 39457.1314 | 41141.1884 | 42825.5284 | 44510.1529 | 46195.0637 | 47880.2624 | 49565.7508 | 51251.5304 | 52937.603 | 53697.0309
Commercial_Miscellaneous_New_Food Preparation_Natural Gas_Fryer_E3_Baseline Forecast | Commercial | Miscellaneous | New | Food Preparation | Natural Gas | Fryer | E3 |  | Baseline Forecast | 0 | 0 | 0 | 0 | 0 | 0 | 0 | 0 | 0 | 0 | 0 | 0 | 0 | 0 | 0 | 0 | 0 | 0 | 0 | 0 | 0 | 0 | 0 | 0 | 0 | 0 | 0 | 0 | 0 | 0 | 0 | 0 | 0
Commercial_Miscellaneous_New_Food Preparation_Natural Gas_Fryer_E4_Baseline Forecast | Commercial | Miscellaneous | New | Food Preparation | Natural Gas | Fryer | E4 |  | Baseline Forecast | 0 | 0 | 0 | 0 | 0 | 0 | 0 | 0 | 0 | 0 | 0 | 0 | 0 | 0 | 0 | 0 | 0 | 0 | 0 | 0 | 0 | 0 | 0 | 0 | 0 | 0 | 0 | 0 | 0 | 0 | 0 | 0 | 0
Commercial_Miscellaneous_New_Food Preparation_Natural Gas_Fryer_E5_Baseline Forecast | Commercial | Miscellaneous | New | Food Preparation | Natural Gas | Fryer | E5 |  | Baseline Forecast | 0 | 0 | 0 | 0 | 0 | 0 | 0 | 0 | 0 | 0 | 0 | 0 | 0 | 0 | 0 | 0 | 0 | 0 | 0 | 0 | 0 | 0 | 0 | 0 | 0 | 0 | 0 | 0 | 0 | 0 | 0 | 0 | 0
Commercial_Miscellaneous_New_Food Preparation_Natural Gas_Fryer_E6_Baseline Forecast | Commercial | Miscellaneous | New | Food Preparation | Natural Gas | Fryer | E6 |  | Baseline Forecast | 0 | 0 | 0 | 0 | 0 | 0 | 0 | 0 | 0 | 0 | 0 | 0 | 0 | 0 | 0 | 0 | 0 | 0 | 0 | 0 | 0 | 0 | 0 | 0 | 0 | 0 | 0 | 0 | 0 | 0 | 0 | 0 | 0
Commercial_Miscellaneous_New_Food Preparation_Natural Gas_Fryer_E7_Baseline Forecast | Commercial | Miscellaneous | New | Food Preparation | Natural Gas | Fryer | E7 |  | Baseline Forecast | 0 | 0 | 0 | 0 | 0 | 0 | 0 | 0 | 0 | 0 | 0 | 0 | 0 | 0 | 0 | 0 | 0 | 0 | 0 | 0 | 0 | 0 | 0 | 0 | 0 | 0 | 0 | 0 | 0 | 0 | 0 | 0 | 0
Commercial_Miscellaneous_New_Food Preparation_Natural Gas_Fryer_E8_Baseline Forecast | Commercial | Miscellaneous | New | Food Preparation | Natural Gas | Fryer | E8 |  | Baseline Forecast | 0 | 0 | 0 | 0 | 0 | 0 | 0 | 0 | 0 | 0 | 0 | 0 | 0 | 0 | 0 | 0 | 0 | 0 | 0 | 0 | 0 | 0 | 0 | 0 | 0 | 0 | 0 | 0 | 0 | 0 | 0 | 0 | 0
Commercial_Miscellaneous_New_Food Preparation_Natural Gas_Fryer_E9_Baseline Forecast | Commercial | Miscellaneous | New | Food Preparation | Natural Gas | Fryer | E9 |  | Baseline Forecast | 0 | 0 | 0 | 0 | 0 | 0 | 0 | 0 | 0 | 0 | 0 | 0 | 0 | 0 | 0 | 0 | 0 | 0 | 0 | 0 | 0 | 0 | 0 | 0 | 0 | 0 | 0 | 0 | 0 | 0 | 0 | 0 | 0
Commercial_Miscellaneous_New_Food Preparation_Natural Gas_Fryer_E10_Baseline Forecast | Commercial | Miscellaneous | New | Food Preparation | Natural Gas | Fryer | E10 |  | Baseline Forecast | 0 | 0 | 0 | 0 | 0 | 0 | 0 | 0 | 0 | 0 | 0 | 0 | 0 | 0 | 0 | 0 | 0 | 0 | 0 | 0 | 0 | 0 | 0 | 0 | 0 | 0 | 0 | 0 | 0 | 0 | 0 | 0 | 0
Commercial_Miscellaneous_New_Food Preparation_Natural Gas_Fryer_Vintage_Baseline Forecast | Commercial | Miscellaneous | New | Food Preparation | Natural Gas | Fryer | Vintage |  | Baseline Forecast | 0 | 0 | 0 | 0 | 0 | 0 | 0 | 0 | 0 | 0 | 0 | 0 | 0 | 0 | 0 | 0 | 0 | 0 | 0 | 0 | 0 | 0 | 0 | 0 | 0 | 0 | 0 | 0 | 0 | 0 | 0 | 0 | 0
Commercial_Miscellaneous_New_Food Preparation_Natural Gas_Broiler_E1_Baseline Forecast | Commercial | Miscellaneous | New | Food Preparation | Natural Gas | Broiler | E1 |  | Baseline Forecast | 0 | 3735.6661 | 21754.171 | 33269.2576 | 48120.2794 | 68274.7444 | 87112.6196 | 103808.838 | 118825.0448 | 133323.8069 | 147633.4415 | 161800.9129 | 175948.9732 | 190137.5158 | 204413.3321 | 218715.4488 | 233021.4741 | 247308.9666 | 261577.632 | 275827.1733 | 290079.7616 | 304335.4176 | 318574.0659 | 332795.475 | 346999.4109 | 361205.7331 | 375414.4555 | 389625.5923 | 403839.1574 | 418055.1652 | 432273.6299 | 446494.5658 | 452899.8511
Commercial_Miscellaneous_New_Food Preparation_Natural Gas_Broiler_E2_Baseline Forecast | Commercial | Miscellaneous | New | Food Preparation | Natural Gas | Broiler | E2 |  | Baseline Forecast | 0 | 1312.5313 | 7643.3574 | 11689.1986 | 16907.1252 | 23988.4237 | 30607.1366 | 36473.3755 | 41749.3401 | 46843.4997 | 51871.2092 | 56848.9694 | 61819.9095 | 66805.0731 | 71820.9005 | 76845.9685 | 81872.4098 | 86892.3396 | 91905.6545 | 96912.2501 | 101919.9162 | 106928.6602 | 111931.4286 | 116928.1399 | 121918.7119 | 126910.1224 | 131902.3763 | 136895.4784 | 141889.4337 | 146884.2472 | 151879.924 | 156876.4691 | 159126.9747
Commercial_Miscellaneous_New_Food Preparation_Natural Gas_Broiler_E3_Baseline Forecast | Commercial | Miscellaneous | New | Food Preparation | Natural Gas | Broiler | E3 |  | Baseline Forecast | 0 | 0 | 0 | 0 | 0 | 0 | 0 | 0 | 0 | 0 | 0 | 0 | 0 | 0 | 0 | 0 | 0 | 0 | 0 | 0 | 0 | 0 | 0 | 0 | 0 | 0 | 0 | 0 | 0 | 0 | 0 | 0 | 0
Commercial_Miscellaneous_New_Food Preparation_Natural Gas_Broiler_E4_Baseline Forecast | Commercial | Miscellaneous | New | Food Preparation | Natural Gas | Broiler | E4 |  | Baseline Forecast | 0 | 0 | 0 | 0 | 0 | 0 | 0 | 0 | 0 | 0 | 0 | 0 | 0 | 0 | 0 | 0 | 0 | 0 | 0 | 0 | 0 | 0 | 0 | 0 | 0 | 0 | 0 | 0 | 0 | 0 | 0 | 0 | 0
Commercial_Miscellaneous_New_Food Preparation_Natural Gas_Broiler_E5_Baseline Forecast | Commercial | Miscellaneous | New | Food Preparation | Natural Gas | Broiler | E5 |  | Baseline Forecast | 0 | 0 | 0 | 0 | 0 | 0 | 0 | 0 | 0 | 0 | 0 | 0 | 0 | 0 | 0 | 0 | 0 | 0 | 0 | 0 | 0 | 0 | 0 | 0 | 0 | 0 | 0 | 0 | 0 | 0 | 0 | 0 | 0
Commercial_Miscellaneous_New_Food Preparation_Natural Gas_Broiler_E6_Baseline Forecast | Commercial | Miscellaneous | New | Food Preparation | Natural Gas | Broiler | E6 |  | Baseline Forecast | 0 | 0 | 0 | 0 | 0 | 0 | 0 | 0 | 0 | 0 | 0 | 0 | 0 | 0 | 0 | 0 | 0 | 0 | 0 | 0 | 0 | 0 | 0 | 0 | 0 | 0 | 0 | 0 | 0 | 0 | 0 | 0 | 0
Commercial_Miscellaneous_New_Food Preparation_Natural Gas_Broiler_E7_Baseline Forecast | Commercial | Miscellaneous | New | Food Preparation | Natural Gas | Broiler | E7 |  | Baseline Forecast | 0 | 0 | 0 | 0 | 0 | 0 | 0 | 0 | 0 | 0 | 0 | 0 | 0 | 0 | 0 | 0 | 0 | 0 | 0 | 0 | 0 | 0 | 0 | 0 | 0 | 0 | 0 | 0 | 0 | 0 | 0 | 0 | 0
Commercial_Miscellaneous_New_Food Preparation_Natural Gas_Broiler_E8_Baseline Forecast | Commercial | Miscellaneous | New | Food Preparation | Natural Gas | Broiler | E8 |  | Baseline Forecast | 0 | 0 | 0 | 0 | 0 | 0 | 0 | 0 | 0 | 0 | 0 | 0 | 0 | 0 | 0 | 0 | 0 | 0 | 0 | 0 | 0 | 0 | 0 | 0 | 0 | 0 | 0 | 0 | 0 | 0 | 0 | 0 | 0
Commercial_Miscellaneous_New_Food Preparation_Natural Gas_Broiler_E9_Baseline Forecast | Commercial | Miscellaneous | New | Food Preparation | Natural Gas | Broiler | E9 |  | Baseline Forecast | 0 | 0 | 0 | 0 | 0 | 0 | 0 | 0 | 0 | 0 | 0 | 0 | 0 | 0 | 0 | 0 | 0 | 0 | 0 | 0 | 0 | 0 | 0 | 0 | 0 | 0 | 0 | 0 | 0 | 0 | 0 | 0 | 0
Commercial_Miscellaneous_New_Food Preparation_Natural Gas_Broiler_E10_Baseline Forecast | Commercial | Miscellaneous | New | Food Preparation | Natural Gas | Broiler | E10 |  | Baseline Forecast | 0 | 0 | 0 | 0 | 0 | 0 | 0 | 0 | 0 | 0 | 0 | 0 | 0 | 0 | 0 | 0 | 0 | 0 | 0 | 0 | 0 | 0 | 0 | 0 | 0 | 0 | 0 | 0 | 0 | 0 | 0 | 0 | 0
Commercial_Miscellaneous_New_Food Preparation_Natural Gas_Broiler_Vintage_Baseline Forecast | Commercial | Miscellaneous | New | Food Preparation | Natural Gas | Broiler | Vintage |  | Baseline Forecast | 0 | 0 | 0 | 0 | 0 | 0 | 0 | 0 | 0 | 0 | 0 | 0 | 0 | 0 | 0 | 0 | 0 | 0 | 0 | 0 | 0 | 0 | 0 | 0 | 0 | 0 | 0 | 0 | 0 | 0 | 0 | 0 | 0
Commercial_Miscellaneous_New_Food Preparation_Natural Gas_Griddle_E1_Baseline Forecast | Commercial | Miscellaneous | New | Food Preparation | Natural Gas | Griddle | E1 |  | Baseline Forecast | 0 | 3975.5564 | 23151.1411 | 35405.6828 | 51210.3807 | 72659.0888 | 92706.6606 | 110475.0466 | 126455.5371 | 141885.3545 | 157113.8994 | 172191.1519 | 187247.7468 | 202347.4236 | 217539.9786 | 232760.5227 | 247985.2266 | 263190.2074 | 278375.1523 | 293539.7448 | 308707.5802 | 323878.6801 | 339031.6803 | 354166.3342 | 369282.3928 | 384400.9909 | 399522.1434 | 414645.8653 | 429772.1716 | 444901.0773 | 460032.5977 | 475166.748 | 481983.3563
Commercial_Miscellaneous_New_Food Preparation_Natural Gas_Griddle_E2_Baseline Forecast | Commercial | Miscellaneous | New | Food Preparation | Natural Gas | Griddle | E2 |  | Baseline Forecast | 0 | 1623.8188 | 9456.0999 | 14461.4761 | 20916.9161 | 29677.656 | 37866.1008 | 45123.6106 | 51650.8532 | 57953.173 | 64173.2829 | 70331.5973 | 76481.4741 | 82648.9477 | 88854.3574 | 95071.1994 | 101289.7404 | 107500.2256 | 113702.527 | 119896.5155 | 126091.8285 | 132288.475 | 138477.7286 | 144659.4886 | 150833.6534 | 157008.8554 | 163185.1008 | 169362.3957 | 175540.7461 | 181720.1583 | 187900.6385 | 194082.1929 | 196866.4413
Commercial_Miscellaneous_New_Food Preparation_Natural Gas_Griddle_E3_Baseline Forecast | Commercial | Miscellaneous | New | Food Preparation | Natural Gas | Griddle | E3 |  | Baseline Forecast | 0 | 0 | 0 | 0 | 0 | 0 | 0 | 0 | 0 | 0 | 0 | 0 | 0 | 0 | 0 | 0 | 0 | 0 | 0 | 0 | 0 | 0 | 0 | 0 | 0 | 0 | 0 | 0 | 0 | 0 | 0 | 0 | 0
Commercial_Miscellaneous_New_Food Preparation_Natural Gas_Griddle_E4_Baseline Forecast | Commercial | Miscellaneous | New | Food Preparation | Natural Gas | Griddle | E4 |  | Baseline Forecast | 0 | 0 | 0 | 0 | 0 | 0 | 0 | 0 | 0 | 0 | 0 | 0 | 0 | 0 | 0 | 0 | 0 | 0 | 0 | 0 | 0 | 0 | 0 | 0 | 0 | 0 | 0 | 0 | 0 | 0 | 0 | 0 | 0
Commercial_Miscellaneous_New_Food Preparation_Natural Gas_Griddle_E5_Baseline Forecast | Commercial | Miscellaneous | New | Food Preparation | Natural Gas | Griddle | E5 |  | Baseline Forecast | 0 | 0 | 0 | 0 | 0 | 0 | 0 | 0 | 0 | 0 | 0 | 0 | 0 | 0 | 0 | 0 | 0 | 0 | 0 | 0 | 0 | 0 | 0 | 0 | 0 | 0 | 0 | 0 | 0 | 0 | 0 | 0 | 0
Commercial_Miscellaneous_New_Food Preparation_Natural Gas_Griddle_E6_Baseline Forecast | Commercial | Miscellaneous | New | Food Preparation | Natural Gas | Griddle | E6 |  | Baseline Forecast | 0 | 0 | 0 | 0 | 0 | 0 | 0 | 0 | 0 | 0 | 0 | 0 | 0 | 0 | 0 | 0 | 0 | 0 | 0 | 0 | 0 | 0 | 0 | 0 | 0 | 0 | 0 | 0 | 0 | 0 | 0 | 0 | 0
Commercial_Miscellaneous_New_Food Preparation_Natural Gas_Griddle_E7_Baseline Forecast | Commercial | Miscellaneous | New | Food Preparation | Natural Gas | Griddle | E7 |  | Baseline Forecast | 0 | 0 | 0 | 0 | 0 | 0 | 0 | 0 | 0 | 0 | 0 | 0 | 0 | 0 | 0 | 0 | 0 | 0 | 0 | 0 | 0 | 0 | 0 | 0 | 0 | 0 | 0 | 0 | 0 | 0 | 0 | 0 | 0
Commercial_Miscellaneous_New_Food Preparation_Natural Gas_Griddle_E8_Baseline Forecast | Commercial | Miscellaneous | New | Food Preparation | Natural Gas | Griddle | E8 |  | Baseline Forecast | 0 | 0 | 0 | 0 | 0 | 0 | 0 | 0 | 0 | 0 | 0 | 0 | 0 | 0 | 0 | 0 | 0 | 0 | 0 | 0 | 0 | 0 | 0 | 0 | 0 | 0 | 0 | 0 | 0 | 0 | 0 | 0 | 0
Commercial_Miscellaneous_New_Food Preparation_Natural Gas_Griddle_E9_Baseline Forecast | Commercial | Miscellaneous | New | Food Preparation | Natural Gas | Griddle | E9 |  | Baseline Forecast | 0 | 0 | 0 | 0 | 0 | 0 | 0 | 0 | 0 | 0 | 0 | 0 | 0 | 0 | 0 | 0 | 0 | 0 | 0 | 0 | 0 | 0 | 0 | 0 | 0 | 0 | 0 | 0 | 0 | 0 | 0 | 0 | 0
Commercial_Miscellaneous_New_Food Preparation_Natural Gas_Griddle_E10_Baseline Forecast | Commercial | Miscellaneous | New | Food Preparation | Natural Gas | Griddle | E10 |  | Baseline Forecast | 0 | 0 | 0 | 0 | 0 | 0 | 0 | 0 | 0 | 0 | 0 | 0 | 0 | 0 | 0 | 0 | 0 | 0 | 0 | 0 | 0 | 0 | 0 | 0 | 0 | 0 | 0 | 0 | 0 | 0 | 0 | 0 | 0
Commercial_Miscellaneous_New_Food Preparation_Natural Gas_Griddle_Vintage_Baseline Forecast | Commercial | Miscellaneous | New | Food Preparation | Natural Gas | Griddle | Vintage |  | Baseline Forecast | 0 | 0 | 0 | 0 | 0 | 0 | 0 | 0 | 0 | 0 | 0 | 0 | 0 | 0 | 0 | 0 | 0 | 0 | 0 | 0 | 0 | 0 | 0 | 0 | 0 | 0 | 0 | 0 | 0 | 0 | 0 | 0 | 0
Commercial_Miscellaneous_New_Food Preparation_Natural Gas_Range_E1_Baseline Forecast | Commercial | Miscellaneous | New | Food Preparation | Natural Gas | Range | E1 |  | Baseline Forecast | 0 | 2552.1534 | 14862.1372 | 22729.079 | 32875.0838 | 46644.3248 | 59514.0906 | 70920.7072 | 81179.5641 | 91084.9101 | 100861.0469 | 110540.0599 | 120205.8115 | 129899.22 | 139652.2527 | 149423.2534 | 159196.9245 | 168957.9341 | 178706.0814 | 188441.1634 | 198178.327 | 207917.5864 | 217645.2265 | 227361.0889 | 237065.0139 | 246770.5692 | 256477.7643 | 266186.6089 | 275897.1124 | 285609.2848 | 295323.1357 | 305038.6749 | 309414.6738
Commercial_Miscellaneous_New_Food Preparation_Natural Gas_Range_E2_Baseline Forecast | Commercial | Miscellaneous | New | Food Preparation | Natural Gas | Range | E2 |  | Baseline Forecast | 0 | 3672.611 | 21386.9779 | 32707.699 | 47308.0474 | 67122.3211 | 85642.2279 | 102056.6275 | 116819.3727 | 131073.4072 | 145141.5066 | 159069.8423 | 172979.0947 | 186928.1459 | 200962.9978 | 215023.7061 | 229088.2572 | 243134.5881 | 257162.4099 | 271171.4302 | 285183.4462 | 299198.478 | 313196.7893 | 327178.1524 | 341142.3371 | 355108.8679 | 369077.7584 | 383049.0225 | 397022.674 | 410998.7269 | 424977.1952 | 438958.0931 | 445255.2622
Commercial_Miscellaneous_New_Food Preparation_Natural Gas_Range_E3_Baseline Forecast | Commercial | Miscellaneous | New | Food Preparation | Natural Gas | Range | E3 |  | Baseline Forecast | 0 | 0 | 0 | 0 | 0 | 0 | 0 | 0 | 0 | 0 | 0 | 0 | 0 | 0 | 0 | 0 | 0 | 0 | 0 | 0 | 0 | 0 | 0 | 0 | 0 | 0 | 0 | 0 | 0 | 0 | 0 | 0 | 0
Commercial_Miscellaneous_New_Food Preparation_Natural Gas_Range_E4_Baseline Forecast | Commercial | Miscellaneous | New | Food Preparation | Natural Gas | Range | E4 |  | Baseline Forecast | 0 | 0 | 0 | 0 | 0 | 0 | 0 | 0 | 0 | 0 | 0 | 0 | 0 | 0 | 0 | 0 | 0 | 0 | 0 | 0 | 0 | 0 | 0 | 0 | 0 | 0 | 0 | 0 | 0 | 0 | 0 | 0 | 0
Commercial_Miscellaneous_New_Food Preparation_Natural Gas_Range_E5_Baseline Forecast | Commercial | Miscellaneous | New | Food Preparation | Natural Gas | Range | E5 |  | Baseline Forecast | 0 | 0 | 0 | 0 | 0 | 0 | 0 | 0 | 0 | 0 | 0 | 0 | 0 | 0 | 0 | 0 | 0 | 0 | 0 | 0 | 0 | 0 | 0 | 0 | 0 | 0 | 0 | 0 | 0 | 0 | 0 | 0 | 0
Commercial_Miscellaneous_New_Food Preparation_Natural Gas_Range_E6_Baseline Forecast | Commercial | Miscellaneous | New | Food Preparation | Natural Gas | Range | E6 |  | Baseline Forecast | 0 | 0 | 0 | 0 | 0 | 0 | 0 | 0 | 0 | 0 | 0 | 0 | 0 | 0 | 0 | 0 | 0 | 0 | 0 | 0 | 0 | 0 | 0 | 0 | 0 | 0 | 0 | 0 | 0 | 0 | 0 | 0 | 0
Commercial_Miscellaneous_New_Food Preparation_Natural Gas_Range_E7_Baseline Forecast | Commercial | Miscellaneous | New | Food Preparation | Natural Gas | Range | E7 |  | Baseline Forecast | 0 | 0 | 0 | 0 | 0 | 0 | 0 | 0 | 0 | 0 | 0 | 0 | 0 | 0 | 0 | 0 | 0 | 0 | 0 | 0 | 0 | 0 | 0 | 0 | 0 | 0 | 0 | 0 | 0 | 0 | 0 | 0 | 0
Commercial_Miscellaneous_New_Food Preparation_Natural Gas_Range_E8_Baseline Forecast | Commercial | Miscellaneous | New | Food Preparation | Natural Gas | Range | E8 |  | Baseline Forecast | 0 | 0 | 0 | 0 | 0 | 0 | 0 | 0 | 0 | 0 | 0 | 0 | 0 | 0 | 0 | 0 | 0 | 0 | 0 | 0 | 0 | 0 | 0 | 0 | 0 | 0 | 0 | 0 | 0 | 0 | 0 | 0 | 0
Commercial_Miscellaneous_New_Food Preparation_Natural Gas_Range_E9_Baseline Forecast | Commercial | Miscellaneous | New | Food Preparation | Natural Gas | Range | E9 |  | Baseline Forecast | 0 | 0 | 0 | 0 | 0 | 0 | 0 | 0 | 0 | 0 | 0 | 0 | 0 | 0 | 0 | 0 | 0 | 0 | 0 | 0 | 0 | 0 | 0 | 0 | 0 | 0 | 0 | 0 | 0 | 0 | 0 | 0 | 0
Commercial_Miscellaneous_New_Food Preparation_Natural Gas_Range_E10_Baseline Forecast | Commercial | Miscellaneous | New | Food Preparation | Natural Gas | Range | E10 |  | Baseline Forecast | 0 | 0 | 0 | 0 | 0 | 0 | 0 | 0 | 0 | 0 | 0 | 0 | 0 | 0 | 0 | 0 | 0 | 0 | 0 | 0 | 0 | 0 | 0 | 0 | 0 | 0 | 0 | 0 | 0 | 0 | 0 | 0 | 0
Commercial_Miscellaneous_New_Food Preparation_Natural Gas_Range_Vintage_Baseline Forecast | Commercial | Miscellaneous | New | Food Preparation | Natural Gas | Range | Vintage |  | Baseline Forecast | 0 | 0 | 0 | 0 | 0 | 0 | 0 | 0 | 0 | 0 | 0 | 0 | 0 | 0 | 0 | 0 | 0 | 0 | 0 | 0 | 0 | 0 | 0 | 0 | 0 | 0 | 0 | 0 | 0 | 0 | 0 | 0 | 0
Commercial_Miscellaneous_New_Food Preparation_Natural Gas_Steamer_E1_Baseline Forecast | Commercial | Miscellaneous | New | Food Preparation | Natural Gas | Steamer | E1 |  | Baseline Forecast | 0 | 109.6768 | 638.6887 | 638.6887 | 638.6887 | 638.6887 | 638.6887 | 638.6887 | 638.6887 | 638.6887 | 626.5024 | 556.891 | 495.0142 | 440.0127 | 391.1224 | 347.6643 | 309.035 | 274.6977 | 244.1758 | 183.2706 | 0 | 0 | 0 | 0 | 0 | 0 | 0 | 0 | 0 | 0 | 0 | 0 | 0
Commercial_Miscellaneous_New_Food Preparation_Natural Gas_Steamer_E2_Baseline Forecast | Commercial | Miscellaneous | New | Food Preparation | Natural Gas | Steamer | E2 |  | Baseline Forecast | 0 | 109.6768 | 638.6887 | 1314.84 | 2186.8732 | 3370.3179 | 4476.4542 | 5456.835 | 6338.5677 | 7189.9166 | 8042.3466 | 8943.854 | 9836.487 | 10724.6218 | 11611.77 | 12495.0302 | 13373.6913 | 14246.972 | 15115.332 | 16012.9522 | 17033.1168 | 17870.1908 | 18706.2663 | 19541.3294 | 20375.3666 | 21209.5438 | 22043.8621 | 22878.322 | 23712.9246 | 24547.6706 | 25382.5609 | 26217.5962 | 26593.7065
Commercial_Miscellaneous_New_Food Preparation_Natural Gas_Steamer_E3_Baseline Forecast | Commercial | Miscellaneous | New | Food Preparation | Natural Gas | Steamer | E3 |  | Baseline Forecast | 0 | 0 | 0 | 0 | 0 | 0 | 0 | 0 | 0 | 0 | 0 | 0 | 0 | 0 | 0 | 0 | 0 | 0 | 0 | 0 | 0 | 0 | 0 | 0 | 0 | 0 | 0 | 0 | 0 | 0 | 0 | 0 | 0
Commercial_Miscellaneous_New_Food Preparation_Natural Gas_Steamer_E4_Baseline Forecast | Commercial | Miscellaneous | New | Food Preparation | Natural Gas | Steamer | E4 |  | Baseline Forecast | 0 | 0 | 0 | 0 | 0 | 0 | 0 | 0 | 0 | 0 | 0 | 0 | 0 | 0 | 0 | 0 | 0 | 0 | 0 | 0 | 0 | 0 | 0 | 0 | 0 | 0 | 0 | 0 | 0 | 0 | 0 | 0 | 0
Commercial_Miscellaneous_New_Food Preparation_Natural Gas_Steamer_E5_Baseline Forecast | Commercial | Miscellaneous | New | Food Preparation | Natural Gas | Steamer | E5 |  | Baseline Forecast | 0 | 0 | 0 | 0 | 0 | 0 | 0 | 0 | 0 | 0 | 0 | 0 | 0 | 0 | 0 | 0 | 0 | 0 | 0 | 0 | 0 | 0 | 0 | 0 | 0 | 0 | 0 | 0 | 0 | 0 | 0 | 0 | 0
Commercial_Miscellaneous_New_Food Preparation_Natural Gas_Steamer_E6_Baseline Forecast | Commercial | Miscellaneous | New | Food Preparation | Natural Gas | Steamer | E6 |  | Baseline Forecast | 0 | 0 | 0 | 0 | 0 | 0 | 0 | 0 | 0 | 0 | 0 | 0 | 0 | 0 | 0 | 0 | 0 | 0 | 0 | 0 | 0 | 0 | 0 | 0 | 0 | 0 | 0 | 0 | 0 | 0 | 0 | 0 | 0
Commercial_Miscellaneous_New_Food Preparation_Natural Gas_Steamer_E7_Baseline Forecast | Commercial | Miscellaneous | New | Food Preparation | Natural Gas | Steamer | E7 |  | Baseline Forecast | 0 | 0 | 0 | 0 | 0 | 0 | 0 | 0 | 0 | 0 | 0 | 0 | 0 | 0 | 0 | 0 | 0 | 0 | 0 | 0 | 0 | 0 | 0 | 0 | 0 | 0 | 0 | 0 | 0 | 0 | 0 | 0 | 0
Commercial_Miscellaneous_New_Food Preparation_Natural Gas_Steamer_E8_Baseline Forecast | Commercial | Miscellaneous | New | Food Preparation | Natural Gas | Steamer | E8 |  | Baseline Forecast | 0 | 0 | 0 | 0 | 0 | 0 | 0 | 0 | 0 | 0 | 0 | 0 | 0 | 0 | 0 | 0 | 0 | 0 | 0 | 0 | 0 | 0 | 0 | 0 | 0 | 0 | 0 | 0 | 0 | 0 | 0 | 0 | 0
Commercial_Miscellaneous_New_Food Preparation_Natural Gas_Steamer_E9_Baseline Forecast | Commercial | Miscellaneous | New | Food Preparation | Natural Gas | Steamer | E9 |  | Baseline Forecast | 0 | 0 | 0 | 0 | 0 | 0 | 0 | 0 | 0 | 0 | 0 | 0 | 0 | 0 | 0 | 0 | 0 | 0 | 0 | 0 | 0 | 0 | 0 | 0 | 0 | 0 | 0 | 0 | 0 | 0 | 0 | 0 | 0
Commercial_Miscellaneous_New_Food Preparation_Natural Gas_Steamer_E10_Baseline Forecast | Commercial | Miscellaneous | New | Food Preparation | Natural Gas | Steamer | E10 |  | Baseline Forecast | 0 | 0 | 0 | 0 | 0 | 0 | 0 | 0 | 0 | 0 | 0 | 0 | 0 | 0 | 0 | 0 | 0 | 0 | 0 | 0 | 0 | 0 | 0 | 0 | 0 | 0 | 0 | 0 | 0 | 0 | 0 | 0 | 0
Commercial_Miscellaneous_New_Food Preparation_Natural Gas_Steamer_Vintage_Baseline Forecast | Commercial | Miscellaneous | New | Food Preparation | Natural Gas | Steamer | Vintage |  | Baseline Forecast | 0 | 0 | 0 | 0 | 0 | 0 | 0 | 0 | 0 | 0 | 0 | 0 | 0 | 0 | 0 | 0 | 0 | 0 | 0 | 0 | 0 | 0 | 0 | 0 | 0 | 0 | 0 | 0 | 0 | 0 | 0 | 0 | 0
Commercial_Miscellaneous_New_Food Preparation_Natural Gas_Food Prep Other_E1_Baseline Forecast | Commercial | Miscellaneous | New | Food Preparation | Natural Gas | Food Prep Other | E1 |  | Baseline Forecast | 0 | 0 | 0 | 0 | 0 | 0 | 0 | 0 | 0 | 0 | 0 | 0 | 0 | 0 | 0 | 0 | 0 | 0 | 0 | 0 | 0 | 0 | 0 | 0 | 0 | 0 | 0 | 0 | 0 | 0 | 0 | 0 | 0
Commercial_Miscellaneous_New_Food Preparation_Natural Gas_Food Prep Other_E2_Baseline Forecast | Commercial | Miscellaneous | New | Food Preparation | Natural Gas | Food Prep Other | E2 |  | Baseline Forecast | 0 | 0 | 0 | 0 | 0 | 0 | 0 | 0 | 0 | 0 | 0 | 0 | 0 | 0 | 0 | 0 | 0 | 0 | 0 | 0 | 0 | 0 | 0 | 0 | 0 | 0 | 0 | 0 | 0 | 0 | 0 | 0 | 0
Commercial_Miscellaneous_New_Food Preparation_Natural Gas_Food Prep Other_E3_Baseline Forecast | Commercial | Miscellaneous | New | Food Preparation | Natural Gas | Food Prep Other | E3 |  | Baseline Forecast | 0 | 0 | 0 | 0 | 0 | 0 | 0 | 0 | 0 | 0 | 0 | 0 | 0 | 0 | 0 | 0 | 0 | 0 | 0 | 0 | 0 | 0 | 0 | 0 | 0 | 0 | 0 | 0 | 0 | 0 | 0 | 0 | 0
Commercial_Miscellaneous_New_Food Preparation_Natural Gas_Food Prep Other_E4_Baseline Forecast | Commercial | Miscellaneous | New | Food Preparation | Natural Gas | Food Prep Other | E4 |  | Baseline Forecast | 0 | 0 | 0 | 0 | 0 | 0 | 0 | 0 | 0 | 0 | 0 | 0 | 0 | 0 | 0 | 0 | 0 | 0 | 0 | 0 | 0 | 0 | 0 | 0 | 0 | 0 | 0 | 0 | 0 | 0 | 0 | 0 | 0
Commercial_Miscellaneous_New_Food Preparation_Natural Gas_Food Prep Other_E5_Baseline Forecast | Commercial | Miscellaneous | New | Food Preparation | Natural Gas | Food Prep Other | E5 |  | Baseline Forecast | 0 | 0 | 0 | 0 | 0 | 0 | 0 | 0 | 0 | 0 | 0 | 0 | 0 | 0 | 0 | 0 | 0 | 0 | 0 | 0 | 0 | 0 | 0 | 0 | 0 | 0 | 0 | 0 | 0 | 0 | 0 | 0 | 0
Commercial_Miscellaneous_New_Food Preparation_Natural Gas_Food Prep Other_E6_Baseline Forecast | Commercial | Miscellaneous | New | Food Preparation | Natural Gas | Food Prep Other | E6 |  | Baseline Forecast | 0 | 0 | 0 | 0 | 0 | 0 | 0 | 0 | 0 | 0 | 0 | 0 | 0 | 0 | 0 | 0 | 0 | 0 | 0 | 0 | 0 | 0 | 0 | 0 | 0 | 0 | 0 | 0 | 0 | 0 | 0 | 0 | 0
Commercial_Miscellaneous_New_Food Preparation_Natural Gas_Food Prep Other_E7_Baseline Forecast | Commercial | Miscellaneous | New | Food Preparation | Natural Gas | Food Prep Other | E7 |  | Baseline Forecast | 0 | 0 | 0 | 0 | 0 | 0 | 0 | 0 | 0 | 0 | 0 | 0 | 0 | 0 | 0 | 0 | 0 | 0 | 0 | 0 | 0 | 0 | 0 | 0 | 0 | 0 | 0 | 0 | 0 | 0 | 0 | 0 | 0
Commercial_Miscellaneous_New_Food Preparation_Natural Gas_Food Prep Other_E8_Baseline Forecast | Commercial | Miscellaneous | New | Food Preparation | Natural Gas | Food Prep Other | E8 |  | Baseline Forecast | 0 | 0 | 0 | 0 | 0 | 0 | 0 | 0 | 0 | 0 | 0 | 0 | 0 | 0 | 0 | 0 | 0 | 0 | 0 | 0 | 0 | 0 | 0 | 0 | 0 | 0 | 0 | 0 | 0 | 0 | 0 | 0 | 0
Commercial_Miscellaneous_New_Food Preparation_Natural Gas_Food Prep Other_E9_Baseline Forecast | Commercial | Miscellaneous | New | Food Preparation | Natural Gas | Food Prep Other | E9 |  | Baseline Forecast | 0 | 0 | 0 | 0 | 0 | 0 | 0 | 0 | 0 | 0 | 0 | 0 | 0 | 0 | 0 | 0 | 0 | 0 | 0 | 0 | 0 | 0 | 0 | 0 | 0 | 0 | 0 | 0 | 0 | 0 | 0 | 0 | 0
Commercial_Miscellaneous_New_Food Preparation_Natural Gas_Food Prep Other_E10_Baseline Forecast | Commercial | Miscellaneous | New | Food Preparation | Natural Gas | Food Prep Other | E10 |  | Baseline Forecast | 0 | 0 | 0 | 0 | 0 | 0 | 0 | 0 | 0 | 0 | 0 | 0 | 0 | 0 | 0 | 0 | 0 | 0 | 0 | 0 | 0 | 0 | 0 | 0 | 0 | 0 | 0 | 0 | 0 | 0 | 0 | 0 | 0
Commercial_Miscellaneous_New_Food Preparation_Natural Gas_Food Prep Other_Vintage_Baseline Forecast | Commercial | Miscellaneous | New | Food Preparation | Natural Gas | Food Prep Other | Vintage |  | Baseline Forecast | 0 | 0 | 0 | 0 | 0 | 0 | 0 | 0 | 0 | 0 | 0 | 0 | 0 | 0 | 0 | 0 | 0 | 0 | 0 | 0 | 0 | 0 | 0 | 0 | 0 | 0 | 0 | 0 | 0 | 0 | 0 | 0 | 0
Commercial_Miscellaneous_New_Miscellaneous_Natural Gas_Pool Heater_E1_Baseline Forecast | Commercial | Miscellaneous | New | Miscellaneous | Natural Gas | Pool Heater | E1 |  | Baseline Forecast | 0 | 170.401 | 992.3085 | 1517.565 | 2194.9889 | 3114.3274 | 3973.6102 | 4735.2021 | 5420.1609 | 6081.5166 | 6734.2453 | 7380.4893 | 8025.8479 | 8673.0531 | 9324.2392 | 9976.625 | 10629.1891 | 11280.9078 | 11931.7678 | 12581.7554 | 13231.882 | 13882.1485 | 14531.6392 | 15180.3436 | 15828.2509 | 16476.2671 | 17124.3928 | 17772.6286 | 18420.9751 | 19069.4331 | 19718.0032 | 20366.6859 | 20658.8607
Commercial_Miscellaneous_New_Miscellaneous_Natural Gas_Pool Heater_E2_Baseline Forecast | Commercial | Miscellaneous | New | Miscellaneous | Natural Gas | Pool Heater | E2 |  | Baseline Forecast | 0 | 18.9334 | 110.2565 | 168.6183 | 243.8877 | 346.0364 | 441.5122 | 526.1336 | 602.2401 | 675.7241 | 748.2495 | 820.0544 | 891.7609 | 963.6726 | 1036.0266 | 1108.5139 | 1181.021 | 1253.4342 | 1325.752 | 1397.9728 | 1470.2091 | 1542.4609 | 1614.6266 | 1686.7048 | 1758.6945 | 1830.6963 | 1902.7103 | 1974.7365 | 2046.775 | 2118.8259 | 2190.8892 | 2262.9651 | 2295.429
Commercial_Miscellaneous_New_Miscellaneous_Natural Gas_Pool Heater_E3_Baseline Forecast | Commercial | Miscellaneous | New | Miscellaneous | Natural Gas | Pool Heater | E3 |  | Baseline Forecast | 0 | 0 | 0 | 0 | 0 | 0 | 0 | 0 | 0 | 0 | 0 | 0 | 0 | 0 | 0 | 0 | 0 | 0 | 0 | 0 | 0 | 0 | 0 | 0 | 0 | 0 | 0 | 0 | 0 | 0 | 0 | 0 | 0
Commercial_Miscellaneous_New_Miscellaneous_Natural Gas_Pool Heater_E4_Baseline Forecast | Commercial | Miscellaneous | New | Miscellaneous | Natural Gas | Pool Heater | E4 |  | Baseline Forecast | 0 | 0 | 0 | 0 | 0 | 0 | 0 | 0 | 0 | 0 | 0 | 0 | 0 | 0 | 0 | 0 | 0 | 0 | 0 | 0 | 0 | 0 | 0 | 0 | 0 | 0 | 0 | 0 | 0 | 0 | 0 | 0 | 0
Commercial_Miscellaneous_New_Miscellaneous_Natural Gas_Pool Heater_E5_Baseline Forecast | Commercial | Miscellaneous | New | Miscellaneous | Natural Gas | Pool Heater | E5 |  | Baseline Forecast | 0 | 0 | 0 | 0 | 0 | 0 | 0 | 0 | 0 | 0 | 0 | 0 | 0 | 0 | 0 | 0 | 0 | 0 | 0 | 0 | 0 | 0 | 0 | 0 | 0 | 0 | 0 | 0 | 0 | 0 | 0 | 0 | 0
Commercial_Miscellaneous_New_Miscellaneous_Natural Gas_Pool Heater_E6_Baseline Forecast | Commercial | Miscellaneous | New | Miscellaneous | Natural Gas | Pool Heater | E6 |  | Baseline Forecast | 0 | 0 | 0 | 0 | 0 | 0 | 0 | 0 | 0 | 0 | 0 | 0 | 0 | 0 | 0 | 0 | 0 | 0 | 0 | 0 | 0 | 0 | 0 | 0 | 0 | 0 | 0 | 0 | 0 | 0 | 0 | 0 | 0
Commercial_Miscellaneous_New_Miscellaneous_Natural Gas_Pool Heater_E7_Baseline Forecast | Commercial | Miscellaneous | New | Miscellaneous | Natural Gas | Pool Heater | E7 |  | Baseline Forecast | 0 | 0 | 0 | 0 | 0 | 0 | 0 | 0 | 0 | 0 | 0 | 0 | 0 | 0 | 0 | 0 | 0 | 0 | 0 | 0 | 0 | 0 | 0 | 0 | 0 | 0 | 0 | 0 | 0 | 0 | 0 | 0 | 0
Commercial_Miscellaneous_New_Miscellaneous_Natural Gas_Pool Heater_E8_Baseline Forecast | Commercial | Miscellaneous | New | Miscellaneous | Natural Gas | Pool Heater | E8 |  | Baseline Forecast | 0 | 0 | 0 | 0 | 0 | 0 | 0 | 0 | 0 | 0 | 0 | 0 | 0 | 0 | 0 | 0 | 0 | 0 | 0 | 0 | 0 | 0 | 0 | 0 | 0 | 0 | 0 | 0 | 0 | 0 | 0 | 0 | 0
Commercial_Miscellaneous_New_Miscellaneous_Natural Gas_Pool Heater_E9_Baseline Forecast | Commercial | Miscellaneous | New | Miscellaneous | Natural Gas | Pool Heater | E9 |  | Baseline Forecast | 0 | 0 | 0 | 0 | 0 | 0 | 0 | 0 | 0 | 0 | 0 | 0 | 0 | 0 | 0 | 0 | 0 | 0 | 0 | 0 | 0 | 0 | 0 | 0 | 0 | 0 | 0 | 0 | 0 | 0 | 0 | 0 | 0
Commercial_Miscellaneous_New_Miscellaneous_Natural Gas_Pool Heater_E10_Baseline Forecast | Commercial | Miscellaneous | New | Miscellaneous | Natural Gas | Pool Heater | E10 |  | Baseline Forecast | 0 | 0 | 0 | 0 | 0 | 0 | 0 | 0 | 0 | 0 | 0 | 0 | 0 | 0 | 0 | 0 | 0 | 0 | 0 | 0 | 0 | 0 | 0 | 0 | 0 | 0 | 0 | 0 | 0 | 0 | 0 | 0 | 0
Commercial_Miscellaneous_New_Miscellaneous_Natural Gas_Pool Heater_Vintage_Baseline Forecast | Commercial | Miscellaneous | New | Miscellaneous | Natural Gas | Pool Heater | Vintage |  | Baseline Forecast | 0 | 0 | 0 | 0 | 0 | 0 | 0 | 0 | 0 | 0 | 0 | 0 | 0 | 0 | 0 | 0 | 0 | 0 | 0 | 0 | 0 | 0 | 0 | 0 | 0 | 0 | 0 | 0 | 0 | 0 | 0 | 0 | 0
Commercial_Miscellaneous_New_Miscellaneous_Natural Gas_Miscellaneous_E1_Baseline Forecast | Commercial | Miscellaneous | New | Miscellaneous | Natural Gas | Miscellaneous | E1 |  | Baseline Forecast | 0 | 15584.5502 | 90754.6236 | 138793.5653 | 200749.4493 | 284830.3772 | 363418.721 | 433072.4448 | 495717.4518 | 556203.7693 | 615901.08 | 675005.3104 | 734028.561 | 793220.6965 | 852776.9232 | 912442.8701 | 972125.1236 | 1031730.0608 | 1091256.4552 | 1150703.0667 | 1210162.3902 | 1269634.5111 | 1329035.6794 | 1388364.9284 | 1447621.2822 | 1506887.5913 | 1566163.9139 | 1625450.3085 | 1684746.8341 | 1744053.5498 | 1803370.5153 | 1862697.7904 | 1889419.5283
Commercial_Miscellaneous_New_Miscellaneous_Natural Gas_Miscellaneous_E2_Baseline Forecast | Commercial | Miscellaneous | New | Miscellaneous | Natural Gas | Miscellaneous | E2 |  | Baseline Forecast | 0 | 0 | 0 | 0 | 0 | 0 | 0 | 0 | 0 | 0 | 0 | 0 | 0 | 0 | 0 | 0 | 0 | 0 | 0 | 0 | 0 | 0 | 0 | 0 | 0 | 0 | 0 | 0 | 0 | 0 | 0 | 0 | 0
Commercial_Miscellaneous_New_Miscellaneous_Natural Gas_Miscellaneous_E3_Baseline Forecast | Commercial | Miscellaneous | New | Miscellaneous | Natural Gas | Miscellaneous | E3 |  | Baseline Forecast | 0 | 0 | 0 | 0 | 0 | 0 | 0 | 0 | 0 | 0 | 0 | 0 | 0 | 0 | 0 | 0 | 0 | 0 | 0 | 0 | 0 | 0 | 0 | 0 | 0 | 0 | 0 | 0 | 0 | 0 | 0 | 0 | 0
Commercial_Miscellaneous_New_Miscellaneous_Natural Gas_Miscellaneous_E4_Baseline Forecast | Commercial | Miscellaneous | New | Miscellaneous | Natural Gas | Miscellaneous | E4 |  | Baseline Forecast | 0 | 0 | 0 | 0 | 0 | 0 | 0 | 0 | 0 | 0 | 0 | 0 | 0 | 0 | 0 | 0 | 0 | 0 | 0 | 0 | 0 | 0 | 0 | 0 | 0 | 0 | 0 | 0 | 0 | 0 | 0 | 0 | 0
Commercial_Miscellaneous_New_Miscellaneous_Natural Gas_Miscellaneous_E5_Baseline Forecast | Commercial | Miscellaneous | New | Miscellaneous | Natural Gas | Miscellaneous | E5 |  | Baseline Forecast | 0 | 0 | 0 | 0 | 0 | 0 | 0 | 0 | 0 | 0 | 0 | 0 | 0 | 0 | 0 | 0 | 0 | 0 | 0 | 0 | 0 | 0 | 0 | 0 | 0 | 0 | 0 | 0 | 0 | 0 | 0 | 0 | 0
Commercial_Miscellaneous_New_Miscellaneous_Natural Gas_Miscellaneous_E6_Baseline Forecast | Commercial | Miscellaneous | New | Miscellaneous | Natural Gas | Miscellaneous | E6 |  | Baseline Forecast | 0 | 0 | 0 | 0 | 0 | 0 | 0 | 0 | 0 | 0 | 0 | 0 | 0 | 0 | 0 | 0 | 0 | 0 | 0 | 0 | 0 | 0 | 0 | 0 | 0 | 0 | 0 | 0 | 0 | 0 | 0 | 0 | 0
Commercial_Miscellaneous_New_Miscellaneous_Natural Gas_Miscellaneous_E7_Baseline Forecast | Commercial | Miscellaneous | New | Miscellaneous | Natural Gas | Miscellaneous | E7 |  | Baseline Forecast | 0 | 0 | 0 | 0 | 0 | 0 | 0 | 0 | 0 | 0 | 0 | 0 | 0 | 0 | 0 | 0 | 0 | 0 | 0 | 0 | 0 | 0 | 0 | 0 | 0 | 0 | 0 | 0 | 0 | 0 | 0 | 0 | 0
Commercial_Miscellaneous_New_Miscellaneous_Natural Gas_Miscellaneous_E8_Baseline Forecast | Commercial | Miscellaneous | New | Miscellaneous | Natural Gas | Miscellaneous | E8 |  | Baseline Forecast | 0 | 0 | 0 | 0 | 0 | 0 | 0 | 0 | 0 | 0 | 0 | 0 | 0 | 0 | 0 | 0 | 0 | 0 | 0 | 0 | 0 | 0 | 0 | 0 | 0 | 0 | 0 | 0 | 0 | 0 | 0 | 0 | 0
Commercial_Miscellaneous_New_Miscellaneous_Natural Gas_Miscellaneous_E9_Baseline Forecast | Commercial | Miscellaneous | New | Miscellaneous | Natural Gas | Miscellaneous | E9 |  | Baseline Forecast | 0 | 0 | 0 | 0 | 0 | 0 | 0 | 0 | 0 | 0 | 0 | 0 | 0 | 0 | 0 | 0 | 0 | 0 | 0 | 0 | 0 | 0 | 0 | 0 | 0 | 0 | 0 | 0 | 0 | 0 | 0 | 0 | 0
Commercial_Miscellaneous_New_Miscellaneous_Natural Gas_Miscellaneous_E10_Baseline Forecast | Commercial | Miscellaneous | New | Miscellaneous | Natural Gas | Miscellaneous | E10 |  | Baseline Forecast | 0 | 0 | 0 | 0 | 0 | 0 | 0 | 0 | 0 | 0 | 0 | 0 | 0 | 0 | 0 | 0 | 0 | 0 | 0 | 0 | 0 | 0 | 0 | 0 | 0 | 0 | 0 | 0 | 0 | 0 | 0 | 0 | 0
Commercial_Miscellaneous_New_Miscellaneous_Natural Gas_Miscellaneous_Vintage_Baseline Forecast | Commercial | Miscellaneous | New | Miscellaneous | Natural Gas | Miscellaneous | Vintage |  | Baseline Forecast | 0 | 0 | 0 | 0 | 0 | 0 | 0 | 0 | 0 | 0 | 0 | 0 | 0 | 0 | 0 | 0 | 0 | 0 | 0 | 0 | 0 | 0 | 0 | 0 | 0 | 0 | 0 | 0 | 0 | 0 | 0 | 0 | 0
Commercial_Office_Existing_Space Heating_Natural Gas_Furnace_E1_Codes & Standards Forecast | Commercial | Office | Existing | Space Heating | Natural Gas | Furnace | E1 |  | Codes & Standards Forecast | 0 | 74602.4811 | 155102.8161 | 240630.1364 | 330628.0488 | 424319.1959 | 521596.1147 | 622330.7396 | 726233.9102 | 832780.9478 | 941585.0317 | 1052343.3287 | 1164738.3599 | 1278484.3981 | 1393312.7872 | 1509026.4397 | 1625433.423 | 1742362.3599 | 1859645.5174 | 1965888.1892 | 2061973.9856 | 2148728.3742 | 2226927.3698 | 2297270.2001 | 2360399.2924 | 2416885.6093 | 2467269.6353 | 2512047.9926 | 2551676.9908 | 2586575.8901 | 2617129.9 | 2643692.9375 | 2666682.0279 | 0 | 0 | 0 | 0 | 0 | 0 | 0 | 0 | 0 | 0 | 0 | 0 | 0 | 0 | 0 | 0 | 0 | 0
Commercial_Office_Existing_Space Heating_Natural Gas_Furnace_E2_Codes & Standards Forecast | Commercial | Office | Existing | Space Heating | Natural Gas | Furnace | E2 |  | Codes & Standards Forecast | 0 | 0 | 0 | 0 | 0 | 0 | 0 | 0 | 0 | 0 | 0 | 0 | 0 | 0 | 0 | 0 | 0 | 0 | 0 | 0 | 0 | 0 | 0 | 0 | 0 | 0 | 0 | 0 | 0 | 0 | 0 | 0 | 0 | 0 | 0 | 0 | 0 | 0 | 0 | 0 | 0 | 0 | 0 | 0 | 0 | 0 | 0 | 0 | 0 | 0 | 0
Commercial_Office_Existing_Space Heating_Natural Gas_Furnace_E3_Codes & Standards Forecast | Commercial | Office | Existing | Space Heating | Natural Gas | Furnace | E3 |  | Codes & Standards Forecast | 0 | 0 | 0 | 0 | 0 | 0 | 0 | 0 | 0 | 0 | 0 | 0 | 0 | 0 | 0 | 0 | 0 | 0 | 0 | 0 | 0 | 0 | 0 | 0 | 0 | 0 | 0 | 0 | 0 | 0 | 0 | 0 | 0 | 0 | 0 | 0 | 0 | 0 | 0 | 0 | 0 | 0 | 0 | 0 | 0 | 0 | 0 | 0 | 0 | 0 | 0
Commercial_Office_Existing_Space Heating_Natural Gas_Furnace_E4_Codes & Standards Forecast | Commercial | Office | Existing | Space Heating | Natural Gas | Furnace | E4 |  | Codes & Standards Forecast | 0 | 0 | 0 | 0 | 0 | 0 | 0 | 0 | 0 | 0 | 0 | 0 | 0 | 0 | 0 | 0 | 0 | 0 | 0 | 0 | 0 | 0 | 0 | 0 | 0 | 0 | 0 | 0 | 0 | 0 | 0 | 0 | 0 | 0 | 0 | 0 | 0 | 0 | 0 | 0 | 0 | 0 | 0 | 0 | 0 | 0 | 0 | 0 | 0 | 0 | 0
Commercial_Office_Existing_Space Heating_Natural Gas_Furnace_E5_Codes & Standards Forecast | Commercial | Office | Existing | Space Heating | Natural Gas | Furnace | E5 |  | Codes & Standards Forecast | 0 | 0 | 0 | 0 | 0 | 0 | 0 | 0 | 0 | 0 | 0 | 0 | 0 | 0 | 0 | 0 | 0 | 0 | 0 | 0 | 0 | 0 | 0 | 0 | 0 | 0 | 0 | 0 | 0 | 0 | 0 | 0 | 0 | 0 | 0 | 0 | 0 | 0 | 0 | 0 | 0 | 0 | 0 | 0 | 0 | 0 | 0 | 0 | 0 | 0 | 0
Commercial_Office_Existing_Space Heating_Natural Gas_Furnace_E6_Codes & Standards Forecast | Commercial | Office | Existing | Space Heating | Natural Gas | Furnace | E6 |  | Codes & Standards Forecast | 0 | 0 | 0 | 0 | 0 | 0 | 0 | 0 | 0 | 0 | 0 | 0 | 0 | 0 | 0 | 0 | 0 | 0 | 0 | 0 | 0 | 0 | 0 | 0 | 0 | 0 | 0 | 0 | 0 | 0 | 0 | 0 | 0 | 0 | 0 | 0 | 0 | 0 | 0 | 0 | 0 | 0 | 0 | 0 | 0 | 0 | 0 | 0 | 0 | 0 | 0
Commercial_Office_Existing_Space Heating_Natural Gas_Furnace_E7_Codes & Standards Forecast | Commercial | Office | Existing | Space Heating | Natural Gas | Furnace | E7 |  | Codes & Standards Forecast | 0 | 0 | 0 | 0 | 0 | 0 | 0 | 0 | 0 | 0 | 0 | 0 | 0 | 0 | 0 | 0 | 0 | 0 | 0 | 0 | 0 | 0 | 0 | 0 | 0 | 0 | 0 | 0 | 0 | 0 | 0 | 0 | 0 | 0 | 0 | 0 | 0 | 0 | 0 | 0 | 0 | 0 | 0 | 0 | 0 | 0 | 0 | 0 | 0 | 0 | 0
Commercial_Office_Existing_Space Heating_Natural Gas_Furnace_E8_Codes & Standards Forecast | Commercial | Office | Existing | Space Heating | Natural Gas | Furnace | E8 |  | Codes & Standards Forecast | 0 | 0 | 0 | 0 | 0 | 0 | 0 | 0 | 0 | 0 | 0 | 0 | 0 | 0 | 0 | 0 | 0 | 0 | 0 | 0 | 0 | 0 | 0 | 0 | 0 | 0 | 0 | 0 | 0 | 0 | 0 | 0 | 0 | 0 | 0 | 0 | 0 | 0 | 0 | 0 | 0 | 0 | 0 | 0 | 0 | 0 | 0 | 0 | 0 | 0 | 0
Commercial_Office_Existing_Space Heating_Natural Gas_Furnace_E9_Codes & Standards Forecast | Commercial | Office | Existing | Space Heating | Natural Gas | Furnace | E9 |  | Codes & Standards Forecast | 0 | 0 | 0 | 0 | 0 | 0 | 0 | 0 | 0 | 0 | 0 | 0 | 0 | 0 | 0 | 0 | 0 | 0 | 0 | 0 | 0 | 0 | 0 | 0 | 0 | 0 | 0 | 0 | 0 | 0 | 0 | 0 | 0 | 0 | 0 | 0 | 0 | 0 | 0 | 0 | 0 | 0 | 0 | 0 | 0 | 0 | 0 | 0 | 0 | 0 | 0
Commercial_Office_Existing_Space Heating_Natural Gas_Furnace_E10_Codes & Standards Forecast | Commercial | Office | Existing | Space Heating | Natural Gas | Furnace | E10 |  | Codes & Standards Forecast | 0 | 0 | 0 | 0 | 0 | 0 | 0 | 0 | 0 | 0 | 0 | 0 | 0 | 0 | 0 | 0 | 0 | 0 | 0 | 0 | 0 | 0 | 0 | 0 | 0 | 0 | 0 | 0 | 0 | 0 | 0 | 0 | 0 | 0 | 0 | 0 | 0 | 0 | 0 | 0 | 0 | 0 | 0 | 0 | 0 | 0 | 0 | 0 | 0 | 0 | 0
Commercial_Office_Existing_Space Heating_Natural Gas_Furnace_Vintage_Codes & Standards Forecast | Commercial | Office | Existing | Space Heating | Natural Gas | Furnace | Vintage |  | Codes & Standards Forecast | 3736701.8014 | 3643087.825 | 3543575.9947 | 3435089.762 | 3321536.2239 | 3202019.2594 | 3080615.1639 | 2958516.4898 | 2835416.791 | 2710340.8232 | 2583251.818 | 2454392.0162 | 2323920.5239 | 2192045.7953 | 2058976.1166 | 1924987.2423 | 1790299.9943 | 1655114.7036 | 1519599.4825 | 1395149.4207 | 1280852.303 | 1175882.6355 | 1079490.3038 | 990976.3792 | 909698.7362 | 835060.7899 | 766522.0377 | 703585.8392 | 645795.8667 | 592732.8419 | 544011.5365 | 499278.0151 | 458222.8862 | 0 | 0 | 0 | 0 | 0 | 0 | 0 | 0 | 0 | 0 | 0 | 0 | 0 | 0 | 0 | 0 | 0 | 0
Commercial_Office_Existing_Space Heating_Natural Gas_Boiler_E1_Codes & Standards Forecast | Commercial | Office | Existing | Space Heating | Natural Gas | Boiler | E1 |  | Codes & Standards Forecast | 0 | 72987.3229 | 153149.698 | 239391.4487 | 330955.3497 | 426889.9004 | 526940.0734 | 630857.0254 | 738249.2063 | 848500.4684 | 961146.4889 | 1075819.6534 | 1192147.2056 | 1309797.3034 | 1428462.9561 | 1547916.96 | 1667943.0042 | 1788350.6414 | 1908957.2287 | 2029597.8949 | 2150105.2106 | 2270341.2243 | 2377217.1842 | 2472011.2072 | 2555879.6481 | 2629847.7149 | 2694859.6982 | 2751769.9953 | 2801351.6504 | 2844304.0836 | 2881260.0882 | 2912792.1635 | 2939519.513 | 0 | 0 | 0 | 0 | 0 | 0 | 0 | 0 | 0 | 0 | 0 | 0 | 0 | 0 | 0 | 0 | 0 | 0
Commercial_Office_Existing_Space Heating_Natural Gas_Boiler_E2_Codes & Standards Forecast | Commercial | Office | Existing | Space Heating | Natural Gas | Boiler | E2 |  | Codes & Standards Forecast | 0 | 0 | 0 | 0 | 0 | 0 | 0 | 0 | 0 | 0 | 0 | 0 | 0 | 0 | 0 | 0 | 0 | 0 | 0 | 0 | 0 | 0 | 0 | 0 | 0 | 0 | 0 | 0 | 0 | 0 | 0 | 0 | 0 | 0 | 0 | 0 | 0 | 0 | 0 | 0 | 0 | 0 | 0 | 0 | 0 | 0 | 0 | 0 | 0 | 0 | 0
Commercial_Office_Existing_Space Heating_Natural Gas_Boiler_E3_Codes & Standards Forecast | Commercial | Office | Existing | Space Heating | Natural Gas | Boiler | E3 |  | Codes & Standards Forecast | 0 | 0 | 0 | 0 | 0 | 0 | 0 | 0 | 0 | 0 | 0 | 0 | 0 | 0 | 0 | 0 | 0 | 0 | 0 | 0 | 0 | 0 | 0 | 0 | 0 | 0 | 0 | 0 | 0 | 0 | 0 | 0 | 0 | 0 | 0 | 0 | 0 | 0 | 0 | 0 | 0 | 0 | 0 | 0 | 0 | 0 | 0 | 0 | 0 | 0 | 0
Commercial_Office_Existing_Space Heating_Natural Gas_Boiler_E4_Codes & Standards Forecast | Commercial | Office | Existing | Space Heating | Natural Gas | Boiler | E4 |  | Codes & Standards Forecast | 0 | 0 | 0 | 0 | 0 | 0 | 0 | 0 | 0 | 0 | 0 | 0 | 0 | 0 | 0 | 0 | 0 | 0 | 0 | 0 | 0 | 0 | 0 | 0 | 0 | 0 | 0 | 0 | 0 | 0 | 0 | 0 | 0 | 0 | 0 | 0 | 0 | 0 | 0 | 0 | 0 | 0 | 0 | 0 | 0 | 0 | 0 | 0 | 0 | 0 | 0
Commercial_Office_Existing_Space Heating_Natural Gas_Boiler_E5_Codes & Standards Forecast | Commercial | Office | Existing | Space Heating | Natural Gas | Boiler | E5 |  | Codes & Standards Forecast | 0 | 0 | 0 | 0 | 0 | 0 | 0 | 0 | 0 | 0 | 0 | 0 | 0 | 0 | 0 | 0 | 0 | 0 | 0 | 0 | 0 | 0 | 0 | 0 | 0 | 0 | 0 | 0 | 0 | 0 | 0 | 0 | 0 | 0 | 0 | 0 | 0 | 0 | 0 | 0 | 0 | 0 | 0 | 0 | 0 | 0 | 0 | 0 | 0 | 0 | 0
Commercial_Office_Existing_Space Heating_Natural Gas_Boiler_E6_Codes & Standards Forecast | Commercial | Office | Existing | Space Heating | Natural Gas | Boiler | E6 |  | Codes & Standards Forecast | 0 | 0 | 0 | 0 | 0 | 0 | 0 | 0 | 0 | 0 | 0 | 0 | 0 | 0 | 0 | 0 | 0 | 0 | 0 | 0 | 0 | 0 | 0 | 0 | 0 | 0 | 0 | 0 | 0 | 0 | 0 | 0 | 0 | 0 | 0 | 0 | 0 | 0 | 0 | 0 | 0 | 0 | 0 | 0 | 0 | 0 | 0 | 0 | 0 | 0 | 0
Commercial_Office_Existing_Space Heating_Natural Gas_Boiler_E7_Codes & Standards Forecast | Commercial | Office | Existing | Space Heating | Natural Gas | Boiler | E7 |  | Codes & Standards Forecast | 0 | 0 | 0 | 0 | 0 | 0 | 0 | 0 | 0 | 0 | 0 | 0 | 0 | 0 | 0 | 0 | 0 | 0 | 0 | 0 | 0 | 0 | 0 | 0 | 0 | 0 | 0 | 0 | 0 | 0 | 0 | 0 | 0 | 0 | 0 | 0 | 0 | 0 | 0 | 0 | 0 | 0 | 0 | 0 | 0 | 0 | 0 | 0 | 0 | 0 | 0
Commercial_Office_Existing_Space Heating_Natural Gas_Boiler_E8_Codes & Standards Forecast | Commercial | Office | Existing | Space Heating | Natural Gas | Boiler | E8 |  | Codes & Standards Forecast | 0 | 0 | 0 | 0 | 0 | 0 | 0 | 0 | 0 | 0 | 0 | 0 | 0 | 0 | 0 | 0 | 0 | 0 | 0 | 0 | 0 | 0 | 0 | 0 | 0 | 0 | 0 | 0 | 0 | 0 | 0 | 0 | 0 | 0 | 0 | 0 | 0 | 0 | 0 | 0 | 0 | 0 | 0 | 0 | 0 | 0 | 0 | 0 | 0 | 0 | 0
Commercial_Office_Existing_Space Heating_Natural Gas_Boiler_E9_Codes & Standards Forecast | Commercial | Office | Existing | Space Heating | Natural Gas | Boiler | E9 |  | Codes & Standards Forecast | 0 | 0 | 0 | 0 | 0 | 0 | 0 | 0 | 0 | 0 | 0 | 0 | 0 | 0 | 0 | 0 | 0 | 0 | 0 | 0 | 0 | 0 | 0 | 0 | 0 | 0 | 0 | 0 | 0 | 0 | 0 | 0 | 0 | 0 | 0 | 0 | 0 | 0 | 0 | 0 | 0 | 0 | 0 | 0 | 0 | 0 | 0 | 0 | 0 | 0 | 0
Commercial_Office_Existing_Space Heating_Natural Gas_Boiler_E10_Codes & Standards Forecast | Commercial | Office | Existing | Space Heating | Natural Gas | Boiler | E10 |  | Codes & Standards Forecast | 0 | 0 | 0 | 0 | 0 | 0 | 0 | 0 | 0 | 0 | 0 | 0 | 0 | 0 | 0 | 0 | 0 | 0 | 0 | 0 | 0 | 0 | 0 | 0 | 0 | 0 | 0 | 0 | 0 | 0 | 0 | 0 | 0 | 0 | 0 | 0 | 0 | 0 | 0 | 0 | 0 | 0 | 0 | 0 | 0 | 0 | 0 | 0 | 0 | 0 | 0
Commercial_Office_Existing_Space Heating_Natural Gas_Boiler_Vintage_Codes & Standards Forecast | Commercial | Office | Existing | Space Heating | Natural Gas | Boiler | Vintage |  | Codes & Standards Forecast | 4034831.0713 | 3941315.4386 | 3840624.7538 | 3729592.3354 | 3612593.445 | 3488772.5881 | 3362670.2741 | 3235684.7621 | 3107564.4759 | 2977305.9703 | 2844916.183 | 2710697.3019 | 2574851.0752 | 2437625.9062 | 2299263.5996 | 2160076.3025 | 2020311.5196 | 1880190.9624 | 1739897.6833 | 1599596.9675 | 1459425.3573 | 1319520.7756 | 1192999.9412 | 1078585.0601 | 975120.1034 | 881552.1962 | 796937.0289 | 720420.1842 | 651228.5985 | 588662.8318 | 532090.071 | 480937.7967 | 434703.0266 | 0 | 0 | 0 | 0 | 0 | 0 | 0 | 0 | 0 | 0 | 0 | 0 | 0 | 0 | 0 | 0 | 0 | 0
Commercial_Office_Existing_Space Heating_Natural Gas_Unit Heater_E1_Codes & Standards Forecast | Commercial | Office | Existing | Space Heating | Natural Gas | Unit Heater | E1 |  | Codes & Standards Forecast | 0 | 5480.9774 | 12541.7823 | 20809.3462 | 30001.7242 | 39870.5497 | 50271.7675 | 61095.8126 | 72243.8072 | 83612.4343 | 95126.3481 | 106730.0714 | 115803.824 | 122861.1837 | 128310.5176 | 132481.5528 | 135635.8723 | 137982.0715 | 139685.341 | 140877.1662 | 141660.9745 | 142120.0158 | 142321.6695 | 142318.7097 | 142153.1397 | 141857.259 | 141457.6514 | 140975.4739 | 140427.5642 | 139827.3217 | 139185.4097 | 138510.3134 | 137813.5326 | 0 | 0 | 0 | 0 | 0 | 0 | 0 | 0 | 0 | 0 | 0 | 0 | 0 | 0 | 0 | 0 | 0 | 0
Commercial_Office_Existing_Space Heating_Natural Gas_Unit Heater_E2_Codes & Standards Forecast | Commercial | Office | Existing | Space Heating | Natural Gas | Unit Heater | E2 |  | Codes & Standards Forecast | 0 | 0 | 0 | 0 | 0 | 0 | 0 | 0 | 0 | 0 | 0 | 0 | 0 | 0 | 0 | 0 | 0 | 0 | 0 | 0 | 0 | 0 | 0 | 0 | 0 | 0 | 0 | 0 | 0 | 0 | 0 | 0 | 0 | 0 | 0 | 0 | 0 | 0 | 0 | 0 | 0 | 0 | 0 | 0 | 0 | 0 | 0 | 0 | 0 | 0 | 0
Commercial_Office_Existing_Space Heating_Natural Gas_Unit Heater_E3_Codes & Standards Forecast | Commercial | Office | Existing | Space Heating | Natural Gas | Unit Heater | E3 |  | Codes & Standards Forecast | 0 | 0 | 0 | 0 | 0 | 0 | 0 | 0 | 0 | 0 | 0 | 0 | 0 | 0 | 0 | 0 | 0 | 0 | 0 | 0 | 0 | 0 | 0 | 0 | 0 | 0 | 0 | 0 | 0 | 0 | 0 | 0 | 0 | 0 | 0 | 0 | 0 | 0 | 0 | 0 | 0 | 0 | 0 | 0 | 0 | 0 | 0 | 0 | 0 | 0 | 0
Commercial_Office_Existing_Space Heating_Natural Gas_Unit Heater_E4_Codes & Standards Forecast | Commercial | Office | Existing | Space Heating | Natural Gas | Unit Heater | E4 |  | Codes & Standards Forecast | 0 | 0 | 0 | 0 | 0 | 0 | 0 | 0 | 0 | 0 | 0 | 0 | 0 | 0 | 0 | 0 | 0 | 0 | 0 | 0 | 0 | 0 | 0 | 0 | 0 | 0 | 0 | 0 | 0 | 0 | 0 | 0 | 0 | 0 | 0 | 0 | 0 | 0 | 0 | 0 | 0 | 0 | 0 | 0 | 0 | 0 | 0 | 0 | 0 | 0 | 0
Commercial_Office_Existing_Space Heating_Natural Gas_Unit Heater_E5_Codes & Standards Forecast | Commercial | Office | Existing | Space Heating | Natural Gas | Unit Heater | E5 |  | Codes & Standards Forecast | 0 | 0 | 0 | 0 | 0 | 0 | 0 | 0 | 0 | 0 | 0 | 0 | 0 | 0 | 0 | 0 | 0 | 0 | 0 | 0 | 0 | 0 | 0 | 0 | 0 | 0 | 0 | 0 | 0 | 0 | 0 | 0 | 0 | 0 | 0 | 0 | 0 | 0 | 0 | 0 | 0 | 0 | 0 | 0 | 0 | 0 | 0 | 0 | 0 | 0 | 0
Commercial_Office_Existing_Space Heating_Natural Gas_Unit Heater_E6_Codes & Standards Forecast | Commercial | Office | Existing | Space Heating | Natural Gas | Unit Heater | E6 |  | Codes & Standards Forecast | 0 | 0 | 0 | 0 | 0 | 0 | 0 | 0 | 0 | 0 | 0 | 0 | 0 | 0 | 0 | 0 | 0 | 0 | 0 | 0 | 0 | 0 | 0 | 0 | 0 | 0 | 0 | 0 | 0 | 0 | 0 | 0 | 0 | 0 | 0 | 0 | 0 | 0 | 0 | 0 | 0 | 0 | 0 | 0 | 0 | 0 | 0 | 0 | 0 | 0 | 0
Commercial_Office_Existing_Space Heating_Natural Gas_Unit Heater_E7_Codes & Standards Forecast | Commercial | Office | Existing | Space Heating | Natural Gas | Unit Heater | E7 |  | Codes & Standards Forecast | 0 | 0 | 0 | 0 | 0 | 0 | 0 | 0 | 0 | 0 | 0 | 0 | 0 | 0 | 0 | 0 | 0 | 0 | 0 | 0 | 0 | 0 | 0 | 0 | 0 | 0 | 0 | 0 | 0 | 0 | 0 | 0 | 0 | 0 | 0 | 0 | 0 | 0 | 0 | 0 | 0 | 0 | 0 | 0 | 0 | 0 | 0 | 0 | 0 | 0 | 0
Commercial_Office_Existing_Space Heating_Natural Gas_Unit Heater_E8_Codes & Standards Forecast | Commercial | Office | Existing | Space Heating | Natural Gas | Unit Heater | E8 |  | Codes & Standards Forecast | 0 | 0 | 0 | 0 | 0 | 0 | 0 | 0 | 0 | 0 | 0 | 0 | 0 | 0 | 0 | 0 | 0 | 0 | 0 | 0 | 0 | 0 | 0 | 0 | 0 | 0 | 0 | 0 | 0 | 0 | 0 | 0 | 0 | 0 | 0 | 0 | 0 | 0 | 0 | 0 | 0 | 0 | 0 | 0 | 0 | 0 | 0 | 0 | 0 | 0 | 0
Commercial_Office_Existing_Space Heating_Natural Gas_Unit Heater_E9_Codes & Standards Forecast | Commercial | Office | Existing | Space Heating | Natural Gas | Unit Heater | E9 |  | Codes & Standards Forecast | 0 | 0 | 0 | 0 | 0 | 0 | 0 | 0 | 0 | 0 | 0 | 0 | 0 | 0 | 0 | 0 | 0 | 0 | 0 | 0 | 0 | 0 | 0 | 0 | 0 | 0 | 0 | 0 | 0 | 0 | 0 | 0 | 0 | 0 | 0 | 0 | 0 | 0 | 0 | 0 | 0 | 0 | 0 | 0 | 0 | 0 | 0 | 0 | 0 | 0 | 0
Commercial_Office_Existing_Space Heating_Natural Gas_Unit Heater_E10_Codes & Standards Forecast | Commercial | Office | Existing | Space Heating | Natural Gas | Unit Heater | E10 |  | Codes & Standards Forecast | 0 | 0 | 0 | 0 | 0 | 0 | 0 | 0 | 0 | 0 | 0 | 0 | 0 | 0 | 0 | 0 | 0 | 0 | 0 | 0 | 0 | 0 | 0 | 0 | 0 | 0 | 0 | 0 | 0 | 0 | 0 | 0 | 0 | 0 | 0 | 0 | 0 | 0 | 0 | 0 | 0 | 0 | 0 | 0 | 0 | 0 | 0 | 0 | 0 | 0 | 0
Commercial_Office_Existing_Space Heating_Natural Gas_Unit Heater_Vintage_Codes & Standards Forecast | Commercial | Office | Existing | Space Heating | Natural Gas | Unit Heater | Vintage |  | Codes & Standards Forecast | 165270.1795 | 158948.3447 | 151046.6825 | 141763.6713 | 131529.4541 | 120518.3813 | 109050.0452 | 97281.092 | 85284.0561 | 73095.915 | 60773.2794 | 48368.9466 | 38495.6921 | 30636.5205 | 24380.3947 | 19401.0667 | 15438.2313 | 12284.5738 | 9774.9204 | 7777.8024 | 6188.5276 | 4923.8447 | 3917.5199 | 3116.7923 | 2479.672 | 1972.7263 | 1569.3705 | 1248.4467 | 993.1167 | 789.98 | 628.3727 | 499.8086 | 397.5485 | 0 | 0 | 0 | 0 | 0 | 0 | 0 | 0 | 0 | 0 | 0 | 0 | 0 | 0 | 0 | 0 | 0 | 0
Commercial_Office_Existing_Water Heating_Natural Gas_Water Heater_E1_Codes & Standards Forecast | Commercial | Office | Existing | Water Heating | Natural Gas | Water Heater | E1 |  | Codes & Standards Forecast | 0 | 223381.2756 | 511149.5854 | 848100.2502 | 1222742.3912 | 1624953.6534 | 2048862.9531 | 2490004.8904 | 2944349.6323 | 3407686.4125 | 3771047.7227 | 4054874.5984 | 4275276.5046 | 4445100.1673 | 4574560.9754 | 4671957.2251 | 4743859.033 | 4795507.9637 | 4831046.0502 | 4853770.2221 | 4866262.4999 | 4870610.227 | 4868513.0163 | 4861294.2068 | 4850007.0786 | 4835451.4147 | 4818293.7541 | 4799064.5671 | 4778186.0204 | 4755994.0777 | 4732756.0933 | 4708684.8157 | 4684110.9012 | 0 | 0 | 0 | 0 | 0 | 0 | 0 | 0 | 0 | 0 | 0 | 0 | 0 | 0 | 0 | 0 | 0 | 0
Commercial_Office_Existing_Water Heating_Natural Gas_Water Heater_E2_Codes & Standards Forecast | Commercial | Office | Existing | Water Heating | Natural Gas | Water Heater | E2 |  | Codes & Standards Forecast | 0 | 0 | 0 | 0 | 0 | 0 | 0 | 0 | 0 | 0 | 0 | 0 | 0 | 0 | 0 | 0 | 0 | 0 | 0 | 0 | 0 | 0 | 0 | 0 | 0 | 0 | 0 | 0 | 0 | 0 | 0 | 0 | 0 | 0 | 0 | 0 | 0 | 0 | 0 | 0 | 0 | 0 | 0 | 0 | 0 | 0 | 0 | 0 | 0 | 0 | 0
Commercial_Office_Existing_Water Heating_Natural Gas_Water Heater_E3_Codes & Standards Forecast | Commercial | Office | Existing | Water Heating | Natural Gas | Water Heater | E3 |  | Codes & Standards Forecast | 0 | 0 | 0 | 0 | 0 | 0 | 0 | 0 | 0 | 0 | 0 | 0 | 0 | 0 | 0 | 0 | 0 | 0 | 0 | 0 | 0 | 0 | 0 | 0 | 0 | 0 | 0 | 0 | 0 | 0 | 0 | 0 | 0 | 0 | 0 | 0 | 0 | 0 | 0 | 0 | 0 | 0 | 0 | 0 | 0 | 0 | 0 | 0 | 0 | 0 | 0
Commercial_Office_Existing_Water Heating_Natural Gas_Water Heater_E4_Codes & Standards Forecast | Commercial | Office | Existing | Water Heating | Natural Gas | Water Heater | E4 |  | Codes & Standards Forecast | 0 | 0 | 0 | 0 | 0 | 0 | 0 | 0 | 0 | 0 | 0 | 0 | 0 | 0 | 0 | 0 | 0 | 0 | 0 | 0 | 0 | 0 | 0 | 0 | 0 | 0 | 0 | 0 | 0 | 0 | 0 | 0 | 0 | 0 | 0 | 0 | 0 | 0 | 0 | 0 | 0 | 0 | 0 | 0 | 0 | 0 | 0 | 0 | 0 | 0 | 0
Commercial_Office_Existing_Water Heating_Natural Gas_Water Heater_E5_Codes & Standards Forecast | Commercial | Office | Existing | Water Heating | Natural Gas | Water Heater | E5 |  | Codes & Standards Forecast | 0 | 0 | 0 | 0 | 0 | 0 | 0 | 0 | 0 | 0 | 0 | 0 | 0 | 0 | 0 | 0 | 0 | 0 | 0 | 0 | 0 | 0 | 0 | 0 | 0 | 0 | 0 | 0 | 0 | 0 | 0 | 0 | 0 | 0 | 0 | 0 | 0 | 0 | 0 | 0 | 0 | 0 | 0 | 0 | 0 | 0 | 0 | 0 | 0 | 0 | 0
Commercial_Office_Existing_Water Heating_Natural Gas_Water Heater_E6_Codes & Standards Forecast | Commercial | Office | Existing | Water Heating | Natural Gas | Water Heater | E6 |  | Codes & Standards Forecast | 0 | 0 | 0 | 0 | 0 | 0 | 0 | 0 | 0 | 0 | 0 | 0 | 0 | 0 | 0 | 0 | 0 | 0 | 0 | 0 | 0 | 0 | 0 | 0 | 0 | 0 | 0 | 0 | 0 | 0 | 0 | 0 | 0 | 0 | 0 | 0 | 0 | 0 | 0 | 0 | 0 | 0 | 0 | 0 | 0 | 0 | 0 | 0 | 0 | 0 | 0
Commercial_Office_Existing_Water Heating_Natural Gas_Water Heater_E7_Codes & Standards Forecast | Commercial | Office | Existing | Water Heating | Natural Gas | Water Heater | E7 |  | Codes & Standards Forecast | 0 | 0 | 0 | 0 | 0 | 0 | 0 | 0 | 0 | 0 | 0 | 0 | 0 | 0 | 0 | 0 | 0 | 0 | 0 | 0 | 0 | 0 | 0 | 0 | 0 | 0 | 0 | 0 | 0 | 0 | 0 | 0 | 0 | 0 | 0 | 0 | 0 | 0 | 0 | 0 | 0 | 0 | 0 | 0 | 0 | 0 | 0 | 0 | 0 | 0 | 0
Commercial_Office_Existing_Water Heating_Natural Gas_Water Heater_E8_Codes & Standards Forecast | Commercial | Office | Existing | Water Heating | Natural Gas | Water Heater | E8 |  | Codes & Standards Forecast | 0 | 0 | 0 | 0 | 0 | 0 | 0 | 0 | 0 | 0 | 0 | 0 | 0 | 0 | 0 | 0 | 0 | 0 | 0 | 0 | 0 | 0 | 0 | 0 | 0 | 0 | 0 | 0 | 0 | 0 | 0 | 0 | 0 | 0 | 0 | 0 | 0 | 0 | 0 | 0 | 0 | 0 | 0 | 0 | 0 | 0 | 0 | 0 | 0 | 0 | 0
Commercial_Office_Existing_Water Heating_Natural Gas_Water Heater_E9_Codes & Standards Forecast | Commercial | Office | Existing | Water Heating | Natural Gas | Water Heater | E9 |  | Codes & Standards Forecast | 0 | 0 | 0 | 0 | 0 | 0 | 0 | 0 | 0 | 0 | 0 | 0 | 0 | 0 | 0 | 0 | 0 | 0 | 0 | 0 | 0 | 0 | 0 | 0 | 0 | 0 | 0 | 0 | 0 | 0 | 0 | 0 | 0 | 0 | 0 | 0 | 0 | 0 | 0 | 0 | 0 | 0 | 0 | 0 | 0 | 0 | 0 | 0 | 0 | 0 | 0
Commercial_Office_Existing_Water Heating_Natural Gas_Water Heater_E10_Codes & Standards Forecast | Commercial | Office | Existing | Water Heating | Natural Gas | Water Heater | E10 |  | Codes & Standards Forecast | 0 | 0 | 0 | 0 | 0 | 0 | 0 | 0 | 0 | 0 | 0 | 0 | 0 | 0 | 0 | 0 | 0 | 0 | 0 | 0 | 0 | 0 | 0 | 0 | 0 | 0 | 0 | 0 | 0 | 0 | 0 | 0 | 0 | 0 | 0 | 0 | 0 | 0 | 0 | 0 | 0 | 0 | 0 | 0 | 0 | 0 | 0 | 0 | 0 | 0 | 0
Commercial_Office_Existing_Water Heating_Natural Gas_Water Heater_Vintage_Codes & Standards Forecast | Commercial | Office | Existing | Water Heating | Natural Gas | Water Heater | Vintage |  | Codes & Standards Forecast | 5613090.0249 | 5361150.6142 | 5044824.1693 | 4673385.7535 | 4263359.5077 | 3822353.9703 | 3362202.0101 | 2888968.0467 | 2405787.2225 | 1914617.1929 | 1523789.1714 | 1212771.1036 | 965215.625 | 768159.9334 | 611297.9554 | 486449.5646 | 387088.0404 | 308015.3111 | 245089.9136 | 195015.4943 | 155167.0637 | 123457.2385 | 98225.3128 | 78148.3964 | 62173.6627 | 49462.8398 | 39349.3618 | 31302.7311 | 24900.7539 | 19807.4386 | 15755.4035 | 12531.8722 | 9967.8704 | 0 | 0 | 0 | 0 | 0 | 0 | 0 | 0 | 0 | 0 | 0 | 0 | 0 | 0 | 0 | 0 | 0 | 0
Commercial_Office_Existing_Food Preparation_Natural Gas_Oven_E1_Codes & Standards Forecast | Commercial | Office | Existing | Food Preparation | Natural Gas | Oven | E1 |  | Codes & Standards Forecast | 0 | 2520.1793 | 5766.7707 | 9568.2357 | 13794.9345 | 18332.6671 | 23115.1962 | 28092.1432 | 33218.0438 | 38445.3922 | 43739.5442 | 49074.991 | 53247.1453 | 56492.1526 | 58997.782 | 60915.6437 | 62366.0148 | 63444.8082 | 64227.9796 | 64775.9865 | 65136.3852 | 65347.4546 | 65440.1759 | 65438.815 | 65362.6851 | 65226.6377 | 65042.8963 | 64821.1888 | 64569.2573 | 64293.263 | 63998.1088 | 63687.6964 | 63367.3133 | 0 | 0 | 0 | 0 | 0 | 0 | 0 | 0 | 0 | 0 | 0 | 0 | 0 | 0 | 0 | 0 | 0 | 0
Commercial_Office_Existing_Food Preparation_Natural Gas_Oven_E2_Codes & Standards Forecast | Commercial | Office | Existing | Food Preparation | Natural Gas | Oven | E2 |  | Codes & Standards Forecast | 0 | 0 | 0 | 0 | 0 | 0 | 0 | 0 | 0 | 0 | 0 | 0 | 0 | 0 | 0 | 0 | 0 | 0 | 0 | 0 | 0 | 0 | 0 | 0 | 0 | 0 | 0 | 0 | 0 | 0 | 0 | 0 | 0 | 0 | 0 | 0 | 0 | 0 | 0 | 0 | 0 | 0 | 0 | 0 | 0 | 0 | 0 | 0 | 0 | 0 | 0
Commercial_Office_Existing_Food Preparation_Natural Gas_Oven_E3_Codes & Standards Forecast | Commercial | Office | Existing | Food Preparation | Natural Gas | Oven | E3 |  | Codes & Standards Forecast | 0 | 0 | 0 | 0 | 0 | 0 | 0 | 0 | 0 | 0 | 0 | 0 | 0 | 0 | 0 | 0 | 0 | 0 | 0 | 0 | 0 | 0 | 0 | 0 | 0 | 0 | 0 | 0 | 0 | 0 | 0 | 0 | 0 | 0 | 0 | 0 | 0 | 0 | 0 | 0 | 0 | 0 | 0 | 0 | 0 | 0 | 0 | 0 | 0 | 0 | 0
Commercial_Office_Existing_Food Preparation_Natural Gas_Oven_E4_Codes & Standards Forecast | Commercial | Office | Existing | Food Preparation | Natural Gas | Oven | E4 |  | Codes & Standards Forecast | 0 | 0 | 0 | 0 | 0 | 0 | 0 | 0 | 0 | 0 | 0 | 0 | 0 | 0 | 0 | 0 | 0 | 0 | 0 | 0 | 0 | 0 | 0 | 0 | 0 | 0 | 0 | 0 | 0 | 0 | 0 | 0 | 0 | 0 | 0 | 0 | 0 | 0 | 0 | 0 | 0 | 0 | 0 | 0 | 0 | 0 | 0 | 0 | 0 | 0 | 0
Commercial_Office_Existing_Food Preparation_Natural Gas_Oven_E5_Codes & Standards Forecast | Commercial | Office | Existing | Food Preparation | Natural Gas | Oven | E5 |  | Codes & Standards Forecast | 0 | 0 | 0 | 0 | 0 | 0 | 0 | 0 | 0 | 0 | 0 | 0 | 0 | 0 | 0 | 0 | 0 | 0 | 0 | 0 | 0 | 0 | 0 | 0 | 0 | 0 | 0 | 0 | 0 | 0 | 0 | 0 | 0 | 0 | 0 | 0 | 0 | 0 | 0 | 0 | 0 | 0 | 0 | 0 | 0 | 0 | 0 | 0 | 0 | 0 | 0
Commercial_Office_Existing_Food Preparation_Natural Gas_Oven_E6_Codes & Standards Forecast | Commercial | Office | Existing | Food Preparation | Natural Gas | Oven | E6 |  | Codes & Standards Forecast | 0 | 0 | 0 | 0 | 0 | 0 | 0 | 0 | 0 | 0 | 0 | 0 | 0 | 0 | 0 | 0 | 0 | 0 | 0 | 0 | 0 | 0 | 0 | 0 | 0 | 0 | 0 | 0 | 0 | 0 | 0 | 0 | 0 | 0 | 0 | 0 | 0 | 0 | 0 | 0 | 0 | 0 | 0 | 0 | 0 | 0 | 0 | 0 | 0 | 0 | 0
Commercial_Office_Existing_Food Preparation_Natural Gas_Oven_E7_Codes & Standards Forecast | Commercial | Office | Existing | Food Preparation | Natural Gas | Oven | E7 |  | Codes & Standards Forecast | 0 | 0 | 0 | 0 | 0 | 0 | 0 | 0 | 0 | 0 | 0 | 0 | 0 | 0 | 0 | 0 | 0 | 0 | 0 | 0 | 0 | 0 | 0 | 0 | 0 | 0 | 0 | 0 | 0 | 0 | 0 | 0 | 0 | 0 | 0 | 0 | 0 | 0 | 0 | 0 | 0 | 0 | 0 | 0 | 0 | 0 | 0 | 0 | 0 | 0 | 0
Commercial_Office_Existing_Food Preparation_Natural Gas_Oven_E8_Codes & Standards Forecast | Commercial | Office | Existing | Food Preparation | Natural Gas | Oven | E8 |  | Codes & Standards Forecast | 0 | 0 | 0 | 0 | 0 | 0 | 0 | 0 | 0 | 0 | 0 | 0 | 0 | 0 | 0 | 0 | 0 | 0 | 0 | 0 | 0 | 0 | 0 | 0 | 0 | 0 | 0 | 0 | 0 | 0 | 0 | 0 | 0 | 0 | 0 | 0 | 0 | 0 | 0 | 0 | 0 | 0 | 0 | 0 | 0 | 0 | 0 | 0 | 0 | 0 | 0
Commercial_Office_Existing_Food Preparation_Natural Gas_Oven_E9_Codes & Standards Forecast | Commercial | Office | Existing | Food Preparation | Natural Gas | Oven | E9 |  | Codes & Standards Forecast | 0 | 0 | 0 | 0 | 0 | 0 | 0 | 0 | 0 | 0 | 0 | 0 | 0 | 0 | 0 | 0 | 0 | 0 | 0 | 0 | 0 | 0 | 0 | 0 | 0 | 0 | 0 | 0 | 0 | 0 | 0 | 0 | 0 | 0 | 0 | 0 | 0 | 0 | 0 | 0 | 0 | 0 | 0 | 0 | 0 | 0 | 0 | 0 | 0 | 0 | 0
Commercial_Office_Existing_Food Preparation_Natural Gas_Oven_E10_Codes & Standards Forecast | Commercial | Office | Existing | Food Preparation | Natural Gas | Oven | E10 |  | Codes & Standards Forecast | 0 | 0 | 0 | 0 | 0 | 0 | 0 | 0 | 0 | 0 | 0 | 0 | 0 | 0 | 0 | 0 | 0 | 0 | 0 | 0 | 0 | 0 | 0 | 0 | 0 | 0 | 0 | 0 | 0 | 0 | 0 | 0 | 0 | 0 | 0 | 0 | 0 | 0 | 0 | 0 | 0 | 0 | 0 | 0 | 0 | 0 | 0 | 0 | 0 | 0 | 0
Commercial_Office_Existing_Food Preparation_Natural Gas_Oven_Vintage_Codes & Standards Forecast | Commercial | Office | Existing | Food Preparation | Natural Gas | Oven | Vintage |  | Codes & Standards Forecast | 75992.0092 | 73085.1997 | 69451.9781 | 65183.6057 | 60477.8643 | 55414.921 | 50141.7259 | 44730.3056 | 39214.0119 | 33609.847 | 27943.8409 | 22240.2701 | 17700.5011 | 14086.8168 | 11210.2206 | 8920.7021 | 7098.5717 | 5648.5051 | 4494.5546 | 3576.2703 | 2845.5142 | 2264.0071 | 1801.2941 | 1433.1158 | 1140.1649 | 907.0689 | 721.604 | 574.0417 | 456.6397 | 363.2365 | 288.9287 | 229.8144 | 182.7947 | 0 | 0 | 0 | 0 | 0 | 0 | 0 | 0 | 0 | 0 | 0 | 0 | 0 | 0 | 0 | 0 | 0 | 0
Commercial_Office_Existing_Food Preparation_Natural Gas_Conveyor Oven_E1_Codes & Standards Forecast | Commercial | Office | Existing | Food Preparation | Natural Gas | Conveyor Oven | E1 |  | Codes & Standards Forecast | 0 | 889.475 | 2035.3309 | 3377.0244 | 4868.8004 | 6470.3531 | 8158.3045 | 9914.8741 | 11724.0155 | 13568.962 | 15437.4862 | 17320.585 | 19210.4492 | 21100.8839 | 22986.805 | 24864.9292 | 26732.5114 | 28181.0368 | 29296.0994 | 30145.8271 | 30784.1788 | 31254.2932 | 31590.7548 | 31820.9061 | 31966.5087 | 32044.6261 | 32069.0338 | 32050.6952 | 31998.3354 | 31918.898 | 31817.9086 | 31699.7646 | 31569.0523 | 0 | 0 | 0 | 0 | 0 | 0 | 0 | 0 | 0 | 0 | 0 | 0 | 0 | 0 | 0 | 0 | 0 | 0
Commercial_Office_Existing_Food Preparation_Natural Gas_Conveyor Oven_E2_Codes & Standards Forecast | Commercial | Office | Existing | Food Preparation | Natural Gas | Conveyor Oven | E2 |  | Codes & Standards Forecast | 0 | 0 | 0 | 0 | 0 | 0 | 0 | 0 | 0 | 0 | 0 | 0 | 0 | 0 | 0 | 0 | 0 | 0 | 0 | 0 | 0 | 0 | 0 | 0 | 0 | 0 | 0 | 0 | 0 | 0 | 0 | 0 | 0 | 0 | 0 | 0 | 0 | 0 | 0 | 0 | 0 | 0 | 0 | 0 | 0 | 0 | 0 | 0 | 0 | 0 | 0
Commercial_Office_Existing_Food Preparation_Natural Gas_Conveyor Oven_E3_Codes & Standards Forecast | Commercial | Office | Existing | Food Preparation | Natural Gas | Conveyor Oven | E3 |  | Codes & Standards Forecast | 0 | 0 | 0 | 0 | 0 | 0 | 0 | 0 | 0 | 0 | 0 | 0 | 0 | 0 | 0 | 0 | 0 | 0 | 0 | 0 | 0 | 0 | 0 | 0 | 0 | 0 | 0 | 0 | 0 | 0 | 0 | 0 | 0 | 0 | 0 | 0 | 0 | 0 | 0 | 0 | 0 | 0 | 0 | 0 | 0 | 0 | 0 | 0 | 0 | 0 | 0
Commercial_Office_Existing_Food Preparation_Natural Gas_Conveyor Oven_E4_Codes & Standards Forecast | Commercial | Office | Existing | Food Preparation | Natural Gas | Conveyor Oven | E4 |  | Codes & Standards Forecast | 0 | 0 | 0 | 0 | 0 | 0 | 0 | 0 | 0 | 0 | 0 | 0 | 0 | 0 | 0 | 0 | 0 | 0 | 0 | 0 | 0 | 0 | 0 | 0 | 0 | 0 | 0 | 0 | 0 | 0 | 0 | 0 | 0 | 0 | 0 | 0 | 0 | 0 | 0 | 0 | 0 | 0 | 0 | 0 | 0 | 0 | 0 | 0 | 0 | 0 | 0
Commercial_Office_Existing_Food Preparation_Natural Gas_Conveyor Oven_E5_Codes & Standards Forecast | Commercial | Office | Existing | Food Preparation | Natural Gas | Conveyor Oven | E5 |  | Codes & Standards Forecast | 0 | 0 | 0 | 0 | 0 | 0 | 0 | 0 | 0 | 0 | 0 | 0 | 0 | 0 | 0 | 0 | 0 | 0 | 0 | 0 | 0 | 0 | 0 | 0 | 0 | 0 | 0 | 0 | 0 | 0 | 0 | 0 | 0 | 0 | 0 | 0 | 0 | 0 | 0 | 0 | 0 | 0 | 0 | 0 | 0 | 0 | 0 | 0 | 0 | 0 | 0
Commercial_Office_Existing_Food Preparation_Natural Gas_Conveyor Oven_E6_Codes & Standards Forecast | Commercial | Office | Existing | Food Preparation | Natural Gas | Conveyor Oven | E6 |  | Codes & Standards Forecast | 0 | 0 | 0 | 0 | 0 | 0 | 0 | 0 | 0 | 0 | 0 | 0 | 0 | 0 | 0 | 0 | 0 | 0 | 0 | 0 | 0 | 0 | 0 | 0 | 0 | 0 | 0 | 0 | 0 | 0 | 0 | 0 | 0 | 0 | 0 | 0 | 0 | 0 | 0 | 0 | 0 | 0 | 0 | 0 | 0 | 0 | 0 | 0 | 0 | 0 | 0
Commercial_Office_Existing_Food Preparation_Natural Gas_Conveyor Oven_E7_Codes & Standards Forecast | Commercial | Office | Existing | Food Preparation | Natural Gas | Conveyor Oven | E7 |  | Codes & Standards Forecast | 0 | 0 | 0 | 0 | 0 | 0 | 0 | 0 | 0 | 0 | 0 | 0 | 0 | 0 | 0 | 0 | 0 | 0 | 0 | 0 | 0 | 0 | 0 | 0 | 0 | 0 | 0 | 0 | 0 | 0 | 0 | 0 | 0 | 0 | 0 | 0 | 0 | 0 | 0 | 0 | 0 | 0 | 0 | 0 | 0 | 0 | 0 | 0 | 0 | 0 | 0
Commercial_Office_Existing_Food Preparation_Natural Gas_Conveyor Oven_E8_Codes & Standards Forecast | Commercial | Office | Existing | Food Preparation | Natural Gas | Conveyor Oven | E8 |  | Codes & Standards Forecast | 0 | 0 | 0 | 0 | 0 | 0 | 0 | 0 | 0 | 0 | 0 | 0 | 0 | 0 | 0 | 0 | 0 | 0 | 0 | 0 | 0 | 0 | 0 | 0 | 0 | 0 | 0 | 0 | 0 | 0 | 0 | 0 | 0 | 0 | 0 | 0 | 0 | 0 | 0 | 0 | 0 | 0 | 0 | 0 | 0 | 0 | 0 | 0 | 0 | 0 | 0
Commercial_Office_Existing_Food Preparation_Natural Gas_Conveyor Oven_E9_Codes & Standards Forecast | Commercial | Office | Existing | Food Preparation | Natural Gas | Conveyor Oven | E9 |  | Codes & Standards Forecast | 0 | 0 | 0 | 0 | 0 | 0 | 0 | 0 | 0 | 0 | 0 | 0 | 0 | 0 | 0 | 0 | 0 | 0 | 0 | 0 | 0 | 0 | 0 | 0 | 0 | 0 | 0 | 0 | 0 | 0 | 0 | 0 | 0 | 0 | 0 | 0 | 0 | 0 | 0 | 0 | 0 | 0 | 0 | 0 | 0 | 0 | 0 | 0 | 0 | 0 | 0
Commercial_Office_Existing_Food Preparation_Natural Gas_Conveyor Oven_E10_Codes & Standards Forecast | Commercial | Office | Existing | Food Preparation | Natural Gas | Conveyor Oven | E10 |  | Codes & Standards Forecast | 0 | 0 | 0 | 0 | 0 | 0 | 0 | 0 | 0 | 0 | 0 | 0 | 0 | 0 | 0 | 0 | 0 | 0 | 0 | 0 | 0 | 0 | 0 | 0 | 0 | 0 | 0 | 0 | 0 | 0 | 0 | 0 | 0 | 0 | 0 | 0 | 0 | 0 | 0 | 0 | 0 | 0 | 0 | 0 | 0 | 0 | 0 | 0 | 0 | 0 | 0
Commercial_Office_Existing_Food Preparation_Natural Gas_Conveyor Oven_Vintage_Codes & Standards Forecast | Commercial | Office | Existing | Food Preparation | Natural Gas | Conveyor Oven | Vintage |  | Codes & Standards Forecast | 37996.0046 | 36913.2145 | 35574.0436 | 33998.8963 | 32267.599 | 30403.4409 | 28470.1565 | 26496.3503 | 24492.0124 | 22458.6576 | 20404.2064 | 18337.0455 | 16263.374 | 14188.6008 | 12117.1963 | 10053.2437 | 7999.7818 | 6365.6198 | 5065.1677 | 4030.3012 | 3206.7709 | 2551.4376 | 2029.9802 | 1615.0593 | 1284.9163 | 1022.2272 | 813.2163 | 646.9201 | 514.6132 | 409.3518 | 325.6101 | 258.9908 | 206.0017 | 0 | 0 | 0 | 0 | 0 | 0 | 0 | 0 | 0 | 0 | 0 | 0 | 0 | 0 | 0 | 0 | 0 | 0
Commercial_Office_Existing_Food Preparation_Natural Gas_Double Rack Oven_E1_Codes & Standards Forecast | Commercial | Office | Existing | Food Preparation | Natural Gas | Double Rack Oven | E1 |  | Codes & Standards Forecast | 0 | 1260.0896 | 2883.3854 | 4784.1178 | 6897.4672 | 9166.3335 | 11557.5981 | 14046.0716 | 16609.0219 | 19222.6961 | 21869.7721 | 24537.4955 | 26623.5726 | 28246.0763 | 29498.891 | 30457.8219 | 31183.0074 | 31722.4041 | 32113.9898 | 32387.9932 | 32568.1926 | 32673.7273 | 32720.0879 | 32719.4075 | 32681.3426 | 32613.3189 | 32521.4481 | 32410.5944 | 32284.6287 | 32146.6315 | 31999.0544 | 31843.8482 | 31683.6566 | 0 | 0 | 0 | 0 | 0 | 0 | 0 | 0 | 0 | 0 | 0 | 0 | 0 | 0 | 0 | 0 | 0 | 0
Commercial_Office_Existing_Food Preparation_Natural Gas_Double Rack Oven_E2_Codes & Standards Forecast | Commercial | Office | Existing | Food Preparation | Natural Gas | Double Rack Oven | E2 |  | Codes & Standards Forecast | 0 | 0 | 0 | 0 | 0 | 0 | 0 | 0 | 0 | 0 | 0 | 0 | 0 | 0 | 0 | 0 | 0 | 0 | 0 | 0 | 0 | 0 | 0 | 0 | 0 | 0 | 0 | 0 | 0 | 0 | 0 | 0 | 0 | 0 | 0 | 0 | 0 | 0 | 0 | 0 | 0 | 0 | 0 | 0 | 0 | 0 | 0 | 0 | 0 | 0 | 0
Commercial_Office_Existing_Food Preparation_Natural Gas_Double Rack Oven_E3_Codes & Standards Forecast | Commercial | Office | Existing | Food Preparation | Natural Gas | Double Rack Oven | E3 |  | Codes & Standards Forecast | 0 | 0 | 0 | 0 | 0 | 0 | 0 | 0 | 0 | 0 | 0 | 0 | 0 | 0 | 0 | 0 | 0 | 0 | 0 | 0 | 0 | 0 | 0 | 0 | 0 | 0 | 0 | 0 | 0 | 0 | 0 | 0 | 0 | 0 | 0 | 0 | 0 | 0 | 0 | 0 | 0 | 0 | 0 | 0 | 0 | 0 | 0 | 0 | 0 | 0 | 0
Commercial_Office_Existing_Food Preparation_Natural Gas_Double Rack Oven_E4_Codes & Standards Forecast | Commercial | Office | Existing | Food Preparation | Natural Gas | Double Rack Oven | E4 |  | Codes & Standards Forecast | 0 | 0 | 0 | 0 | 0 | 0 | 0 | 0 | 0 | 0 | 0 | 0 | 0 | 0 | 0 | 0 | 0 | 0 | 0 | 0 | 0 | 0 | 0 | 0 | 0 | 0 | 0 | 0 | 0 | 0 | 0 | 0 | 0 | 0 | 0 | 0 | 0 | 0 | 0 | 0 | 0 | 0 | 0 | 0 | 0 | 0 | 0 | 0 | 0 | 0 | 0
Commercial_Office_Existing_Food Preparation_Natural Gas_Double Rack Oven_E5_Codes & Standards Forecast | Commercial | Office | Existing | Food Preparation | Natural Gas | Double Rack Oven | E5 |  | Codes & Standards Forecast | 0 | 0 | 0 | 0 | 0 | 0 | 0 | 0 | 0 | 0 | 0 | 0 | 0 | 0 | 0 | 0 | 0 | 0 | 0 | 0 | 0 | 0 | 0 | 0 | 0 | 0 | 0 | 0 | 0 | 0 | 0 | 0 | 0 | 0 | 0 | 0 | 0 | 0 | 0 | 0 | 0 | 0 | 0 | 0 | 0 | 0 | 0 | 0 | 0 | 0 | 0
Commercial_Office_Existing_Food Preparation_Natural Gas_Double Rack Oven_E6_Codes & Standards Forecast | Commercial | Office | Existing | Food Preparation | Natural Gas | Double Rack Oven | E6 |  | Codes & Standards Forecast | 0 | 0 | 0 | 0 | 0 | 0 | 0 | 0 | 0 | 0 | 0 | 0 | 0 | 0 | 0 | 0 | 0 | 0 | 0 | 0 | 0 | 0 | 0 | 0 | 0 | 0 | 0 | 0 | 0 | 0 | 0 | 0 | 0 | 0 | 0 | 0 | 0 | 0 | 0 | 0 | 0 | 0 | 0 | 0 | 0 | 0 | 0 | 0 | 0 | 0 | 0
Commercial_Office_Existing_Food Preparation_Natural Gas_Double Rack Oven_E7_Codes & Standards Forecast | Commercial | Office | Existing | Food Preparation | Natural Gas | Double Rack Oven | E7 |  | Codes & Standards Forecast | 0 | 0 | 0 | 0 | 0 | 0 | 0 | 0 | 0 | 0 | 0 | 0 | 0 | 0 | 0 | 0 | 0 | 0 | 0 | 0 | 0 | 0 | 0 | 0 | 0 | 0 | 0 | 0 | 0 | 0 | 0 | 0 | 0 | 0 | 0 | 0 | 0 | 0 | 0 | 0 | 0 | 0 | 0 | 0 | 0 | 0 | 0 | 0 | 0 | 0 | 0
Commercial_Office_Existing_Food Preparation_Natural Gas_Double Rack Oven_E8_Codes & Standards Forecast | Commercial | Office | Existing | Food Preparation | Natural Gas | Double Rack Oven | E8 |  | Codes & Standards Forecast | 0 | 0 | 0 | 0 | 0 | 0 | 0 | 0 | 0 | 0 | 0 | 0 | 0 | 0 | 0 | 0 | 0 | 0 | 0 | 0 | 0 | 0 | 0 | 0 | 0 | 0 | 0 | 0 | 0 | 0 | 0 | 0 | 0 | 0 | 0 | 0 | 0 | 0 | 0 | 0 | 0 | 0 | 0 | 0 | 0 | 0 | 0 | 0 | 0 | 0 | 0
Commercial_Office_Existing_Food Preparation_Natural Gas_Double Rack Oven_E9_Codes & Standards Forecast | Commercial | Office | Existing | Food Preparation | Natural Gas | Double Rack Oven | E9 |  | Codes & Standards Forecast | 0 | 0 | 0 | 0 | 0 | 0 | 0 | 0 | 0 | 0 | 0 | 0 | 0 | 0 | 0 | 0 | 0 | 0 | 0 | 0 | 0 | 0 | 0 | 0 | 0 | 0 | 0 | 0 | 0 | 0 | 0 | 0 | 0 | 0 | 0 | 0 | 0 | 0 | 0 | 0 | 0 | 0 | 0 | 0 | 0 | 0 | 0 | 0 | 0 | 0 | 0
Commercial_Office_Existing_Food Preparation_Natural Gas_Double Rack Oven_E10_Codes & Standards Forecast | Commercial | Office | Existing | Food Preparation | Natural Gas | Double Rack Oven | E10 |  | Codes & Standards Forecast | 0 | 0 | 0 | 0 | 0 | 0 | 0 | 0 | 0 | 0 | 0 | 0 | 0 | 0 | 0 | 0 | 0 | 0 | 0 | 0 | 0 | 0 | 0 | 0 | 0 | 0 | 0 | 0 | 0 | 0 | 0 | 0 | 0 | 0 | 0 | 0 | 0 | 0 | 0 | 0 | 0 | 0 | 0 | 0 | 0 | 0 | 0 | 0 | 0 | 0 | 0
Commercial_Office_Existing_Food Preparation_Natural Gas_Double Rack Oven_Vintage_Codes & Standards Forecast | Commercial | Office | Existing | Food Preparation | Natural Gas | Double Rack Oven | Vintage |  | Codes & Standards Forecast | 37996.0046 | 36542.5998 | 34725.989 | 32591.8028 | 30238.9321 | 27707.4605 | 25070.8629 | 22365.1528 | 19607.0059 | 16804.9235 | 13971.9205 | 11120.1351 | 8850.2505 | 7043.4084 | 5605.1103 | 4460.351 | 3549.2858 | 2824.2525 | 2247.2773 | 1788.1351 | 1422.7571 | 1132.0035 | 900.6471 | 716.5579 | 570.0825 | 453.5344 | 360.802 | 287.0209 | 228.3199 | 181.6183 | 144.4644 | 114.9072 | 91.3974 | 0 | 0 | 0 | 0 | 0 | 0 | 0 | 0 | 0 | 0 | 0 | 0 | 0 | 0 | 0 | 0 | 0 | 0
Commercial_Office_Existing_Food Preparation_Natural Gas_Fryer_E1_Codes & Standards Forecast | Commercial | Office | Existing | Food Preparation | Natural Gas | Fryer | E1 |  | Codes & Standards Forecast | 0 | 10309.8244 | 24787.9968 | 24634.1295 | 24476.2632 | 24303.1824 | 21644.0906 | 16136.7926 | 12037.7138 | 8981.3171 | 4381.5705 | 0 | 0 | 0 | 0 | 0 | 0 | 0 | 0 | 0 | 0 | 0 | 0 | 0 | 0 | 0 | 0 | 0 | 0 | 0 | 0 | 0 | 0 | 0 | 0 | 0 | 0 | 0 | 0 | 0 | 0 | 0 | 0 | 0 | 0 | 0 | 0 | 0 | 0 | 0 | 0
Commercial_Office_Existing_Food Preparation_Natural Gas_Fryer_E2_Codes & Standards Forecast | Commercial | Office | Existing | Food Preparation | Natural Gas | Fryer | E2 |  | Codes & Standards Forecast | 0 | 0 | 0 | 17626.1444 | 37400.1522 | 58649.7598 | 76785.1429 | 93658.5327 | 106083.3576 | 115176.2262 | 124097.7264 | 131522.2572 | 133607.0395 | 134974.0513 | 135802.4667 | 136230.8545 | 136361.5364 | 136271.1919 | 136016.2014 | 135638.6374 | 135168.7233 | 134629.8658 | 134040.5811 | 133413.9157 | 132759.6064 | 132083.8675 | 131392.1097 | 130688.3694 | 129975.6579 | 129256.2213 | 128531.7351 | 127803.449 | 127076.6727 | 0 | 0 | 0 | 0 | 0 | 0 | 0 | 0 | 0 | 0 | 0 | 0 | 0 | 0 | 0 | 0 | 0 | 0
Commercial_Office_Existing_Food Preparation_Natural Gas_Fryer_E3_Codes & Standards Forecast | Commercial | Office | Existing | Food Preparation | Natural Gas | Fryer | E3 |  | Codes & Standards Forecast | 0 | 0 | 0 | 0 | 0 | 0 | 0 | 0 | 0 | 0 | 0 | 0 | 0 | 0 | 0 | 0 | 0 | 0 | 0 | 0 | 0 | 0 | 0 | 0 | 0 | 0 | 0 | 0 | 0 | 0 | 0 | 0 | 0 | 0 | 0 | 0 | 0 | 0 | 0 | 0 | 0 | 0 | 0 | 0 | 0 | 0 | 0 | 0 | 0 | 0 | 0
Commercial_Office_Existing_Food Preparation_Natural Gas_Fryer_E4_Codes & Standards Forecast | Commercial | Office | Existing | Food Preparation | Natural Gas | Fryer | E4 |  | Codes & Standards Forecast | 0 | 0 | 0 | 0 | 0 | 0 | 0 | 0 | 0 | 0 | 0 | 0 | 0 | 0 | 0 | 0 | 0 | 0 | 0 | 0 | 0 | 0 | 0 | 0 | 0 | 0 | 0 | 0 | 0 | 0 | 0 | 0 | 0 | 0 | 0 | 0 | 0 | 0 | 0 | 0 | 0 | 0 | 0 | 0 | 0 | 0 | 0 | 0 | 0 | 0 | 0
Commercial_Office_Existing_Food Preparation_Natural Gas_Fryer_E5_Codes & Standards Forecast | Commercial | Office | Existing | Food Preparation | Natural Gas | Fryer | E5 |  | Codes & Standards Forecast | 0 | 0 | 0 | 0 | 0 | 0 | 0 | 0 | 0 | 0 | 0 | 0 | 0 | 0 | 0 | 0 | 0 | 0 | 0 | 0 | 0 | 0 | 0 | 0 | 0 | 0 | 0 | 0 | 0 | 0 | 0 | 0 | 0 | 0 | 0 | 0 | 0 | 0 | 0 | 0 | 0 | 0 | 0 | 0 | 0 | 0 | 0 | 0 | 0 | 0 | 0
Commercial_Office_Existing_Food Preparation_Natural Gas_Fryer_E6_Codes & Standards Forecast | Commercial | Office | Existing | Food Preparation | Natural Gas | Fryer | E6 |  | Codes & Standards Forecast | 0 | 0 | 0 | 0 | 0 | 0 | 0 | 0 | 0 | 0 | 0 | 0 | 0 | 0 | 0 | 0 | 0 | 0 | 0 | 0 | 0 | 0 | 0 | 0 | 0 | 0 | 0 | 0 | 0 | 0 | 0 | 0 | 0 | 0 | 0 | 0 | 0 | 0 | 0 | 0 | 0 | 0 | 0 | 0 | 0 | 0 | 0 | 0 | 0 | 0 | 0
Commercial_Office_Existing_Food Preparation_Natural Gas_Fryer_E7_Codes & Standards Forecast | Commercial | Office | Existing | Food Preparation | Natural Gas | Fryer | E7 |  | Codes & Standards Forecast | 0 | 0 | 0 | 0 | 0 | 0 | 0 | 0 | 0 | 0 | 0 | 0 | 0 | 0 | 0 | 0 | 0 | 0 | 0 | 0 | 0 | 0 | 0 | 0 | 0 | 0 | 0 | 0 | 0 | 0 | 0 | 0 | 0 | 0 | 0 | 0 | 0 | 0 | 0 | 0 | 0 | 0 | 0 | 0 | 0 | 0 | 0 | 0 | 0 | 0 | 0
Commercial_Office_Existing_Food Preparation_Natural Gas_Fryer_E8_Codes & Standards Forecast | Commercial | Office | Existing | Food Preparation | Natural Gas | Fryer | E8 |  | Codes & Standards Forecast | 0 | 0 | 0 | 0 | 0 | 0 | 0 | 0 | 0 | 0 | 0 | 0 | 0 | 0 | 0 | 0 | 0 | 0 | 0 | 0 | 0 | 0 | 0 | 0 | 0 | 0 | 0 | 0 | 0 | 0 | 0 | 0 | 0 | 0 | 0 | 0 | 0 | 0 | 0 | 0 | 0 | 0 | 0 | 0 | 0 | 0 | 0 | 0 | 0 | 0 | 0
Commercial_Office_Existing_Food Preparation_Natural Gas_Fryer_E9_Codes & Standards Forecast | Commercial | Office | Existing | Food Preparation | Natural Gas | Fryer | E9 |  | Codes & Standards Forecast | 0 | 0 | 0 | 0 | 0 | 0 | 0 | 0 | 0 | 0 | 0 | 0 | 0 | 0 | 0 | 0 | 0 | 0 | 0 | 0 | 0 | 0 | 0 | 0 | 0 | 0 | 0 | 0 | 0 | 0 | 0 | 0 | 0 | 0 | 0 | 0 | 0 | 0 | 0 | 0 | 0 | 0 | 0 | 0 | 0 | 0 | 0 | 0 | 0 | 0 | 0
Commercial_Office_Existing_Food Preparation_Natural Gas_Fryer_E10_Codes & Standards Forecast | Commercial | Office | Existing | Food Preparation | Natural Gas | Fryer | E10 |  | Codes & Standards Forecast | 0 | 0 | 0 | 0 | 0 | 0 | 0 | 0 | 0 | 0 | 0 | 0 | 0 | 0 | 0 | 0 | 0 | 0 | 0 | 0 | 0 | 0 | 0 | 0 | 0 | 0 | 0 | 0 | 0 | 0 | 0 | 0 | 0 | 0 | 0 | 0 | 0 | 0 | 0 | 0 | 0 | 0 | 0 | 0 | 0 | 0 | 0 | 0 | 0 | 0 | 0
Commercial_Office_Existing_Food Preparation_Natural Gas_Fryer_Vintage_Codes & Standards Forecast | Commercial | Office | Existing | Food Preparation | Natural Gas | Fryer | Vintage |  | Codes & Standards Forecast | 151984.0184 | 140900.9336 | 125649.5008 | 107243.4088 | 86669.1821 | 64542.234 | 48084.6105 | 35849.5722 | 26743.0399 | 19952.9351 | 14887.4733 | 11108.2649 | 8288.2532 | 6183.8877 | 4613.5386 | 3441.8371 | 2567.6364 | 1915.4347 | 1428.8669 | 1065.8761 | 795.0756 | 593.0574 | 442.359 | 329.9459 | 246.0937 | 183.5457 | 136.8908 | 102.0916 | 76.1363 | 56.7778 | 42.34 | 31.5725 | 23.5433 | 0 | 0 | 0 | 0 | 0 | 0 | 0 | 0 | 0 | 0 | 0 | 0 | 0 | 0 | 0 | 0 | 0 | 0
Commercial_Office_Existing_Food Preparation_Natural Gas_Broiler_E1_Codes & Standards Forecast | Commercial | Office | Existing | Food Preparation | Natural Gas | Broiler | E1 |  | Codes & Standards Forecast | 0 | 0 | 0 | 0 | 0 | 0 | 0 | 0 | 0 | 0 | 0 | 0 | 0 | 0 | 0 | 0 | 0 | 0 | 0 | 0 | 0 | 0 | 0 | 0 | 0 | 0 | 0 | 0 | 0 | 0 | 0 | 0 | 0 | 0 | 0 | 0 | 0 | 0 | 0 | 0 | 0 | 0 | 0 | 0 | 0 | 0 | 0 | 0 | 0 | 0 | 0
Commercial_Office_Existing_Food Preparation_Natural Gas_Broiler_E2_Codes & Standards Forecast | Commercial | Office | Existing | Food Preparation | Natural Gas | Broiler | E2 |  | Codes & Standards Forecast | 0 | 0 | 0 | 0 | 0 | 0 | 0 | 0 | 0 | 0 | 0 | 0 | 0 | 0 | 0 | 0 | 0 | 0 | 0 | 0 | 0 | 0 | 0 | 0 | 0 | 0 | 0 | 0 | 0 | 0 | 0 | 0 | 0 | 0 | 0 | 0 | 0 | 0 | 0 | 0 | 0 | 0 | 0 | 0 | 0 | 0 | 0 | 0 | 0 | 0 | 0
Commercial_Office_Existing_Food Preparation_Natural Gas_Broiler_E3_Codes & Standards Forecast | Commercial | Office | Existing | Food Preparation | Natural Gas | Broiler | E3 |  | Codes & Standards Forecast | 0 | 0 | 0 | 0 | 0 | 0 | 0 | 0 | 0 | 0 | 0 | 0 | 0 | 0 | 0 | 0 | 0 | 0 | 0 | 0 | 0 | 0 | 0 | 0 | 0 | 0 | 0 | 0 | 0 | 0 | 0 | 0 | 0 | 0 | 0 | 0 | 0 | 0 | 0 | 0 | 0 | 0 | 0 | 0 | 0 | 0 | 0 | 0 | 0 | 0 | 0
Commercial_Office_Existing_Food Preparation_Natural Gas_Broiler_E4_Codes & Standards Forecast | Commercial | Office | Existing | Food Preparation | Natural Gas | Broiler | E4 |  | Codes & Standards Forecast | 0 | 0 | 0 | 0 | 0 | 0 | 0 | 0 | 0 | 0 | 0 | 0 | 0 | 0 | 0 | 0 | 0 | 0 | 0 | 0 | 0 | 0 | 0 | 0 | 0 | 0 | 0 | 0 | 0 | 0 | 0 | 0 | 0 | 0 | 0 | 0 | 0 | 0 | 0 | 0 | 0 | 0 | 0 | 0 | 0 | 0 | 0 | 0 | 0 | 0 | 0
Commercial_Office_Existing_Food Preparation_Natural Gas_Broiler_E5_Codes & Standards Forecast | Commercial | Office | Existing | Food Preparation | Natural Gas | Broiler | E5 |  | Codes & Standards Forecast | 0 | 0 | 0 | 0 | 0 | 0 | 0 | 0 | 0 | 0 | 0 | 0 | 0 | 0 | 0 | 0 | 0 | 0 | 0 | 0 | 0 | 0 | 0 | 0 | 0 | 0 | 0 | 0 | 0 | 0 | 0 | 0 | 0 | 0 | 0 | 0 | 0 | 0 | 0 | 0 | 0 | 0 | 0 | 0 | 0 | 0 | 0 | 0 | 0 | 0 | 0
Commercial_Office_Existing_Food Preparation_Natural Gas_Broiler_E6_Codes & Standards Forecast | Commercial | Office | Existing | Food Preparation | Natural Gas | Broiler | E6 |  | Codes & Standards Forecast | 0 | 0 | 0 | 0 | 0 | 0 | 0 | 0 | 0 | 0 | 0 | 0 | 0 | 0 | 0 | 0 | 0 | 0 | 0 | 0 | 0 | 0 | 0 | 0 | 0 | 0 | 0 | 0 | 0 | 0 | 0 | 0 | 0 | 0 | 0 | 0 | 0 | 0 | 0 | 0 | 0 | 0 | 0 | 0 | 0 | 0 | 0 | 0 | 0 | 0 | 0
Commercial_Office_Existing_Food Preparation_Natural Gas_Broiler_E7_Codes & Standards Forecast | Commercial | Office | Existing | Food Preparation | Natural Gas | Broiler | E7 |  | Codes & Standards Forecast | 0 | 0 | 0 | 0 | 0 | 0 | 0 | 0 | 0 | 0 | 0 | 0 | 0 | 0 | 0 | 0 | 0 | 0 | 0 | 0 | 0 | 0 | 0 | 0 | 0 | 0 | 0 | 0 | 0 | 0 | 0 | 0 | 0 | 0 | 0 | 0 | 0 | 0 | 0 | 0 | 0 | 0 | 0 | 0 | 0 | 0 | 0 | 0 | 0 | 0 | 0
Commercial_Office_Existing_Food Preparation_Natural Gas_Broiler_E8_Codes & Standards Forecast | Commercial | Office | Existing | Food Preparation | Natural Gas | Broiler | E8 |  | Codes & Standards Forecast | 0 | 0 | 0 | 0 | 0 | 0 | 0 | 0 | 0 | 0 | 0 | 0 | 0 | 0 | 0 | 0 | 0 | 0 | 0 | 0 | 0 | 0 | 0 | 0 | 0 | 0 | 0 | 0 | 0 | 0 | 0 | 0 | 0 | 0 | 0 | 0 | 0 | 0 | 0 | 0 | 0 | 0 | 0 | 0 | 0 | 0 | 0 | 0 | 0 | 0 | 0
Commercial_Office_Existing_Food Preparation_Natural Gas_Broiler_E9_Codes & Standards Forecast | Commercial | Office | Existing | Food Preparation | Natural Gas | Broiler | E9 |  | Codes & Standards Forecast | 0 | 0 | 0 | 0 | 0 | 0 | 0 | 0 | 0 | 0 | 0 | 0 | 0 | 0 | 0 | 0 | 0 | 0 | 0 | 0 | 0 | 0 | 0 | 0 | 0 | 0 | 0 | 0 | 0 | 0 | 0 | 0 | 0 | 0 | 0 | 0 | 0 | 0 | 0 | 0 | 0 | 0 | 0 | 0 | 0 | 0 | 0 | 0 | 0 | 0 | 0
Commercial_Office_Existing_Food Preparation_Natural Gas_Broiler_E10_Codes & Standards Forecast | Commercial | Office | Existing | Food Preparation | Natural Gas | Broiler | E10 |  | Codes & Standards Forecast | 0 | 0 | 0 | 0 | 0 | 0 | 0 | 0 | 0 | 0 | 0 | 0 | 0 | 0 | 0 | 0 | 0 | 0 | 0 | 0 | 0 | 0 | 0 | 0 | 0 | 0 | 0 | 0 | 0 | 0 | 0 | 0 | 0 | 0 | 0 | 0 | 0 | 0 | 0 | 0 | 0 | 0 | 0 | 0 | 0 | 0 | 0 | 0 | 0 | 0 | 0
Commercial_Office_Existing_Food Preparation_Natural Gas_Broiler_Vintage_Codes & Standards Forecast | Commercial | Office | Existing | Food Preparation | Natural Gas | Broiler | Vintage |  | Codes & Standards Forecast | 0 | 0 | 0 | 0 | 0 | 0 | 0 | 0 | 0 | 0 | 0 | 0 | 0 | 0 | 0 | 0 | 0 | 0 | 0 | 0 | 0 | 0 | 0 | 0 | 0 | 0 | 0 | 0 | 0 | 0 | 0 | 0 | 0 | 0 | 0 | 0 | 0 | 0 | 0 | 0 | 0 | 0 | 0 | 0 | 0 | 0 | 0 | 0 | 0 | 0 | 0
Commercial_Office_Existing_Food Preparation_Natural Gas_Griddle_E1_Codes & Standards Forecast | Commercial | Office | Existing | Food Preparation | Natural Gas | Griddle | E1 |  | Codes & Standards Forecast | 0 | 5040.3586 | 11533.5415 | 19136.4714 | 27589.869 | 36665.3342 | 46230.3923 | 56184.2864 | 66436.0876 | 76890.7845 | 87479.0884 | 98149.9819 | 106494.2906 | 112984.3052 | 117995.5641 | 121831.2875 | 124732.0295 | 126889.6164 | 128455.9591 | 129551.9729 | 130272.7704 | 130694.9091 | 130880.3518 | 130877.63 | 130725.3702 | 130453.2755 | 130085.7925 | 129642.3776 | 129138.5147 | 128586.526 | 127996.2176 | 127375.3927 | 126734.6265 | 0 | 0 | 0 | 0 | 0 | 0 | 0 | 0 | 0 | 0 | 0 | 0 | 0 | 0 | 0 | 0 | 0 | 0
Commercial_Office_Existing_Food Preparation_Natural Gas_Griddle_E2_Codes & Standards Forecast | Commercial | Office | Existing | Food Preparation | Natural Gas | Griddle | E2 |  | Codes & Standards Forecast | 0 | 0 | 0 | 0 | 0 | 0 | 0 | 0 | 0 | 0 | 0 | 0 | 0 | 0 | 0 | 0 | 0 | 0 | 0 | 0 | 0 | 0 | 0 | 0 | 0 | 0 | 0 | 0 | 0 | 0 | 0 | 0 | 0 | 0 | 0 | 0 | 0 | 0 | 0 | 0 | 0 | 0 | 0 | 0 | 0 | 0 | 0 | 0 | 0 | 0 | 0
Commercial_Office_Existing_Food Preparation_Natural Gas_Griddle_E3_Codes & Standards Forecast | Commercial | Office | Existing | Food Preparation | Natural Gas | Griddle | E3 |  | Codes & Standards Forecast | 0 | 0 | 0 | 0 | 0 | 0 | 0 | 0 | 0 | 0 | 0 | 0 | 0 | 0 | 0 | 0 | 0 | 0 | 0 | 0 | 0 | 0 | 0 | 0 | 0 | 0 | 0 | 0 | 0 | 0 | 0 | 0 | 0 | 0 | 0 | 0 | 0 | 0 | 0 | 0 | 0 | 0 | 0 | 0 | 0 | 0 | 0 | 0 | 0 | 0 | 0
Commercial_Office_Existing_Food Preparation_Natural Gas_Griddle_E4_Codes & Standards Forecast | Commercial | Office | Existing | Food Preparation | Natural Gas | Griddle | E4 |  | Codes & Standards Forecast | 0 | 0 | 0 | 0 | 0 | 0 | 0 | 0 | 0 | 0 | 0 | 0 | 0 | 0 | 0 | 0 | 0 | 0 | 0 | 0 | 0 | 0 | 0 | 0 | 0 | 0 | 0 | 0 | 0 | 0 | 0 | 0 | 0 | 0 | 0 | 0 | 0 | 0 | 0 | 0 | 0 | 0 | 0 | 0 | 0 | 0 | 0 | 0 | 0 | 0 | 0
Commercial_Office_Existing_Food Preparation_Natural Gas_Griddle_E5_Codes & Standards Forecast | Commercial | Office | Existing | Food Preparation | Natural Gas | Griddle | E5 |  | Codes & Standards Forecast | 0 | 0 | 0 | 0 | 0 | 0 | 0 | 0 | 0 | 0 | 0 | 0 | 0 | 0 | 0 | 0 | 0 | 0 | 0 | 0 | 0 | 0 | 0 | 0 | 0 | 0 | 0 | 0 | 0 | 0 | 0 | 0 | 0 | 0 | 0 | 0 | 0 | 0 | 0 | 0 | 0 | 0 | 0 | 0 | 0 | 0 | 0 | 0 | 0 | 0 | 0
Commercial_Office_Existing_Food Preparation_Natural Gas_Griddle_E6_Codes & Standards Forecast | Commercial | Office | Existing | Food Preparation | Natural Gas | Griddle | E6 |  | Codes & Standards Forecast | 0 | 0 | 0 | 0 | 0 | 0 | 0 | 0 | 0 | 0 | 0 | 0 | 0 | 0 | 0 | 0 | 0 | 0 | 0 | 0 | 0 | 0 | 0 | 0 | 0 | 0 | 0 | 0 | 0 | 0 | 0 | 0 | 0 | 0 | 0 | 0 | 0 | 0 | 0 | 0 | 0 | 0 | 0 | 0 | 0 | 0 | 0 | 0 | 0 | 0 | 0
Commercial_Office_Existing_Food Preparation_Natural Gas_Griddle_E7_Codes & Standards Forecast | Commercial | Office | Existing | Food Preparation | Natural Gas | Griddle | E7 |  | Codes & Standards Forecast | 0 | 0 | 0 | 0 | 0 | 0 | 0 | 0 | 0 | 0 | 0 | 0 | 0 | 0 | 0 | 0 | 0 | 0 | 0 | 0 | 0 | 0 | 0 | 0 | 0 | 0 | 0 | 0 | 0 | 0 | 0 | 0 | 0 | 0 | 0 | 0 | 0 | 0 | 0 | 0 | 0 | 0 | 0 | 0 | 0 | 0 | 0 | 0 | 0 | 0 | 0
Commercial_Office_Existing_Food Preparation_Natural Gas_Griddle_E8_Codes & Standards Forecast | Commercial | Office | Existing | Food Preparation | Natural Gas | Griddle | E8 |  | Codes & Standards Forecast | 0 | 0 | 0 | 0 | 0 | 0 | 0 | 0 | 0 | 0 | 0 | 0 | 0 | 0 | 0 | 0 | 0 | 0 | 0 | 0 | 0 | 0 | 0 | 0 | 0 | 0 | 0 | 0 | 0 | 0 | 0 | 0 | 0 | 0 | 0 | 0 | 0 | 0 | 0 | 0 | 0 | 0 | 0 | 0 | 0 | 0 | 0 | 0 | 0 | 0 | 0
Commercial_Office_Existing_Food Preparation_Natural Gas_Griddle_E9_Codes & Standards Forecast | Commercial | Office | Existing | Food Preparation | Natural Gas | Griddle | E9 |  | Codes & Standards Forecast | 0 | 0 | 0 | 0 | 0 | 0 | 0 | 0 | 0 | 0 | 0 | 0 | 0 | 0 | 0 | 0 | 0 | 0 | 0 | 0 | 0 | 0 | 0 | 0 | 0 | 0 | 0 | 0 | 0 | 0 | 0 | 0 | 0 | 0 | 0 | 0 | 0 | 0 | 0 | 0 | 0 | 0 | 0 | 0 | 0 | 0 | 0 | 0 | 0 | 0 | 0
Commercial_Office_Existing_Food Preparation_Natural Gas_Griddle_E10_Codes & Standards Forecast | Commercial | Office | Existing | Food Preparation | Natural Gas | Griddle | E10 |  | Codes & Standards Forecast | 0 | 0 | 0 | 0 | 0 | 0 | 0 | 0 | 0 | 0 | 0 | 0 | 0 | 0 | 0 | 0 | 0 | 0 | 0 | 0 | 0 | 0 | 0 | 0 | 0 | 0 | 0 | 0 | 0 | 0 | 0 | 0 | 0 | 0 | 0 | 0 | 0 | 0 | 0 | 0 | 0 | 0 | 0 | 0 | 0 | 0 | 0 | 0 | 0 | 0 | 0
Commercial_Office_Existing_Food Preparation_Natural Gas_Griddle_Vintage_Codes & Standards Forecast | Commercial | Office | Existing | Food Preparation | Natural Gas | Griddle | Vintage |  | Codes & Standards Forecast | 151984.0184 | 146170.3994 | 138903.9561 | 130367.2113 | 120955.7286 | 110829.842 | 100283.4518 | 89460.6112 | 78428.0237 | 67219.694 | 55887.6818 | 44480.5402 | 35401.0022 | 28173.6337 | 22420.4413 | 17841.4042 | 14197.1433 | 11297.0101 | 8989.1091 | 7152.5406 | 5691.0284 | 4528.0141 | 3602.5883 | 2866.2316 | 2280.3298 | 1814.1377 | 1443.2079 | 1148.0834 | 913.2795 | 726.4731 | 577.8575 | 459.6287 | 365.5894 | 0 | 0 | 0 | 0 | 0 | 0 | 0 | 0 | 0 | 0 | 0 | 0 | 0 | 0 | 0 | 0 | 0 | 0
Commercial_Office_Existing_Food Preparation_Natural Gas_Range_E1_Codes & Standards Forecast | Commercial | Office | Existing | Food Preparation | Natural Gas | Range | E1 |  | Codes & Standards Forecast | 0 | 6048.4303 | 13840.2498 | 22963.7657 | 33107.8428 | 43998.401 | 55476.4708 | 67421.1437 | 79723.3051 | 92268.9414 | 102107.5707 | 109792.669 | 115760.4278 | 120358.6941 | 123864.0671 | 126501.2372 | 128448.1017 | 129846.5849 | 130808.8394 | 131424.1352 | 131762.385 | 131880.1072 | 131823.3216 | 131627.86 | 131322.2417 | 130928.1222 | 130463.5492 | 129942.886 | 129377.5636 | 128776.6788 | 128147.4706 | 127495.6996 | 126830.3188 | 0 | 0 | 0 | 0 | 0 | 0 | 0 | 0 | 0 | 0 | 0 | 0 | 0 | 0 | 0 | 0 | 0 | 0
Commercial_Office_Existing_Food Preparation_Natural Gas_Range_E2_Codes & Standards Forecast | Commercial | Office | Existing | Food Preparation | Natural Gas | Range | E2 |  | Codes & Standards Forecast | 0 | 0 | 0 | 0 | 0 | 0 | 0 | 0 | 0 | 0 | 0 | 0 | 0 | 0 | 0 | 0 | 0 | 0 | 0 | 0 | 0 | 0 | 0 | 0 | 0 | 0 | 0 | 0 | 0 | 0 | 0 | 0 | 0 | 0 | 0 | 0 | 0 | 0 | 0 | 0 | 0 | 0 | 0 | 0 | 0 | 0 | 0 | 0 | 0 | 0 | 0
Commercial_Office_Existing_Food Preparation_Natural Gas_Range_E3_Codes & Standards Forecast | Commercial | Office | Existing | Food Preparation | Natural Gas | Range | E3 |  | Codes & Standards Forecast | 0 | 0 | 0 | 0 | 0 | 0 | 0 | 0 | 0 | 0 | 0 | 0 | 0 | 0 | 0 | 0 | 0 | 0 | 0 | 0 | 0 | 0 | 0 | 0 | 0 | 0 | 0 | 0 | 0 | 0 | 0 | 0 | 0 | 0 | 0 | 0 | 0 | 0 | 0 | 0 | 0 | 0 | 0 | 0 | 0 | 0 | 0 | 0 | 0 | 0 | 0
Commercial_Office_Existing_Food Preparation_Natural Gas_Range_E4_Codes & Standards Forecast | Commercial | Office | Existing | Food Preparation | Natural Gas | Range | E4 |  | Codes & Standards Forecast | 0 | 0 | 0 | 0 | 0 | 0 | 0 | 0 | 0 | 0 | 0 | 0 | 0 | 0 | 0 | 0 | 0 | 0 | 0 | 0 | 0 | 0 | 0 | 0 | 0 | 0 | 0 | 0 | 0 | 0 | 0 | 0 | 0 | 0 | 0 | 0 | 0 | 0 | 0 | 0 | 0 | 0 | 0 | 0 | 0 | 0 | 0 | 0 | 0 | 0 | 0
Commercial_Office_Existing_Food Preparation_Natural Gas_Range_E5_Codes & Standards Forecast | Commercial | Office | Existing | Food Preparation | Natural Gas | Range | E5 |  | Codes & Standards Forecast | 0 | 0 | 0 | 0 | 0 | 0 | 0 | 0 | 0 | 0 | 0 | 0 | 0 | 0 | 0 | 0 | 0 | 0 | 0 | 0 | 0 | 0 | 0 | 0 | 0 | 0 | 0 | 0 | 0 | 0 | 0 | 0 | 0 | 0 | 0 | 0 | 0 | 0 | 0 | 0 | 0 | 0 | 0 | 0 | 0 | 0 | 0 | 0 | 0 | 0 | 0
Commercial_Office_Existing_Food Preparation_Natural Gas_Range_E6_Codes & Standards Forecast | Commercial | Office | Existing | Food Preparation | Natural Gas | Range | E6 |  | Codes & Standards Forecast | 0 | 0 | 0 | 0 | 0 | 0 | 0 | 0 | 0 | 0 | 0 | 0 | 0 | 0 | 0 | 0 | 0 | 0 | 0 | 0 | 0 | 0 | 0 | 0 | 0 | 0 | 0 | 0 | 0 | 0 | 0 | 0 | 0 | 0 | 0 | 0 | 0 | 0 | 0 | 0 | 0 | 0 | 0 | 0 | 0 | 0 | 0 | 0 | 0 | 0 | 0
Commercial_Office_Existing_Food Preparation_Natural Gas_Range_E7_Codes & Standards Forecast | Commercial | Office | Existing | Food Preparation | Natural Gas | Range | E7 |  | Codes & Standards Forecast | 0 | 0 | 0 | 0 | 0 | 0 | 0 | 0 | 0 | 0 | 0 | 0 | 0 | 0 | 0 | 0 | 0 | 0 | 0 | 0 | 0 | 0 | 0 | 0 | 0 | 0 | 0 | 0 | 0 | 0 | 0 | 0 | 0 | 0 | 0 | 0 | 0 | 0 | 0 | 0 | 0 | 0 | 0 | 0 | 0 | 0 | 0 | 0 | 0 | 0 | 0
Commercial_Office_Existing_Food Preparation_Natural Gas_Range_E8_Codes & Standards Forecast | Commercial | Office | Existing | Food Preparation | Natural Gas | Range | E8 |  | Codes & Standards Forecast | 0 | 0 | 0 | 0 | 0 | 0 | 0 | 0 | 0 | 0 | 0 | 0 | 0 | 0 | 0 | 0 | 0 | 0 | 0 | 0 | 0 | 0 | 0 | 0 | 0 | 0 | 0 | 0 | 0 | 0 | 0 | 0 | 0 | 0 | 0 | 0 | 0 | 0 | 0 | 0 | 0 | 0 | 0 | 0 | 0 | 0 | 0 | 0 | 0 | 0 | 0
Commercial_Office_Existing_Food Preparation_Natural Gas_Range_E9_Codes & Standards Forecast | Commercial | Office | Existing | Food Preparation | Natural Gas | Range | E9 |  | Codes & Standards Forecast | 0 | 0 | 0 | 0 | 0 | 0 | 0 | 0 | 0 | 0 | 0 | 0 | 0 | 0 | 0 | 0 | 0 | 0 | 0 | 0 | 0 | 0 | 0 | 0 | 0 | 0 | 0 | 0 | 0 | 0 | 0 | 0 | 0 | 0 | 0 | 0 | 0 | 0 | 0 | 0 | 0 | 0 | 0 | 0 | 0 | 0 | 0 | 0 | 0 | 0 | 0
Commercial_Office_Existing_Food Preparation_Natural Gas_Range_E10_Codes & Standards Forecast | Commercial | Office | Existing | Food Preparation | Natural Gas | Range | E10 |  | Codes & Standards Forecast | 0 | 0 | 0 | 0 | 0 | 0 | 0 | 0 | 0 | 0 | 0 | 0 | 0 | 0 | 0 | 0 | 0 | 0 | 0 | 0 | 0 | 0 | 0 | 0 | 0 | 0 | 0 | 0 | 0 | 0 | 0 | 0 | 0 | 0 | 0 | 0 | 0 | 0 | 0 | 0 | 0 | 0 | 0 | 0 | 0 | 0 | 0 | 0 | 0 | 0 | 0
Commercial_Office_Existing_Food Preparation_Natural Gas_Range_Vintage_Codes & Standards Forecast | Commercial | Office | Existing | Food Preparation | Natural Gas | Range | Vintage |  | Codes & Standards Forecast | 151984.0184 | 145162.3277 | 136597.2478 | 126539.9171 | 115437.7548 | 103496.7751 | 91037.3733 | 78223.7539 | 65140.8062 | 51841.5371 | 41259.1995 | 32837.8531 | 26134.8649 | 20799.2448 | 16551.9383 | 13171.4544 | 10481.0711 | 8340.0417 | 6636.2288 | 5280.3782 | 4201.4138 | 3342.816 | 2659.6184 | 2116.0016 | 1683.4583 | 1339.291 | 1065.4513 | 847.575 | 674.2305 | 536.3203 | 426.6045 | 339.3219 | 269.8972 | 0 | 0 | 0 | 0 | 0 | 0 | 0 | 0 | 0 | 0 | 0 | 0 | 0 | 0 | 0 | 0 | 0 | 0
Commercial_Office_Existing_Food Preparation_Natural Gas_Steamer_E1_Codes & Standards Forecast | Commercial | Office | Existing | Food Preparation | Natural Gas | Steamer | E1 |  | Codes & Standards Forecast | 0 | 0 | 0 | 0 | 0 | 0 | 0 | 0 | 0 | 0 | 0 | 0 | 0 | 0 | 0 | 0 | 0 | 0 | 0 | 0 | 0 | 0 | 0 | 0 | 0 | 0 | 0 | 0 | 0 | 0 | 0 | 0 | 0 | 0 | 0 | 0 | 0 | 0 | 0 | 0 | 0 | 0 | 0 | 0 | 0 | 0 | 0 | 0 | 0 | 0 | 0
Commercial_Office_Existing_Food Preparation_Natural Gas_Steamer_E2_Codes & Standards Forecast | Commercial | Office | Existing | Food Preparation | Natural Gas | Steamer | E2 |  | Codes & Standards Forecast | 0 | 0 | 0 | 0 | 0 | 0 | 0 | 0 | 0 | 0 | 0 | 0 | 0 | 0 | 0 | 0 | 0 | 0 | 0 | 0 | 0 | 0 | 0 | 0 | 0 | 0 | 0 | 0 | 0 | 0 | 0 | 0 | 0 | 0 | 0 | 0 | 0 | 0 | 0 | 0 | 0 | 0 | 0 | 0 | 0 | 0 | 0 | 0 | 0 | 0 | 0
Commercial_Office_Existing_Food Preparation_Natural Gas_Steamer_E3_Codes & Standards Forecast | Commercial | Office | Existing | Food Preparation | Natural Gas | Steamer | E3 |  | Codes & Standards Forecast | 0 | 0 | 0 | 0 | 0 | 0 | 0 | 0 | 0 | 0 | 0 | 0 | 0 | 0 | 0 | 0 | 0 | 0 | 0 | 0 | 0 | 0 | 0 | 0 | 0 | 0 | 0 | 0 | 0 | 0 | 0 | 0 | 0 | 0 | 0 | 0 | 0 | 0 | 0 | 0 | 0 | 0 | 0 | 0 | 0 | 0 | 0 | 0 | 0 | 0 | 0
Commercial_Office_Existing_Food Preparation_Natural Gas_Steamer_E4_Codes & Standards Forecast | Commercial | Office | Existing | Food Preparation | Natural Gas | Steamer | E4 |  | Codes & Standards Forecast | 0 | 0 | 0 | 0 | 0 | 0 | 0 | 0 | 0 | 0 | 0 | 0 | 0 | 0 | 0 | 0 | 0 | 0 | 0 | 0 | 0 | 0 | 0 | 0 | 0 | 0 | 0 | 0 | 0 | 0 | 0 | 0 | 0 | 0 | 0 | 0 | 0 | 0 | 0 | 0 | 0 | 0 | 0 | 0 | 0 | 0 | 0 | 0 | 0 | 0 | 0
Commercial_Office_Existing_Food Preparation_Natural Gas_Steamer_E5_Codes & Standards Forecast | Commercial | Office | Existing | Food Preparation | Natural Gas | Steamer | E5 |  | Codes & Standards Forecast | 0 | 0 | 0 | 0 | 0 | 0 | 0 | 0 | 0 | 0 | 0 | 0 | 0 | 0 | 0 | 0 | 0 | 0 | 0 | 0 | 0 | 0 | 0 | 0 | 0 | 0 | 0 | 0 | 0 | 0 | 0 | 0 | 0 | 0 | 0 | 0 | 0 | 0 | 0 | 0 | 0 | 0 | 0 | 0 | 0 | 0 | 0 | 0 | 0 | 0 | 0
Commercial_Office_Existing_Food Preparation_Natural Gas_Steamer_E6_Codes & Standards Forecast | Commercial | Office | Existing | Food Preparation | Natural Gas | Steamer | E6 |  | Codes & Standards Forecast | 0 | 0 | 0 | 0 | 0 | 0 | 0 | 0 | 0 | 0 | 0 | 0 | 0 | 0 | 0 | 0 | 0 | 0 | 0 | 0 | 0 | 0 | 0 | 0 | 0 | 0 | 0 | 0 | 0 | 0 | 0 | 0 | 0 | 0 | 0 | 0 | 0 | 0 | 0 | 0 | 0 | 0 | 0 | 0 | 0 | 0 | 0 | 0 | 0 | 0 | 0
Commercial_Office_Existing_Food Preparation_Natural Gas_Steamer_E7_Codes & Standards Forecast | Commercial | Office | Existing | Food Preparation | Natural Gas | Steamer | E7 |  | Codes & Standards Forecast | 0 | 0 | 0 | 0 | 0 | 0 | 0 | 0 | 0 | 0 | 0 | 0 | 0 | 0 | 0 | 0 | 0 | 0 | 0 | 0 | 0 | 0 | 0 | 0 | 0 | 0 | 0 | 0 | 0 | 0 | 0 | 0 | 0 | 0 | 0 | 0 | 0 | 0 | 0 | 0 | 0 | 0 | 0 | 0 | 0 | 0 | 0 | 0 | 0 | 0 | 0
Commercial_Office_Existing_Food Preparation_Natural Gas_Steamer_E8_Codes & Standards Forecast | Commercial | Office | Existing | Food Preparation | Natural Gas | Steamer | E8 |  | Codes & Standards Forecast | 0 | 0 | 0 | 0 | 0 | 0 | 0 | 0 | 0 | 0 | 0 | 0 | 0 | 0 | 0 | 0 | 0 | 0 | 0 | 0 | 0 | 0 | 0 | 0 | 0 | 0 | 0 | 0 | 0 | 0 | 0 | 0 | 0 | 0 | 0 | 0 | 0 | 0 | 0 | 0 | 0 | 0 | 0 | 0 | 0 | 0 | 0 | 0 | 0 | 0 | 0
Commercial_Office_Existing_Food Preparation_Natural Gas_Steamer_E9_Codes & Standards Forecast | Commercial | Office | Existing | Food Preparation | Natural Gas | Steamer | E9 |  | Codes & Standards Forecast | 0 | 0 | 0 | 0 | 0 | 0 | 0 | 0 | 0 | 0 | 0 | 0 | 0 | 0 | 0 | 0 | 0 | 0 | 0 | 0 | 0 | 0 | 0 | 0 | 0 | 0 | 0 | 0 | 0 | 0 | 0 | 0 | 0 | 0 | 0 | 0 | 0 | 0 | 0 | 0 | 0 | 0 | 0 | 0 | 0 | 0 | 0 | 0 | 0 | 0 | 0
Commercial_Office_Existing_Food Preparation_Natural Gas_Steamer_E10_Codes & Standards Forecast | Commercial | Office | Existing | Food Preparation | Natural Gas | Steamer | E10 |  | Codes & Standards Forecast | 0 | 0 | 0 | 0 | 0 | 0 | 0 | 0 | 0 | 0 | 0 | 0 | 0 | 0 | 0 | 0 | 0 | 0 | 0 | 0 | 0 | 0 | 0 | 0 | 0 | 0 | 0 | 0 | 0 | 0 | 0 | 0 | 0 | 0 | 0 | 0 | 0 | 0 | 0 | 0 | 0 | 0 | 0 | 0 | 0 | 0 | 0 | 0 | 0 | 0 | 0
Commercial_Office_Existing_Food Preparation_Natural Gas_Steamer_Vintage_Codes & Standards Forecast | Commercial | Office | Existing | Food Preparation | Natural Gas | Steamer | Vintage |  | Codes & Standards Forecast | 0 | 0 | 0 | 0 | 0 | 0 | 0 | 0 | 0 | 0 | 0 | 0 | 0 | 0 | 0 | 0 | 0 | 0 | 0 | 0 | 0 | 0 | 0 | 0 | 0 | 0 | 0 | 0 | 0 | 0 | 0 | 0 | 0 | 0 | 0 | 0 | 0 | 0 | 0 | 0 | 0 | 0 | 0 | 0 | 0 | 0 | 0 | 0 | 0 | 0 | 0
Commercial_Office_Existing_Food Preparation_Natural Gas_Food Prep Other_E1_Codes & Standards Forecast | Commercial | Office | Existing | Food Preparation | Natural Gas | Food Prep Other | E1 |  | Codes & Standards Forecast | 0 | 0 | 0 | 0 | 0 | 0 | 0 | 0 | 0 | 0 | 0 | 0 | 0 | 0 | 0 | 0 | 0 | 0 | 0 | 0 | 0 | 0 | 0 | 0 | 0 | 0 | 0 | 0 | 0 | 0 | 0 | 0 | 0 | 0 | 0 | 0 | 0 | 0 | 0 | 0 | 0 | 0 | 0 | 0 | 0 | 0 | 0 | 0 | 0 | 0 | 0
Commercial_Office_Existing_Food Preparation_Natural Gas_Food Prep Other_E2_Codes & Standards Forecast | Commercial | Office | Existing | Food Preparation | Natural Gas | Food Prep Other | E2 |  | Codes & Standards Forecast | 0 | 0 | 0 | 0 | 0 | 0 | 0 | 0 | 0 | 0 | 0 | 0 | 0 | 0 | 0 | 0 | 0 | 0 | 0 | 0 | 0 | 0 | 0 | 0 | 0 | 0 | 0 | 0 | 0 | 0 | 0 | 0 | 0 | 0 | 0 | 0 | 0 | 0 | 0 | 0 | 0 | 0 | 0 | 0 | 0 | 0 | 0 | 0 | 0 | 0 | 0
Commercial_Office_Existing_Food Preparation_Natural Gas_Food Prep Other_E3_Codes & Standards Forecast | Commercial | Office | Existing | Food Preparation | Natural Gas | Food Prep Other | E3 |  | Codes & Standards Forecast | 0 | 0 | 0 | 0 | 0 | 0 | 0 | 0 | 0 | 0 | 0 | 0 | 0 | 0 | 0 | 0 | 0 | 0 | 0 | 0 | 0 | 0 | 0 | 0 | 0 | 0 | 0 | 0 | 0 | 0 | 0 | 0 | 0 | 0 | 0 | 0 | 0 | 0 | 0 | 0 | 0 | 0 | 0 | 0 | 0 | 0 | 0 | 0 | 0 | 0 | 0
Commercial_Office_Existing_Food Preparation_Natural Gas_Food Prep Other_E4_Codes & Standards Forecast | Commercial | Office | Existing | Food Preparation | Natural Gas | Food Prep Other | E4 |  | Codes & Standards Forecast | 0 | 0 | 0 | 0 | 0 | 0 | 0 | 0 | 0 | 0 | 0 | 0 | 0 | 0 | 0 | 0 | 0 | 0 | 0 | 0 | 0 | 0 | 0 | 0 | 0 | 0 | 0 | 0 | 0 | 0 | 0 | 0 | 0 | 0 | 0 | 0 | 0 | 0 | 0 | 0 | 0 | 0 | 0 | 0 | 0 | 0 | 0 | 0 | 0 | 0 | 0
Commercial_Office_Existing_Food Preparation_Natural Gas_Food Prep Other_E5_Codes & Standards Forecast | Commercial | Office | Existing | Food Preparation | Natural Gas | Food Prep Other | E5 |  | Codes & Standards Forecast | 0 | 0 | 0 | 0 | 0 | 0 | 0 | 0 | 0 | 0 | 0 | 0 | 0 | 0 | 0 | 0 | 0 | 0 | 0 | 0 | 0 | 0 | 0 | 0 | 0 | 0 | 0 | 0 | 0 | 0 | 0 | 0 | 0 | 0 | 0 | 0 | 0 | 0 | 0 | 0 | 0 | 0 | 0 | 0 | 0 | 0 | 0 | 0 | 0 | 0 | 0
Commercial_Office_Existing_Food Preparation_Natural Gas_Food Prep Other_E6_Codes & Standards Forecast | Commercial | Office | Existing | Food Preparation | Natural Gas | Food Prep Other | E6 |  | Codes & Standards Forecast | 0 | 0 | 0 | 0 | 0 | 0 | 0 | 0 | 0 | 0 | 0 | 0 | 0 | 0 | 0 | 0 | 0 | 0 | 0 | 0 | 0 | 0 | 0 | 0 | 0 | 0 | 0 | 0 | 0 | 0 | 0 | 0 | 0 | 0 | 0 | 0 | 0 | 0 | 0 | 0 | 0 | 0 | 0 | 0 | 0 | 0 | 0 | 0 | 0 | 0 | 0
Commercial_Office_Existing_Food Preparation_Natural Gas_Food Prep Other_E7_Codes & Standards Forecast | Commercial | Office | Existing | Food Preparation | Natural Gas | Food Prep Other | E7 |  | Codes & Standards Forecast | 0 | 0 | 0 | 0 | 0 | 0 | 0 | 0 | 0 | 0 | 0 | 0 | 0 | 0 | 0 | 0 | 0 | 0 | 0 | 0 | 0 | 0 | 0 | 0 | 0 | 0 | 0 | 0 | 0 | 0 | 0 | 0 | 0 | 0 | 0 | 0 | 0 | 0 | 0 | 0 | 0 | 0 | 0 | 0 | 0 | 0 | 0 | 0 | 0 | 0 | 0
Commercial_Office_Existing_Food Preparation_Natural Gas_Food Prep Other_E8_Codes & Standards Forecast | Commercial | Office | Existing | Food Preparation | Natural Gas | Food Prep Other | E8 |  | Codes & Standards Forecast | 0 | 0 | 0 | 0 | 0 | 0 | 0 | 0 | 0 | 0 | 0 | 0 | 0 | 0 | 0 | 0 | 0 | 0 | 0 | 0 | 0 | 0 | 0 | 0 | 0 | 0 | 0 | 0 | 0 | 0 | 0 | 0 | 0 | 0 | 0 | 0 | 0 | 0 | 0 | 0 | 0 | 0 | 0 | 0 | 0 | 0 | 0 | 0 | 0 | 0 | 0
Commercial_Office_Existing_Food Preparation_Natural Gas_Food Prep Other_E9_Codes & Standards Forecast | Commercial | Office | Existing | Food Preparation | Natural Gas | Food Prep Other | E9 |  | Codes & Standards Forecast | 0 | 0 | 0 | 0 | 0 | 0 | 0 | 0 | 0 | 0 | 0 | 0 | 0 | 0 | 0 | 0 | 0 | 0 | 0 | 0 | 0 | 0 | 0 | 0 | 0 | 0 | 0 | 0 | 0 | 0 | 0 | 0 | 0 | 0 | 0 | 0 | 0 | 0 | 0 | 0 | 0 | 0 | 0 | 0 | 0 | 0 | 0 | 0 | 0 | 0 | 0
Commercial_Office_Existing_Food Preparation_Natural Gas_Food Prep Other_E10_Codes & Standards Forecast | Commercial | Office | Existing | Food Preparation | Natural Gas | Food Prep Other | E10 |  | Codes & Standards Forecast | 0 | 0 | 0 | 0 | 0 | 0 | 0 | 0 | 0 | 0 | 0 | 0 | 0 | 0 | 0 | 0 | 0 | 0 | 0 | 0 | 0 | 0 | 0 | 0 | 0 | 0 | 0 | 0 | 0 | 0 | 0 | 0 | 0 | 0 | 0 | 0 | 0 | 0 | 0 | 0 | 0 | 0 | 0 | 0 | 0 | 0 | 0 | 0 | 0 | 0 | 0
Commercial_Office_Existing_Food Preparation_Natural Gas_Food Prep Other_Vintage_Codes & Standards Forecast | Commercial | Office | Existing | Food Preparation | Natural Gas | Food Prep Other | Vintage |  | Codes & Standards Forecast | 0 | 0 | 0 | 0 | 0 | 0 | 0 | 0 | 0 | 0 | 0 | 0 | 0 | 0 | 0 | 0 | 0 | 0 | 0 | 0 | 0 | 0 | 0 | 0 | 0 | 0 | 0 | 0 | 0 | 0 | 0 | 0 | 0 | 0 | 0 | 0 | 0 | 0 | 0 | 0 | 0 | 0 | 0 | 0 | 0 | 0 | 0 | 0 | 0 | 0 | 0
Commercial_Office_Existing_Miscellaneous_Natural Gas_Pool Heater_E1_Codes & Standards Forecast | Commercial | Office | Existing | Miscellaneous | Natural Gas | Pool Heater | E1 |  | Codes & Standards Forecast | 0 | 0 | 0 | 0 | 0 | 0 | 0 | 0 | 0 | 0 | 0 | 0 | 0 | 0 | 0 | 0 | 0 | 0 | 0 | 0 | 0 | 0 | 0 | 0 | 0 | 0 | 0 | 0 | 0 | 0 | 0 | 0 | 0 | 0 | 0 | 0 | 0 | 0 | 0 | 0 | 0 | 0 | 0 | 0 | 0 | 0 | 0 | 0 | 0 | 0 | 0
Commercial_Office_Existing_Miscellaneous_Natural Gas_Pool Heater_E2_Codes & Standards Forecast | Commercial | Office | Existing | Miscellaneous | Natural Gas | Pool Heater | E2 |  | Codes & Standards Forecast | 0 | 0 | 0 | 0 | 0 | 0 | 0 | 0 | 0 | 0 | 0 | 0 | 0 | 0 | 0 | 0 | 0 | 0 | 0 | 0 | 0 | 0 | 0 | 0 | 0 | 0 | 0 | 0 | 0 | 0 | 0 | 0 | 0 | 0 | 0 | 0 | 0 | 0 | 0 | 0 | 0 | 0 | 0 | 0 | 0 | 0 | 0 | 0 | 0 | 0 | 0
Commercial_Office_Existing_Miscellaneous_Natural Gas_Pool Heater_E3_Codes & Standards Forecast | Commercial | Office | Existing | Miscellaneous | Natural Gas | Pool Heater | E3 |  | Codes & Standards Forecast | 0 | 0 | 0 | 0 | 0 | 0 | 0 | 0 | 0 | 0 | 0 | 0 | 0 | 0 | 0 | 0 | 0 | 0 | 0 | 0 | 0 | 0 | 0 | 0 | 0 | 0 | 0 | 0 | 0 | 0 | 0 | 0 | 0 | 0 | 0 | 0 | 0 | 0 | 0 | 0 | 0 | 0 | 0 | 0 | 0 | 0 | 0 | 0 | 0 | 0 | 0
Commercial_Office_Existing_Miscellaneous_Natural Gas_Pool Heater_E4_Codes & Standards Forecast | Commercial | Office | Existing | Miscellaneous | Natural Gas | Pool Heater | E4 |  | Codes & Standards Forecast | 0 | 0 | 0 | 0 | 0 | 0 | 0 | 0 | 0 | 0 | 0 | 0 | 0 | 0 | 0 | 0 | 0 | 0 | 0 | 0 | 0 | 0 | 0 | 0 | 0 | 0 | 0 | 0 | 0 | 0 | 0 | 0 | 0 | 0 | 0 | 0 | 0 | 0 | 0 | 0 | 0 | 0 | 0 | 0 | 0 | 0 | 0 | 0 | 0 | 0 | 0
Commercial_Office_Existing_Miscellaneous_Natural Gas_Pool Heater_E5_Codes & Standards Forecast | Commercial | Office | Existing | Miscellaneous | Natural Gas | Pool Heater | E5 |  | Codes & Standards Forecast | 0 | 0 | 0 | 0 | 0 | 0 | 0 | 0 | 0 | 0 | 0 | 0 | 0 | 0 | 0 | 0 | 0 | 0 | 0 | 0 | 0 | 0 | 0 | 0 | 0 | 0 | 0 | 0 | 0 | 0 | 0 | 0 | 0 | 0 | 0 | 0 | 0 | 0 | 0 | 0 | 0 | 0 | 0 | 0 | 0 | 0 | 0 | 0 | 0 | 0 | 0
Commercial_Office_Existing_Miscellaneous_Natural Gas_Pool Heater_E6_Codes & Standards Forecast | Commercial | Office | Existing | Miscellaneous | Natural Gas | Pool Heater | E6 |  | Codes & Standards Forecast | 0 | 0 | 0 | 0 | 0 | 0 | 0 | 0 | 0 | 0 | 0 | 0 | 0 | 0 | 0 | 0 | 0 | 0 | 0 | 0 | 0 | 0 | 0 | 0 | 0 | 0 | 0 | 0 | 0 | 0 | 0 | 0 | 0 | 0 | 0 | 0 | 0 | 0 | 0 | 0 | 0 | 0 | 0 | 0 | 0 | 0 | 0 | 0 | 0 | 0 | 0
Commercial_Office_Existing_Miscellaneous_Natural Gas_Pool Heater_E7_Codes & Standards Forecast | Commercial | Office | Existing | Miscellaneous | Natural Gas | Pool Heater | E7 |  | Codes & Standards Forecast | 0 | 0 | 0 | 0 | 0 | 0 | 0 | 0 | 0 | 0 | 0 | 0 | 0 | 0 | 0 | 0 | 0 | 0 | 0 | 0 | 0 | 0 | 0 | 0 | 0 | 0 | 0 | 0 | 0 | 0 | 0 | 0 | 0 | 0 | 0 | 0 | 0 | 0 | 0 | 0 | 0 | 0 | 0 | 0 | 0 | 0 | 0 | 0 | 0 | 0 | 0
Commercial_Office_Existing_Miscellaneous_Natural Gas_Pool Heater_E8_Codes & Standards Forecast | Commercial | Office | Existing | Miscellaneous | Natural Gas | Pool Heater | E8 |  | Codes & Standards Forecast | 0 | 0 | 0 | 0 | 0 | 0 | 0 | 0 | 0 | 0 | 0 | 0 | 0 | 0 | 0 | 0 | 0 | 0 | 0 | 0 | 0 | 0 | 0 | 0 | 0 | 0 | 0 | 0 | 0 | 0 | 0 | 0 | 0 | 0 | 0 | 0 | 0 | 0 | 0 | 0 | 0 | 0 | 0 | 0 | 0 | 0 | 0 | 0 | 0 | 0 | 0
Commercial_Office_Existing_Miscellaneous_Natural Gas_Pool Heater_E9_Codes & Standards Forecast | Commercial | Office | Existing | Miscellaneous | Natural Gas | Pool Heater | E9 |  | Codes & Standards Forecast | 0 | 0 | 0 | 0 | 0 | 0 | 0 | 0 | 0 | 0 | 0 | 0 | 0 | 0 | 0 | 0 | 0 | 0 | 0 | 0 | 0 | 0 | 0 | 0 | 0 | 0 | 0 | 0 | 0 | 0 | 0 | 0 | 0 | 0 | 0 | 0 | 0 | 0 | 0 | 0 | 0 | 0 | 0 | 0 | 0 | 0 | 0 | 0 | 0 | 0 | 0
Commercial_Office_Existing_Miscellaneous_Natural Gas_Pool Heater_E10_Codes & Standards Forecast | Commercial | Office | Existing | Miscellaneous | Natural Gas | Pool Heater | E10 |  | Codes & Standards Forecast | 0 | 0 | 0 | 0 | 0 | 0 | 0 | 0 | 0 | 0 | 0 | 0 | 0 | 0 | 0 | 0 | 0 | 0 | 0 | 0 | 0 | 0 | 0 | 0 | 0 | 0 | 0 | 0 | 0 | 0 | 0 | 0 | 0 | 0 | 0 | 0 | 0 | 0 | 0 | 0 | 0 | 0 | 0 | 0 | 0 | 0 | 0 | 0 | 0 | 0 | 0
Commercial_Office_Existing_Miscellaneous_Natural Gas_Pool Heater_Vintage_Codes & Standards Forecast | Commercial | Office | Existing | Miscellaneous | Natural Gas | Pool Heater | Vintage |  | Codes & Standards Forecast | 0 | 0 | 0 | 0 | 0 | 0 | 0 | 0 | 0 | 0 | 0 | 0 | 0 | 0 | 0 | 0 | 0 | 0 | 0 | 0 | 0 | 0 | 0 | 0 | 0 | 0 | 0 | 0 | 0 | 0 | 0 | 0 | 0 | 0 | 0 | 0 | 0 | 0 | 0 | 0 | 0 | 0 | 0 | 0 | 0 | 0 | 0 | 0 | 0 | 0 | 0
Commercial_Office_Existing_Miscellaneous_Natural Gas_Miscellaneous_E1_Codes & Standards Forecast | Commercial | Office | Existing | Miscellaneous | Natural Gas | Miscellaneous | E1 |  | Codes & Standards Forecast | 0 | 818050.2007 | 1782755.9836 | 2866616.1576 | 3780739.5295 | 4547632.9883 | 5193103.1923 | 5738063.3705 | 6198164.7554 | 6584470.2388 | 6907395.9964 | 7176272.1392 | 7398805.4225 | 7581652.1936 | 7730486.5694 | 7850437.0039 | 7945803.8867 | 8020270.1404 | 8076922.5374 | 8118393.9181 | 8146859.2651 | 8164231.3069 | 8172205.5734 | 8172175.4302 | 8165329.2705 | 8152615.6651 | 8134897.5923 | 8112911.0377 | 8087283.6644 | 8058550.741 | 8027168.7289 | 7993526.8737 | 7958231.2522 | 0 | 0 | 0 | 0 | 0 | 0 | 0 | 0 | 0 | 0 | 0 | 0 | 0 | 0 | 0 | 0 | 0 | 0
Commercial_Office_Existing_Miscellaneous_Natural Gas_Miscellaneous_E2_Codes & Standards Forecast | Commercial | Office | Existing | Miscellaneous | Natural Gas | Miscellaneous | E2 |  | Codes & Standards Forecast | 0 | 0 | 0 | 0 | 0 | 0 | 0 | 0 | 0 | 0 | 0 | 0 | 0 | 0 | 0 | 0 | 0 | 0 | 0 | 0 | 0 | 0 | 0 | 0 | 0 | 0 | 0 | 0 | 0 | 0 | 0 | 0 | 0 | 0 | 0 | 0 | 0 | 0 | 0 | 0 | 0 | 0 | 0 | 0 | 0 | 0 | 0 | 0 | 0 | 0 | 0
Commercial_Office_Existing_Miscellaneous_Natural Gas_Miscellaneous_E3_Codes & Standards Forecast | Commercial | Office | Existing | Miscellaneous | Natural Gas | Miscellaneous | E3 |  | Codes & Standards Forecast | 0 | 0 | 0 | 0 | 0 | 0 | 0 | 0 | 0 | 0 | 0 | 0 | 0 | 0 | 0 | 0 | 0 | 0 | 0 | 0 | 0 | 0 | 0 | 0 | 0 | 0 | 0 | 0 | 0 | 0 | 0 | 0 | 0 | 0 | 0 | 0 | 0 | 0 | 0 | 0 | 0 | 0 | 0 | 0 | 0 | 0 | 0 | 0 | 0 | 0 | 0
Commercial_Office_Existing_Miscellaneous_Natural Gas_Miscellaneous_E4_Codes & Standards Forecast | Commercial | Office | Existing | Miscellaneous | Natural Gas | Miscellaneous | E4 |  | Codes & Standards Forecast | 0 | 0 | 0 | 0 | 0 | 0 | 0 | 0 | 0 | 0 | 0 | 0 | 0 | 0 | 0 | 0 | 0 | 0 | 0 | 0 | 0 | 0 | 0 | 0 | 0 | 0 | 0 | 0 | 0 | 0 | 0 | 0 | 0 | 0 | 0 | 0 | 0 | 0 | 0 | 0 | 0 | 0 | 0 | 0 | 0 | 0 | 0 | 0 | 0 | 0 | 0
Commercial_Office_Existing_Miscellaneous_Natural Gas_Miscellaneous_E5_Codes & Standards Forecast | Commercial | Office | Existing | Miscellaneous | Natural Gas | Miscellaneous | E5 |  | Codes & Standards Forecast | 0 | 0 | 0 | 0 | 0 | 0 | 0 | 0 | 0 | 0 | 0 | 0 | 0 | 0 | 0 | 0 | 0 | 0 | 0 | 0 | 0 | 0 | 0 | 0 | 0 | 0 | 0 | 0 | 0 | 0 | 0 | 0 | 0 | 0 | 0 | 0 | 0 | 0 | 0 | 0 | 0 | 0 | 0 | 0 | 0 | 0 | 0 | 0 | 0 | 0 | 0
Commercial_Office_Existing_Miscellaneous_Natural Gas_Miscellaneous_E6_Codes & Standards Forecast | Commercial | Office | Existing | Miscellaneous | Natural Gas | Miscellaneous | E6 |  | Codes & Standards Forecast | 0 | 0 | 0 | 0 | 0 | 0 | 0 | 0 | 0 | 0 | 0 | 0 | 0 | 0 | 0 | 0 | 0 | 0 | 0 | 0 | 0 | 0 | 0 | 0 | 0 | 0 | 0 | 0 | 0 | 0 | 0 | 0 | 0 | 0 | 0 | 0 | 0 | 0 | 0 | 0 | 0 | 0 | 0 | 0 | 0 | 0 | 0 | 0 | 0 | 0 | 0
Commercial_Office_Existing_Miscellaneous_Natural Gas_Miscellaneous_E7_Codes & Standards Forecast | Commercial | Office | Existing | Miscellaneous | Natural Gas | Miscellaneous | E7 |  | Codes & Standards Forecast | 0 | 0 | 0 | 0 | 0 | 0 | 0 | 0 | 0 | 0 | 0 | 0 | 0 | 0 | 0 | 0 | 0 | 0 | 0 | 0 | 0 | 0 | 0 | 0 | 0 | 0 | 0 | 0 | 0 | 0 | 0 | 0 | 0 | 0 | 0 | 0 | 0 | 0 | 0 | 0 | 0 | 0 | 0 | 0 | 0 | 0 | 0 | 0 | 0 | 0 | 0
Commercial_Office_Existing_Miscellaneous_Natural Gas_Miscellaneous_E8_Codes & Standards Forecast | Commercial | Office | Existing | Miscellaneous | Natural Gas | Miscellaneous | E8 |  | Codes & Standards Forecast | 0 | 0 | 0 | 0 | 0 | 0 | 0 | 0 | 0 | 0 | 0 | 0 | 0 | 0 | 0 | 0 | 0 | 0 | 0 | 0 | 0 | 0 | 0 | 0 | 0 | 0 | 0 | 0 | 0 | 0 | 0 | 0 | 0 | 0 | 0 | 0 | 0 | 0 | 0 | 0 | 0 | 0 | 0 | 0 | 0 | 0 | 0 | 0 | 0 | 0 | 0
Commercial_Office_Existing_Miscellaneous_Natural Gas_Miscellaneous_E9_Codes & Standards Forecast | Commercial | Office | Existing | Miscellaneous | Natural Gas | Miscellaneous | E9 |  | Codes & Standards Forecast | 0 | 0 | 0 | 0 | 0 | 0 | 0 | 0 | 0 | 0 | 0 | 0 | 0 | 0 | 0 | 0 | 0 | 0 | 0 | 0 | 0 | 0 | 0 | 0 | 0 | 0 | 0 | 0 | 0 | 0 | 0 | 0 | 0 | 0 | 0 | 0 | 0 | 0 | 0 | 0 | 0 | 0 | 0 | 0 | 0 | 0 | 0 | 0 | 0 | 0 | 0
Commercial_Office_Existing_Miscellaneous_Natural Gas_Miscellaneous_E10_Codes & Standards Forecast | Commercial | Office | Existing | Miscellaneous | Natural Gas | Miscellaneous | E10 |  | Codes & Standards Forecast | 0 | 0 | 0 | 0 | 0 | 0 | 0 | 0 | 0 | 0 | 0 | 0 | 0 | 0 | 0 | 0 | 0 | 0 | 0 | 0 | 0 | 0 | 0 | 0 | 0 | 0 | 0 | 0 | 0 | 0 | 0 | 0 | 0 | 0 | 0 | 0 | 0 | 0 | 0 | 0 | 0 | 0 | 0 | 0 | 0 | 0 | 0 | 0 | 0 | 0 | 0
Commercial_Office_Existing_Miscellaneous_Natural Gas_Miscellaneous_Vintage_Codes & Standards Forecast | Commercial | Office | Existing | Miscellaneous | Natural Gas | Miscellaneous | Vintage |  | Codes & Standards Forecast | 9592724.626 | 8725868.8077 | 7712357.4073 | 6569557.9505 | 5594963.4351 | 4761770.8794 | 4054362.2672 | 3454557.0805 | 2945175.0686 | 2511302.7912 | 2141436.6501 | 1826090.984 | 1557152.469 | 1327766.3847 | 1132103.6354 | 965237.7179 | 822942.406 | 701609.1064 | 598152.0203 | 509939.2921 | 434722.5051 | 370588.8632 | 315909.3277 | 269291.3001 | 229547.1622 | 195662.5663 | 166774.4878 | 142146.8947 | 121152.0771 | 103254.7194 | 87998.3129 | 74993.5645 | 63910.7106 | 0 | 0 | 0 | 0 | 0 | 0 | 0 | 0 | 0 | 0 | 0 | 0 | 0 | 0 | 0 | 0 | 0 | 0
Commercial_Office_New_Space Heating_Natural Gas_Furnace_E1_Codes & Standards Forecast | Commercial | Office | New | Space Heating | Natural Gas | Furnace | E1 |  | Codes & Standards Forecast | 0 | 29588.1616 | 172302.8532 | 263507.5367 | 381134.3326 | 540766.7922 | 689971.2661 | 822212.8519 | 941147.9873 | 1055984.727 | 1169323.4921 | 1281536.2602 | 1393595.2836 | 1505974.9445 | 1619045.8536 | 1732325.0727 | 1845635.2508 | 1958798.6394 | 2071812.9101 | 2184675.7084 | 2297562.6412 | 2410473.8706 | 2523250.3923 | 2635890.3712 | 2748391.9543 | 2860912.4381 | 2973451.9331 | 3086010.5505 | 3198588.402 | 3311185.6001 | 3423802.258 | 3536438.4893 | 3587171.2398 | 0 | 0 | 0 | 0 | 0 | 0 | 0 | 0 | 0 | 0 | 0 | 0 | 0 | 0 | 0 | 0 | 0 | 0
Commercial_Office_New_Space Heating_Natural Gas_Furnace_E2_Codes & Standards Forecast | Commercial | Office | New | Space Heating | Natural Gas | Furnace | E2 |  | Codes & Standards Forecast | 0 | 0 | 0 | 0 | 0 | 0 | 0 | 0 | 0 | 0 | 0 | 0 | 0 | 0 | 0 | 0 | 0 | 0 | 0 | 0 | 0 | 0 | 0 | 0 | 0 | 0 | 0 | 0 | 0 | 0 | 0 | 0 | 0 | 0 | 0 | 0 | 0 | 0 | 0 | 0 | 0 | 0 | 0 | 0 | 0 | 0 | 0 | 0 | 0 | 0 | 0
Commercial_Office_New_Space Heating_Natural Gas_Furnace_E3_Codes & Standards Forecast | Commercial | Office | New | Space Heating | Natural Gas | Furnace | E3 |  | Codes & Standards Forecast | 0 | 0 | 0 | 0 | 0 | 0 | 0 | 0 | 0 | 0 | 0 | 0 | 0 | 0 | 0 | 0 | 0 | 0 | 0 | 0 | 0 | 0 | 0 | 0 | 0 | 0 | 0 | 0 | 0 | 0 | 0 | 0 | 0 | 0 | 0 | 0 | 0 | 0 | 0 | 0 | 0 | 0 | 0 | 0 | 0 | 0 | 0 | 0 | 0 | 0 | 0
Commercial_Office_New_Space Heating_Natural Gas_Furnace_E4_Codes & Standards Forecast | Commercial | Office | New | Space Heating | Natural Gas | Furnace | E4 |  | Codes & Standards Forecast | 0 | 0 | 0 | 0 | 0 | 0 | 0 | 0 | 0 | 0 | 0 | 0 | 0 | 0 | 0 | 0 | 0 | 0 | 0 | 0 | 0 | 0 | 0 | 0 | 0 | 0 | 0 | 0 | 0 | 0 | 0 | 0 | 0 | 0 | 0 | 0 | 0 | 0 | 0 | 0 | 0 | 0 | 0 | 0 | 0 | 0 | 0 | 0 | 0 | 0 | 0
Commercial_Office_New_Space Heating_Natural Gas_Furnace_E5_Codes & Standards Forecast | Commercial | Office | New | Space Heating | Natural Gas | Furnace | E5 |  | Codes & Standards Forecast | 0 | 0 | 0 | 0 | 0 | 0 | 0 | 0 | 0 | 0 | 0 | 0 | 0 | 0 | 0 | 0 | 0 | 0 | 0 | 0 | 0 | 0 | 0 | 0 | 0 | 0 | 0 | 0 | 0 | 0 | 0 | 0 | 0 | 0 | 0 | 0 | 0 | 0 | 0 | 0 | 0 | 0 | 0 | 0 | 0 | 0 | 0 | 0 | 0 | 0 | 0
Commercial_Office_New_Space Heating_Natural Gas_Furnace_E6_Codes & Standards Forecast | Commercial | Office | New | Space Heating | Natural Gas | Furnace | E6 |  | Codes & Standards Forecast | 0 | 0 | 0 | 0 | 0 | 0 | 0 | 0 | 0 | 0 | 0 | 0 | 0 | 0 | 0 | 0 | 0 | 0 | 0 | 0 | 0 | 0 | 0 | 0 | 0 | 0 | 0 | 0 | 0 | 0 | 0 | 0 | 0 | 0 | 0 | 0 | 0 | 0 | 0 | 0 | 0 | 0 | 0 | 0 | 0 | 0 | 0 | 0 | 0 | 0 | 0
Commercial_Office_New_Space Heating_Natural Gas_Furnace_E7_Codes & Standards Forecast | Commercial | Office | New | Space Heating | Natural Gas | Furnace | E7 |  | Codes & Standards Forecast | 0 | 0 | 0 | 0 | 0 | 0 | 0 | 0 | 0 | 0 | 0 | 0 | 0 | 0 | 0 | 0 | 0 | 0 | 0 | 0 | 0 | 0 | 0 | 0 | 0 | 0 | 0 | 0 | 0 | 0 | 0 | 0 | 0 | 0 | 0 | 0 | 0 | 0 | 0 | 0 | 0 | 0 | 0 | 0 | 0 | 0 | 0 | 0 | 0 | 0 | 0
Commercial_Office_New_Space Heating_Natural Gas_Furnace_E8_Codes & Standards Forecast | Commercial | Office | New | Space Heating | Natural Gas | Furnace | E8 |  | Codes & Standards Forecast | 0 | 0 | 0 | 0 | 0 | 0 | 0 | 0 | 0 | 0 | 0 | 0 | 0 | 0 | 0 | 0 | 0 | 0 | 0 | 0 | 0 | 0 | 0 | 0 | 0 | 0 | 0 | 0 | 0 | 0 | 0 | 0 | 0 | 0 | 0 | 0 | 0 | 0 | 0 | 0 | 0 | 0 | 0 | 0 | 0 | 0 | 0 | 0 | 0 | 0 | 0
Commercial_Office_New_Space Heating_Natural Gas_Furnace_E9_Codes & Standards Forecast | Commercial | Office | New | Space Heating | Natural Gas | Furnace | E9 |  | Codes & Standards Forecast | 0 | 0 | 0 | 0 | 0 | 0 | 0 | 0 | 0 | 0 | 0 | 0 | 0 | 0 | 0 | 0 | 0 | 0 | 0 | 0 | 0 | 0 | 0 | 0 | 0 | 0 | 0 | 0 | 0 | 0 | 0 | 0 | 0 | 0 | 0 | 0 | 0 | 0 | 0 | 0 | 0 | 0 | 0 | 0 | 0 | 0 | 0 | 0 | 0 | 0 | 0
Commercial_Office_New_Space Heating_Natural Gas_Furnace_E10_Codes & Standards Forecast | Commercial | Office | New | Space Heating | Natural Gas | Furnace | E10 |  | Codes & Standards Forecast | 0 | 0 | 0 | 0 | 0 | 0 | 0 | 0 | 0 | 0 | 0 | 0 | 0 | 0 | 0 | 0 | 0 | 0 | 0 | 0 | 0 | 0 | 0 | 0 | 0 | 0 | 0 | 0 | 0 | 0 | 0 | 0 | 0 | 0 | 0 | 0 | 0 | 0 | 0 | 0 | 0 | 0 | 0 | 0 | 0 | 0 | 0 | 0 | 0 | 0 | 0
Commercial_Office_New_Space Heating_Natural Gas_Furnace_Vintage_Codes & Standards Forecast | Commercial | Office | New | Space Heating | Natural Gas | Furnace | Vintage |  | Codes & Standards Forecast | 0 | 0 | 0 | 0 | 0 | 0 | 0 | 0 | 0 | 0 | 0 | 0 | 0 | 0 | 0 | 0 | 0 | 0 | 0 | 0 | 0 | 0 | 0 | 0 | 0 | 0 | 0 | 0 | 0 | 0 | 0 | 0 | 0 | 0 | 0 | 0 | 0 | 0 | 0 | 0 | 0 | 0 | 0 | 0 | 0 | 0 | 0 | 0 | 0 | 0 | 0
Commercial_Office_New_Space Heating_Natural Gas_Boiler_E1_Codes & Standards Forecast | Commercial | Office | New | Space Heating | Natural Gas | Boiler | E1 |  | Codes & Standards Forecast | 0 | 31948.8255 | 186049.8757 | 284531.2398 | 411542.78 | 583911.3666 | 745019.9803 | 887812.3379 | 1016236.6021 | 1140235.484 | 1262616.8769 | 1383782.4361 | 1504781.9841 | 1626127.7516 | 1748219.9177 | 1870537.0138 | 1992887.5388 | 2115079.5629 | 2237110.5718 | 2358978.0232 | 2480871.5348 | 2602791.2813 | 2724565.5727 | 2846192.4273 | 2967669.8443 | 3089167.67 | 3210686.0237 | 3332225.0255 | 3453784.7959 | 3575365.4565 | 3696967.1295 | 3818589.9376 | 3873370.3532 | 0 | 0 | 0 | 0 | 0 | 0 | 0 | 0 | 0 | 0 | 0 | 0 | 0 | 0 | 0 | 0 | 0 | 0
Commercial_Office_New_Space Heating_Natural Gas_Boiler_E2_Codes & Standards Forecast | Commercial | Office | New | Space Heating | Natural Gas | Boiler | E2 |  | Codes & Standards Forecast | 0 | 0 | 0 | 0 | 0 | 0 | 0 | 0 | 0 | 0 | 0 | 0 | 0 | 0 | 0 | 0 | 0 | 0 | 0 | 0 | 0 | 0 | 0 | 0 | 0 | 0 | 0 | 0 | 0 | 0 | 0 | 0 | 0 | 0 | 0 | 0 | 0 | 0 | 0 | 0 | 0 | 0 | 0 | 0 | 0 | 0 | 0 | 0 | 0 | 0 | 0
Commercial_Office_New_Space Heating_Natural Gas_Boiler_E3_Codes & Standards Forecast | Commercial | Office | New | Space Heating | Natural Gas | Boiler | E3 |  | Codes & Standards Forecast | 0 | 0 | 0 | 0 | 0 | 0 | 0 | 0 | 0 | 0 | 0 | 0 | 0 | 0 | 0 | 0 | 0 | 0 | 0 | 0 | 0 | 0 | 0 | 0 | 0 | 0 | 0 | 0 | 0 | 0 | 0 | 0 | 0 | 0 | 0 | 0 | 0 | 0 | 0 | 0 | 0 | 0 | 0 | 0 | 0 | 0 | 0 | 0 | 0 | 0 | 0
Commercial_Office_New_Space Heating_Natural Gas_Boiler_E4_Codes & Standards Forecast | Commercial | Office | New | Space Heating | Natural Gas | Boiler | E4 |  | Codes & Standards Forecast | 0 | 0 | 0 | 0 | 0 | 0 | 0 | 0 | 0 | 0 | 0 | 0 | 0 | 0 | 0 | 0 | 0 | 0 | 0 | 0 | 0 | 0 | 0 | 0 | 0 | 0 | 0 | 0 | 0 | 0 | 0 | 0 | 0 | 0 | 0 | 0 | 0 | 0 | 0 | 0 | 0 | 0 | 0 | 0 | 0 | 0 | 0 | 0 | 0 | 0 | 0
Commercial_Office_New_Space Heating_Natural Gas_Boiler_E5_Codes & Standards Forecast | Commercial | Office | New | Space Heating | Natural Gas | Boiler | E5 |  | Codes & Standards Forecast | 0 | 0 | 0 | 0 | 0 | 0 | 0 | 0 | 0 | 0 | 0 | 0 | 0 | 0 | 0 | 0 | 0 | 0 | 0 | 0 | 0 | 0 | 0 | 0 | 0 | 0 | 0 | 0 | 0 | 0 | 0 | 0 | 0 | 0 | 0 | 0 | 0 | 0 | 0 | 0 | 0 | 0 | 0 | 0 | 0 | 0 | 0 | 0 | 0 | 0 | 0
Commercial_Office_New_Space Heating_Natural Gas_Boiler_E6_Codes & Standards Forecast | Commercial | Office | New | Space Heating | Natural Gas | Boiler | E6 |  | Codes & Standards Forecast | 0 | 0 | 0 | 0 | 0 | 0 | 0 | 0 | 0 | 0 | 0 | 0 | 0 | 0 | 0 | 0 | 0 | 0 | 0 | 0 | 0 | 0 | 0 | 0 | 0 | 0 | 0 | 0 | 0 | 0 | 0 | 0 | 0 | 0 | 0 | 0 | 0 | 0 | 0 | 0 | 0 | 0 | 0 | 0 | 0 | 0 | 0 | 0 | 0 | 0 | 0
Commercial_Office_New_Space Heating_Natural Gas_Boiler_E7_Codes & Standards Forecast | Commercial | Office | New | Space Heating | Natural Gas | Boiler | E7 |  | Codes & Standards Forecast | 0 | 0 | 0 | 0 | 0 | 0 | 0 | 0 | 0 | 0 | 0 | 0 | 0 | 0 | 0 | 0 | 0 | 0 | 0 | 0 | 0 | 0 | 0 | 0 | 0 | 0 | 0 | 0 | 0 | 0 | 0 | 0 | 0 | 0 | 0 | 0 | 0 | 0 | 0 | 0 | 0 | 0 | 0 | 0 | 0 | 0 | 0 | 0 | 0 | 0 | 0
Commercial_Office_New_Space Heating_Natural Gas_Boiler_E8_Codes & Standards Forecast | Commercial | Office | New | Space Heating | Natural Gas | Boiler | E8 |  | Codes & Standards Forecast | 0 | 0 | 0 | 0 | 0 | 0 | 0 | 0 | 0 | 0 | 0 | 0 | 0 | 0 | 0 | 0 | 0 | 0 | 0 | 0 | 0 | 0 | 0 | 0 | 0 | 0 | 0 | 0 | 0 | 0 | 0 | 0 | 0 | 0 | 0 | 0 | 0 | 0 | 0 | 0 | 0 | 0 | 0 | 0 | 0 | 0 | 0 | 0 | 0 | 0 | 0
Commercial_Office_New_Space Heating_Natural Gas_Boiler_E9_Codes & Standards Forecast | Commercial | Office | New | Space Heating | Natural Gas | Boiler | E9 |  | Codes & Standards Forecast | 0 | 0 | 0 | 0 | 0 | 0 | 0 | 0 | 0 | 0 | 0 | 0 | 0 | 0 | 0 | 0 | 0 | 0 | 0 | 0 | 0 | 0 | 0 | 0 | 0 | 0 | 0 | 0 | 0 | 0 | 0 | 0 | 0 | 0 | 0 | 0 | 0 | 0 | 0 | 0 | 0 | 0 | 0 | 0 | 0 | 0 | 0 | 0 | 0 | 0 | 0
Commercial_Office_New_Space Heating_Natural Gas_Boiler_E10_Codes & Standards Forecast | Commercial | Office | New | Space Heating | Natural Gas | Boiler | E10 |  | Codes & Standards Forecast | 0 | 0 | 0 | 0 | 0 | 0 | 0 | 0 | 0 | 0 | 0 | 0 | 0 | 0 | 0 | 0 | 0 | 0 | 0 | 0 | 0 | 0 | 0 | 0 | 0 | 0 | 0 | 0 | 0 | 0 | 0 | 0 | 0 | 0 | 0 | 0 | 0 | 0 | 0 | 0 | 0 | 0 | 0 | 0 | 0 | 0 | 0 | 0 | 0 | 0 | 0
Commercial_Office_New_Space Heating_Natural Gas_Boiler_Vintage_Codes & Standards Forecast | Commercial | Office | New | Space Heating | Natural Gas | Boiler | Vintage |  | Codes & Standards Forecast | 0 | 0 | 0 | 0 | 0 | 0 | 0 | 0 | 0 | 0 | 0 | 0 | 0 | 0 | 0 | 0 | 0 | 0 | 0 | 0 | 0 | 0 | 0 | 0 | 0 | 0 | 0 | 0 | 0 | 0 | 0 | 0 | 0 | 0 | 0 | 0 | 0 | 0 | 0 | 0 | 0 | 0 | 0 | 0 | 0 | 0 | 0 | 0 | 0 | 0 | 0
Commercial_Office_New_Space Heating_Natural Gas_Unit Heater_E1_Codes & Standards Forecast | Commercial | Office | New | Space Heating | Natural Gas | Unit Heater | E1 |  | Codes & Standards Forecast | 0 | 1308.6516 | 7620.7642 | 11654.6463 | 16857.1491 | 23917.5159 | 30516.6644 | 36365.5632 | 41625.9325 | 46705.0342 | 51717.8822 | 56680.9285 | 61637.1749 | 66607.6028 | 71608.6038 | 76618.8181 | 81630.4017 | 86635.493 | 91633.9889 | 96625.7854 | 101618.6494 | 106612.5879 | 111600.5685 | 116582.5099 | 121558.3303 | 126534.9865 | 131512.4837 | 136490.8266 | 141470.0202 | 146450.0695 | 151430.9795 | 156412.7551 | 158656.6085 | 0 | 0 | 0 | 0 | 0 | 0 | 0 | 0 | 0 | 0 | 0 | 0 | 0 | 0 | 0 | 0 | 0 | 0
Commercial_Office_New_Space Heating_Natural Gas_Unit Heater_E2_Codes & Standards Forecast | Commercial | Office | New | Space Heating | Natural Gas | Unit Heater | E2 |  | Codes & Standards Forecast | 0 | 0 | 0 | 0 | 0 | 0 | 0 | 0 | 0 | 0 | 0 | 0 | 0 | 0 | 0 | 0 | 0 | 0 | 0 | 0 | 0 | 0 | 0 | 0 | 0 | 0 | 0 | 0 | 0 | 0 | 0 | 0 | 0 | 0 | 0 | 0 | 0 | 0 | 0 | 0 | 0 | 0 | 0 | 0 | 0 | 0 | 0 | 0 | 0 | 0 | 0
Commercial_Office_New_Space Heating_Natural Gas_Unit Heater_E3_Codes & Standards Forecast | Commercial | Office | New | Space Heating | Natural Gas | Unit Heater | E3 |  | Codes & Standards Forecast | 0 | 0 | 0 | 0 | 0 | 0 | 0 | 0 | 0 | 0 | 0 | 0 | 0 | 0 | 0 | 0 | 0 | 0 | 0 | 0 | 0 | 0 | 0 | 0 | 0 | 0 | 0 | 0 | 0 | 0 | 0 | 0 | 0 | 0 | 0 | 0 | 0 | 0 | 0 | 0 | 0 | 0 | 0 | 0 | 0 | 0 | 0 | 0 | 0 | 0 | 0
Commercial_Office_New_Space Heating_Natural Gas_Unit Heater_E4_Codes & Standards Forecast | Commercial | Office | New | Space Heating | Natural Gas | Unit Heater | E4 |  | Codes & Standards Forecast | 0 | 0 | 0 | 0 | 0 | 0 | 0 | 0 | 0 | 0 | 0 | 0 | 0 | 0 | 0 | 0 | 0 | 0 | 0 | 0 | 0 | 0 | 0 | 0 | 0 | 0 | 0 | 0 | 0 | 0 | 0 | 0 | 0 | 0 | 0 | 0 | 0 | 0 | 0 | 0 | 0 | 0 | 0 | 0 | 0 | 0 | 0 | 0 | 0 | 0 | 0
Commercial_Office_New_Space Heating_Natural Gas_Unit Heater_E5_Codes & Standards Forecast | Commercial | Office | New | Space Heating | Natural Gas | Unit Heater | E5 |  | Codes & Standards Forecast | 0 | 0 | 0 | 0 | 0 | 0 | 0 | 0 | 0 | 0 | 0 | 0 | 0 | 0 | 0 | 0 | 0 | 0 | 0 | 0 | 0 | 0 | 0 | 0 | 0 | 0 | 0 | 0 | 0 | 0 | 0 | 0 | 0 | 0 | 0 | 0 | 0 | 0 | 0 | 0 | 0 | 0 | 0 | 0 | 0 | 0 | 0 | 0 | 0 | 0 | 0
Commercial_Office_New_Space Heating_Natural Gas_Unit Heater_E6_Codes & Standards Forecast | Commercial | Office | New | Space Heating | Natural Gas | Unit Heater | E6 |  | Codes & Standards Forecast | 0 | 0 | 0 | 0 | 0 | 0 | 0 | 0 | 0 | 0 | 0 | 0 | 0 | 0 | 0 | 0 | 0 | 0 | 0 | 0 | 0 | 0 | 0 | 0 | 0 | 0 | 0 | 0 | 0 | 0 | 0 | 0 | 0 | 0 | 0 | 0 | 0 | 0 | 0 | 0 | 0 | 0 | 0 | 0 | 0 | 0 | 0 | 0 | 0 | 0 | 0
Commercial_Office_New_Space Heating_Natural Gas_Unit Heater_E7_Codes & Standards Forecast | Commercial | Office | New | Space Heating | Natural Gas | Unit Heater | E7 |  | Codes & Standards Forecast | 0 | 0 | 0 | 0 | 0 | 0 | 0 | 0 | 0 | 0 | 0 | 0 | 0 | 0 | 0 | 0 | 0 | 0 | 0 | 0 | 0 | 0 | 0 | 0 | 0 | 0 | 0 | 0 | 0 | 0 | 0 | 0 | 0 | 0 | 0 | 0 | 0 | 0 | 0 | 0 | 0 | 0 | 0 | 0 | 0 | 0 | 0 | 0 | 0 | 0 | 0
Commercial_Office_New_Space Heating_Natural Gas_Unit Heater_E8_Codes & Standards Forecast | Commercial | Office | New | Space Heating | Natural Gas | Unit Heater | E8 |  | Codes & Standards Forecast | 0 | 0 | 0 | 0 | 0 | 0 | 0 | 0 | 0 | 0 | 0 | 0 | 0 | 0 | 0 | 0 | 0 | 0 | 0 | 0 | 0 | 0 | 0 | 0 | 0 | 0 | 0 | 0 | 0 | 0 | 0 | 0 | 0 | 0 | 0 | 0 | 0 | 0 | 0 | 0 | 0 | 0 | 0 | 0 | 0 | 0 | 0 | 0 | 0 | 0 | 0
Commercial_Office_New_Space Heating_Natural Gas_Unit Heater_E9_Codes & Standards Forecast | Commercial | Office | New | Space Heating | Natural Gas | Unit Heater | E9 |  | Codes & Standards Forecast | 0 | 0 | 0 | 0 | 0 | 0 | 0 | 0 | 0 | 0 | 0 | 0 | 0 | 0 | 0 | 0 | 0 | 0 | 0 | 0 | 0 | 0 | 0 | 0 | 0 | 0 | 0 | 0 | 0 | 0 | 0 | 0 | 0 | 0 | 0 | 0 | 0 | 0 | 0 | 0 | 0 | 0 | 0 | 0 | 0 | 0 | 0 | 0 | 0 | 0 | 0
Commercial_Office_New_Space Heating_Natural Gas_Unit Heater_E10_Codes & Standards Forecast | Commercial | Office | New | Space Heating | Natural Gas | Unit Heater | E10 |  | Codes & Standards Forecast | 0 | 0 | 0 | 0 | 0 | 0 | 0 | 0 | 0 | 0 | 0 | 0 | 0 | 0 | 0 | 0 | 0 | 0 | 0 | 0 | 0 | 0 | 0 | 0 | 0 | 0 | 0 | 0 | 0 | 0 | 0 | 0 | 0 | 0 | 0 | 0 | 0 | 0 | 0 | 0 | 0 | 0 | 0 | 0 | 0 | 0 | 0 | 0 | 0 | 0 | 0
Commercial_Office_New_Space Heating_Natural Gas_Unit Heater_Vintage_Codes & Standards Forecast | Commercial | Office | New | Space Heating | Natural Gas | Unit Heater | Vintage |  | Codes & Standards Forecast | 0 | 0 | 0 | 0 | 0 | 0 | 0 | 0 | 0 | 0 | 0 | 0 | 0 | 0 | 0 | 0 | 0 | 0 | 0 | 0 | 0 | 0 | 0 | 0 | 0 | 0 | 0 | 0 | 0 | 0 | 0 | 0 | 0 | 0 | 0 | 0 | 0 | 0 | 0 | 0 | 0 | 0 | 0 | 0 | 0 | 0 | 0 | 0 | 0 | 0 | 0
Commercial_Office_New_Water Heating_Natural Gas_Water Heater_E1_Codes & Standards Forecast | Commercial | Office | New | Water Heating | Natural Gas | Water Heater | E1 |  | Codes & Standards Forecast | 0 | 44445.884 | 258824.8884 | 395828.0869 | 572521.2859 | 812313.3309 | 1036440.9677 | 1235087.7867 | 1413746.3089 | 1586248.4224 | 1756500.3519 | 1925060.8641 | 2093390.4284 | 2262201.6388 | 2432051.2081 | 2602213.6906 | 2772422.6782 | 2942411.1658 | 3112175.6557 | 3281712.6113 | 3451285.8206 | 3620895.5269 | 3790302.8821 | 3959505.1293 | 4128499.4851 | 4297522.2326 | 4466573.5379 | 4635653.5678 | 4804762.4903 | 4973900.4743 | 5143067.6898 | 5312264.3077 | 5388472.5552 | 0 | 0 | 0 | 0 | 0 | 0 | 0 | 0 | 0 | 0 | 0 | 0 | 0 | 0 | 0 | 0 | 0 | 0
Commercial_Office_New_Water Heating_Natural Gas_Water Heater_E2_Codes & Standards Forecast | Commercial | Office | New | Water Heating | Natural Gas | Water Heater | E2 |  | Codes & Standards Forecast | 0 | 0 | 0 | 0 | 0 | 0 | 0 | 0 | 0 | 0 | 0 | 0 | 0 | 0 | 0 | 0 | 0 | 0 | 0 | 0 | 0 | 0 | 0 | 0 | 0 | 0 | 0 | 0 | 0 | 0 | 0 | 0 | 0 | 0 | 0 | 0 | 0 | 0 | 0 | 0 | 0 | 0 | 0 | 0 | 0 | 0 | 0 | 0 | 0 | 0 | 0
Commercial_Office_New_Water Heating_Natural Gas_Water Heater_E3_Codes & Standards Forecast | Commercial | Office | New | Water Heating | Natural Gas | Water Heater | E3 |  | Codes & Standards Forecast | 0 | 0 | 0 | 0 | 0 | 0 | 0 | 0 | 0 | 0 | 0 | 0 | 0 | 0 | 0 | 0 | 0 | 0 | 0 | 0 | 0 | 0 | 0 | 0 | 0 | 0 | 0 | 0 | 0 | 0 | 0 | 0 | 0 | 0 | 0 | 0 | 0 | 0 | 0 | 0 | 0 | 0 | 0 | 0 | 0 | 0 | 0 | 0 | 0 | 0 | 0
Commercial_Office_New_Water Heating_Natural Gas_Water Heater_E4_Codes & Standards Forecast | Commercial | Office | New | Water Heating | Natural Gas | Water Heater | E4 |  | Codes & Standards Forecast | 0 | 0 | 0 | 0 | 0 | 0 | 0 | 0 | 0 | 0 | 0 | 0 | 0 | 0 | 0 | 0 | 0 | 0 | 0 | 0 | 0 | 0 | 0 | 0 | 0 | 0 | 0 | 0 | 0 | 0 | 0 | 0 | 0 | 0 | 0 | 0 | 0 | 0 | 0 | 0 | 0 | 0 | 0 | 0 | 0 | 0 | 0 | 0 | 0 | 0 | 0
Commercial_Office_New_Water Heating_Natural Gas_Water Heater_E5_Codes & Standards Forecast | Commercial | Office | New | Water Heating | Natural Gas | Water Heater | E5 |  | Codes & Standards Forecast | 0 | 0 | 0 | 0 | 0 | 0 | 0 | 0 | 0 | 0 | 0 | 0 | 0 | 0 | 0 | 0 | 0 | 0 | 0 | 0 | 0 | 0 | 0 | 0 | 0 | 0 | 0 | 0 | 0 | 0 | 0 | 0 | 0 | 0 | 0 | 0 | 0 | 0 | 0 | 0 | 0 | 0 | 0 | 0 | 0 | 0 | 0 | 0 | 0 | 0 | 0
Commercial_Office_New_Water Heating_Natural Gas_Water Heater_E6_Codes & Standards Forecast | Commercial | Office | New | Water Heating | Natural Gas | Water Heater | E6 |  | Codes & Standards Forecast | 0 | 0 | 0 | 0 | 0 | 0 | 0 | 0 | 0 | 0 | 0 | 0 | 0 | 0 | 0 | 0 | 0 | 0 | 0 | 0 | 0 | 0 | 0 | 0 | 0 | 0 | 0 | 0 | 0 | 0 | 0 | 0 | 0 | 0 | 0 | 0 | 0 | 0 | 0 | 0 | 0 | 0 | 0 | 0 | 0 | 0 | 0 | 0 | 0 | 0 | 0
Commercial_Office_New_Water Heating_Natural Gas_Water Heater_E7_Codes & Standards Forecast | Commercial | Office | New | Water Heating | Natural Gas | Water Heater | E7 |  | Codes & Standards Forecast | 0 | 0 | 0 | 0 | 0 | 0 | 0 | 0 | 0 | 0 | 0 | 0 | 0 | 0 | 0 | 0 | 0 | 0 | 0 | 0 | 0 | 0 | 0 | 0 | 0 | 0 | 0 | 0 | 0 | 0 | 0 | 0 | 0 | 0 | 0 | 0 | 0 | 0 | 0 | 0 | 0 | 0 | 0 | 0 | 0 | 0 | 0 | 0 | 0 | 0 | 0
Commercial_Office_New_Water Heating_Natural Gas_Water Heater_E8_Codes & Standards Forecast | Commercial | Office | New | Water Heating | Natural Gas | Water Heater | E8 |  | Codes & Standards Forecast | 0 | 0 | 0 | 0 | 0 | 0 | 0 | 0 | 0 | 0 | 0 | 0 | 0 | 0 | 0 | 0 | 0 | 0 | 0 | 0 | 0 | 0 | 0 | 0 | 0 | 0 | 0 | 0 | 0 | 0 | 0 | 0 | 0 | 0 | 0 | 0 | 0 | 0 | 0 | 0 | 0 | 0 | 0 | 0 | 0 | 0 | 0 | 0 | 0 | 0 | 0
Commercial_Office_New_Water Heating_Natural Gas_Water Heater_E9_Codes & Standards Forecast | Commercial | Office | New | Water Heating | Natural Gas | Water Heater | E9 |  | Codes & Standards Forecast | 0 | 0 | 0 | 0 | 0 | 0 | 0 | 0 | 0 | 0 | 0 | 0 | 0 | 0 | 0 | 0 | 0 | 0 | 0 | 0 | 0 | 0 | 0 | 0 | 0 | 0 | 0 | 0 | 0 | 0 | 0 | 0 | 0 | 0 | 0 | 0 | 0 | 0 | 0 | 0 | 0 | 0 | 0 | 0 | 0 | 0 | 0 | 0 | 0 | 0 | 0
Commercial_Office_New_Water Heating_Natural Gas_Water Heater_E10_Codes & Standards Forecast | Commercial | Office | New | Water Heating | Natural Gas | Water Heater | E10 |  | Codes & Standards Forecast | 0 | 0 | 0 | 0 | 0 | 0 | 0 | 0 | 0 | 0 | 0 | 0 | 0 | 0 | 0 | 0 | 0 | 0 | 0 | 0 | 0 | 0 | 0 | 0 | 0 | 0 | 0 | 0 | 0 | 0 | 0 | 0 | 0 | 0 | 0 | 0 | 0 | 0 | 0 | 0 | 0 | 0 | 0 | 0 | 0 | 0 | 0 | 0 | 0 | 0 | 0
Commercial_Office_New_Water Heating_Natural Gas_Water Heater_Vintage_Codes & Standards Forecast | Commercial | Office | New | Water Heating | Natural Gas | Water Heater | Vintage |  | Codes & Standards Forecast | 0 | 0 | 0 | 0 | 0 | 0 | 0 | 0 | 0 | 0 | 0 | 0 | 0 | 0 | 0 | 0 | 0 | 0 | 0 | 0 | 0 | 0 | 0 | 0 | 0 | 0 | 0 | 0 | 0 | 0 | 0 | 0 | 0 | 0 | 0 | 0 | 0 | 0 | 0 | 0 | 0 | 0 | 0 | 0 | 0 | 0 | 0 | 0 | 0 | 0 | 0
Commercial_Office_New_Food Preparation_Natural Gas_Oven_E1_Codes & Standards Forecast | Commercial | Office | New | Food Preparation | Natural Gas | Oven | E1 |  | Codes & Standards Forecast | 0 | 601.7242 | 3504.0634 | 5358.8614 | 7750.9968 | 10997.3868 | 14031.7065 | 16721.0577 | 19139.8004 | 21475.1953 | 23780.1265 | 26062.1587 | 28341.0642 | 30626.4904 | 32925.9743 | 35229.6945 | 37534.0443 | 39835.4089 | 42133.7409 | 44428.9926 | 46724.735 | 49020.9715 | 51314.4685 | 53605.1887 | 55893.0944 | 58181.3845 | 60470.0612 | 62759.1268 | 65048.5835 | 67338.4337 | 69628.6796 | 71919.3236 | 72951.058 | 0 | 0 | 0 | 0 | 0 | 0 | 0 | 0 | 0 | 0 | 0 | 0 | 0 | 0 | 0 | 0 | 0 | 0
Commercial_Office_New_Food Preparation_Natural Gas_Oven_E2_Codes & Standards Forecast | Commercial | Office | New | Food Preparation | Natural Gas | Oven | E2 |  | Codes & Standards Forecast | 0 | 0 | 0 | 0 | 0 | 0 | 0 | 0 | 0 | 0 | 0 | 0 | 0 | 0 | 0 | 0 | 0 | 0 | 0 | 0 | 0 | 0 | 0 | 0 | 0 | 0 | 0 | 0 | 0 | 0 | 0 | 0 | 0 | 0 | 0 | 0 | 0 | 0 | 0 | 0 | 0 | 0 | 0 | 0 | 0 | 0 | 0 | 0 | 0 | 0 | 0
Commercial_Office_New_Food Preparation_Natural Gas_Oven_E3_Codes & Standards Forecast | Commercial | Office | New | Food Preparation | Natural Gas | Oven | E3 |  | Codes & Standards Forecast | 0 | 0 | 0 | 0 | 0 | 0 | 0 | 0 | 0 | 0 | 0 | 0 | 0 | 0 | 0 | 0 | 0 | 0 | 0 | 0 | 0 | 0 | 0 | 0 | 0 | 0 | 0 | 0 | 0 | 0 | 0 | 0 | 0 | 0 | 0 | 0 | 0 | 0 | 0 | 0 | 0 | 0 | 0 | 0 | 0 | 0 | 0 | 0 | 0 | 0 | 0
Commercial_Office_New_Food Preparation_Natural Gas_Oven_E4_Codes & Standards Forecast | Commercial | Office | New | Food Preparation | Natural Gas | Oven | E4 |  | Codes & Standards Forecast | 0 | 0 | 0 | 0 | 0 | 0 | 0 | 0 | 0 | 0 | 0 | 0 | 0 | 0 | 0 | 0 | 0 | 0 | 0 | 0 | 0 | 0 | 0 | 0 | 0 | 0 | 0 | 0 | 0 | 0 | 0 | 0 | 0 | 0 | 0 | 0 | 0 | 0 | 0 | 0 | 0 | 0 | 0 | 0 | 0 | 0 | 0 | 0 | 0 | 0 | 0
Commercial_Office_New_Food Preparation_Natural Gas_Oven_E5_Codes & Standards Forecast | Commercial | Office | New | Food Preparation | Natural Gas | Oven | E5 |  | Codes & Standards Forecast | 0 | 0 | 0 | 0 | 0 | 0 | 0 | 0 | 0 | 0 | 0 | 0 | 0 | 0 | 0 | 0 | 0 | 0 | 0 | 0 | 0 | 0 | 0 | 0 | 0 | 0 | 0 | 0 | 0 | 0 | 0 | 0 | 0 | 0 | 0 | 0 | 0 | 0 | 0 | 0 | 0 | 0 | 0 | 0 | 0 | 0 | 0 | 0 | 0 | 0 | 0
Commercial_Office_New_Food Preparation_Natural Gas_Oven_E6_Codes & Standards Forecast | Commercial | Office | New | Food Preparation | Natural Gas | Oven | E6 |  | Codes & Standards Forecast | 0 | 0 | 0 | 0 | 0 | 0 | 0 | 0 | 0 | 0 | 0 | 0 | 0 | 0 | 0 | 0 | 0 | 0 | 0 | 0 | 0 | 0 | 0 | 0 | 0 | 0 | 0 | 0 | 0 | 0 | 0 | 0 | 0 | 0 | 0 | 0 | 0 | 0 | 0 | 0 | 0 | 0 | 0 | 0 | 0 | 0 | 0 | 0 | 0 | 0 | 0
Commercial_Office_New_Food Preparation_Natural Gas_Oven_E7_Codes & Standards Forecast | Commercial | Office | New | Food Preparation | Natural Gas | Oven | E7 |  | Codes & Standards Forecast | 0 | 0 | 0 | 0 | 0 | 0 | 0 | 0 | 0 | 0 | 0 | 0 | 0 | 0 | 0 | 0 | 0 | 0 | 0 | 0 | 0 | 0 | 0 | 0 | 0 | 0 | 0 | 0 | 0 | 0 | 0 | 0 | 0 | 0 | 0 | 0 | 0 | 0 | 0 | 0 | 0 | 0 | 0 | 0 | 0 | 0 | 0 | 0 | 0 | 0 | 0
Commercial_Office_New_Food Preparation_Natural Gas_Oven_E8_Codes & Standards Forecast | Commercial | Office | New | Food Preparation | Natural Gas | Oven | E8 |  | Codes & Standards Forecast | 0 | 0 | 0 | 0 | 0 | 0 | 0 | 0 | 0 | 0 | 0 | 0 | 0 | 0 | 0 | 0 | 0 | 0 | 0 | 0 | 0 | 0 | 0 | 0 | 0 | 0 | 0 | 0 | 0 | 0 | 0 | 0 | 0 | 0 | 0 | 0 | 0 | 0 | 0 | 0 | 0 | 0 | 0 | 0 | 0 | 0 | 0 | 0 | 0 | 0 | 0
Commercial_Office_New_Food Preparation_Natural Gas_Oven_E9_Codes & Standards Forecast | Commercial | Office | New | Food Preparation | Natural Gas | Oven | E9 |  | Codes & Standards Forecast | 0 | 0 | 0 | 0 | 0 | 0 | 0 | 0 | 0 | 0 | 0 | 0 | 0 | 0 | 0 | 0 | 0 | 0 | 0 | 0 | 0 | 0 | 0 | 0 | 0 | 0 | 0 | 0 | 0 | 0 | 0 | 0 | 0 | 0 | 0 | 0 | 0 | 0 | 0 | 0 | 0 | 0 | 0 | 0 | 0 | 0 | 0 | 0 | 0 | 0 | 0
Commercial_Office_New_Food Preparation_Natural Gas_Oven_E10_Codes & Standards Forecast | Commercial | Office | New | Food Preparation | Natural Gas | Oven | E10 |  | Codes & Standards Forecast | 0 | 0 | 0 | 0 | 0 | 0 | 0 | 0 | 0 | 0 | 0 | 0 | 0 | 0 | 0 | 0 | 0 | 0 | 0 | 0 | 0 | 0 | 0 | 0 | 0 | 0 | 0 | 0 | 0 | 0 | 0 | 0 | 0 | 0 | 0 | 0 | 0 | 0 | 0 | 0 | 0 | 0 | 0 | 0 | 0 | 0 | 0 | 0 | 0 | 0 | 0
Commercial_Office_New_Food Preparation_Natural Gas_Oven_Vintage_Codes & Standards Forecast | Commercial | Office | New | Food Preparation | Natural Gas | Oven | Vintage |  | Codes & Standards Forecast | 0 | 0 | 0 | 0 | 0 | 0 | 0 | 0 | 0 | 0 | 0 | 0 | 0 | 0 | 0 | 0 | 0 | 0 | 0 | 0 | 0 | 0 | 0 | 0 | 0 | 0 | 0 | 0 | 0 | 0 | 0 | 0 | 0 | 0 | 0 | 0 | 0 | 0 | 0 | 0 | 0 | 0 | 0 | 0 | 0 | 0 | 0 | 0 | 0 | 0 | 0
Commercial_Office_New_Food Preparation_Natural Gas_Conveyor Oven_E1_Codes & Standards Forecast | Commercial | Office | New | Food Preparation | Natural Gas | Conveyor Oven | E1 |  | Codes & Standards Forecast | 0 | 300.8621 | 1752.0317 | 2679.4307 | 3875.4984 | 5498.6934 | 7015.8532 | 8360.5289 | 9569.9002 | 10737.5977 | 11890.0633 | 13031.0793 | 14170.5321 | 15313.2452 | 16462.9871 | 17614.8472 | 18767.0221 | 19917.7045 | 21066.8705 | 22214.4963 | 23362.3675 | 24510.4858 | 25657.2343 | 26802.5944 | 27946.5472 | 29090.6923 | 30235.0306 | 31379.5634 | 32524.2918 | 33669.2169 | 34814.3398 | 35959.6618 | 36475.529 | 0 | 0 | 0 | 0 | 0 | 0 | 0 | 0 | 0 | 0 | 0 | 0 | 0 | 0 | 0 | 0 | 0 | 0
Commercial_Office_New_Food Preparation_Natural Gas_Conveyor Oven_E2_Codes & Standards Forecast | Commercial | Office | New | Food Preparation | Natural Gas | Conveyor Oven | E2 |  | Codes & Standards Forecast | 0 | 0 | 0 | 0 | 0 | 0 | 0 | 0 | 0 | 0 | 0 | 0 | 0 | 0 | 0 | 0 | 0 | 0 | 0 | 0 | 0 | 0 | 0 | 0 | 0 | 0 | 0 | 0 | 0 | 0 | 0 | 0 | 0 | 0 | 0 | 0 | 0 | 0 | 0 | 0 | 0 | 0 | 0 | 0 | 0 | 0 | 0 | 0 | 0 | 0 | 0
Commercial_Office_New_Food Preparation_Natural Gas_Conveyor Oven_E3_Codes & Standards Forecast | Commercial | Office | New | Food Preparation | Natural Gas | Conveyor Oven | E3 |  | Codes & Standards Forecast | 0 | 0 | 0 | 0 | 0 | 0 | 0 | 0 | 0 | 0 | 0 | 0 | 0 | 0 | 0 | 0 | 0 | 0 | 0 | 0 | 0 | 0 | 0 | 0 | 0 | 0 | 0 | 0 | 0 | 0 | 0 | 0 | 0 | 0 | 0 | 0 | 0 | 0 | 0 | 0 | 0 | 0 | 0 | 0 | 0 | 0 | 0 | 0 | 0 | 0 | 0
Commercial_Office_New_Food Preparation_Natural Gas_Conveyor Oven_E4_Codes & Standards Forecast | Commercial | Office | New | Food Preparation | Natural Gas | Conveyor Oven | E4 |  | Codes & Standards Forecast | 0 | 0 | 0 | 0 | 0 | 0 | 0 | 0 | 0 | 0 | 0 | 0 | 0 | 0 | 0 | 0 | 0 | 0 | 0 | 0 | 0 | 0 | 0 | 0 | 0 | 0 | 0 | 0 | 0 | 0 | 0 | 0 | 0 | 0 | 0 | 0 | 0 | 0 | 0 | 0 | 0 | 0 | 0 | 0 | 0 | 0 | 0 | 0 | 0 | 0 | 0
Commercial_Office_New_Food Preparation_Natural Gas_Conveyor Oven_E5_Codes & Standards Forecast | Commercial | Office | New | Food Preparation | Natural Gas | Conveyor Oven | E5 |  | Codes & Standards Forecast | 0 | 0 | 0 | 0 | 0 | 0 | 0 | 0 | 0 | 0 | 0 | 0 | 0 | 0 | 0 | 0 | 0 | 0 | 0 | 0 | 0 | 0 | 0 | 0 | 0 | 0 | 0 | 0 | 0 | 0 | 0 | 0 | 0 | 0 | 0 | 0 | 0 | 0 | 0 | 0 | 0 | 0 | 0 | 0 | 0 | 0 | 0 | 0 | 0 | 0 | 0
Commercial_Office_New_Food Preparation_Natural Gas_Conveyor Oven_E6_Codes & Standards Forecast | Commercial | Office | New | Food Preparation | Natural Gas | Conveyor Oven | E6 |  | Codes & Standards Forecast | 0 | 0 | 0 | 0 | 0 | 0 | 0 | 0 | 0 | 0 | 0 | 0 | 0 | 0 | 0 | 0 | 0 | 0 | 0 | 0 | 0 | 0 | 0 | 0 | 0 | 0 | 0 | 0 | 0 | 0 | 0 | 0 | 0 | 0 | 0 | 0 | 0 | 0 | 0 | 0 | 0 | 0 | 0 | 0 | 0 | 0 | 0 | 0 | 0 | 0 | 0
Commercial_Office_New_Food Preparation_Natural Gas_Conveyor Oven_E7_Codes & Standards Forecast | Commercial | Office | New | Food Preparation | Natural Gas | Conveyor Oven | E7 |  | Codes & Standards Forecast | 0 | 0 | 0 | 0 | 0 | 0 | 0 | 0 | 0 | 0 | 0 | 0 | 0 | 0 | 0 | 0 | 0 | 0 | 0 | 0 | 0 | 0 | 0 | 0 | 0 | 0 | 0 | 0 | 0 | 0 | 0 | 0 | 0 | 0 | 0 | 0 | 0 | 0 | 0 | 0 | 0 | 0 | 0 | 0 | 0 | 0 | 0 | 0 | 0 | 0 | 0
Commercial_Office_New_Food Preparation_Natural Gas_Conveyor Oven_E8_Codes & Standards Forecast | Commercial | Office | New | Food Preparation | Natural Gas | Conveyor Oven | E8 |  | Codes & Standards Forecast | 0 | 0 | 0 | 0 | 0 | 0 | 0 | 0 | 0 | 0 | 0 | 0 | 0 | 0 | 0 | 0 | 0 | 0 | 0 | 0 | 0 | 0 | 0 | 0 | 0 | 0 | 0 | 0 | 0 | 0 | 0 | 0 | 0 | 0 | 0 | 0 | 0 | 0 | 0 | 0 | 0 | 0 | 0 | 0 | 0 | 0 | 0 | 0 | 0 | 0 | 0
Commercial_Office_New_Food Preparation_Natural Gas_Conveyor Oven_E9_Codes & Standards Forecast | Commercial | Office | New | Food Preparation | Natural Gas | Conveyor Oven | E9 |  | Codes & Standards Forecast | 0 | 0 | 0 | 0 | 0 | 0 | 0 | 0 | 0 | 0 | 0 | 0 | 0 | 0 | 0 | 0 | 0 | 0 | 0 | 0 | 0 | 0 | 0 | 0 | 0 | 0 | 0 | 0 | 0 | 0 | 0 | 0 | 0 | 0 | 0 | 0 | 0 | 0 | 0 | 0 | 0 | 0 | 0 | 0 | 0 | 0 | 0 | 0 | 0 | 0 | 0
Commercial_Office_New_Food Preparation_Natural Gas_Conveyor Oven_E10_Codes & Standards Forecast | Commercial | Office | New | Food Preparation | Natural Gas | Conveyor Oven | E10 |  | Codes & Standards Forecast | 0 | 0 | 0 | 0 | 0 | 0 | 0 | 0 | 0 | 0 | 0 | 0 | 0 | 0 | 0 | 0 | 0 | 0 | 0 | 0 | 0 | 0 | 0 | 0 | 0 | 0 | 0 | 0 | 0 | 0 | 0 | 0 | 0 | 0 | 0 | 0 | 0 | 0 | 0 | 0 | 0 | 0 | 0 | 0 | 0 | 0 | 0 | 0 | 0 | 0 | 0
Commercial_Office_New_Food Preparation_Natural Gas_Conveyor Oven_Vintage_Codes & Standards Forecast | Commercial | Office | New | Food Preparation | Natural Gas | Conveyor Oven | Vintage |  | Codes & Standards Forecast | 0 | 0 | 0 | 0 | 0 | 0 | 0 | 0 | 0 | 0 | 0 | 0 | 0 | 0 | 0 | 0 | 0 | 0 | 0 | 0 | 0 | 0 | 0 | 0 | 0 | 0 | 0 | 0 | 0 | 0 | 0 | 0 | 0 | 0 | 0 | 0 | 0 | 0 | 0 | 0 | 0 | 0 | 0 | 0 | 0 | 0 | 0 | 0 | 0 | 0 | 0
Commercial_Office_New_Food Preparation_Natural Gas_Double Rack Oven_E1_Codes & Standards Forecast | Commercial | Office | New | Food Preparation | Natural Gas | Double Rack Oven | E1 |  | Codes & Standards Forecast | 0 | 300.8621 | 1752.0317 | 2679.4307 | 3875.4984 | 5498.6934 | 7015.8532 | 8360.5289 | 9569.9002 | 10737.5977 | 11890.0633 | 13031.0793 | 14170.5321 | 15313.2452 | 16462.9871 | 17614.8472 | 18767.0221 | 19917.7045 | 21066.8705 | 22214.4963 | 23362.3675 | 24510.4858 | 25657.2343 | 26802.5944 | 27946.5472 | 29090.6923 | 30235.0306 | 31379.5634 | 32524.2918 | 33669.2169 | 34814.3398 | 35959.6618 | 36475.529 | 0 | 0 | 0 | 0 | 0 | 0 | 0 | 0 | 0 | 0 | 0 | 0 | 0 | 0 | 0 | 0 | 0 | 0
Commercial_Office_New_Food Preparation_Natural Gas_Double Rack Oven_E2_Codes & Standards Forecast | Commercial | Office | New | Food Preparation | Natural Gas | Double Rack Oven | E2 |  | Codes & Standards Forecast | 0 | 0 | 0 | 0 | 0 | 0 | 0 | 0 | 0 | 0 | 0 | 0 | 0 | 0 | 0 | 0 | 0 | 0 | 0 | 0 | 0 | 0 | 0 | 0 | 0 | 0 | 0 | 0 | 0 | 0 | 0 | 0 | 0 | 0 | 0 | 0 | 0 | 0 | 0 | 0 | 0 | 0 | 0 | 0 | 0 | 0 | 0 | 0 | 0 | 0 | 0
Commercial_Office_New_Food Preparation_Natural Gas_Double Rack Oven_E3_Codes & Standards Forecast | Commercial | Office | New | Food Preparation | Natural Gas | Double Rack Oven | E3 |  | Codes & Standards Forecast | 0 | 0 | 0 | 0 | 0 | 0 | 0 | 0 | 0 | 0 | 0 | 0 | 0 | 0 | 0 | 0 | 0 | 0 | 0 | 0 | 0 | 0 | 0 | 0 | 0 | 0 | 0 | 0 | 0 | 0 | 0 | 0 | 0 | 0 | 0 | 0 | 0 | 0 | 0 | 0 | 0 | 0 | 0 | 0 | 0 | 0 | 0 | 0 | 0 | 0 | 0
Commercial_Office_New_Food Preparation_Natural Gas_Double Rack Oven_E4_Codes & Standards Forecast | Commercial | Office | New | Food Preparation | Natural Gas | Double Rack Oven | E4 |  | Codes & Standards Forecast | 0 | 0 | 0 | 0 | 0 | 0 | 0 | 0 | 0 | 0 | 0 | 0 | 0 | 0 | 0 | 0 | 0 | 0 | 0 | 0 | 0 | 0 | 0 | 0 | 0 | 0 | 0 | 0 | 0 | 0 | 0 | 0 | 0 | 0 | 0 | 0 | 0 | 0 | 0 | 0 | 0 | 0 | 0 | 0 | 0 | 0 | 0 | 0 | 0 | 0 | 0
Commercial_Office_New_Food Preparation_Natural Gas_Double Rack Oven_E5_Codes & Standards Forecast | Commercial | Office | New | Food Preparation | Natural Gas | Double Rack Oven | E5 |  | Codes & Standards Forecast | 0 | 0 | 0 | 0 | 0 | 0 | 0 | 0 | 0 | 0 | 0 | 0 | 0 | 0 | 0 | 0 | 0 | 0 | 0 | 0 | 0 | 0 | 0 | 0 | 0 | 0 | 0 | 0 | 0 | 0 | 0 | 0 | 0 | 0 | 0 | 0 | 0 | 0 | 0 | 0 | 0 | 0 | 0 | 0 | 0 | 0 | 0 | 0 | 0 | 0 | 0
Commercial_Office_New_Food Preparation_Natural Gas_Double Rack Oven_E6_Codes & Standards Forecast | Commercial | Office | New | Food Preparation | Natural Gas | Double Rack Oven | E6 |  | Codes & Standards Forecast | 0 | 0 | 0 | 0 | 0 | 0 | 0 | 0 | 0 | 0 | 0 | 0 | 0 | 0 | 0 | 0 | 0 | 0 | 0 | 0 | 0 | 0 | 0 | 0 | 0 | 0 | 0 | 0 | 0 | 0 | 0 | 0 | 0 | 0 | 0 | 0 | 0 | 0 | 0 | 0 | 0 | 0 | 0 | 0 | 0 | 0 | 0 | 0 | 0 | 0 | 0
Commercial_Office_New_Food Preparation_Natural Gas_Double Rack Oven_E7_Codes & Standards Forecast | Commercial | Office | New | Food Preparation | Natural Gas | Double Rack Oven | E7 |  | Codes & Standards Forecast | 0 | 0 | 0 | 0 | 0 | 0 | 0 | 0 | 0 | 0 | 0 | 0 | 0 | 0 | 0 | 0 | 0 | 0 | 0 | 0 | 0 | 0 | 0 | 0 | 0 | 0 | 0 | 0 | 0 | 0 | 0 | 0 | 0 | 0 | 0 | 0 | 0 | 0 | 0 | 0 | 0 | 0 | 0 | 0 | 0 | 0 | 0 | 0 | 0 | 0 | 0
Commercial_Office_New_Food Preparation_Natural Gas_Double Rack Oven_E8_Codes & Standards Forecast | Commercial | Office | New | Food Preparation | Natural Gas | Double Rack Oven | E8 |  | Codes & Standards Forecast | 0 | 0 | 0 | 0 | 0 | 0 | 0 | 0 | 0 | 0 | 0 | 0 | 0 | 0 | 0 | 0 | 0 | 0 | 0 | 0 | 0 | 0 | 0 | 0 | 0 | 0 | 0 | 0 | 0 | 0 | 0 | 0 | 0 | 0 | 0 | 0 | 0 | 0 | 0 | 0 | 0 | 0 | 0 | 0 | 0 | 0 | 0 | 0 | 0 | 0 | 0
Commercial_Office_New_Food Preparation_Natural Gas_Double Rack Oven_E9_Codes & Standards Forecast | Commercial | Office | New | Food Preparation | Natural Gas | Double Rack Oven | E9 |  | Codes & Standards Forecast | 0 | 0 | 0 | 0 | 0 | 0 | 0 | 0 | 0 | 0 | 0 | 0 | 0 | 0 | 0 | 0 | 0 | 0 | 0 | 0 | 0 | 0 | 0 | 0 | 0 | 0 | 0 | 0 | 0 | 0 | 0 | 0 | 0 | 0 | 0 | 0 | 0 | 0 | 0 | 0 | 0 | 0 | 0 | 0 | 0 | 0 | 0 | 0 | 0 | 0 | 0
Commercial_Office_New_Food Preparation_Natural Gas_Double Rack Oven_E10_Codes & Standards Forecast | Commercial | Office | New | Food Preparation | Natural Gas | Double Rack Oven | E10 |  | Codes & Standards Forecast | 0 | 0 | 0 | 0 | 0 | 0 | 0 | 0 | 0 | 0 | 0 | 0 | 0 | 0 | 0 | 0 | 0 | 0 | 0 | 0 | 0 | 0 | 0 | 0 | 0 | 0 | 0 | 0 | 0 | 0 | 0 | 0 | 0 | 0 | 0 | 0 | 0 | 0 | 0 | 0 | 0 | 0 | 0 | 0 | 0 | 0 | 0 | 0 | 0 | 0 | 0
Commercial_Office_New_Food Preparation_Natural Gas_Double Rack Oven_Vintage_Codes & Standards Forecast | Commercial | Office | New | Food Preparation | Natural Gas | Double Rack Oven | Vintage |  | Codes & Standards Forecast | 0 | 0 | 0 | 0 | 0 | 0 | 0 | 0 | 0 | 0 | 0 | 0 | 0 | 0 | 0 | 0 | 0 | 0 | 0 | 0 | 0 | 0 | 0 | 0 | 0 | 0 | 0 | 0 | 0 | 0 | 0 | 0 | 0 | 0 | 0 | 0 | 0 | 0 | 0 | 0 | 0 | 0 | 0 | 0 | 0 | 0 | 0 | 0 | 0 | 0 | 0
Commercial_Office_New_Food Preparation_Natural Gas_Fryer_E1_Codes & Standards Forecast | Commercial | Office | New | Food Preparation | Natural Gas | Fryer | E1 |  | Codes & Standards Forecast | 0 | 1203.4484 | 7008.1268 | 7008.1268 | 7008.1268 | 7008.1268 | 6707.2647 | 5030.4485 | 3772.8364 | 2829.6273 | 1836.6365 | 0 | 0 | 0 | 0 | 0 | 0 | 0 | 0 | 0 | 0 | 0 | 0 | 0 | 0 | 0 | 0 | 0 | 0 | 0 | 0 | 0 | 0 | 0 | 0 | 0 | 0 | 0 | 0 | 0 | 0 | 0 | 0 | 0 | 0 | 0 | 0 | 0 | 0 | 0 | 0
Commercial_Office_New_Food Preparation_Natural Gas_Fryer_E2_Codes & Standards Forecast | Commercial | Office | New | Food Preparation | Natural Gas | Fryer | E2 |  | Codes & Standards Forecast | 0 | 0 | 0 | 3709.5961 | 8493.8668 | 14986.6468 | 21356.1482 | 28411.667 | 34506.7643 | 40120.7634 | 45723.6165 | 52124.3173 | 56682.1284 | 61252.9808 | 65851.9485 | 70459.389 | 75068.0886 | 79670.8178 | 84267.4819 | 88857.9851 | 93449.4699 | 98041.943 | 102628.9371 | 107210.3775 | 111786.1889 | 116362.769 | 120940.1224 | 125518.2536 | 130097.167 | 134676.8674 | 139257.3593 | 143838.6473 | 145902.116 | 0 | 0 | 0 | 0 | 0 | 0 | 0 | 0 | 0 | 0 | 0 | 0 | 0 | 0 | 0 | 0 | 0 | 0
Commercial_Office_New_Food Preparation_Natural Gas_Fryer_E3_Codes & Standards Forecast | Commercial | Office | New | Food Preparation | Natural Gas | Fryer | E3 |  | Codes & Standards Forecast | 0 | 0 | 0 | 0 | 0 | 0 | 0 | 0 | 0 | 0 | 0 | 0 | 0 | 0 | 0 | 0 | 0 | 0 | 0 | 0 | 0 | 0 | 0 | 0 | 0 | 0 | 0 | 0 | 0 | 0 | 0 | 0 | 0 | 0 | 0 | 0 | 0 | 0 | 0 | 0 | 0 | 0 | 0 | 0 | 0 | 0 | 0 | 0 | 0 | 0 | 0
Commercial_Office_New_Food Preparation_Natural Gas_Fryer_E4_Codes & Standards Forecast | Commercial | Office | New | Food Preparation | Natural Gas | Fryer | E4 |  | Codes & Standards Forecast | 0 | 0 | 0 | 0 | 0 | 0 | 0 | 0 | 0 | 0 | 0 | 0 | 0 | 0 | 0 | 0 | 0 | 0 | 0 | 0 | 0 | 0 | 0 | 0 | 0 | 0 | 0 | 0 | 0 | 0 | 0 | 0 | 0 | 0 | 0 | 0 | 0 | 0 | 0 | 0 | 0 | 0 | 0 | 0 | 0 | 0 | 0 | 0 | 0 | 0 | 0
Commercial_Office_New_Food Preparation_Natural Gas_Fryer_E5_Codes & Standards Forecast | Commercial | Office | New | Food Preparation | Natural Gas | Fryer | E5 |  | Codes & Standards Forecast | 0 | 0 | 0 | 0 | 0 | 0 | 0 | 0 | 0 | 0 | 0 | 0 | 0 | 0 | 0 | 0 | 0 | 0 | 0 | 0 | 0 | 0 | 0 | 0 | 0 | 0 | 0 | 0 | 0 | 0 | 0 | 0 | 0 | 0 | 0 | 0 | 0 | 0 | 0 | 0 | 0 | 0 | 0 | 0 | 0 | 0 | 0 | 0 | 0 | 0 | 0
Commercial_Office_New_Food Preparation_Natural Gas_Fryer_E6_Codes & Standards Forecast | Commercial | Office | New | Food Preparation | Natural Gas | Fryer | E6 |  | Codes & Standards Forecast | 0 | 0 | 0 | 0 | 0 | 0 | 0 | 0 | 0 | 0 | 0 | 0 | 0 | 0 | 0 | 0 | 0 | 0 | 0 | 0 | 0 | 0 | 0 | 0 | 0 | 0 | 0 | 0 | 0 | 0 | 0 | 0 | 0 | 0 | 0 | 0 | 0 | 0 | 0 | 0 | 0 | 0 | 0 | 0 | 0 | 0 | 0 | 0 | 0 | 0 | 0
Commercial_Office_New_Food Preparation_Natural Gas_Fryer_E7_Codes & Standards Forecast | Commercial | Office | New | Food Preparation | Natural Gas | Fryer | E7 |  | Codes & Standards Forecast | 0 | 0 | 0 | 0 | 0 | 0 | 0 | 0 | 0 | 0 | 0 | 0 | 0 | 0 | 0 | 0 | 0 | 0 | 0 | 0 | 0 | 0 | 0 | 0 | 0 | 0 | 0 | 0 | 0 | 0 | 0 | 0 | 0 | 0 | 0 | 0 | 0 | 0 | 0 | 0 | 0 | 0 | 0 | 0 | 0 | 0 | 0 | 0 | 0 | 0 | 0
Commercial_Office_New_Food Preparation_Natural Gas_Fryer_E8_Codes & Standards Forecast | Commercial | Office | New | Food Preparation | Natural Gas | Fryer | E8 |  | Codes & Standards Forecast | 0 | 0 | 0 | 0 | 0 | 0 | 0 | 0 | 0 | 0 | 0 | 0 | 0 | 0 | 0 | 0 | 0 | 0 | 0 | 0 | 0 | 0 | 0 | 0 | 0 | 0 | 0 | 0 | 0 | 0 | 0 | 0 | 0 | 0 | 0 | 0 | 0 | 0 | 0 | 0 | 0 | 0 | 0 | 0 | 0 | 0 | 0 | 0 | 0 | 0 | 0
Commercial_Office_New_Food Preparation_Natural Gas_Fryer_E9_Codes & Standards Forecast | Commercial | Office | New | Food Preparation | Natural Gas | Fryer | E9 |  | Codes & Standards Forecast | 0 | 0 | 0 | 0 | 0 | 0 | 0 | 0 | 0 | 0 | 0 | 0 | 0 | 0 | 0 | 0 | 0 | 0 | 0 | 0 | 0 | 0 | 0 | 0 | 0 | 0 | 0 | 0 | 0 | 0 | 0 | 0 | 0 | 0 | 0 | 0 | 0 | 0 | 0 | 0 | 0 | 0 | 0 | 0 | 0 | 0 | 0 | 0 | 0 | 0 | 0
Commercial_Office_New_Food Preparation_Natural Gas_Fryer_E10_Codes & Standards Forecast | Commercial | Office | New | Food Preparation | Natural Gas | Fryer | E10 |  | Codes & Standards Forecast | 0 | 0 | 0 | 0 | 0 | 0 | 0 | 0 | 0 | 0 | 0 | 0 | 0 | 0 | 0 | 0 | 0 | 0 | 0 | 0 | 0 | 0 | 0 | 0 | 0 | 0 | 0 | 0 | 0 | 0 | 0 | 0 | 0 | 0 | 0 | 0 | 0 | 0 | 0 | 0 | 0 | 0 | 0 | 0 | 0 | 0 | 0 | 0 | 0 | 0 | 0
Commercial_Office_New_Food Preparation_Natural Gas_Fryer_Vintage_Codes & Standards Forecast | Commercial | Office | New | Food Preparation | Natural Gas | Fryer | Vintage |  | Codes & Standards Forecast | 0 | 0 | 0 | 0 | 0 | 0 | 0 | 0 | 0 | 0 | 0 | 0 | 0 | 0 | 0 | 0 | 0 | 0 | 0 | 0 | 0 | 0 | 0 | 0 | 0 | 0 | 0 | 0 | 0 | 0 | 0 | 0 | 0 | 0 | 0 | 0 | 0 | 0 | 0 | 0 | 0 | 0 | 0 | 0 | 0 | 0 | 0 | 0 | 0 | 0 | 0
Commercial_Office_New_Food Preparation_Natural Gas_Broiler_E1_Codes & Standards Forecast | Commercial | Office | New | Food Preparation | Natural Gas | Broiler | E1 |  | Codes & Standards Forecast | 0 | 0 | 0 | 0 | 0 | 0 | 0 | 0 | 0 | 0 | 0 | 0 | 0 | 0 | 0 | 0 | 0 | 0 | 0 | 0 | 0 | 0 | 0 | 0 | 0 | 0 | 0 | 0 | 0 | 0 | 0 | 0 | 0 | 0 | 0 | 0 | 0 | 0 | 0 | 0 | 0 | 0 | 0 | 0 | 0 | 0 | 0 | 0 | 0 | 0 | 0
Commercial_Office_New_Food Preparation_Natural Gas_Broiler_E2_Codes & Standards Forecast | Commercial | Office | New | Food Preparation | Natural Gas | Broiler | E2 |  | Codes & Standards Forecast | 0 | 0 | 0 | 0 | 0 | 0 | 0 | 0 | 0 | 0 | 0 | 0 | 0 | 0 | 0 | 0 | 0 | 0 | 0 | 0 | 0 | 0 | 0 | 0 | 0 | 0 | 0 | 0 | 0 | 0 | 0 | 0 | 0 | 0 | 0 | 0 | 0 | 0 | 0 | 0 | 0 | 0 | 0 | 0 | 0 | 0 | 0 | 0 | 0 | 0 | 0
Commercial_Office_New_Food Preparation_Natural Gas_Broiler_E3_Codes & Standards Forecast | Commercial | Office | New | Food Preparation | Natural Gas | Broiler | E3 |  | Codes & Standards Forecast | 0 | 0 | 0 | 0 | 0 | 0 | 0 | 0 | 0 | 0 | 0 | 0 | 0 | 0 | 0 | 0 | 0 | 0 | 0 | 0 | 0 | 0 | 0 | 0 | 0 | 0 | 0 | 0 | 0 | 0 | 0 | 0 | 0 | 0 | 0 | 0 | 0 | 0 | 0 | 0 | 0 | 0 | 0 | 0 | 0 | 0 | 0 | 0 | 0 | 0 | 0
Commercial_Office_New_Food Preparation_Natural Gas_Broiler_E4_Codes & Standards Forecast | Commercial | Office | New | Food Preparation | Natural Gas | Broiler | E4 |  | Codes & Standards Forecast | 0 | 0 | 0 | 0 | 0 | 0 | 0 | 0 | 0 | 0 | 0 | 0 | 0 | 0 | 0 | 0 | 0 | 0 | 0 | 0 | 0 | 0 | 0 | 0 | 0 | 0 | 0 | 0 | 0 | 0 | 0 | 0 | 0 | 0 | 0 | 0 | 0 | 0 | 0 | 0 | 0 | 0 | 0 | 0 | 0 | 0 | 0 | 0 | 0 | 0 | 0
Commercial_Office_New_Food Preparation_Natural Gas_Broiler_E5_Codes & Standards Forecast | Commercial | Office | New | Food Preparation | Natural Gas | Broiler | E5 |  | Codes & Standards Forecast | 0 | 0 | 0 | 0 | 0 | 0 | 0 | 0 | 0 | 0 | 0 | 0 | 0 | 0 | 0 | 0 | 0 | 0 | 0 | 0 | 0 | 0 | 0 | 0 | 0 | 0 | 0 | 0 | 0 | 0 | 0 | 0 | 0 | 0 | 0 | 0 | 0 | 0 | 0 | 0 | 0 | 0 | 0 | 0 | 0 | 0 | 0 | 0 | 0 | 0 | 0
Commercial_Office_New_Food Preparation_Natural Gas_Broiler_E6_Codes & Standards Forecast | Commercial | Office | New | Food Preparation | Natural Gas | Broiler | E6 |  | Codes & Standards Forecast | 0 | 0 | 0 | 0 | 0 | 0 | 0 | 0 | 0 | 0 | 0 | 0 | 0 | 0 | 0 | 0 | 0 | 0 | 0 | 0 | 0 | 0 | 0 | 0 | 0 | 0 | 0 | 0 | 0 | 0 | 0 | 0 | 0 | 0 | 0 | 0 | 0 | 0 | 0 | 0 | 0 | 0 | 0 | 0 | 0 | 0 | 0 | 0 | 0 | 0 | 0
Commercial_Office_New_Food Preparation_Natural Gas_Broiler_E7_Codes & Standards Forecast | Commercial | Office | New | Food Preparation | Natural Gas | Broiler | E7 |  | Codes & Standards Forecast | 0 | 0 | 0 | 0 | 0 | 0 | 0 | 0 | 0 | 0 | 0 | 0 | 0 | 0 | 0 | 0 | 0 | 0 | 0 | 0 | 0 | 0 | 0 | 0 | 0 | 0 | 0 | 0 | 0 | 0 | 0 | 0 | 0 | 0 | 0 | 0 | 0 | 0 | 0 | 0 | 0 | 0 | 0 | 0 | 0 | 0 | 0 | 0 | 0 | 0 | 0
Commercial_Office_New_Food Preparation_Natural Gas_Broiler_E8_Codes & Standards Forecast | Commercial | Office | New | Food Preparation | Natural Gas | Broiler | E8 |  | Codes & Standards Forecast | 0 | 0 | 0 | 0 | 0 | 0 | 0 | 0 | 0 | 0 | 0 | 0 | 0 | 0 | 0 | 0 | 0 | 0 | 0 | 0 | 0 | 0 | 0 | 0 | 0 | 0 | 0 | 0 | 0 | 0 | 0 | 0 | 0 | 0 | 0 | 0 | 0 | 0 | 0 | 0 | 0 | 0 | 0 | 0 | 0 | 0 | 0 | 0 | 0 | 0 | 0
Commercial_Office_New_Food Preparation_Natural Gas_Broiler_E9_Codes & Standards Forecast | Commercial | Office | New | Food Preparation | Natural Gas | Broiler | E9 |  | Codes & Standards Forecast | 0 | 0 | 0 | 0 | 0 | 0 | 0 | 0 | 0 | 0 | 0 | 0 | 0 | 0 | 0 | 0 | 0 | 0 | 0 | 0 | 0 | 0 | 0 | 0 | 0 | 0 | 0 | 0 | 0 | 0 | 0 | 0 | 0 | 0 | 0 | 0 | 0 | 0 | 0 | 0 | 0 | 0 | 0 | 0 | 0 | 0 | 0 | 0 | 0 | 0 | 0
Commercial_Office_New_Food Preparation_Natural Gas_Broiler_E10_Codes & Standards Forecast | Commercial | Office | New | Food Preparation | Natural Gas | Broiler | E10 |  | Codes & Standards Forecast | 0 | 0 | 0 | 0 | 0 | 0 | 0 | 0 | 0 | 0 | 0 | 0 | 0 | 0 | 0 | 0 | 0 | 0 | 0 | 0 | 0 | 0 | 0 | 0 | 0 | 0 | 0 | 0 | 0 | 0 | 0 | 0 | 0 | 0 | 0 | 0 | 0 | 0 | 0 | 0 | 0 | 0 | 0 | 0 | 0 | 0 | 0 | 0 | 0 | 0 | 0
Commercial_Office_New_Food Preparation_Natural Gas_Broiler_Vintage_Codes & Standards Forecast | Commercial | Office | New | Food Preparation | Natural Gas | Broiler | Vintage |  | Codes & Standards Forecast | 0 | 0 | 0 | 0 | 0 | 0 | 0 | 0 | 0 | 0 | 0 | 0 | 0 | 0 | 0 | 0 | 0 | 0 | 0 | 0 | 0 | 0 | 0 | 0 | 0 | 0 | 0 | 0 | 0 | 0 | 0 | 0 | 0 | 0 | 0 | 0 | 0 | 0 | 0 | 0 | 0 | 0 | 0 | 0 | 0 | 0 | 0 | 0 | 0 | 0 | 0
Commercial_Office_New_Food Preparation_Natural Gas_Griddle_E1_Codes & Standards Forecast | Commercial | Office | New | Food Preparation | Natural Gas | Griddle | E1 |  | Codes & Standards Forecast | 0 | 1203.4484 | 7008.1268 | 10717.7229 | 15501.9936 | 21994.7736 | 28063.4129 | 33442.1155 | 38279.6007 | 42950.3907 | 47560.253 | 52124.3173 | 56682.1284 | 61252.9808 | 65851.9485 | 70459.389 | 75068.0886 | 79670.8178 | 84267.4819 | 88857.9851 | 93449.4699 | 98041.943 | 102628.9371 | 107210.3775 | 111786.1889 | 116362.769 | 120940.1224 | 125518.2536 | 130097.167 | 134676.8674 | 139257.3593 | 143838.6473 | 145902.116 | 0 | 0 | 0 | 0 | 0 | 0 | 0 | 0 | 0 | 0 | 0 | 0 | 0 | 0 | 0 | 0 | 0 | 0
Commercial_Office_New_Food Preparation_Natural Gas_Griddle_E2_Codes & Standards Forecast | Commercial | Office | New | Food Preparation | Natural Gas | Griddle | E2 |  | Codes & Standards Forecast | 0 | 0 | 0 | 0 | 0 | 0 | 0 | 0 | 0 | 0 | 0 | 0 | 0 | 0 | 0 | 0 | 0 | 0 | 0 | 0 | 0 | 0 | 0 | 0 | 0 | 0 | 0 | 0 | 0 | 0 | 0 | 0 | 0 | 0 | 0 | 0 | 0 | 0 | 0 | 0 | 0 | 0 | 0 | 0 | 0 | 0 | 0 | 0 | 0 | 0 | 0
Commercial_Office_New_Food Preparation_Natural Gas_Griddle_E3_Codes & Standards Forecast | Commercial | Office | New | Food Preparation | Natural Gas | Griddle | E3 |  | Codes & Standards Forecast | 0 | 0 | 0 | 0 | 0 | 0 | 0 | 0 | 0 | 0 | 0 | 0 | 0 | 0 | 0 | 0 | 0 | 0 | 0 | 0 | 0 | 0 | 0 | 0 | 0 | 0 | 0 | 0 | 0 | 0 | 0 | 0 | 0 | 0 | 0 | 0 | 0 | 0 | 0 | 0 | 0 | 0 | 0 | 0 | 0 | 0 | 0 | 0 | 0 | 0 | 0
Commercial_Office_New_Food Preparation_Natural Gas_Griddle_E4_Codes & Standards Forecast | Commercial | Office | New | Food Preparation | Natural Gas | Griddle | E4 |  | Codes & Standards Forecast | 0 | 0 | 0 | 0 | 0 | 0 | 0 | 0 | 0 | 0 | 0 | 0 | 0 | 0 | 0 | 0 | 0 | 0 | 0 | 0 | 0 | 0 | 0 | 0 | 0 | 0 | 0 | 0 | 0 | 0 | 0 | 0 | 0 | 0 | 0 | 0 | 0 | 0 | 0 | 0 | 0 | 0 | 0 | 0 | 0 | 0 | 0 | 0 | 0 | 0 | 0
Commercial_Office_New_Food Preparation_Natural Gas_Griddle_E5_Codes & Standards Forecast | Commercial | Office | New | Food Preparation | Natural Gas | Griddle | E5 |  | Codes & Standards Forecast | 0 | 0 | 0 | 0 | 0 | 0 | 0 | 0 | 0 | 0 | 0 | 0 | 0 | 0 | 0 | 0 | 0 | 0 | 0 | 0 | 0 | 0 | 0 | 0 | 0 | 0 | 0 | 0 | 0 | 0 | 0 | 0 | 0 | 0 | 0 | 0 | 0 | 0 | 0 | 0 | 0 | 0 | 0 | 0 | 0 | 0 | 0 | 0 | 0 | 0 | 0
Commercial_Office_New_Food Preparation_Natural Gas_Griddle_E6_Codes & Standards Forecast | Commercial | Office | New | Food Preparation | Natural Gas | Griddle | E6 |  | Codes & Standards Forecast | 0 | 0 | 0 | 0 | 0 | 0 | 0 | 0 | 0 | 0 | 0 | 0 | 0 | 0 | 0 | 0 | 0 | 0 | 0 | 0 | 0 | 0 | 0 | 0 | 0 | 0 | 0 | 0 | 0 | 0 | 0 | 0 | 0 | 0 | 0 | 0 | 0 | 0 | 0 | 0 | 0 | 0 | 0 | 0 | 0 | 0 | 0 | 0 | 0 | 0 | 0
Commercial_Office_New_Food Preparation_Natural Gas_Griddle_E7_Codes & Standards Forecast | Commercial | Office | New | Food Preparation | Natural Gas | Griddle | E7 |  | Codes & Standards Forecast | 0 | 0 | 0 | 0 | 0 | 0 | 0 | 0 | 0 | 0 | 0 | 0 | 0 | 0 | 0 | 0 | 0 | 0 | 0 | 0 | 0 | 0 | 0 | 0 | 0 | 0 | 0 | 0 | 0 | 0 | 0 | 0 | 0 | 0 | 0 | 0 | 0 | 0 | 0 | 0 | 0 | 0 | 0 | 0 | 0 | 0 | 0 | 0 | 0 | 0 | 0
Commercial_Office_New_Food Preparation_Natural Gas_Griddle_E8_Codes & Standards Forecast | Commercial | Office | New | Food Preparation | Natural Gas | Griddle | E8 |  | Codes & Standards Forecast | 0 | 0 | 0 | 0 | 0 | 0 | 0 | 0 | 0 | 0 | 0 | 0 | 0 | 0 | 0 | 0 | 0 | 0 | 0 | 0 | 0 | 0 | 0 | 0 | 0 | 0 | 0 | 0 | 0 | 0 | 0 | 0 | 0 | 0 | 0 | 0 | 0 | 0 | 0 | 0 | 0 | 0 | 0 | 0 | 0 | 0 | 0 | 0 | 0 | 0 | 0
Commercial_Office_New_Food Preparation_Natural Gas_Griddle_E9_Codes & Standards Forecast | Commercial | Office | New | Food Preparation | Natural Gas | Griddle | E9 |  | Codes & Standards Forecast | 0 | 0 | 0 | 0 | 0 | 0 | 0 | 0 | 0 | 0 | 0 | 0 | 0 | 0 | 0 | 0 | 0 | 0 | 0 | 0 | 0 | 0 | 0 | 0 | 0 | 0 | 0 | 0 | 0 | 0 | 0 | 0 | 0 | 0 | 0 | 0 | 0 | 0 | 0 | 0 | 0 | 0 | 0 | 0 | 0 | 0 | 0 | 0 | 0 | 0 | 0
Commercial_Office_New_Food Preparation_Natural Gas_Griddle_E10_Codes & Standards Forecast | Commercial | Office | New | Food Preparation | Natural Gas | Griddle | E10 |  | Codes & Standards Forecast | 0 | 0 | 0 | 0 | 0 | 0 | 0 | 0 | 0 | 0 | 0 | 0 | 0 | 0 | 0 | 0 | 0 | 0 | 0 | 0 | 0 | 0 | 0 | 0 | 0 | 0 | 0 | 0 | 0 | 0 | 0 | 0 | 0 | 0 | 0 | 0 | 0 | 0 | 0 | 0 | 0 | 0 | 0 | 0 | 0 | 0 | 0 | 0 | 0 | 0 | 0
Commercial_Office_New_Food Preparation_Natural Gas_Griddle_Vintage_Codes & Standards Forecast | Commercial | Office | New | Food Preparation | Natural Gas | Griddle | Vintage |  | Codes & Standards Forecast | 0 | 0 | 0 | 0 | 0 | 0 | 0 | 0 | 0 | 0 | 0 | 0 | 0 | 0 | 0 | 0 | 0 | 0 | 0 | 0 | 0 | 0 | 0 | 0 | 0 | 0 | 0 | 0 | 0 | 0 | 0 | 0 | 0 | 0 | 0 | 0 | 0 | 0 | 0 | 0 | 0 | 0 | 0 | 0 | 0 | 0 | 0 | 0 | 0 | 0 | 0
Commercial_Office_New_Food Preparation_Natural Gas_Range_E1_Codes & Standards Forecast | Commercial | Office | New | Food Preparation | Natural Gas | Range | E1 |  | Codes & Standards Forecast | 0 | 1203.4484 | 7008.1268 | 10717.7229 | 15501.9936 | 21994.7736 | 28063.4129 | 33442.1155 | 38279.6007 | 42950.3907 | 47560.253 | 52124.3173 | 56682.1284 | 61252.9808 | 65851.9485 | 70459.389 | 75068.0886 | 79670.8178 | 84267.4819 | 88857.9851 | 93449.4699 | 98041.943 | 102628.9371 | 107210.3775 | 111786.1889 | 116362.769 | 120940.1224 | 125518.2536 | 130097.167 | 134676.8674 | 139257.3593 | 143838.6473 | 145902.116 | 0 | 0 | 0 | 0 | 0 | 0 | 0 | 0 | 0 | 0 | 0 | 0 | 0 | 0 | 0 | 0 | 0 | 0
Commercial_Office_New_Food Preparation_Natural Gas_Range_E2_Codes & Standards Forecast | Commercial | Office | New | Food Preparation | Natural Gas | Range | E2 |  | Codes & Standards Forecast | 0 | 0 | 0 | 0 | 0 | 0 | 0 | 0 | 0 | 0 | 0 | 0 | 0 | 0 | 0 | 0 | 0 | 0 | 0 | 0 | 0 | 0 | 0 | 0 | 0 | 0 | 0 | 0 | 0 | 0 | 0 | 0 | 0 | 0 | 0 | 0 | 0 | 0 | 0 | 0 | 0 | 0 | 0 | 0 | 0 | 0 | 0 | 0 | 0 | 0 | 0
Commercial_Office_New_Food Preparation_Natural Gas_Range_E3_Codes & Standards Forecast | Commercial | Office | New | Food Preparation | Natural Gas | Range | E3 |  | Codes & Standards Forecast | 0 | 0 | 0 | 0 | 0 | 0 | 0 | 0 | 0 | 0 | 0 | 0 | 0 | 0 | 0 | 0 | 0 | 0 | 0 | 0 | 0 | 0 | 0 | 0 | 0 | 0 | 0 | 0 | 0 | 0 | 0 | 0 | 0 | 0 | 0 | 0 | 0 | 0 | 0 | 0 | 0 | 0 | 0 | 0 | 0 | 0 | 0 | 0 | 0 | 0 | 0
Commercial_Office_New_Food Preparation_Natural Gas_Range_E4_Codes & Standards Forecast | Commercial | Office | New | Food Preparation | Natural Gas | Range | E4 |  | Codes & Standards Forecast | 0 | 0 | 0 | 0 | 0 | 0 | 0 | 0 | 0 | 0 | 0 | 0 | 0 | 0 | 0 | 0 | 0 | 0 | 0 | 0 | 0 | 0 | 0 | 0 | 0 | 0 | 0 | 0 | 0 | 0 | 0 | 0 | 0 | 0 | 0 | 0 | 0 | 0 | 0 | 0 | 0 | 0 | 0 | 0 | 0 | 0 | 0 | 0 | 0 | 0 | 0
Commercial_Office_New_Food Preparation_Natural Gas_Range_E5_Codes & Standards Forecast | Commercial | Office | New | Food Preparation | Natural Gas | Range | E5 |  | Codes & Standards Forecast | 0 | 0 | 0 | 0 | 0 | 0 | 0 | 0 | 0 | 0 | 0 | 0 | 0 | 0 | 0 | 0 | 0 | 0 | 0 | 0 | 0 | 0 | 0 | 0 | 0 | 0 | 0 | 0 | 0 | 0 | 0 | 0 | 0 | 0 | 0 | 0 | 0 | 0 | 0 | 0 | 0 | 0 | 0 | 0 | 0 | 0 | 0 | 0 | 0 | 0 | 0
Commercial_Office_New_Food Preparation_Natural Gas_Range_E6_Codes & Standards Forecast | Commercial | Office | New | Food Preparation | Natural Gas | Range | E6 |  | Codes & Standards Forecast | 0 | 0 | 0 | 0 | 0 | 0 | 0 | 0 | 0 | 0 | 0 | 0 | 0 | 0 | 0 | 0 | 0 | 0 | 0 | 0 | 0 | 0 | 0 | 0 | 0 | 0 | 0 | 0 | 0 | 0 | 0 | 0 | 0 | 0 | 0 | 0 | 0 | 0 | 0 | 0 | 0 | 0 | 0 | 0 | 0 | 0 | 0 | 0 | 0 | 0 | 0
Commercial_Office_New_Food Preparation_Natural Gas_Range_E7_Codes & Standards Forecast | Commercial | Office | New | Food Preparation | Natural Gas | Range | E7 |  | Codes & Standards Forecast | 0 | 0 | 0 | 0 | 0 | 0 | 0 | 0 | 0 | 0 | 0 | 0 | 0 | 0 | 0 | 0 | 0 | 0 | 0 | 0 | 0 | 0 | 0 | 0 | 0 | 0 | 0 | 0 | 0 | 0 | 0 | 0 | 0 | 0 | 0 | 0 | 0 | 0 | 0 | 0 | 0 | 0 | 0 | 0 | 0 | 0 | 0 | 0 | 0 | 0 | 0
Commercial_Office_New_Food Preparation_Natural Gas_Range_E8_Codes & Standards Forecast | Commercial | Office | New | Food Preparation | Natural Gas | Range | E8 |  | Codes & Standards Forecast | 0 | 0 | 0 | 0 | 0 | 0 | 0 | 0 | 0 | 0 | 0 | 0 | 0 | 0 | 0 | 0 | 0 | 0 | 0 | 0 | 0 | 0 | 0 | 0 | 0 | 0 | 0 | 0 | 0 | 0 | 0 | 0 | 0 | 0 | 0 | 0 | 0 | 0 | 0 | 0 | 0 | 0 | 0 | 0 | 0 | 0 | 0 | 0 | 0 | 0 | 0
Commercial_Office_New_Food Preparation_Natural Gas_Range_E9_Codes & Standards Forecast | Commercial | Office | New | Food Preparation | Natural Gas | Range | E9 |  | Codes & Standards Forecast | 0 | 0 | 0 | 0 | 0 | 0 | 0 | 0 | 0 | 0 | 0 | 0 | 0 | 0 | 0 | 0 | 0 | 0 | 0 | 0 | 0 | 0 | 0 | 0 | 0 | 0 | 0 | 0 | 0 | 0 | 0 | 0 | 0 | 0 | 0 | 0 | 0 | 0 | 0 | 0 | 0 | 0 | 0 | 0 | 0 | 0 | 0 | 0 | 0 | 0 | 0
Commercial_Office_New_Food Preparation_Natural Gas_Range_E10_Codes & Standards Forecast | Commercial | Office | New | Food Preparation | Natural Gas | Range | E10 |  | Codes & Standards Forecast | 0 | 0 | 0 | 0 | 0 | 0 | 0 | 0 | 0 | 0 | 0 | 0 | 0 | 0 | 0 | 0 | 0 | 0 | 0 | 0 | 0 | 0 | 0 | 0 | 0 | 0 | 0 | 0 | 0 | 0 | 0 | 0 | 0 | 0 | 0 | 0 | 0 | 0 | 0 | 0 | 0 | 0 | 0 | 0 | 0 | 0 | 0 | 0 | 0 | 0 | 0
Commercial_Office_New_Food Preparation_Natural Gas_Range_Vintage_Codes & Standards Forecast | Commercial | Office | New | Food Preparation | Natural Gas | Range | Vintage |  | Codes & Standards Forecast | 0 | 0 | 0 | 0 | 0 | 0 | 0 | 0 | 0 | 0 | 0 | 0 | 0 | 0 | 0 | 0 | 0 | 0 | 0 | 0 | 0 | 0 | 0 | 0 | 0 | 0 | 0 | 0 | 0 | 0 | 0 | 0 | 0 | 0 | 0 | 0 | 0 | 0 | 0 | 0 | 0 | 0 | 0 | 0 | 0 | 0 | 0 | 0 | 0 | 0 | 0
Commercial_Office_New_Food Preparation_Natural Gas_Steamer_E1_Codes & Standards Forecast | Commercial | Office | New | Food Preparation | Natural Gas | Steamer | E1 |  | Codes & Standards Forecast | 0 | 0 | 0 | 0 | 0 | 0 | 0 | 0 | 0 | 0 | 0 | 0 | 0 | 0 | 0 | 0 | 0 | 0 | 0 | 0 | 0 | 0 | 0 | 0 | 0 | 0 | 0 | 0 | 0 | 0 | 0 | 0 | 0 | 0 | 0 | 0 | 0 | 0 | 0 | 0 | 0 | 0 | 0 | 0 | 0 | 0 | 0 | 0 | 0 | 0 | 0
Commercial_Office_New_Food Preparation_Natural Gas_Steamer_E2_Codes & Standards Forecast | Commercial | Office | New | Food Preparation | Natural Gas | Steamer | E2 |  | Codes & Standards Forecast | 0 | 0 | 0 | 0 | 0 | 0 | 0 | 0 | 0 | 0 | 0 | 0 | 0 | 0 | 0 | 0 | 0 | 0 | 0 | 0 | 0 | 0 | 0 | 0 | 0 | 0 | 0 | 0 | 0 | 0 | 0 | 0 | 0 | 0 | 0 | 0 | 0 | 0 | 0 | 0 | 0 | 0 | 0 | 0 | 0 | 0 | 0 | 0 | 0 | 0 | 0
Commercial_Office_New_Food Preparation_Natural Gas_Steamer_E3_Codes & Standards Forecast | Commercial | Office | New | Food Preparation | Natural Gas | Steamer | E3 |  | Codes & Standards Forecast | 0 | 0 | 0 | 0 | 0 | 0 | 0 | 0 | 0 | 0 | 0 | 0 | 0 | 0 | 0 | 0 | 0 | 0 | 0 | 0 | 0 | 0 | 0 | 0 | 0 | 0 | 0 | 0 | 0 | 0 | 0 | 0 | 0 | 0 | 0 | 0 | 0 | 0 | 0 | 0 | 0 | 0 | 0 | 0 | 0 | 0 | 0 | 0 | 0 | 0 | 0
Commercial_Office_New_Food Preparation_Natural Gas_Steamer_E4_Codes & Standards Forecast | Commercial | Office | New | Food Preparation | Natural Gas | Steamer | E4 |  | Codes & Standards Forecast | 0 | 0 | 0 | 0 | 0 | 0 | 0 | 0 | 0 | 0 | 0 | 0 | 0 | 0 | 0 | 0 | 0 | 0 | 0 | 0 | 0 | 0 | 0 | 0 | 0 | 0 | 0 | 0 | 0 | 0 | 0 | 0 | 0 | 0 | 0 | 0 | 0 | 0 | 0 | 0 | 0 | 0 | 0 | 0 | 0 | 0 | 0 | 0 | 0 | 0 | 0
Commercial_Office_New_Food Preparation_Natural Gas_Steamer_E5_Codes & Standards Forecast | Commercial | Office | New | Food Preparation | Natural Gas | Steamer | E5 |  | Codes & Standards Forecast | 0 | 0 | 0 | 0 | 0 | 0 | 0 | 0 | 0 | 0 | 0 | 0 | 0 | 0 | 0 | 0 | 0 | 0 | 0 | 0 | 0 | 0 | 0 | 0 | 0 | 0 | 0 | 0 | 0 | 0 | 0 | 0 | 0 | 0 | 0 | 0 | 0 | 0 | 0 | 0 | 0 | 0 | 0 | 0 | 0 | 0 | 0 | 0 | 0 | 0 | 0
Commercial_Office_New_Food Preparation_Natural Gas_Steamer_E6_Codes & Standards Forecast | Commercial | Office | New | Food Preparation | Natural Gas | Steamer | E6 |  | Codes & Standards Forecast | 0 | 0 | 0 | 0 | 0 | 0 | 0 | 0 | 0 | 0 | 0 | 0 | 0 | 0 | 0 | 0 | 0 | 0 | 0 | 0 | 0 | 0 | 0 | 0 | 0 | 0 | 0 | 0 | 0 | 0 | 0 | 0 | 0 | 0 | 0 | 0 | 0 | 0 | 0 | 0 | 0 | 0 | 0 | 0 | 0 | 0 | 0 | 0 | 0 | 0 | 0
Commercial_Office_New_Food Preparation_Natural Gas_Steamer_E7_Codes & Standards Forecast | Commercial | Office | New | Food Preparation | Natural Gas | Steamer | E7 |  | Codes & Standards Forecast | 0 | 0 | 0 | 0 | 0 | 0 | 0 | 0 | 0 | 0 | 0 | 0 | 0 | 0 | 0 | 0 | 0 | 0 | 0 | 0 | 0 | 0 | 0 | 0 | 0 | 0 | 0 | 0 | 0 | 0 | 0 | 0 | 0 | 0 | 0 | 0 | 0 | 0 | 0 | 0 | 0 | 0 | 0 | 0 | 0 | 0 | 0 | 0 | 0 | 0 | 0
Commercial_Office_New_Food Preparation_Natural Gas_Steamer_E8_Codes & Standards Forecast | Commercial | Office | New | Food Preparation | Natural Gas | Steamer | E8 |  | Codes & Standards Forecast | 0 | 0 | 0 | 0 | 0 | 0 | 0 | 0 | 0 | 0 | 0 | 0 | 0 | 0 | 0 | 0 | 0 | 0 | 0 | 0 | 0 | 0 | 0 | 0 | 0 | 0 | 0 | 0 | 0 | 0 | 0 | 0 | 0 | 0 | 0 | 0 | 0 | 0 | 0 | 0 | 0 | 0 | 0 | 0 | 0 | 0 | 0 | 0 | 0 | 0 | 0
Commercial_Office_New_Food Preparation_Natural Gas_Steamer_E9_Codes & Standards Forecast | Commercial | Office | New | Food Preparation | Natural Gas | Steamer | E9 |  | Codes & Standards Forecast | 0 | 0 | 0 | 0 | 0 | 0 | 0 | 0 | 0 | 0 | 0 | 0 | 0 | 0 | 0 | 0 | 0 | 0 | 0 | 0 | 0 | 0 | 0 | 0 | 0 | 0 | 0 | 0 | 0 | 0 | 0 | 0 | 0 | 0 | 0 | 0 | 0 | 0 | 0 | 0 | 0 | 0 | 0 | 0 | 0 | 0 | 0 | 0 | 0 | 0 | 0
Commercial_Office_New_Food Preparation_Natural Gas_Steamer_E10_Codes & Standards Forecast | Commercial | Office | New | Food Preparation | Natural Gas | Steamer | E10 |  | Codes & Standards Forecast | 0 | 0 | 0 | 0 | 0 | 0 | 0 | 0 | 0 | 0 | 0 | 0 | 0 | 0 | 0 | 0 | 0 | 0 | 0 | 0 | 0 | 0 | 0 | 0 | 0 | 0 | 0 | 0 | 0 | 0 | 0 | 0 | 0 | 0 | 0 | 0 | 0 | 0 | 0 | 0 | 0 | 0 | 0 | 0 | 0 | 0 | 0 | 0 | 0 | 0 | 0
Commercial_Office_New_Food Preparation_Natural Gas_Steamer_Vintage_Codes & Standards Forecast | Commercial | Office | New | Food Preparation | Natural Gas | Steamer | Vintage |  | Codes & Standards Forecast | 0 | 0 | 0 | 0 | 0 | 0 | 0 | 0 | 0 | 0 | 0 | 0 | 0 | 0 | 0 | 0 | 0 | 0 | 0 | 0 | 0 | 0 | 0 | 0 | 0 | 0 | 0 | 0 | 0 | 0 | 0 | 0 | 0 | 0 | 0 | 0 | 0 | 0 | 0 | 0 | 0 | 0 | 0 | 0 | 0 | 0 | 0 | 0 | 0 | 0 | 0
Commercial_Office_New_Food Preparation_Natural Gas_Food Prep Other_E1_Codes & Standards Forecast | Commercial | Office | New | Food Preparation | Natural Gas | Food Prep Other | E1 |  | Codes & Standards Forecast | 0 | 0 | 0 | 0 | 0 | 0 | 0 | 0 | 0 | 0 | 0 | 0 | 0 | 0 | 0 | 0 | 0 | 0 | 0 | 0 | 0 | 0 | 0 | 0 | 0 | 0 | 0 | 0 | 0 | 0 | 0 | 0 | 0 | 0 | 0 | 0 | 0 | 0 | 0 | 0 | 0 | 0 | 0 | 0 | 0 | 0 | 0 | 0 | 0 | 0 | 0
Commercial_Office_New_Food Preparation_Natural Gas_Food Prep Other_E2_Codes & Standards Forecast | Commercial | Office | New | Food Preparation | Natural Gas | Food Prep Other | E2 |  | Codes & Standards Forecast | 0 | 0 | 0 | 0 | 0 | 0 | 0 | 0 | 0 | 0 | 0 | 0 | 0 | 0 | 0 | 0 | 0 | 0 | 0 | 0 | 0 | 0 | 0 | 0 | 0 | 0 | 0 | 0 | 0 | 0 | 0 | 0 | 0 | 0 | 0 | 0 | 0 | 0 | 0 | 0 | 0 | 0 | 0 | 0 | 0 | 0 | 0 | 0 | 0 | 0 | 0
Commercial_Office_New_Food Preparation_Natural Gas_Food Prep Other_E3_Codes & Standards Forecast | Commercial | Office | New | Food Preparation | Natural Gas | Food Prep Other | E3 |  | Codes & Standards Forecast | 0 | 0 | 0 | 0 | 0 | 0 | 0 | 0 | 0 | 0 | 0 | 0 | 0 | 0 | 0 | 0 | 0 | 0 | 0 | 0 | 0 | 0 | 0 | 0 | 0 | 0 | 0 | 0 | 0 | 0 | 0 | 0 | 0 | 0 | 0 | 0 | 0 | 0 | 0 | 0 | 0 | 0 | 0 | 0 | 0 | 0 | 0 | 0 | 0 | 0 | 0
Commercial_Office_New_Food Preparation_Natural Gas_Food Prep Other_E4_Codes & Standards Forecast | Commercial | Office | New | Food Preparation | Natural Gas | Food Prep Other | E4 |  | Codes & Standards Forecast | 0 | 0 | 0 | 0 | 0 | 0 | 0 | 0 | 0 | 0 | 0 | 0 | 0 | 0 | 0 | 0 | 0 | 0 | 0 | 0 | 0 | 0 | 0 | 0 | 0 | 0 | 0 | 0 | 0 | 0 | 0 | 0 | 0 | 0 | 0 | 0 | 0 | 0 | 0 | 0 | 0 | 0 | 0 | 0 | 0 | 0 | 0 | 0 | 0 | 0 | 0
Commercial_Office_New_Food Preparation_Natural Gas_Food Prep Other_E5_Codes & Standards Forecast | Commercial | Office | New | Food Preparation | Natural Gas | Food Prep Other | E5 |  | Codes & Standards Forecast | 0 | 0 | 0 | 0 | 0 | 0 | 0 | 0 | 0 | 0 | 0 | 0 | 0 | 0 | 0 | 0 | 0 | 0 | 0 | 0 | 0 | 0 | 0 | 0 | 0 | 0 | 0 | 0 | 0 | 0 | 0 | 0 | 0 | 0 | 0 | 0 | 0 | 0 | 0 | 0 | 0 | 0 | 0 | 0 | 0 | 0 | 0 | 0 | 0 | 0 | 0
Commercial_Office_New_Food Preparation_Natural Gas_Food Prep Other_E6_Codes & Standards Forecast | Commercial | Office | New | Food Preparation | Natural Gas | Food Prep Other | E6 |  | Codes & Standards Forecast | 0 | 0 | 0 | 0 | 0 | 0 | 0 | 0 | 0 | 0 | 0 | 0 | 0 | 0 | 0 | 0 | 0 | 0 | 0 | 0 | 0 | 0 | 0 | 0 | 0 | 0 | 0 | 0 | 0 | 0 | 0 | 0 | 0 | 0 | 0 | 0 | 0 | 0 | 0 | 0 | 0 | 0 | 0 | 0 | 0 | 0 | 0 | 0 | 0 | 0 | 0
Commercial_Office_New_Food Preparation_Natural Gas_Food Prep Other_E7_Codes & Standards Forecast | Commercial | Office | New | Food Preparation | Natural Gas | Food Prep Other | E7 |  | Codes & Standards Forecast | 0 | 0 | 0 | 0 | 0 | 0 | 0 | 0 | 0 | 0 | 0 | 0 | 0 | 0 | 0 | 0 | 0 | 0 | 0 | 0 | 0 | 0 | 0 | 0 | 0 | 0 | 0 | 0 | 0 | 0 | 0 | 0 | 0 | 0 | 0 | 0 | 0 | 0 | 0 | 0 | 0 | 0 | 0 | 0 | 0 | 0 | 0 | 0 | 0 | 0 | 0
Commercial_Office_New_Food Preparation_Natural Gas_Food Prep Other_E8_Codes & Standards Forecast | Commercial | Office | New | Food Preparation | Natural Gas | Food Prep Other | E8 |  | Codes & Standards Forecast | 0 | 0 | 0 | 0 | 0 | 0 | 0 | 0 | 0 | 0 | 0 | 0 | 0 | 0 | 0 | 0 | 0 | 0 | 0 | 0 | 0 | 0 | 0 | 0 | 0 | 0 | 0 | 0 | 0 | 0 | 0 | 0 | 0 | 0 | 0 | 0 | 0 | 0 | 0 | 0 | 0 | 0 | 0 | 0 | 0 | 0 | 0 | 0 | 0 | 0 | 0
Commercial_Office_New_Food Preparation_Natural Gas_Food Prep Other_E9_Codes & Standards Forecast | Commercial | Office | New | Food Preparation | Natural Gas | Food Prep Other | E9 |  | Codes & Standards Forecast | 0 | 0 | 0 | 0 | 0 | 0 | 0 | 0 | 0 | 0 | 0 | 0 | 0 | 0 | 0 | 0 | 0 | 0 | 0 | 0 | 0 | 0 | 0 | 0 | 0 | 0 | 0 | 0 | 0 | 0 | 0 | 0 | 0 | 0 | 0 | 0 | 0 | 0 | 0 | 0 | 0 | 0 | 0 | 0 | 0 | 0 | 0 | 0 | 0 | 0 | 0
Commercial_Office_New_Food Preparation_Natural Gas_Food Prep Other_E10_Codes & Standards Forecast | Commercial | Office | New | Food Preparation | Natural Gas | Food Prep Other | E10 |  | Codes & Standards Forecast | 0 | 0 | 0 | 0 | 0 | 0 | 0 | 0 | 0 | 0 | 0 | 0 | 0 | 0 | 0 | 0 | 0 | 0 | 0 | 0 | 0 | 0 | 0 | 0 | 0 | 0 | 0 | 0 | 0 | 0 | 0 | 0 | 0 | 0 | 0 | 0 | 0 | 0 | 0 | 0 | 0 | 0 | 0 | 0 | 0 | 0 | 0 | 0 | 0 | 0 | 0
Commercial_Office_New_Food Preparation_Natural Gas_Food Prep Other_Vintage_Codes & Standards Forecast | Commercial | Office | New | Food Preparation | Natural Gas | Food Prep Other | Vintage |  | Codes & Standards Forecast | 0 | 0 | 0 | 0 | 0 | 0 | 0 | 0 | 0 | 0 | 0 | 0 | 0 | 0 | 0 | 0 | 0 | 0 | 0 | 0 | 0 | 0 | 0 | 0 | 0 | 0 | 0 | 0 | 0 | 0 | 0 | 0 | 0 | 0 | 0 | 0 | 0 | 0 | 0 | 0 | 0 | 0 | 0 | 0 | 0 | 0 | 0 | 0 | 0 | 0 | 0
Commercial_Office_New_Miscellaneous_Natural Gas_Pool Heater_E1_Codes & Standards Forecast | Commercial | Office | New | Miscellaneous | Natural Gas | Pool Heater | E1 |  | Codes & Standards Forecast | 0 | 0 | 0 | 0 | 0 | 0 | 0 | 0 | 0 | 0 | 0 | 0 | 0 | 0 | 0 | 0 | 0 | 0 | 0 | 0 | 0 | 0 | 0 | 0 | 0 | 0 | 0 | 0 | 0 | 0 | 0 | 0 | 0 | 0 | 0 | 0 | 0 | 0 | 0 | 0 | 0 | 0 | 0 | 0 | 0 | 0 | 0 | 0 | 0 | 0 | 0
Commercial_Office_New_Miscellaneous_Natural Gas_Pool Heater_E2_Codes & Standards Forecast | Commercial | Office | New | Miscellaneous | Natural Gas | Pool Heater | E2 |  | Codes & Standards Forecast | 0 | 0 | 0 | 0 | 0 | 0 | 0 | 0 | 0 | 0 | 0 | 0 | 0 | 0 | 0 | 0 | 0 | 0 | 0 | 0 | 0 | 0 | 0 | 0 | 0 | 0 | 0 | 0 | 0 | 0 | 0 | 0 | 0 | 0 | 0 | 0 | 0 | 0 | 0 | 0 | 0 | 0 | 0 | 0 | 0 | 0 | 0 | 0 | 0 | 0 | 0
Commercial_Office_New_Miscellaneous_Natural Gas_Pool Heater_E3_Codes & Standards Forecast | Commercial | Office | New | Miscellaneous | Natural Gas | Pool Heater | E3 |  | Codes & Standards Forecast | 0 | 0 | 0 | 0 | 0 | 0 | 0 | 0 | 0 | 0 | 0 | 0 | 0 | 0 | 0 | 0 | 0 | 0 | 0 | 0 | 0 | 0 | 0 | 0 | 0 | 0 | 0 | 0 | 0 | 0 | 0 | 0 | 0 | 0 | 0 | 0 | 0 | 0 | 0 | 0 | 0 | 0 | 0 | 0 | 0 | 0 | 0 | 0 | 0 | 0 | 0
Commercial_Office_New_Miscellaneous_Natural Gas_Pool Heater_E4_Codes & Standards Forecast | Commercial | Office | New | Miscellaneous | Natural Gas | Pool Heater | E4 |  | Codes & Standards Forecast | 0 | 0 | 0 | 0 | 0 | 0 | 0 | 0 | 0 | 0 | 0 | 0 | 0 | 0 | 0 | 0 | 0 | 0 | 0 | 0 | 0 | 0 | 0 | 0 | 0 | 0 | 0 | 0 | 0 | 0 | 0 | 0 | 0 | 0 | 0 | 0 | 0 | 0 | 0 | 0 | 0 | 0 | 0 | 0 | 0 | 0 | 0 | 0 | 0 | 0 | 0
Commercial_Office_New_Miscellaneous_Natural Gas_Pool Heater_E5_Codes & Standards Forecast | Commercial | Office | New | Miscellaneous | Natural Gas | Pool Heater | E5 |  | Codes & Standards Forecast | 0 | 0 | 0 | 0 | 0 | 0 | 0 | 0 | 0 | 0 | 0 | 0 | 0 | 0 | 0 | 0 | 0 | 0 | 0 | 0 | 0 | 0 | 0 | 0 | 0 | 0 | 0 | 0 | 0 | 0 | 0 | 0 | 0 | 0 | 0 | 0 | 0 | 0 | 0 | 0 | 0 | 0 | 0 | 0 | 0 | 0 | 0 | 0 | 0 | 0 | 0
Commercial_Office_New_Miscellaneous_Natural Gas_Pool Heater_E6_Codes & Standards Forecast | Commercial | Office | New | Miscellaneous | Natural Gas | Pool Heater | E6 |  | Codes & Standards Forecast | 0 | 0 | 0 | 0 | 0 | 0 | 0 | 0 | 0 | 0 | 0 | 0 | 0 | 0 | 0 | 0 | 0 | 0 | 0 | 0 | 0 | 0 | 0 | 0 | 0 | 0 | 0 | 0 | 0 | 0 | 0 | 0 | 0 | 0 | 0 | 0 | 0 | 0 | 0 | 0 | 0 | 0 | 0 | 0 | 0 | 0 | 0 | 0 | 0 | 0 | 0
Commercial_Office_New_Miscellaneous_Natural Gas_Pool Heater_E7_Codes & Standards Forecast | Commercial | Office | New | Miscellaneous | Natural Gas | Pool Heater | E7 |  | Codes & Standards Forecast | 0 | 0 | 0 | 0 | 0 | 0 | 0 | 0 | 0 | 0 | 0 | 0 | 0 | 0 | 0 | 0 | 0 | 0 | 0 | 0 | 0 | 0 | 0 | 0 | 0 | 0 | 0 | 0 | 0 | 0 | 0 | 0 | 0 | 0 | 0 | 0 | 0 | 0 | 0 | 0 | 0 | 0 | 0 | 0 | 0 | 0 | 0 | 0 | 0 | 0 | 0
Commercial_Office_New_Miscellaneous_Natural Gas_Pool Heater_E8_Codes & Standards Forecast | Commercial | Office | New | Miscellaneous | Natural Gas | Pool Heater | E8 |  | Codes & Standards Forecast | 0 | 0 | 0 | 0 | 0 | 0 | 0 | 0 | 0 | 0 | 0 | 0 | 0 | 0 | 0 | 0 | 0 | 0 | 0 | 0 | 0 | 0 | 0 | 0 | 0 | 0 | 0 | 0 | 0 | 0 | 0 | 0 | 0 | 0 | 0 | 0 | 0 | 0 | 0 | 0 | 0 | 0 | 0 | 0 | 0 | 0 | 0 | 0 | 0 | 0 | 0
Commercial_Office_New_Miscellaneous_Natural Gas_Pool Heater_E9_Codes & Standards Forecast | Commercial | Office | New | Miscellaneous | Natural Gas | Pool Heater | E9 |  | Codes & Standards Forecast | 0 | 0 | 0 | 0 | 0 | 0 | 0 | 0 | 0 | 0 | 0 | 0 | 0 | 0 | 0 | 0 | 0 | 0 | 0 | 0 | 0 | 0 | 0 | 0 | 0 | 0 | 0 | 0 | 0 | 0 | 0 | 0 | 0 | 0 | 0 | 0 | 0 | 0 | 0 | 0 | 0 | 0 | 0 | 0 | 0 | 0 | 0 | 0 | 0 | 0 | 0
Commercial_Office_New_Miscellaneous_Natural Gas_Pool Heater_E10_Codes & Standards Forecast | Commercial | Office | New | Miscellaneous | Natural Gas | Pool Heater | E10 |  | Codes & Standards Forecast | 0 | 0 | 0 | 0 | 0 | 0 | 0 | 0 | 0 | 0 | 0 | 0 | 0 | 0 | 0 | 0 | 0 | 0 | 0 | 0 | 0 | 0 | 0 | 0 | 0 | 0 | 0 | 0 | 0 | 0 | 0 | 0 | 0 | 0 | 0 | 0 | 0 | 0 | 0 | 0 | 0 | 0 | 0 | 0 | 0 | 0 | 0 | 0 | 0 | 0 | 0
Commercial_Office_New_Miscellaneous_Natural Gas_Pool Heater_Vintage_Codes & Standards Forecast | Commercial | Office | New | Miscellaneous | Natural Gas | Pool Heater | Vintage |  | Codes & Standards Forecast | 0 | 0 | 0 | 0 | 0 | 0 | 0 | 0 | 0 | 0 | 0 | 0 | 0 | 0 | 0 | 0 | 0 | 0 | 0 | 0 | 0 | 0 | 0 | 0 | 0 | 0 | 0 | 0 | 0 | 0 | 0 | 0 | 0 | 0 | 0 | 0 | 0 | 0 | 0 | 0 | 0 | 0 | 0 | 0 | 0 | 0 | 0 | 0 | 0 | 0 | 0
Commercial_Office_New_Miscellaneous_Natural Gas_Miscellaneous_E1_Codes & Standards Forecast | Commercial | Office | New | Miscellaneous | Natural Gas | Miscellaneous | E1 |  | Codes & Standards Forecast | 0 | 75957.6497 | 442329.6027 | 676466.9408 | 978434.1626 | 1388236.7927 | 1771269.0782 | 2110754.856 | 2416080.7991 | 2710885.4903 | 3001844.6358 | 3289913.1629 | 3577587.0021 | 3866083.9704 | 4156355.4856 | 4447161.7669 | 4738047.5249 | 5028556.4501 | 5318682.5653 | 5608419.8263 | 5898219.0444 | 6188080.6357 | 6477596.4105 | 6766761.6575 | 7055571.6199 | 7344430.1035 | 7633337.3919 | 7922293.7705 | 8211299.5264 | 8500354.9482 | 8789460.3264 | 9078615.9528 | 9208855.2202 | 0 | 0 | 0 | 0 | 0 | 0 | 0 | 0 | 0 | 0 | 0 | 0 | 0 | 0 | 0 | 0 | 0 | 0
Commercial_Office_New_Miscellaneous_Natural Gas_Miscellaneous_E2_Codes & Standards Forecast | Commercial | Office | New | Miscellaneous | Natural Gas | Miscellaneous | E2 |  | Codes & Standards Forecast | 0 | 0 | 0 | 0 | 0 | 0 | 0 | 0 | 0 | 0 | 0 | 0 | 0 | 0 | 0 | 0 | 0 | 0 | 0 | 0 | 0 | 0 | 0 | 0 | 0 | 0 | 0 | 0 | 0 | 0 | 0 | 0 | 0 | 0 | 0 | 0 | 0 | 0 | 0 | 0 | 0 | 0 | 0 | 0 | 0 | 0 | 0 | 0 | 0 | 0 | 0
Commercial_Office_New_Miscellaneous_Natural Gas_Miscellaneous_E3_Codes & Standards Forecast | Commercial | Office | New | Miscellaneous | Natural Gas | Miscellaneous | E3 |  | Codes & Standards Forecast | 0 | 0 | 0 | 0 | 0 | 0 | 0 | 0 | 0 | 0 | 0 | 0 | 0 | 0 | 0 | 0 | 0 | 0 | 0 | 0 | 0 | 0 | 0 | 0 | 0 | 0 | 0 | 0 | 0 | 0 | 0 | 0 | 0 | 0 | 0 | 0 | 0 | 0 | 0 | 0 | 0 | 0 | 0 | 0 | 0 | 0 | 0 | 0 | 0 | 0 | 0
Commercial_Office_New_Miscellaneous_Natural Gas_Miscellaneous_E4_Codes & Standards Forecast | Commercial | Office | New | Miscellaneous | Natural Gas | Miscellaneous | E4 |  | Codes & Standards Forecast | 0 | 0 | 0 | 0 | 0 | 0 | 0 | 0 | 0 | 0 | 0 | 0 | 0 | 0 | 0 | 0 | 0 | 0 | 0 | 0 | 0 | 0 | 0 | 0 | 0 | 0 | 0 | 0 | 0 | 0 | 0 | 0 | 0 | 0 | 0 | 0 | 0 | 0 | 0 | 0 | 0 | 0 | 0 | 0 | 0 | 0 | 0 | 0 | 0 | 0 | 0
Commercial_Office_New_Miscellaneous_Natural Gas_Miscellaneous_E5_Codes & Standards Forecast | Commercial | Office | New | Miscellaneous | Natural Gas | Miscellaneous | E5 |  | Codes & Standards Forecast | 0 | 0 | 0 | 0 | 0 | 0 | 0 | 0 | 0 | 0 | 0 | 0 | 0 | 0 | 0 | 0 | 0 | 0 | 0 | 0 | 0 | 0 | 0 | 0 | 0 | 0 | 0 | 0 | 0 | 0 | 0 | 0 | 0 | 0 | 0 | 0 | 0 | 0 | 0 | 0 | 0 | 0 | 0 | 0 | 0 | 0 | 0 | 0 | 0 | 0 | 0
Commercial_Office_New_Miscellaneous_Natural Gas_Miscellaneous_E6_Codes & Standards Forecast | Commercial | Office | New | Miscellaneous | Natural Gas | Miscellaneous | E6 |  | Codes & Standards Forecast | 0 | 0 | 0 | 0 | 0 | 0 | 0 | 0 | 0 | 0 | 0 | 0 | 0 | 0 | 0 | 0 | 0 | 0 | 0 | 0 | 0 | 0 | 0 | 0 | 0 | 0 | 0 | 0 | 0 | 0 | 0 | 0 | 0 | 0 | 0 | 0 | 0 | 0 | 0 | 0 | 0 | 0 | 0 | 0 | 0 | 0 | 0 | 0 | 0 | 0 | 0
Commercial_Office_New_Miscellaneous_Natural Gas_Miscellaneous_E7_Codes & Standards Forecast | Commercial | Office | New | Miscellaneous | Natural Gas | Miscellaneous | E7 |  | Codes & Standards Forecast | 0 | 0 | 0 | 0 | 0 | 0 | 0 | 0 | 0 | 0 | 0 | 0 | 0 | 0 | 0 | 0 | 0 | 0 | 0 | 0 | 0 | 0 | 0 | 0 | 0 | 0 | 0 | 0 | 0 | 0 | 0 | 0 | 0 | 0 | 0 | 0 | 0 | 0 | 0 | 0 | 0 | 0 | 0 | 0 | 0 | 0 | 0 | 0 | 0 | 0 | 0
Commercial_Office_New_Miscellaneous_Natural Gas_Miscellaneous_E8_Codes & Standards Forecast | Commercial | Office | New | Miscellaneous | Natural Gas | Miscellaneous | E8 |  | Codes & Standards Forecast | 0 | 0 | 0 | 0 | 0 | 0 | 0 | 0 | 0 | 0 | 0 | 0 | 0 | 0 | 0 | 0 | 0 | 0 | 0 | 0 | 0 | 0 | 0 | 0 | 0 | 0 | 0 | 0 | 0 | 0 | 0 | 0 | 0 | 0 | 0 | 0 | 0 | 0 | 0 | 0 | 0 | 0 | 0 | 0 | 0 | 0 | 0 | 0 | 0 | 0 | 0
Commercial_Office_New_Miscellaneous_Natural Gas_Miscellaneous_E9_Codes & Standards Forecast | Commercial | Office | New | Miscellaneous | Natural Gas | Miscellaneous | E9 |  | Codes & Standards Forecast | 0 | 0 | 0 | 0 | 0 | 0 | 0 | 0 | 0 | 0 | 0 | 0 | 0 | 0 | 0 | 0 | 0 | 0 | 0 | 0 | 0 | 0 | 0 | 0 | 0 | 0 | 0 | 0 | 0 | 0 | 0 | 0 | 0 | 0 | 0 | 0 | 0 | 0 | 0 | 0 | 0 | 0 | 0 | 0 | 0 | 0 | 0 | 0 | 0 | 0 | 0
Commercial_Office_New_Miscellaneous_Natural Gas_Miscellaneous_E10_Codes & Standards Forecast | Commercial | Office | New | Miscellaneous | Natural Gas | Miscellaneous | E10 |  | Codes & Standards Forecast | 0 | 0 | 0 | 0 | 0 | 0 | 0 | 0 | 0 | 0 | 0 | 0 | 0 | 0 | 0 | 0 | 0 | 0 | 0 | 0 | 0 | 0 | 0 | 0 | 0 | 0 | 0 | 0 | 0 | 0 | 0 | 0 | 0 | 0 | 0 | 0 | 0 | 0 | 0 | 0 | 0 | 0 | 0 | 0 | 0 | 0 | 0 | 0 | 0 | 0 | 0
Commercial_Office_New_Miscellaneous_Natural Gas_Miscellaneous_Vintage_Codes & Standards Forecast | Commercial | Office | New | Miscellaneous | Natural Gas | Miscellaneous | Vintage |  | Codes & Standards Forecast | 0 | 0 | 0 | 0 | 0 | 0 | 0 | 0 | 0 | 0 | 0 | 0 | 0 | 0 | 0 | 0 | 0 | 0 | 0 | 0 | 0 | 0 | 0 | 0 | 0 | 0 | 0 | 0 | 0 | 0 | 0 | 0 | 0 | 0 | 0 | 0 | 0 | 0 | 0 | 0 | 0 | 0 | 0 | 0 | 0 | 0 | 0 | 0 | 0 | 0 | 0
Commercial_Restaurant_Existing_Space Heating_Natural Gas_Furnace_E1_Codes & Standards Forecast | Commercial | Restaurant | Existing | Space Heating | Natural Gas | Furnace | E1 |  | Codes & Standards Forecast | 0 | 12940.44 | 26903.9134 | 41739.3605 | 57350.2701 | 73601.8029 | 90475.3186 | 107948.603 | 125971.4989 | 144452.9962 | 163325.9975 | 182537.9738 | 202033.8558 | 221764.0814 | 241682.0501 | 261753.5753 | 281945.3647 | 302227.6915 | 322571.4608 | 341000.1632 | 357667.0685 | 372715.3611 | 386279.6474 | 398481.2145 | 409431.4969 | 419229.5329 | 427969.0742 | 435736.2642 | 442610.2538 | 448663.7671 | 453963.6221 | 458571.2088 | 462558.8636 | 0 | 0 | 0 | 0 | 0 | 0 | 0 | 0 | 0 | 0 | 0 | 0 | 0 | 0 | 0 | 0 | 0 | 0
Commercial_Restaurant_Existing_Space Heating_Natural Gas_Furnace_E2_Codes & Standards Forecast | Commercial | Restaurant | Existing | Space Heating | Natural Gas | Furnace | E2 |  | Codes & Standards Forecast | 0 | 0 | 0 | 0 | 0 | 0 | 0 | 0 | 0 | 0 | 0 | 0 | 0 | 0 | 0 | 0 | 0 | 0 | 0 | 0 | 0 | 0 | 0 | 0 | 0 | 0 | 0 | 0 | 0 | 0 | 0 | 0 | 0 | 0 | 0 | 0 | 0 | 0 | 0 | 0 | 0 | 0 | 0 | 0 | 0 | 0 | 0 | 0 | 0 | 0 | 0
Commercial_Restaurant_Existing_Space Heating_Natural Gas_Furnace_E3_Codes & Standards Forecast | Commercial | Restaurant | Existing | Space Heating | Natural Gas | Furnace | E3 |  | Codes & Standards Forecast | 0 | 0 | 0 | 0 | 0 | 0 | 0 | 0 | 0 | 0 | 0 | 0 | 0 | 0 | 0 | 0 | 0 | 0 | 0 | 0 | 0 | 0 | 0 | 0 | 0 | 0 | 0 | 0 | 0 | 0 | 0 | 0 | 0 | 0 | 0 | 0 | 0 | 0 | 0 | 0 | 0 | 0 | 0 | 0 | 0 | 0 | 0 | 0 | 0 | 0 | 0
Commercial_Restaurant_Existing_Space Heating_Natural Gas_Furnace_E4_Codes & Standards Forecast | Commercial | Restaurant | Existing | Space Heating | Natural Gas | Furnace | E4 |  | Codes & Standards Forecast | 0 | 0 | 0 | 0 | 0 | 0 | 0 | 0 | 0 | 0 | 0 | 0 | 0 | 0 | 0 | 0 | 0 | 0 | 0 | 0 | 0 | 0 | 0 | 0 | 0 | 0 | 0 | 0 | 0 | 0 | 0 | 0 | 0 | 0 | 0 | 0 | 0 | 0 | 0 | 0 | 0 | 0 | 0 | 0 | 0 | 0 | 0 | 0 | 0 | 0 | 0
Commercial_Restaurant_Existing_Space Heating_Natural Gas_Furnace_E5_Codes & Standards Forecast | Commercial | Restaurant | Existing | Space Heating | Natural Gas | Furnace | E5 |  | Codes & Standards Forecast | 0 | 0 | 0 | 0 | 0 | 0 | 0 | 0 | 0 | 0 | 0 | 0 | 0 | 0 | 0 | 0 | 0 | 0 | 0 | 0 | 0 | 0 | 0 | 0 | 0 | 0 | 0 | 0 | 0 | 0 | 0 | 0 | 0 | 0 | 0 | 0 | 0 | 0 | 0 | 0 | 0 | 0 | 0 | 0 | 0 | 0 | 0 | 0 | 0 | 0 | 0
Commercial_Restaurant_Existing_Space Heating_Natural Gas_Furnace_E6_Codes & Standards Forecast | Commercial | Restaurant | Existing | Space Heating | Natural Gas | Furnace | E6 |  | Codes & Standards Forecast | 0 | 0 | 0 | 0 | 0 | 0 | 0 | 0 | 0 | 0 | 0 | 0 | 0 | 0 | 0 | 0 | 0 | 0 | 0 | 0 | 0 | 0 | 0 | 0 | 0 | 0 | 0 | 0 | 0 | 0 | 0 | 0 | 0 | 0 | 0 | 0 | 0 | 0 | 0 | 0 | 0 | 0 | 0 | 0 | 0 | 0 | 0 | 0 | 0 | 0 | 0
Commercial_Restaurant_Existing_Space Heating_Natural Gas_Furnace_E7_Codes & Standards Forecast | Commercial | Restaurant | Existing | Space Heating | Natural Gas | Furnace | E7 |  | Codes & Standards Forecast | 0 | 0 | 0 | 0 | 0 | 0 | 0 | 0 | 0 | 0 | 0 | 0 | 0 | 0 | 0 | 0 | 0 | 0 | 0 | 0 | 0 | 0 | 0 | 0 | 0 | 0 | 0 | 0 | 0 | 0 | 0 | 0 | 0 | 0 | 0 | 0 | 0 | 0 | 0 | 0 | 0 | 0 | 0 | 0 | 0 | 0 | 0 | 0 | 0 | 0 | 0
Commercial_Restaurant_Existing_Space Heating_Natural Gas_Furnace_E8_Codes & Standards Forecast | Commercial | Restaurant | Existing | Space Heating | Natural Gas | Furnace | E8 |  | Codes & Standards Forecast | 0 | 0 | 0 | 0 | 0 | 0 | 0 | 0 | 0 | 0 | 0 | 0 | 0 | 0 | 0 | 0 | 0 | 0 | 0 | 0 | 0 | 0 | 0 | 0 | 0 | 0 | 0 | 0 | 0 | 0 | 0 | 0 | 0 | 0 | 0 | 0 | 0 | 0 | 0 | 0 | 0 | 0 | 0 | 0 | 0 | 0 | 0 | 0 | 0 | 0 | 0
Commercial_Restaurant_Existing_Space Heating_Natural Gas_Furnace_E9_Codes & Standards Forecast | Commercial | Restaurant | Existing | Space Heating | Natural Gas | Furnace | E9 |  | Codes & Standards Forecast | 0 | 0 | 0 | 0 | 0 | 0 | 0 | 0 | 0 | 0 | 0 | 0 | 0 | 0 | 0 | 0 | 0 | 0 | 0 | 0 | 0 | 0 | 0 | 0 | 0 | 0 | 0 | 0 | 0 | 0 | 0 | 0 | 0 | 0 | 0 | 0 | 0 | 0 | 0 | 0 | 0 | 0 | 0 | 0 | 0 | 0 | 0 | 0 | 0 | 0 | 0
Commercial_Restaurant_Existing_Space Heating_Natural Gas_Furnace_E10_Codes & Standards Forecast | Commercial | Restaurant | Existing | Space Heating | Natural Gas | Furnace | E10 |  | Codes & Standards Forecast | 0 | 0 | 0 | 0 | 0 | 0 | 0 | 0 | 0 | 0 | 0 | 0 | 0 | 0 | 0 | 0 | 0 | 0 | 0 | 0 | 0 | 0 | 0 | 0 | 0 | 0 | 0 | 0 | 0 | 0 | 0 | 0 | 0 | 0 | 0 | 0 | 0 | 0 | 0 | 0 | 0 | 0 | 0 | 0 | 0 | 0 | 0 | 0 | 0 | 0 | 0
Commercial_Restaurant_Existing_Space Heating_Natural Gas_Furnace_Vintage_Codes & Standards Forecast | Commercial | Restaurant | Existing | Space Heating | Natural Gas | Furnace | Vintage |  | Codes & Standards Forecast | 648162.9684 | 631924.8215 | 614663.6412 | 595845.7739 | 576148.939 | 555417.6967 | 534359.1154 | 513180.0534 | 491827.3551 | 470131.856 | 448087.1783 | 425735.3408 | 403103.9417 | 380229.1392 | 357147.0624 | 333905.5433 | 310542.8852 | 287093.8374 | 263587.5603 | 242000.6299 | 222174.8148 | 203966.9259 | 187246.8494 | 171893.3502 | 157795.0461 | 144848.4544 | 132959.8201 | 122042.9968 | 112018.8306 | 102814.5939 | 94363.4657 | 86604.0529 | 79482.6887 | 0 | 0 | 0 | 0 | 0 | 0 | 0 | 0 | 0 | 0 | 0 | 0 | 0 | 0 | 0 | 0 | 0 | 0
Commercial_Restaurant_Existing_Space Heating_Natural Gas_Boiler_E1_Codes & Standards Forecast | Commercial | Restaurant | Existing | Space Heating | Natural Gas | Boiler | E1 |  | Codes & Standards Forecast | 0 | 60.965 | 127.9233 | 199.9595 | 276.4413 | 356.5737 | 440.1439 | 526.9439 | 616.6468 | 708.7377 | 802.829 | 898.6135 | 995.7799 | 1094.051 | 1193.1704 | 1292.9482 | 1393.2039 | 1493.7783 | 1594.5189 | 1695.288 | 1795.9456 | 1896.3767 | 1985.6483 | 2064.8281 | 2134.882 | 2196.6662 | 2250.9696 | 2298.5058 | 2339.9205 | 2375.7979 | 2406.6666 | 2433.0048 | 2455.3297 | 0 | 0 | 0 | 0 | 0 | 0 | 0 | 0 | 0 | 0 | 0 | 0 | 0 | 0 | 0 | 0 | 0 | 0
Commercial_Restaurant_Existing_Space Heating_Natural Gas_Boiler_E2_Codes & Standards Forecast | Commercial | Restaurant | Existing | Space Heating | Natural Gas | Boiler | E2 |  | Codes & Standards Forecast | 0 | 0 | 0 | 0 | 0 | 0 | 0 | 0 | 0 | 0 | 0 | 0 | 0 | 0 | 0 | 0 | 0 | 0 | 0 | 0 | 0 | 0 | 0 | 0 | 0 | 0 | 0 | 0 | 0 | 0 | 0 | 0 | 0 | 0 | 0 | 0 | 0 | 0 | 0 | 0 | 0 | 0 | 0 | 0 | 0 | 0 | 0 | 0 | 0 | 0 | 0
Commercial_Restaurant_Existing_Space Heating_Natural Gas_Boiler_E3_Codes & Standards Forecast | Commercial | Restaurant | Existing | Space Heating | Natural Gas | Boiler | E3 |  | Codes & Standards Forecast | 0 | 0 | 0 | 0 | 0 | 0 | 0 | 0 | 0 | 0 | 0 | 0 | 0 | 0 | 0 | 0 | 0 | 0 | 0 | 0 | 0 | 0 | 0 | 0 | 0 | 0 | 0 | 0 | 0 | 0 | 0 | 0 | 0 | 0 | 0 | 0 | 0 | 0 | 0 | 0 | 0 | 0 | 0 | 0 | 0 | 0 | 0 | 0 | 0 | 0 | 0
Commercial_Restaurant_Existing_Space Heating_Natural Gas_Boiler_E4_Codes & Standards Forecast | Commercial | Restaurant | Existing | Space Heating | Natural Gas | Boiler | E4 |  | Codes & Standards Forecast | 0 | 0 | 0 | 0 | 0 | 0 | 0 | 0 | 0 | 0 | 0 | 0 | 0 | 0 | 0 | 0 | 0 | 0 | 0 | 0 | 0 | 0 | 0 | 0 | 0 | 0 | 0 | 0 | 0 | 0 | 0 | 0 | 0 | 0 | 0 | 0 | 0 | 0 | 0 | 0 | 0 | 0 | 0 | 0 | 0 | 0 | 0 | 0 | 0 | 0 | 0
Commercial_Restaurant_Existing_Space Heating_Natural Gas_Boiler_E5_Codes & Standards Forecast | Commercial | Restaurant | Existing | Space Heating | Natural Gas | Boiler | E5 |  | Codes & Standards Forecast | 0 | 0 | 0 | 0 | 0 | 0 | 0 | 0 | 0 | 0 | 0 | 0 | 0 | 0 | 0 | 0 | 0 | 0 | 0 | 0 | 0 | 0 | 0 | 0 | 0 | 0 | 0 | 0 | 0 | 0 | 0 | 0 | 0 | 0 | 0 | 0 | 0 | 0 | 0 | 0 | 0 | 0 | 0 | 0 | 0 | 0 | 0 | 0 | 0 | 0 | 0
Commercial_Restaurant_Existing_Space Heating_Natural Gas_Boiler_E6_Codes & Standards Forecast | Commercial | Restaurant | Existing | Space Heating | Natural Gas | Boiler | E6 |  | Codes & Standards Forecast | 0 | 0 | 0 | 0 | 0 | 0 | 0 | 0 | 0 | 0 | 0 | 0 | 0 | 0 | 0 | 0 | 0 | 0 | 0 | 0 | 0 | 0 | 0 | 0 | 0 | 0 | 0 | 0 | 0 | 0 | 0 | 0 | 0 | 0 | 0 | 0 | 0 | 0 | 0 | 0 | 0 | 0 | 0 | 0 | 0 | 0 | 0 | 0 | 0 | 0 | 0
Commercial_Restaurant_Existing_Space Heating_Natural Gas_Boiler_E7_Codes & Standards Forecast | Commercial | Restaurant | Existing | Space Heating | Natural Gas | Boiler | E7 |  | Codes & Standards Forecast | 0 | 0 | 0 | 0 | 0 | 0 | 0 | 0 | 0 | 0 | 0 | 0 | 0 | 0 | 0 | 0 | 0 | 0 | 0 | 0 | 0 | 0 | 0 | 0 | 0 | 0 | 0 | 0 | 0 | 0 | 0 | 0 | 0 | 0 | 0 | 0 | 0 | 0 | 0 | 0 | 0 | 0 | 0 | 0 | 0 | 0 | 0 | 0 | 0 | 0 | 0
Commercial_Restaurant_Existing_Space Heating_Natural Gas_Boiler_E8_Codes & Standards Forecast | Commercial | Restaurant | Existing | Space Heating | Natural Gas | Boiler | E8 |  | Codes & Standards Forecast | 0 | 0 | 0 | 0 | 0 | 0 | 0 | 0 | 0 | 0 | 0 | 0 | 0 | 0 | 0 | 0 | 0 | 0 | 0 | 0 | 0 | 0 | 0 | 0 | 0 | 0 | 0 | 0 | 0 | 0 | 0 | 0 | 0 | 0 | 0 | 0 | 0 | 0 | 0 | 0 | 0 | 0 | 0 | 0 | 0 | 0 | 0 | 0 | 0 | 0 | 0
Commercial_Restaurant_Existing_Space Heating_Natural Gas_Boiler_E9_Codes & Standards Forecast | Commercial | Restaurant | Existing | Space Heating | Natural Gas | Boiler | E9 |  | Codes & Standards Forecast | 0 | 0 | 0 | 0 | 0 | 0 | 0 | 0 | 0 | 0 | 0 | 0 | 0 | 0 | 0 | 0 | 0 | 0 | 0 | 0 | 0 | 0 | 0 | 0 | 0 | 0 | 0 | 0 | 0 | 0 | 0 | 0 | 0 | 0 | 0 | 0 | 0 | 0 | 0 | 0 | 0 | 0 | 0 | 0 | 0 | 0 | 0 | 0 | 0 | 0 | 0
Commercial_Restaurant_Existing_Space Heating_Natural Gas_Boiler_E10_Codes & Standards Forecast | Commercial | Restaurant | Existing | Space Heating | Natural Gas | Boiler | E10 |  | Codes & Standards Forecast | 0 | 0 | 0 | 0 | 0 | 0 | 0 | 0 | 0 | 0 | 0 | 0 | 0 | 0 | 0 | 0 | 0 | 0 | 0 | 0 | 0 | 0 | 0 | 0 | 0 | 0 | 0 | 0 | 0 | 0 | 0 | 0 | 0 | 0 | 0 | 0 | 0 | 0 | 0 | 0 | 0 | 0 | 0 | 0 | 0 | 0 | 0 | 0 | 0 | 0 | 0
Commercial_Restaurant_Existing_Space Heating_Natural Gas_Boiler_Vintage_Codes & Standards Forecast | Commercial | Restaurant | Existing | Space Heating | Natural Gas | Boiler | Vintage |  | Codes & Standards Forecast | 3370.2245 | 3292.1125 | 3208.0073 | 3115.2639 | 3017.5367 | 2914.1113 | 2808.7802 | 2702.7114 | 2595.6948 | 2486.8921 | 2376.3092 | 2264.1985 | 2150.7285 | 2036.1067 | 1920.5351 | 1804.2743 | 1687.5312 | 1570.4909 | 1453.3064 | 1336.1156 | 1219.0327 | 1102.1728 | 996.4922 | 900.9234 | 814.5009 | 736.3453 | 665.6677 | 601.7545 | 543.96 | 491.6999 | 444.4456 | 401.719 | 363.0999 | 0 | 0 | 0 | 0 | 0 | 0 | 0 | 0 | 0 | 0 | 0 | 0 | 0 | 0 | 0 | 0 | 0 | 0
Commercial_Restaurant_Existing_Space Heating_Natural Gas_Unit Heater_E1_Codes & Standards Forecast | Commercial | Restaurant | Existing | Space Heating | Natural Gas | Unit Heater | E1 |  | Codes & Standards Forecast | 0 | 268.3086 | 613.9539 | 1018.6734 | 1468.6649 | 1951.7704 | 2460.938 | 2990.804 | 3536.5283 | 4093.0531 | 4656.6901 | 5224.7235 | 5668.9081 | 6014.3848 | 6281.1443 | 6485.3276 | 6639.7401 | 6754.5928 | 6837.9724 | 6896.3155 | 6934.685 | 6957.1563 | 6967.0278 | 6966.8829 | 6958.7778 | 6944.2936 | 6924.7318 | 6901.1279 | 6874.3062 | 6844.9228 | 6813.4994 | 6780.4517 | 6746.3424 | 0 | 0 | 0 | 0 | 0 | 0 | 0 | 0 | 0 | 0 | 0 | 0 | 0 | 0 | 0 | 0 | 0 | 0
Commercial_Restaurant_Existing_Space Heating_Natural Gas_Unit Heater_E2_Codes & Standards Forecast | Commercial | Restaurant | Existing | Space Heating | Natural Gas | Unit Heater | E2 |  | Codes & Standards Forecast | 0 | 0 | 0 | 0 | 0 | 0 | 0 | 0 | 0 | 0 | 0 | 0 | 0 | 0 | 0 | 0 | 0 | 0 | 0 | 0 | 0 | 0 | 0 | 0 | 0 | 0 | 0 | 0 | 0 | 0 | 0 | 0 | 0 | 0 | 0 | 0 | 0 | 0 | 0 | 0 | 0 | 0 | 0 | 0 | 0 | 0 | 0 | 0 | 0 | 0 | 0
Commercial_Restaurant_Existing_Space Heating_Natural Gas_Unit Heater_E3_Codes & Standards Forecast | Commercial | Restaurant | Existing | Space Heating | Natural Gas | Unit Heater | E3 |  | Codes & Standards Forecast | 0 | 0 | 0 | 0 | 0 | 0 | 0 | 0 | 0 | 0 | 0 | 0 | 0 | 0 | 0 | 0 | 0 | 0 | 0 | 0 | 0 | 0 | 0 | 0 | 0 | 0 | 0 | 0 | 0 | 0 | 0 | 0 | 0 | 0 | 0 | 0 | 0 | 0 | 0 | 0 | 0 | 0 | 0 | 0 | 0 | 0 | 0 | 0 | 0 | 0 | 0
Commercial_Restaurant_Existing_Space Heating_Natural Gas_Unit Heater_E4_Codes & Standards Forecast | Commercial | Restaurant | Existing | Space Heating | Natural Gas | Unit Heater | E4 |  | Codes & Standards Forecast | 0 | 0 | 0 | 0 | 0 | 0 | 0 | 0 | 0 | 0 | 0 | 0 | 0 | 0 | 0 | 0 | 0 | 0 | 0 | 0 | 0 | 0 | 0 | 0 | 0 | 0 | 0 | 0 | 0 | 0 | 0 | 0 | 0 | 0 | 0 | 0 | 0 | 0 | 0 | 0 | 0 | 0 | 0 | 0 | 0 | 0 | 0 | 0 | 0 | 0 | 0
Commercial_Restaurant_Existing_Space Heating_Natural Gas_Unit Heater_E5_Codes & Standards Forecast | Commercial | Restaurant | Existing | Space Heating | Natural Gas | Unit Heater | E5 |  | Codes & Standards Forecast | 0 | 0 | 0 | 0 | 0 | 0 | 0 | 0 | 0 | 0 | 0 | 0 | 0 | 0 | 0 | 0 | 0 | 0 | 0 | 0 | 0 | 0 | 0 | 0 | 0 | 0 | 0 | 0 | 0 | 0 | 0 | 0 | 0 | 0 | 0 | 0 | 0 | 0 | 0 | 0 | 0 | 0 | 0 | 0 | 0 | 0 | 0 | 0 | 0 | 0 | 0
Commercial_Restaurant_Existing_Space Heating_Natural Gas_Unit Heater_E6_Codes & Standards Forecast | Commercial | Restaurant | Existing | Space Heating | Natural Gas | Unit Heater | E6 |  | Codes & Standards Forecast | 0 | 0 | 0 | 0 | 0 | 0 | 0 | 0 | 0 | 0 | 0 | 0 | 0 | 0 | 0 | 0 | 0 | 0 | 0 | 0 | 0 | 0 | 0 | 0 | 0 | 0 | 0 | 0 | 0 | 0 | 0 | 0 | 0 | 0 | 0 | 0 | 0 | 0 | 0 | 0 | 0 | 0 | 0 | 0 | 0 | 0 | 0 | 0 | 0 | 0 | 0
Commercial_Restaurant_Existing_Space Heating_Natural Gas_Unit Heater_E7_Codes & Standards Forecast | Commercial | Restaurant | Existing | Space Heating | Natural Gas | Unit Heater | E7 |  | Codes & Standards Forecast | 0 | 0 | 0 | 0 | 0 | 0 | 0 | 0 | 0 | 0 | 0 | 0 | 0 | 0 | 0 | 0 | 0 | 0 | 0 | 0 | 0 | 0 | 0 | 0 | 0 | 0 | 0 | 0 | 0 | 0 | 0 | 0 | 0 | 0 | 0 | 0 | 0 | 0 | 0 | 0 | 0 | 0 | 0 | 0 | 0 | 0 | 0 | 0 | 0 | 0 | 0
Commercial_Restaurant_Existing_Space Heating_Natural Gas_Unit Heater_E8_Codes & Standards Forecast | Commercial | Restaurant | Existing | Space Heating | Natural Gas | Unit Heater | E8 |  | Codes & Standards Forecast | 0 | 0 | 0 | 0 | 0 | 0 | 0 | 0 | 0 | 0 | 0 | 0 | 0 | 0 | 0 | 0 | 0 | 0 | 0 | 0 | 0 | 0 | 0 | 0 | 0 | 0 | 0 | 0 | 0 | 0 | 0 | 0 | 0 | 0 | 0 | 0 | 0 | 0 | 0 | 0 | 0 | 0 | 0 | 0 | 0 | 0 | 0 | 0 | 0 | 0 | 0
Commercial_Restaurant_Existing_Space Heating_Natural Gas_Unit Heater_E9_Codes & Standards Forecast | Commercial | Restaurant | Existing | Space Heating | Natural Gas | Unit Heater | E9 |  | Codes & Standards Forecast | 0 | 0 | 0 | 0 | 0 | 0 | 0 | 0 | 0 | 0 | 0 | 0 | 0 | 0 | 0 | 0 | 0 | 0 | 0 | 0 | 0 | 0 | 0 | 0 | 0 | 0 | 0 | 0 | 0 | 0 | 0 | 0 | 0 | 0 | 0 | 0 | 0 | 0 | 0 | 0 | 0 | 0 | 0 | 0 | 0 | 0 | 0 | 0 | 0 | 0 | 0
Commercial_Restaurant_Existing_Space Heating_Natural Gas_Unit Heater_E10_Codes & Standards Forecast | Commercial | Restaurant | Existing | Space Heating | Natural Gas | Unit Heater | E10 |  | Codes & Standards Forecast | 0 | 0 | 0 | 0 | 0 | 0 | 0 | 0 | 0 | 0 | 0 | 0 | 0 | 0 | 0 | 0 | 0 | 0 | 0 | 0 | 0 | 0 | 0 | 0 | 0 | 0 | 0 | 0 | 0 | 0 | 0 | 0 | 0 | 0 | 0 | 0 | 0 | 0 | 0 | 0 | 0 | 0 | 0 | 0 | 0 | 0 | 0 | 0 | 0 | 0 | 0
Commercial_Restaurant_Existing_Space Heating_Natural Gas_Unit Heater_Vintage_Codes & Standards Forecast | Commercial | Restaurant | Existing | Space Heating | Natural Gas | Unit Heater | Vintage |  | Codes & Standards Forecast | 8090.4189 | 7780.9482 | 7394.1406 | 6939.7123 | 6438.7199 | 5899.6983 | 5338.2925 | 4762.1706 | 4174.8835 | 3578.2413 | 2975.0152 | 2367.7898 | 1884.4675 | 1499.7399 | 1193.4858 | 949.7343 | 755.7429 | 601.3629 | 478.5086 | 380.7443 | 302.945 | 241.0354 | 191.7731 | 152.5753 | 121.3866 | 96.5702 | 76.8249 | 61.1148 | 48.6157 | 38.6716 | 30.7605 | 24.467 | 19.4611 | 0 | 0 | 0 | 0 | 0 | 0 | 0 | 0 | 0 | 0 | 0 | 0 | 0 | 0 | 0 | 0 | 0 | 0
Commercial_Restaurant_Existing_Water Heating_Natural Gas_Water Heater_E1_Codes & Standards Forecast | Commercial | Restaurant | Existing | Water Heating | Natural Gas | Water Heater | E1 |  | Codes & Standards Forecast | 0 | 22765.7379 | 52093.4328 | 86433.5112 | 124614.8885 | 165605.9525 | 208808.356 | 253767.011 | 300071.2202 | 347291.8462 | 384323.546 | 413249.5526 | 435711.6503 | 453019.1035 | 466213.0063 | 476139.0732 | 483466.8929 | 488730.6555 | 492352.4934 | 494668.4106 | 495941.5519 | 496384.6473 | 496170.9116 | 495435.212 | 494284.8926 | 492801.4629 | 491052.8526 | 489093.1242 | 486965.3025 | 484703.627 | 482335.345 | 479882.1385 | 477377.7061 | 0 | 0 | 0 | 0 | 0 | 0 | 0 | 0 | 0 | 0 | 0 | 0 | 0 | 0 | 0 | 0 | 0 | 0
Commercial_Restaurant_Existing_Water Heating_Natural Gas_Water Heater_E2_Codes & Standards Forecast | Commercial | Restaurant | Existing | Water Heating | Natural Gas | Water Heater | E2 |  | Codes & Standards Forecast | 0 | 0 | 0 | 0 | 0 | 0 | 0 | 0 | 0 | 0 | 0 | 0 | 0 | 0 | 0 | 0 | 0 | 0 | 0 | 0 | 0 | 0 | 0 | 0 | 0 | 0 | 0 | 0 | 0 | 0 | 0 | 0 | 0 | 0 | 0 | 0 | 0 | 0 | 0 | 0 | 0 | 0 | 0 | 0 | 0 | 0 | 0 | 0 | 0 | 0 | 0
Commercial_Restaurant_Existing_Water Heating_Natural Gas_Water Heater_E3_Codes & Standards Forecast | Commercial | Restaurant | Existing | Water Heating | Natural Gas | Water Heater | E3 |  | Codes & Standards Forecast | 0 | 0 | 0 | 0 | 0 | 0 | 0 | 0 | 0 | 0 | 0 | 0 | 0 | 0 | 0 | 0 | 0 | 0 | 0 | 0 | 0 | 0 | 0 | 0 | 0 | 0 | 0 | 0 | 0 | 0 | 0 | 0 | 0 | 0 | 0 | 0 | 0 | 0 | 0 | 0 | 0 | 0 | 0 | 0 | 0 | 0 | 0 | 0 | 0 | 0 | 0
Commercial_Restaurant_Existing_Water Heating_Natural Gas_Water Heater_E4_Codes & Standards Forecast | Commercial | Restaurant | Existing | Water Heating | Natural Gas | Water Heater | E4 |  | Codes & Standards Forecast | 0 | 0 | 0 | 0 | 0 | 0 | 0 | 0 | 0 | 0 | 0 | 0 | 0 | 0 | 0 | 0 | 0 | 0 | 0 | 0 | 0 | 0 | 0 | 0 | 0 | 0 | 0 | 0 | 0 | 0 | 0 | 0 | 0 | 0 | 0 | 0 | 0 | 0 | 0 | 0 | 0 | 0 | 0 | 0 | 0 | 0 | 0 | 0 | 0 | 0 | 0
Commercial_Restaurant_Existing_Water Heating_Natural Gas_Water Heater_E5_Codes & Standards Forecast | Commercial | Restaurant | Existing | Water Heating | Natural Gas | Water Heater | E5 |  | Codes & Standards Forecast | 0 | 0 | 0 | 0 | 0 | 0 | 0 | 0 | 0 | 0 | 0 | 0 | 0 | 0 | 0 | 0 | 0 | 0 | 0 | 0 | 0 | 0 | 0 | 0 | 0 | 0 | 0 | 0 | 0 | 0 | 0 | 0 | 0 | 0 | 0 | 0 | 0 | 0 | 0 | 0 | 0 | 0 | 0 | 0 | 0 | 0 | 0 | 0 | 0 | 0 | 0
Commercial_Restaurant_Existing_Water Heating_Natural Gas_Water Heater_E6_Codes & Standards Forecast | Commercial | Restaurant | Existing | Water Heating | Natural Gas | Water Heater | E6 |  | Codes & Standards Forecast | 0 | 0 | 0 | 0 | 0 | 0 | 0 | 0 | 0 | 0 | 0 | 0 | 0 | 0 | 0 | 0 | 0 | 0 | 0 | 0 | 0 | 0 | 0 | 0 | 0 | 0 | 0 | 0 | 0 | 0 | 0 | 0 | 0 | 0 | 0 | 0 | 0 | 0 | 0 | 0 | 0 | 0 | 0 | 0 | 0 | 0 | 0 | 0 | 0 | 0 | 0
Commercial_Restaurant_Existing_Water Heating_Natural Gas_Water Heater_E7_Codes & Standards Forecast | Commercial | Restaurant | Existing | Water Heating | Natural Gas | Water Heater | E7 |  | Codes & Standards Forecast | 0 | 0 | 0 | 0 | 0 | 0 | 0 | 0 | 0 | 0 | 0 | 0 | 0 | 0 | 0 | 0 | 0 | 0 | 0 | 0 | 0 | 0 | 0 | 0 | 0 | 0 | 0 | 0 | 0 | 0 | 0 | 0 | 0 | 0 | 0 | 0 | 0 | 0 | 0 | 0 | 0 | 0 | 0 | 0 | 0 | 0 | 0 | 0 | 0 | 0 | 0
Commercial_Restaurant_Existing_Water Heating_Natural Gas_Water Heater_E8_Codes & Standards Forecast | Commercial | Restaurant | Existing | Water Heating | Natural Gas | Water Heater | E8 |  | Codes & Standards Forecast | 0 | 0 | 0 | 0 | 0 | 0 | 0 | 0 | 0 | 0 | 0 | 0 | 0 | 0 | 0 | 0 | 0 | 0 | 0 | 0 | 0 | 0 | 0 | 0 | 0 | 0 | 0 | 0 | 0 | 0 | 0 | 0 | 0 | 0 | 0 | 0 | 0 | 0 | 0 | 0 | 0 | 0 | 0 | 0 | 0 | 0 | 0 | 0 | 0 | 0 | 0
Commercial_Restaurant_Existing_Water Heating_Natural Gas_Water Heater_E9_Codes & Standards Forecast | Commercial | Restaurant | Existing | Water Heating | Natural Gas | Water Heater | E9 |  | Codes & Standards Forecast | 0 | 0 | 0 | 0 | 0 | 0 | 0 | 0 | 0 | 0 | 0 | 0 | 0 | 0 | 0 | 0 | 0 | 0 | 0 | 0 | 0 | 0 | 0 | 0 | 0 | 0 | 0 | 0 | 0 | 0 | 0 | 0 | 0 | 0 | 0 | 0 | 0 | 0 | 0 | 0 | 0 | 0 | 0 | 0 | 0 | 0 | 0 | 0 | 0 | 0 | 0
Commercial_Restaurant_Existing_Water Heating_Natural Gas_Water Heater_E10_Codes & Standards Forecast | Commercial | Restaurant | Existing | Water Heating | Natural Gas | Water Heater | E10 |  | Codes & Standards Forecast | 0 | 0 | 0 | 0 | 0 | 0 | 0 | 0 | 0 | 0 | 0 | 0 | 0 | 0 | 0 | 0 | 0 | 0 | 0 | 0 | 0 | 0 | 0 | 0 | 0 | 0 | 0 | 0 | 0 | 0 | 0 | 0 | 0 | 0 | 0 | 0 | 0 | 0 | 0 | 0 | 0 | 0 | 0 | 0 | 0 | 0 | 0 | 0 | 0 | 0 | 0
Commercial_Restaurant_Existing_Water Heating_Natural Gas_Water Heater_Vintage_Codes & Standards Forecast | Commercial | Restaurant | Existing | Water Heating | Natural Gas | Water Heater | Vintage |  | Codes & Standards Forecast | 572053.928 | 546377.7089 | 514139.5327 | 476284.6606 | 434497.1383 | 389552.3844 | 342656.3369 | 294427.0467 | 245184.0296 | 195126.7984 | 155295.849 | 123598.6721 | 98369.2382 | 78286.4528 | 62299.9801 | 49576.1484 | 39449.792 | 31391.1531 | 24978.1577 | 19874.8602 | 15813.7368 | 12582.0534 | 10010.5603 | 7964.4362 | 6336.383 | 5040.9688 | 4010.2612 | 3190.1947 | 2537.742 | 2018.6605 | 1605.7003 | 1277.1765 | 1015.8682 | 0 | 0 | 0 | 0 | 0 | 0 | 0 | 0 | 0 | 0 | 0 | 0 | 0 | 0 | 0 | 0 | 0 | 0
Commercial_Restaurant_Existing_Food Preparation_Natural Gas_Oven_E1_Codes & Standards Forecast | Commercial | Restaurant | Existing | Food Preparation | Natural Gas | Oven | E1 |  | Codes & Standards Forecast | 0 | 1952.8756 | 4468.6447 | 7414.3828 | 10689.6326 | 14205.9012 | 17911.8614 | 21768.4753 | 25740.5126 | 29791.1614 | 33893.5759 | 38027.9896 | 41260.9732 | 43775.5147 | 45717.1157 | 47203.2581 | 48327.1441 | 49163.0963 | 49769.9722 | 50194.6203 | 50473.8917 | 50637.4483 | 50709.2977 | 50708.2431 | 50649.2504 | 50543.8279 | 50401.4475 | 50229.6474 | 50034.4268 | 49820.5601 | 49591.8464 | 49351.3092 | 49103.0458 | 0 | 0 | 0 | 0 | 0 | 0 | 0 | 0 | 0 | 0 | 0 | 0 | 0 | 0 | 0 | 0 | 0 | 0
Commercial_Restaurant_Existing_Food Preparation_Natural Gas_Oven_E2_Codes & Standards Forecast | Commercial | Restaurant | Existing | Food Preparation | Natural Gas | Oven | E2 |  | Codes & Standards Forecast | 0 | 0 | 0 | 0 | 0 | 0 | 0 | 0 | 0 | 0 | 0 | 0 | 0 | 0 | 0 | 0 | 0 | 0 | 0 | 0 | 0 | 0 | 0 | 0 | 0 | 0 | 0 | 0 | 0 | 0 | 0 | 0 | 0 | 0 | 0 | 0 | 0 | 0 | 0 | 0 | 0 | 0 | 0 | 0 | 0 | 0 | 0 | 0 | 0 | 0 | 0
Commercial_Restaurant_Existing_Food Preparation_Natural Gas_Oven_E3_Codes & Standards Forecast | Commercial | Restaurant | Existing | Food Preparation | Natural Gas | Oven | E3 |  | Codes & Standards Forecast | 0 | 0 | 0 | 0 | 0 | 0 | 0 | 0 | 0 | 0 | 0 | 0 | 0 | 0 | 0 | 0 | 0 | 0 | 0 | 0 | 0 | 0 | 0 | 0 | 0 | 0 | 0 | 0 | 0 | 0 | 0 | 0 | 0 | 0 | 0 | 0 | 0 | 0 | 0 | 0 | 0 | 0 | 0 | 0 | 0 | 0 | 0 | 0 | 0 | 0 | 0
Commercial_Restaurant_Existing_Food Preparation_Natural Gas_Oven_E4_Codes & Standards Forecast | Commercial | Restaurant | Existing | Food Preparation | Natural Gas | Oven | E4 |  | Codes & Standards Forecast | 0 | 0 | 0 | 0 | 0 | 0 | 0 | 0 | 0 | 0 | 0 | 0 | 0 | 0 | 0 | 0 | 0 | 0 | 0 | 0 | 0 | 0 | 0 | 0 | 0 | 0 | 0 | 0 | 0 | 0 | 0 | 0 | 0 | 0 | 0 | 0 | 0 | 0 | 0 | 0 | 0 | 0 | 0 | 0 | 0 | 0 | 0 | 0 | 0 | 0 | 0
Commercial_Restaurant_Existing_Food Preparation_Natural Gas_Oven_E5_Codes & Standards Forecast | Commercial | Restaurant | Existing | Food Preparation | Natural Gas | Oven | E5 |  | Codes & Standards Forecast | 0 | 0 | 0 | 0 | 0 | 0 | 0 | 0 | 0 | 0 | 0 | 0 | 0 | 0 | 0 | 0 | 0 | 0 | 0 | 0 | 0 | 0 | 0 | 0 | 0 | 0 | 0 | 0 | 0 | 0 | 0 | 0 | 0 | 0 | 0 | 0 | 0 | 0 | 0 | 0 | 0 | 0 | 0 | 0 | 0 | 0 | 0 | 0 | 0 | 0 | 0
Commercial_Restaurant_Existing_Food Preparation_Natural Gas_Oven_E6_Codes & Standards Forecast | Commercial | Restaurant | Existing | Food Preparation | Natural Gas | Oven | E6 |  | Codes & Standards Forecast | 0 | 0 | 0 | 0 | 0 | 0 | 0 | 0 | 0 | 0 | 0 | 0 | 0 | 0 | 0 | 0 | 0 | 0 | 0 | 0 | 0 | 0 | 0 | 0 | 0 | 0 | 0 | 0 | 0 | 0 | 0 | 0 | 0 | 0 | 0 | 0 | 0 | 0 | 0 | 0 | 0 | 0 | 0 | 0 | 0 | 0 | 0 | 0 | 0 | 0 | 0
Commercial_Restaurant_Existing_Food Preparation_Natural Gas_Oven_E7_Codes & Standards Forecast | Commercial | Restaurant | Existing | Food Preparation | Natural Gas | Oven | E7 |  | Codes & Standards Forecast | 0 | 0 | 0 | 0 | 0 | 0 | 0 | 0 | 0 | 0 | 0 | 0 | 0 | 0 | 0 | 0 | 0 | 0 | 0 | 0 | 0 | 0 | 0 | 0 | 0 | 0 | 0 | 0 | 0 | 0 | 0 | 0 | 0 | 0 | 0 | 0 | 0 | 0 | 0 | 0 | 0 | 0 | 0 | 0 | 0 | 0 | 0 | 0 | 0 | 0 | 0
Commercial_Restaurant_Existing_Food Preparation_Natural Gas_Oven_E8_Codes & Standards Forecast | Commercial | Restaurant | Existing | Food Preparation | Natural Gas | Oven | E8 |  | Codes & Standards Forecast | 0 | 0 | 0 | 0 | 0 | 0 | 0 | 0 | 0 | 0 | 0 | 0 | 0 | 0 | 0 | 0 | 0 | 0 | 0 | 0 | 0 | 0 | 0 | 0 | 0 | 0 | 0 | 0 | 0 | 0 | 0 | 0 | 0 | 0 | 0 | 0 | 0 | 0 | 0 | 0 | 0 | 0 | 0 | 0 | 0 | 0 | 0 | 0 | 0 | 0 | 0
Commercial_Restaurant_Existing_Food Preparation_Natural Gas_Oven_E9_Codes & Standards Forecast | Commercial | Restaurant | Existing | Food Preparation | Natural Gas | Oven | E9 |  | Codes & Standards Forecast | 0 | 0 | 0 | 0 | 0 | 0 | 0 | 0 | 0 | 0 | 0 | 0 | 0 | 0 | 0 | 0 | 0 | 0 | 0 | 0 | 0 | 0 | 0 | 0 | 0 | 0 | 0 | 0 | 0 | 0 | 0 | 0 | 0 | 0 | 0 | 0 | 0 | 0 | 0 | 0 | 0 | 0 | 0 | 0 | 0 | 0 | 0 | 0 | 0 | 0 | 0
Commercial_Restaurant_Existing_Food Preparation_Natural Gas_Oven_E10_Codes & Standards Forecast | Commercial | Restaurant | Existing | Food Preparation | Natural Gas | Oven | E10 |  | Codes & Standards Forecast | 0 | 0 | 0 | 0 | 0 | 0 | 0 | 0 | 0 | 0 | 0 | 0 | 0 | 0 | 0 | 0 | 0 | 0 | 0 | 0 | 0 | 0 | 0 | 0 | 0 | 0 | 0 | 0 | 0 | 0 | 0 | 0 | 0 | 0 | 0 | 0 | 0 | 0 | 0 | 0 | 0 | 0 | 0 | 0 | 0 | 0 | 0 | 0 | 0 | 0 | 0
Commercial_Restaurant_Existing_Food Preparation_Natural Gas_Oven_Vintage_Codes & Standards Forecast | Commercial | Restaurant | Existing | Food Preparation | Natural Gas | Oven | Vintage |  | Codes & Standards Forecast | 58885.8658 | 56633.3922 | 53818.0251 | 50510.4826 | 46864.0248 | 42940.7728 | 38854.5977 | 34661.3124 | 30386.7612 | 26044.1191 | 21653.5565 | 17233.8852 | 13716.0386 | 10915.811 | 8686.7495 | 6912.6119 | 5500.6512 | 4377.0011 | 3482.8101 | 2771.2358 | 2204.9762 | 1754.3689 | 1395.8147 | 1110.515 | 883.5087 | 702.8836 | 559.1677 | 444.8223 | 353.8481 | 281.4704 | 223.8896 | 178.0821 | 141.6468 | 0 | 0 | 0 | 0 | 0 | 0 | 0 | 0 | 0 | 0 | 0 | 0 | 0 | 0 | 0 | 0 | 0 | 0
Commercial_Restaurant_Existing_Food Preparation_Natural Gas_Conveyor Oven_E1_Codes & Standards Forecast | Commercial | Restaurant | Existing | Food Preparation | Natural Gas | Conveyor Oven | E1 |  | Codes & Standards Forecast | 0 | 689.2502 | 1577.1687 | 2616.841 | 3772.8115 | 5013.8475 | 6321.8334 | 7682.9913 | 9084.8868 | 10514.5275 | 11962.4385 | 13421.6434 | 14886.0906 | 16350.98 | 17812.3717 | 19267.7217 | 20714.9027 | 21837.3586 | 22701.4155 | 23359.8657 | 23854.5216 | 24218.8111 | 24479.5337 | 24657.8769 | 24770.7037 | 24831.2365 | 24850.1499 | 24835.9394 | 24795.366 | 24733.8103 | 24655.5542 | 24564.0049 | 24462.7165 | 0 | 0 | 0 | 0 | 0 | 0 | 0 | 0 | 0 | 0 | 0 | 0 | 0 | 0 | 0 | 0 | 0 | 0
Commercial_Restaurant_Existing_Food Preparation_Natural Gas_Conveyor Oven_E2_Codes & Standards Forecast | Commercial | Restaurant | Existing | Food Preparation | Natural Gas | Conveyor Oven | E2 |  | Codes & Standards Forecast | 0 | 0 | 0 | 0 | 0 | 0 | 0 | 0 | 0 | 0 | 0 | 0 | 0 | 0 | 0 | 0 | 0 | 0 | 0 | 0 | 0 | 0 | 0 | 0 | 0 | 0 | 0 | 0 | 0 | 0 | 0 | 0 | 0 | 0 | 0 | 0 | 0 | 0 | 0 | 0 | 0 | 0 | 0 | 0 | 0 | 0 | 0 | 0 | 0 | 0 | 0
Commercial_Restaurant_Existing_Food Preparation_Natural Gas_Conveyor Oven_E3_Codes & Standards Forecast | Commercial | Restaurant | Existing | Food Preparation | Natural Gas | Conveyor Oven | E3 |  | Codes & Standards Forecast | 0 | 0 | 0 | 0 | 0 | 0 | 0 | 0 | 0 | 0 | 0 | 0 | 0 | 0 | 0 | 0 | 0 | 0 | 0 | 0 | 0 | 0 | 0 | 0 | 0 | 0 | 0 | 0 | 0 | 0 | 0 | 0 | 0 | 0 | 0 | 0 | 0 | 0 | 0 | 0 | 0 | 0 | 0 | 0 | 0 | 0 | 0 | 0 | 0 | 0 | 0
Commercial_Restaurant_Existing_Food Preparation_Natural Gas_Conveyor Oven_E4_Codes & Standards Forecast | Commercial | Restaurant | Existing | Food Preparation | Natural Gas | Conveyor Oven | E4 |  | Codes & Standards Forecast | 0 | 0 | 0 | 0 | 0 | 0 | 0 | 0 | 0 | 0 | 0 | 0 | 0 | 0 | 0 | 0 | 0 | 0 | 0 | 0 | 0 | 0 | 0 | 0 | 0 | 0 | 0 | 0 | 0 | 0 | 0 | 0 | 0 | 0 | 0 | 0 | 0 | 0 | 0 | 0 | 0 | 0 | 0 | 0 | 0 | 0 | 0 | 0 | 0 | 0 | 0
Commercial_Restaurant_Existing_Food Preparation_Natural Gas_Conveyor Oven_E5_Codes & Standards Forecast | Commercial | Restaurant | Existing | Food Preparation | Natural Gas | Conveyor Oven | E5 |  | Codes & Standards Forecast | 0 | 0 | 0 | 0 | 0 | 0 | 0 | 0 | 0 | 0 | 0 | 0 | 0 | 0 | 0 | 0 | 0 | 0 | 0 | 0 | 0 | 0 | 0 | 0 | 0 | 0 | 0 | 0 | 0 | 0 | 0 | 0 | 0 | 0 | 0 | 0 | 0 | 0 | 0 | 0 | 0 | 0 | 0 | 0 | 0 | 0 | 0 | 0 | 0 | 0 | 0
Commercial_Restaurant_Existing_Food Preparation_Natural Gas_Conveyor Oven_E6_Codes & Standards Forecast | Commercial | Restaurant | Existing | Food Preparation | Natural Gas | Conveyor Oven | E6 |  | Codes & Standards Forecast | 0 | 0 | 0 | 0 | 0 | 0 | 0 | 0 | 0 | 0 | 0 | 0 | 0 | 0 | 0 | 0 | 0 | 0 | 0 | 0 | 0 | 0 | 0 | 0 | 0 | 0 | 0 | 0 | 0 | 0 | 0 | 0 | 0 | 0 | 0 | 0 | 0 | 0 | 0 | 0 | 0 | 0 | 0 | 0 | 0 | 0 | 0 | 0 | 0 | 0 | 0
Commercial_Restaurant_Existing_Food Preparation_Natural Gas_Conveyor Oven_E7_Codes & Standards Forecast | Commercial | Restaurant | Existing | Food Preparation | Natural Gas | Conveyor Oven | E7 |  | Codes & Standards Forecast | 0 | 0 | 0 | 0 | 0 | 0 | 0 | 0 | 0 | 0 | 0 | 0 | 0 | 0 | 0 | 0 | 0 | 0 | 0 | 0 | 0 | 0 | 0 | 0 | 0 | 0 | 0 | 0 | 0 | 0 | 0 | 0 | 0 | 0 | 0 | 0 | 0 | 0 | 0 | 0 | 0 | 0 | 0 | 0 | 0 | 0 | 0 | 0 | 0 | 0 | 0
Commercial_Restaurant_Existing_Food Preparation_Natural Gas_Conveyor Oven_E8_Codes & Standards Forecast | Commercial | Restaurant | Existing | Food Preparation | Natural Gas | Conveyor Oven | E8 |  | Codes & Standards Forecast | 0 | 0 | 0 | 0 | 0 | 0 | 0 | 0 | 0 | 0 | 0 | 0 | 0 | 0 | 0 | 0 | 0 | 0 | 0 | 0 | 0 | 0 | 0 | 0 | 0 | 0 | 0 | 0 | 0 | 0 | 0 | 0 | 0 | 0 | 0 | 0 | 0 | 0 | 0 | 0 | 0 | 0 | 0 | 0 | 0 | 0 | 0 | 0 | 0 | 0 | 0
Commercial_Restaurant_Existing_Food Preparation_Natural Gas_Conveyor Oven_E9_Codes & Standards Forecast | Commercial | Restaurant | Existing | Food Preparation | Natural Gas | Conveyor Oven | E9 |  | Codes & Standards Forecast | 0 | 0 | 0 | 0 | 0 | 0 | 0 | 0 | 0 | 0 | 0 | 0 | 0 | 0 | 0 | 0 | 0 | 0 | 0 | 0 | 0 | 0 | 0 | 0 | 0 | 0 | 0 | 0 | 0 | 0 | 0 | 0 | 0 | 0 | 0 | 0 | 0 | 0 | 0 | 0 | 0 | 0 | 0 | 0 | 0 | 0 | 0 | 0 | 0 | 0 | 0
Commercial_Restaurant_Existing_Food Preparation_Natural Gas_Conveyor Oven_E10_Codes & Standards Forecast | Commercial | Restaurant | Existing | Food Preparation | Natural Gas | Conveyor Oven | E10 |  | Codes & Standards Forecast | 0 | 0 | 0 | 0 | 0 | 0 | 0 | 0 | 0 | 0 | 0 | 0 | 0 | 0 | 0 | 0 | 0 | 0 | 0 | 0 | 0 | 0 | 0 | 0 | 0 | 0 | 0 | 0 | 0 | 0 | 0 | 0 | 0 | 0 | 0 | 0 | 0 | 0 | 0 | 0 | 0 | 0 | 0 | 0 | 0 | 0 | 0 | 0 | 0 | 0 | 0
Commercial_Restaurant_Existing_Food Preparation_Natural Gas_Conveyor Oven_Vintage_Codes & Standards Forecast | Commercial | Restaurant | Existing | Food Preparation | Natural Gas | Conveyor Oven | Vintage |  | Codes & Standards Forecast | 29442.9329 | 28603.8837 | 27566.1662 | 26345.5917 | 25004.0172 | 23559.4895 | 22061.3961 | 20531.9026 | 18978.7501 | 17403.1127 | 15811.1277 | 14209.294 | 12602.4153 | 10994.6829 | 9389.5609 | 7790.2133 | 6198.9949 | 4932.6901 | 3924.9757 | 3123.0623 | 2484.9123 | 1977.0975 | 1573.0226 | 1251.5021 | 995.6759 | 792.1193 | 630.1577 | 501.2954 | 398.7714 | 317.2049 | 252.3138 | 200.6908 | 159.6298 | 0 | 0 | 0 | 0 | 0 | 0 | 0 | 0 | 0 | 0 | 0 | 0 | 0 | 0 | 0 | 0 | 0 | 0
Commercial_Restaurant_Existing_Food Preparation_Natural Gas_Double Rack Oven_E1_Codes & Standards Forecast | Commercial | Restaurant | Existing | Food Preparation | Natural Gas | Double Rack Oven | E1 |  | Codes & Standards Forecast | 0 | 976.4378 | 2234.3223 | 3707.1914 | 5344.8163 | 7102.9506 | 8955.9307 | 10884.2376 | 12870.2563 | 14895.5807 | 16946.7879 | 19013.9948 | 20630.4866 | 21887.7574 | 22858.5579 | 23601.6291 | 24163.572 | 24581.5481 | 24884.9861 | 25097.3101 | 25236.9458 | 25318.7242 | 25354.6488 | 25354.1216 | 25324.6252 | 25271.914 | 25200.7238 | 25114.8237 | 25017.2134 | 24910.28 | 24795.9232 | 24675.6546 | 24551.5229 | 0 | 0 | 0 | 0 | 0 | 0 | 0 | 0 | 0 | 0 | 0 | 0 | 0 | 0 | 0 | 0 | 0 | 0
Commercial_Restaurant_Existing_Food Preparation_Natural Gas_Double Rack Oven_E2_Codes & Standards Forecast | Commercial | Restaurant | Existing | Food Preparation | Natural Gas | Double Rack Oven | E2 |  | Codes & Standards Forecast | 0 | 0 | 0 | 0 | 0 | 0 | 0 | 0 | 0 | 0 | 0 | 0 | 0 | 0 | 0 | 0 | 0 | 0 | 0 | 0 | 0 | 0 | 0 | 0 | 0 | 0 | 0 | 0 | 0 | 0 | 0 | 0 | 0 | 0 | 0 | 0 | 0 | 0 | 0 | 0 | 0 | 0 | 0 | 0 | 0 | 0 | 0 | 0 | 0 | 0 | 0
Commercial_Restaurant_Existing_Food Preparation_Natural Gas_Double Rack Oven_E3_Codes & Standards Forecast | Commercial | Restaurant | Existing | Food Preparation | Natural Gas | Double Rack Oven | E3 |  | Codes & Standards Forecast | 0 | 0 | 0 | 0 | 0 | 0 | 0 | 0 | 0 | 0 | 0 | 0 | 0 | 0 | 0 | 0 | 0 | 0 | 0 | 0 | 0 | 0 | 0 | 0 | 0 | 0 | 0 | 0 | 0 | 0 | 0 | 0 | 0 | 0 | 0 | 0 | 0 | 0 | 0 | 0 | 0 | 0 | 0 | 0 | 0 | 0 | 0 | 0 | 0 | 0 | 0
Commercial_Restaurant_Existing_Food Preparation_Natural Gas_Double Rack Oven_E4_Codes & Standards Forecast | Commercial | Restaurant | Existing | Food Preparation | Natural Gas | Double Rack Oven | E4 |  | Codes & Standards Forecast | 0 | 0 | 0 | 0 | 0 | 0 | 0 | 0 | 0 | 0 | 0 | 0 | 0 | 0 | 0 | 0 | 0 | 0 | 0 | 0 | 0 | 0 | 0 | 0 | 0 | 0 | 0 | 0 | 0 | 0 | 0 | 0 | 0 | 0 | 0 | 0 | 0 | 0 | 0 | 0 | 0 | 0 | 0 | 0 | 0 | 0 | 0 | 0 | 0 | 0 | 0
Commercial_Restaurant_Existing_Food Preparation_Natural Gas_Double Rack Oven_E5_Codes & Standards Forecast | Commercial | Restaurant | Existing | Food Preparation | Natural Gas | Double Rack Oven | E5 |  | Codes & Standards Forecast | 0 | 0 | 0 | 0 | 0 | 0 | 0 | 0 | 0 | 0 | 0 | 0 | 0 | 0 | 0 | 0 | 0 | 0 | 0 | 0 | 0 | 0 | 0 | 0 | 0 | 0 | 0 | 0 | 0 | 0 | 0 | 0 | 0 | 0 | 0 | 0 | 0 | 0 | 0 | 0 | 0 | 0 | 0 | 0 | 0 | 0 | 0 | 0 | 0 | 0 | 0
Commercial_Restaurant_Existing_Food Preparation_Natural Gas_Double Rack Oven_E6_Codes & Standards Forecast | Commercial | Restaurant | Existing | Food Preparation | Natural Gas | Double Rack Oven | E6 |  | Codes & Standards Forecast | 0 | 0 | 0 | 0 | 0 | 0 | 0 | 0 | 0 | 0 | 0 | 0 | 0 | 0 | 0 | 0 | 0 | 0 | 0 | 0 | 0 | 0 | 0 | 0 | 0 | 0 | 0 | 0 | 0 | 0 | 0 | 0 | 0 | 0 | 0 | 0 | 0 | 0 | 0 | 0 | 0 | 0 | 0 | 0 | 0 | 0 | 0 | 0 | 0 | 0 | 0
Commercial_Restaurant_Existing_Food Preparation_Natural Gas_Double Rack Oven_E7_Codes & Standards Forecast | Commercial | Restaurant | Existing | Food Preparation | Natural Gas | Double Rack Oven | E7 |  | Codes & Standards Forecast | 0 | 0 | 0 | 0 | 0 | 0 | 0 | 0 | 0 | 0 | 0 | 0 | 0 | 0 | 0 | 0 | 0 | 0 | 0 | 0 | 0 | 0 | 0 | 0 | 0 | 0 | 0 | 0 | 0 | 0 | 0 | 0 | 0 | 0 | 0 | 0 | 0 | 0 | 0 | 0 | 0 | 0 | 0 | 0 | 0 | 0 | 0 | 0 | 0 | 0 | 0
Commercial_Restaurant_Existing_Food Preparation_Natural Gas_Double Rack Oven_E8_Codes & Standards Forecast | Commercial | Restaurant | Existing | Food Preparation | Natural Gas | Double Rack Oven | E8 |  | Codes & Standards Forecast | 0 | 0 | 0 | 0 | 0 | 0 | 0 | 0 | 0 | 0 | 0 | 0 | 0 | 0 | 0 | 0 | 0 | 0 | 0 | 0 | 0 | 0 | 0 | 0 | 0 | 0 | 0 | 0 | 0 | 0 | 0 | 0 | 0 | 0 | 0 | 0 | 0 | 0 | 0 | 0 | 0 | 0 | 0 | 0 | 0 | 0 | 0 | 0 | 0 | 0 | 0
Commercial_Restaurant_Existing_Food Preparation_Natural Gas_Double Rack Oven_E9_Codes & Standards Forecast | Commercial | Restaurant | Existing | Food Preparation | Natural Gas | Double Rack Oven | E9 |  | Codes & Standards Forecast | 0 | 0 | 0 | 0 | 0 | 0 | 0 | 0 | 0 | 0 | 0 | 0 | 0 | 0 | 0 | 0 | 0 | 0 | 0 | 0 | 0 | 0 | 0 | 0 | 0 | 0 | 0 | 0 | 0 | 0 | 0 | 0 | 0 | 0 | 0 | 0 | 0 | 0 | 0 | 0 | 0 | 0 | 0 | 0 | 0 | 0 | 0 | 0 | 0 | 0 | 0
Commercial_Restaurant_Existing_Food Preparation_Natural Gas_Double Rack Oven_E10_Codes & Standards Forecast | Commercial | Restaurant | Existing | Food Preparation | Natural Gas | Double Rack Oven | E10 |  | Codes & Standards Forecast | 0 | 0 | 0 | 0 | 0 | 0 | 0 | 0 | 0 | 0 | 0 | 0 | 0 | 0 | 0 | 0 | 0 | 0 | 0 | 0 | 0 | 0 | 0 | 0 | 0 | 0 | 0 | 0 | 0 | 0 | 0 | 0 | 0 | 0 | 0 | 0 | 0 | 0 | 0 | 0 | 0 | 0 | 0 | 0 | 0 | 0 | 0 | 0 | 0 | 0 | 0
Commercial_Restaurant_Existing_Food Preparation_Natural Gas_Double Rack Oven_Vintage_Codes & Standards Forecast | Commercial | Restaurant | Existing | Food Preparation | Natural Gas | Double Rack Oven | Vintage |  | Codes & Standards Forecast | 29442.9329 | 28316.6961 | 26909.0126 | 25255.2413 | 23432.0124 | 21470.3864 | 19427.2988 | 17330.6562 | 15193.3806 | 13022.0596 | 10826.7783 | 8616.9426 | 6858.0193 | 5457.9055 | 4343.3748 | 3456.3059 | 2750.3256 | 2188.5006 | 1741.405 | 1385.6179 | 1102.4881 | 877.1844 | 697.9074 | 555.2575 | 441.7543 | 351.4418 | 279.5838 | 222.4112 | 176.924 | 140.7352 | 111.9448 | 89.0411 | 70.8234 | 0 | 0 | 0 | 0 | 0 | 0 | 0 | 0 | 0 | 0 | 0 | 0 | 0 | 0 | 0 | 0 | 0 | 0
Commercial_Restaurant_Existing_Food Preparation_Natural Gas_Fryer_E1_Codes & Standards Forecast | Commercial | Restaurant | Existing | Food Preparation | Natural Gas | Fryer | E1 |  | Codes & Standards Forecast | 0 | 52156.3512 | 125399.9499 | 124621.5513 | 123822.9217 | 122947.3236 | 109495.249 | 81634.3897 | 60897.5675 | 45435.5681 | 22165.919 | 0 | 0 | 0 | 0 | 0 | 0 | 0 | 0 | 0 | 0 | 0 | 0 | 0 | 0 | 0 | 0 | 0 | 0 | 0 | 0 | 0 | 0 | 0 | 0 | 0 | 0 | 0 | 0 | 0 | 0 | 0 | 0 | 0 | 0 | 0 | 0 | 0 | 0 | 0 | 0
Commercial_Restaurant_Existing_Food Preparation_Natural Gas_Fryer_E2_Codes & Standards Forecast | Commercial | Restaurant | Existing | Food Preparation | Natural Gas | Fryer | E2 |  | Codes & Standards Forecast | 0 | 0 | 0 | 89168.8686 | 189203.5593 | 296703.1587 | 388448.2143 | 473808.974 | 536664.8968 | 582664.7929 | 627797.7532 | 665357.6982 | 675904.3995 | 682819.9725 | 687010.842 | 689178.0123 | 689839.1187 | 689382.0746 | 688092.1039 | 686182.0461 | 683804.7983 | 681078.7735 | 678097.6421 | 674927.4054 | 671617.3214 | 668198.8273 | 664699.2951 | 661139.1448 | 657533.6098 | 653894.0533 | 650228.9515 | 646544.6262 | 642867.939 | 0 | 0 | 0 | 0 | 0 | 0 | 0 | 0 | 0 | 0 | 0 | 0 | 0 | 0 | 0 | 0 | 0 | 0
Commercial_Restaurant_Existing_Food Preparation_Natural Gas_Fryer_E3_Codes & Standards Forecast | Commercial | Restaurant | Existing | Food Preparation | Natural Gas | Fryer | E3 |  | Codes & Standards Forecast | 0 | 0 | 0 | 0 | 0 | 0 | 0 | 0 | 0 | 0 | 0 | 0 | 0 | 0 | 0 | 0 | 0 | 0 | 0 | 0 | 0 | 0 | 0 | 0 | 0 | 0 | 0 | 0 | 0 | 0 | 0 | 0 | 0 | 0 | 0 | 0 | 0 | 0 | 0 | 0 | 0 | 0 | 0 | 0 | 0 | 0 | 0 | 0 | 0 | 0 | 0
Commercial_Restaurant_Existing_Food Preparation_Natural Gas_Fryer_E4_Codes & Standards Forecast | Commercial | Restaurant | Existing | Food Preparation | Natural Gas | Fryer | E4 |  | Codes & Standards Forecast | 0 | 0 | 0 | 0 | 0 | 0 | 0 | 0 | 0 | 0 | 0 | 0 | 0 | 0 | 0 | 0 | 0 | 0 | 0 | 0 | 0 | 0 | 0 | 0 | 0 | 0 | 0 | 0 | 0 | 0 | 0 | 0 | 0 | 0 | 0 | 0 | 0 | 0 | 0 | 0 | 0 | 0 | 0 | 0 | 0 | 0 | 0 | 0 | 0 | 0 | 0
Commercial_Restaurant_Existing_Food Preparation_Natural Gas_Fryer_E5_Codes & Standards Forecast | Commercial | Restaurant | Existing | Food Preparation | Natural Gas | Fryer | E5 |  | Codes & Standards Forecast | 0 | 0 | 0 | 0 | 0 | 0 | 0 | 0 | 0 | 0 | 0 | 0 | 0 | 0 | 0 | 0 | 0 | 0 | 0 | 0 | 0 | 0 | 0 | 0 | 0 | 0 | 0 | 0 | 0 | 0 | 0 | 0 | 0 | 0 | 0 | 0 | 0 | 0 | 0 | 0 | 0 | 0 | 0 | 0 | 0 | 0 | 0 | 0 | 0 | 0 | 0
Commercial_Restaurant_Existing_Food Preparation_Natural Gas_Fryer_E6_Codes & Standards Forecast | Commercial | Restaurant | Existing | Food Preparation | Natural Gas | Fryer | E6 |  | Codes & Standards Forecast | 0 | 0 | 0 | 0 | 0 | 0 | 0 | 0 | 0 | 0 | 0 | 0 | 0 | 0 | 0 | 0 | 0 | 0 | 0 | 0 | 0 | 0 | 0 | 0 | 0 | 0 | 0 | 0 | 0 | 0 | 0 | 0 | 0 | 0 | 0 | 0 | 0 | 0 | 0 | 0 | 0 | 0 | 0 | 0 | 0 | 0 | 0 | 0 | 0 | 0 | 0
Commercial_Restaurant_Existing_Food Preparation_Natural Gas_Fryer_E7_Codes & Standards Forecast | Commercial | Restaurant | Existing | Food Preparation | Natural Gas | Fryer | E7 |  | Codes & Standards Forecast | 0 | 0 | 0 | 0 | 0 | 0 | 0 | 0 | 0 | 0 | 0 | 0 | 0 | 0 | 0 | 0 | 0 | 0 | 0 | 0 | 0 | 0 | 0 | 0 | 0 | 0 | 0 | 0 | 0 | 0 | 0 | 0 | 0 | 0 | 0 | 0 | 0 | 0 | 0 | 0 | 0 | 0 | 0 | 0 | 0 | 0 | 0 | 0 | 0 | 0 | 0
Commercial_Restaurant_Existing_Food Preparation_Natural Gas_Fryer_E8_Codes & Standards Forecast | Commercial | Restaurant | Existing | Food Preparation | Natural Gas | Fryer | E8 |  | Codes & Standards Forecast | 0 | 0 | 0 | 0 | 0 | 0 | 0 | 0 | 0 | 0 | 0 | 0 | 0 | 0 | 0 | 0 | 0 | 0 | 0 | 0 | 0 | 0 | 0 | 0 | 0 | 0 | 0 | 0 | 0 | 0 | 0 | 0 | 0 | 0 | 0 | 0 | 0 | 0 | 0 | 0 | 0 | 0 | 0 | 0 | 0 | 0 | 0 | 0 | 0 | 0 | 0
Commercial_Restaurant_Existing_Food Preparation_Natural Gas_Fryer_E9_Codes & Standards Forecast | Commercial | Restaurant | Existing | Food Preparation | Natural Gas | Fryer | E9 |  | Codes & Standards Forecast | 0 | 0 | 0 | 0 | 0 | 0 | 0 | 0 | 0 | 0 | 0 | 0 | 0 | 0 | 0 | 0 | 0 | 0 | 0 | 0 | 0 | 0 | 0 | 0 | 0 | 0 | 0 | 0 | 0 | 0 | 0 | 0 | 0 | 0 | 0 | 0 | 0 | 0 | 0 | 0 | 0 | 0 | 0 | 0 | 0 | 0 | 0 | 0 | 0 | 0 | 0
Commercial_Restaurant_Existing_Food Preparation_Natural Gas_Fryer_E10_Codes & Standards Forecast | Commercial | Restaurant | Existing | Food Preparation | Natural Gas | Fryer | E10 |  | Codes & Standards Forecast | 0 | 0 | 0 | 0 | 0 | 0 | 0 | 0 | 0 | 0 | 0 | 0 | 0 | 0 | 0 | 0 | 0 | 0 | 0 | 0 | 0 | 0 | 0 | 0 | 0 | 0 | 0 | 0 | 0 | 0 | 0 | 0 | 0 | 0 | 0 | 0 | 0 | 0 | 0 | 0 | 0 | 0 | 0 | 0 | 0 | 0 | 0 | 0 | 0 | 0 | 0
Commercial_Restaurant_Existing_Food Preparation_Natural Gas_Fryer_Vintage_Codes & Standards Forecast | Commercial | Restaurant | Existing | Food Preparation | Natural Gas | Fryer | Vintage |  | Codes & Standards Forecast | 768871.6629 | 712803.4663 | 635648.0221 | 542533.4777 | 438450.5613 | 326512.5852 | 243255.1453 | 181359.333 | 135290.3142 | 100939.8656 | 75314.2104 | 56195.5804 | 41929.4283 | 31283.6576 | 23339.4218 | 17411.9032 | 12989.4109 | 9689.989 | 7228.4918 | 5392.1585 | 4022.2064 | 3000.2168 | 2237.849 | 1669.1628 | 1244.9628 | 928.5392 | 692.5166 | 516.471 | 385.1656 | 287.2332 | 214.1939 | 159.722 | 119.1029 | 0 | 0 | 0 | 0 | 0 | 0 | 0 | 0 | 0 | 0 | 0 | 0 | 0 | 0 | 0 | 0 | 0 | 0
Commercial_Restaurant_Existing_Food Preparation_Natural Gas_Broiler_E1_Codes & Standards Forecast | Commercial | Restaurant | Existing | Food Preparation | Natural Gas | Broiler | E1 |  | Codes & Standards Forecast | 0 | 23038.7273 | 52718.0977 | 87469.9562 | 126109.1756 | 167591.7733 | 211312.2272 | 256809.9923 | 303669.4463 | 351456.3062 | 399853.8641 | 448628.9266 | 486769.5167 | 516434.4057 | 539340.1224 | 556872.6419 | 570131.5011 | 579993.509 | 587153.0279 | 592162.7433 | 595457.4012 | 597386.9342 | 598234.565 | 598222.1239 | 597526.1673 | 596282.4629 | 594602.7533 | 592575.9698 | 590272.8874 | 587749.8296 | 585051.6181 | 582213.92 | 579285.0733 | 0 | 0 | 0 | 0 | 0 | 0 | 0 | 0 | 0 | 0 | 0 | 0 | 0 | 0 | 0 | 0 | 0 | 0
Commercial_Restaurant_Existing_Food Preparation_Natural Gas_Broiler_E2_Codes & Standards Forecast | Commercial | Restaurant | Existing | Food Preparation | Natural Gas | Broiler | E2 |  | Codes & Standards Forecast | 0 | 0 | 0 | 0 | 0 | 0 | 0 | 0 | 0 | 0 | 0 | 0 | 0 | 0 | 0 | 0 | 0 | 0 | 0 | 0 | 0 | 0 | 0 | 0 | 0 | 0 | 0 | 0 | 0 | 0 | 0 | 0 | 0 | 0 | 0 | 0 | 0 | 0 | 0 | 0 | 0 | 0 | 0 | 0 | 0 | 0 | 0 | 0 | 0 | 0 | 0
Commercial_Restaurant_Existing_Food Preparation_Natural Gas_Broiler_E3_Codes & Standards Forecast | Commercial | Restaurant | Existing | Food Preparation | Natural Gas | Broiler | E3 |  | Codes & Standards Forecast | 0 | 0 | 0 | 0 | 0 | 0 | 0 | 0 | 0 | 0 | 0 | 0 | 0 | 0 | 0 | 0 | 0 | 0 | 0 | 0 | 0 | 0 | 0 | 0 | 0 | 0 | 0 | 0 | 0 | 0 | 0 | 0 | 0 | 0 | 0 | 0 | 0 | 0 | 0 | 0 | 0 | 0 | 0 | 0 | 0 | 0 | 0 | 0 | 0 | 0 | 0
Commercial_Restaurant_Existing_Food Preparation_Natural Gas_Broiler_E4_Codes & Standards Forecast | Commercial | Restaurant | Existing | Food Preparation | Natural Gas | Broiler | E4 |  | Codes & Standards Forecast | 0 | 0 | 0 | 0 | 0 | 0 | 0 | 0 | 0 | 0 | 0 | 0 | 0 | 0 | 0 | 0 | 0 | 0 | 0 | 0 | 0 | 0 | 0 | 0 | 0 | 0 | 0 | 0 | 0 | 0 | 0 | 0 | 0 | 0 | 0 | 0 | 0 | 0 | 0 | 0 | 0 | 0 | 0 | 0 | 0 | 0 | 0 | 0 | 0 | 0 | 0
Commercial_Restaurant_Existing_Food Preparation_Natural Gas_Broiler_E5_Codes & Standards Forecast | Commercial | Restaurant | Existing | Food Preparation | Natural Gas | Broiler | E5 |  | Codes & Standards Forecast | 0 | 0 | 0 | 0 | 0 | 0 | 0 | 0 | 0 | 0 | 0 | 0 | 0 | 0 | 0 | 0 | 0 | 0 | 0 | 0 | 0 | 0 | 0 | 0 | 0 | 0 | 0 | 0 | 0 | 0 | 0 | 0 | 0 | 0 | 0 | 0 | 0 | 0 | 0 | 0 | 0 | 0 | 0 | 0 | 0 | 0 | 0 | 0 | 0 | 0 | 0
Commercial_Restaurant_Existing_Food Preparation_Natural Gas_Broiler_E6_Codes & Standards Forecast | Commercial | Restaurant | Existing | Food Preparation | Natural Gas | Broiler | E6 |  | Codes & Standards Forecast | 0 | 0 | 0 | 0 | 0 | 0 | 0 | 0 | 0 | 0 | 0 | 0 | 0 | 0 | 0 | 0 | 0 | 0 | 0 | 0 | 0 | 0 | 0 | 0 | 0 | 0 | 0 | 0 | 0 | 0 | 0 | 0 | 0 | 0 | 0 | 0 | 0 | 0 | 0 | 0 | 0 | 0 | 0 | 0 | 0 | 0 | 0 | 0 | 0 | 0 | 0
Commercial_Restaurant_Existing_Food Preparation_Natural Gas_Broiler_E7_Codes & Standards Forecast | Commercial | Restaurant | Existing | Food Preparation | Natural Gas | Broiler | E7 |  | Codes & Standards Forecast | 0 | 0 | 0 | 0 | 0 | 0 | 0 | 0 | 0 | 0 | 0 | 0 | 0 | 0 | 0 | 0 | 0 | 0 | 0 | 0 | 0 | 0 | 0 | 0 | 0 | 0 | 0 | 0 | 0 | 0 | 0 | 0 | 0 | 0 | 0 | 0 | 0 | 0 | 0 | 0 | 0 | 0 | 0 | 0 | 0 | 0 | 0 | 0 | 0 | 0 | 0
Commercial_Restaurant_Existing_Food Preparation_Natural Gas_Broiler_E8_Codes & Standards Forecast | Commercial | Restaurant | Existing | Food Preparation | Natural Gas | Broiler | E8 |  | Codes & Standards Forecast | 0 | 0 | 0 | 0 | 0 | 0 | 0 | 0 | 0 | 0 | 0 | 0 | 0 | 0 | 0 | 0 | 0 | 0 | 0 | 0 | 0 | 0 | 0 | 0 | 0 | 0 | 0 | 0 | 0 | 0 | 0 | 0 | 0 | 0 | 0 | 0 | 0 | 0 | 0 | 0 | 0 | 0 | 0 | 0 | 0 | 0 | 0 | 0 | 0 | 0 | 0
Commercial_Restaurant_Existing_Food Preparation_Natural Gas_Broiler_E9_Codes & Standards Forecast | Commercial | Restaurant | Existing | Food Preparation | Natural Gas | Broiler | E9 |  | Codes & Standards Forecast | 0 | 0 | 0 | 0 | 0 | 0 | 0 | 0 | 0 | 0 | 0 | 0 | 0 | 0 | 0 | 0 | 0 | 0 | 0 | 0 | 0 | 0 | 0 | 0 | 0 | 0 | 0 | 0 | 0 | 0 | 0 | 0 | 0 | 0 | 0 | 0 | 0 | 0 | 0 | 0 | 0 | 0 | 0 | 0 | 0 | 0 | 0 | 0 | 0 | 0 | 0
Commercial_Restaurant_Existing_Food Preparation_Natural Gas_Broiler_E10_Codes & Standards Forecast | Commercial | Restaurant | Existing | Food Preparation | Natural Gas | Broiler | E10 |  | Codes & Standards Forecast | 0 | 0 | 0 | 0 | 0 | 0 | 0 | 0 | 0 | 0 | 0 | 0 | 0 | 0 | 0 | 0 | 0 | 0 | 0 | 0 | 0 | 0 | 0 | 0 | 0 | 0 | 0 | 0 | 0 | 0 | 0 | 0 | 0 | 0 | 0 | 0 | 0 | 0 | 0 | 0 | 0 | 0 | 0 | 0 | 0 | 0 | 0 | 0 | 0 | 0 | 0
Commercial_Restaurant_Existing_Food Preparation_Natural Gas_Broiler_Vintage_Codes & Standards Forecast | Commercial | Restaurant | Existing | Food Preparation | Natural Gas | Broiler | Vintage |  | Codes & Standards Forecast | 694696.277 | 668123.0918 | 634909.2636 | 595889.0766 | 552870.5927 | 506586.6755 | 458380.6991 | 408911.1091 | 358482.7975 | 307251.1942 | 255454.257 | 203313.9144 | 161812.7002 | 128777.4771 | 102480.4927 | 81550.3972 | 64893.0243 | 51636.9482 | 41087.8768 | 32693.1961 | 26012.842 | 20696.8771 | 16466.8937 | 13101.1172 | 10423.0474 | 8292.153 | 6596.6882 | 5247.718 | 4174.4644 | 3320.6001 | 2641.3004 | 2100.8944 | 1671.0546 | 0 | 0 | 0 | 0 | 0 | 0 | 0 | 0 | 0 | 0 | 0 | 0 | 0 | 0 | 0 | 0 | 0 | 0
Commercial_Restaurant_Existing_Food Preparation_Natural Gas_Griddle_E1_Codes & Standards Forecast | Commercial | Restaurant | Existing | Food Preparation | Natural Gas | Griddle | E1 |  | Codes & Standards Forecast | 0 | 26322.4254 | 60231.9814 | 99937.0046 | 144083.4523 | 191478.5436 | 241430.4516 | 293412.99 | 346951.2981 | 401549.1949 | 456844.8321 | 512571.7795 | 556148.5286 | 590041.5391 | 616211.996 | 636243.4165 | 651392.0543 | 662659.6891 | 670839.6506 | 676563.3982 | 680327.642 | 682532.1903 | 683500.6335 | 683486.4193 | 682691.2683 | 681270.2994 | 679351.1815 | 677035.5216 | 674404.182 | 671521.5141 | 668438.7279 | 665196.5742 | 661850.2804 | 0 | 0 | 0 | 0 | 0 | 0 | 0 | 0 | 0 | 0 | 0 | 0 | 0 | 0 | 0 | 0 | 0 | 0
Commercial_Restaurant_Existing_Food Preparation_Natural Gas_Griddle_E2_Codes & Standards Forecast | Commercial | Restaurant | Existing | Food Preparation | Natural Gas | Griddle | E2 |  | Codes & Standards Forecast | 0 | 0 | 0 | 0 | 0 | 0 | 0 | 0 | 0 | 0 | 0 | 0 | 0 | 0 | 0 | 0 | 0 | 0 | 0 | 0 | 0 | 0 | 0 | 0 | 0 | 0 | 0 | 0 | 0 | 0 | 0 | 0 | 0 | 0 | 0 | 0 | 0 | 0 | 0 | 0 | 0 | 0 | 0 | 0 | 0 | 0 | 0 | 0 | 0 | 0 | 0
Commercial_Restaurant_Existing_Food Preparation_Natural Gas_Griddle_E3_Codes & Standards Forecast | Commercial | Restaurant | Existing | Food Preparation | Natural Gas | Griddle | E3 |  | Codes & Standards Forecast | 0 | 0 | 0 | 0 | 0 | 0 | 0 | 0 | 0 | 0 | 0 | 0 | 0 | 0 | 0 | 0 | 0 | 0 | 0 | 0 | 0 | 0 | 0 | 0 | 0 | 0 | 0 | 0 | 0 | 0 | 0 | 0 | 0 | 0 | 0 | 0 | 0 | 0 | 0 | 0 | 0 | 0 | 0 | 0 | 0 | 0 | 0 | 0 | 0 | 0 | 0
Commercial_Restaurant_Existing_Food Preparation_Natural Gas_Griddle_E4_Codes & Standards Forecast | Commercial | Restaurant | Existing | Food Preparation | Natural Gas | Griddle | E4 |  | Codes & Standards Forecast | 0 | 0 | 0 | 0 | 0 | 0 | 0 | 0 | 0 | 0 | 0 | 0 | 0 | 0 | 0 | 0 | 0 | 0 | 0 | 0 | 0 | 0 | 0 | 0 | 0 | 0 | 0 | 0 | 0 | 0 | 0 | 0 | 0 | 0 | 0 | 0 | 0 | 0 | 0 | 0 | 0 | 0 | 0 | 0 | 0 | 0 | 0 | 0 | 0 | 0 | 0
Commercial_Restaurant_Existing_Food Preparation_Natural Gas_Griddle_E5_Codes & Standards Forecast | Commercial | Restaurant | Existing | Food Preparation | Natural Gas | Griddle | E5 |  | Codes & Standards Forecast | 0 | 0 | 0 | 0 | 0 | 0 | 0 | 0 | 0 | 0 | 0 | 0 | 0 | 0 | 0 | 0 | 0 | 0 | 0 | 0 | 0 | 0 | 0 | 0 | 0 | 0 | 0 | 0 | 0 | 0 | 0 | 0 | 0 | 0 | 0 | 0 | 0 | 0 | 0 | 0 | 0 | 0 | 0 | 0 | 0 | 0 | 0 | 0 | 0 | 0 | 0
Commercial_Restaurant_Existing_Food Preparation_Natural Gas_Griddle_E6_Codes & Standards Forecast | Commercial | Restaurant | Existing | Food Preparation | Natural Gas | Griddle | E6 |  | Codes & Standards Forecast | 0 | 0 | 0 | 0 | 0 | 0 | 0 | 0 | 0 | 0 | 0 | 0 | 0 | 0 | 0 | 0 | 0 | 0 | 0 | 0 | 0 | 0 | 0 | 0 | 0 | 0 | 0 | 0 | 0 | 0 | 0 | 0 | 0 | 0 | 0 | 0 | 0 | 0 | 0 | 0 | 0 | 0 | 0 | 0 | 0 | 0 | 0 | 0 | 0 | 0 | 0
Commercial_Restaurant_Existing_Food Preparation_Natural Gas_Griddle_E7_Codes & Standards Forecast | Commercial | Restaurant | Existing | Food Preparation | Natural Gas | Griddle | E7 |  | Codes & Standards Forecast | 0 | 0 | 0 | 0 | 0 | 0 | 0 | 0 | 0 | 0 | 0 | 0 | 0 | 0 | 0 | 0 | 0 | 0 | 0 | 0 | 0 | 0 | 0 | 0 | 0 | 0 | 0 | 0 | 0 | 0 | 0 | 0 | 0 | 0 | 0 | 0 | 0 | 0 | 0 | 0 | 0 | 0 | 0 | 0 | 0 | 0 | 0 | 0 | 0 | 0 | 0
Commercial_Restaurant_Existing_Food Preparation_Natural Gas_Griddle_E8_Codes & Standards Forecast | Commercial | Restaurant | Existing | Food Preparation | Natural Gas | Griddle | E8 |  | Codes & Standards Forecast | 0 | 0 | 0 | 0 | 0 | 0 | 0 | 0 | 0 | 0 | 0 | 0 | 0 | 0 | 0 | 0 | 0 | 0 | 0 | 0 | 0 | 0 | 0 | 0 | 0 | 0 | 0 | 0 | 0 | 0 | 0 | 0 | 0 | 0 | 0 | 0 | 0 | 0 | 0 | 0 | 0 | 0 | 0 | 0 | 0 | 0 | 0 | 0 | 0 | 0 | 0
Commercial_Restaurant_Existing_Food Preparation_Natural Gas_Griddle_E9_Codes & Standards Forecast | Commercial | Restaurant | Existing | Food Preparation | Natural Gas | Griddle | E9 |  | Codes & Standards Forecast | 0 | 0 | 0 | 0 | 0 | 0 | 0 | 0 | 0 | 0 | 0 | 0 | 0 | 0 | 0 | 0 | 0 | 0 | 0 | 0 | 0 | 0 | 0 | 0 | 0 | 0 | 0 | 0 | 0 | 0 | 0 | 0 | 0 | 0 | 0 | 0 | 0 | 0 | 0 | 0 | 0 | 0 | 0 | 0 | 0 | 0 | 0 | 0 | 0 | 0 | 0
Commercial_Restaurant_Existing_Food Preparation_Natural Gas_Griddle_E10_Codes & Standards Forecast | Commercial | Restaurant | Existing | Food Preparation | Natural Gas | Griddle | E10 |  | Codes & Standards Forecast | 0 | 0 | 0 | 0 | 0 | 0 | 0 | 0 | 0 | 0 | 0 | 0 | 0 | 0 | 0 | 0 | 0 | 0 | 0 | 0 | 0 | 0 | 0 | 0 | 0 | 0 | 0 | 0 | 0 | 0 | 0 | 0 | 0 | 0 | 0 | 0 | 0 | 0 | 0 | 0 | 0 | 0 | 0 | 0 | 0 | 0 | 0 | 0 | 0 | 0 | 0
Commercial_Restaurant_Existing_Food Preparation_Natural Gas_Griddle_Vintage_Codes & Standards Forecast | Commercial | Restaurant | Existing | Food Preparation | Natural Gas | Griddle | Vintage |  | Codes & Standards Forecast | 793710.9843 | 763350.3366 | 725402.5583 | 680820.8438 | 631670.9573 | 578790.2169 | 523713.4672 | 467193.0017 | 409577.1684 | 351043.5507 | 291864.0225 | 232292.1433 | 184875.7821 | 147132.0654 | 117086.9852 | 93173.7338 | 74142.1941 | 58996.7361 | 46944.111 | 37352.9407 | 29720.4392 | 23646.7924 | 18813.9117 | 14968.4128 | 11908.6391 | 9474.0294 | 7536.9108 | 5995.6726 | 4769.4486 | 3793.8836 | 3017.7636 | 2400.3338 | 1909.2292 | 0 | 0 | 0 | 0 | 0 | 0 | 0 | 0 | 0 | 0 | 0 | 0 | 0 | 0 | 0 | 0 | 0 | 0
Commercial_Restaurant_Existing_Food Preparation_Natural Gas_Range_E1_Codes & Standards Forecast | Commercial | Restaurant | Existing | Food Preparation | Natural Gas | Range | E1 |  | Codes & Standards Forecast | 0 | 29279.6101 | 66998.7245 | 111164.3962 | 160270.4628 | 212990.1408 | 268553.8803 | 326376.3808 | 385929.4335 | 446661.1139 | 494288.5502 | 531491.0428 | 560380.1332 | 582639.7009 | 599608.7238 | 612374.8978 | 621799.398 | 628569.2607 | 633227.401 | 636205.9626 | 637843.3828 | 638413.2594 | 638138.3683 | 637192.1658 | 635712.7101 | 633804.8323 | 631555.8989 | 629035.441 | 626298.794 | 623389.9941 | 620344.0847 | 617188.9518 | 613967.9359 | 0 | 0 | 0 | 0 | 0 | 0 | 0 | 0 | 0 | 0 | 0 | 0 | 0 | 0 | 0 | 0 | 0 | 0
Commercial_Restaurant_Existing_Food Preparation_Natural Gas_Range_E2_Codes & Standards Forecast | Commercial | Restaurant | Existing | Food Preparation | Natural Gas | Range | E2 |  | Codes & Standards Forecast | 0 | 0 | 0 | 0 | 0 | 0 | 0 | 0 | 0 | 0 | 0 | 0 | 0 | 0 | 0 | 0 | 0 | 0 | 0 | 0 | 0 | 0 | 0 | 0 | 0 | 0 | 0 | 0 | 0 | 0 | 0 | 0 | 0 | 0 | 0 | 0 | 0 | 0 | 0 | 0 | 0 | 0 | 0 | 0 | 0 | 0 | 0 | 0 | 0 | 0 | 0
Commercial_Restaurant_Existing_Food Preparation_Natural Gas_Range_E3_Codes & Standards Forecast | Commercial | Restaurant | Existing | Food Preparation | Natural Gas | Range | E3 |  | Codes & Standards Forecast | 0 | 0 | 0 | 0 | 0 | 0 | 0 | 0 | 0 | 0 | 0 | 0 | 0 | 0 | 0 | 0 | 0 | 0 | 0 | 0 | 0 | 0 | 0 | 0 | 0 | 0 | 0 | 0 | 0 | 0 | 0 | 0 | 0 | 0 | 0 | 0 | 0 | 0 | 0 | 0 | 0 | 0 | 0 | 0 | 0 | 0 | 0 | 0 | 0 | 0 | 0
Commercial_Restaurant_Existing_Food Preparation_Natural Gas_Range_E4_Codes & Standards Forecast | Commercial | Restaurant | Existing | Food Preparation | Natural Gas | Range | E4 |  | Codes & Standards Forecast | 0 | 0 | 0 | 0 | 0 | 0 | 0 | 0 | 0 | 0 | 0 | 0 | 0 | 0 | 0 | 0 | 0 | 0 | 0 | 0 | 0 | 0 | 0 | 0 | 0 | 0 | 0 | 0 | 0 | 0 | 0 | 0 | 0 | 0 | 0 | 0 | 0 | 0 | 0 | 0 | 0 | 0 | 0 | 0 | 0 | 0 | 0 | 0 | 0 | 0 | 0
Commercial_Restaurant_Existing_Food Preparation_Natural Gas_Range_E5_Codes & Standards Forecast | Commercial | Restaurant | Existing | Food Preparation | Natural Gas | Range | E5 |  | Codes & Standards Forecast | 0 | 0 | 0 | 0 | 0 | 0 | 0 | 0 | 0 | 0 | 0 | 0 | 0 | 0 | 0 | 0 | 0 | 0 | 0 | 0 | 0 | 0 | 0 | 0 | 0 | 0 | 0 | 0 | 0 | 0 | 0 | 0 | 0 | 0 | 0 | 0 | 0 | 0 | 0 | 0 | 0 | 0 | 0 | 0 | 0 | 0 | 0 | 0 | 0 | 0 | 0
Commercial_Restaurant_Existing_Food Preparation_Natural Gas_Range_E6_Codes & Standards Forecast | Commercial | Restaurant | Existing | Food Preparation | Natural Gas | Range | E6 |  | Codes & Standards Forecast | 0 | 0 | 0 | 0 | 0 | 0 | 0 | 0 | 0 | 0 | 0 | 0 | 0 | 0 | 0 | 0 | 0 | 0 | 0 | 0 | 0 | 0 | 0 | 0 | 0 | 0 | 0 | 0 | 0 | 0 | 0 | 0 | 0 | 0 | 0 | 0 | 0 | 0 | 0 | 0 | 0 | 0 | 0 | 0 | 0 | 0 | 0 | 0 | 0 | 0 | 0
Commercial_Restaurant_Existing_Food Preparation_Natural Gas_Range_E7_Codes & Standards Forecast | Commercial | Restaurant | Existing | Food Preparation | Natural Gas | Range | E7 |  | Codes & Standards Forecast | 0 | 0 | 0 | 0 | 0 | 0 | 0 | 0 | 0 | 0 | 0 | 0 | 0 | 0 | 0 | 0 | 0 | 0 | 0 | 0 | 0 | 0 | 0 | 0 | 0 | 0 | 0 | 0 | 0 | 0 | 0 | 0 | 0 | 0 | 0 | 0 | 0 | 0 | 0 | 0 | 0 | 0 | 0 | 0 | 0 | 0 | 0 | 0 | 0 | 0 | 0
Commercial_Restaurant_Existing_Food Preparation_Natural Gas_Range_E8_Codes & Standards Forecast | Commercial | Restaurant | Existing | Food Preparation | Natural Gas | Range | E8 |  | Codes & Standards Forecast | 0 | 0 | 0 | 0 | 0 | 0 | 0 | 0 | 0 | 0 | 0 | 0 | 0 | 0 | 0 | 0 | 0 | 0 | 0 | 0 | 0 | 0 | 0 | 0 | 0 | 0 | 0 | 0 | 0 | 0 | 0 | 0 | 0 | 0 | 0 | 0 | 0 | 0 | 0 | 0 | 0 | 0 | 0 | 0 | 0 | 0 | 0 | 0 | 0 | 0 | 0
Commercial_Restaurant_Existing_Food Preparation_Natural Gas_Range_E9_Codes & Standards Forecast | Commercial | Restaurant | Existing | Food Preparation | Natural Gas | Range | E9 |  | Codes & Standards Forecast | 0 | 0 | 0 | 0 | 0 | 0 | 0 | 0 | 0 | 0 | 0 | 0 | 0 | 0 | 0 | 0 | 0 | 0 | 0 | 0 | 0 | 0 | 0 | 0 | 0 | 0 | 0 | 0 | 0 | 0 | 0 | 0 | 0 | 0 | 0 | 0 | 0 | 0 | 0 | 0 | 0 | 0 | 0 | 0 | 0 | 0 | 0 | 0 | 0 | 0 | 0
Commercial_Restaurant_Existing_Food Preparation_Natural Gas_Range_E10_Codes & Standards Forecast | Commercial | Restaurant | Existing | Food Preparation | Natural Gas | Range | E10 |  | Codes & Standards Forecast | 0 | 0 | 0 | 0 | 0 | 0 | 0 | 0 | 0 | 0 | 0 | 0 | 0 | 0 | 0 | 0 | 0 | 0 | 0 | 0 | 0 | 0 | 0 | 0 | 0 | 0 | 0 | 0 | 0 | 0 | 0 | 0 | 0 | 0 | 0 | 0 | 0 | 0 | 0 | 0 | 0 | 0 | 0 | 0 | 0 | 0 | 0 | 0 | 0 | 0 | 0
Commercial_Restaurant_Existing_Food Preparation_Natural Gas_Range_Vintage_Codes & Standards Forecast | Commercial | Restaurant | Existing | Food Preparation | Natural Gas | Range | Vintage |  | Codes & Standards Forecast | 735733.4976 | 702710.6416 | 661248.2812 | 612562.1415 | 558818.1177 | 501013.4958 | 440699.2643 | 378670.3146 | 315337.5841 | 250957.6717 | 199730.0474 | 158963.4804 | 126515.2464 | 100686.2516 | 80125.6315 | 63761.1793 | 50737.4078 | 40372.9819 | 32125.061 | 25561.5768 | 20338.4599 | 16182.1075 | 12874.843 | 10243.2694 | 8149.3876 | 6483.3217 | 5157.7016 | 4102.9928 | 3263.8562 | 2596.252 | 2065.1331 | 1642.6101 | 1306.5346 | 0 | 0 | 0 | 0 | 0 | 0 | 0 | 0 | 0 | 0 | 0 | 0 | 0 | 0 | 0 | 0 | 0 | 0
Commercial_Restaurant_Existing_Food Preparation_Natural Gas_Steamer_E1_Codes & Standards Forecast | Commercial | Restaurant | Existing | Food Preparation | Natural Gas | Steamer | E1 |  | Codes & Standards Forecast | 0 | 1874.803 | 3989.4891 | 3964.7251 | 3939.3174 | 3911.461 | 3885.4368 | 3862.393 | 3841.6871 | 3821.7013 | 3604.4734 | 3187.5226 | 2818.7481 | 2492.5338 | 2203.9404 | 1948.6875 | 1722.9459 | 1523.3219 | 1346.7975 | 668.751 | 0 | 0 | 0 | 0 | 0 | 0 | 0 | 0 | 0 | 0 | 0 | 0 | 0 | 0 | 0 | 0 | 0 | 0 | 0 | 0 | 0 | 0 | 0 | 0 | 0 | 0 | 0 | 0 | 0 | 0 | 0
Commercial_Restaurant_Existing_Food Preparation_Natural Gas_Steamer_E2_Codes & Standards Forecast | Commercial | Restaurant | Existing | Food Preparation | Natural Gas | Steamer | E2 |  | Codes & Standards Forecast | 0 | 0 | 0 | 2339.9315 | 4851.9859 | 7505.2416 | 10282.5019 | 13171.1245 | 16157.3606 | 19223.0567 | 22106.6889 | 24854.7374 | 27257.1275 | 29353.1411 | 31177.4312 | 32761.8089 | 34134.1705 | 35319.282 | 36338.824 | 37733.9274 | 39008.0404 | 39514.6022 | 39934.0847 | 40276.5969 | 40551.0805 | 40765.1202 | 40925.6985 | 41038.9922 | 41110.4646 | 41144.9486 | 41146.7186 | 41119.5551 | 41068.217 | 0 | 0 | 0 | 0 | 0 | 0 | 0 | 0 | 0 | 0 | 0 | 0 | 0 | 0 | 0 | 0 | 0 | 0
Commercial_Restaurant_Existing_Food Preparation_Natural Gas_Steamer_E3_Codes & Standards Forecast | Commercial | Restaurant | Existing | Food Preparation | Natural Gas | Steamer | E3 |  | Codes & Standards Forecast | 0 | 0 | 0 | 0 | 0 | 0 | 0 | 0 | 0 | 0 | 0 | 0 | 0 | 0 | 0 | 0 | 0 | 0 | 0 | 0 | 0 | 0 | 0 | 0 | 0 | 0 | 0 | 0 | 0 | 0 | 0 | 0 | 0 | 0 | 0 | 0 | 0 | 0 | 0 | 0 | 0 | 0 | 0 | 0 | 0 | 0 | 0 | 0 | 0 | 0 | 0
Commercial_Restaurant_Existing_Food Preparation_Natural Gas_Steamer_E4_Codes & Standards Forecast | Commercial | Restaurant | Existing | Food Preparation | Natural Gas | Steamer | E4 |  | Codes & Standards Forecast | 0 | 0 | 0 | 0 | 0 | 0 | 0 | 0 | 0 | 0 | 0 | 0 | 0 | 0 | 0 | 0 | 0 | 0 | 0 | 0 | 0 | 0 | 0 | 0 | 0 | 0 | 0 | 0 | 0 | 0 | 0 | 0 | 0 | 0 | 0 | 0 | 0 | 0 | 0 | 0 | 0 | 0 | 0 | 0 | 0 | 0 | 0 | 0 | 0 | 0 | 0
Commercial_Restaurant_Existing_Food Preparation_Natural Gas_Steamer_E5_Codes & Standards Forecast | Commercial | Restaurant | Existing | Food Preparation | Natural Gas | Steamer | E5 |  | Codes & Standards Forecast | 0 | 0 | 0 | 0 | 0 | 0 | 0 | 0 | 0 | 0 | 0 | 0 | 0 | 0 | 0 | 0 | 0 | 0 | 0 | 0 | 0 | 0 | 0 | 0 | 0 | 0 | 0 | 0 | 0 | 0 | 0 | 0 | 0 | 0 | 0 | 0 | 0 | 0 | 0 | 0 | 0 | 0 | 0 | 0 | 0 | 0 | 0 | 0 | 0 | 0 | 0
Commercial_Restaurant_Existing_Food Preparation_Natural Gas_Steamer_E6_Codes & Standards Forecast | Commercial | Restaurant | Existing | Food Preparation | Natural Gas | Steamer | E6 |  | Codes & Standards Forecast | 0 | 0 | 0 | 0 | 0 | 0 | 0 | 0 | 0 | 0 | 0 | 0 | 0 | 0 | 0 | 0 | 0 | 0 | 0 | 0 | 0 | 0 | 0 | 0 | 0 | 0 | 0 | 0 | 0 | 0 | 0 | 0 | 0 | 0 | 0 | 0 | 0 | 0 | 0 | 0 | 0 | 0 | 0 | 0 | 0 | 0 | 0 | 0 | 0 | 0 | 0
Commercial_Restaurant_Existing_Food Preparation_Natural Gas_Steamer_E7_Codes & Standards Forecast | Commercial | Restaurant | Existing | Food Preparation | Natural Gas | Steamer | E7 |  | Codes & Standards Forecast | 0 | 0 | 0 | 0 | 0 | 0 | 0 | 0 | 0 | 0 | 0 | 0 | 0 | 0 | 0 | 0 | 0 | 0 | 0 | 0 | 0 | 0 | 0 | 0 | 0 | 0 | 0 | 0 | 0 | 0 | 0 | 0 | 0 | 0 | 0 | 0 | 0 | 0 | 0 | 0 | 0 | 0 | 0 | 0 | 0 | 0 | 0 | 0 | 0 | 0 | 0
Commercial_Restaurant_Existing_Food Preparation_Natural Gas_Steamer_E8_Codes & Standards Forecast | Commercial | Restaurant | Existing | Food Preparation | Natural Gas | Steamer | E8 |  | Codes & Standards Forecast | 0 | 0 | 0 | 0 | 0 | 0 | 0 | 0 | 0 | 0 | 0 | 0 | 0 | 0 | 0 | 0 | 0 | 0 | 0 | 0 | 0 | 0 | 0 | 0 | 0 | 0 | 0 | 0 | 0 | 0 | 0 | 0 | 0 | 0 | 0 | 0 | 0 | 0 | 0 | 0 | 0 | 0 | 0 | 0 | 0 | 0 | 0 | 0 | 0 | 0 | 0
Commercial_Restaurant_Existing_Food Preparation_Natural Gas_Steamer_E9_Codes & Standards Forecast | Commercial | Restaurant | Existing | Food Preparation | Natural Gas | Steamer | E9 |  | Codes & Standards Forecast | 0 | 0 | 0 | 0 | 0 | 0 | 0 | 0 | 0 | 0 | 0 | 0 | 0 | 0 | 0 | 0 | 0 | 0 | 0 | 0 | 0 | 0 | 0 | 0 | 0 | 0 | 0 | 0 | 0 | 0 | 0 | 0 | 0 | 0 | 0 | 0 | 0 | 0 | 0 | 0 | 0 | 0 | 0 | 0 | 0 | 0 | 0 | 0 | 0 | 0 | 0
Commercial_Restaurant_Existing_Food Preparation_Natural Gas_Steamer_E10_Codes & Standards Forecast | Commercial | Restaurant | Existing | Food Preparation | Natural Gas | Steamer | E10 |  | Codes & Standards Forecast | 0 | 0 | 0 | 0 | 0 | 0 | 0 | 0 | 0 | 0 | 0 | 0 | 0 | 0 | 0 | 0 | 0 | 0 | 0 | 0 | 0 | 0 | 0 | 0 | 0 | 0 | 0 | 0 | 0 | 0 | 0 | 0 | 0 | 0 | 0 | 0 | 0 | 0 | 0 | 0 | 0 | 0 | 0 | 0 | 0 | 0 | 0 | 0 | 0 | 0 | 0
Commercial_Restaurant_Existing_Food Preparation_Natural Gas_Steamer_Vintage_Codes & Standards Forecast | Commercial | Restaurant | Existing | Food Preparation | Natural Gas | Steamer | Vintage |  | Codes & Standards Forecast | 50878.5408 | 48744.8792 | 46371.3346 | 43743.561 | 40936.1834 | 37959.1424 | 34879.3932 | 31722.9237 | 28496.0156 | 25198.0174 | 22282.6475 | 19705.0816 | 17425.3388 | 15408.7011 | 13624.633 | 12046.6746 | 10651.1525 | 9417.0884 | 8325.8248 | 7360.858 | 6507.5326 | 5752.9535 | 5085.7524 | 4495.8246 | 3974.2321 | 3513.0418 | 3105.2706 | 2744.7417 | 2425.9913 | 2144.1864 | 1895.0525 | 1674.8085 | 1480.1614 | 0 | 0 | 0 | 0 | 0 | 0 | 0 | 0 | 0 | 0 | 0 | 0 | 0 | 0 | 0 | 0 | 0 | 0
Commercial_Restaurant_Existing_Food Preparation_Natural Gas_Food Prep Other_E1_Codes & Standards Forecast | Commercial | Restaurant | Existing | Food Preparation | Natural Gas | Food Prep Other | E1 |  | Codes & Standards Forecast | 0 | 113.9491 | 260.7426 | 432.6246 | 623.7334 | 828.9054 | 1045.1459 | 1270.1769 | 1501.9428 | 1738.2956 | 1923.6499 | 2068.4329 | 2180.8622 | 2267.491 | 2333.5302 | 2383.2131 | 2419.8909 | 2446.2376 | 2464.3659 | 2475.9577 | 2482.3302 | 2484.548 | 2483.4782 | 2479.7958 | 2474.0381 | 2466.6131 | 2457.8608 | 2448.0518 | 2437.4015 | 2426.0811 | 2414.2272 | 2401.9482 | 2389.4128 | 0 | 0 | 0 | 0 | 0 | 0 | 0 | 0 | 0 | 0 | 0 | 0 | 0 | 0 | 0 | 0 | 0 | 0
Commercial_Restaurant_Existing_Food Preparation_Natural Gas_Food Prep Other_E2_Codes & Standards Forecast | Commercial | Restaurant | Existing | Food Preparation | Natural Gas | Food Prep Other | E2 |  | Codes & Standards Forecast | 0 | 0 | 0 | 0 | 0 | 0 | 0 | 0 | 0 | 0 | 0 | 0 | 0 | 0 | 0 | 0 | 0 | 0 | 0 | 0 | 0 | 0 | 0 | 0 | 0 | 0 | 0 | 0 | 0 | 0 | 0 | 0 | 0 | 0 | 0 | 0 | 0 | 0 | 0 | 0 | 0 | 0 | 0 | 0 | 0 | 0 | 0 | 0 | 0 | 0 | 0
Commercial_Restaurant_Existing_Food Preparation_Natural Gas_Food Prep Other_E3_Codes & Standards Forecast | Commercial | Restaurant | Existing | Food Preparation | Natural Gas | Food Prep Other | E3 |  | Codes & Standards Forecast | 0 | 0 | 0 | 0 | 0 | 0 | 0 | 0 | 0 | 0 | 0 | 0 | 0 | 0 | 0 | 0 | 0 | 0 | 0 | 0 | 0 | 0 | 0 | 0 | 0 | 0 | 0 | 0 | 0 | 0 | 0 | 0 | 0 | 0 | 0 | 0 | 0 | 0 | 0 | 0 | 0 | 0 | 0 | 0 | 0 | 0 | 0 | 0 | 0 | 0 | 0
Commercial_Restaurant_Existing_Food Preparation_Natural Gas_Food Prep Other_E4_Codes & Standards Forecast | Commercial | Restaurant | Existing | Food Preparation | Natural Gas | Food Prep Other | E4 |  | Codes & Standards Forecast | 0 | 0 | 0 | 0 | 0 | 0 | 0 | 0 | 0 | 0 | 0 | 0 | 0 | 0 | 0 | 0 | 0 | 0 | 0 | 0 | 0 | 0 | 0 | 0 | 0 | 0 | 0 | 0 | 0 | 0 | 0 | 0 | 0 | 0 | 0 | 0 | 0 | 0 | 0 | 0 | 0 | 0 | 0 | 0 | 0 | 0 | 0 | 0 | 0 | 0 | 0
Commercial_Restaurant_Existing_Food Preparation_Natural Gas_Food Prep Other_E5_Codes & Standards Forecast | Commercial | Restaurant | Existing | Food Preparation | Natural Gas | Food Prep Other | E5 |  | Codes & Standards Forecast | 0 | 0 | 0 | 0 | 0 | 0 | 0 | 0 | 0 | 0 | 0 | 0 | 0 | 0 | 0 | 0 | 0 | 0 | 0 | 0 | 0 | 0 | 0 | 0 | 0 | 0 | 0 | 0 | 0 | 0 | 0 | 0 | 0 | 0 | 0 | 0 | 0 | 0 | 0 | 0 | 0 | 0 | 0 | 0 | 0 | 0 | 0 | 0 | 0 | 0 | 0
Commercial_Restaurant_Existing_Food Preparation_Natural Gas_Food Prep Other_E6_Codes & Standards Forecast | Commercial | Restaurant | Existing | Food Preparation | Natural Gas | Food Prep Other | E6 |  | Codes & Standards Forecast | 0 | 0 | 0 | 0 | 0 | 0 | 0 | 0 | 0 | 0 | 0 | 0 | 0 | 0 | 0 | 0 | 0 | 0 | 0 | 0 | 0 | 0 | 0 | 0 | 0 | 0 | 0 | 0 | 0 | 0 | 0 | 0 | 0 | 0 | 0 | 0 | 0 | 0 | 0 | 0 | 0 | 0 | 0 | 0 | 0 | 0 | 0 | 0 | 0 | 0 | 0
Commercial_Restaurant_Existing_Food Preparation_Natural Gas_Food Prep Other_E7_Codes & Standards Forecast | Commercial | Restaurant | Existing | Food Preparation | Natural Gas | Food Prep Other | E7 |  | Codes & Standards Forecast | 0 | 0 | 0 | 0 | 0 | 0 | 0 | 0 | 0 | 0 | 0 | 0 | 0 | 0 | 0 | 0 | 0 | 0 | 0 | 0 | 0 | 0 | 0 | 0 | 0 | 0 | 0 | 0 | 0 | 0 | 0 | 0 | 0 | 0 | 0 | 0 | 0 | 0 | 0 | 0 | 0 | 0 | 0 | 0 | 0 | 0 | 0 | 0 | 0 | 0 | 0
Commercial_Restaurant_Existing_Food Preparation_Natural Gas_Food Prep Other_E8_Codes & Standards Forecast | Commercial | Restaurant | Existing | Food Preparation | Natural Gas | Food Prep Other | E8 |  | Codes & Standards Forecast | 0 | 0 | 0 | 0 | 0 | 0 | 0 | 0 | 0 | 0 | 0 | 0 | 0 | 0 | 0 | 0 | 0 | 0 | 0 | 0 | 0 | 0 | 0 | 0 | 0 | 0 | 0 | 0 | 0 | 0 | 0 | 0 | 0 | 0 | 0 | 0 | 0 | 0 | 0 | 0 | 0 | 0 | 0 | 0 | 0 | 0 | 0 | 0 | 0 | 0 | 0
Commercial_Restaurant_Existing_Food Preparation_Natural Gas_Food Prep Other_E9_Codes & Standards Forecast | Commercial | Restaurant | Existing | Food Preparation | Natural Gas | Food Prep Other | E9 |  | Codes & Standards Forecast | 0 | 0 | 0 | 0 | 0 | 0 | 0 | 0 | 0 | 0 | 0 | 0 | 0 | 0 | 0 | 0 | 0 | 0 | 0 | 0 | 0 | 0 | 0 | 0 | 0 | 0 | 0 | 0 | 0 | 0 | 0 | 0 | 0 | 0 | 0 | 0 | 0 | 0 | 0 | 0 | 0 | 0 | 0 | 0 | 0 | 0 | 0 | 0 | 0 | 0 | 0
Commercial_Restaurant_Existing_Food Preparation_Natural Gas_Food Prep Other_E10_Codes & Standards Forecast | Commercial | Restaurant | Existing | Food Preparation | Natural Gas | Food Prep Other | E10 |  | Codes & Standards Forecast | 0 | 0 | 0 | 0 | 0 | 0 | 0 | 0 | 0 | 0 | 0 | 0 | 0 | 0 | 0 | 0 | 0 | 0 | 0 | 0 | 0 | 0 | 0 | 0 | 0 | 0 | 0 | 0 | 0 | 0 | 0 | 0 | 0 | 0 | 0 | 0 | 0 | 0 | 0 | 0 | 0 | 0 | 0 | 0 | 0 | 0 | 0 | 0 | 0 | 0 | 0
Commercial_Restaurant_Existing_Food Preparation_Natural Gas_Food Prep Other_Vintage_Codes & Standards Forecast | Commercial | Restaurant | Existing | Food Preparation | Natural Gas | Food Prep Other | Vintage |  | Codes & Standards Forecast | 2863.2945 | 2734.7776 | 2573.4163 | 2383.9418 | 2174.7832 | 1949.8218 | 1715.0936 | 1473.6921 | 1227.2166 | 976.6658 | 777.3004 | 618.6469 | 492.3663 | 391.8462 | 311.8293 | 248.1429 | 197.4576 | 157.1218 | 125.0229 | 99.4794 | 79.1523 | 62.9768 | 50.1057 | 39.8643 | 31.7154 | 25.2315 | 20.0725 | 15.9678 | 12.7021 | 10.104 | 8.037 | 6.3926 | 5.0847 | 0 | 0 | 0 | 0 | 0 | 0 | 0 | 0 | 0 | 0 | 0 | 0 | 0 | 0 | 0 | 0 | 0 | 0
Commercial_Restaurant_Existing_Miscellaneous_Natural Gas_Pool Heater_E1_Codes & Standards Forecast | Commercial | Restaurant | Existing | Miscellaneous | Natural Gas | Pool Heater | E1 |  | Codes & Standards Forecast | 0 | 0 | 0 | 0 | 0 | 0 | 0 | 0 | 0 | 0 | 0 | 0 | 0 | 0 | 0 | 0 | 0 | 0 | 0 | 0 | 0 | 0 | 0 | 0 | 0 | 0 | 0 | 0 | 0 | 0 | 0 | 0 | 0 | 0 | 0 | 0 | 0 | 0 | 0 | 0 | 0 | 0 | 0 | 0 | 0 | 0 | 0 | 0 | 0 | 0 | 0
Commercial_Restaurant_Existing_Miscellaneous_Natural Gas_Pool Heater_E2_Codes & Standards Forecast | Commercial | Restaurant | Existing | Miscellaneous | Natural Gas | Pool Heater | E2 |  | Codes & Standards Forecast | 0 | 0 | 0 | 0 | 0 | 0 | 0 | 0 | 0 | 0 | 0 | 0 | 0 | 0 | 0 | 0 | 0 | 0 | 0 | 0 | 0 | 0 | 0 | 0 | 0 | 0 | 0 | 0 | 0 | 0 | 0 | 0 | 0 | 0 | 0 | 0 | 0 | 0 | 0 | 0 | 0 | 0 | 0 | 0 | 0 | 0 | 0 | 0 | 0 | 0 | 0
Commercial_Restaurant_Existing_Miscellaneous_Natural Gas_Pool Heater_E3_Codes & Standards Forecast | Commercial | Restaurant | Existing | Miscellaneous | Natural Gas | Pool Heater | E3 |  | Codes & Standards Forecast | 0 | 0 | 0 | 0 | 0 | 0 | 0 | 0 | 0 | 0 | 0 | 0 | 0 | 0 | 0 | 0 | 0 | 0 | 0 | 0 | 0 | 0 | 0 | 0 | 0 | 0 | 0 | 0 | 0 | 0 | 0 | 0 | 0 | 0 | 0 | 0 | 0 | 0 | 0 | 0 | 0 | 0 | 0 | 0 | 0 | 0 | 0 | 0 | 0 | 0 | 0
Commercial_Restaurant_Existing_Miscellaneous_Natural Gas_Pool Heater_E4_Codes & Standards Forecast | Commercial | Restaurant | Existing | Miscellaneous | Natural Gas | Pool Heater | E4 |  | Codes & Standards Forecast | 0 | 0 | 0 | 0 | 0 | 0 | 0 | 0 | 0 | 0 | 0 | 0 | 0 | 0 | 0 | 0 | 0 | 0 | 0 | 0 | 0 | 0 | 0 | 0 | 0 | 0 | 0 | 0 | 0 | 0 | 0 | 0 | 0 | 0 | 0 | 0 | 0 | 0 | 0 | 0 | 0 | 0 | 0 | 0 | 0 | 0 | 0 | 0 | 0 | 0 | 0
Commercial_Restaurant_Existing_Miscellaneous_Natural Gas_Pool Heater_E5_Codes & Standards Forecast | Commercial | Restaurant | Existing | Miscellaneous | Natural Gas | Pool Heater | E5 |  | Codes & Standards Forecast | 0 | 0 | 0 | 0 | 0 | 0 | 0 | 0 | 0 | 0 | 0 | 0 | 0 | 0 | 0 | 0 | 0 | 0 | 0 | 0 | 0 | 0 | 0 | 0 | 0 | 0 | 0 | 0 | 0 | 0 | 0 | 0 | 0 | 0 | 0 | 0 | 0 | 0 | 0 | 0 | 0 | 0 | 0 | 0 | 0 | 0 | 0 | 0 | 0 | 0 | 0
Commercial_Restaurant_Existing_Miscellaneous_Natural Gas_Pool Heater_E6_Codes & Standards Forecast | Commercial | Restaurant | Existing | Miscellaneous | Natural Gas | Pool Heater | E6 |  | Codes & Standards Forecast | 0 | 0 | 0 | 0 | 0 | 0 | 0 | 0 | 0 | 0 | 0 | 0 | 0 | 0 | 0 | 0 | 0 | 0 | 0 | 0 | 0 | 0 | 0 | 0 | 0 | 0 | 0 | 0 | 0 | 0 | 0 | 0 | 0 | 0 | 0 | 0 | 0 | 0 | 0 | 0 | 0 | 0 | 0 | 0 | 0 | 0 | 0 | 0 | 0 | 0 | 0
Commercial_Restaurant_Existing_Miscellaneous_Natural Gas_Pool Heater_E7_Codes & Standards Forecast | Commercial | Restaurant | Existing | Miscellaneous | Natural Gas | Pool Heater | E7 |  | Codes & Standards Forecast | 0 | 0 | 0 | 0 | 0 | 0 | 0 | 0 | 0 | 0 | 0 | 0 | 0 | 0 | 0 | 0 | 0 | 0 | 0 | 0 | 0 | 0 | 0 | 0 | 0 | 0 | 0 | 0 | 0 | 0 | 0 | 0 | 0 | 0 | 0 | 0 | 0 | 0 | 0 | 0 | 0 | 0 | 0 | 0 | 0 | 0 | 0 | 0 | 0 | 0 | 0
Commercial_Restaurant_Existing_Miscellaneous_Natural Gas_Pool Heater_E8_Codes & Standards Forecast | Commercial | Restaurant | Existing | Miscellaneous | Natural Gas | Pool Heater | E8 |  | Codes & Standards Forecast | 0 | 0 | 0 | 0 | 0 | 0 | 0 | 0 | 0 | 0 | 0 | 0 | 0 | 0 | 0 | 0 | 0 | 0 | 0 | 0 | 0 | 0 | 0 | 0 | 0 | 0 | 0 | 0 | 0 | 0 | 0 | 0 | 0 | 0 | 0 | 0 | 0 | 0 | 0 | 0 | 0 | 0 | 0 | 0 | 0 | 0 | 0 | 0 | 0 | 0 | 0
Commercial_Restaurant_Existing_Miscellaneous_Natural Gas_Pool Heater_E9_Codes & Standards Forecast | Commercial | Restaurant | Existing | Miscellaneous | Natural Gas | Pool Heater | E9 |  | Codes & Standards Forecast | 0 | 0 | 0 | 0 | 0 | 0 | 0 | 0 | 0 | 0 | 0 | 0 | 0 | 0 | 0 | 0 | 0 | 0 | 0 | 0 | 0 | 0 | 0 | 0 | 0 | 0 | 0 | 0 | 0 | 0 | 0 | 0 | 0 | 0 | 0 | 0 | 0 | 0 | 0 | 0 | 0 | 0 | 0 | 0 | 0 | 0 | 0 | 0 | 0 | 0 | 0
Commercial_Restaurant_Existing_Miscellaneous_Natural Gas_Pool Heater_E10_Codes & Standards Forecast | Commercial | Restaurant | Existing | Miscellaneous | Natural Gas | Pool Heater | E10 |  | Codes & Standards Forecast | 0 | 0 | 0 | 0 | 0 | 0 | 0 | 0 | 0 | 0 | 0 | 0 | 0 | 0 | 0 | 0 | 0 | 0 | 0 | 0 | 0 | 0 | 0 | 0 | 0 | 0 | 0 | 0 | 0 | 0 | 0 | 0 | 0 | 0 | 0 | 0 | 0 | 0 | 0 | 0 | 0 | 0 | 0 | 0 | 0 | 0 | 0 | 0 | 0 | 0 | 0
Commercial_Restaurant_Existing_Miscellaneous_Natural Gas_Pool Heater_Vintage_Codes & Standards Forecast | Commercial | Restaurant | Existing | Miscellaneous | Natural Gas | Pool Heater | Vintage |  | Codes & Standards Forecast | 0 | 0 | 0 | 0 | 0 | 0 | 0 | 0 | 0 | 0 | 0 | 0 | 0 | 0 | 0 | 0 | 0 | 0 | 0 | 0 | 0 | 0 | 0 | 0 | 0 | 0 | 0 | 0 | 0 | 0 | 0 | 0 | 0 | 0 | 0 | 0 | 0 | 0 | 0 | 0 | 0 | 0 | 0 | 0 | 0 | 0 | 0 | 0 | 0 | 0 | 0
Commercial_Restaurant_Existing_Miscellaneous_Natural Gas_Miscellaneous_E1_Codes & Standards Forecast | Commercial | Restaurant | Existing | Miscellaneous | Natural Gas | Miscellaneous | E1 |  | Codes & Standards Forecast | 0 | 77065.8836 | 167947.7189 | 270054.7069 | 356171.3356 | 428417.9067 | 489225.5828 | 540564.532 | 583909.2066 | 620301.8062 | 650723.6053 | 676053.5636 | 697017.71 | 714243.1174 | 728264.3262 | 739564.4716 | 748548.6795 | 755563.9063 | 760900.9467 | 764807.8324 | 767489.4614 | 769126.0257 | 769877.2557 | 769874.416 | 769229.4613 | 768031.7533 | 766362.5906 | 764291.3078 | 761877.0352 | 759170.1988 | 756213.8001 | 753044.5089 | 749719.4217 | 0 | 0 | 0 | 0 | 0 | 0 | 0 | 0 | 0 | 0 | 0 | 0 | 0 | 0 | 0 | 0 | 0 | 0
Commercial_Restaurant_Existing_Miscellaneous_Natural Gas_Miscellaneous_E2_Codes & Standards Forecast | Commercial | Restaurant | Existing | Miscellaneous | Natural Gas | Miscellaneous | E2 |  | Codes & Standards Forecast | 0 | 0 | 0 | 0 | 0 | 0 | 0 | 0 | 0 | 0 | 0 | 0 | 0 | 0 | 0 | 0 | 0 | 0 | 0 | 0 | 0 | 0 | 0 | 0 | 0 | 0 | 0 | 0 | 0 | 0 | 0 | 0 | 0 | 0 | 0 | 0 | 0 | 0 | 0 | 0 | 0 | 0 | 0 | 0 | 0 | 0 | 0 | 0 | 0 | 0 | 0
Commercial_Restaurant_Existing_Miscellaneous_Natural Gas_Miscellaneous_E3_Codes & Standards Forecast | Commercial | Restaurant | Existing | Miscellaneous | Natural Gas | Miscellaneous | E3 |  | Codes & Standards Forecast | 0 | 0 | 0 | 0 | 0 | 0 | 0 | 0 | 0 | 0 | 0 | 0 | 0 | 0 | 0 | 0 | 0 | 0 | 0 | 0 | 0 | 0 | 0 | 0 | 0 | 0 | 0 | 0 | 0 | 0 | 0 | 0 | 0 | 0 | 0 | 0 | 0 | 0 | 0 | 0 | 0 | 0 | 0 | 0 | 0 | 0 | 0 | 0 | 0 | 0 | 0
Commercial_Restaurant_Existing_Miscellaneous_Natural Gas_Miscellaneous_E4_Codes & Standards Forecast | Commercial | Restaurant | Existing | Miscellaneous | Natural Gas | Miscellaneous | E4 |  | Codes & Standards Forecast | 0 | 0 | 0 | 0 | 0 | 0 | 0 | 0 | 0 | 0 | 0 | 0 | 0 | 0 | 0 | 0 | 0 | 0 | 0 | 0 | 0 | 0 | 0 | 0 | 0 | 0 | 0 | 0 | 0 | 0 | 0 | 0 | 0 | 0 | 0 | 0 | 0 | 0 | 0 | 0 | 0 | 0 | 0 | 0 | 0 | 0 | 0 | 0 | 0 | 0 | 0
Commercial_Restaurant_Existing_Miscellaneous_Natural Gas_Miscellaneous_E5_Codes & Standards Forecast | Commercial | Restaurant | Existing | Miscellaneous | Natural Gas | Miscellaneous | E5 |  | Codes & Standards Forecast | 0 | 0 | 0 | 0 | 0 | 0 | 0 | 0 | 0 | 0 | 0 | 0 | 0 | 0 | 0 | 0 | 0 | 0 | 0 | 0 | 0 | 0 | 0 | 0 | 0 | 0 | 0 | 0 | 0 | 0 | 0 | 0 | 0 | 0 | 0 | 0 | 0 | 0 | 0 | 0 | 0 | 0 | 0 | 0 | 0 | 0 | 0 | 0 | 0 | 0 | 0
Commercial_Restaurant_Existing_Miscellaneous_Natural Gas_Miscellaneous_E6_Codes & Standards Forecast | Commercial | Restaurant | Existing | Miscellaneous | Natural Gas | Miscellaneous | E6 |  | Codes & Standards Forecast | 0 | 0 | 0 | 0 | 0 | 0 | 0 | 0 | 0 | 0 | 0 | 0 | 0 | 0 | 0 | 0 | 0 | 0 | 0 | 0 | 0 | 0 | 0 | 0 | 0 | 0 | 0 | 0 | 0 | 0 | 0 | 0 | 0 | 0 | 0 | 0 | 0 | 0 | 0 | 0 | 0 | 0 | 0 | 0 | 0 | 0 | 0 | 0 | 0 | 0 | 0
Commercial_Restaurant_Existing_Miscellaneous_Natural Gas_Miscellaneous_E7_Codes & Standards Forecast | Commercial | Restaurant | Existing | Miscellaneous | Natural Gas | Miscellaneous | E7 |  | Codes & Standards Forecast | 0 | 0 | 0 | 0 | 0 | 0 | 0 | 0 | 0 | 0 | 0 | 0 | 0 | 0 | 0 | 0 | 0 | 0 | 0 | 0 | 0 | 0 | 0 | 0 | 0 | 0 | 0 | 0 | 0 | 0 | 0 | 0 | 0 | 0 | 0 | 0 | 0 | 0 | 0 | 0 | 0 | 0 | 0 | 0 | 0 | 0 | 0 | 0 | 0 | 0 | 0
Commercial_Restaurant_Existing_Miscellaneous_Natural Gas_Miscellaneous_E8_Codes & Standards Forecast | Commercial | Restaurant | Existing | Miscellaneous | Natural Gas | Miscellaneous | E8 |  | Codes & Standards Forecast | 0 | 0 | 0 | 0 | 0 | 0 | 0 | 0 | 0 | 0 | 0 | 0 | 0 | 0 | 0 | 0 | 0 | 0 | 0 | 0 | 0 | 0 | 0 | 0 | 0 | 0 | 0 | 0 | 0 | 0 | 0 | 0 | 0 | 0 | 0 | 0 | 0 | 0 | 0 | 0 | 0 | 0 | 0 | 0 | 0 | 0 | 0 | 0 | 0 | 0 | 0
Commercial_Restaurant_Existing_Miscellaneous_Natural Gas_Miscellaneous_E9_Codes & Standards Forecast | Commercial | Restaurant | Existing | Miscellaneous | Natural Gas | Miscellaneous | E9 |  | Codes & Standards Forecast | 0 | 0 | 0 | 0 | 0 | 0 | 0 | 0 | 0 | 0 | 0 | 0 | 0 | 0 | 0 | 0 | 0 | 0 | 0 | 0 | 0 | 0 | 0 | 0 | 0 | 0 | 0 | 0 | 0 | 0 | 0 | 0 | 0 | 0 | 0 | 0 | 0 | 0 | 0 | 0 | 0 | 0 | 0 | 0 | 0 | 0 | 0 | 0 | 0 | 0 | 0
Commercial_Restaurant_Existing_Miscellaneous_Natural Gas_Miscellaneous_E10_Codes & Standards Forecast | Commercial | Restaurant | Existing | Miscellaneous | Natural Gas | Miscellaneous | E10 |  | Codes & Standards Forecast | 0 | 0 | 0 | 0 | 0 | 0 | 0 | 0 | 0 | 0 | 0 | 0 | 0 | 0 | 0 | 0 | 0 | 0 | 0 | 0 | 0 | 0 | 0 | 0 | 0 | 0 | 0 | 0 | 0 | 0 | 0 | 0 | 0 | 0 | 0 | 0 | 0 | 0 | 0 | 0 | 0 | 0 | 0 | 0 | 0 | 0 | 0 | 0 | 0 | 0 | 0
Commercial_Restaurant_Existing_Miscellaneous_Natural Gas_Miscellaneous_Vintage_Codes & Standards Forecast | Commercial | Restaurant | Existing | Miscellaneous | Natural Gas | Miscellaneous | Vintage |  | Codes & Standards Forecast | 903699.796 | 822036.0918 | 726556.436 | 618896.9674 | 527083.5464 | 448591.1501 | 381948.4554 | 325442.734 | 277455.4897 | 236581.7751 | 201737.8732 | 172030.1702 | 146694.3359 | 125084.6092 | 106651.8496 | 90931.9472 | 77526.7626 | 66096.3419 | 56349.9819 | 48039.7439 | 40953.8118 | 34911.9873 | 29760.8037 | 25369.069 | 21624.9013 | 18432.7423 | 15711.2892 | 13391.2027 | 11413.3483 | 9727.2957 | 8290.0386 | 7064.903 | 6020.8229 | 0 | 0 | 0 | 0 | 0 | 0 | 0 | 0 | 0 | 0 | 0 | 0 | 0 | 0 | 0 | 0 | 0 | 0
Commercial_Restaurant_New_Space Heating_Natural Gas_Furnace_E1_Codes & Standards Forecast | Commercial | Restaurant | New | Space Heating | Natural Gas | Furnace | E1 |  | Codes & Standards Forecast | 0 | 5132.3203 | 29887.4073 | 45707.6417 | 66111.0181 | 93800.637 | 119681.4324 | 142619.8694 | 163250.1884 | 183169.6056 | 202829.1862 | 222293.4531 | 241731.0515 | 261224.2673 | 280837.3861 | 300486.6379 | 320141.2599 | 339770.42 | 359373.7143 | 378950.7345 | 398531.9409 | 418117.3618 | 437679.4165 | 457217.7867 | 476732.151 | 496249.7937 | 515770.7341 | 535294.9914 | 554822.5851 | 574353.5346 | 593887.8596 | 613425.5797 | 622225.6103 | 0 | 0 | 0 | 0 | 0 | 0 | 0 | 0 | 0 | 0 | 0 | 0 | 0 | 0 | 0 | 0 | 0 | 0
Commercial_Restaurant_New_Space Heating_Natural Gas_Furnace_E2_Codes & Standards Forecast | Commercial | Restaurant | New | Space Heating | Natural Gas | Furnace | E2 |  | Codes & Standards Forecast | 0 | 0 | 0 | 0 | 0 | 0 | 0 | 0 | 0 | 0 | 0 | 0 | 0 | 0 | 0 | 0 | 0 | 0 | 0 | 0 | 0 | 0 | 0 | 0 | 0 | 0 | 0 | 0 | 0 | 0 | 0 | 0 | 0 | 0 | 0 | 0 | 0 | 0 | 0 | 0 | 0 | 0 | 0 | 0 | 0 | 0 | 0 | 0 | 0 | 0 | 0
Commercial_Restaurant_New_Space Heating_Natural Gas_Furnace_E3_Codes & Standards Forecast | Commercial | Restaurant | New | Space Heating | Natural Gas | Furnace | E3 |  | Codes & Standards Forecast | 0 | 0 | 0 | 0 | 0 | 0 | 0 | 0 | 0 | 0 | 0 | 0 | 0 | 0 | 0 | 0 | 0 | 0 | 0 | 0 | 0 | 0 | 0 | 0 | 0 | 0 | 0 | 0 | 0 | 0 | 0 | 0 | 0 | 0 | 0 | 0 | 0 | 0 | 0 | 0 | 0 | 0 | 0 | 0 | 0 | 0 | 0 | 0 | 0 | 0 | 0
Commercial_Restaurant_New_Space Heating_Natural Gas_Furnace_E4_Codes & Standards Forecast | Commercial | Restaurant | New | Space Heating | Natural Gas | Furnace | E4 |  | Codes & Standards Forecast | 0 | 0 | 0 | 0 | 0 | 0 | 0 | 0 | 0 | 0 | 0 | 0 | 0 | 0 | 0 | 0 | 0 | 0 | 0 | 0 | 0 | 0 | 0 | 0 | 0 | 0 | 0 | 0 | 0 | 0 | 0 | 0 | 0 | 0 | 0 | 0 | 0 | 0 | 0 | 0 | 0 | 0 | 0 | 0 | 0 | 0 | 0 | 0 | 0 | 0 | 0
Commercial_Restaurant_New_Space Heating_Natural Gas_Furnace_E5_Codes & Standards Forecast | Commercial | Restaurant | New | Space Heating | Natural Gas | Furnace | E5 |  | Codes & Standards Forecast | 0 | 0 | 0 | 0 | 0 | 0 | 0 | 0 | 0 | 0 | 0 | 0 | 0 | 0 | 0 | 0 | 0 | 0 | 0 | 0 | 0 | 0 | 0 | 0 | 0 | 0 | 0 | 0 | 0 | 0 | 0 | 0 | 0 | 0 | 0 | 0 | 0 | 0 | 0 | 0 | 0 | 0 | 0 | 0 | 0 | 0 | 0 | 0 | 0 | 0 | 0
Commercial_Restaurant_New_Space Heating_Natural Gas_Furnace_E6_Codes & Standards Forecast | Commercial | Restaurant | New | Space Heating | Natural Gas | Furnace | E6 |  | Codes & Standards Forecast | 0 | 0 | 0 | 0 | 0 | 0 | 0 | 0 | 0 | 0 | 0 | 0 | 0 | 0 | 0 | 0 | 0 | 0 | 0 | 0 | 0 | 0 | 0 | 0 | 0 | 0 | 0 | 0 | 0 | 0 | 0 | 0 | 0 | 0 | 0 | 0 | 0 | 0 | 0 | 0 | 0 | 0 | 0 | 0 | 0 | 0 | 0 | 0 | 0 | 0 | 0
Commercial_Restaurant_New_Space Heating_Natural Gas_Furnace_E7_Codes & Standards Forecast | Commercial | Restaurant | New | Space Heating | Natural Gas | Furnace | E7 |  | Codes & Standards Forecast | 0 | 0 | 0 | 0 | 0 | 0 | 0 | 0 | 0 | 0 | 0 | 0 | 0 | 0 | 0 | 0 | 0 | 0 | 0 | 0 | 0 | 0 | 0 | 0 | 0 | 0 | 0 | 0 | 0 | 0 | 0 | 0 | 0 | 0 | 0 | 0 | 0 | 0 | 0 | 0 | 0 | 0 | 0 | 0 | 0 | 0 | 0 | 0 | 0 | 0 | 0
Commercial_Restaurant_New_Space Heating_Natural Gas_Furnace_E8_Codes & Standards Forecast | Commercial | Restaurant | New | Space Heating | Natural Gas | Furnace | E8 |  | Codes & Standards Forecast | 0 | 0 | 0 | 0 | 0 | 0 | 0 | 0 | 0 | 0 | 0 | 0 | 0 | 0 | 0 | 0 | 0 | 0 | 0 | 0 | 0 | 0 | 0 | 0 | 0 | 0 | 0 | 0 | 0 | 0 | 0 | 0 | 0 | 0 | 0 | 0 | 0 | 0 | 0 | 0 | 0 | 0 | 0 | 0 | 0 | 0 | 0 | 0 | 0 | 0 | 0
Commercial_Restaurant_New_Space Heating_Natural Gas_Furnace_E9_Codes & Standards Forecast | Commercial | Restaurant | New | Space Heating | Natural Gas | Furnace | E9 |  | Codes & Standards Forecast | 0 | 0 | 0 | 0 | 0 | 0 | 0 | 0 | 0 | 0 | 0 | 0 | 0 | 0 | 0 | 0 | 0 | 0 | 0 | 0 | 0 | 0 | 0 | 0 | 0 | 0 | 0 | 0 | 0 | 0 | 0 | 0 | 0 | 0 | 0 | 0 | 0 | 0 | 0 | 0 | 0 | 0 | 0 | 0 | 0 | 0 | 0 | 0 | 0 | 0 | 0
Commercial_Restaurant_New_Space Heating_Natural Gas_Furnace_E10_Codes & Standards Forecast | Commercial | Restaurant | New | Space Heating | Natural Gas | Furnace | E10 |  | Codes & Standards Forecast | 0 | 0 | 0 | 0 | 0 | 0 | 0 | 0 | 0 | 0 | 0 | 0 | 0 | 0 | 0 | 0 | 0 | 0 | 0 | 0 | 0 | 0 | 0 | 0 | 0 | 0 | 0 | 0 | 0 | 0 | 0 | 0 | 0 | 0 | 0 | 0 | 0 | 0 | 0 | 0 | 0 | 0 | 0 | 0 | 0 | 0 | 0 | 0 | 0 | 0 | 0
Commercial_Restaurant_New_Space Heating_Natural Gas_Furnace_Vintage_Codes & Standards Forecast | Commercial | Restaurant | New | Space Heating | Natural Gas | Furnace | Vintage |  | Codes & Standards Forecast | 0 | 0 | 0 | 0 | 0 | 0 | 0 | 0 | 0 | 0 | 0 | 0 | 0 | 0 | 0 | 0 | 0 | 0 | 0 | 0 | 0 | 0 | 0 | 0 | 0 | 0 | 0 | 0 | 0 | 0 | 0 | 0 | 0 | 0 | 0 | 0 | 0 | 0 | 0 | 0 | 0 | 0 | 0 | 0 | 0 | 0 | 0 | 0 | 0 | 0 | 0
Commercial_Restaurant_New_Space Heating_Natural Gas_Boiler_E1_Codes & Standards Forecast | Commercial | Restaurant | New | Space Heating | Natural Gas | Boiler | E1 |  | Codes & Standards Forecast | 0 | 26.6863 | 155.4042 | 237.664 | 343.7546 | 487.731 | 622.3023 | 741.5743 | 848.8448 | 952.4189 | 1054.642 | 1155.8495 | 1256.9183 | 1358.2763 | 1460.2578 | 1562.4272 | 1664.6244 | 1766.6893 | 1868.6197 | 1970.4135 | 2072.229 | 2174.0665 | 2275.7824 | 2377.3752 | 2478.8432 | 2580.3282 | 2681.8304 | 2783.3498 | 2884.8866 | 2986.4408 | 3088.0126 | 3189.602 | 3235.3592 | 0 | 0 | 0 | 0 | 0 | 0 | 0 | 0 | 0 | 0 | 0 | 0 | 0 | 0 | 0 | 0 | 0 | 0
Commercial_Restaurant_New_Space Heating_Natural Gas_Boiler_E2_Codes & Standards Forecast | Commercial | Restaurant | New | Space Heating | Natural Gas | Boiler | E2 |  | Codes & Standards Forecast | 0 | 0 | 0 | 0 | 0 | 0 | 0 | 0 | 0 | 0 | 0 | 0 | 0 | 0 | 0 | 0 | 0 | 0 | 0 | 0 | 0 | 0 | 0 | 0 | 0 | 0 | 0 | 0 | 0 | 0 | 0 | 0 | 0 | 0 | 0 | 0 | 0 | 0 | 0 | 0 | 0 | 0 | 0 | 0 | 0 | 0 | 0 | 0 | 0 | 0 | 0
Commercial_Restaurant_New_Space Heating_Natural Gas_Boiler_E3_Codes & Standards Forecast | Commercial | Restaurant | New | Space Heating | Natural Gas | Boiler | E3 |  | Codes & Standards Forecast | 0 | 0 | 0 | 0 | 0 | 0 | 0 | 0 | 0 | 0 | 0 | 0 | 0 | 0 | 0 | 0 | 0 | 0 | 0 | 0 | 0 | 0 | 0 | 0 | 0 | 0 | 0 | 0 | 0 | 0 | 0 | 0 | 0 | 0 | 0 | 0 | 0 | 0 | 0 | 0 | 0 | 0 | 0 | 0 | 0 | 0 | 0 | 0 | 0 | 0 | 0
Commercial_Restaurant_New_Space Heating_Natural Gas_Boiler_E4_Codes & Standards Forecast | Commercial | Restaurant | New | Space Heating | Natural Gas | Boiler | E4 |  | Codes & Standards Forecast | 0 | 0 | 0 | 0 | 0 | 0 | 0 | 0 | 0 | 0 | 0 | 0 | 0 | 0 | 0 | 0 | 0 | 0 | 0 | 0 | 0 | 0 | 0 | 0 | 0 | 0 | 0 | 0 | 0 | 0 | 0 | 0 | 0 | 0 | 0 | 0 | 0 | 0 | 0 | 0 | 0 | 0 | 0 | 0 | 0 | 0 | 0 | 0 | 0 | 0 | 0
Commercial_Restaurant_New_Space Heating_Natural Gas_Boiler_E5_Codes & Standards Forecast | Commercial | Restaurant | New | Space Heating | Natural Gas | Boiler | E5 |  | Codes & Standards Forecast | 0 | 0 | 0 | 0 | 0 | 0 | 0 | 0 | 0 | 0 | 0 | 0 | 0 | 0 | 0 | 0 | 0 | 0 | 0 | 0 | 0 | 0 | 0 | 0 | 0 | 0 | 0 | 0 | 0 | 0 | 0 | 0 | 0 | 0 | 0 | 0 | 0 | 0 | 0 | 0 | 0 | 0 | 0 | 0 | 0 | 0 | 0 | 0 | 0 | 0 | 0
Commercial_Restaurant_New_Space Heating_Natural Gas_Boiler_E6_Codes & Standards Forecast | Commercial | Restaurant | New | Space Heating | Natural Gas | Boiler | E6 |  | Codes & Standards Forecast | 0 | 0 | 0 | 0 | 0 | 0 | 0 | 0 | 0 | 0 | 0 | 0 | 0 | 0 | 0 | 0 | 0 | 0 | 0 | 0 | 0 | 0 | 0 | 0 | 0 | 0 | 0 | 0 | 0 | 0 | 0 | 0 | 0 | 0 | 0 | 0 | 0 | 0 | 0 | 0 | 0 | 0 | 0 | 0 | 0 | 0 | 0 | 0 | 0 | 0 | 0
Commercial_Restaurant_New_Space Heating_Natural Gas_Boiler_E7_Codes & Standards Forecast | Commercial | Restaurant | New | Space Heating | Natural Gas | Boiler | E7 |  | Codes & Standards Forecast | 0 | 0 | 0 | 0 | 0 | 0 | 0 | 0 | 0 | 0 | 0 | 0 | 0 | 0 | 0 | 0 | 0 | 0 | 0 | 0 | 0 | 0 | 0 | 0 | 0 | 0 | 0 | 0 | 0 | 0 | 0 | 0 | 0 | 0 | 0 | 0 | 0 | 0 | 0 | 0 | 0 | 0 | 0 | 0 | 0 | 0 | 0 | 0 | 0 | 0 | 0
Commercial_Restaurant_New_Space Heating_Natural Gas_Boiler_E8_Codes & Standards Forecast | Commercial | Restaurant | New | Space Heating | Natural Gas | Boiler | E8 |  | Codes & Standards Forecast | 0 | 0 | 0 | 0 | 0 | 0 | 0 | 0 | 0 | 0 | 0 | 0 | 0 | 0 | 0 | 0 | 0 | 0 | 0 | 0 | 0 | 0 | 0 | 0 | 0 | 0 | 0 | 0 | 0 | 0 | 0 | 0 | 0 | 0 | 0 | 0 | 0 | 0 | 0 | 0 | 0 | 0 | 0 | 0 | 0 | 0 | 0 | 0 | 0 | 0 | 0
Commercial_Restaurant_New_Space Heating_Natural Gas_Boiler_E9_Codes & Standards Forecast | Commercial | Restaurant | New | Space Heating | Natural Gas | Boiler | E9 |  | Codes & Standards Forecast | 0 | 0 | 0 | 0 | 0 | 0 | 0 | 0 | 0 | 0 | 0 | 0 | 0 | 0 | 0 | 0 | 0 | 0 | 0 | 0 | 0 | 0 | 0 | 0 | 0 | 0 | 0 | 0 | 0 | 0 | 0 | 0 | 0 | 0 | 0 | 0 | 0 | 0 | 0 | 0 | 0 | 0 | 0 | 0 | 0 | 0 | 0 | 0 | 0 | 0 | 0
Commercial_Restaurant_New_Space Heating_Natural Gas_Boiler_E10_Codes & Standards Forecast | Commercial | Restaurant | New | Space Heating | Natural Gas | Boiler | E10 |  | Codes & Standards Forecast | 0 | 0 | 0 | 0 | 0 | 0 | 0 | 0 | 0 | 0 | 0 | 0 | 0 | 0 | 0 | 0 | 0 | 0 | 0 | 0 | 0 | 0 | 0 | 0 | 0 | 0 | 0 | 0 | 0 | 0 | 0 | 0 | 0 | 0 | 0 | 0 | 0 | 0 | 0 | 0 | 0 | 0 | 0 | 0 | 0 | 0 | 0 | 0 | 0 | 0 | 0
Commercial_Restaurant_New_Space Heating_Natural Gas_Boiler_Vintage_Codes & Standards Forecast | Commercial | Restaurant | New | Space Heating | Natural Gas | Boiler | Vintage |  | Codes & Standards Forecast | 0 | 0 | 0 | 0 | 0 | 0 | 0 | 0 | 0 | 0 | 0 | 0 | 0 | 0 | 0 | 0 | 0 | 0 | 0 | 0 | 0 | 0 | 0 | 0 | 0 | 0 | 0 | 0 | 0 | 0 | 0 | 0 | 0 | 0 | 0 | 0 | 0 | 0 | 0 | 0 | 0 | 0 | 0 | 0 | 0 | 0 | 0 | 0 | 0 | 0 | 0
Commercial_Restaurant_New_Space Heating_Natural Gas_Unit Heater_E1_Codes & Standards Forecast | Commercial | Restaurant | New | Space Heating | Natural Gas | Unit Heater | E1 |  | Codes & Standards Forecast | 0 | 64.062 | 373.0569 | 570.5262 | 825.2027 | 1170.8266 | 1493.8726 | 1780.1919 | 2037.7011 | 2286.3368 | 2531.7292 | 2774.6836 | 3017.3052 | 3260.621 | 3505.4334 | 3750.6968 | 3996.0273 | 4241.0399 | 4485.7297 | 4730.0916 | 4974.5057 | 5218.9724 | 5463.1474 | 5707.0268 | 5950.6066 | 6194.2273 | 6437.8891 | 6681.5924 | 6925.3373 | 7169.124 | 7412.953 | 7656.8242 | 7766.6669 | 0 | 0 | 0 | 0 | 0 | 0 | 0 | 0 | 0 | 0 | 0 | 0 | 0 | 0 | 0 | 0 | 0 | 0
Commercial_Restaurant_New_Space Heating_Natural Gas_Unit Heater_E2_Codes & Standards Forecast | Commercial | Restaurant | New | Space Heating | Natural Gas | Unit Heater | E2 |  | Codes & Standards Forecast | 0 | 0 | 0 | 0 | 0 | 0 | 0 | 0 | 0 | 0 | 0 | 0 | 0 | 0 | 0 | 0 | 0 | 0 | 0 | 0 | 0 | 0 | 0 | 0 | 0 | 0 | 0 | 0 | 0 | 0 | 0 | 0 | 0 | 0 | 0 | 0 | 0 | 0 | 0 | 0 | 0 | 0 | 0 | 0 | 0 | 0 | 0 | 0 | 0 | 0 | 0
Commercial_Restaurant_New_Space Heating_Natural Gas_Unit Heater_E3_Codes & Standards Forecast | Commercial | Restaurant | New | Space Heating | Natural Gas | Unit Heater | E3 |  | Codes & Standards Forecast | 0 | 0 | 0 | 0 | 0 | 0 | 0 | 0 | 0 | 0 | 0 | 0 | 0 | 0 | 0 | 0 | 0 | 0 | 0 | 0 | 0 | 0 | 0 | 0 | 0 | 0 | 0 | 0 | 0 | 0 | 0 | 0 | 0 | 0 | 0 | 0 | 0 | 0 | 0 | 0 | 0 | 0 | 0 | 0 | 0 | 0 | 0 | 0 | 0 | 0 | 0
Commercial_Restaurant_New_Space Heating_Natural Gas_Unit Heater_E4_Codes & Standards Forecast | Commercial | Restaurant | New | Space Heating | Natural Gas | Unit Heater | E4 |  | Codes & Standards Forecast | 0 | 0 | 0 | 0 | 0 | 0 | 0 | 0 | 0 | 0 | 0 | 0 | 0 | 0 | 0 | 0 | 0 | 0 | 0 | 0 | 0 | 0 | 0 | 0 | 0 | 0 | 0 | 0 | 0 | 0 | 0 | 0 | 0 | 0 | 0 | 0 | 0 | 0 | 0 | 0 | 0 | 0 | 0 | 0 | 0 | 0 | 0 | 0 | 0 | 0 | 0
Commercial_Restaurant_New_Space Heating_Natural Gas_Unit Heater_E5_Codes & Standards Forecast | Commercial | Restaurant | New | Space Heating | Natural Gas | Unit Heater | E5 |  | Codes & Standards Forecast | 0 | 0 | 0 | 0 | 0 | 0 | 0 | 0 | 0 | 0 | 0 | 0 | 0 | 0 | 0 | 0 | 0 | 0 | 0 | 0 | 0 | 0 | 0 | 0 | 0 | 0 | 0 | 0 | 0 | 0 | 0 | 0 | 0 | 0 | 0 | 0 | 0 | 0 | 0 | 0 | 0 | 0 | 0 | 0 | 0 | 0 | 0 | 0 | 0 | 0 | 0
Commercial_Restaurant_New_Space Heating_Natural Gas_Unit Heater_E6_Codes & Standards Forecast | Commercial | Restaurant | New | Space Heating | Natural Gas | Unit Heater | E6 |  | Codes & Standards Forecast | 0 | 0 | 0 | 0 | 0 | 0 | 0 | 0 | 0 | 0 | 0 | 0 | 0 | 0 | 0 | 0 | 0 | 0 | 0 | 0 | 0 | 0 | 0 | 0 | 0 | 0 | 0 | 0 | 0 | 0 | 0 | 0 | 0 | 0 | 0 | 0 | 0 | 0 | 0 | 0 | 0 | 0 | 0 | 0 | 0 | 0 | 0 | 0 | 0 | 0 | 0
Commercial_Restaurant_New_Space Heating_Natural Gas_Unit Heater_E7_Codes & Standards Forecast | Commercial | Restaurant | New | Space Heating | Natural Gas | Unit Heater | E7 |  | Codes & Standards Forecast | 0 | 0 | 0 | 0 | 0 | 0 | 0 | 0 | 0 | 0 | 0 | 0 | 0 | 0 | 0 | 0 | 0 | 0 | 0 | 0 | 0 | 0 | 0 | 0 | 0 | 0 | 0 | 0 | 0 | 0 | 0 | 0 | 0 | 0 | 0 | 0 | 0 | 0 | 0 | 0 | 0 | 0 | 0 | 0 | 0 | 0 | 0 | 0 | 0 | 0 | 0
Commercial_Restaurant_New_Space Heating_Natural Gas_Unit Heater_E8_Codes & Standards Forecast | Commercial | Restaurant | New | Space Heating | Natural Gas | Unit Heater | E8 |  | Codes & Standards Forecast | 0 | 0 | 0 | 0 | 0 | 0 | 0 | 0 | 0 | 0 | 0 | 0 | 0 | 0 | 0 | 0 | 0 | 0 | 0 | 0 | 0 | 0 | 0 | 0 | 0 | 0 | 0 | 0 | 0 | 0 | 0 | 0 | 0 | 0 | 0 | 0 | 0 | 0 | 0 | 0 | 0 | 0 | 0 | 0 | 0 | 0 | 0 | 0 | 0 | 0 | 0
Commercial_Restaurant_New_Space Heating_Natural Gas_Unit Heater_E9_Codes & Standards Forecast | Commercial | Restaurant | New | Space Heating | Natural Gas | Unit Heater | E9 |  | Codes & Standards Forecast | 0 | 0 | 0 | 0 | 0 | 0 | 0 | 0 | 0 | 0 | 0 | 0 | 0 | 0 | 0 | 0 | 0 | 0 | 0 | 0 | 0 | 0 | 0 | 0 | 0 | 0 | 0 | 0 | 0 | 0 | 0 | 0 | 0 | 0 | 0 | 0 | 0 | 0 | 0 | 0 | 0 | 0 | 0 | 0 | 0 | 0 | 0 | 0 | 0 | 0 | 0
Commercial_Restaurant_New_Space Heating_Natural Gas_Unit Heater_E10_Codes & Standards Forecast | Commercial | Restaurant | New | Space Heating | Natural Gas | Unit Heater | E10 |  | Codes & Standards Forecast | 0 | 0 | 0 | 0 | 0 | 0 | 0 | 0 | 0 | 0 | 0 | 0 | 0 | 0 | 0 | 0 | 0 | 0 | 0 | 0 | 0 | 0 | 0 | 0 | 0 | 0 | 0 | 0 | 0 | 0 | 0 | 0 | 0 | 0 | 0 | 0 | 0 | 0 | 0 | 0 | 0 | 0 | 0 | 0 | 0 | 0 | 0 | 0 | 0 | 0 | 0
Commercial_Restaurant_New_Space Heating_Natural Gas_Unit Heater_Vintage_Codes & Standards Forecast | Commercial | Restaurant | New | Space Heating | Natural Gas | Unit Heater | Vintage |  | Codes & Standards Forecast | 0 | 0 | 0 | 0 | 0 | 0 | 0 | 0 | 0 | 0 | 0 | 0 | 0 | 0 | 0 | 0 | 0 | 0 | 0 | 0 | 0 | 0 | 0 | 0 | 0 | 0 | 0 | 0 | 0 | 0 | 0 | 0 | 0 | 0 | 0 | 0 | 0 | 0 | 0 | 0 | 0 | 0 | 0 | 0 | 0 | 0 | 0 | 0 | 0 | 0 | 0
Commercial_Restaurant_New_Water Heating_Natural Gas_Water Heater_E1_Codes & Standards Forecast | Commercial | Restaurant | New | Water Heating | Natural Gas | Water Heater | E1 |  | Codes & Standards Forecast | 0 | 4529.6695 | 26377.9475 | 40340.5274 | 58348.0844 | 82786.3137 | 105628.1164 | 125873.0604 | 144080.9119 | 161661.3375 | 179012.4373 | 196191.1575 | 213346.3408 | 230550.6108 | 247860.7043 | 265202.6881 | 282549.4115 | 299873.6628 | 317175.0855 | 334453.3192 | 351735.2477 | 369020.8958 | 386285.9214 | 403530.0436 | 420752.9786 | 437978.8072 | 455207.5463 | 472439.2127 | 489673.8238 | 506911.3966 | 524151.9486 | 541395.497 | 549162.2043 | 0 | 0 | 0 | 0 | 0 | 0 | 0 | 0 | 0 | 0 | 0 | 0 | 0 | 0 | 0 | 0 | 0 | 0
Commercial_Restaurant_New_Water Heating_Natural Gas_Water Heater_E2_Codes & Standards Forecast | Commercial | Restaurant | New | Water Heating | Natural Gas | Water Heater | E2 |  | Codes & Standards Forecast | 0 | 0 | 0 | 0 | 0 | 0 | 0 | 0 | 0 | 0 | 0 | 0 | 0 | 0 | 0 | 0 | 0 | 0 | 0 | 0 | 0 | 0 | 0 | 0 | 0 | 0 | 0 | 0 | 0 | 0 | 0 | 0 | 0 | 0 | 0 | 0 | 0 | 0 | 0 | 0 | 0 | 0 | 0 | 0 | 0 | 0 | 0 | 0 | 0 | 0 | 0
Commercial_Restaurant_New_Water Heating_Natural Gas_Water Heater_E3_Codes & Standards Forecast | Commercial | Restaurant | New | Water Heating | Natural Gas | Water Heater | E3 |  | Codes & Standards Forecast | 0 | 0 | 0 | 0 | 0 | 0 | 0 | 0 | 0 | 0 | 0 | 0 | 0 | 0 | 0 | 0 | 0 | 0 | 0 | 0 | 0 | 0 | 0 | 0 | 0 | 0 | 0 | 0 | 0 | 0 | 0 | 0 | 0 | 0 | 0 | 0 | 0 | 0 | 0 | 0 | 0 | 0 | 0 | 0 | 0 | 0 | 0 | 0 | 0 | 0 | 0
Commercial_Restaurant_New_Water Heating_Natural Gas_Water Heater_E4_Codes & Standards Forecast | Commercial | Restaurant | New | Water Heating | Natural Gas | Water Heater | E4 |  | Codes & Standards Forecast | 0 | 0 | 0 | 0 | 0 | 0 | 0 | 0 | 0 | 0 | 0 | 0 | 0 | 0 | 0 | 0 | 0 | 0 | 0 | 0 | 0 | 0 | 0 | 0 | 0 | 0 | 0 | 0 | 0 | 0 | 0 | 0 | 0 | 0 | 0 | 0 | 0 | 0 | 0 | 0 | 0 | 0 | 0 | 0 | 0 | 0 | 0 | 0 | 0 | 0 | 0
Commercial_Restaurant_New_Water Heating_Natural Gas_Water Heater_E5_Codes & Standards Forecast | Commercial | Restaurant | New | Water Heating | Natural Gas | Water Heater | E5 |  | Codes & Standards Forecast | 0 | 0 | 0 | 0 | 0 | 0 | 0 | 0 | 0 | 0 | 0 | 0 | 0 | 0 | 0 | 0 | 0 | 0 | 0 | 0 | 0 | 0 | 0 | 0 | 0 | 0 | 0 | 0 | 0 | 0 | 0 | 0 | 0 | 0 | 0 | 0 | 0 | 0 | 0 | 0 | 0 | 0 | 0 | 0 | 0 | 0 | 0 | 0 | 0 | 0 | 0
Commercial_Restaurant_New_Water Heating_Natural Gas_Water Heater_E6_Codes & Standards Forecast | Commercial | Restaurant | New | Water Heating | Natural Gas | Water Heater | E6 |  | Codes & Standards Forecast | 0 | 0 | 0 | 0 | 0 | 0 | 0 | 0 | 0 | 0 | 0 | 0 | 0 | 0 | 0 | 0 | 0 | 0 | 0 | 0 | 0 | 0 | 0 | 0 | 0 | 0 | 0 | 0 | 0 | 0 | 0 | 0 | 0 | 0 | 0 | 0 | 0 | 0 | 0 | 0 | 0 | 0 | 0 | 0 | 0 | 0 | 0 | 0 | 0 | 0 | 0
Commercial_Restaurant_New_Water Heating_Natural Gas_Water Heater_E7_Codes & Standards Forecast | Commercial | Restaurant | New | Water Heating | Natural Gas | Water Heater | E7 |  | Codes & Standards Forecast | 0 | 0 | 0 | 0 | 0 | 0 | 0 | 0 | 0 | 0 | 0 | 0 | 0 | 0 | 0 | 0 | 0 | 0 | 0 | 0 | 0 | 0 | 0 | 0 | 0 | 0 | 0 | 0 | 0 | 0 | 0 | 0 | 0 | 0 | 0 | 0 | 0 | 0 | 0 | 0 | 0 | 0 | 0 | 0 | 0 | 0 | 0 | 0 | 0 | 0 | 0
Commercial_Restaurant_New_Water Heating_Natural Gas_Water Heater_E8_Codes & Standards Forecast | Commercial | Restaurant | New | Water Heating | Natural Gas | Water Heater | E8 |  | Codes & Standards Forecast | 0 | 0 | 0 | 0 | 0 | 0 | 0 | 0 | 0 | 0 | 0 | 0 | 0 | 0 | 0 | 0 | 0 | 0 | 0 | 0 | 0 | 0 | 0 | 0 | 0 | 0 | 0 | 0 | 0 | 0 | 0 | 0 | 0 | 0 | 0 | 0 | 0 | 0 | 0 | 0 | 0 | 0 | 0 | 0 | 0 | 0 | 0 | 0 | 0 | 0 | 0
Commercial_Restaurant_New_Water Heating_Natural Gas_Water Heater_E9_Codes & Standards Forecast | Commercial | Restaurant | New | Water Heating | Natural Gas | Water Heater | E9 |  | Codes & Standards Forecast | 0 | 0 | 0 | 0 | 0 | 0 | 0 | 0 | 0 | 0 | 0 | 0 | 0 | 0 | 0 | 0 | 0 | 0 | 0 | 0 | 0 | 0 | 0 | 0 | 0 | 0 | 0 | 0 | 0 | 0 | 0 | 0 | 0 | 0 | 0 | 0 | 0 | 0 | 0 | 0 | 0 | 0 | 0 | 0 | 0 | 0 | 0 | 0 | 0 | 0 | 0
Commercial_Restaurant_New_Water Heating_Natural Gas_Water Heater_E10_Codes & Standards Forecast | Commercial | Restaurant | New | Water Heating | Natural Gas | Water Heater | E10 |  | Codes & Standards Forecast | 0 | 0 | 0 | 0 | 0 | 0 | 0 | 0 | 0 | 0 | 0 | 0 | 0 | 0 | 0 | 0 | 0 | 0 | 0 | 0 | 0 | 0 | 0 | 0 | 0 | 0 | 0 | 0 | 0 | 0 | 0 | 0 | 0 | 0 | 0 | 0 | 0 | 0 | 0 | 0 | 0 | 0 | 0 | 0 | 0 | 0 | 0 | 0 | 0 | 0 | 0
Commercial_Restaurant_New_Water Heating_Natural Gas_Water Heater_Vintage_Codes & Standards Forecast | Commercial | Restaurant | New | Water Heating | Natural Gas | Water Heater | Vintage |  | Codes & Standards Forecast | 0 | 0 | 0 | 0 | 0 | 0 | 0 | 0 | 0 | 0 | 0 | 0 | 0 | 0 | 0 | 0 | 0 | 0 | 0 | 0 | 0 | 0 | 0 | 0 | 0 | 0 | 0 | 0 | 0 | 0 | 0 | 0 | 0 | 0 | 0 | 0 | 0 | 0 | 0 | 0 | 0 | 0 | 0 | 0 | 0 | 0 | 0 | 0 | 0 | 0 | 0
Commercial_Restaurant_New_Food Preparation_Natural Gas_Oven_E1_Codes & Standards Forecast | Commercial | Restaurant | New | Food Preparation | Natural Gas | Oven | E1 |  | Codes & Standards Forecast | 0 | 466.2734 | 2715.283 | 4152.5576 | 6006.2125 | 8521.8255 | 10873.1062 | 12957.0724 | 14831.3451 | 16641.0322 | 18427.113 | 20195.4494 | 21961.363 | 23732.3295 | 25514.1892 | 27299.3317 | 29084.962 | 30868.279 | 32649.2462 | 34427.8263 | 36206.7868 | 37986.1301 | 39763.3507 | 41538.4194 | 43311.3072 | 45084.4929 | 46857.9782 | 48631.7648 | 50405.8545 | 52180.2491 | 53954.9504 | 55729.9601 | 56529.4464 | 0 | 0 | 0 | 0 | 0 | 0 | 0 | 0 | 0 | 0 | 0 | 0 | 0 | 0 | 0 | 0 | 0 | 0
Commercial_Restaurant_New_Food Preparation_Natural Gas_Oven_E2_Codes & Standards Forecast | Commercial | Restaurant | New | Food Preparation | Natural Gas | Oven | E2 |  | Codes & Standards Forecast | 0 | 0 | 0 | 0 | 0 | 0 | 0 | 0 | 0 | 0 | 0 | 0 | 0 | 0 | 0 | 0 | 0 | 0 | 0 | 0 | 0 | 0 | 0 | 0 | 0 | 0 | 0 | 0 | 0 | 0 | 0 | 0 | 0 | 0 | 0 | 0 | 0 | 0 | 0 | 0 | 0 | 0 | 0 | 0 | 0 | 0 | 0 | 0 | 0 | 0 | 0
Commercial_Restaurant_New_Food Preparation_Natural Gas_Oven_E3_Codes & Standards Forecast | Commercial | Restaurant | New | Food Preparation | Natural Gas | Oven | E3 |  | Codes & Standards Forecast | 0 | 0 | 0 | 0 | 0 | 0 | 0 | 0 | 0 | 0 | 0 | 0 | 0 | 0 | 0 | 0 | 0 | 0 | 0 | 0 | 0 | 0 | 0 | 0 | 0 | 0 | 0 | 0 | 0 | 0 | 0 | 0 | 0 | 0 | 0 | 0 | 0 | 0 | 0 | 0 | 0 | 0 | 0 | 0 | 0 | 0 | 0 | 0 | 0 | 0 | 0
Commercial_Restaurant_New_Food Preparation_Natural Gas_Oven_E4_Codes & Standards Forecast | Commercial | Restaurant | New | Food Preparation | Natural Gas | Oven | E4 |  | Codes & Standards Forecast | 0 | 0 | 0 | 0 | 0 | 0 | 0 | 0 | 0 | 0 | 0 | 0 | 0 | 0 | 0 | 0 | 0 | 0 | 0 | 0 | 0 | 0 | 0 | 0 | 0 | 0 | 0 | 0 | 0 | 0 | 0 | 0 | 0 | 0 | 0 | 0 | 0 | 0 | 0 | 0 | 0 | 0 | 0 | 0 | 0 | 0 | 0 | 0 | 0 | 0 | 0
Commercial_Restaurant_New_Food Preparation_Natural Gas_Oven_E5_Codes & Standards Forecast | Commercial | Restaurant | New | Food Preparation | Natural Gas | Oven | E5 |  | Codes & Standards Forecast | 0 | 0 | 0 | 0 | 0 | 0 | 0 | 0 | 0 | 0 | 0 | 0 | 0 | 0 | 0 | 0 | 0 | 0 | 0 | 0 | 0 | 0 | 0 | 0 | 0 | 0 | 0 | 0 | 0 | 0 | 0 | 0 | 0 | 0 | 0 | 0 | 0 | 0 | 0 | 0 | 0 | 0 | 0 | 0 | 0 | 0 | 0 | 0 | 0 | 0 | 0
Commercial_Restaurant_New_Food Preparation_Natural Gas_Oven_E6_Codes & Standards Forecast | Commercial | Restaurant | New | Food Preparation | Natural Gas | Oven | E6 |  | Codes & Standards Forecast | 0 | 0 | 0 | 0 | 0 | 0 | 0 | 0 | 0 | 0 | 0 | 0 | 0 | 0 | 0 | 0 | 0 | 0 | 0 | 0 | 0 | 0 | 0 | 0 | 0 | 0 | 0 | 0 | 0 | 0 | 0 | 0 | 0 | 0 | 0 | 0 | 0 | 0 | 0 | 0 | 0 | 0 | 0 | 0 | 0 | 0 | 0 | 0 | 0 | 0 | 0
Commercial_Restaurant_New_Food Preparation_Natural Gas_Oven_E7_Codes & Standards Forecast | Commercial | Restaurant | New | Food Preparation | Natural Gas | Oven | E7 |  | Codes & Standards Forecast | 0 | 0 | 0 | 0 | 0 | 0 | 0 | 0 | 0 | 0 | 0 | 0 | 0 | 0 | 0 | 0 | 0 | 0 | 0 | 0 | 0 | 0 | 0 | 0 | 0 | 0 | 0 | 0 | 0 | 0 | 0 | 0 | 0 | 0 | 0 | 0 | 0 | 0 | 0 | 0 | 0 | 0 | 0 | 0 | 0 | 0 | 0 | 0 | 0 | 0 | 0
Commercial_Restaurant_New_Food Preparation_Natural Gas_Oven_E8_Codes & Standards Forecast | Commercial | Restaurant | New | Food Preparation | Natural Gas | Oven | E8 |  | Codes & Standards Forecast | 0 | 0 | 0 | 0 | 0 | 0 | 0 | 0 | 0 | 0 | 0 | 0 | 0 | 0 | 0 | 0 | 0 | 0 | 0 | 0 | 0 | 0 | 0 | 0 | 0 | 0 | 0 | 0 | 0 | 0 | 0 | 0 | 0 | 0 | 0 | 0 | 0 | 0 | 0 | 0 | 0 | 0 | 0 | 0 | 0 | 0 | 0 | 0 | 0 | 0 | 0
Commercial_Restaurant_New_Food Preparation_Natural Gas_Oven_E9_Codes & Standards Forecast | Commercial | Restaurant | New | Food Preparation | Natural Gas | Oven | E9 |  | Codes & Standards Forecast | 0 | 0 | 0 | 0 | 0 | 0 | 0 | 0 | 0 | 0 | 0 | 0 | 0 | 0 | 0 | 0 | 0 | 0 | 0 | 0 | 0 | 0 | 0 | 0 | 0 | 0 | 0 | 0 | 0 | 0 | 0 | 0 | 0 | 0 | 0 | 0 | 0 | 0 | 0 | 0 | 0 | 0 | 0 | 0 | 0 | 0 | 0 | 0 | 0 | 0 | 0
Commercial_Restaurant_New_Food Preparation_Natural Gas_Oven_E10_Codes & Standards Forecast | Commercial | Restaurant | New | Food Preparation | Natural Gas | Oven | E10 |  | Codes & Standards Forecast | 0 | 0 | 0 | 0 | 0 | 0 | 0 | 0 | 0 | 0 | 0 | 0 | 0 | 0 | 0 | 0 | 0 | 0 | 0 | 0 | 0 | 0 | 0 | 0 | 0 | 0 | 0 | 0 | 0 | 0 | 0 | 0 | 0 | 0 | 0 | 0 | 0 | 0 | 0 | 0 | 0 | 0 | 0 | 0 | 0 | 0 | 0 | 0 | 0 | 0 | 0
Commercial_Restaurant_New_Food Preparation_Natural Gas_Oven_Vintage_Codes & Standards Forecast | Commercial | Restaurant | New | Food Preparation | Natural Gas | Oven | Vintage |  | Codes & Standards Forecast | 0 | 0 | 0 | 0 | 0 | 0 | 0 | 0 | 0 | 0 | 0 | 0 | 0 | 0 | 0 | 0 | 0 | 0 | 0 | 0 | 0 | 0 | 0 | 0 | 0 | 0 | 0 | 0 | 0 | 0 | 0 | 0 | 0 | 0 | 0 | 0 | 0 | 0 | 0 | 0 | 0 | 0 | 0 | 0 | 0 | 0 | 0 | 0 | 0 | 0 | 0
Commercial_Restaurant_New_Food Preparation_Natural Gas_Conveyor Oven_E1_Codes & Standards Forecast | Commercial | Restaurant | New | Food Preparation | Natural Gas | Conveyor Oven | E1 |  | Codes & Standards Forecast | 0 | 233.1367 | 1357.6415 | 2076.2788 | 3003.1063 | 4260.9128 | 5436.5531 | 6478.5362 | 7415.6726 | 8320.5161 | 9213.5565 | 10097.7247 | 10980.6815 | 11866.1648 | 12757.0946 | 13649.6658 | 14542.481 | 15434.1395 | 16324.6231 | 17213.9132 | 18103.3934 | 18993.0651 | 19881.6753 | 20769.2097 | 21655.6536 | 22542.2465 | 23428.9891 | 24315.8824 | 25202.9273 | 26090.1246 | 26977.4752 | 27864.9801 | 28264.7232 | 0 | 0 | 0 | 0 | 0 | 0 | 0 | 0 | 0 | 0 | 0 | 0 | 0 | 0 | 0 | 0 | 0 | 0
Commercial_Restaurant_New_Food Preparation_Natural Gas_Conveyor Oven_E2_Codes & Standards Forecast | Commercial | Restaurant | New | Food Preparation | Natural Gas | Conveyor Oven | E2 |  | Codes & Standards Forecast | 0 | 0 | 0 | 0 | 0 | 0 | 0 | 0 | 0 | 0 | 0 | 0 | 0 | 0 | 0 | 0 | 0 | 0 | 0 | 0 | 0 | 0 | 0 | 0 | 0 | 0 | 0 | 0 | 0 | 0 | 0 | 0 | 0 | 0 | 0 | 0 | 0 | 0 | 0 | 0 | 0 | 0 | 0 | 0 | 0 | 0 | 0 | 0 | 0 | 0 | 0
Commercial_Restaurant_New_Food Preparation_Natural Gas_Conveyor Oven_E3_Codes & Standards Forecast | Commercial | Restaurant | New | Food Preparation | Natural Gas | Conveyor Oven | E3 |  | Codes & Standards Forecast | 0 | 0 | 0 | 0 | 0 | 0 | 0 | 0 | 0 | 0 | 0 | 0 | 0 | 0 | 0 | 0 | 0 | 0 | 0 | 0 | 0 | 0 | 0 | 0 | 0 | 0 | 0 | 0 | 0 | 0 | 0 | 0 | 0 | 0 | 0 | 0 | 0 | 0 | 0 | 0 | 0 | 0 | 0 | 0 | 0 | 0 | 0 | 0 | 0 | 0 | 0
Commercial_Restaurant_New_Food Preparation_Natural Gas_Conveyor Oven_E4_Codes & Standards Forecast | Commercial | Restaurant | New | Food Preparation | Natural Gas | Conveyor Oven | E4 |  | Codes & Standards Forecast | 0 | 0 | 0 | 0 | 0 | 0 | 0 | 0 | 0 | 0 | 0 | 0 | 0 | 0 | 0 | 0 | 0 | 0 | 0 | 0 | 0 | 0 | 0 | 0 | 0 | 0 | 0 | 0 | 0 | 0 | 0 | 0 | 0 | 0 | 0 | 0 | 0 | 0 | 0 | 0 | 0 | 0 | 0 | 0 | 0 | 0 | 0 | 0 | 0 | 0 | 0
Commercial_Restaurant_New_Food Preparation_Natural Gas_Conveyor Oven_E5_Codes & Standards Forecast | Commercial | Restaurant | New | Food Preparation | Natural Gas | Conveyor Oven | E5 |  | Codes & Standards Forecast | 0 | 0 | 0 | 0 | 0 | 0 | 0 | 0 | 0 | 0 | 0 | 0 | 0 | 0 | 0 | 0 | 0 | 0 | 0 | 0 | 0 | 0 | 0 | 0 | 0 | 0 | 0 | 0 | 0 | 0 | 0 | 0 | 0 | 0 | 0 | 0 | 0 | 0 | 0 | 0 | 0 | 0 | 0 | 0 | 0 | 0 | 0 | 0 | 0 | 0 | 0
Commercial_Restaurant_New_Food Preparation_Natural Gas_Conveyor Oven_E6_Codes & Standards Forecast | Commercial | Restaurant | New | Food Preparation | Natural Gas | Conveyor Oven | E6 |  | Codes & Standards Forecast | 0 | 0 | 0 | 0 | 0 | 0 | 0 | 0 | 0 | 0 | 0 | 0 | 0 | 0 | 0 | 0 | 0 | 0 | 0 | 0 | 0 | 0 | 0 | 0 | 0 | 0 | 0 | 0 | 0 | 0 | 0 | 0 | 0 | 0 | 0 | 0 | 0 | 0 | 0 | 0 | 0 | 0 | 0 | 0 | 0 | 0 | 0 | 0 | 0 | 0 | 0
Commercial_Restaurant_New_Food Preparation_Natural Gas_Conveyor Oven_E7_Codes & Standards Forecast | Commercial | Restaurant | New | Food Preparation | Natural Gas | Conveyor Oven | E7 |  | Codes & Standards Forecast | 0 | 0 | 0 | 0 | 0 | 0 | 0 | 0 | 0 | 0 | 0 | 0 | 0 | 0 | 0 | 0 | 0 | 0 | 0 | 0 | 0 | 0 | 0 | 0 | 0 | 0 | 0 | 0 | 0 | 0 | 0 | 0 | 0 | 0 | 0 | 0 | 0 | 0 | 0 | 0 | 0 | 0 | 0 | 0 | 0 | 0 | 0 | 0 | 0 | 0 | 0
Commercial_Restaurant_New_Food Preparation_Natural Gas_Conveyor Oven_E8_Codes & Standards Forecast | Commercial | Restaurant | New | Food Preparation | Natural Gas | Conveyor Oven | E8 |  | Codes & Standards Forecast | 0 | 0 | 0 | 0 | 0 | 0 | 0 | 0 | 0 | 0 | 0 | 0 | 0 | 0 | 0 | 0 | 0 | 0 | 0 | 0 | 0 | 0 | 0 | 0 | 0 | 0 | 0 | 0 | 0 | 0 | 0 | 0 | 0 | 0 | 0 | 0 | 0 | 0 | 0 | 0 | 0 | 0 | 0 | 0 | 0 | 0 | 0 | 0 | 0 | 0 | 0
Commercial_Restaurant_New_Food Preparation_Natural Gas_Conveyor Oven_E9_Codes & Standards Forecast | Commercial | Restaurant | New | Food Preparation | Natural Gas | Conveyor Oven | E9 |  | Codes & Standards Forecast | 0 | 0 | 0 | 0 | 0 | 0 | 0 | 0 | 0 | 0 | 0 | 0 | 0 | 0 | 0 | 0 | 0 | 0 | 0 | 0 | 0 | 0 | 0 | 0 | 0 | 0 | 0 | 0 | 0 | 0 | 0 | 0 | 0 | 0 | 0 | 0 | 0 | 0 | 0 | 0 | 0 | 0 | 0 | 0 | 0 | 0 | 0 | 0 | 0 | 0 | 0
Commercial_Restaurant_New_Food Preparation_Natural Gas_Conveyor Oven_E10_Codes & Standards Forecast | Commercial | Restaurant | New | Food Preparation | Natural Gas | Conveyor Oven | E10 |  | Codes & Standards Forecast | 0 | 0 | 0 | 0 | 0 | 0 | 0 | 0 | 0 | 0 | 0 | 0 | 0 | 0 | 0 | 0 | 0 | 0 | 0 | 0 | 0 | 0 | 0 | 0 | 0 | 0 | 0 | 0 | 0 | 0 | 0 | 0 | 0 | 0 | 0 | 0 | 0 | 0 | 0 | 0 | 0 | 0 | 0 | 0 | 0 | 0 | 0 | 0 | 0 | 0 | 0
Commercial_Restaurant_New_Food Preparation_Natural Gas_Conveyor Oven_Vintage_Codes & Standards Forecast | Commercial | Restaurant | New | Food Preparation | Natural Gas | Conveyor Oven | Vintage |  | Codes & Standards Forecast | 0 | 0 | 0 | 0 | 0 | 0 | 0 | 0 | 0 | 0 | 0 | 0 | 0 | 0 | 0 | 0 | 0 | 0 | 0 | 0 | 0 | 0 | 0 | 0 | 0 | 0 | 0 | 0 | 0 | 0 | 0 | 0 | 0 | 0 | 0 | 0 | 0 | 0 | 0 | 0 | 0 | 0 | 0 | 0 | 0 | 0 | 0 | 0 | 0 | 0 | 0
Commercial_Restaurant_New_Food Preparation_Natural Gas_Double Rack Oven_E1_Codes & Standards Forecast | Commercial | Restaurant | New | Food Preparation | Natural Gas | Double Rack Oven | E1 |  | Codes & Standards Forecast | 0 | 233.1367 | 1357.6415 | 2076.2788 | 3003.1063 | 4260.9128 | 5436.5531 | 6478.5362 | 7415.6726 | 8320.5161 | 9213.5565 | 10097.7247 | 10980.6815 | 11866.1648 | 12757.0946 | 13649.6658 | 14542.481 | 15434.1395 | 16324.6231 | 17213.9132 | 18103.3934 | 18993.0651 | 19881.6753 | 20769.2097 | 21655.6536 | 22542.2465 | 23428.9891 | 24315.8824 | 25202.9273 | 26090.1246 | 26977.4752 | 27864.9801 | 28264.7232 | 0 | 0 | 0 | 0 | 0 | 0 | 0 | 0 | 0 | 0 | 0 | 0 | 0 | 0 | 0 | 0 | 0 | 0
Commercial_Restaurant_New_Food Preparation_Natural Gas_Double Rack Oven_E2_Codes & Standards Forecast | Commercial | Restaurant | New | Food Preparation | Natural Gas | Double Rack Oven | E2 |  | Codes & Standards Forecast | 0 | 0 | 0 | 0 | 0 | 0 | 0 | 0 | 0 | 0 | 0 | 0 | 0 | 0 | 0 | 0 | 0 | 0 | 0 | 0 | 0 | 0 | 0 | 0 | 0 | 0 | 0 | 0 | 0 | 0 | 0 | 0 | 0 | 0 | 0 | 0 | 0 | 0 | 0 | 0 | 0 | 0 | 0 | 0 | 0 | 0 | 0 | 0 | 0 | 0 | 0
Commercial_Restaurant_New_Food Preparation_Natural Gas_Double Rack Oven_E3_Codes & Standards Forecast | Commercial | Restaurant | New | Food Preparation | Natural Gas | Double Rack Oven | E3 |  | Codes & Standards Forecast | 0 | 0 | 0 | 0 | 0 | 0 | 0 | 0 | 0 | 0 | 0 | 0 | 0 | 0 | 0 | 0 | 0 | 0 | 0 | 0 | 0 | 0 | 0 | 0 | 0 | 0 | 0 | 0 | 0 | 0 | 0 | 0 | 0 | 0 | 0 | 0 | 0 | 0 | 0 | 0 | 0 | 0 | 0 | 0 | 0 | 0 | 0 | 0 | 0 | 0 | 0
Commercial_Restaurant_New_Food Preparation_Natural Gas_Double Rack Oven_E4_Codes & Standards Forecast | Commercial | Restaurant | New | Food Preparation | Natural Gas | Double Rack Oven | E4 |  | Codes & Standards Forecast | 0 | 0 | 0 | 0 | 0 | 0 | 0 | 0 | 0 | 0 | 0 | 0 | 0 | 0 | 0 | 0 | 0 | 0 | 0 | 0 | 0 | 0 | 0 | 0 | 0 | 0 | 0 | 0 | 0 | 0 | 0 | 0 | 0 | 0 | 0 | 0 | 0 | 0 | 0 | 0 | 0 | 0 | 0 | 0 | 0 | 0 | 0 | 0 | 0 | 0 | 0
Commercial_Restaurant_New_Food Preparation_Natural Gas_Double Rack Oven_E5_Codes & Standards Forecast | Commercial | Restaurant | New | Food Preparation | Natural Gas | Double Rack Oven | E5 |  | Codes & Standards Forecast | 0 | 0 | 0 | 0 | 0 | 0 | 0 | 0 | 0 | 0 | 0 | 0 | 0 | 0 | 0 | 0 | 0 | 0 | 0 | 0 | 0 | 0 | 0 | 0 | 0 | 0 | 0 | 0 | 0 | 0 | 0 | 0 | 0 | 0 | 0 | 0 | 0 | 0 | 0 | 0 | 0 | 0 | 0 | 0 | 0 | 0 | 0 | 0 | 0 | 0 | 0
Commercial_Restaurant_New_Food Preparation_Natural Gas_Double Rack Oven_E6_Codes & Standards Forecast | Commercial | Restaurant | New | Food Preparation | Natural Gas | Double Rack Oven | E6 |  | Codes & Standards Forecast | 0 | 0 | 0 | 0 | 0 | 0 | 0 | 0 | 0 | 0 | 0 | 0 | 0 | 0 | 0 | 0 | 0 | 0 | 0 | 0 | 0 | 0 | 0 | 0 | 0 | 0 | 0 | 0 | 0 | 0 | 0 | 0 | 0 | 0 | 0 | 0 | 0 | 0 | 0 | 0 | 0 | 0 | 0 | 0 | 0 | 0 | 0 | 0 | 0 | 0 | 0
Commercial_Restaurant_New_Food Preparation_Natural Gas_Double Rack Oven_E7_Codes & Standards Forecast | Commercial | Restaurant | New | Food Preparation | Natural Gas | Double Rack Oven | E7 |  | Codes & Standards Forecast | 0 | 0 | 0 | 0 | 0 | 0 | 0 | 0 | 0 | 0 | 0 | 0 | 0 | 0 | 0 | 0 | 0 | 0 | 0 | 0 | 0 | 0 | 0 | 0 | 0 | 0 | 0 | 0 | 0 | 0 | 0 | 0 | 0 | 0 | 0 | 0 | 0 | 0 | 0 | 0 | 0 | 0 | 0 | 0 | 0 | 0 | 0 | 0 | 0 | 0 | 0
Commercial_Restaurant_New_Food Preparation_Natural Gas_Double Rack Oven_E8_Codes & Standards Forecast | Commercial | Restaurant | New | Food Preparation | Natural Gas | Double Rack Oven | E8 |  | Codes & Standards Forecast | 0 | 0 | 0 | 0 | 0 | 0 | 0 | 0 | 0 | 0 | 0 | 0 | 0 | 0 | 0 | 0 | 0 | 0 | 0 | 0 | 0 | 0 | 0 | 0 | 0 | 0 | 0 | 0 | 0 | 0 | 0 | 0 | 0 | 0 | 0 | 0 | 0 | 0 | 0 | 0 | 0 | 0 | 0 | 0 | 0 | 0 | 0 | 0 | 0 | 0 | 0
Commercial_Restaurant_New_Food Preparation_Natural Gas_Double Rack Oven_E9_Codes & Standards Forecast | Commercial | Restaurant | New | Food Preparation | Natural Gas | Double Rack Oven | E9 |  | Codes & Standards Forecast | 0 | 0 | 0 | 0 | 0 | 0 | 0 | 0 | 0 | 0 | 0 | 0 | 0 | 0 | 0 | 0 | 0 | 0 | 0 | 0 | 0 | 0 | 0 | 0 | 0 | 0 | 0 | 0 | 0 | 0 | 0 | 0 | 0 | 0 | 0 | 0 | 0 | 0 | 0 | 0 | 0 | 0 | 0 | 0 | 0 | 0 | 0 | 0 | 0 | 0 | 0
Commercial_Restaurant_New_Food Preparation_Natural Gas_Double Rack Oven_E10_Codes & Standards Forecast | Commercial | Restaurant | New | Food Preparation | Natural Gas | Double Rack Oven | E10 |  | Codes & Standards Forecast | 0 | 0 | 0 | 0 | 0 | 0 | 0 | 0 | 0 | 0 | 0 | 0 | 0 | 0 | 0 | 0 | 0 | 0 | 0 | 0 | 0 | 0 | 0 | 0 | 0 | 0 | 0 | 0 | 0 | 0 | 0 | 0 | 0 | 0 | 0 | 0 | 0 | 0 | 0 | 0 | 0 | 0 | 0 | 0 | 0 | 0 | 0 | 0 | 0 | 0 | 0
Commercial_Restaurant_New_Food Preparation_Natural Gas_Double Rack Oven_Vintage_Codes & Standards Forecast | Commercial | Restaurant | New | Food Preparation | Natural Gas | Double Rack Oven | Vintage |  | Codes & Standards Forecast | 0 | 0 | 0 | 0 | 0 | 0 | 0 | 0 | 0 | 0 | 0 | 0 | 0 | 0 | 0 | 0 | 0 | 0 | 0 | 0 | 0 | 0 | 0 | 0 | 0 | 0 | 0 | 0 | 0 | 0 | 0 | 0 | 0 | 0 | 0 | 0 | 0 | 0 | 0 | 0 | 0 | 0 | 0 | 0 | 0 | 0 | 0 | 0 | 0 | 0 | 0
Commercial_Restaurant_New_Food Preparation_Natural Gas_Fryer_E1_Codes & Standards Forecast | Commercial | Restaurant | New | Food Preparation | Natural Gas | Fryer | E1 |  | Codes & Standards Forecast | 0 | 6088.1227 | 35453.3994 | 35453.3994 | 35453.3994 | 35453.3994 | 33931.3687 | 25448.5265 | 19086.3949 | 14314.7962 | 9291.3571 | 0 | 0 | 0 | 0 | 0 | 0 | 0 | 0 | 0 | 0 | 0 | 0 | 0 | 0 | 0 | 0 | 0 | 0 | 0 | 0 | 0 | 0 | 0 | 0 | 0 | 0 | 0 | 0 | 0 | 0 | 0 | 0 | 0 | 0 | 0 | 0 | 0 | 0 | 0 | 0
Commercial_Restaurant_New_Food Preparation_Natural Gas_Fryer_E2_Codes & Standards Forecast | Commercial | Restaurant | New | Food Preparation | Natural Gas | Fryer | E2 |  | Codes & Standards Forecast | 0 | 0 | 0 | 18766.4685 | 42969.6067 | 75815.9191 | 108038.5778 | 143731.7282 | 174566.2048 | 202966.8539 | 231311.1169 | 263691.6104 | 286749.1119 | 309872.5886 | 333138.2979 | 356446.8695 | 379761.8113 | 403046.5494 | 426300.6047 | 449523.4927 | 472751.3466 | 495984.1999 | 519189.3355 | 542366.3757 | 565514.9393 | 588667.3919 | 611823.7563 | 634984.0554 | 658148.3122 | 681316.5497 | 704488.7913 | 727665.0604 | 738103.9384 | 0 | 0 | 0 | 0 | 0 | 0 | 0 | 0 | 0 | 0 | 0 | 0 | 0 | 0 | 0 | 0 | 0 | 0
Commercial_Restaurant_New_Food Preparation_Natural Gas_Fryer_E3_Codes & Standards Forecast | Commercial | Restaurant | New | Food Preparation | Natural Gas | Fryer | E3 |  | Codes & Standards Forecast | 0 | 0 | 0 | 0 | 0 | 0 | 0 | 0 | 0 | 0 | 0 | 0 | 0 | 0 | 0 | 0 | 0 | 0 | 0 | 0 | 0 | 0 | 0 | 0 | 0 | 0 | 0 | 0 | 0 | 0 | 0 | 0 | 0 | 0 | 0 | 0 | 0 | 0 | 0 | 0 | 0 | 0 | 0 | 0 | 0 | 0 | 0 | 0 | 0 | 0 | 0
Commercial_Restaurant_New_Food Preparation_Natural Gas_Fryer_E4_Codes & Standards Forecast | Commercial | Restaurant | New | Food Preparation | Natural Gas | Fryer | E4 |  | Codes & Standards Forecast | 0 | 0 | 0 | 0 | 0 | 0 | 0 | 0 | 0 | 0 | 0 | 0 | 0 | 0 | 0 | 0 | 0 | 0 | 0 | 0 | 0 | 0 | 0 | 0 | 0 | 0 | 0 | 0 | 0 | 0 | 0 | 0 | 0 | 0 | 0 | 0 | 0 | 0 | 0 | 0 | 0 | 0 | 0 | 0 | 0 | 0 | 0 | 0 | 0 | 0 | 0
Commercial_Restaurant_New_Food Preparation_Natural Gas_Fryer_E5_Codes & Standards Forecast | Commercial | Restaurant | New | Food Preparation | Natural Gas | Fryer | E5 |  | Codes & Standards Forecast | 0 | 0 | 0 | 0 | 0 | 0 | 0 | 0 | 0 | 0 | 0 | 0 | 0 | 0 | 0 | 0 | 0 | 0 | 0 | 0 | 0 | 0 | 0 | 0 | 0 | 0 | 0 | 0 | 0 | 0 | 0 | 0 | 0 | 0 | 0 | 0 | 0 | 0 | 0 | 0 | 0 | 0 | 0 | 0 | 0 | 0 | 0 | 0 | 0 | 0 | 0
Commercial_Restaurant_New_Food Preparation_Natural Gas_Fryer_E6_Codes & Standards Forecast | Commercial | Restaurant | New | Food Preparation | Natural Gas | Fryer | E6 |  | Codes & Standards Forecast | 0 | 0 | 0 | 0 | 0 | 0 | 0 | 0 | 0 | 0 | 0 | 0 | 0 | 0 | 0 | 0 | 0 | 0 | 0 | 0 | 0 | 0 | 0 | 0 | 0 | 0 | 0 | 0 | 0 | 0 | 0 | 0 | 0 | 0 | 0 | 0 | 0 | 0 | 0 | 0 | 0 | 0 | 0 | 0 | 0 | 0 | 0 | 0 | 0 | 0 | 0
Commercial_Restaurant_New_Food Preparation_Natural Gas_Fryer_E7_Codes & Standards Forecast | Commercial | Restaurant | New | Food Preparation | Natural Gas | Fryer | E7 |  | Codes & Standards Forecast | 0 | 0 | 0 | 0 | 0 | 0 | 0 | 0 | 0 | 0 | 0 | 0 | 0 | 0 | 0 | 0 | 0 | 0 | 0 | 0 | 0 | 0 | 0 | 0 | 0 | 0 | 0 | 0 | 0 | 0 | 0 | 0 | 0 | 0 | 0 | 0 | 0 | 0 | 0 | 0 | 0 | 0 | 0 | 0 | 0 | 0 | 0 | 0 | 0 | 0 | 0
Commercial_Restaurant_New_Food Preparation_Natural Gas_Fryer_E8_Codes & Standards Forecast | Commercial | Restaurant | New | Food Preparation | Natural Gas | Fryer | E8 |  | Codes & Standards Forecast | 0 | 0 | 0 | 0 | 0 | 0 | 0 | 0 | 0 | 0 | 0 | 0 | 0 | 0 | 0 | 0 | 0 | 0 | 0 | 0 | 0 | 0 | 0 | 0 | 0 | 0 | 0 | 0 | 0 | 0 | 0 | 0 | 0 | 0 | 0 | 0 | 0 | 0 | 0 | 0 | 0 | 0 | 0 | 0 | 0 | 0 | 0 | 0 | 0 | 0 | 0
Commercial_Restaurant_New_Food Preparation_Natural Gas_Fryer_E9_Codes & Standards Forecast | Commercial | Restaurant | New | Food Preparation | Natural Gas | Fryer | E9 |  | Codes & Standards Forecast | 0 | 0 | 0 | 0 | 0 | 0 | 0 | 0 | 0 | 0 | 0 | 0 | 0 | 0 | 0 | 0 | 0 | 0 | 0 | 0 | 0 | 0 | 0 | 0 | 0 | 0 | 0 | 0 | 0 | 0 | 0 | 0 | 0 | 0 | 0 | 0 | 0 | 0 | 0 | 0 | 0 | 0 | 0 | 0 | 0 | 0 | 0 | 0 | 0 | 0 | 0
Commercial_Restaurant_New_Food Preparation_Natural Gas_Fryer_E10_Codes & Standards Forecast | Commercial | Restaurant | New | Food Preparation | Natural Gas | Fryer | E10 |  | Codes & Standards Forecast | 0 | 0 | 0 | 0 | 0 | 0 | 0 | 0 | 0 | 0 | 0 | 0 | 0 | 0 | 0 | 0 | 0 | 0 | 0 | 0 | 0 | 0 | 0 | 0 | 0 | 0 | 0 | 0 | 0 | 0 | 0 | 0 | 0 | 0 | 0 | 0 | 0 | 0 | 0 | 0 | 0 | 0 | 0 | 0 | 0 | 0 | 0 | 0 | 0 | 0 | 0
Commercial_Restaurant_New_Food Preparation_Natural Gas_Fryer_Vintage_Codes & Standards Forecast | Commercial | Restaurant | New | Food Preparation | Natural Gas | Fryer | Vintage |  | Codes & Standards Forecast | 0 | 0 | 0 | 0 | 0 | 0 | 0 | 0 | 0 | 0 | 0 | 0 | 0 | 0 | 0 | 0 | 0 | 0 | 0 | 0 | 0 | 0 | 0 | 0 | 0 | 0 | 0 | 0 | 0 | 0 | 0 | 0 | 0 | 0 | 0 | 0 | 0 | 0 | 0 | 0 | 0 | 0 | 0 | 0 | 0 | 0 | 0 | 0 | 0 | 0 | 0
Commercial_Restaurant_New_Food Preparation_Natural Gas_Broiler_E1_Codes & Standards Forecast | Commercial | Restaurant | New | Food Preparation | Natural Gas | Broiler | E1 |  | Codes & Standards Forecast | 0 | 5500.783 | 32033.1022 | 48989.1124 | 70857.3004 | 100534.8292 | 128273.6743 | 152858.9215 | 174970.3449 | 196319.8289 | 217390.8221 | 238252.4794 | 259085.5537 | 279978.2383 | 300999.4339 | 322059.3568 | 343125.0353 | 364163.4239 | 385174.0898 | 406156.5952 | 427143.5875 | 448135.0969 | 469101.5625 | 490042.6432 | 510957.9945 | 531876.8596 | 552799.2592 | 573725.2139 | 594654.7444 | 615587.8716 | 636524.6167 | 657465.0007 | 666896.8084 | 0 | 0 | 0 | 0 | 0 | 0 | 0 | 0 | 0 | 0 | 0 | 0 | 0 | 0 | 0 | 0 | 0 | 0
Commercial_Restaurant_New_Food Preparation_Natural Gas_Broiler_E2_Codes & Standards Forecast | Commercial | Restaurant | New | Food Preparation | Natural Gas | Broiler | E2 |  | Codes & Standards Forecast | 0 | 0 | 0 | 0 | 0 | 0 | 0 | 0 | 0 | 0 | 0 | 0 | 0 | 0 | 0 | 0 | 0 | 0 | 0 | 0 | 0 | 0 | 0 | 0 | 0 | 0 | 0 | 0 | 0 | 0 | 0 | 0 | 0 | 0 | 0 | 0 | 0 | 0 | 0 | 0 | 0 | 0 | 0 | 0 | 0 | 0 | 0 | 0 | 0 | 0 | 0
Commercial_Restaurant_New_Food Preparation_Natural Gas_Broiler_E3_Codes & Standards Forecast | Commercial | Restaurant | New | Food Preparation | Natural Gas | Broiler | E3 |  | Codes & Standards Forecast | 0 | 0 | 0 | 0 | 0 | 0 | 0 | 0 | 0 | 0 | 0 | 0 | 0 | 0 | 0 | 0 | 0 | 0 | 0 | 0 | 0 | 0 | 0 | 0 | 0 | 0 | 0 | 0 | 0 | 0 | 0 | 0 | 0 | 0 | 0 | 0 | 0 | 0 | 0 | 0 | 0 | 0 | 0 | 0 | 0 | 0 | 0 | 0 | 0 | 0 | 0
Commercial_Restaurant_New_Food Preparation_Natural Gas_Broiler_E4_Codes & Standards Forecast | Commercial | Restaurant | New | Food Preparation | Natural Gas | Broiler | E4 |  | Codes & Standards Forecast | 0 | 0 | 0 | 0 | 0 | 0 | 0 | 0 | 0 | 0 | 0 | 0 | 0 | 0 | 0 | 0 | 0 | 0 | 0 | 0 | 0 | 0 | 0 | 0 | 0 | 0 | 0 | 0 | 0 | 0 | 0 | 0 | 0 | 0 | 0 | 0 | 0 | 0 | 0 | 0 | 0 | 0 | 0 | 0 | 0 | 0 | 0 | 0 | 0 | 0 | 0
Commercial_Restaurant_New_Food Preparation_Natural Gas_Broiler_E5_Codes & Standards Forecast | Commercial | Restaurant | New | Food Preparation | Natural Gas | Broiler | E5 |  | Codes & Standards Forecast | 0 | 0 | 0 | 0 | 0 | 0 | 0 | 0 | 0 | 0 | 0 | 0 | 0 | 0 | 0 | 0 | 0 | 0 | 0 | 0 | 0 | 0 | 0 | 0 | 0 | 0 | 0 | 0 | 0 | 0 | 0 | 0 | 0 | 0 | 0 | 0 | 0 | 0 | 0 | 0 | 0 | 0 | 0 | 0 | 0 | 0 | 0 | 0 | 0 | 0 | 0
Commercial_Restaurant_New_Food Preparation_Natural Gas_Broiler_E6_Codes & Standards Forecast | Commercial | Restaurant | New | Food Preparation | Natural Gas | Broiler | E6 |  | Codes & Standards Forecast | 0 | 0 | 0 | 0 | 0 | 0 | 0 | 0 | 0 | 0 | 0 | 0 | 0 | 0 | 0 | 0 | 0 | 0 | 0 | 0 | 0 | 0 | 0 | 0 | 0 | 0 | 0 | 0 | 0 | 0 | 0 | 0 | 0 | 0 | 0 | 0 | 0 | 0 | 0 | 0 | 0 | 0 | 0 | 0 | 0 | 0 | 0 | 0 | 0 | 0 | 0
Commercial_Restaurant_New_Food Preparation_Natural Gas_Broiler_E7_Codes & Standards Forecast | Commercial | Restaurant | New | Food Preparation | Natural Gas | Broiler | E7 |  | Codes & Standards Forecast | 0 | 0 | 0 | 0 | 0 | 0 | 0 | 0 | 0 | 0 | 0 | 0 | 0 | 0 | 0 | 0 | 0 | 0 | 0 | 0 | 0 | 0 | 0 | 0 | 0 | 0 | 0 | 0 | 0 | 0 | 0 | 0 | 0 | 0 | 0 | 0 | 0 | 0 | 0 | 0 | 0 | 0 | 0 | 0 | 0 | 0 | 0 | 0 | 0 | 0 | 0
Commercial_Restaurant_New_Food Preparation_Natural Gas_Broiler_E8_Codes & Standards Forecast | Commercial | Restaurant | New | Food Preparation | Natural Gas | Broiler | E8 |  | Codes & Standards Forecast | 0 | 0 | 0 | 0 | 0 | 0 | 0 | 0 | 0 | 0 | 0 | 0 | 0 | 0 | 0 | 0 | 0 | 0 | 0 | 0 | 0 | 0 | 0 | 0 | 0 | 0 | 0 | 0 | 0 | 0 | 0 | 0 | 0 | 0 | 0 | 0 | 0 | 0 | 0 | 0 | 0 | 0 | 0 | 0 | 0 | 0 | 0 | 0 | 0 | 0 | 0
Commercial_Restaurant_New_Food Preparation_Natural Gas_Broiler_E9_Codes & Standards Forecast | Commercial | Restaurant | New | Food Preparation | Natural Gas | Broiler | E9 |  | Codes & Standards Forecast | 0 | 0 | 0 | 0 | 0 | 0 | 0 | 0 | 0 | 0 | 0 | 0 | 0 | 0 | 0 | 0 | 0 | 0 | 0 | 0 | 0 | 0 | 0 | 0 | 0 | 0 | 0 | 0 | 0 | 0 | 0 | 0 | 0 | 0 | 0 | 0 | 0 | 0 | 0 | 0 | 0 | 0 | 0 | 0 | 0 | 0 | 0 | 0 | 0 | 0 | 0
Commercial_Restaurant_New_Food Preparation_Natural Gas_Broiler_E10_Codes & Standards Forecast | Commercial | Restaurant | New | Food Preparation | Natural Gas | Broiler | E10 |  | Codes & Standards Forecast | 0 | 0 | 0 | 0 | 0 | 0 | 0 | 0 | 0 | 0 | 0 | 0 | 0 | 0 | 0 | 0 | 0 | 0 | 0 | 0 | 0 | 0 | 0 | 0 | 0 | 0 | 0 | 0 | 0 | 0 | 0 | 0 | 0 | 0 | 0 | 0 | 0 | 0 | 0 | 0 | 0 | 0 | 0 | 0 | 0 | 0 | 0 | 0 | 0 | 0 | 0
Commercial_Restaurant_New_Food Preparation_Natural Gas_Broiler_Vintage_Codes & Standards Forecast | Commercial | Restaurant | New | Food Preparation | Natural Gas | Broiler | Vintage |  | Codes & Standards Forecast | 0 | 0 | 0 | 0 | 0 | 0 | 0 | 0 | 0 | 0 | 0 | 0 | 0 | 0 | 0 | 0 | 0 | 0 | 0 | 0 | 0 | 0 | 0 | 0 | 0 | 0 | 0 | 0 | 0 | 0 | 0 | 0 | 0 | 0 | 0 | 0 | 0 | 0 | 0 | 0 | 0 | 0 | 0 | 0 | 0 | 0 | 0 | 0 | 0 | 0 | 0
Commercial_Restaurant_New_Food Preparation_Natural Gas_Griddle_E1_Codes & Standards Forecast | Commercial | Restaurant | New | Food Preparation | Natural Gas | Griddle | E1 |  | Codes & Standards Forecast | 0 | 6284.8068 | 36598.764 | 55971.5057 | 80956.5554 | 114864.0073 | 146556.4559 | 174645.8258 | 199908.7792 | 224301.1944 | 248375.4255 | 272210.4842 | 296012.886 | 319883.3943 | 343900.7302 | 367962.3132 | 392030.4722 | 416067.4517 | 440072.7571 | 464045.8884 | 488024.146 | 512007.5645 | 535962.3698 | 559888.1721 | 583784.5778 | 607684.9982 | 631589.4567 | 655497.9771 | 679410.5829 | 703327.2982 | 727248.1468 | 751173.1531 | 761949.2716 | 0 | 0 | 0 | 0 | 0 | 0 | 0 | 0 | 0 | 0 | 0 | 0 | 0 | 0 | 0 | 0 | 0 | 0
Commercial_Restaurant_New_Food Preparation_Natural Gas_Griddle_E2_Codes & Standards Forecast | Commercial | Restaurant | New | Food Preparation | Natural Gas | Griddle | E2 |  | Codes & Standards Forecast | 0 | 0 | 0 | 0 | 0 | 0 | 0 | 0 | 0 | 0 | 0 | 0 | 0 | 0 | 0 | 0 | 0 | 0 | 0 | 0 | 0 | 0 | 0 | 0 | 0 | 0 | 0 | 0 | 0 | 0 | 0 | 0 | 0 | 0 | 0 | 0 | 0 | 0 | 0 | 0 | 0 | 0 | 0 | 0 | 0 | 0 | 0 | 0 | 0 | 0 | 0
Commercial_Restaurant_New_Food Preparation_Natural Gas_Griddle_E3_Codes & Standards Forecast | Commercial | Restaurant | New | Food Preparation | Natural Gas | Griddle | E3 |  | Codes & Standards Forecast | 0 | 0 | 0 | 0 | 0 | 0 | 0 | 0 | 0 | 0 | 0 | 0 | 0 | 0 | 0 | 0 | 0 | 0 | 0 | 0 | 0 | 0 | 0 | 0 | 0 | 0 | 0 | 0 | 0 | 0 | 0 | 0 | 0 | 0 | 0 | 0 | 0 | 0 | 0 | 0 | 0 | 0 | 0 | 0 | 0 | 0 | 0 | 0 | 0 | 0 | 0
Commercial_Restaurant_New_Food Preparation_Natural Gas_Griddle_E4_Codes & Standards Forecast | Commercial | Restaurant | New | Food Preparation | Natural Gas | Griddle | E4 |  | Codes & Standards Forecast | 0 | 0 | 0 | 0 | 0 | 0 | 0 | 0 | 0 | 0 | 0 | 0 | 0 | 0 | 0 | 0 | 0 | 0 | 0 | 0 | 0 | 0 | 0 | 0 | 0 | 0 | 0 | 0 | 0 | 0 | 0 | 0 | 0 | 0 | 0 | 0 | 0 | 0 | 0 | 0 | 0 | 0 | 0 | 0 | 0 | 0 | 0 | 0 | 0 | 0 | 0
Commercial_Restaurant_New_Food Preparation_Natural Gas_Griddle_E5_Codes & Standards Forecast | Commercial | Restaurant | New | Food Preparation | Natural Gas | Griddle | E5 |  | Codes & Standards Forecast | 0 | 0 | 0 | 0 | 0 | 0 | 0 | 0 | 0 | 0 | 0 | 0 | 0 | 0 | 0 | 0 | 0 | 0 | 0 | 0 | 0 | 0 | 0 | 0 | 0 | 0 | 0 | 0 | 0 | 0 | 0 | 0 | 0 | 0 | 0 | 0 | 0 | 0 | 0 | 0 | 0 | 0 | 0 | 0 | 0 | 0 | 0 | 0 | 0 | 0 | 0
Commercial_Restaurant_New_Food Preparation_Natural Gas_Griddle_E6_Codes & Standards Forecast | Commercial | Restaurant | New | Food Preparation | Natural Gas | Griddle | E6 |  | Codes & Standards Forecast | 0 | 0 | 0 | 0 | 0 | 0 | 0 | 0 | 0 | 0 | 0 | 0 | 0 | 0 | 0 | 0 | 0 | 0 | 0 | 0 | 0 | 0 | 0 | 0 | 0 | 0 | 0 | 0 | 0 | 0 | 0 | 0 | 0 | 0 | 0 | 0 | 0 | 0 | 0 | 0 | 0 | 0 | 0 | 0 | 0 | 0 | 0 | 0 | 0 | 0 | 0
Commercial_Restaurant_New_Food Preparation_Natural Gas_Griddle_E7_Codes & Standards Forecast | Commercial | Restaurant | New | Food Preparation | Natural Gas | Griddle | E7 |  | Codes & Standards Forecast | 0 | 0 | 0 | 0 | 0 | 0 | 0 | 0 | 0 | 0 | 0 | 0 | 0 | 0 | 0 | 0 | 0 | 0 | 0 | 0 | 0 | 0 | 0 | 0 | 0 | 0 | 0 | 0 | 0 | 0 | 0 | 0 | 0 | 0 | 0 | 0 | 0 | 0 | 0 | 0 | 0 | 0 | 0 | 0 | 0 | 0 | 0 | 0 | 0 | 0 | 0
Commercial_Restaurant_New_Food Preparation_Natural Gas_Griddle_E8_Codes & Standards Forecast | Commercial | Restaurant | New | Food Preparation | Natural Gas | Griddle | E8 |  | Codes & Standards Forecast | 0 | 0 | 0 | 0 | 0 | 0 | 0 | 0 | 0 | 0 | 0 | 0 | 0 | 0 | 0 | 0 | 0 | 0 | 0 | 0 | 0 | 0 | 0 | 0 | 0 | 0 | 0 | 0 | 0 | 0 | 0 | 0 | 0 | 0 | 0 | 0 | 0 | 0 | 0 | 0 | 0 | 0 | 0 | 0 | 0 | 0 | 0 | 0 | 0 | 0 | 0
Commercial_Restaurant_New_Food Preparation_Natural Gas_Griddle_E9_Codes & Standards Forecast | Commercial | Restaurant | New | Food Preparation | Natural Gas | Griddle | E9 |  | Codes & Standards Forecast | 0 | 0 | 0 | 0 | 0 | 0 | 0 | 0 | 0 | 0 | 0 | 0 | 0 | 0 | 0 | 0 | 0 | 0 | 0 | 0 | 0 | 0 | 0 | 0 | 0 | 0 | 0 | 0 | 0 | 0 | 0 | 0 | 0 | 0 | 0 | 0 | 0 | 0 | 0 | 0 | 0 | 0 | 0 | 0 | 0 | 0 | 0 | 0 | 0 | 0 | 0
Commercial_Restaurant_New_Food Preparation_Natural Gas_Griddle_E10_Codes & Standards Forecast | Commercial | Restaurant | New | Food Preparation | Natural Gas | Griddle | E10 |  | Codes & Standards Forecast | 0 | 0 | 0 | 0 | 0 | 0 | 0 | 0 | 0 | 0 | 0 | 0 | 0 | 0 | 0 | 0 | 0 | 0 | 0 | 0 | 0 | 0 | 0 | 0 | 0 | 0 | 0 | 0 | 0 | 0 | 0 | 0 | 0 | 0 | 0 | 0 | 0 | 0 | 0 | 0 | 0 | 0 | 0 | 0 | 0 | 0 | 0 | 0 | 0 | 0 | 0
Commercial_Restaurant_New_Food Preparation_Natural Gas_Griddle_Vintage_Codes & Standards Forecast | Commercial | Restaurant | New | Food Preparation | Natural Gas | Griddle | Vintage |  | Codes & Standards Forecast | 0 | 0 | 0 | 0 | 0 | 0 | 0 | 0 | 0 | 0 | 0 | 0 | 0 | 0 | 0 | 0 | 0 | 0 | 0 | 0 | 0 | 0 | 0 | 0 | 0 | 0 | 0 | 0 | 0 | 0 | 0 | 0 | 0 | 0 | 0 | 0 | 0 | 0 | 0 | 0 | 0 | 0 | 0 | 0 | 0 | 0 | 0 | 0 | 0 | 0 | 0
Commercial_Restaurant_New_Food Preparation_Natural Gas_Range_E1_Codes & Standards Forecast | Commercial | Restaurant | New | Food Preparation | Natural Gas | Range | E1 |  | Codes & Standards Forecast | 0 | 5825.7262 | 33925.3672 | 51883.0059 | 75042.9953 | 106473.6403 | 135851.0793 | 161888.6305 | 185306.2238 | 207916.8684 | 230232.571 | 252326.5717 | 274390.3011 | 296517.162 | 318780.1254 | 341084.1037 | 363394.1777 | 385675.3497 | 407927.1614 | 430149.1491 | 452375.8887 | 474607.4121 | 496812.4124 | 518990.5283 | 541141.395 | 563295.983 | 585454.3143 | 607616.4106 | 629782.294 | 651951.9866 | 674125.5108 | 696302.8888 | 706291.8539 | 0 | 0 | 0 | 0 | 0 | 0 | 0 | 0 | 0 | 0 | 0 | 0 | 0 | 0 | 0 | 0 | 0 | 0
Commercial_Restaurant_New_Food Preparation_Natural Gas_Range_E2_Codes & Standards Forecast | Commercial | Restaurant | New | Food Preparation | Natural Gas | Range | E2 |  | Codes & Standards Forecast | 0 | 0 | 0 | 0 | 0 | 0 | 0 | 0 | 0 | 0 | 0 | 0 | 0 | 0 | 0 | 0 | 0 | 0 | 0 | 0 | 0 | 0 | 0 | 0 | 0 | 0 | 0 | 0 | 0 | 0 | 0 | 0 | 0 | 0 | 0 | 0 | 0 | 0 | 0 | 0 | 0 | 0 | 0 | 0 | 0 | 0 | 0 | 0 | 0 | 0 | 0
Commercial_Restaurant_New_Food Preparation_Natural Gas_Range_E3_Codes & Standards Forecast | Commercial | Restaurant | New | Food Preparation | Natural Gas | Range | E3 |  | Codes & Standards Forecast | 0 | 0 | 0 | 0 | 0 | 0 | 0 | 0 | 0 | 0 | 0 | 0 | 0 | 0 | 0 | 0 | 0 | 0 | 0 | 0 | 0 | 0 | 0 | 0 | 0 | 0 | 0 | 0 | 0 | 0 | 0 | 0 | 0 | 0 | 0 | 0 | 0 | 0 | 0 | 0 | 0 | 0 | 0 | 0 | 0 | 0 | 0 | 0 | 0 | 0 | 0
Commercial_Restaurant_New_Food Preparation_Natural Gas_Range_E4_Codes & Standards Forecast | Commercial | Restaurant | New | Food Preparation | Natural Gas | Range | E4 |  | Codes & Standards Forecast | 0 | 0 | 0 | 0 | 0 | 0 | 0 | 0 | 0 | 0 | 0 | 0 | 0 | 0 | 0 | 0 | 0 | 0 | 0 | 0 | 0 | 0 | 0 | 0 | 0 | 0 | 0 | 0 | 0 | 0 | 0 | 0 | 0 | 0 | 0 | 0 | 0 | 0 | 0 | 0 | 0 | 0 | 0 | 0 | 0 | 0 | 0 | 0 | 0 | 0 | 0
Commercial_Restaurant_New_Food Preparation_Natural Gas_Range_E5_Codes & Standards Forecast | Commercial | Restaurant | New | Food Preparation | Natural Gas | Range | E5 |  | Codes & Standards Forecast | 0 | 0 | 0 | 0 | 0 | 0 | 0 | 0 | 0 | 0 | 0 | 0 | 0 | 0 | 0 | 0 | 0 | 0 | 0 | 0 | 0 | 0 | 0 | 0 | 0 | 0 | 0 | 0 | 0 | 0 | 0 | 0 | 0 | 0 | 0 | 0 | 0 | 0 | 0 | 0 | 0 | 0 | 0 | 0 | 0 | 0 | 0 | 0 | 0 | 0 | 0
Commercial_Restaurant_New_Food Preparation_Natural Gas_Range_E6_Codes & Standards Forecast | Commercial | Restaurant | New | Food Preparation | Natural Gas | Range | E6 |  | Codes & Standards Forecast | 0 | 0 | 0 | 0 | 0 | 0 | 0 | 0 | 0 | 0 | 0 | 0 | 0 | 0 | 0 | 0 | 0 | 0 | 0 | 0 | 0 | 0 | 0 | 0 | 0 | 0 | 0 | 0 | 0 | 0 | 0 | 0 | 0 | 0 | 0 | 0 | 0 | 0 | 0 | 0 | 0 | 0 | 0 | 0 | 0 | 0 | 0 | 0 | 0 | 0 | 0
Commercial_Restaurant_New_Food Preparation_Natural Gas_Range_E7_Codes & Standards Forecast | Commercial | Restaurant | New | Food Preparation | Natural Gas | Range | E7 |  | Codes & Standards Forecast | 0 | 0 | 0 | 0 | 0 | 0 | 0 | 0 | 0 | 0 | 0 | 0 | 0 | 0 | 0 | 0 | 0 | 0 | 0 | 0 | 0 | 0 | 0 | 0 | 0 | 0 | 0 | 0 | 0 | 0 | 0 | 0 | 0 | 0 | 0 | 0 | 0 | 0 | 0 | 0 | 0 | 0 | 0 | 0 | 0 | 0 | 0 | 0 | 0 | 0 | 0
Commercial_Restaurant_New_Food Preparation_Natural Gas_Range_E8_Codes & Standards Forecast | Commercial | Restaurant | New | Food Preparation | Natural Gas | Range | E8 |  | Codes & Standards Forecast | 0 | 0 | 0 | 0 | 0 | 0 | 0 | 0 | 0 | 0 | 0 | 0 | 0 | 0 | 0 | 0 | 0 | 0 | 0 | 0 | 0 | 0 | 0 | 0 | 0 | 0 | 0 | 0 | 0 | 0 | 0 | 0 | 0 | 0 | 0 | 0 | 0 | 0 | 0 | 0 | 0 | 0 | 0 | 0 | 0 | 0 | 0 | 0 | 0 | 0 | 0
Commercial_Restaurant_New_Food Preparation_Natural Gas_Range_E9_Codes & Standards Forecast | Commercial | Restaurant | New | Food Preparation | Natural Gas | Range | E9 |  | Codes & Standards Forecast | 0 | 0 | 0 | 0 | 0 | 0 | 0 | 0 | 0 | 0 | 0 | 0 | 0 | 0 | 0 | 0 | 0 | 0 | 0 | 0 | 0 | 0 | 0 | 0 | 0 | 0 | 0 | 0 | 0 | 0 | 0 | 0 | 0 | 0 | 0 | 0 | 0 | 0 | 0 | 0 | 0 | 0 | 0 | 0 | 0 | 0 | 0 | 0 | 0 | 0 | 0
Commercial_Restaurant_New_Food Preparation_Natural Gas_Range_E10_Codes & Standards Forecast | Commercial | Restaurant | New | Food Preparation | Natural Gas | Range | E10 |  | Codes & Standards Forecast | 0 | 0 | 0 | 0 | 0 | 0 | 0 | 0 | 0 | 0 | 0 | 0 | 0 | 0 | 0 | 0 | 0 | 0 | 0 | 0 | 0 | 0 | 0 | 0 | 0 | 0 | 0 | 0 | 0 | 0 | 0 | 0 | 0 | 0 | 0 | 0 | 0 | 0 | 0 | 0 | 0 | 0 | 0 | 0 | 0 | 0 | 0 | 0 | 0 | 0 | 0
Commercial_Restaurant_New_Food Preparation_Natural Gas_Range_Vintage_Codes & Standards Forecast | Commercial | Restaurant | New | Food Preparation | Natural Gas | Range | Vintage |  | Codes & Standards Forecast | 0 | 0 | 0 | 0 | 0 | 0 | 0 | 0 | 0 | 0 | 0 | 0 | 0 | 0 | 0 | 0 | 0 | 0 | 0 | 0 | 0 | 0 | 0 | 0 | 0 | 0 | 0 | 0 | 0 | 0 | 0 | 0 | 0 | 0 | 0 | 0 | 0 | 0 | 0 | 0 | 0 | 0 | 0 | 0 | 0 | 0 | 0 | 0 | 0 | 0 | 0
Commercial_Restaurant_New_Food Preparation_Natural Gas_Steamer_E1_Codes & Standards Forecast | Commercial | Restaurant | New | Food Preparation | Natural Gas | Steamer | E1 |  | Codes & Standards Forecast | 0 | 402.8693 | 2346.0576 | 2346.0576 | 2346.0576 | 2346.0576 | 2346.0576 | 2346.0576 | 2346.0576 | 2346.0576 | 2301.2944 | 2045.595 | 1818.3067 | 1616.2726 | 1436.6867 | 1277.0549 | 1135.1599 | 1009.031 | 896.9165 | 673.197 | 0 | 0 | 0 | 0 | 0 | 0 | 0 | 0 | 0 | 0 | 0 | 0 | 0 | 0 | 0 | 0 | 0 | 0 | 0 | 0 | 0 | 0 | 0 | 0 | 0 | 0 | 0 | 0 | 0 | 0 | 0
Commercial_Restaurant_New_Food Preparation_Natural Gas_Steamer_E2_Codes & Standards Forecast | Commercial | Restaurant | New | Food Preparation | Natural Gas | Steamer | E2 |  | Codes & Standards Forecast | 0 | 0 | 0 | 1241.8334 | 2843.4276 | 5016.9664 | 7048.519 | 8849.1065 | 10468.5149 | 12032.1199 | 13620.092 | 15403.6687 | 17156.7409 | 18888.9247 | 20608.0722 | 22310.1021 | 23994.8166 | 25661.7663 | 27312.6714 | 29073.1189 | 31283.3726 | 32820.76 | 34356.3134 | 35890.0075 | 37421.8173 | 38953.8844 | 40486.2104 | 42018.7968 | 43551.645 | 45084.7567 | 46618.1333 | 48151.7765 | 48842.5483 | 0 | 0 | 0 | 0 | 0 | 0 | 0 | 0 | 0 | 0 | 0 | 0 | 0 | 0 | 0 | 0 | 0 | 0
Commercial_Restaurant_New_Food Preparation_Natural Gas_Steamer_E3_Codes & Standards Forecast | Commercial | Restaurant | New | Food Preparation | Natural Gas | Steamer | E3 |  | Codes & Standards Forecast | 0 | 0 | 0 | 0 | 0 | 0 | 0 | 0 | 0 | 0 | 0 | 0 | 0 | 0 | 0 | 0 | 0 | 0 | 0 | 0 | 0 | 0 | 0 | 0 | 0 | 0 | 0 | 0 | 0 | 0 | 0 | 0 | 0 | 0 | 0 | 0 | 0 | 0 | 0 | 0 | 0 | 0 | 0 | 0 | 0 | 0 | 0 | 0 | 0 | 0 | 0
Commercial_Restaurant_New_Food Preparation_Natural Gas_Steamer_E4_Codes & Standards Forecast | Commercial | Restaurant | New | Food Preparation | Natural Gas | Steamer | E4 |  | Codes & Standards Forecast | 0 | 0 | 0 | 0 | 0 | 0 | 0 | 0 | 0 | 0 | 0 | 0 | 0 | 0 | 0 | 0 | 0 | 0 | 0 | 0 | 0 | 0 | 0 | 0 | 0 | 0 | 0 | 0 | 0 | 0 | 0 | 0 | 0 | 0 | 0 | 0 | 0 | 0 | 0 | 0 | 0 | 0 | 0 | 0 | 0 | 0 | 0 | 0 | 0 | 0 | 0
Commercial_Restaurant_New_Food Preparation_Natural Gas_Steamer_E5_Codes & Standards Forecast | Commercial | Restaurant | New | Food Preparation | Natural Gas | Steamer | E5 |  | Codes & Standards Forecast | 0 | 0 | 0 | 0 | 0 | 0 | 0 | 0 | 0 | 0 | 0 | 0 | 0 | 0 | 0 | 0 | 0 | 0 | 0 | 0 | 0 | 0 | 0 | 0 | 0 | 0 | 0 | 0 | 0 | 0 | 0 | 0 | 0 | 0 | 0 | 0 | 0 | 0 | 0 | 0 | 0 | 0 | 0 | 0 | 0 | 0 | 0 | 0 | 0 | 0 | 0
Commercial_Restaurant_New_Food Preparation_Natural Gas_Steamer_E6_Codes & Standards Forecast | Commercial | Restaurant | New | Food Preparation | Natural Gas | Steamer | E6 |  | Codes & Standards Forecast | 0 | 0 | 0 | 0 | 0 | 0 | 0 | 0 | 0 | 0 | 0 | 0 | 0 | 0 | 0 | 0 | 0 | 0 | 0 | 0 | 0 | 0 | 0 | 0 | 0 | 0 | 0 | 0 | 0 | 0 | 0 | 0 | 0 | 0 | 0 | 0 | 0 | 0 | 0 | 0 | 0 | 0 | 0 | 0 | 0 | 0 | 0 | 0 | 0 | 0 | 0
Commercial_Restaurant_New_Food Preparation_Natural Gas_Steamer_E7_Codes & Standards Forecast | Commercial | Restaurant | New | Food Preparation | Natural Gas | Steamer | E7 |  | Codes & Standards Forecast | 0 | 0 | 0 | 0 | 0 | 0 | 0 | 0 | 0 | 0 | 0 | 0 | 0 | 0 | 0 | 0 | 0 | 0 | 0 | 0 | 0 | 0 | 0 | 0 | 0 | 0 | 0 | 0 | 0 | 0 | 0 | 0 | 0 | 0 | 0 | 0 | 0 | 0 | 0 | 0 | 0 | 0 | 0 | 0 | 0 | 0 | 0 | 0 | 0 | 0 | 0
Commercial_Restaurant_New_Food Preparation_Natural Gas_Steamer_E8_Codes & Standards Forecast | Commercial | Restaurant | New | Food Preparation | Natural Gas | Steamer | E8 |  | Codes & Standards Forecast | 0 | 0 | 0 | 0 | 0 | 0 | 0 | 0 | 0 | 0 | 0 | 0 | 0 | 0 | 0 | 0 | 0 | 0 | 0 | 0 | 0 | 0 | 0 | 0 | 0 | 0 | 0 | 0 | 0 | 0 | 0 | 0 | 0 | 0 | 0 | 0 | 0 | 0 | 0 | 0 | 0 | 0 | 0 | 0 | 0 | 0 | 0 | 0 | 0 | 0 | 0
Commercial_Restaurant_New_Food Preparation_Natural Gas_Steamer_E9_Codes & Standards Forecast | Commercial | Restaurant | New | Food Preparation | Natural Gas | Steamer | E9 |  | Codes & Standards Forecast | 0 | 0 | 0 | 0 | 0 | 0 | 0 | 0 | 0 | 0 | 0 | 0 | 0 | 0 | 0 | 0 | 0 | 0 | 0 | 0 | 0 | 0 | 0 | 0 | 0 | 0 | 0 | 0 | 0 | 0 | 0 | 0 | 0 | 0 | 0 | 0 | 0 | 0 | 0 | 0 | 0 | 0 | 0 | 0 | 0 | 0 | 0 | 0 | 0 | 0 | 0
Commercial_Restaurant_New_Food Preparation_Natural Gas_Steamer_E10_Codes & Standards Forecast | Commercial | Restaurant | New | Food Preparation | Natural Gas | Steamer | E10 |  | Codes & Standards Forecast | 0 | 0 | 0 | 0 | 0 | 0 | 0 | 0 | 0 | 0 | 0 | 0 | 0 | 0 | 0 | 0 | 0 | 0 | 0 | 0 | 0 | 0 | 0 | 0 | 0 | 0 | 0 | 0 | 0 | 0 | 0 | 0 | 0 | 0 | 0 | 0 | 0 | 0 | 0 | 0 | 0 | 0 | 0 | 0 | 0 | 0 | 0 | 0 | 0 | 0 | 0
Commercial_Restaurant_New_Food Preparation_Natural Gas_Steamer_Vintage_Codes & Standards Forecast | Commercial | Restaurant | New | Food Preparation | Natural Gas | Steamer | Vintage |  | Codes & Standards Forecast | 0 | 0 | 0 | 0 | 0 | 0 | 0 | 0 | 0 | 0 | 0 | 0 | 0 | 0 | 0 | 0 | 0 | 0 | 0 | 0 | 0 | 0 | 0 | 0 | 0 | 0 | 0 | 0 | 0 | 0 | 0 | 0 | 0 | 0 | 0 | 0 | 0 | 0 | 0 | 0 | 0 | 0 | 0 | 0 | 0 | 0 | 0 | 0 | 0 | 0 | 0
Commercial_Restaurant_New_Food Preparation_Natural Gas_Food Prep Other_E1_Codes & Standards Forecast | Commercial | Restaurant | New | Food Preparation | Natural Gas | Food Prep Other | E1 |  | Codes & Standards Forecast | 0 | 22.6723 | 132.0292 | 201.9159 | 292.049 | 414.3693 | 528.6991 | 630.0309 | 721.1664 | 809.1615 | 896.0088 | 981.9932 | 1067.8598 | 1153.9721 | 1240.6141 | 1327.4158 | 1414.2411 | 1500.954 | 1587.5526 | 1674.0351 | 1760.5361 | 1847.0558 | 1933.4722 | 2019.784 | 2105.9897 | 2192.2099 | 2278.4447 | 2364.6942 | 2450.9584 | 2537.2374 | 2623.5313 | 2709.8402 | 2748.7148 | 0 | 0 | 0 | 0 | 0 | 0 | 0 | 0 | 0 | 0 | 0 | 0 | 0 | 0 | 0 | 0 | 0 | 0
Commercial_Restaurant_New_Food Preparation_Natural Gas_Food Prep Other_E2_Codes & Standards Forecast | Commercial | Restaurant | New | Food Preparation | Natural Gas | Food Prep Other | E2 |  | Codes & Standards Forecast | 0 | 0 | 0 | 0 | 0 | 0 | 0 | 0 | 0 | 0 | 0 | 0 | 0 | 0 | 0 | 0 | 0 | 0 | 0 | 0 | 0 | 0 | 0 | 0 | 0 | 0 | 0 | 0 | 0 | 0 | 0 | 0 | 0 | 0 | 0 | 0 | 0 | 0 | 0 | 0 | 0 | 0 | 0 | 0 | 0 | 0 | 0 | 0 | 0 | 0 | 0
Commercial_Restaurant_New_Food Preparation_Natural Gas_Food Prep Other_E3_Codes & Standards Forecast | Commercial | Restaurant | New | Food Preparation | Natural Gas | Food Prep Other | E3 |  | Codes & Standards Forecast | 0 | 0 | 0 | 0 | 0 | 0 | 0 | 0 | 0 | 0 | 0 | 0 | 0 | 0 | 0 | 0 | 0 | 0 | 0 | 0 | 0 | 0 | 0 | 0 | 0 | 0 | 0 | 0 | 0 | 0 | 0 | 0 | 0 | 0 | 0 | 0 | 0 | 0 | 0 | 0 | 0 | 0 | 0 | 0 | 0 | 0 | 0 | 0 | 0 | 0 | 0
Commercial_Restaurant_New_Food Preparation_Natural Gas_Food Prep Other_E4_Codes & Standards Forecast | Commercial | Restaurant | New | Food Preparation | Natural Gas | Food Prep Other | E4 |  | Codes & Standards Forecast | 0 | 0 | 0 | 0 | 0 | 0 | 0 | 0 | 0 | 0 | 0 | 0 | 0 | 0 | 0 | 0 | 0 | 0 | 0 | 0 | 0 | 0 | 0 | 0 | 0 | 0 | 0 | 0 | 0 | 0 | 0 | 0 | 0 | 0 | 0 | 0 | 0 | 0 | 0 | 0 | 0 | 0 | 0 | 0 | 0 | 0 | 0 | 0 | 0 | 0 | 0
Commercial_Restaurant_New_Food Preparation_Natural Gas_Food Prep Other_E5_Codes & Standards Forecast | Commercial | Restaurant | New | Food Preparation | Natural Gas | Food Prep Other | E5 |  | Codes & Standards Forecast | 0 | 0 | 0 | 0 | 0 | 0 | 0 | 0 | 0 | 0 | 0 | 0 | 0 | 0 | 0 | 0 | 0 | 0 | 0 | 0 | 0 | 0 | 0 | 0 | 0 | 0 | 0 | 0 | 0 | 0 | 0 | 0 | 0 | 0 | 0 | 0 | 0 | 0 | 0 | 0 | 0 | 0 | 0 | 0 | 0 | 0 | 0 | 0 | 0 | 0 | 0
Commercial_Restaurant_New_Food Preparation_Natural Gas_Food Prep Other_E6_Codes & Standards Forecast | Commercial | Restaurant | New | Food Preparation | Natural Gas | Food Prep Other | E6 |  | Codes & Standards Forecast | 0 | 0 | 0 | 0 | 0 | 0 | 0 | 0 | 0 | 0 | 0 | 0 | 0 | 0 | 0 | 0 | 0 | 0 | 0 | 0 | 0 | 0 | 0 | 0 | 0 | 0 | 0 | 0 | 0 | 0 | 0 | 0 | 0 | 0 | 0 | 0 | 0 | 0 | 0 | 0 | 0 | 0 | 0 | 0 | 0 | 0 | 0 | 0 | 0 | 0 | 0
Commercial_Restaurant_New_Food Preparation_Natural Gas_Food Prep Other_E7_Codes & Standards Forecast | Commercial | Restaurant | New | Food Preparation | Natural Gas | Food Prep Other | E7 |  | Codes & Standards Forecast | 0 | 0 | 0 | 0 | 0 | 0 | 0 | 0 | 0 | 0 | 0 | 0 | 0 | 0 | 0 | 0 | 0 | 0 | 0 | 0 | 0 | 0 | 0 | 0 | 0 | 0 | 0 | 0 | 0 | 0 | 0 | 0 | 0 | 0 | 0 | 0 | 0 | 0 | 0 | 0 | 0 | 0 | 0 | 0 | 0 | 0 | 0 | 0 | 0 | 0 | 0
Commercial_Restaurant_New_Food Preparation_Natural Gas_Food Prep Other_E8_Codes & Standards Forecast | Commercial | Restaurant | New | Food Preparation | Natural Gas | Food Prep Other | E8 |  | Codes & Standards Forecast | 0 | 0 | 0 | 0 | 0 | 0 | 0 | 0 | 0 | 0 | 0 | 0 | 0 | 0 | 0 | 0 | 0 | 0 | 0 | 0 | 0 | 0 | 0 | 0 | 0 | 0 | 0 | 0 | 0 | 0 | 0 | 0 | 0 | 0 | 0 | 0 | 0 | 0 | 0 | 0 | 0 | 0 | 0 | 0 | 0 | 0 | 0 | 0 | 0 | 0 | 0
Commercial_Restaurant_New_Food Preparation_Natural Gas_Food Prep Other_E9_Codes & Standards Forecast | Commercial | Restaurant | New | Food Preparation | Natural Gas | Food Prep Other | E9 |  | Codes & Standards Forecast | 0 | 0 | 0 | 0 | 0 | 0 | 0 | 0 | 0 | 0 | 0 | 0 | 0 | 0 | 0 | 0 | 0 | 0 | 0 | 0 | 0 | 0 | 0 | 0 | 0 | 0 | 0 | 0 | 0 | 0 | 0 | 0 | 0 | 0 | 0 | 0 | 0 | 0 | 0 | 0 | 0 | 0 | 0 | 0 | 0 | 0 | 0 | 0 | 0 | 0 | 0
Commercial_Restaurant_New_Food Preparation_Natural Gas_Food Prep Other_E10_Codes & Standards Forecast | Commercial | Restaurant | New | Food Preparation | Natural Gas | Food Prep Other | E10 |  | Codes & Standards Forecast | 0 | 0 | 0 | 0 | 0 | 0 | 0 | 0 | 0 | 0 | 0 | 0 | 0 | 0 | 0 | 0 | 0 | 0 | 0 | 0 | 0 | 0 | 0 | 0 | 0 | 0 | 0 | 0 | 0 | 0 | 0 | 0 | 0 | 0 | 0 | 0 | 0 | 0 | 0 | 0 | 0 | 0 | 0 | 0 | 0 | 0 | 0 | 0 | 0 | 0 | 0
Commercial_Restaurant_New_Food Preparation_Natural Gas_Food Prep Other_Vintage_Codes & Standards Forecast | Commercial | Restaurant | New | Food Preparation | Natural Gas | Food Prep Other | Vintage |  | Codes & Standards Forecast | 0 | 0 | 0 | 0 | 0 | 0 | 0 | 0 | 0 | 0 | 0 | 0 | 0 | 0 | 0 | 0 | 0 | 0 | 0 | 0 | 0 | 0 | 0 | 0 | 0 | 0 | 0 | 0 | 0 | 0 | 0 | 0 | 0 | 0 | 0 | 0 | 0 | 0 | 0 | 0 | 0 | 0 | 0 | 0 | 0 | 0 | 0 | 0 | 0 | 0 | 0
Commercial_Restaurant_New_Miscellaneous_Natural Gas_Pool Heater_E1_Codes & Standards Forecast | Commercial | Restaurant | New | Miscellaneous | Natural Gas | Pool Heater | E1 |  | Codes & Standards Forecast | 0 | 0 | 0 | 0 | 0 | 0 | 0 | 0 | 0 | 0 | 0 | 0 | 0 | 0 | 0 | 0 | 0 | 0 | 0 | 0 | 0 | 0 | 0 | 0 | 0 | 0 | 0 | 0 | 0 | 0 | 0 | 0 | 0 | 0 | 0 | 0 | 0 | 0 | 0 | 0 | 0 | 0 | 0 | 0 | 0 | 0 | 0 | 0 | 0 | 0 | 0
Commercial_Restaurant_New_Miscellaneous_Natural Gas_Pool Heater_E2_Codes & Standards Forecast | Commercial | Restaurant | New | Miscellaneous | Natural Gas | Pool Heater | E2 |  | Codes & Standards Forecast | 0 | 0 | 0 | 0 | 0 | 0 | 0 | 0 | 0 | 0 | 0 | 0 | 0 | 0 | 0 | 0 | 0 | 0 | 0 | 0 | 0 | 0 | 0 | 0 | 0 | 0 | 0 | 0 | 0 | 0 | 0 | 0 | 0 | 0 | 0 | 0 | 0 | 0 | 0 | 0 | 0 | 0 | 0 | 0 | 0 | 0 | 0 | 0 | 0 | 0 | 0
Commercial_Restaurant_New_Miscellaneous_Natural Gas_Pool Heater_E3_Codes & Standards Forecast | Commercial | Restaurant | New | Miscellaneous | Natural Gas | Pool Heater | E3 |  | Codes & Standards Forecast | 0 | 0 | 0 | 0 | 0 | 0 | 0 | 0 | 0 | 0 | 0 | 0 | 0 | 0 | 0 | 0 | 0 | 0 | 0 | 0 | 0 | 0 | 0 | 0 | 0 | 0 | 0 | 0 | 0 | 0 | 0 | 0 | 0 | 0 | 0 | 0 | 0 | 0 | 0 | 0 | 0 | 0 | 0 | 0 | 0 | 0 | 0 | 0 | 0 | 0 | 0
Commercial_Restaurant_New_Miscellaneous_Natural Gas_Pool Heater_E4_Codes & Standards Forecast | Commercial | Restaurant | New | Miscellaneous | Natural Gas | Pool Heater | E4 |  | Codes & Standards Forecast | 0 | 0 | 0 | 0 | 0 | 0 | 0 | 0 | 0 | 0 | 0 | 0 | 0 | 0 | 0 | 0 | 0 | 0 | 0 | 0 | 0 | 0 | 0 | 0 | 0 | 0 | 0 | 0 | 0 | 0 | 0 | 0 | 0 | 0 | 0 | 0 | 0 | 0 | 0 | 0 | 0 | 0 | 0 | 0 | 0 | 0 | 0 | 0 | 0 | 0 | 0
Commercial_Restaurant_New_Miscellaneous_Natural Gas_Pool Heater_E5_Codes & Standards Forecast | Commercial | Restaurant | New | Miscellaneous | Natural Gas | Pool Heater | E5 |  | Codes & Standards Forecast | 0 | 0 | 0 | 0 | 0 | 0 | 0 | 0 | 0 | 0 | 0 | 0 | 0 | 0 | 0 | 0 | 0 | 0 | 0 | 0 | 0 | 0 | 0 | 0 | 0 | 0 | 0 | 0 | 0 | 0 | 0 | 0 | 0 | 0 | 0 | 0 | 0 | 0 | 0 | 0 | 0 | 0 | 0 | 0 | 0 | 0 | 0 | 0 | 0 | 0 | 0
Commercial_Restaurant_New_Miscellaneous_Natural Gas_Pool Heater_E6_Codes & Standards Forecast | Commercial | Restaurant | New | Miscellaneous | Natural Gas | Pool Heater | E6 |  | Codes & Standards Forecast | 0 | 0 | 0 | 0 | 0 | 0 | 0 | 0 | 0 | 0 | 0 | 0 | 0 | 0 | 0 | 0 | 0 | 0 | 0 | 0 | 0 | 0 | 0 | 0 | 0 | 0 | 0 | 0 | 0 | 0 | 0 | 0 | 0 | 0 | 0 | 0 | 0 | 0 | 0 | 0 | 0 | 0 | 0 | 0 | 0 | 0 | 0 | 0 | 0 | 0 | 0
Commercial_Restaurant_New_Miscellaneous_Natural Gas_Pool Heater_E7_Codes & Standards Forecast | Commercial | Restaurant | New | Miscellaneous | Natural Gas | Pool Heater | E7 |  | Codes & Standards Forecast | 0 | 0 | 0 | 0 | 0 | 0 | 0 | 0 | 0 | 0 | 0 | 0 | 0 | 0 | 0 | 0 | 0 | 0 | 0 | 0 | 0 | 0 | 0 | 0 | 0 | 0 | 0 | 0 | 0 | 0 | 0 | 0 | 0 | 0 | 0 | 0 | 0 | 0 | 0 | 0 | 0 | 0 | 0 | 0 | 0 | 0 | 0 | 0 | 0 | 0 | 0
Commercial_Restaurant_New_Miscellaneous_Natural Gas_Pool Heater_E8_Codes & Standards Forecast | Commercial | Restaurant | New | Miscellaneous | Natural Gas | Pool Heater | E8 |  | Codes & Standards Forecast | 0 | 0 | 0 | 0 | 0 | 0 | 0 | 0 | 0 | 0 | 0 | 0 | 0 | 0 | 0 | 0 | 0 | 0 | 0 | 0 | 0 | 0 | 0 | 0 | 0 | 0 | 0 | 0 | 0 | 0 | 0 | 0 | 0 | 0 | 0 | 0 | 0 | 0 | 0 | 0 | 0 | 0 | 0 | 0 | 0 | 0 | 0 | 0 | 0 | 0 | 0
Commercial_Restaurant_New_Miscellaneous_Natural Gas_Pool Heater_E9_Codes & Standards Forecast | Commercial | Restaurant | New | Miscellaneous | Natural Gas | Pool Heater | E9 |  | Codes & Standards Forecast | 0 | 0 | 0 | 0 | 0 | 0 | 0 | 0 | 0 | 0 | 0 | 0 | 0 | 0 | 0 | 0 | 0 | 0 | 0 | 0 | 0 | 0 | 0 | 0 | 0 | 0 | 0 | 0 | 0 | 0 | 0 | 0 | 0 | 0 | 0 | 0 | 0 | 0 | 0 | 0 | 0 | 0 | 0 | 0 | 0 | 0 | 0 | 0 | 0 | 0 | 0
Commercial_Restaurant_New_Miscellaneous_Natural Gas_Pool Heater_E10_Codes & Standards Forecast | Commercial | Restaurant | New | Miscellaneous | Natural Gas | Pool Heater | E10 |  | Codes & Standards Forecast | 0 | 0 | 0 | 0 | 0 | 0 | 0 | 0 | 0 | 0 | 0 | 0 | 0 | 0 | 0 | 0 | 0 | 0 | 0 | 0 | 0 | 0 | 0 | 0 | 0 | 0 | 0 | 0 | 0 | 0 | 0 | 0 | 0 | 0 | 0 | 0 | 0 | 0 | 0 | 0 | 0 | 0 | 0 | 0 | 0 | 0 | 0 | 0 | 0 | 0 | 0
Commercial_Restaurant_New_Miscellaneous_Natural Gas_Pool Heater_Vintage_Codes & Standards Forecast | Commercial | Restaurant | New | Miscellaneous | Natural Gas | Pool Heater | Vintage |  | Codes & Standards Forecast | 0 | 0 | 0 | 0 | 0 | 0 | 0 | 0 | 0 | 0 | 0 | 0 | 0 | 0 | 0 | 0 | 0 | 0 | 0 | 0 | 0 | 0 | 0 | 0 | 0 | 0 | 0 | 0 | 0 | 0 | 0 | 0 | 0 | 0 | 0 | 0 | 0 | 0 | 0 | 0 | 0 | 0 | 0 | 0 | 0 | 0 | 0 | 0 | 0 | 0 | 0
Commercial_Restaurant_New_Miscellaneous_Natural Gas_Miscellaneous_E1_Codes & Standards Forecast | Commercial | Restaurant | New | Miscellaneous | Natural Gas | Miscellaneous | E1 |  | Codes & Standards Forecast | 0 | 7155.7264 | 41670.4521 | 63727.7791 | 92175.1419 | 130781.3322 | 166865.5744 | 198847.4398 | 227611.2169 | 255383.8206 | 282794.1477 | 309932.159 | 337032.988 | 364211.3614 | 391556.9091 | 418952.8354 | 446356.249 | 473724.1624 | 501056.0124 | 528351.2298 | 555652.2839 | 582959.214 | 610233.5659 | 637474.8956 | 664682.7551 | 691895.1857 | 719112.214 | 746333.8669 | 773560.1715 | 800791.155 | 828026.8447 | 855267.2681 | 867536.6915 | 0 | 0 | 0 | 0 | 0 | 0 | 0 | 0 | 0 | 0 | 0 | 0 | 0 | 0 | 0 | 0 | 0 | 0
Commercial_Restaurant_New_Miscellaneous_Natural Gas_Miscellaneous_E2_Codes & Standards Forecast | Commercial | Restaurant | New | Miscellaneous | Natural Gas | Miscellaneous | E2 |  | Codes & Standards Forecast | 0 | 0 | 0 | 0 | 0 | 0 | 0 | 0 | 0 | 0 | 0 | 0 | 0 | 0 | 0 | 0 | 0 | 0 | 0 | 0 | 0 | 0 | 0 | 0 | 0 | 0 | 0 | 0 | 0 | 0 | 0 | 0 | 0 | 0 | 0 | 0 | 0 | 0 | 0 | 0 | 0 | 0 | 0 | 0 | 0 | 0 | 0 | 0 | 0 | 0 | 0
Commercial_Restaurant_New_Miscellaneous_Natural Gas_Miscellaneous_E3_Codes & Standards Forecast | Commercial | Restaurant | New | Miscellaneous | Natural Gas | Miscellaneous | E3 |  | Codes & Standards Forecast | 0 | 0 | 0 | 0 | 0 | 0 | 0 | 0 | 0 | 0 | 0 | 0 | 0 | 0 | 0 | 0 | 0 | 0 | 0 | 0 | 0 | 0 | 0 | 0 | 0 | 0 | 0 | 0 | 0 | 0 | 0 | 0 | 0 | 0 | 0 | 0 | 0 | 0 | 0 | 0 | 0 | 0 | 0 | 0 | 0 | 0 | 0 | 0 | 0 | 0 | 0
Commercial_Restaurant_New_Miscellaneous_Natural Gas_Miscellaneous_E4_Codes & Standards Forecast | Commercial | Restaurant | New | Miscellaneous | Natural Gas | Miscellaneous | E4 |  | Codes & Standards Forecast | 0 | 0 | 0 | 0 | 0 | 0 | 0 | 0 | 0 | 0 | 0 | 0 | 0 | 0 | 0 | 0 | 0 | 0 | 0 | 0 | 0 | 0 | 0 | 0 | 0 | 0 | 0 | 0 | 0 | 0 | 0 | 0 | 0 | 0 | 0 | 0 | 0 | 0 | 0 | 0 | 0 | 0 | 0 | 0 | 0 | 0 | 0 | 0 | 0 | 0 | 0
Commercial_Restaurant_New_Miscellaneous_Natural Gas_Miscellaneous_E5_Codes & Standards Forecast | Commercial | Restaurant | New | Miscellaneous | Natural Gas | Miscellaneous | E5 |  | Codes & Standards Forecast | 0 | 0 | 0 | 0 | 0 | 0 | 0 | 0 | 0 | 0 | 0 | 0 | 0 | 0 | 0 | 0 | 0 | 0 | 0 | 0 | 0 | 0 | 0 | 0 | 0 | 0 | 0 | 0 | 0 | 0 | 0 | 0 | 0 | 0 | 0 | 0 | 0 | 0 | 0 | 0 | 0 | 0 | 0 | 0 | 0 | 0 | 0 | 0 | 0 | 0 | 0
Commercial_Restaurant_New_Miscellaneous_Natural Gas_Miscellaneous_E6_Codes & Standards Forecast | Commercial | Restaurant | New | Miscellaneous | Natural Gas | Miscellaneous | E6 |  | Codes & Standards Forecast | 0 | 0 | 0 | 0 | 0 | 0 | 0 | 0 | 0 | 0 | 0 | 0 | 0 | 0 | 0 | 0 | 0 | 0 | 0 | 0 | 0 | 0 | 0 | 0 | 0 | 0 | 0 | 0 | 0 | 0 | 0 | 0 | 0 | 0 | 0 | 0 | 0 | 0 | 0 | 0 | 0 | 0 | 0 | 0 | 0 | 0 | 0 | 0 | 0 | 0 | 0
Commercial_Restaurant_New_Miscellaneous_Natural Gas_Miscellaneous_E7_Codes & Standards Forecast | Commercial | Restaurant | New | Miscellaneous | Natural Gas | Miscellaneous | E7 |  | Codes & Standards Forecast | 0 | 0 | 0 | 0 | 0 | 0 | 0 | 0 | 0 | 0 | 0 | 0 | 0 | 0 | 0 | 0 | 0 | 0 | 0 | 0 | 0 | 0 | 0 | 0 | 0 | 0 | 0 | 0 | 0 | 0 | 0 | 0 | 0 | 0 | 0 | 0 | 0 | 0 | 0 | 0 | 0 | 0 | 0 | 0 | 0 | 0 | 0 | 0 | 0 | 0 | 0
Commercial_Restaurant_New_Miscellaneous_Natural Gas_Miscellaneous_E8_Codes & Standards Forecast | Commercial | Restaurant | New | Miscellaneous | Natural Gas | Miscellaneous | E8 |  | Codes & Standards Forecast | 0 | 0 | 0 | 0 | 0 | 0 | 0 | 0 | 0 | 0 | 0 | 0 | 0 | 0 | 0 | 0 | 0 | 0 | 0 | 0 | 0 | 0 | 0 | 0 | 0 | 0 | 0 | 0 | 0 | 0 | 0 | 0 | 0 | 0 | 0 | 0 | 0 | 0 | 0 | 0 | 0 | 0 | 0 | 0 | 0 | 0 | 0 | 0 | 0 | 0 | 0
Commercial_Restaurant_New_Miscellaneous_Natural Gas_Miscellaneous_E9_Codes & Standards Forecast | Commercial | Restaurant | New | Miscellaneous | Natural Gas | Miscellaneous | E9 |  | Codes & Standards Forecast | 0 | 0 | 0 | 0 | 0 | 0 | 0 | 0 | 0 | 0 | 0 | 0 | 0 | 0 | 0 | 0 | 0 | 0 | 0 | 0 | 0 | 0 | 0 | 0 | 0 | 0 | 0 | 0 | 0 | 0 | 0 | 0 | 0 | 0 | 0 | 0 | 0 | 0 | 0 | 0 | 0 | 0 | 0 | 0 | 0 | 0 | 0 | 0 | 0 | 0 | 0
Commercial_Restaurant_New_Miscellaneous_Natural Gas_Miscellaneous_E10_Codes & Standards Forecast | Commercial | Restaurant | New | Miscellaneous | Natural Gas | Miscellaneous | E10 |  | Codes & Standards Forecast | 0 | 0 | 0 | 0 | 0 | 0 | 0 | 0 | 0 | 0 | 0 | 0 | 0 | 0 | 0 | 0 | 0 | 0 | 0 | 0 | 0 | 0 | 0 | 0 | 0 | 0 | 0 | 0 | 0 | 0 | 0 | 0 | 0 | 0 | 0 | 0 | 0 | 0 | 0 | 0 | 0 | 0 | 0 | 0 | 0 | 0 | 0 | 0 | 0 | 0 | 0
Commercial_Restaurant_New_Miscellaneous_Natural Gas_Miscellaneous_Vintage_Codes & Standards Forecast | Commercial | Restaurant | New | Miscellaneous | Natural Gas | Miscellaneous | Vintage |  | Codes & Standards Forecast | 0 | 0 | 0 | 0 | 0 | 0 | 0 | 0 | 0 | 0 | 0 | 0 | 0 | 0 | 0 | 0 | 0 | 0 | 0 | 0 | 0 | 0 | 0 | 0 | 0 | 0 | 0 | 0 | 0 | 0 | 0 | 0 | 0 | 0 | 0 | 0 | 0 | 0 | 0 | 0 | 0 | 0 | 0 | 0 | 0 | 0 | 0 | 0 | 0 | 0 | 0
Commercial_Retail_Existing_Space Heating_Natural Gas_Furnace_E1_Codes & Standards Forecast | Commercial | Retail | Existing | Space Heating | Natural Gas | Furnace | E1 |  | Codes & Standards Forecast | 0 | 310142.4972 | 644803.9532 | 1000363.9337 | 1374509.3628 | 1764008.5578 | 2168414.7666 | 2587195.5855 | 3019148.8981 | 3462093.4736 | 3914421.1954 | 4374873.104 | 4842129.3558 | 5315002.105 | 5792374.4773 | 6273427.1266 | 6757362.1374 | 7243467.0493 | 7731044.5512 | 8172723.7969 | 8572178.1907 | 8932839.4226 | 9257933.5939 | 9550367.5819 | 9812812.1287 | 10047640.8789 | 10257100.771 | 10443256.3969 | 10608004.758 | 10753088.8303 | 10880110.0339 | 10990539.6962 | 11086111.5029 | 0 | 0 | 0 | 0 | 0 | 0 | 0 | 0 | 0 | 0 | 0 | 0 | 0 | 0 | 0 | 0 | 0 | 0
Commercial_Retail_Existing_Space Heating_Natural Gas_Furnace_E2_Codes & Standards Forecast | Commercial | Retail | Existing | Space Heating | Natural Gas | Furnace | E2 |  | Codes & Standards Forecast | 0 | 0 | 0 | 0 | 0 | 0 | 0 | 0 | 0 | 0 | 0 | 0 | 0 | 0 | 0 | 0 | 0 | 0 | 0 | 0 | 0 | 0 | 0 | 0 | 0 | 0 | 0 | 0 | 0 | 0 | 0 | 0 | 0 | 0 | 0 | 0 | 0 | 0 | 0 | 0 | 0 | 0 | 0 | 0 | 0 | 0 | 0 | 0 | 0 | 0 | 0
Commercial_Retail_Existing_Space Heating_Natural Gas_Furnace_E3_Codes & Standards Forecast | Commercial | Retail | Existing | Space Heating | Natural Gas | Furnace | E3 |  | Codes & Standards Forecast | 0 | 0 | 0 | 0 | 0 | 0 | 0 | 0 | 0 | 0 | 0 | 0 | 0 | 0 | 0 | 0 | 0 | 0 | 0 | 0 | 0 | 0 | 0 | 0 | 0 | 0 | 0 | 0 | 0 | 0 | 0 | 0 | 0 | 0 | 0 | 0 | 0 | 0 | 0 | 0 | 0 | 0 | 0 | 0 | 0 | 0 | 0 | 0 | 0 | 0 | 0
Commercial_Retail_Existing_Space Heating_Natural Gas_Furnace_E4_Codes & Standards Forecast | Commercial | Retail | Existing | Space Heating | Natural Gas | Furnace | E4 |  | Codes & Standards Forecast | 0 | 0 | 0 | 0 | 0 | 0 | 0 | 0 | 0 | 0 | 0 | 0 | 0 | 0 | 0 | 0 | 0 | 0 | 0 | 0 | 0 | 0 | 0 | 0 | 0 | 0 | 0 | 0 | 0 | 0 | 0 | 0 | 0 | 0 | 0 | 0 | 0 | 0 | 0 | 0 | 0 | 0 | 0 | 0 | 0 | 0 | 0 | 0 | 0 | 0 | 0
Commercial_Retail_Existing_Space Heating_Natural Gas_Furnace_E5_Codes & Standards Forecast | Commercial | Retail | Existing | Space Heating | Natural Gas | Furnace | E5 |  | Codes & Standards Forecast | 0 | 0 | 0 | 0 | 0 | 0 | 0 | 0 | 0 | 0 | 0 | 0 | 0 | 0 | 0 | 0 | 0 | 0 | 0 | 0 | 0 | 0 | 0 | 0 | 0 | 0 | 0 | 0 | 0 | 0 | 0 | 0 | 0 | 0 | 0 | 0 | 0 | 0 | 0 | 0 | 0 | 0 | 0 | 0 | 0 | 0 | 0 | 0 | 0 | 0 | 0
Commercial_Retail_Existing_Space Heating_Natural Gas_Furnace_E6_Codes & Standards Forecast | Commercial | Retail | Existing | Space Heating | Natural Gas | Furnace | E6 |  | Codes & Standards Forecast | 0 | 0 | 0 | 0 | 0 | 0 | 0 | 0 | 0 | 0 | 0 | 0 | 0 | 0 | 0 | 0 | 0 | 0 | 0 | 0 | 0 | 0 | 0 | 0 | 0 | 0 | 0 | 0 | 0 | 0 | 0 | 0 | 0 | 0 | 0 | 0 | 0 | 0 | 0 | 0 | 0 | 0 | 0 | 0 | 0 | 0 | 0 | 0 | 0 | 0 | 0
Commercial_Retail_Existing_Space Heating_Natural Gas_Furnace_E7_Codes & Standards Forecast | Commercial | Retail | Existing | Space Heating | Natural Gas | Furnace | E7 |  | Codes & Standards Forecast | 0 | 0 | 0 | 0 | 0 | 0 | 0 | 0 | 0 | 0 | 0 | 0 | 0 | 0 | 0 | 0 | 0 | 0 | 0 | 0 | 0 | 0 | 0 | 0 | 0 | 0 | 0 | 0 | 0 | 0 | 0 | 0 | 0 | 0 | 0 | 0 | 0 | 0 | 0 | 0 | 0 | 0 | 0 | 0 | 0 | 0 | 0 | 0 | 0 | 0 | 0
Commercial_Retail_Existing_Space Heating_Natural Gas_Furnace_E8_Codes & Standards Forecast | Commercial | Retail | Existing | Space Heating | Natural Gas | Furnace | E8 |  | Codes & Standards Forecast | 0 | 0 | 0 | 0 | 0 | 0 | 0 | 0 | 0 | 0 | 0 | 0 | 0 | 0 | 0 | 0 | 0 | 0 | 0 | 0 | 0 | 0 | 0 | 0 | 0 | 0 | 0 | 0 | 0 | 0 | 0 | 0 | 0 | 0 | 0 | 0 | 0 | 0 | 0 | 0 | 0 | 0 | 0 | 0 | 0 | 0 | 0 | 0 | 0 | 0 | 0
Commercial_Retail_Existing_Space Heating_Natural Gas_Furnace_E9_Codes & Standards Forecast | Commercial | Retail | Existing | Space Heating | Natural Gas | Furnace | E9 |  | Codes & Standards Forecast | 0 | 0 | 0 | 0 | 0 | 0 | 0 | 0 | 0 | 0 | 0 | 0 | 0 | 0 | 0 | 0 | 0 | 0 | 0 | 0 | 0 | 0 | 0 | 0 | 0 | 0 | 0 | 0 | 0 | 0 | 0 | 0 | 0 | 0 | 0 | 0 | 0 | 0 | 0 | 0 | 0 | 0 | 0 | 0 | 0 | 0 | 0 | 0 | 0 | 0 | 0
Commercial_Retail_Existing_Space Heating_Natural Gas_Furnace_E10_Codes & Standards Forecast | Commercial | Retail | Existing | Space Heating | Natural Gas | Furnace | E10 |  | Codes & Standards Forecast | 0 | 0 | 0 | 0 | 0 | 0 | 0 | 0 | 0 | 0 | 0 | 0 | 0 | 0 | 0 | 0 | 0 | 0 | 0 | 0 | 0 | 0 | 0 | 0 | 0 | 0 | 0 | 0 | 0 | 0 | 0 | 0 | 0 | 0 | 0 | 0 | 0 | 0 | 0 | 0 | 0 | 0 | 0 | 0 | 0 | 0 | 0 | 0 | 0 | 0 | 0
Commercial_Retail_Existing_Space Heating_Natural Gas_Furnace_Vintage_Codes & Standards Forecast | Commercial | Retail | Existing | Space Heating | Natural Gas | Furnace | Vintage |  | Codes & Standards Forecast | 15534470.3232 | 15145291.9474 | 14731594.6129 | 14280588.2839 | 13808515.8089 | 13311651.7729 | 12806942.4279 | 12299345.5335 | 11787587.1114 | 11267612.8099 | 10739269.7722 | 10203565.059 | 9661160.1168 | 9112921.5453 | 8559715.2459 | 8002687.6044 | 7442756.6365 | 6880755.1714 | 6317382.0973 | 5800009.8546 | 5324846.1202 | 4888459.0944 | 4487730.3514 | 4119754.2571 | 3781861.3237 | 3471571.3877 | 3186637.4357 | 2924994.8004 | 2684746.4047 | 2464149.1966 | 2261601.6792 | 2075632.4483 | 1904955.2802 | 0 | 0 | 0 | 0 | 0 | 0 | 0 | 0 | 0 | 0 | 0 | 0 | 0 | 0 | 0 | 0 | 0 | 0
Commercial_Retail_Existing_Space Heating_Natural Gas_Boiler_E1_Codes & Standards Forecast | Commercial | Retail | Existing | Space Heating | Natural Gas | Boiler | E1 |  | Codes & Standards Forecast | 0 | 12927.7117 | 27126.2881 | 42401.6598 | 58619.7052 | 75611.8919 | 93333.0487 | 111739.0998 | 130760.6929 | 150288.6942 | 170240.8615 | 190552.082 | 211156.3322 | 231994.8352 | 253013.2161 | 274171.2318 | 295430.5688 | 316757.4947 | 338119.6591 | 359487.8597 | 380832.4408 | 402128.9682 | 421059.1269 | 437849.3002 | 452704.3049 | 465805.7286 | 477320.8267 | 487400.9322 | 496182.9688 | 503790.8197 | 510336.5671 | 515921.6134 | 520655.6337 | 0 | 0 | 0 | 0 | 0 | 0 | 0 | 0 | 0 | 0 | 0 | 0 | 0 | 0 | 0 | 0 | 0 | 0
Commercial_Retail_Existing_Space Heating_Natural Gas_Boiler_E2_Codes & Standards Forecast | Commercial | Retail | Existing | Space Heating | Natural Gas | Boiler | E2 |  | Codes & Standards Forecast | 0 | 0 | 0 | 0 | 0 | 0 | 0 | 0 | 0 | 0 | 0 | 0 | 0 | 0 | 0 | 0 | 0 | 0 | 0 | 0 | 0 | 0 | 0 | 0 | 0 | 0 | 0 | 0 | 0 | 0 | 0 | 0 | 0 | 0 | 0 | 0 | 0 | 0 | 0 | 0 | 0 | 0 | 0 | 0 | 0 | 0 | 0 | 0 | 0 | 0 | 0
Commercial_Retail_Existing_Space Heating_Natural Gas_Boiler_E3_Codes & Standards Forecast | Commercial | Retail | Existing | Space Heating | Natural Gas | Boiler | E3 |  | Codes & Standards Forecast | 0 | 0 | 0 | 0 | 0 | 0 | 0 | 0 | 0 | 0 | 0 | 0 | 0 | 0 | 0 | 0 | 0 | 0 | 0 | 0 | 0 | 0 | 0 | 0 | 0 | 0 | 0 | 0 | 0 | 0 | 0 | 0 | 0 | 0 | 0 | 0 | 0 | 0 | 0 | 0 | 0 | 0 | 0 | 0 | 0 | 0 | 0 | 0 | 0 | 0 | 0
Commercial_Retail_Existing_Space Heating_Natural Gas_Boiler_E4_Codes & Standards Forecast | Commercial | Retail | Existing | Space Heating | Natural Gas | Boiler | E4 |  | Codes & Standards Forecast | 0 | 0 | 0 | 0 | 0 | 0 | 0 | 0 | 0 | 0 | 0 | 0 | 0 | 0 | 0 | 0 | 0 | 0 | 0 | 0 | 0 | 0 | 0 | 0 | 0 | 0 | 0 | 0 | 0 | 0 | 0 | 0 | 0 | 0 | 0 | 0 | 0 | 0 | 0 | 0 | 0 | 0 | 0 | 0 | 0 | 0 | 0 | 0 | 0 | 0 | 0
Commercial_Retail_Existing_Space Heating_Natural Gas_Boiler_E5_Codes & Standards Forecast | Commercial | Retail | Existing | Space Heating | Natural Gas | Boiler | E5 |  | Codes & Standards Forecast | 0 | 0 | 0 | 0 | 0 | 0 | 0 | 0 | 0 | 0 | 0 | 0 | 0 | 0 | 0 | 0 | 0 | 0 | 0 | 0 | 0 | 0 | 0 | 0 | 0 | 0 | 0 | 0 | 0 | 0 | 0 | 0 | 0 | 0 | 0 | 0 | 0 | 0 | 0 | 0 | 0 | 0 | 0 | 0 | 0 | 0 | 0 | 0 | 0 | 0 | 0
Commercial_Retail_Existing_Space Heating_Natural Gas_Boiler_E6_Codes & Standards Forecast | Commercial | Retail | Existing | Space Heating | Natural Gas | Boiler | E6 |  | Codes & Standards Forecast | 0 | 0 | 0 | 0 | 0 | 0 | 0 | 0 | 0 | 0 | 0 | 0 | 0 | 0 | 0 | 0 | 0 | 0 | 0 | 0 | 0 | 0 | 0 | 0 | 0 | 0 | 0 | 0 | 0 | 0 | 0 | 0 | 0 | 0 | 0 | 0 | 0 | 0 | 0 | 0 | 0 | 0 | 0 | 0 | 0 | 0 | 0 | 0 | 0 | 0 | 0
Commercial_Retail_Existing_Space Heating_Natural Gas_Boiler_E7_Codes & Standards Forecast | Commercial | Retail | Existing | Space Heating | Natural Gas | Boiler | E7 |  | Codes & Standards Forecast | 0 | 0 | 0 | 0 | 0 | 0 | 0 | 0 | 0 | 0 | 0 | 0 | 0 | 0 | 0 | 0 | 0 | 0 | 0 | 0 | 0 | 0 | 0 | 0 | 0 | 0 | 0 | 0 | 0 | 0 | 0 | 0 | 0 | 0 | 0 | 0 | 0 | 0 | 0 | 0 | 0 | 0 | 0 | 0 | 0 | 0 | 0 | 0 | 0 | 0 | 0
Commercial_Retail_Existing_Space Heating_Natural Gas_Boiler_E8_Codes & Standards Forecast | Commercial | Retail | Existing | Space Heating | Natural Gas | Boiler | E8 |  | Codes & Standards Forecast | 0 | 0 | 0 | 0 | 0 | 0 | 0 | 0 | 0 | 0 | 0 | 0 | 0 | 0 | 0 | 0 | 0 | 0 | 0 | 0 | 0 | 0 | 0 | 0 | 0 | 0 | 0 | 0 | 0 | 0 | 0 | 0 | 0 | 0 | 0 | 0 | 0 | 0 | 0 | 0 | 0 | 0 | 0 | 0 | 0 | 0 | 0 | 0 | 0 | 0 | 0
Commercial_Retail_Existing_Space Heating_Natural Gas_Boiler_E9_Codes & Standards Forecast | Commercial | Retail | Existing | Space Heating | Natural Gas | Boiler | E9 |  | Codes & Standards Forecast | 0 | 0 | 0 | 0 | 0 | 0 | 0 | 0 | 0 | 0 | 0 | 0 | 0 | 0 | 0 | 0 | 0 | 0 | 0 | 0 | 0 | 0 | 0 | 0 | 0 | 0 | 0 | 0 | 0 | 0 | 0 | 0 | 0 | 0 | 0 | 0 | 0 | 0 | 0 | 0 | 0 | 0 | 0 | 0 | 0 | 0 | 0 | 0 | 0 | 0 | 0
Commercial_Retail_Existing_Space Heating_Natural Gas_Boiler_E10_Codes & Standards Forecast | Commercial | Retail | Existing | Space Heating | Natural Gas | Boiler | E10 |  | Codes & Standards Forecast | 0 | 0 | 0 | 0 | 0 | 0 | 0 | 0 | 0 | 0 | 0 | 0 | 0 | 0 | 0 | 0 | 0 | 0 | 0 | 0 | 0 | 0 | 0 | 0 | 0 | 0 | 0 | 0 | 0 | 0 | 0 | 0 | 0 | 0 | 0 | 0 | 0 | 0 | 0 | 0 | 0 | 0 | 0 | 0 | 0 | 0 | 0 | 0 | 0 | 0 | 0
Commercial_Retail_Existing_Space Heating_Natural Gas_Boiler_Vintage_Codes & Standards Forecast | Commercial | Retail | Existing | Space Heating | Natural Gas | Boiler | Vintage |  | Codes & Standards Forecast | 714660.1746 | 698096.4332 | 680261.8272 | 660595.4654 | 639872.306 | 617940.8215 | 595605.2392 | 573113.2224 | 550420.2113 | 527348.4731 | 503899.2365 | 480126.0258 | 456064.5753 | 431758.8828 | 407251.7775 | 382598.5475 | 357843.0318 | 333024.5003 | 308175.3759 | 283324.9343 | 258497.3602 | 233717.0829 | 211307.371 | 191041.8983 | 172715.9058 | 156142.9055 | 141155.6385 | 127602.7684 | 115347.3679 | 104265.5503 | 94245.2302 | 85185.0012 | 76995.7739 | 0 | 0 | 0 | 0 | 0 | 0 | 0 | 0 | 0 | 0 | 0 | 0 | 0 | 0 | 0 | 0 | 0 | 0
Commercial_Retail_Existing_Space Heating_Natural Gas_Unit Heater_E1_Codes & Standards Forecast | Commercial | Retail | Existing | Space Heating | Natural Gas | Unit Heater | E1 |  | Codes & Standards Forecast | 0 | 51418.202 | 117657.098 | 195216.8544 | 281452.4855 | 374034.014 | 471610.0258 | 573152.6693 | 677734.3521 | 784385.8344 | 892400.282 | 1001257.2507 | 1086380.0329 | 1152586.609 | 1203707.9558 | 1242837.3146 | 1272428.6499 | 1294438.8376 | 1310417.567 | 1321598.3304 | 1328951.4008 | 1333257.7635 | 1335149.5196 | 1335121.7535 | 1333568.5063 | 1330792.7868 | 1327043.9838 | 1322520.5758 | 1317380.5194 | 1311749.5186 | 1305727.6067 | 1299394.3865 | 1292857.7394 | 0 | 0 | 0 | 0 | 0 | 0 | 0 | 0 | 0 | 0 | 0 | 0 | 0 | 0 | 0 | 0 | 0 | 0
Commercial_Retail_Existing_Space Heating_Natural Gas_Unit Heater_E2_Codes & Standards Forecast | Commercial | Retail | Existing | Space Heating | Natural Gas | Unit Heater | E2 |  | Codes & Standards Forecast | 0 | 0 | 0 | 0 | 0 | 0 | 0 | 0 | 0 | 0 | 0 | 0 | 0 | 0 | 0 | 0 | 0 | 0 | 0 | 0 | 0 | 0 | 0 | 0 | 0 | 0 | 0 | 0 | 0 | 0 | 0 | 0 | 0 | 0 | 0 | 0 | 0 | 0 | 0 | 0 | 0 | 0 | 0 | 0 | 0 | 0 | 0 | 0 | 0 | 0 | 0
Commercial_Retail_Existing_Space Heating_Natural Gas_Unit Heater_E3_Codes & Standards Forecast | Commercial | Retail | Existing | Space Heating | Natural Gas | Unit Heater | E3 |  | Codes & Standards Forecast | 0 | 0 | 0 | 0 | 0 | 0 | 0 | 0 | 0 | 0 | 0 | 0 | 0 | 0 | 0 | 0 | 0 | 0 | 0 | 0 | 0 | 0 | 0 | 0 | 0 | 0 | 0 | 0 | 0 | 0 | 0 | 0 | 0 | 0 | 0 | 0 | 0 | 0 | 0 | 0 | 0 | 0 | 0 | 0 | 0 | 0 | 0 | 0 | 0 | 0 | 0
Commercial_Retail_Existing_Space Heating_Natural Gas_Unit Heater_E4_Codes & Standards Forecast | Commercial | Retail | Existing | Space Heating | Natural Gas | Unit Heater | E4 |  | Codes & Standards Forecast | 0 | 0 | 0 | 0 | 0 | 0 | 0 | 0 | 0 | 0 | 0 | 0 | 0 | 0 | 0 | 0 | 0 | 0 | 0 | 0 | 0 | 0 | 0 | 0 | 0 | 0 | 0 | 0 | 0 | 0 | 0 | 0 | 0 | 0 | 0 | 0 | 0 | 0 | 0 | 0 | 0 | 0 | 0 | 0 | 0 | 0 | 0 | 0 | 0 | 0 | 0
Commercial_Retail_Existing_Space Heating_Natural Gas_Unit Heater_E5_Codes & Standards Forecast | Commercial | Retail | Existing | Space Heating | Natural Gas | Unit Heater | E5 |  | Codes & Standards Forecast | 0 | 0 | 0 | 0 | 0 | 0 | 0 | 0 | 0 | 0 | 0 | 0 | 0 | 0 | 0 | 0 | 0 | 0 | 0 | 0 | 0 | 0 | 0 | 0 | 0 | 0 | 0 | 0 | 0 | 0 | 0 | 0 | 0 | 0 | 0 | 0 | 0 | 0 | 0 | 0 | 0 | 0 | 0 | 0 | 0 | 0 | 0 | 0 | 0 | 0 | 0
Commercial_Retail_Existing_Space Heating_Natural Gas_Unit Heater_E6_Codes & Standards Forecast | Commercial | Retail | Existing | Space Heating | Natural Gas | Unit Heater | E6 |  | Codes & Standards Forecast | 0 | 0 | 0 | 0 | 0 | 0 | 0 | 0 | 0 | 0 | 0 | 0 | 0 | 0 | 0 | 0 | 0 | 0 | 0 | 0 | 0 | 0 | 0 | 0 | 0 | 0 | 0 | 0 | 0 | 0 | 0 | 0 | 0 | 0 | 0 | 0 | 0 | 0 | 0 | 0 | 0 | 0 | 0 | 0 | 0 | 0 | 0 | 0 | 0 | 0 | 0
Commercial_Retail_Existing_Space Heating_Natural Gas_Unit Heater_E7_Codes & Standards Forecast | Commercial | Retail | Existing | Space Heating | Natural Gas | Unit Heater | E7 |  | Codes & Standards Forecast | 0 | 0 | 0 | 0 | 0 | 0 | 0 | 0 | 0 | 0 | 0 | 0 | 0 | 0 | 0 | 0 | 0 | 0 | 0 | 0 | 0 | 0 | 0 | 0 | 0 | 0 | 0 | 0 | 0 | 0 | 0 | 0 | 0 | 0 | 0 | 0 | 0 | 0 | 0 | 0 | 0 | 0 | 0 | 0 | 0 | 0 | 0 | 0 | 0 | 0 | 0
Commercial_Retail_Existing_Space Heating_Natural Gas_Unit Heater_E8_Codes & Standards Forecast | Commercial | Retail | Existing | Space Heating | Natural Gas | Unit Heater | E8 |  | Codes & Standards Forecast | 0 | 0 | 0 | 0 | 0 | 0 | 0 | 0 | 0 | 0 | 0 | 0 | 0 | 0 | 0 | 0 | 0 | 0 | 0 | 0 | 0 | 0 | 0 | 0 | 0 | 0 | 0 | 0 | 0 | 0 | 0 | 0 | 0 | 0 | 0 | 0 | 0 | 0 | 0 | 0 | 0 | 0 | 0 | 0 | 0 | 0 | 0 | 0 | 0 | 0 | 0
Commercial_Retail_Existing_Space Heating_Natural Gas_Unit Heater_E9_Codes & Standards Forecast | Commercial | Retail | Existing | Space Heating | Natural Gas | Unit Heater | E9 |  | Codes & Standards Forecast | 0 | 0 | 0 | 0 | 0 | 0 | 0 | 0 | 0 | 0 | 0 | 0 | 0 | 0 | 0 | 0 | 0 | 0 | 0 | 0 | 0 | 0 | 0 | 0 | 0 | 0 | 0 | 0 | 0 | 0 | 0 | 0 | 0 | 0 | 0 | 0 | 0 | 0 | 0 | 0 | 0 | 0 | 0 | 0 | 0 | 0 | 0 | 0 | 0 | 0 | 0
Commercial_Retail_Existing_Space Heating_Natural Gas_Unit Heater_E10_Codes & Standards Forecast | Commercial | Retail | Existing | Space Heating | Natural Gas | Unit Heater | E10 |  | Codes & Standards Forecast | 0 | 0 | 0 | 0 | 0 | 0 | 0 | 0 | 0 | 0 | 0 | 0 | 0 | 0 | 0 | 0 | 0 | 0 | 0 | 0 | 0 | 0 | 0 | 0 | 0 | 0 | 0 | 0 | 0 | 0 | 0 | 0 | 0 | 0 | 0 | 0 | 0 | 0 | 0 | 0 | 0 | 0 | 0 | 0 | 0 | 0 | 0 | 0 | 0 | 0 | 0
Commercial_Retail_Existing_Space Heating_Natural Gas_Unit Heater_Vintage_Codes & Standards Forecast | Commercial | Retail | Existing | Space Heating | Natural Gas | Unit Heater | Vintage |  | Codes & Standards Forecast | 1550434.3192 | 1491127.8574 | 1417000.7015 | 1329914.8208 | 1233905.4768 | 1130608.2864 | 1023021.4134 | 912614.3871 | 800067.6705 | 685728.1546 | 570126.9176 | 453759.2628 | 361136.1857 | 287407.6436 | 228717.6111 | 182005.4874 | 144829.2949 | 115244.171 | 91700.584 | 72965.2006 | 58055.879 | 46191.623 | 36751.0781 | 29239.284 | 23262.3248 | 18506.5604 | 14722.5947 | 11711.9415 | 9316.6367 | 7410.9687 | 5894.8966 | 4688.8098 | 3729.4866 | 0 | 0 | 0 | 0 | 0 | 0 | 0 | 0 | 0 | 0 | 0 | 0 | 0 | 0 | 0 | 0 | 0 | 0
Commercial_Retail_Existing_Water Heating_Natural Gas_Water Heater_E1_Codes & Standards Forecast | Commercial | Retail | Existing | Water Heating | Natural Gas | Water Heater | E1 |  | Codes & Standards Forecast | 0 | 341186.4126 | 780715.8093 | 1295364.9812 | 1867583.0768 | 2481909.4892 | 3129376.887 | 3803164.9413 | 4497118.5959 | 5204806.4423 | 5759794.5072 | 6193303.8659 | 6529939.6716 | 6789323.6602 | 6987058.5356 | 7135818.887 | 7245639.7294 | 7324526.8848 | 7378806.78 | 7413515.0548 | 7432595.4161 | 7439236.0149 | 7436032.793 | 7425006.982 | 7407767.3329 | 7385535.4126 | 7359329.2739 | 7329959.143 | 7298069.8253 | 7264174.4628 | 7228681.405 | 7191915.598 | 7154382.0773 | 0 | 0 | 0 | 0 | 0 | 0 | 0 | 0 | 0 | 0 | 0 | 0 | 0 | 0 | 0 | 0 | 0 | 0
Commercial_Retail_Existing_Water Heating_Natural Gas_Water Heater_E2_Codes & Standards Forecast | Commercial | Retail | Existing | Water Heating | Natural Gas | Water Heater | E2 |  | Codes & Standards Forecast | 0 | 0 | 0 | 0 | 0 | 0 | 0 | 0 | 0 | 0 | 0 | 0 | 0 | 0 | 0 | 0 | 0 | 0 | 0 | 0 | 0 | 0 | 0 | 0 | 0 | 0 | 0 | 0 | 0 | 0 | 0 | 0 | 0 | 0 | 0 | 0 | 0 | 0 | 0 | 0 | 0 | 0 | 0 | 0 | 0 | 0 | 0 | 0 | 0 | 0 | 0
Commercial_Retail_Existing_Water Heating_Natural Gas_Water Heater_E3_Codes & Standards Forecast | Commercial | Retail | Existing | Water Heating | Natural Gas | Water Heater | E3 |  | Codes & Standards Forecast | 0 | 0 | 0 | 0 | 0 | 0 | 0 | 0 | 0 | 0 | 0 | 0 | 0 | 0 | 0 | 0 | 0 | 0 | 0 | 0 | 0 | 0 | 0 | 0 | 0 | 0 | 0 | 0 | 0 | 0 | 0 | 0 | 0 | 0 | 0 | 0 | 0 | 0 | 0 | 0 | 0 | 0 | 0 | 0 | 0 | 0 | 0 | 0 | 0 | 0 | 0
Commercial_Retail_Existing_Water Heating_Natural Gas_Water Heater_E4_Codes & Standards Forecast | Commercial | Retail | Existing | Water Heating | Natural Gas | Water Heater | E4 |  | Codes & Standards Forecast | 0 | 0 | 0 | 0 | 0 | 0 | 0 | 0 | 0 | 0 | 0 | 0 | 0 | 0 | 0 | 0 | 0 | 0 | 0 | 0 | 0 | 0 | 0 | 0 | 0 | 0 | 0 | 0 | 0 | 0 | 0 | 0 | 0 | 0 | 0 | 0 | 0 | 0 | 0 | 0 | 0 | 0 | 0 | 0 | 0 | 0 | 0 | 0 | 0 | 0 | 0
Commercial_Retail_Existing_Water Heating_Natural Gas_Water Heater_E5_Codes & Standards Forecast | Commercial | Retail | Existing | Water Heating | Natural Gas | Water Heater | E5 |  | Codes & Standards Forecast | 0 | 0 | 0 | 0 | 0 | 0 | 0 | 0 | 0 | 0 | 0 | 0 | 0 | 0 | 0 | 0 | 0 | 0 | 0 | 0 | 0 | 0 | 0 | 0 | 0 | 0 | 0 | 0 | 0 | 0 | 0 | 0 | 0 | 0 | 0 | 0 | 0 | 0 | 0 | 0 | 0 | 0 | 0 | 0 | 0 | 0 | 0 | 0 | 0 | 0 | 0
Commercial_Retail_Existing_Water Heating_Natural Gas_Water Heater_E6_Codes & Standards Forecast | Commercial | Retail | Existing | Water Heating | Natural Gas | Water Heater | E6 |  | Codes & Standards Forecast | 0 | 0 | 0 | 0 | 0 | 0 | 0 | 0 | 0 | 0 | 0 | 0 | 0 | 0 | 0 | 0 | 0 | 0 | 0 | 0 | 0 | 0 | 0 | 0 | 0 | 0 | 0 | 0 | 0 | 0 | 0 | 0 | 0 | 0 | 0 | 0 | 0 | 0 | 0 | 0 | 0 | 0 | 0 | 0 | 0 | 0 | 0 | 0 | 0 | 0 | 0
Commercial_Retail_Existing_Water Heating_Natural Gas_Water Heater_E7_Codes & Standards Forecast | Commercial | Retail | Existing | Water Heating | Natural Gas | Water Heater | E7 |  | Codes & Standards Forecast | 0 | 0 | 0 | 0 | 0 | 0 | 0 | 0 | 0 | 0 | 0 | 0 | 0 | 0 | 0 | 0 | 0 | 0 | 0 | 0 | 0 | 0 | 0 | 0 | 0 | 0 | 0 | 0 | 0 | 0 | 0 | 0 | 0 | 0 | 0 | 0 | 0 | 0 | 0 | 0 | 0 | 0 | 0 | 0 | 0 | 0 | 0 | 0 | 0 | 0 | 0
Commercial_Retail_Existing_Water Heating_Natural Gas_Water Heater_E8_Codes & Standards Forecast | Commercial | Retail | Existing | Water Heating | Natural Gas | Water Heater | E8 |  | Codes & Standards Forecast | 0 | 0 | 0 | 0 | 0 | 0 | 0 | 0 | 0 | 0 | 0 | 0 | 0 | 0 | 0 | 0 | 0 | 0 | 0 | 0 | 0 | 0 | 0 | 0 | 0 | 0 | 0 | 0 | 0 | 0 | 0 | 0 | 0 | 0 | 0 | 0 | 0 | 0 | 0 | 0 | 0 | 0 | 0 | 0 | 0 | 0 | 0 | 0 | 0 | 0 | 0
Commercial_Retail_Existing_Water Heating_Natural Gas_Water Heater_E9_Codes & Standards Forecast | Commercial | Retail | Existing | Water Heating | Natural Gas | Water Heater | E9 |  | Codes & Standards Forecast | 0 | 0 | 0 | 0 | 0 | 0 | 0 | 0 | 0 | 0 | 0 | 0 | 0 | 0 | 0 | 0 | 0 | 0 | 0 | 0 | 0 | 0 | 0 | 0 | 0 | 0 | 0 | 0 | 0 | 0 | 0 | 0 | 0 | 0 | 0 | 0 | 0 | 0 | 0 | 0 | 0 | 0 | 0 | 0 | 0 | 0 | 0 | 0 | 0 | 0 | 0
Commercial_Retail_Existing_Water Heating_Natural Gas_Water Heater_E10_Codes & Standards Forecast | Commercial | Retail | Existing | Water Heating | Natural Gas | Water Heater | E10 |  | Codes & Standards Forecast | 0 | 0 | 0 | 0 | 0 | 0 | 0 | 0 | 0 | 0 | 0 | 0 | 0 | 0 | 0 | 0 | 0 | 0 | 0 | 0 | 0 | 0 | 0 | 0 | 0 | 0 | 0 | 0 | 0 | 0 | 0 | 0 | 0 | 0 | 0 | 0 | 0 | 0 | 0 | 0 | 0 | 0 | 0 | 0 | 0 | 0 | 0 | 0 | 0 | 0 | 0
Commercial_Retail_Existing_Water Heating_Natural Gas_Water Heater_Vintage_Codes & Standards Forecast | Commercial | Retail | Existing | Water Heating | Natural Gas | Water Heater | Vintage |  | Codes & Standards Forecast | 8573279.224 | 8188473.9019 | 7705325.5957 | 7138000.7818 | 6511737.9785 | 5838158.2578 | 5135334.8178 | 4412530.2861 | 3674533.193 | 2924333.6075 | 2327393.6436 | 1852353.2065 | 1474243.7816 | 1173266.3415 | 933679.6734 | 742989.6773 | 591227.6198 | 470454.1092 | 374343.5888 | 297861.2989 | 236997.9026 | 188565.1884 | 150026.6395 | 119361.7099 | 94962.3413 | 75548.1802 | 60101.1323 | 47810.93 | 38032.7261 | 30253.3366 | 24064.3697 | 19140.8367 | 15224.651 | 0 | 0 | 0 | 0 | 0 | 0 | 0 | 0 | 0 | 0 | 0 | 0 | 0 | 0 | 0 | 0 | 0 | 0
Commercial_Retail_Existing_Food Preparation_Natural Gas_Oven_E1_Codes & Standards Forecast | Commercial | Retail | Existing | Food Preparation | Natural Gas | Oven | E1 |  | Codes & Standards Forecast | 0 | 10942.0561 | 25038.0316 | 41543.144 | 59894.5269 | 79596.3492 | 100361.0231 | 121969.8164 | 144225.3329 | 166921.3132 | 189907.3395 | 213072.6586 | 231187.2216 | 245276.3193 | 256155.2031 | 264482.1305 | 270779.3179 | 275463.1983 | 278863.5535 | 281242.8771 | 282807.6481 | 283724.0641 | 284126.6394 | 284120.7306 | 283790.1917 | 283199.5044 | 282401.74 | 281439.1356 | 280345.3054 | 279146.9996 | 277865.506 | 276517.7644 | 275126.7325 | 0 | 0 | 0 | 0 | 0 | 0 | 0 | 0 | 0 | 0 | 0 | 0 | 0 | 0 | 0 | 0 | 0 | 0
Commercial_Retail_Existing_Food Preparation_Natural Gas_Oven_E2_Codes & Standards Forecast | Commercial | Retail | Existing | Food Preparation | Natural Gas | Oven | E2 |  | Codes & Standards Forecast | 0 | 0 | 0 | 0 | 0 | 0 | 0 | 0 | 0 | 0 | 0 | 0 | 0 | 0 | 0 | 0 | 0 | 0 | 0 | 0 | 0 | 0 | 0 | 0 | 0 | 0 | 0 | 0 | 0 | 0 | 0 | 0 | 0 | 0 | 0 | 0 | 0 | 0 | 0 | 0 | 0 | 0 | 0 | 0 | 0 | 0 | 0 | 0 | 0 | 0 | 0
Commercial_Retail_Existing_Food Preparation_Natural Gas_Oven_E3_Codes & Standards Forecast | Commercial | Retail | Existing | Food Preparation | Natural Gas | Oven | E3 |  | Codes & Standards Forecast | 0 | 0 | 0 | 0 | 0 | 0 | 0 | 0 | 0 | 0 | 0 | 0 | 0 | 0 | 0 | 0 | 0 | 0 | 0 | 0 | 0 | 0 | 0 | 0 | 0 | 0 | 0 | 0 | 0 | 0 | 0 | 0 | 0 | 0 | 0 | 0 | 0 | 0 | 0 | 0 | 0 | 0 | 0 | 0 | 0 | 0 | 0 | 0 | 0 | 0 | 0
Commercial_Retail_Existing_Food Preparation_Natural Gas_Oven_E4_Codes & Standards Forecast | Commercial | Retail | Existing | Food Preparation | Natural Gas | Oven | E4 |  | Codes & Standards Forecast | 0 | 0 | 0 | 0 | 0 | 0 | 0 | 0 | 0 | 0 | 0 | 0 | 0 | 0 | 0 | 0 | 0 | 0 | 0 | 0 | 0 | 0 | 0 | 0 | 0 | 0 | 0 | 0 | 0 | 0 | 0 | 0 | 0 | 0 | 0 | 0 | 0 | 0 | 0 | 0 | 0 | 0 | 0 | 0 | 0 | 0 | 0 | 0 | 0 | 0 | 0
Commercial_Retail_Existing_Food Preparation_Natural Gas_Oven_E5_Codes & Standards Forecast | Commercial | Retail | Existing | Food Preparation | Natural Gas | Oven | E5 |  | Codes & Standards Forecast | 0 | 0 | 0 | 0 | 0 | 0 | 0 | 0 | 0 | 0 | 0 | 0 | 0 | 0 | 0 | 0 | 0 | 0 | 0 | 0 | 0 | 0 | 0 | 0 | 0 | 0 | 0 | 0 | 0 | 0 | 0 | 0 | 0 | 0 | 0 | 0 | 0 | 0 | 0 | 0 | 0 | 0 | 0 | 0 | 0 | 0 | 0 | 0 | 0 | 0 | 0
Commercial_Retail_Existing_Food Preparation_Natural Gas_Oven_E6_Codes & Standards Forecast | Commercial | Retail | Existing | Food Preparation | Natural Gas | Oven | E6 |  | Codes & Standards Forecast | 0 | 0 | 0 | 0 | 0 | 0 | 0 | 0 | 0 | 0 | 0 | 0 | 0 | 0 | 0 | 0 | 0 | 0 | 0 | 0 | 0 | 0 | 0 | 0 | 0 | 0 | 0 | 0 | 0 | 0 | 0 | 0 | 0 | 0 | 0 | 0 | 0 | 0 | 0 | 0 | 0 | 0 | 0 | 0 | 0 | 0 | 0 | 0 | 0 | 0 | 0
Commercial_Retail_Existing_Food Preparation_Natural Gas_Oven_E7_Codes & Standards Forecast | Commercial | Retail | Existing | Food Preparation | Natural Gas | Oven | E7 |  | Codes & Standards Forecast | 0 | 0 | 0 | 0 | 0 | 0 | 0 | 0 | 0 | 0 | 0 | 0 | 0 | 0 | 0 | 0 | 0 | 0 | 0 | 0 | 0 | 0 | 0 | 0 | 0 | 0 | 0 | 0 | 0 | 0 | 0 | 0 | 0 | 0 | 0 | 0 | 0 | 0 | 0 | 0 | 0 | 0 | 0 | 0 | 0 | 0 | 0 | 0 | 0 | 0 | 0
Commercial_Retail_Existing_Food Preparation_Natural Gas_Oven_E8_Codes & Standards Forecast | Commercial | Retail | Existing | Food Preparation | Natural Gas | Oven | E8 |  | Codes & Standards Forecast | 0 | 0 | 0 | 0 | 0 | 0 | 0 | 0 | 0 | 0 | 0 | 0 | 0 | 0 | 0 | 0 | 0 | 0 | 0 | 0 | 0 | 0 | 0 | 0 | 0 | 0 | 0 | 0 | 0 | 0 | 0 | 0 | 0 | 0 | 0 | 0 | 0 | 0 | 0 | 0 | 0 | 0 | 0 | 0 | 0 | 0 | 0 | 0 | 0 | 0 | 0
Commercial_Retail_Existing_Food Preparation_Natural Gas_Oven_E9_Codes & Standards Forecast | Commercial | Retail | Existing | Food Preparation | Natural Gas | Oven | E9 |  | Codes & Standards Forecast | 0 | 0 | 0 | 0 | 0 | 0 | 0 | 0 | 0 | 0 | 0 | 0 | 0 | 0 | 0 | 0 | 0 | 0 | 0 | 0 | 0 | 0 | 0 | 0 | 0 | 0 | 0 | 0 | 0 | 0 | 0 | 0 | 0 | 0 | 0 | 0 | 0 | 0 | 0 | 0 | 0 | 0 | 0 | 0 | 0 | 0 | 0 | 0 | 0 | 0 | 0
Commercial_Retail_Existing_Food Preparation_Natural Gas_Oven_E10_Codes & Standards Forecast | Commercial | Retail | Existing | Food Preparation | Natural Gas | Oven | E10 |  | Codes & Standards Forecast | 0 | 0 | 0 | 0 | 0 | 0 | 0 | 0 | 0 | 0 | 0 | 0 | 0 | 0 | 0 | 0 | 0 | 0 | 0 | 0 | 0 | 0 | 0 | 0 | 0 | 0 | 0 | 0 | 0 | 0 | 0 | 0 | 0 | 0 | 0 | 0 | 0 | 0 | 0 | 0 | 0 | 0 | 0 | 0 | 0 | 0 | 0 | 0 | 0 | 0 | 0
Commercial_Retail_Existing_Food Preparation_Natural Gas_Oven_Vintage_Codes & Standards Forecast | Commercial | Retail | Existing | Food Preparation | Natural Gas | Oven | Vintage |  | Codes & Standards Forecast | 329940.3447 | 317319.6266 | 301544.9891 | 283012.6688 | 262581.3898 | 240599.2199 | 217704.1837 | 194209.0044 | 170258.4881 | 145926.4549 | 121325.921 | 96562.2895 | 76851.6255 | 61161.815 | 48672.2762 | 38731.6976 | 30820.4139 | 24524.5484 | 19514.3528 | 15527.3675 | 12354.5877 | 9829.8134 | 7820.8172 | 6222.269 | 4950.3416 | 3938.2906 | 3133.0434 | 2492.361 | 1982.6279 | 1577.092 | 1254.4641 | 997.8027 | 793.6538 | 0 | 0 | 0 | 0 | 0 | 0 | 0 | 0 | 0 | 0 | 0 | 0 | 0 | 0 | 0 | 0 | 0 | 0
Commercial_Retail_Existing_Food Preparation_Natural Gas_Conveyor Oven_E1_Codes & Standards Forecast | Commercial | Retail | Existing | Food Preparation | Natural Gas | Conveyor Oven | E1 |  | Codes & Standards Forecast | 0 | 3861.9021 | 8836.9523 | 14662.2861 | 21139.2448 | 28092.8291 | 35421.5376 | 43048.1705 | 50903.0587 | 58913.4047 | 67026.1198 | 75202.1148 | 83407.4832 | 91615.329 | 99803.5775 | 107957.9736 | 116066.5984 | 122355.7728 | 127197.1254 | 130886.4537 | 133658.0343 | 135699.1661 | 137160.0071 | 138159.273 | 138791.4468 | 139130.6151 | 139236.5879 | 139156.9658 | 138929.6312 | 138584.7316 | 138146.2585 | 137633.3033 | 137065.7798 | 0 | 0 | 0 | 0 | 0 | 0 | 0 | 0 | 0 | 0 | 0 | 0 | 0 | 0 | 0 | 0 | 0 | 0
Commercial_Retail_Existing_Food Preparation_Natural Gas_Conveyor Oven_E2_Codes & Standards Forecast | Commercial | Retail | Existing | Food Preparation | Natural Gas | Conveyor Oven | E2 |  | Codes & Standards Forecast | 0 | 0 | 0 | 0 | 0 | 0 | 0 | 0 | 0 | 0 | 0 | 0 | 0 | 0 | 0 | 0 | 0 | 0 | 0 | 0 | 0 | 0 | 0 | 0 | 0 | 0 | 0 | 0 | 0 | 0 | 0 | 0 | 0 | 0 | 0 | 0 | 0 | 0 | 0 | 0 | 0 | 0 | 0 | 0 | 0 | 0 | 0 | 0 | 0 | 0 | 0
Commercial_Retail_Existing_Food Preparation_Natural Gas_Conveyor Oven_E3_Codes & Standards Forecast | Commercial | Retail | Existing | Food Preparation | Natural Gas | Conveyor Oven | E3 |  | Codes & Standards Forecast | 0 | 0 | 0 | 0 | 0 | 0 | 0 | 0 | 0 | 0 | 0 | 0 | 0 | 0 | 0 | 0 | 0 | 0 | 0 | 0 | 0 | 0 | 0 | 0 | 0 | 0 | 0 | 0 | 0 | 0 | 0 | 0 | 0 | 0 | 0 | 0 | 0 | 0 | 0 | 0 | 0 | 0 | 0 | 0 | 0 | 0 | 0 | 0 | 0 | 0 | 0
Commercial_Retail_Existing_Food Preparation_Natural Gas_Conveyor Oven_E4_Codes & Standards Forecast | Commercial | Retail | Existing | Food Preparation | Natural Gas | Conveyor Oven | E4 |  | Codes & Standards Forecast | 0 | 0 | 0 | 0 | 0 | 0 | 0 | 0 | 0 | 0 | 0 | 0 | 0 | 0 | 0 | 0 | 0 | 0 | 0 | 0 | 0 | 0 | 0 | 0 | 0 | 0 | 0 | 0 | 0 | 0 | 0 | 0 | 0 | 0 | 0 | 0 | 0 | 0 | 0 | 0 | 0 | 0 | 0 | 0 | 0 | 0 | 0 | 0 | 0 | 0 | 0
Commercial_Retail_Existing_Food Preparation_Natural Gas_Conveyor Oven_E5_Codes & Standards Forecast | Commercial | Retail | Existing | Food Preparation | Natural Gas | Conveyor Oven | E5 |  | Codes & Standards Forecast | 0 | 0 | 0 | 0 | 0 | 0 | 0 | 0 | 0 | 0 | 0 | 0 | 0 | 0 | 0 | 0 | 0 | 0 | 0 | 0 | 0 | 0 | 0 | 0 | 0 | 0 | 0 | 0 | 0 | 0 | 0 | 0 | 0 | 0 | 0 | 0 | 0 | 0 | 0 | 0 | 0 | 0 | 0 | 0 | 0 | 0 | 0 | 0 | 0 | 0 | 0
Commercial_Retail_Existing_Food Preparation_Natural Gas_Conveyor Oven_E6_Codes & Standards Forecast | Commercial | Retail | Existing | Food Preparation | Natural Gas | Conveyor Oven | E6 |  | Codes & Standards Forecast | 0 | 0 | 0 | 0 | 0 | 0 | 0 | 0 | 0 | 0 | 0 | 0 | 0 | 0 | 0 | 0 | 0 | 0 | 0 | 0 | 0 | 0 | 0 | 0 | 0 | 0 | 0 | 0 | 0 | 0 | 0 | 0 | 0 | 0 | 0 | 0 | 0 | 0 | 0 | 0 | 0 | 0 | 0 | 0 | 0 | 0 | 0 | 0 | 0 | 0 | 0
Commercial_Retail_Existing_Food Preparation_Natural Gas_Conveyor Oven_E7_Codes & Standards Forecast | Commercial | Retail | Existing | Food Preparation | Natural Gas | Conveyor Oven | E7 |  | Codes & Standards Forecast | 0 | 0 | 0 | 0 | 0 | 0 | 0 | 0 | 0 | 0 | 0 | 0 | 0 | 0 | 0 | 0 | 0 | 0 | 0 | 0 | 0 | 0 | 0 | 0 | 0 | 0 | 0 | 0 | 0 | 0 | 0 | 0 | 0 | 0 | 0 | 0 | 0 | 0 | 0 | 0 | 0 | 0 | 0 | 0 | 0 | 0 | 0 | 0 | 0 | 0 | 0
Commercial_Retail_Existing_Food Preparation_Natural Gas_Conveyor Oven_E8_Codes & Standards Forecast | Commercial | Retail | Existing | Food Preparation | Natural Gas | Conveyor Oven | E8 |  | Codes & Standards Forecast | 0 | 0 | 0 | 0 | 0 | 0 | 0 | 0 | 0 | 0 | 0 | 0 | 0 | 0 | 0 | 0 | 0 | 0 | 0 | 0 | 0 | 0 | 0 | 0 | 0 | 0 | 0 | 0 | 0 | 0 | 0 | 0 | 0 | 0 | 0 | 0 | 0 | 0 | 0 | 0 | 0 | 0 | 0 | 0 | 0 | 0 | 0 | 0 | 0 | 0 | 0
Commercial_Retail_Existing_Food Preparation_Natural Gas_Conveyor Oven_E9_Codes & Standards Forecast | Commercial | Retail | Existing | Food Preparation | Natural Gas | Conveyor Oven | E9 |  | Codes & Standards Forecast | 0 | 0 | 0 | 0 | 0 | 0 | 0 | 0 | 0 | 0 | 0 | 0 | 0 | 0 | 0 | 0 | 0 | 0 | 0 | 0 | 0 | 0 | 0 | 0 | 0 | 0 | 0 | 0 | 0 | 0 | 0 | 0 | 0 | 0 | 0 | 0 | 0 | 0 | 0 | 0 | 0 | 0 | 0 | 0 | 0 | 0 | 0 | 0 | 0 | 0 | 0
Commercial_Retail_Existing_Food Preparation_Natural Gas_Conveyor Oven_E10_Codes & Standards Forecast | Commercial | Retail | Existing | Food Preparation | Natural Gas | Conveyor Oven | E10 |  | Codes & Standards Forecast | 0 | 0 | 0 | 0 | 0 | 0 | 0 | 0 | 0 | 0 | 0 | 0 | 0 | 0 | 0 | 0 | 0 | 0 | 0 | 0 | 0 | 0 | 0 | 0 | 0 | 0 | 0 | 0 | 0 | 0 | 0 | 0 | 0 | 0 | 0 | 0 | 0 | 0 | 0 | 0 | 0 | 0 | 0 | 0 | 0 | 0 | 0 | 0 | 0 | 0 | 0
Commercial_Retail_Existing_Food Preparation_Natural Gas_Conveyor Oven_Vintage_Codes & Standards Forecast | Commercial | Retail | Existing | Food Preparation | Natural Gas | Conveyor Oven | Vintage |  | Codes & Standards Forecast | 164970.1724 | 160268.9392 | 154454.558 | 147615.6203 | 140098.7136 | 132004.9554 | 123611.0658 | 115041.2399 | 106338.8518 | 97510.4794 | 88590.5104 | 79615.3593 | 70611.9403 | 61603.7381 | 52610.1621 | 43648.9405 | 34733.2675 | 27638.1006 | 21991.8278 | 17498.6686 | 13923.0835 | 11077.7726 | 8813.7212 | 7012.2269 | 5578.8199 | 4438.2824 | 3530.8038 | 2808.7825 | 2234.3355 | 1777.3142 | 1413.7266 | 1124.4803 | 894.4133 | 0 | 0 | 0 | 0 | 0 | 0 | 0 | 0 | 0 | 0 | 0 | 0 | 0 | 0 | 0 | 0 | 0 | 0
Commercial_Retail_Existing_Food Preparation_Natural Gas_Double Rack Oven_E1_Codes & Standards Forecast | Commercial | Retail | Existing | Food Preparation | Natural Gas | Double Rack Oven | E1 |  | Codes & Standards Forecast | 0 | 5471.028 | 12519.0158 | 20771.572 | 29947.2635 | 39798.1746 | 50180.5115 | 60984.9082 | 72112.6664 | 83460.6566 | 94953.6698 | 106536.3293 | 115593.6108 | 122638.1596 | 128077.6015 | 132241.0653 | 135389.6589 | 137731.5991 | 139431.7768 | 140621.4386 | 141403.824 | 141862.032 | 142063.3197 | 142060.3653 | 141895.0958 | 141599.7522 | 141200.87 | 140719.5678 | 140172.6527 | 139573.4998 | 138932.753 | 138258.8822 | 137563.3663 | 0 | 0 | 0 | 0 | 0 | 0 | 0 | 0 | 0 | 0 | 0 | 0 | 0 | 0 | 0 | 0 | 0 | 0
Commercial_Retail_Existing_Food Preparation_Natural Gas_Double Rack Oven_E2_Codes & Standards Forecast | Commercial | Retail | Existing | Food Preparation | Natural Gas | Double Rack Oven | E2 |  | Codes & Standards Forecast | 0 | 0 | 0 | 0 | 0 | 0 | 0 | 0 | 0 | 0 | 0 | 0 | 0 | 0 | 0 | 0 | 0 | 0 | 0 | 0 | 0 | 0 | 0 | 0 | 0 | 0 | 0 | 0 | 0 | 0 | 0 | 0 | 0 | 0 | 0 | 0 | 0 | 0 | 0 | 0 | 0 | 0 | 0 | 0 | 0 | 0 | 0 | 0 | 0 | 0 | 0
Commercial_Retail_Existing_Food Preparation_Natural Gas_Double Rack Oven_E3_Codes & Standards Forecast | Commercial | Retail | Existing | Food Preparation | Natural Gas | Double Rack Oven | E3 |  | Codes & Standards Forecast | 0 | 0 | 0 | 0 | 0 | 0 | 0 | 0 | 0 | 0 | 0 | 0 | 0 | 0 | 0 | 0 | 0 | 0 | 0 | 0 | 0 | 0 | 0 | 0 | 0 | 0 | 0 | 0 | 0 | 0 | 0 | 0 | 0 | 0 | 0 | 0 | 0 | 0 | 0 | 0 | 0 | 0 | 0 | 0 | 0 | 0 | 0 | 0 | 0 | 0 | 0
Commercial_Retail_Existing_Food Preparation_Natural Gas_Double Rack Oven_E4_Codes & Standards Forecast | Commercial | Retail | Existing | Food Preparation | Natural Gas | Double Rack Oven | E4 |  | Codes & Standards Forecast | 0 | 0 | 0 | 0 | 0 | 0 | 0 | 0 | 0 | 0 | 0 | 0 | 0 | 0 | 0 | 0 | 0 | 0 | 0 | 0 | 0 | 0 | 0 | 0 | 0 | 0 | 0 | 0 | 0 | 0 | 0 | 0 | 0 | 0 | 0 | 0 | 0 | 0 | 0 | 0 | 0 | 0 | 0 | 0 | 0 | 0 | 0 | 0 | 0 | 0 | 0
Commercial_Retail_Existing_Food Preparation_Natural Gas_Double Rack Oven_E5_Codes & Standards Forecast | Commercial | Retail | Existing | Food Preparation | Natural Gas | Double Rack Oven | E5 |  | Codes & Standards Forecast | 0 | 0 | 0 | 0 | 0 | 0 | 0 | 0 | 0 | 0 | 0 | 0 | 0 | 0 | 0 | 0 | 0 | 0 | 0 | 0 | 0 | 0 | 0 | 0 | 0 | 0 | 0 | 0 | 0 | 0 | 0 | 0 | 0 | 0 | 0 | 0 | 0 | 0 | 0 | 0 | 0 | 0 | 0 | 0 | 0 | 0 | 0 | 0 | 0 | 0 | 0
Commercial_Retail_Existing_Food Preparation_Natural Gas_Double Rack Oven_E6_Codes & Standards Forecast | Commercial | Retail | Existing | Food Preparation | Natural Gas | Double Rack Oven | E6 |  | Codes & Standards Forecast | 0 | 0 | 0 | 0 | 0 | 0 | 0 | 0 | 0 | 0 | 0 | 0 | 0 | 0 | 0 | 0 | 0 | 0 | 0 | 0 | 0 | 0 | 0 | 0 | 0 | 0 | 0 | 0 | 0 | 0 | 0 | 0 | 0 | 0 | 0 | 0 | 0 | 0 | 0 | 0 | 0 | 0 | 0 | 0 | 0 | 0 | 0 | 0 | 0 | 0 | 0
Commercial_Retail_Existing_Food Preparation_Natural Gas_Double Rack Oven_E7_Codes & Standards Forecast | Commercial | Retail | Existing | Food Preparation | Natural Gas | Double Rack Oven | E7 |  | Codes & Standards Forecast | 0 | 0 | 0 | 0 | 0 | 0 | 0 | 0 | 0 | 0 | 0 | 0 | 0 | 0 | 0 | 0 | 0 | 0 | 0 | 0 | 0 | 0 | 0 | 0 | 0 | 0 | 0 | 0 | 0 | 0 | 0 | 0 | 0 | 0 | 0 | 0 | 0 | 0 | 0 | 0 | 0 | 0 | 0 | 0 | 0 | 0 | 0 | 0 | 0 | 0 | 0
Commercial_Retail_Existing_Food Preparation_Natural Gas_Double Rack Oven_E8_Codes & Standards Forecast | Commercial | Retail | Existing | Food Preparation | Natural Gas | Double Rack Oven | E8 |  | Codes & Standards Forecast | 0 | 0 | 0 | 0 | 0 | 0 | 0 | 0 | 0 | 0 | 0 | 0 | 0 | 0 | 0 | 0 | 0 | 0 | 0 | 0 | 0 | 0 | 0 | 0 | 0 | 0 | 0 | 0 | 0 | 0 | 0 | 0 | 0 | 0 | 0 | 0 | 0 | 0 | 0 | 0 | 0 | 0 | 0 | 0 | 0 | 0 | 0 | 0 | 0 | 0 | 0
Commercial_Retail_Existing_Food Preparation_Natural Gas_Double Rack Oven_E9_Codes & Standards Forecast | Commercial | Retail | Existing | Food Preparation | Natural Gas | Double Rack Oven | E9 |  | Codes & Standards Forecast | 0 | 0 | 0 | 0 | 0 | 0 | 0 | 0 | 0 | 0 | 0 | 0 | 0 | 0 | 0 | 0 | 0 | 0 | 0 | 0 | 0 | 0 | 0 | 0 | 0 | 0 | 0 | 0 | 0 | 0 | 0 | 0 | 0 | 0 | 0 | 0 | 0 | 0 | 0 | 0 | 0 | 0 | 0 | 0 | 0 | 0 | 0 | 0 | 0 | 0 | 0
Commercial_Retail_Existing_Food Preparation_Natural Gas_Double Rack Oven_E10_Codes & Standards Forecast | Commercial | Retail | Existing | Food Preparation | Natural Gas | Double Rack Oven | E10 |  | Codes & Standards Forecast | 0 | 0 | 0 | 0 | 0 | 0 | 0 | 0 | 0 | 0 | 0 | 0 | 0 | 0 | 0 | 0 | 0 | 0 | 0 | 0 | 0 | 0 | 0 | 0 | 0 | 0 | 0 | 0 | 0 | 0 | 0 | 0 | 0 | 0 | 0 | 0 | 0 | 0 | 0 | 0 | 0 | 0 | 0 | 0 | 0 | 0 | 0 | 0 | 0 | 0 | 0
Commercial_Retail_Existing_Food Preparation_Natural Gas_Double Rack Oven_Vintage_Codes & Standards Forecast | Commercial | Retail | Existing | Food Preparation | Natural Gas | Double Rack Oven | Vintage |  | Codes & Standards Forecast | 164970.1724 | 158659.8133 | 150772.4946 | 141506.3344 | 131290.6949 | 120299.61 | 108852.0918 | 97104.5022 | 85129.244 | 72963.2274 | 60662.9605 | 48281.1447 | 38425.8127 | 30580.9075 | 24336.1381 | 19365.8488 | 15410.207 | 12262.2742 | 9757.1764 | 7763.6837 | 6177.2938 | 4914.9067 | 3910.4086 | 3111.1345 | 2475.1708 | 1969.1453 | 1566.5217 | 1246.1805 | 991.3139 | 788.546 | 627.2321 | 498.9013 | 396.8269 | 0 | 0 | 0 | 0 | 0 | 0 | 0 | 0 | 0 | 0 | 0 | 0 | 0 | 0 | 0 | 0 | 0 | 0
Commercial_Retail_Existing_Food Preparation_Natural Gas_Fryer_E1_Codes & Standards Forecast | Commercial | Retail | Existing | Food Preparation | Natural Gas | Fryer | E1 |  | Codes & Standards Forecast | 0 | 44762.9567 | 107623.95 | 106955.8929 | 106270.4726 | 105518.9944 | 93973.8111 | 70062.3523 | 52265.0668 | 38994.8745 | 19023.8015 | 0 | 0 | 0 | 0 | 0 | 0 | 0 | 0 | 0 | 0 | 0 | 0 | 0 | 0 | 0 | 0 | 0 | 0 | 0 | 0 | 0 | 0 | 0 | 0 | 0 | 0 | 0 | 0 | 0 | 0 | 0 | 0 | 0 | 0 | 0 | 0 | 0 | 0 | 0 | 0
Commercial_Retail_Existing_Food Preparation_Natural Gas_Fryer_E2_Codes & Standards Forecast | Commercial | Retail | Existing | Food Preparation | Natural Gas | Fryer | E2 |  | Codes & Standards Forecast | 0 | 0 | 0 | 76528.7854 | 162383.1143 | 254644.168 | 333383.9545 | 406644.4473 | 460590.2638 | 500069.4703 | 538804.6331 | 571040.289 | 580091.9486 | 586027.2083 | 589624.0035 | 591483.9678 | 592051.3594 | 591659.1034 | 590551.9917 | 588912.6931 | 586872.4307 | 584532.8321 | 581974.2892 | 579253.4477 | 576412.5828 | 573478.6754 | 570475.2174 | 567419.7343 | 564325.2999 | 561201.6667 | 558056.1093 | 554894.0535 | 551738.553 | 0 | 0 | 0 | 0 | 0 | 0 | 0 | 0 | 0 | 0 | 0 | 0 | 0 | 0 | 0 | 0 | 0 | 0
Commercial_Retail_Existing_Food Preparation_Natural Gas_Fryer_E3_Codes & Standards Forecast | Commercial | Retail | Existing | Food Preparation | Natural Gas | Fryer | E3 |  | Codes & Standards Forecast | 0 | 0 | 0 | 0 | 0 | 0 | 0 | 0 | 0 | 0 | 0 | 0 | 0 | 0 | 0 | 0 | 0 | 0 | 0 | 0 | 0 | 0 | 0 | 0 | 0 | 0 | 0 | 0 | 0 | 0 | 0 | 0 | 0 | 0 | 0 | 0 | 0 | 0 | 0 | 0 | 0 | 0 | 0 | 0 | 0 | 0 | 0 | 0 | 0 | 0 | 0
Commercial_Retail_Existing_Food Preparation_Natural Gas_Fryer_E4_Codes & Standards Forecast | Commercial | Retail | Existing | Food Preparation | Natural Gas | Fryer | E4 |  | Codes & Standards Forecast | 0 | 0 | 0 | 0 | 0 | 0 | 0 | 0 | 0 | 0 | 0 | 0 | 0 | 0 | 0 | 0 | 0 | 0 | 0 | 0 | 0 | 0 | 0 | 0 | 0 | 0 | 0 | 0 | 0 | 0 | 0 | 0 | 0 | 0 | 0 | 0 | 0 | 0 | 0 | 0 | 0 | 0 | 0 | 0 | 0 | 0 | 0 | 0 | 0 | 0 | 0
Commercial_Retail_Existing_Food Preparation_Natural Gas_Fryer_E5_Codes & Standards Forecast | Commercial | Retail | Existing | Food Preparation | Natural Gas | Fryer | E5 |  | Codes & Standards Forecast | 0 | 0 | 0 | 0 | 0 | 0 | 0 | 0 | 0 | 0 | 0 | 0 | 0 | 0 | 0 | 0 | 0 | 0 | 0 | 0 | 0 | 0 | 0 | 0 | 0 | 0 | 0 | 0 | 0 | 0 | 0 | 0 | 0 | 0 | 0 | 0 | 0 | 0 | 0 | 0 | 0 | 0 | 0 | 0 | 0 | 0 | 0 | 0 | 0 | 0 | 0
Commercial_Retail_Existing_Food Preparation_Natural Gas_Fryer_E6_Codes & Standards Forecast | Commercial | Retail | Existing | Food Preparation | Natural Gas | Fryer | E6 |  | Codes & Standards Forecast | 0 | 0 | 0 | 0 | 0 | 0 | 0 | 0 | 0 | 0 | 0 | 0 | 0 | 0 | 0 | 0 | 0 | 0 | 0 | 0 | 0 | 0 | 0 | 0 | 0 | 0 | 0 | 0 | 0 | 0 | 0 | 0 | 0 | 0 | 0 | 0 | 0 | 0 | 0 | 0 | 0 | 0 | 0 | 0 | 0 | 0 | 0 | 0 | 0 | 0 | 0
Commercial_Retail_Existing_Food Preparation_Natural Gas_Fryer_E7_Codes & Standards Forecast | Commercial | Retail | Existing | Food Preparation | Natural Gas | Fryer | E7 |  | Codes & Standards Forecast | 0 | 0 | 0 | 0 | 0 | 0 | 0 | 0 | 0 | 0 | 0 | 0 | 0 | 0 | 0 | 0 | 0 | 0 | 0 | 0 | 0 | 0 | 0 | 0 | 0 | 0 | 0 | 0 | 0 | 0 | 0 | 0 | 0 | 0 | 0 | 0 | 0 | 0 | 0 | 0 | 0 | 0 | 0 | 0 | 0 | 0 | 0 | 0 | 0 | 0 | 0
Commercial_Retail_Existing_Food Preparation_Natural Gas_Fryer_E8_Codes & Standards Forecast | Commercial | Retail | Existing | Food Preparation | Natural Gas | Fryer | E8 |  | Codes & Standards Forecast | 0 | 0 | 0 | 0 | 0 | 0 | 0 | 0 | 0 | 0 | 0 | 0 | 0 | 0 | 0 | 0 | 0 | 0 | 0 | 0 | 0 | 0 | 0 | 0 | 0 | 0 | 0 | 0 | 0 | 0 | 0 | 0 | 0 | 0 | 0 | 0 | 0 | 0 | 0 | 0 | 0 | 0 | 0 | 0 | 0 | 0 | 0 | 0 | 0 | 0 | 0
Commercial_Retail_Existing_Food Preparation_Natural Gas_Fryer_E9_Codes & Standards Forecast | Commercial | Retail | Existing | Food Preparation | Natural Gas | Fryer | E9 |  | Codes & Standards Forecast | 0 | 0 | 0 | 0 | 0 | 0 | 0 | 0 | 0 | 0 | 0 | 0 | 0 | 0 | 0 | 0 | 0 | 0 | 0 | 0 | 0 | 0 | 0 | 0 | 0 | 0 | 0 | 0 | 0 | 0 | 0 | 0 | 0 | 0 | 0 | 0 | 0 | 0 | 0 | 0 | 0 | 0 | 0 | 0 | 0 | 0 | 0 | 0 | 0 | 0 | 0
Commercial_Retail_Existing_Food Preparation_Natural Gas_Fryer_E10_Codes & Standards Forecast | Commercial | Retail | Existing | Food Preparation | Natural Gas | Fryer | E10 |  | Codes & Standards Forecast | 0 | 0 | 0 | 0 | 0 | 0 | 0 | 0 | 0 | 0 | 0 | 0 | 0 | 0 | 0 | 0 | 0 | 0 | 0 | 0 | 0 | 0 | 0 | 0 | 0 | 0 | 0 | 0 | 0 | 0 | 0 | 0 | 0 | 0 | 0 | 0 | 0 | 0 | 0 | 0 | 0 | 0 | 0 | 0 | 0 | 0 | 0 | 0 | 0 | 0 | 0
Commercial_Retail_Existing_Food Preparation_Natural Gas_Fryer_Vintage_Codes & Standards Forecast | Commercial | Retail | Existing | Food Preparation | Natural Gas | Fryer | Vintage |  | Codes & Standards Forecast | 659880.6894 | 611760.4087 | 545542.0914 | 465626.9473 | 376298.2466 | 280227.9759 | 208772.6479 | 155650.8419 | 116112.3112 | 86631.1913 | 64638.0865 | 48229.6073 | 35985.7456 | 26849.0602 | 20030.9551 | 14943.6886 | 11148.1042 | 8316.39 | 6203.821 | 4627.7961 | 3452.0408 | 2574.9228 | 1920.624 | 1432.5516 | 1068.4838 | 796.9146 | 594.3493 | 443.259 | 330.5667 | 246.5166 | 183.831 | 137.0807 | 102.2196 | 0 | 0 | 0 | 0 | 0 | 0 | 0 | 0 | 0 | 0 | 0 | 0 | 0 | 0 | 0 | 0 | 0 | 0
Commercial_Retail_Existing_Food Preparation_Natural Gas_Broiler_E1_Codes & Standards Forecast | Commercial | Retail | Existing | Food Preparation | Natural Gas | Broiler | E1 |  | Codes & Standards Forecast | 0 | 0 | 0 | 0 | 0 | 0 | 0 | 0 | 0 | 0 | 0 | 0 | 0 | 0 | 0 | 0 | 0 | 0 | 0 | 0 | 0 | 0 | 0 | 0 | 0 | 0 | 0 | 0 | 0 | 0 | 0 | 0 | 0 | 0 | 0 | 0 | 0 | 0 | 0 | 0 | 0 | 0 | 0 | 0 | 0 | 0 | 0 | 0 | 0 | 0 | 0
Commercial_Retail_Existing_Food Preparation_Natural Gas_Broiler_E2_Codes & Standards Forecast | Commercial | Retail | Existing | Food Preparation | Natural Gas | Broiler | E2 |  | Codes & Standards Forecast | 0 | 0 | 0 | 0 | 0 | 0 | 0 | 0 | 0 | 0 | 0 | 0 | 0 | 0 | 0 | 0 | 0 | 0 | 0 | 0 | 0 | 0 | 0 | 0 | 0 | 0 | 0 | 0 | 0 | 0 | 0 | 0 | 0 | 0 | 0 | 0 | 0 | 0 | 0 | 0 | 0 | 0 | 0 | 0 | 0 | 0 | 0 | 0 | 0 | 0 | 0
Commercial_Retail_Existing_Food Preparation_Natural Gas_Broiler_E3_Codes & Standards Forecast | Commercial | Retail | Existing | Food Preparation | Natural Gas | Broiler | E3 |  | Codes & Standards Forecast | 0 | 0 | 0 | 0 | 0 | 0 | 0 | 0 | 0 | 0 | 0 | 0 | 0 | 0 | 0 | 0 | 0 | 0 | 0 | 0 | 0 | 0 | 0 | 0 | 0 | 0 | 0 | 0 | 0 | 0 | 0 | 0 | 0 | 0 | 0 | 0 | 0 | 0 | 0 | 0 | 0 | 0 | 0 | 0 | 0 | 0 | 0 | 0 | 0 | 0 | 0
Commercial_Retail_Existing_Food Preparation_Natural Gas_Broiler_E4_Codes & Standards Forecast | Commercial | Retail | Existing | Food Preparation | Natural Gas | Broiler | E4 |  | Codes & Standards Forecast | 0 | 0 | 0 | 0 | 0 | 0 | 0 | 0 | 0 | 0 | 0 | 0 | 0 | 0 | 0 | 0 | 0 | 0 | 0 | 0 | 0 | 0 | 0 | 0 | 0 | 0 | 0 | 0 | 0 | 0 | 0 | 0 | 0 | 0 | 0 | 0 | 0 | 0 | 0 | 0 | 0 | 0 | 0 | 0 | 0 | 0 | 0 | 0 | 0 | 0 | 0
Commercial_Retail_Existing_Food Preparation_Natural Gas_Broiler_E5_Codes & Standards Forecast | Commercial | Retail | Existing | Food Preparation | Natural Gas | Broiler | E5 |  | Codes & Standards Forecast | 0 | 0 | 0 | 0 | 0 | 0 | 0 | 0 | 0 | 0 | 0 | 0 | 0 | 0 | 0 | 0 | 0 | 0 | 0 | 0 | 0 | 0 | 0 | 0 | 0 | 0 | 0 | 0 | 0 | 0 | 0 | 0 | 0 | 0 | 0 | 0 | 0 | 0 | 0 | 0 | 0 | 0 | 0 | 0 | 0 | 0 | 0 | 0 | 0 | 0 | 0
Commercial_Retail_Existing_Food Preparation_Natural Gas_Broiler_E6_Codes & Standards Forecast | Commercial | Retail | Existing | Food Preparation | Natural Gas | Broiler | E6 |  | Codes & Standards Forecast | 0 | 0 | 0 | 0 | 0 | 0 | 0 | 0 | 0 | 0 | 0 | 0 | 0 | 0 | 0 | 0 | 0 | 0 | 0 | 0 | 0 | 0 | 0 | 0 | 0 | 0 | 0 | 0 | 0 | 0 | 0 | 0 | 0 | 0 | 0 | 0 | 0 | 0 | 0 | 0 | 0 | 0 | 0 | 0 | 0 | 0 | 0 | 0 | 0 | 0 | 0
Commercial_Retail_Existing_Food Preparation_Natural Gas_Broiler_E7_Codes & Standards Forecast | Commercial | Retail | Existing | Food Preparation | Natural Gas | Broiler | E7 |  | Codes & Standards Forecast | 0 | 0 | 0 | 0 | 0 | 0 | 0 | 0 | 0 | 0 | 0 | 0 | 0 | 0 | 0 | 0 | 0 | 0 | 0 | 0 | 0 | 0 | 0 | 0 | 0 | 0 | 0 | 0 | 0 | 0 | 0 | 0 | 0 | 0 | 0 | 0 | 0 | 0 | 0 | 0 | 0 | 0 | 0 | 0 | 0 | 0 | 0 | 0 | 0 | 0 | 0
Commercial_Retail_Existing_Food Preparation_Natural Gas_Broiler_E8_Codes & Standards Forecast | Commercial | Retail | Existing | Food Preparation | Natural Gas | Broiler | E8 |  | Codes & Standards Forecast | 0 | 0 | 0 | 0 | 0 | 0 | 0 | 0 | 0 | 0 | 0 | 0 | 0 | 0 | 0 | 0 | 0 | 0 | 0 | 0 | 0 | 0 | 0 | 0 | 0 | 0 | 0 | 0 | 0 | 0 | 0 | 0 | 0 | 0 | 0 | 0 | 0 | 0 | 0 | 0 | 0 | 0 | 0 | 0 | 0 | 0 | 0 | 0 | 0 | 0 | 0
Commercial_Retail_Existing_Food Preparation_Natural Gas_Broiler_E9_Codes & Standards Forecast | Commercial | Retail | Existing | Food Preparation | Natural Gas | Broiler | E9 |  | Codes & Standards Forecast | 0 | 0 | 0 | 0 | 0 | 0 | 0 | 0 | 0 | 0 | 0 | 0 | 0 | 0 | 0 | 0 | 0 | 0 | 0 | 0 | 0 | 0 | 0 | 0 | 0 | 0 | 0 | 0 | 0 | 0 | 0 | 0 | 0 | 0 | 0 | 0 | 0 | 0 | 0 | 0 | 0 | 0 | 0 | 0 | 0 | 0 | 0 | 0 | 0 | 0 | 0
Commercial_Retail_Existing_Food Preparation_Natural Gas_Broiler_E10_Codes & Standards Forecast | Commercial | Retail | Existing | Food Preparation | Natural Gas | Broiler | E10 |  | Codes & Standards Forecast | 0 | 0 | 0 | 0 | 0 | 0 | 0 | 0 | 0 | 0 | 0 | 0 | 0 | 0 | 0 | 0 | 0 | 0 | 0 | 0 | 0 | 0 | 0 | 0 | 0 | 0 | 0 | 0 | 0 | 0 | 0 | 0 | 0 | 0 | 0 | 0 | 0 | 0 | 0 | 0 | 0 | 0 | 0 | 0 | 0 | 0 | 0 | 0 | 0 | 0 | 0
Commercial_Retail_Existing_Food Preparation_Natural Gas_Broiler_Vintage_Codes & Standards Forecast | Commercial | Retail | Existing | Food Preparation | Natural Gas | Broiler | Vintage |  | Codes & Standards Forecast | 0 | 0 | 0 | 0 | 0 | 0 | 0 | 0 | 0 | 0 | 0 | 0 | 0 | 0 | 0 | 0 | 0 | 0 | 0 | 0 | 0 | 0 | 0 | 0 | 0 | 0 | 0 | 0 | 0 | 0 | 0 | 0 | 0 | 0 | 0 | 0 | 0 | 0 | 0 | 0 | 0 | 0 | 0 | 0 | 0 | 0 | 0 | 0 | 0 | 0 | 0
Commercial_Retail_Existing_Food Preparation_Natural Gas_Griddle_E1_Codes & Standards Forecast | Commercial | Retail | Existing | Food Preparation | Natural Gas | Griddle | E1 |  | Codes & Standards Forecast | 0 | 0 | 0 | 0 | 0 | 0 | 0 | 0 | 0 | 0 | 0 | 0 | 0 | 0 | 0 | 0 | 0 | 0 | 0 | 0 | 0 | 0 | 0 | 0 | 0 | 0 | 0 | 0 | 0 | 0 | 0 | 0 | 0 | 0 | 0 | 0 | 0 | 0 | 0 | 0 | 0 | 0 | 0 | 0 | 0 | 0 | 0 | 0 | 0 | 0 | 0
Commercial_Retail_Existing_Food Preparation_Natural Gas_Griddle_E2_Codes & Standards Forecast | Commercial | Retail | Existing | Food Preparation | Natural Gas | Griddle | E2 |  | Codes & Standards Forecast | 0 | 0 | 0 | 0 | 0 | 0 | 0 | 0 | 0 | 0 | 0 | 0 | 0 | 0 | 0 | 0 | 0 | 0 | 0 | 0 | 0 | 0 | 0 | 0 | 0 | 0 | 0 | 0 | 0 | 0 | 0 | 0 | 0 | 0 | 0 | 0 | 0 | 0 | 0 | 0 | 0 | 0 | 0 | 0 | 0 | 0 | 0 | 0 | 0 | 0 | 0
Commercial_Retail_Existing_Food Preparation_Natural Gas_Griddle_E3_Codes & Standards Forecast | Commercial | Retail | Existing | Food Preparation | Natural Gas | Griddle | E3 |  | Codes & Standards Forecast | 0 | 0 | 0 | 0 | 0 | 0 | 0 | 0 | 0 | 0 | 0 | 0 | 0 | 0 | 0 | 0 | 0 | 0 | 0 | 0 | 0 | 0 | 0 | 0 | 0 | 0 | 0 | 0 | 0 | 0 | 0 | 0 | 0 | 0 | 0 | 0 | 0 | 0 | 0 | 0 | 0 | 0 | 0 | 0 | 0 | 0 | 0 | 0 | 0 | 0 | 0
Commercial_Retail_Existing_Food Preparation_Natural Gas_Griddle_E4_Codes & Standards Forecast | Commercial | Retail | Existing | Food Preparation | Natural Gas | Griddle | E4 |  | Codes & Standards Forecast | 0 | 0 | 0 | 0 | 0 | 0 | 0 | 0 | 0 | 0 | 0 | 0 | 0 | 0 | 0 | 0 | 0 | 0 | 0 | 0 | 0 | 0 | 0 | 0 | 0 | 0 | 0 | 0 | 0 | 0 | 0 | 0 | 0 | 0 | 0 | 0 | 0 | 0 | 0 | 0 | 0 | 0 | 0 | 0 | 0 | 0 | 0 | 0 | 0 | 0 | 0
Commercial_Retail_Existing_Food Preparation_Natural Gas_Griddle_E5_Codes & Standards Forecast | Commercial | Retail | Existing | Food Preparation | Natural Gas | Griddle | E5 |  | Codes & Standards Forecast | 0 | 0 | 0 | 0 | 0 | 0 | 0 | 0 | 0 | 0 | 0 | 0 | 0 | 0 | 0 | 0 | 0 | 0 | 0 | 0 | 0 | 0 | 0 | 0 | 0 | 0 | 0 | 0 | 0 | 0 | 0 | 0 | 0 | 0 | 0 | 0 | 0 | 0 | 0 | 0 | 0 | 0 | 0 | 0 | 0 | 0 | 0 | 0 | 0 | 0 | 0
Commercial_Retail_Existing_Food Preparation_Natural Gas_Griddle_E6_Codes & Standards Forecast | Commercial | Retail | Existing | Food Preparation | Natural Gas | Griddle | E6 |  | Codes & Standards Forecast | 0 | 0 | 0 | 0 | 0 | 0 | 0 | 0 | 0 | 0 | 0 | 0 | 0 | 0 | 0 | 0 | 0 | 0 | 0 | 0 | 0 | 0 | 0 | 0 | 0 | 0 | 0 | 0 | 0 | 0 | 0 | 0 | 0 | 0 | 0 | 0 | 0 | 0 | 0 | 0 | 0 | 0 | 0 | 0 | 0 | 0 | 0 | 0 | 0 | 0 | 0
Commercial_Retail_Existing_Food Preparation_Natural Gas_Griddle_E7_Codes & Standards Forecast | Commercial | Retail | Existing | Food Preparation | Natural Gas | Griddle | E7 |  | Codes & Standards Forecast | 0 | 0 | 0 | 0 | 0 | 0 | 0 | 0 | 0 | 0 | 0 | 0 | 0 | 0 | 0 | 0 | 0 | 0 | 0 | 0 | 0 | 0 | 0 | 0 | 0 | 0 | 0 | 0 | 0 | 0 | 0 | 0 | 0 | 0 | 0 | 0 | 0 | 0 | 0 | 0 | 0 | 0 | 0 | 0 | 0 | 0 | 0 | 0 | 0 | 0 | 0
Commercial_Retail_Existing_Food Preparation_Natural Gas_Griddle_E8_Codes & Standards Forecast | Commercial | Retail | Existing | Food Preparation | Natural Gas | Griddle | E8 |  | Codes & Standards Forecast | 0 | 0 | 0 | 0 | 0 | 0 | 0 | 0 | 0 | 0 | 0 | 0 | 0 | 0 | 0 | 0 | 0 | 0 | 0 | 0 | 0 | 0 | 0 | 0 | 0 | 0 | 0 | 0 | 0 | 0 | 0 | 0 | 0 | 0 | 0 | 0 | 0 | 0 | 0 | 0 | 0 | 0 | 0 | 0 | 0 | 0 | 0 | 0 | 0 | 0 | 0
Commercial_Retail_Existing_Food Preparation_Natural Gas_Griddle_E9_Codes & Standards Forecast | Commercial | Retail | Existing | Food Preparation | Natural Gas | Griddle | E9 |  | Codes & Standards Forecast | 0 | 0 | 0 | 0 | 0 | 0 | 0 | 0 | 0 | 0 | 0 | 0 | 0 | 0 | 0 | 0 | 0 | 0 | 0 | 0 | 0 | 0 | 0 | 0 | 0 | 0 | 0 | 0 | 0 | 0 | 0 | 0 | 0 | 0 | 0 | 0 | 0 | 0 | 0 | 0 | 0 | 0 | 0 | 0 | 0 | 0 | 0 | 0 | 0 | 0 | 0
Commercial_Retail_Existing_Food Preparation_Natural Gas_Griddle_E10_Codes & Standards Forecast | Commercial | Retail | Existing | Food Preparation | Natural Gas | Griddle | E10 |  | Codes & Standards Forecast | 0 | 0 | 0 | 0 | 0 | 0 | 0 | 0 | 0 | 0 | 0 | 0 | 0 | 0 | 0 | 0 | 0 | 0 | 0 | 0 | 0 | 0 | 0 | 0 | 0 | 0 | 0 | 0 | 0 | 0 | 0 | 0 | 0 | 0 | 0 | 0 | 0 | 0 | 0 | 0 | 0 | 0 | 0 | 0 | 0 | 0 | 0 | 0 | 0 | 0 | 0
Commercial_Retail_Existing_Food Preparation_Natural Gas_Griddle_Vintage_Codes & Standards Forecast | Commercial | Retail | Existing | Food Preparation | Natural Gas | Griddle | Vintage |  | Codes & Standards Forecast | 0 | 0 | 0 | 0 | 0 | 0 | 0 | 0 | 0 | 0 | 0 | 0 | 0 | 0 | 0 | 0 | 0 | 0 | 0 | 0 | 0 | 0 | 0 | 0 | 0 | 0 | 0 | 0 | 0 | 0 | 0 | 0 | 0 | 0 | 0 | 0 | 0 | 0 | 0 | 0 | 0 | 0 | 0 | 0 | 0 | 0 | 0 | 0 | 0 | 0 | 0
Commercial_Retail_Existing_Food Preparation_Natural Gas_Range_E1_Codes & Standards Forecast | Commercial | Retail | Existing | Food Preparation | Natural Gas | Range | E1 |  | Codes & Standards Forecast | 0 | 0 | 0 | 0 | 0 | 0 | 0 | 0 | 0 | 0 | 0 | 0 | 0 | 0 | 0 | 0 | 0 | 0 | 0 | 0 | 0 | 0 | 0 | 0 | 0 | 0 | 0 | 0 | 0 | 0 | 0 | 0 | 0 | 0 | 0 | 0 | 0 | 0 | 0 | 0 | 0 | 0 | 0 | 0 | 0 | 0 | 0 | 0 | 0 | 0 | 0
Commercial_Retail_Existing_Food Preparation_Natural Gas_Range_E2_Codes & Standards Forecast | Commercial | Retail | Existing | Food Preparation | Natural Gas | Range | E2 |  | Codes & Standards Forecast | 0 | 0 | 0 | 0 | 0 | 0 | 0 | 0 | 0 | 0 | 0 | 0 | 0 | 0 | 0 | 0 | 0 | 0 | 0 | 0 | 0 | 0 | 0 | 0 | 0 | 0 | 0 | 0 | 0 | 0 | 0 | 0 | 0 | 0 | 0 | 0 | 0 | 0 | 0 | 0 | 0 | 0 | 0 | 0 | 0 | 0 | 0 | 0 | 0 | 0 | 0
Commercial_Retail_Existing_Food Preparation_Natural Gas_Range_E3_Codes & Standards Forecast | Commercial | Retail | Existing | Food Preparation | Natural Gas | Range | E3 |  | Codes & Standards Forecast | 0 | 0 | 0 | 0 | 0 | 0 | 0 | 0 | 0 | 0 | 0 | 0 | 0 | 0 | 0 | 0 | 0 | 0 | 0 | 0 | 0 | 0 | 0 | 0 | 0 | 0 | 0 | 0 | 0 | 0 | 0 | 0 | 0 | 0 | 0 | 0 | 0 | 0 | 0 | 0 | 0 | 0 | 0 | 0 | 0 | 0 | 0 | 0 | 0 | 0 | 0
Commercial_Retail_Existing_Food Preparation_Natural Gas_Range_E4_Codes & Standards Forecast | Commercial | Retail | Existing | Food Preparation | Natural Gas | Range | E4 |  | Codes & Standards Forecast | 0 | 0 | 0 | 0 | 0 | 0 | 0 | 0 | 0 | 0 | 0 | 0 | 0 | 0 | 0 | 0 | 0 | 0 | 0 | 0 | 0 | 0 | 0 | 0 | 0 | 0 | 0 | 0 | 0 | 0 | 0 | 0 | 0 | 0 | 0 | 0 | 0 | 0 | 0 | 0 | 0 | 0 | 0 | 0 | 0 | 0 | 0 | 0 | 0 | 0 | 0
Commercial_Retail_Existing_Food Preparation_Natural Gas_Range_E5_Codes & Standards Forecast | Commercial | Retail | Existing | Food Preparation | Natural Gas | Range | E5 |  | Codes & Standards Forecast | 0 | 0 | 0 | 0 | 0 | 0 | 0 | 0 | 0 | 0 | 0 | 0 | 0 | 0 | 0 | 0 | 0 | 0 | 0 | 0 | 0 | 0 | 0 | 0 | 0 | 0 | 0 | 0 | 0 | 0 | 0 | 0 | 0 | 0 | 0 | 0 | 0 | 0 | 0 | 0 | 0 | 0 | 0 | 0 | 0 | 0 | 0 | 0 | 0 | 0 | 0
Commercial_Retail_Existing_Food Preparation_Natural Gas_Range_E6_Codes & Standards Forecast | Commercial | Retail | Existing | Food Preparation | Natural Gas | Range | E6 |  | Codes & Standards Forecast | 0 | 0 | 0 | 0 | 0 | 0 | 0 | 0 | 0 | 0 | 0 | 0 | 0 | 0 | 0 | 0 | 0 | 0 | 0 | 0 | 0 | 0 | 0 | 0 | 0 | 0 | 0 | 0 | 0 | 0 | 0 | 0 | 0 | 0 | 0 | 0 | 0 | 0 | 0 | 0 | 0 | 0 | 0 | 0 | 0 | 0 | 0 | 0 | 0 | 0 | 0
Commercial_Retail_Existing_Food Preparation_Natural Gas_Range_E7_Codes & Standards Forecast | Commercial | Retail | Existing | Food Preparation | Natural Gas | Range | E7 |  | Codes & Standards Forecast | 0 | 0 | 0 | 0 | 0 | 0 | 0 | 0 | 0 | 0 | 0 | 0 | 0 | 0 | 0 | 0 | 0 | 0 | 0 | 0 | 0 | 0 | 0 | 0 | 0 | 0 | 0 | 0 | 0 | 0 | 0 | 0 | 0 | 0 | 0 | 0 | 0 | 0 | 0 | 0 | 0 | 0 | 0 | 0 | 0 | 0 | 0 | 0 | 0 | 0 | 0
Commercial_Retail_Existing_Food Preparation_Natural Gas_Range_E8_Codes & Standards Forecast | Commercial | Retail | Existing | Food Preparation | Natural Gas | Range | E8 |  | Codes & Standards Forecast | 0 | 0 | 0 | 0 | 0 | 0 | 0 | 0 | 0 | 0 | 0 | 0 | 0 | 0 | 0 | 0 | 0 | 0 | 0 | 0 | 0 | 0 | 0 | 0 | 0 | 0 | 0 | 0 | 0 | 0 | 0 | 0 | 0 | 0 | 0 | 0 | 0 | 0 | 0 | 0 | 0 | 0 | 0 | 0 | 0 | 0 | 0 | 0 | 0 | 0 | 0
Commercial_Retail_Existing_Food Preparation_Natural Gas_Range_E9_Codes & Standards Forecast | Commercial | Retail | Existing | Food Preparation | Natural Gas | Range | E9 |  | Codes & Standards Forecast | 0 | 0 | 0 | 0 | 0 | 0 | 0 | 0 | 0 | 0 | 0 | 0 | 0 | 0 | 0 | 0 | 0 | 0 | 0 | 0 | 0 | 0 | 0 | 0 | 0 | 0 | 0 | 0 | 0 | 0 | 0 | 0 | 0 | 0 | 0 | 0 | 0 | 0 | 0 | 0 | 0 | 0 | 0 | 0 | 0 | 0 | 0 | 0 | 0 | 0 | 0
Commercial_Retail_Existing_Food Preparation_Natural Gas_Range_E10_Codes & Standards Forecast | Commercial | Retail | Existing | Food Preparation | Natural Gas | Range | E10 |  | Codes & Standards Forecast | 0 | 0 | 0 | 0 | 0 | 0 | 0 | 0 | 0 | 0 | 0 | 0 | 0 | 0 | 0 | 0 | 0 | 0 | 0 | 0 | 0 | 0 | 0 | 0 | 0 | 0 | 0 | 0 | 0 | 0 | 0 | 0 | 0 | 0 | 0 | 0 | 0 | 0 | 0 | 0 | 0 | 0 | 0 | 0 | 0 | 0 | 0 | 0 | 0 | 0 | 0
Commercial_Retail_Existing_Food Preparation_Natural Gas_Range_Vintage_Codes & Standards Forecast | Commercial | Retail | Existing | Food Preparation | Natural Gas | Range | Vintage |  | Codes & Standards Forecast | 0 | 0 | 0 | 0 | 0 | 0 | 0 | 0 | 0 | 0 | 0 | 0 | 0 | 0 | 0 | 0 | 0 | 0 | 0 | 0 | 0 | 0 | 0 | 0 | 0 | 0 | 0 | 0 | 0 | 0 | 0 | 0 | 0 | 0 | 0 | 0 | 0 | 0 | 0 | 0 | 0 | 0 | 0 | 0 | 0 | 0 | 0 | 0 | 0 | 0 | 0
Commercial_Retail_Existing_Food Preparation_Natural Gas_Steamer_E1_Codes & Standards Forecast | Commercial | Retail | Existing | Food Preparation | Natural Gas | Steamer | E1 |  | Codes & Standards Forecast | 0 | 0 | 0 | 0 | 0 | 0 | 0 | 0 | 0 | 0 | 0 | 0 | 0 | 0 | 0 | 0 | 0 | 0 | 0 | 0 | 0 | 0 | 0 | 0 | 0 | 0 | 0 | 0 | 0 | 0 | 0 | 0 | 0 | 0 | 0 | 0 | 0 | 0 | 0 | 0 | 0 | 0 | 0 | 0 | 0 | 0 | 0 | 0 | 0 | 0 | 0
Commercial_Retail_Existing_Food Preparation_Natural Gas_Steamer_E2_Codes & Standards Forecast | Commercial | Retail | Existing | Food Preparation | Natural Gas | Steamer | E2 |  | Codes & Standards Forecast | 0 | 0 | 0 | 0 | 0 | 0 | 0 | 0 | 0 | 0 | 0 | 0 | 0 | 0 | 0 | 0 | 0 | 0 | 0 | 0 | 0 | 0 | 0 | 0 | 0 | 0 | 0 | 0 | 0 | 0 | 0 | 0 | 0 | 0 | 0 | 0 | 0 | 0 | 0 | 0 | 0 | 0 | 0 | 0 | 0 | 0 | 0 | 0 | 0 | 0 | 0
Commercial_Retail_Existing_Food Preparation_Natural Gas_Steamer_E3_Codes & Standards Forecast | Commercial | Retail | Existing | Food Preparation | Natural Gas | Steamer | E3 |  | Codes & Standards Forecast | 0 | 0 | 0 | 0 | 0 | 0 | 0 | 0 | 0 | 0 | 0 | 0 | 0 | 0 | 0 | 0 | 0 | 0 | 0 | 0 | 0 | 0 | 0 | 0 | 0 | 0 | 0 | 0 | 0 | 0 | 0 | 0 | 0 | 0 | 0 | 0 | 0 | 0 | 0 | 0 | 0 | 0 | 0 | 0 | 0 | 0 | 0 | 0 | 0 | 0 | 0
Commercial_Retail_Existing_Food Preparation_Natural Gas_Steamer_E4_Codes & Standards Forecast | Commercial | Retail | Existing | Food Preparation | Natural Gas | Steamer | E4 |  | Codes & Standards Forecast | 0 | 0 | 0 | 0 | 0 | 0 | 0 | 0 | 0 | 0 | 0 | 0 | 0 | 0 | 0 | 0 | 0 | 0 | 0 | 0 | 0 | 0 | 0 | 0 | 0 | 0 | 0 | 0 | 0 | 0 | 0 | 0 | 0 | 0 | 0 | 0 | 0 | 0 | 0 | 0 | 0 | 0 | 0 | 0 | 0 | 0 | 0 | 0 | 0 | 0 | 0
Commercial_Retail_Existing_Food Preparation_Natural Gas_Steamer_E5_Codes & Standards Forecast | Commercial | Retail | Existing | Food Preparation | Natural Gas | Steamer | E5 |  | Codes & Standards Forecast | 0 | 0 | 0 | 0 | 0 | 0 | 0 | 0 | 0 | 0 | 0 | 0 | 0 | 0 | 0 | 0 | 0 | 0 | 0 | 0 | 0 | 0 | 0 | 0 | 0 | 0 | 0 | 0 | 0 | 0 | 0 | 0 | 0 | 0 | 0 | 0 | 0 | 0 | 0 | 0 | 0 | 0 | 0 | 0 | 0 | 0 | 0 | 0 | 0 | 0 | 0
Commercial_Retail_Existing_Food Preparation_Natural Gas_Steamer_E6_Codes & Standards Forecast | Commercial | Retail | Existing | Food Preparation | Natural Gas | Steamer | E6 |  | Codes & Standards Forecast | 0 | 0 | 0 | 0 | 0 | 0 | 0 | 0 | 0 | 0 | 0 | 0 | 0 | 0 | 0 | 0 | 0 | 0 | 0 | 0 | 0 | 0 | 0 | 0 | 0 | 0 | 0 | 0 | 0 | 0 | 0 | 0 | 0 | 0 | 0 | 0 | 0 | 0 | 0 | 0 | 0 | 0 | 0 | 0 | 0 | 0 | 0 | 0 | 0 | 0 | 0
Commercial_Retail_Existing_Food Preparation_Natural Gas_Steamer_E7_Codes & Standards Forecast | Commercial | Retail | Existing | Food Preparation | Natural Gas | Steamer | E7 |  | Codes & Standards Forecast | 0 | 0 | 0 | 0 | 0 | 0 | 0 | 0 | 0 | 0 | 0 | 0 | 0 | 0 | 0 | 0 | 0 | 0 | 0 | 0 | 0 | 0 | 0 | 0 | 0 | 0 | 0 | 0 | 0 | 0 | 0 | 0 | 0 | 0 | 0 | 0 | 0 | 0 | 0 | 0 | 0 | 0 | 0 | 0 | 0 | 0 | 0 | 0 | 0 | 0 | 0
Commercial_Retail_Existing_Food Preparation_Natural Gas_Steamer_E8_Codes & Standards Forecast | Commercial | Retail | Existing | Food Preparation | Natural Gas | Steamer | E8 |  | Codes & Standards Forecast | 0 | 0 | 0 | 0 | 0 | 0 | 0 | 0 | 0 | 0 | 0 | 0 | 0 | 0 | 0 | 0 | 0 | 0 | 0 | 0 | 0 | 0 | 0 | 0 | 0 | 0 | 0 | 0 | 0 | 0 | 0 | 0 | 0 | 0 | 0 | 0 | 0 | 0 | 0 | 0 | 0 | 0 | 0 | 0 | 0 | 0 | 0 | 0 | 0 | 0 | 0
Commercial_Retail_Existing_Food Preparation_Natural Gas_Steamer_E9_Codes & Standards Forecast | Commercial | Retail | Existing | Food Preparation | Natural Gas | Steamer | E9 |  | Codes & Standards Forecast | 0 | 0 | 0 | 0 | 0 | 0 | 0 | 0 | 0 | 0 | 0 | 0 | 0 | 0 | 0 | 0 | 0 | 0 | 0 | 0 | 0 | 0 | 0 | 0 | 0 | 0 | 0 | 0 | 0 | 0 | 0 | 0 | 0 | 0 | 0 | 0 | 0 | 0 | 0 | 0 | 0 | 0 | 0 | 0 | 0 | 0 | 0 | 0 | 0 | 0 | 0
Commercial_Retail_Existing_Food Preparation_Natural Gas_Steamer_E10_Codes & Standards Forecast | Commercial | Retail | Existing | Food Preparation | Natural Gas | Steamer | E10 |  | Codes & Standards Forecast | 0 | 0 | 0 | 0 | 0 | 0 | 0 | 0 | 0 | 0 | 0 | 0 | 0 | 0 | 0 | 0 | 0 | 0 | 0 | 0 | 0 | 0 | 0 | 0 | 0 | 0 | 0 | 0 | 0 | 0 | 0 | 0 | 0 | 0 | 0 | 0 | 0 | 0 | 0 | 0 | 0 | 0 | 0 | 0 | 0 | 0 | 0 | 0 | 0 | 0 | 0
Commercial_Retail_Existing_Food Preparation_Natural Gas_Steamer_Vintage_Codes & Standards Forecast | Commercial | Retail | Existing | Food Preparation | Natural Gas | Steamer | Vintage |  | Codes & Standards Forecast | 0 | 0 | 0 | 0 | 0 | 0 | 0 | 0 | 0 | 0 | 0 | 0 | 0 | 0 | 0 | 0 | 0 | 0 | 0 | 0 | 0 | 0 | 0 | 0 | 0 | 0 | 0 | 0 | 0 | 0 | 0 | 0 | 0 | 0 | 0 | 0 | 0 | 0 | 0 | 0 | 0 | 0 | 0 | 0 | 0 | 0 | 0 | 0 | 0 | 0 | 0
Commercial_Retail_Existing_Food Preparation_Natural Gas_Food Prep Other_E1_Codes & Standards Forecast | Commercial | Retail | Existing | Food Preparation | Natural Gas | Food Prep Other | E1 |  | Codes & Standards Forecast | 0 | 0 | 0 | 0 | 0 | 0 | 0 | 0 | 0 | 0 | 0 | 0 | 0 | 0 | 0 | 0 | 0 | 0 | 0 | 0 | 0 | 0 | 0 | 0 | 0 | 0 | 0 | 0 | 0 | 0 | 0 | 0 | 0 | 0 | 0 | 0 | 0 | 0 | 0 | 0 | 0 | 0 | 0 | 0 | 0 | 0 | 0 | 0 | 0 | 0 | 0
Commercial_Retail_Existing_Food Preparation_Natural Gas_Food Prep Other_E2_Codes & Standards Forecast | Commercial | Retail | Existing | Food Preparation | Natural Gas | Food Prep Other | E2 |  | Codes & Standards Forecast | 0 | 0 | 0 | 0 | 0 | 0 | 0 | 0 | 0 | 0 | 0 | 0 | 0 | 0 | 0 | 0 | 0 | 0 | 0 | 0 | 0 | 0 | 0 | 0 | 0 | 0 | 0 | 0 | 0 | 0 | 0 | 0 | 0 | 0 | 0 | 0 | 0 | 0 | 0 | 0 | 0 | 0 | 0 | 0 | 0 | 0 | 0 | 0 | 0 | 0 | 0
Commercial_Retail_Existing_Food Preparation_Natural Gas_Food Prep Other_E3_Codes & Standards Forecast | Commercial | Retail | Existing | Food Preparation | Natural Gas | Food Prep Other | E3 |  | Codes & Standards Forecast | 0 | 0 | 0 | 0 | 0 | 0 | 0 | 0 | 0 | 0 | 0 | 0 | 0 | 0 | 0 | 0 | 0 | 0 | 0 | 0 | 0 | 0 | 0 | 0 | 0 | 0 | 0 | 0 | 0 | 0 | 0 | 0 | 0 | 0 | 0 | 0 | 0 | 0 | 0 | 0 | 0 | 0 | 0 | 0 | 0 | 0 | 0 | 0 | 0 | 0 | 0
Commercial_Retail_Existing_Food Preparation_Natural Gas_Food Prep Other_E4_Codes & Standards Forecast | Commercial | Retail | Existing | Food Preparation | Natural Gas | Food Prep Other | E4 |  | Codes & Standards Forecast | 0 | 0 | 0 | 0 | 0 | 0 | 0 | 0 | 0 | 0 | 0 | 0 | 0 | 0 | 0 | 0 | 0 | 0 | 0 | 0 | 0 | 0 | 0 | 0 | 0 | 0 | 0 | 0 | 0 | 0 | 0 | 0 | 0 | 0 | 0 | 0 | 0 | 0 | 0 | 0 | 0 | 0 | 0 | 0 | 0 | 0 | 0 | 0 | 0 | 0 | 0
Commercial_Retail_Existing_Food Preparation_Natural Gas_Food Prep Other_E5_Codes & Standards Forecast | Commercial | Retail | Existing | Food Preparation | Natural Gas | Food Prep Other | E5 |  | Codes & Standards Forecast | 0 | 0 | 0 | 0 | 0 | 0 | 0 | 0 | 0 | 0 | 0 | 0 | 0 | 0 | 0 | 0 | 0 | 0 | 0 | 0 | 0 | 0 | 0 | 0 | 0 | 0 | 0 | 0 | 0 | 0 | 0 | 0 | 0 | 0 | 0 | 0 | 0 | 0 | 0 | 0 | 0 | 0 | 0 | 0 | 0 | 0 | 0 | 0 | 0 | 0 | 0
Commercial_Retail_Existing_Food Preparation_Natural Gas_Food Prep Other_E6_Codes & Standards Forecast | Commercial | Retail | Existing | Food Preparation | Natural Gas | Food Prep Other | E6 |  | Codes & Standards Forecast | 0 | 0 | 0 | 0 | 0 | 0 | 0 | 0 | 0 | 0 | 0 | 0 | 0 | 0 | 0 | 0 | 0 | 0 | 0 | 0 | 0 | 0 | 0 | 0 | 0 | 0 | 0 | 0 | 0 | 0 | 0 | 0 | 0 | 0 | 0 | 0 | 0 | 0 | 0 | 0 | 0 | 0 | 0 | 0 | 0 | 0 | 0 | 0 | 0 | 0 | 0
Commercial_Retail_Existing_Food Preparation_Natural Gas_Food Prep Other_E7_Codes & Standards Forecast | Commercial | Retail | Existing | Food Preparation | Natural Gas | Food Prep Other | E7 |  | Codes & Standards Forecast | 0 | 0 | 0 | 0 | 0 | 0 | 0 | 0 | 0 | 0 | 0 | 0 | 0 | 0 | 0 | 0 | 0 | 0 | 0 | 0 | 0 | 0 | 0 | 0 | 0 | 0 | 0 | 0 | 0 | 0 | 0 | 0 | 0 | 0 | 0 | 0 | 0 | 0 | 0 | 0 | 0 | 0 | 0 | 0 | 0 | 0 | 0 | 0 | 0 | 0 | 0
Commercial_Retail_Existing_Food Preparation_Natural Gas_Food Prep Other_E8_Codes & Standards Forecast | Commercial | Retail | Existing | Food Preparation | Natural Gas | Food Prep Other | E8 |  | Codes & Standards Forecast | 0 | 0 | 0 | 0 | 0 | 0 | 0 | 0 | 0 | 0 | 0 | 0 | 0 | 0 | 0 | 0 | 0 | 0 | 0 | 0 | 0 | 0 | 0 | 0 | 0 | 0 | 0 | 0 | 0 | 0 | 0 | 0 | 0 | 0 | 0 | 0 | 0 | 0 | 0 | 0 | 0 | 0 | 0 | 0 | 0 | 0 | 0 | 0 | 0 | 0 | 0
Commercial_Retail_Existing_Food Preparation_Natural Gas_Food Prep Other_E9_Codes & Standards Forecast | Commercial | Retail | Existing | Food Preparation | Natural Gas | Food Prep Other | E9 |  | Codes & Standards Forecast | 0 | 0 | 0 | 0 | 0 | 0 | 0 | 0 | 0 | 0 | 0 | 0 | 0 | 0 | 0 | 0 | 0 | 0 | 0 | 0 | 0 | 0 | 0 | 0 | 0 | 0 | 0 | 0 | 0 | 0 | 0 | 0 | 0 | 0 | 0 | 0 | 0 | 0 | 0 | 0 | 0 | 0 | 0 | 0 | 0 | 0 | 0 | 0 | 0 | 0 | 0
Commercial_Retail_Existing_Food Preparation_Natural Gas_Food Prep Other_E10_Codes & Standards Forecast | Commercial | Retail | Existing | Food Preparation | Natural Gas | Food Prep Other | E10 |  | Codes & Standards Forecast | 0 | 0 | 0 | 0 | 0 | 0 | 0 | 0 | 0 | 0 | 0 | 0 | 0 | 0 | 0 | 0 | 0 | 0 | 0 | 0 | 0 | 0 | 0 | 0 | 0 | 0 | 0 | 0 | 0 | 0 | 0 | 0 | 0 | 0 | 0 | 0 | 0 | 0 | 0 | 0 | 0 | 0 | 0 | 0 | 0 | 0 | 0 | 0 | 0 | 0 | 0
Commercial_Retail_Existing_Food Preparation_Natural Gas_Food Prep Other_Vintage_Codes & Standards Forecast | Commercial | Retail | Existing | Food Preparation | Natural Gas | Food Prep Other | Vintage |  | Codes & Standards Forecast | 0 | 0 | 0 | 0 | 0 | 0 | 0 | 0 | 0 | 0 | 0 | 0 | 0 | 0 | 0 | 0 | 0 | 0 | 0 | 0 | 0 | 0 | 0 | 0 | 0 | 0 | 0 | 0 | 0 | 0 | 0 | 0 | 0 | 0 | 0 | 0 | 0 | 0 | 0 | 0 | 0 | 0 | 0 | 0 | 0 | 0 | 0 | 0 | 0 | 0 | 0
Commercial_Retail_Existing_Miscellaneous_Natural Gas_Pool Heater_E1_Codes & Standards Forecast | Commercial | Retail | Existing | Miscellaneous | Natural Gas | Pool Heater | E1 |  | Codes & Standards Forecast | 0 | 0 | 0 | 0 | 0 | 0 | 0 | 0 | 0 | 0 | 0 | 0 | 0 | 0 | 0 | 0 | 0 | 0 | 0 | 0 | 0 | 0 | 0 | 0 | 0 | 0 | 0 | 0 | 0 | 0 | 0 | 0 | 0 | 0 | 0 | 0 | 0 | 0 | 0 | 0 | 0 | 0 | 0 | 0 | 0 | 0 | 0 | 0 | 0 | 0 | 0
Commercial_Retail_Existing_Miscellaneous_Natural Gas_Pool Heater_E2_Codes & Standards Forecast | Commercial | Retail | Existing | Miscellaneous | Natural Gas | Pool Heater | E2 |  | Codes & Standards Forecast | 0 | 0 | 0 | 0 | 0 | 0 | 0 | 0 | 0 | 0 | 0 | 0 | 0 | 0 | 0 | 0 | 0 | 0 | 0 | 0 | 0 | 0 | 0 | 0 | 0 | 0 | 0 | 0 | 0 | 0 | 0 | 0 | 0 | 0 | 0 | 0 | 0 | 0 | 0 | 0 | 0 | 0 | 0 | 0 | 0 | 0 | 0 | 0 | 0 | 0 | 0
Commercial_Retail_Existing_Miscellaneous_Natural Gas_Pool Heater_E3_Codes & Standards Forecast | Commercial | Retail | Existing | Miscellaneous | Natural Gas | Pool Heater | E3 |  | Codes & Standards Forecast | 0 | 0 | 0 | 0 | 0 | 0 | 0 | 0 | 0 | 0 | 0 | 0 | 0 | 0 | 0 | 0 | 0 | 0 | 0 | 0 | 0 | 0 | 0 | 0 | 0 | 0 | 0 | 0 | 0 | 0 | 0 | 0 | 0 | 0 | 0 | 0 | 0 | 0 | 0 | 0 | 0 | 0 | 0 | 0 | 0 | 0 | 0 | 0 | 0 | 0 | 0
Commercial_Retail_Existing_Miscellaneous_Natural Gas_Pool Heater_E4_Codes & Standards Forecast | Commercial | Retail | Existing | Miscellaneous | Natural Gas | Pool Heater | E4 |  | Codes & Standards Forecast | 0 | 0 | 0 | 0 | 0 | 0 | 0 | 0 | 0 | 0 | 0 | 0 | 0 | 0 | 0 | 0 | 0 | 0 | 0 | 0 | 0 | 0 | 0 | 0 | 0 | 0 | 0 | 0 | 0 | 0 | 0 | 0 | 0 | 0 | 0 | 0 | 0 | 0 | 0 | 0 | 0 | 0 | 0 | 0 | 0 | 0 | 0 | 0 | 0 | 0 | 0
Commercial_Retail_Existing_Miscellaneous_Natural Gas_Pool Heater_E5_Codes & Standards Forecast | Commercial | Retail | Existing | Miscellaneous | Natural Gas | Pool Heater | E5 |  | Codes & Standards Forecast | 0 | 0 | 0 | 0 | 0 | 0 | 0 | 0 | 0 | 0 | 0 | 0 | 0 | 0 | 0 | 0 | 0 | 0 | 0 | 0 | 0 | 0 | 0 | 0 | 0 | 0 | 0 | 0 | 0 | 0 | 0 | 0 | 0 | 0 | 0 | 0 | 0 | 0 | 0 | 0 | 0 | 0 | 0 | 0 | 0 | 0 | 0 | 0 | 0 | 0 | 0
Commercial_Retail_Existing_Miscellaneous_Natural Gas_Pool Heater_E6_Codes & Standards Forecast | Commercial | Retail | Existing | Miscellaneous | Natural Gas | Pool Heater | E6 |  | Codes & Standards Forecast | 0 | 0 | 0 | 0 | 0 | 0 | 0 | 0 | 0 | 0 | 0 | 0 | 0 | 0 | 0 | 0 | 0 | 0 | 0 | 0 | 0 | 0 | 0 | 0 | 0 | 0 | 0 | 0 | 0 | 0 | 0 | 0 | 0 | 0 | 0 | 0 | 0 | 0 | 0 | 0 | 0 | 0 | 0 | 0 | 0 | 0 | 0 | 0 | 0 | 0 | 0
Commercial_Retail_Existing_Miscellaneous_Natural Gas_Pool Heater_E7_Codes & Standards Forecast | Commercial | Retail | Existing | Miscellaneous | Natural Gas | Pool Heater | E7 |  | Codes & Standards Forecast | 0 | 0 | 0 | 0 | 0 | 0 | 0 | 0 | 0 | 0 | 0 | 0 | 0 | 0 | 0 | 0 | 0 | 0 | 0 | 0 | 0 | 0 | 0 | 0 | 0 | 0 | 0 | 0 | 0 | 0 | 0 | 0 | 0 | 0 | 0 | 0 | 0 | 0 | 0 | 0 | 0 | 0 | 0 | 0 | 0 | 0 | 0 | 0 | 0 | 0 | 0
Commercial_Retail_Existing_Miscellaneous_Natural Gas_Pool Heater_E8_Codes & Standards Forecast | Commercial | Retail | Existing | Miscellaneous | Natural Gas | Pool Heater | E8 |  | Codes & Standards Forecast | 0 | 0 | 0 | 0 | 0 | 0 | 0 | 0 | 0 | 0 | 0 | 0 | 0 | 0 | 0 | 0 | 0 | 0 | 0 | 0 | 0 | 0 | 0 | 0 | 0 | 0 | 0 | 0 | 0 | 0 | 0 | 0 | 0 | 0 | 0 | 0 | 0 | 0 | 0 | 0 | 0 | 0 | 0 | 0 | 0 | 0 | 0 | 0 | 0 | 0 | 0
Commercial_Retail_Existing_Miscellaneous_Natural Gas_Pool Heater_E9_Codes & Standards Forecast | Commercial | Retail | Existing | Miscellaneous | Natural Gas | Pool Heater | E9 |  | Codes & Standards Forecast | 0 | 0 | 0 | 0 | 0 | 0 | 0 | 0 | 0 | 0 | 0 | 0 | 0 | 0 | 0 | 0 | 0 | 0 | 0 | 0 | 0 | 0 | 0 | 0 | 0 | 0 | 0 | 0 | 0 | 0 | 0 | 0 | 0 | 0 | 0 | 0 | 0 | 0 | 0 | 0 | 0 | 0 | 0 | 0 | 0 | 0 | 0 | 0 | 0 | 0 | 0
Commercial_Retail_Existing_Miscellaneous_Natural Gas_Pool Heater_E10_Codes & Standards Forecast | Commercial | Retail | Existing | Miscellaneous | Natural Gas | Pool Heater | E10 |  | Codes & Standards Forecast | 0 | 0 | 0 | 0 | 0 | 0 | 0 | 0 | 0 | 0 | 0 | 0 | 0 | 0 | 0 | 0 | 0 | 0 | 0 | 0 | 0 | 0 | 0 | 0 | 0 | 0 | 0 | 0 | 0 | 0 | 0 | 0 | 0 | 0 | 0 | 0 | 0 | 0 | 0 | 0 | 0 | 0 | 0 | 0 | 0 | 0 | 0 | 0 | 0 | 0 | 0
Commercial_Retail_Existing_Miscellaneous_Natural Gas_Pool Heater_Vintage_Codes & Standards Forecast | Commercial | Retail | Existing | Miscellaneous | Natural Gas | Pool Heater | Vintage |  | Codes & Standards Forecast | 0 | 0 | 0 | 0 | 0 | 0 | 0 | 0 | 0 | 0 | 0 | 0 | 0 | 0 | 0 | 0 | 0 | 0 | 0 | 0 | 0 | 0 | 0 | 0 | 0 | 0 | 0 | 0 | 0 | 0 | 0 | 0 | 0 | 0 | 0 | 0 | 0 | 0 | 0 | 0 | 0 | 0 | 0 | 0 | 0 | 0 | 0 | 0 | 0 | 0 | 0
Commercial_Retail_Existing_Miscellaneous_Natural Gas_Miscellaneous_E1_Codes & Standards Forecast | Commercial | Retail | Existing | Miscellaneous | Natural Gas | Miscellaneous | E1 |  | Codes & Standards Forecast | 0 | 1708836.5312 | 3724023.9636 | 5988114.6739 | 7897639.7989 | 9499614.2949 | 10847946.0517 | 11986321.0069 | 12947433.2391 | 13754392.1784 | 14428956.32 | 14990615.4637 | 15455468.3585 | 15837419.5417 | 16148321.7554 | 16398887.8995 | 16598101.1177 | 16753654.7189 | 16871996.7051 | 16958626.8536 | 17018088.516 | 17054377.2176 | 17071034.7745 | 17070971.8081 | 17056670.769 | 17030113.1406 | 16993101.61 | 16947173.5878 | 16893640.2085 | 16833619.6021 | 16768065.2771 | 16697790.3342 | 16624060.8156 | 0 | 0 | 0 | 0 | 0 | 0 | 0 | 0 | 0 | 0 | 0 | 0 | 0 | 0 | 0 | 0 | 0 | 0
Commercial_Retail_Existing_Miscellaneous_Natural Gas_Miscellaneous_E2_Codes & Standards Forecast | Commercial | Retail | Existing | Miscellaneous | Natural Gas | Miscellaneous | E2 |  | Codes & Standards Forecast | 0 | 0 | 0 | 0 | 0 | 0 | 0 | 0 | 0 | 0 | 0 | 0 | 0 | 0 | 0 | 0 | 0 | 0 | 0 | 0 | 0 | 0 | 0 | 0 | 0 | 0 | 0 | 0 | 0 | 0 | 0 | 0 | 0 | 0 | 0 | 0 | 0 | 0 | 0 | 0 | 0 | 0 | 0 | 0 | 0 | 0 | 0 | 0 | 0 | 0 | 0
Commercial_Retail_Existing_Miscellaneous_Natural Gas_Miscellaneous_E3_Codes & Standards Forecast | Commercial | Retail | Existing | Miscellaneous | Natural Gas | Miscellaneous | E3 |  | Codes & Standards Forecast | 0 | 0 | 0 | 0 | 0 | 0 | 0 | 0 | 0 | 0 | 0 | 0 | 0 | 0 | 0 | 0 | 0 | 0 | 0 | 0 | 0 | 0 | 0 | 0 | 0 | 0 | 0 | 0 | 0 | 0 | 0 | 0 | 0 | 0 | 0 | 0 | 0 | 0 | 0 | 0 | 0 | 0 | 0 | 0 | 0 | 0 | 0 | 0 | 0 | 0 | 0
Commercial_Retail_Existing_Miscellaneous_Natural Gas_Miscellaneous_E4_Codes & Standards Forecast | Commercial | Retail | Existing | Miscellaneous | Natural Gas | Miscellaneous | E4 |  | Codes & Standards Forecast | 0 | 0 | 0 | 0 | 0 | 0 | 0 | 0 | 0 | 0 | 0 | 0 | 0 | 0 | 0 | 0 | 0 | 0 | 0 | 0 | 0 | 0 | 0 | 0 | 0 | 0 | 0 | 0 | 0 | 0 | 0 | 0 | 0 | 0 | 0 | 0 | 0 | 0 | 0 | 0 | 0 | 0 | 0 | 0 | 0 | 0 | 0 | 0 | 0 | 0 | 0
Commercial_Retail_Existing_Miscellaneous_Natural Gas_Miscellaneous_E5_Codes & Standards Forecast | Commercial | Retail | Existing | Miscellaneous | Natural Gas | Miscellaneous | E5 |  | Codes & Standards Forecast | 0 | 0 | 0 | 0 | 0 | 0 | 0 | 0 | 0 | 0 | 0 | 0 | 0 | 0 | 0 | 0 | 0 | 0 | 0 | 0 | 0 | 0 | 0 | 0 | 0 | 0 | 0 | 0 | 0 | 0 | 0 | 0 | 0 | 0 | 0 | 0 | 0 | 0 | 0 | 0 | 0 | 0 | 0 | 0 | 0 | 0 | 0 | 0 | 0 | 0 | 0
Commercial_Retail_Existing_Miscellaneous_Natural Gas_Miscellaneous_E6_Codes & Standards Forecast | Commercial | Retail | Existing | Miscellaneous | Natural Gas | Miscellaneous | E6 |  | Codes & Standards Forecast | 0 | 0 | 0 | 0 | 0 | 0 | 0 | 0 | 0 | 0 | 0 | 0 | 0 | 0 | 0 | 0 | 0 | 0 | 0 | 0 | 0 | 0 | 0 | 0 | 0 | 0 | 0 | 0 | 0 | 0 | 0 | 0 | 0 | 0 | 0 | 0 | 0 | 0 | 0 | 0 | 0 | 0 | 0 | 0 | 0 | 0 | 0 | 0 | 0 | 0 | 0
Commercial_Retail_Existing_Miscellaneous_Natural Gas_Miscellaneous_E7_Codes & Standards Forecast | Commercial | Retail | Existing | Miscellaneous | Natural Gas | Miscellaneous | E7 |  | Codes & Standards Forecast | 0 | 0 | 0 | 0 | 0 | 0 | 0 | 0 | 0 | 0 | 0 | 0 | 0 | 0 | 0 | 0 | 0 | 0 | 0 | 0 | 0 | 0 | 0 | 0 | 0 | 0 | 0 | 0 | 0 | 0 | 0 | 0 | 0 | 0 | 0 | 0 | 0 | 0 | 0 | 0 | 0 | 0 | 0 | 0 | 0 | 0 | 0 | 0 | 0 | 0 | 0
Commercial_Retail_Existing_Miscellaneous_Natural Gas_Miscellaneous_E8_Codes & Standards Forecast | Commercial | Retail | Existing | Miscellaneous | Natural Gas | Miscellaneous | E8 |  | Codes & Standards Forecast | 0 | 0 | 0 | 0 | 0 | 0 | 0 | 0 | 0 | 0 | 0 | 0 | 0 | 0 | 0 | 0 | 0 | 0 | 0 | 0 | 0 | 0 | 0 | 0 | 0 | 0 | 0 | 0 | 0 | 0 | 0 | 0 | 0 | 0 | 0 | 0 | 0 | 0 | 0 | 0 | 0 | 0 | 0 | 0 | 0 | 0 | 0 | 0 | 0 | 0 | 0
Commercial_Retail_Existing_Miscellaneous_Natural Gas_Miscellaneous_E9_Codes & Standards Forecast | Commercial | Retail | Existing | Miscellaneous | Natural Gas | Miscellaneous | E9 |  | Codes & Standards Forecast | 0 | 0 | 0 | 0 | 0 | 0 | 0 | 0 | 0 | 0 | 0 | 0 | 0 | 0 | 0 | 0 | 0 | 0 | 0 | 0 | 0 | 0 | 0 | 0 | 0 | 0 | 0 | 0 | 0 | 0 | 0 | 0 | 0 | 0 | 0 | 0 | 0 | 0 | 0 | 0 | 0 | 0 | 0 | 0 | 0 | 0 | 0 | 0 | 0 | 0 | 0
Commercial_Retail_Existing_Miscellaneous_Natural Gas_Miscellaneous_E10_Codes & Standards Forecast | Commercial | Retail | Existing | Miscellaneous | Natural Gas | Miscellaneous | E10 |  | Codes & Standards Forecast | 0 | 0 | 0 | 0 | 0 | 0 | 0 | 0 | 0 | 0 | 0 | 0 | 0 | 0 | 0 | 0 | 0 | 0 | 0 | 0 | 0 | 0 | 0 | 0 | 0 | 0 | 0 | 0 | 0 | 0 | 0 | 0 | 0 | 0 | 0 | 0 | 0 | 0 | 0 | 0 | 0 | 0 | 0 | 0 | 0 | 0 | 0 | 0 | 0 | 0 | 0
Commercial_Retail_Existing_Miscellaneous_Natural Gas_Miscellaneous_Vintage_Codes & Standards Forecast | Commercial | Retail | Existing | Miscellaneous | Natural Gas | Miscellaneous | Vintage |  | Codes & Standards Forecast | 20038376.9356 | 18227589.6657 | 16110451.4945 | 13723241.6904 | 11687397.5459 | 9946929.9372 | 8469214.1711 | 7216272.7091 | 6152217.4842 | 5245895.6022 | 4473277.0356 | 3814547.0533 | 3252757.6197 | 2773589.8128 | 2364867.1531 | 2016298.599 | 1719055.9273 | 1465601.097 | 1249488.1398 | 1065219.3352 | 908097.9346 | 774128.2711 | 659907.4228 | 562526.3714 | 479504.2848 | 408722.2773 | 348377.5652 | 296932.6409 | 253076.2721 | 215690.2308 | 183820.9094 | 156655.108 | 133503.9792 | 0 | 0 | 0 | 0 | 0 | 0 | 0 | 0 | 0 | 0 | 0 | 0 | 0 | 0 | 0 | 0 | 0 | 0
Commercial_Retail_New_Space Heating_Natural Gas_Furnace_E1_Codes & Standards Forecast | Commercial | Retail | New | Space Heating | Natural Gas | Furnace | E1 |  | Codes & Standards Forecast | 0 | 123005.9134 | 716309.1149 | 1095471.4146 | 1584477.5134 | 2248112.408 | 2868395.3727 | 3418159.0683 | 3912604.2845 | 4390011.3722 | 4861190.9784 | 5327689.5134 | 5793548.8903 | 6260741.2437 | 6730807.3003 | 7201739.358 | 7672800.1203 | 8143250.6393 | 8613081.235 | 9082282.1198 | 9551583.338 | 10020985.5636 | 10489827.7734 | 10958102.338 | 11425801.5543 | 11893579.3458 | 12361436.1721 | 12829372.4951 | 13297388.7796 | 13765485.4932 | 14233663.1061 | 14701922.0912 | 14912831.7246 | 0 | 0 | 0 | 0 | 0 | 0 | 0 | 0 | 0 | 0 | 0 | 0 | 0 | 0 | 0 | 0 | 0 | 0
Commercial_Retail_New_Space Heating_Natural Gas_Furnace_E2_Codes & Standards Forecast | Commercial | Retail | New | Space Heating | Natural Gas | Furnace | E2 |  | Codes & Standards Forecast | 0 | 0 | 0 | 0 | 0 | 0 | 0 | 0 | 0 | 0 | 0 | 0 | 0 | 0 | 0 | 0 | 0 | 0 | 0 | 0 | 0 | 0 | 0 | 0 | 0 | 0 | 0 | 0 | 0 | 0 | 0 | 0 | 0 | 0 | 0 | 0 | 0 | 0 | 0 | 0 | 0 | 0 | 0 | 0 | 0 | 0 | 0 | 0 | 0 | 0 | 0
Commercial_Retail_New_Space Heating_Natural Gas_Furnace_E3_Codes & Standards Forecast | Commercial | Retail | New | Space Heating | Natural Gas | Furnace | E3 |  | Codes & Standards Forecast | 0 | 0 | 0 | 0 | 0 | 0 | 0 | 0 | 0 | 0 | 0 | 0 | 0 | 0 | 0 | 0 | 0 | 0 | 0 | 0 | 0 | 0 | 0 | 0 | 0 | 0 | 0 | 0 | 0 | 0 | 0 | 0 | 0 | 0 | 0 | 0 | 0 | 0 | 0 | 0 | 0 | 0 | 0 | 0 | 0 | 0 | 0 | 0 | 0 | 0 | 0
Commercial_Retail_New_Space Heating_Natural Gas_Furnace_E4_Codes & Standards Forecast | Commercial | Retail | New | Space Heating | Natural Gas | Furnace | E4 |  | Codes & Standards Forecast | 0 | 0 | 0 | 0 | 0 | 0 | 0 | 0 | 0 | 0 | 0 | 0 | 0 | 0 | 0 | 0 | 0 | 0 | 0 | 0 | 0 | 0 | 0 | 0 | 0 | 0 | 0 | 0 | 0 | 0 | 0 | 0 | 0 | 0 | 0 | 0 | 0 | 0 | 0 | 0 | 0 | 0 | 0 | 0 | 0 | 0 | 0 | 0 | 0 | 0 | 0
Commercial_Retail_New_Space Heating_Natural Gas_Furnace_E5_Codes & Standards Forecast | Commercial | Retail | New | Space Heating | Natural Gas | Furnace | E5 |  | Codes & Standards Forecast | 0 | 0 | 0 | 0 | 0 | 0 | 0 | 0 | 0 | 0 | 0 | 0 | 0 | 0 | 0 | 0 | 0 | 0 | 0 | 0 | 0 | 0 | 0 | 0 | 0 | 0 | 0 | 0 | 0 | 0 | 0 | 0 | 0 | 0 | 0 | 0 | 0 | 0 | 0 | 0 | 0 | 0 | 0 | 0 | 0 | 0 | 0 | 0 | 0 | 0 | 0
Commercial_Retail_New_Space Heating_Natural Gas_Furnace_E6_Codes & Standards Forecast | Commercial | Retail | New | Space Heating | Natural Gas | Furnace | E6 |  | Codes & Standards Forecast | 0 | 0 | 0 | 0 | 0 | 0 | 0 | 0 | 0 | 0 | 0 | 0 | 0 | 0 | 0 | 0 | 0 | 0 | 0 | 0 | 0 | 0 | 0 | 0 | 0 | 0 | 0 | 0 | 0 | 0 | 0 | 0 | 0 | 0 | 0 | 0 | 0 | 0 | 0 | 0 | 0 | 0 | 0 | 0 | 0 | 0 | 0 | 0 | 0 | 0 | 0
Commercial_Retail_New_Space Heating_Natural Gas_Furnace_E7_Codes & Standards Forecast | Commercial | Retail | New | Space Heating | Natural Gas | Furnace | E7 |  | Codes & Standards Forecast | 0 | 0 | 0 | 0 | 0 | 0 | 0 | 0 | 0 | 0 | 0 | 0 | 0 | 0 | 0 | 0 | 0 | 0 | 0 | 0 | 0 | 0 | 0 | 0 | 0 | 0 | 0 | 0 | 0 | 0 | 0 | 0 | 0 | 0 | 0 | 0 | 0 | 0 | 0 | 0 | 0 | 0 | 0 | 0 | 0 | 0 | 0 | 0 | 0 | 0 | 0
Commercial_Retail_New_Space Heating_Natural Gas_Furnace_E8_Codes & Standards Forecast | Commercial | Retail | New | Space Heating | Natural Gas | Furnace | E8 |  | Codes & Standards Forecast | 0 | 0 | 0 | 0 | 0 | 0 | 0 | 0 | 0 | 0 | 0 | 0 | 0 | 0 | 0 | 0 | 0 | 0 | 0 | 0 | 0 | 0 | 0 | 0 | 0 | 0 | 0 | 0 | 0 | 0 | 0 | 0 | 0 | 0 | 0 | 0 | 0 | 0 | 0 | 0 | 0 | 0 | 0 | 0 | 0 | 0 | 0 | 0 | 0 | 0 | 0
Commercial_Retail_New_Space Heating_Natural Gas_Furnace_E9_Codes & Standards Forecast | Commercial | Retail | New | Space Heating | Natural Gas | Furnace | E9 |  | Codes & Standards Forecast | 0 | 0 | 0 | 0 | 0 | 0 | 0 | 0 | 0 | 0 | 0 | 0 | 0 | 0 | 0 | 0 | 0 | 0 | 0 | 0 | 0 | 0 | 0 | 0 | 0 | 0 | 0 | 0 | 0 | 0 | 0 | 0 | 0 | 0 | 0 | 0 | 0 | 0 | 0 | 0 | 0 | 0 | 0 | 0 | 0 | 0 | 0 | 0 | 0 | 0 | 0
Commercial_Retail_New_Space Heating_Natural Gas_Furnace_E10_Codes & Standards Forecast | Commercial | Retail | New | Space Heating | Natural Gas | Furnace | E10 |  | Codes & Standards Forecast | 0 | 0 | 0 | 0 | 0 | 0 | 0 | 0 | 0 | 0 | 0 | 0 | 0 | 0 | 0 | 0 | 0 | 0 | 0 | 0 | 0 | 0 | 0 | 0 | 0 | 0 | 0 | 0 | 0 | 0 | 0 | 0 | 0 | 0 | 0 | 0 | 0 | 0 | 0 | 0 | 0 | 0 | 0 | 0 | 0 | 0 | 0 | 0 | 0 | 0 | 0
Commercial_Retail_New_Space Heating_Natural Gas_Furnace_Vintage_Codes & Standards Forecast | Commercial | Retail | New | Space Heating | Natural Gas | Furnace | Vintage |  | Codes & Standards Forecast | 0 | 0 | 0 | 0 | 0 | 0 | 0 | 0 | 0 | 0 | 0 | 0 | 0 | 0 | 0 | 0 | 0 | 0 | 0 | 0 | 0 | 0 | 0 | 0 | 0 | 0 | 0 | 0 | 0 | 0 | 0 | 0 | 0 | 0 | 0 | 0 | 0 | 0 | 0 | 0 | 0 | 0 | 0 | 0 | 0 | 0 | 0 | 0 | 0 | 0 | 0
Commercial_Retail_New_Space Heating_Natural Gas_Boiler_E1_Codes & Standards Forecast | Commercial | Retail | New | Space Heating | Natural Gas | Boiler | E1 |  | Codes & Standards Forecast | 0 | 5658.8622 | 32953.6564 | 50396.9415 | 72893.5685 | 103423.958 | 131959.9507 | 157251.7186 | 179998.5711 | 201961.5879 | 223638.1107 | 245099.2817 | 266531.0484 | 288024.1384 | 309649.4325 | 331314.5669 | 352985.6223 | 374628.6035 | 396243.0653 | 417828.5574 | 439418.6653 | 461013.4201 | 482582.4114 | 504125.2883 | 525641.6964 | 547161.7194 | 568685.3783 | 590212.6945 | 611743.6893 | 633278.3842 | 654816.8009 | 676358.9611 | 686061.8162 | 0 | 0 | 0 | 0 | 0 | 0 | 0 | 0 | 0 | 0 | 0 | 0 | 0 | 0 | 0 | 0 | 0 | 0
Commercial_Retail_New_Space Heating_Natural Gas_Boiler_E2_Codes & Standards Forecast | Commercial | Retail | New | Space Heating | Natural Gas | Boiler | E2 |  | Codes & Standards Forecast | 0 | 0 | 0 | 0 | 0 | 0 | 0 | 0 | 0 | 0 | 0 | 0 | 0 | 0 | 0 | 0 | 0 | 0 | 0 | 0 | 0 | 0 | 0 | 0 | 0 | 0 | 0 | 0 | 0 | 0 | 0 | 0 | 0 | 0 | 0 | 0 | 0 | 0 | 0 | 0 | 0 | 0 | 0 | 0 | 0 | 0 | 0 | 0 | 0 | 0 | 0
Commercial_Retail_New_Space Heating_Natural Gas_Boiler_E3_Codes & Standards Forecast | Commercial | Retail | New | Space Heating | Natural Gas | Boiler | E3 |  | Codes & Standards Forecast | 0 | 0 | 0 | 0 | 0 | 0 | 0 | 0 | 0 | 0 | 0 | 0 | 0 | 0 | 0 | 0 | 0 | 0 | 0 | 0 | 0 | 0 | 0 | 0 | 0 | 0 | 0 | 0 | 0 | 0 | 0 | 0 | 0 | 0 | 0 | 0 | 0 | 0 | 0 | 0 | 0 | 0 | 0 | 0 | 0 | 0 | 0 | 0 | 0 | 0 | 0
Commercial_Retail_New_Space Heating_Natural Gas_Boiler_E4_Codes & Standards Forecast | Commercial | Retail | New | Space Heating | Natural Gas | Boiler | E4 |  | Codes & Standards Forecast | 0 | 0 | 0 | 0 | 0 | 0 | 0 | 0 | 0 | 0 | 0 | 0 | 0 | 0 | 0 | 0 | 0 | 0 | 0 | 0 | 0 | 0 | 0 | 0 | 0 | 0 | 0 | 0 | 0 | 0 | 0 | 0 | 0 | 0 | 0 | 0 | 0 | 0 | 0 | 0 | 0 | 0 | 0 | 0 | 0 | 0 | 0 | 0 | 0 | 0 | 0
Commercial_Retail_New_Space Heating_Natural Gas_Boiler_E5_Codes & Standards Forecast | Commercial | Retail | New | Space Heating | Natural Gas | Boiler | E5 |  | Codes & Standards Forecast | 0 | 0 | 0 | 0 | 0 | 0 | 0 | 0 | 0 | 0 | 0 | 0 | 0 | 0 | 0 | 0 | 0 | 0 | 0 | 0 | 0 | 0 | 0 | 0 | 0 | 0 | 0 | 0 | 0 | 0 | 0 | 0 | 0 | 0 | 0 | 0 | 0 | 0 | 0 | 0 | 0 | 0 | 0 | 0 | 0 | 0 | 0 | 0 | 0 | 0 | 0
Commercial_Retail_New_Space Heating_Natural Gas_Boiler_E6_Codes & Standards Forecast | Commercial | Retail | New | Space Heating | Natural Gas | Boiler | E6 |  | Codes & Standards Forecast | 0 | 0 | 0 | 0 | 0 | 0 | 0 | 0 | 0 | 0 | 0 | 0 | 0 | 0 | 0 | 0 | 0 | 0 | 0 | 0 | 0 | 0 | 0 | 0 | 0 | 0 | 0 | 0 | 0 | 0 | 0 | 0 | 0 | 0 | 0 | 0 | 0 | 0 | 0 | 0 | 0 | 0 | 0 | 0 | 0 | 0 | 0 | 0 | 0 | 0 | 0
Commercial_Retail_New_Space Heating_Natural Gas_Boiler_E7_Codes & Standards Forecast | Commercial | Retail | New | Space Heating | Natural Gas | Boiler | E7 |  | Codes & Standards Forecast | 0 | 0 | 0 | 0 | 0 | 0 | 0 | 0 | 0 | 0 | 0 | 0 | 0 | 0 | 0 | 0 | 0 | 0 | 0 | 0 | 0 | 0 | 0 | 0 | 0 | 0 | 0 | 0 | 0 | 0 | 0 | 0 | 0 | 0 | 0 | 0 | 0 | 0 | 0 | 0 | 0 | 0 | 0 | 0 | 0 | 0 | 0 | 0 | 0 | 0 | 0
Commercial_Retail_New_Space Heating_Natural Gas_Boiler_E8_Codes & Standards Forecast | Commercial | Retail | New | Space Heating | Natural Gas | Boiler | E8 |  | Codes & Standards Forecast | 0 | 0 | 0 | 0 | 0 | 0 | 0 | 0 | 0 | 0 | 0 | 0 | 0 | 0 | 0 | 0 | 0 | 0 | 0 | 0 | 0 | 0 | 0 | 0 | 0 | 0 | 0 | 0 | 0 | 0 | 0 | 0 | 0 | 0 | 0 | 0 | 0 | 0 | 0 | 0 | 0 | 0 | 0 | 0 | 0 | 0 | 0 | 0 | 0 | 0 | 0
Commercial_Retail_New_Space Heating_Natural Gas_Boiler_E9_Codes & Standards Forecast | Commercial | Retail | New | Space Heating | Natural Gas | Boiler | E9 |  | Codes & Standards Forecast | 0 | 0 | 0 | 0 | 0 | 0 | 0 | 0 | 0 | 0 | 0 | 0 | 0 | 0 | 0 | 0 | 0 | 0 | 0 | 0 | 0 | 0 | 0 | 0 | 0 | 0 | 0 | 0 | 0 | 0 | 0 | 0 | 0 | 0 | 0 | 0 | 0 | 0 | 0 | 0 | 0 | 0 | 0 | 0 | 0 | 0 | 0 | 0 | 0 | 0 | 0
Commercial_Retail_New_Space Heating_Natural Gas_Boiler_E10_Codes & Standards Forecast | Commercial | Retail | New | Space Heating | Natural Gas | Boiler | E10 |  | Codes & Standards Forecast | 0 | 0 | 0 | 0 | 0 | 0 | 0 | 0 | 0 | 0 | 0 | 0 | 0 | 0 | 0 | 0 | 0 | 0 | 0 | 0 | 0 | 0 | 0 | 0 | 0 | 0 | 0 | 0 | 0 | 0 | 0 | 0 | 0 | 0 | 0 | 0 | 0 | 0 | 0 | 0 | 0 | 0 | 0 | 0 | 0 | 0 | 0 | 0 | 0 | 0 | 0
Commercial_Retail_New_Space Heating_Natural Gas_Boiler_Vintage_Codes & Standards Forecast | Commercial | Retail | New | Space Heating | Natural Gas | Boiler | Vintage |  | Codes & Standards Forecast | 0 | 0 | 0 | 0 | 0 | 0 | 0 | 0 | 0 | 0 | 0 | 0 | 0 | 0 | 0 | 0 | 0 | 0 | 0 | 0 | 0 | 0 | 0 | 0 | 0 | 0 | 0 | 0 | 0 | 0 | 0 | 0 | 0 | 0 | 0 | 0 | 0 | 0 | 0 | 0 | 0 | 0 | 0 | 0 | 0 | 0 | 0 | 0 | 0 | 0 | 0
Commercial_Retail_New_Space Heating_Natural Gas_Unit Heater_E1_Codes & Standards Forecast | Commercial | Retail | New | Space Heating | Natural Gas | Unit Heater | E1 |  | Codes & Standards Forecast | 0 | 12276.7359 | 71491.9924 | 109334.6887 | 158140.4621 | 224375.248 | 286283.2484 | 341152.9983 | 390501.6286 | 438149.7503 | 485176.3316 | 531735.7137 | 578231.3038 | 624859.9332 | 671775.3755 | 718777.25 | 765791.9699 | 812745.7839 | 859637.7258 | 906466.8188 | 953305.9256 | 1000155.1135 | 1046948.4085 | 1093685.0491 | 1140364.2664 | 1187051.326 | 1233746.2737 | 1280449.1557 | 1327160.0184 | 1373878.9083 | 1420605.8725 | 1467340.9582 | 1488391.0182 | 0 | 0 | 0 | 0 | 0 | 0 | 0 | 0 | 0 | 0 | 0 | 0 | 0 | 0 | 0 | 0 | 0 | 0
Commercial_Retail_New_Space Heating_Natural Gas_Unit Heater_E2_Codes & Standards Forecast | Commercial | Retail | New | Space Heating | Natural Gas | Unit Heater | E2 |  | Codes & Standards Forecast | 0 | 0 | 0 | 0 | 0 | 0 | 0 | 0 | 0 | 0 | 0 | 0 | 0 | 0 | 0 | 0 | 0 | 0 | 0 | 0 | 0 | 0 | 0 | 0 | 0 | 0 | 0 | 0 | 0 | 0 | 0 | 0 | 0 | 0 | 0 | 0 | 0 | 0 | 0 | 0 | 0 | 0 | 0 | 0 | 0 | 0 | 0 | 0 | 0 | 0 | 0
Commercial_Retail_New_Space Heating_Natural Gas_Unit Heater_E3_Codes & Standards Forecast | Commercial | Retail | New | Space Heating | Natural Gas | Unit Heater | E3 |  | Codes & Standards Forecast | 0 | 0 | 0 | 0 | 0 | 0 | 0 | 0 | 0 | 0 | 0 | 0 | 0 | 0 | 0 | 0 | 0 | 0 | 0 | 0 | 0 | 0 | 0 | 0 | 0 | 0 | 0 | 0 | 0 | 0 | 0 | 0 | 0 | 0 | 0 | 0 | 0 | 0 | 0 | 0 | 0 | 0 | 0 | 0 | 0 | 0 | 0 | 0 | 0 | 0 | 0
Commercial_Retail_New_Space Heating_Natural Gas_Unit Heater_E4_Codes & Standards Forecast | Commercial | Retail | New | Space Heating | Natural Gas | Unit Heater | E4 |  | Codes & Standards Forecast | 0 | 0 | 0 | 0 | 0 | 0 | 0 | 0 | 0 | 0 | 0 | 0 | 0 | 0 | 0 | 0 | 0 | 0 | 0 | 0 | 0 | 0 | 0 | 0 | 0 | 0 | 0 | 0 | 0 | 0 | 0 | 0 | 0 | 0 | 0 | 0 | 0 | 0 | 0 | 0 | 0 | 0 | 0 | 0 | 0 | 0 | 0 | 0 | 0 | 0 | 0
Commercial_Retail_New_Space Heating_Natural Gas_Unit Heater_E5_Codes & Standards Forecast | Commercial | Retail | New | Space Heating | Natural Gas | Unit Heater | E5 |  | Codes & Standards Forecast | 0 | 0 | 0 | 0 | 0 | 0 | 0 | 0 | 0 | 0 | 0 | 0 | 0 | 0 | 0 | 0 | 0 | 0 | 0 | 0 | 0 | 0 | 0 | 0 | 0 | 0 | 0 | 0 | 0 | 0 | 0 | 0 | 0 | 0 | 0 | 0 | 0 | 0 | 0 | 0 | 0 | 0 | 0 | 0 | 0 | 0 | 0 | 0 | 0 | 0 | 0
Commercial_Retail_New_Space Heating_Natural Gas_Unit Heater_E6_Codes & Standards Forecast | Commercial | Retail | New | Space Heating | Natural Gas | Unit Heater | E6 |  | Codes & Standards Forecast | 0 | 0 | 0 | 0 | 0 | 0 | 0 | 0 | 0 | 0 | 0 | 0 | 0 | 0 | 0 | 0 | 0 | 0 | 0 | 0 | 0 | 0 | 0 | 0 | 0 | 0 | 0 | 0 | 0 | 0 | 0 | 0 | 0 | 0 | 0 | 0 | 0 | 0 | 0 | 0 | 0 | 0 | 0 | 0 | 0 | 0 | 0 | 0 | 0 | 0 | 0
Commercial_Retail_New_Space Heating_Natural Gas_Unit Heater_E7_Codes & Standards Forecast | Commercial | Retail | New | Space Heating | Natural Gas | Unit Heater | E7 |  | Codes & Standards Forecast | 0 | 0 | 0 | 0 | 0 | 0 | 0 | 0 | 0 | 0 | 0 | 0 | 0 | 0 | 0 | 0 | 0 | 0 | 0 | 0 | 0 | 0 | 0 | 0 | 0 | 0 | 0 | 0 | 0 | 0 | 0 | 0 | 0 | 0 | 0 | 0 | 0 | 0 | 0 | 0 | 0 | 0 | 0 | 0 | 0 | 0 | 0 | 0 | 0 | 0 | 0
Commercial_Retail_New_Space Heating_Natural Gas_Unit Heater_E8_Codes & Standards Forecast | Commercial | Retail | New | Space Heating | Natural Gas | Unit Heater | E8 |  | Codes & Standards Forecast | 0 | 0 | 0 | 0 | 0 | 0 | 0 | 0 | 0 | 0 | 0 | 0 | 0 | 0 | 0 | 0 | 0 | 0 | 0 | 0 | 0 | 0 | 0 | 0 | 0 | 0 | 0 | 0 | 0 | 0 | 0 | 0 | 0 | 0 | 0 | 0 | 0 | 0 | 0 | 0 | 0 | 0 | 0 | 0 | 0 | 0 | 0 | 0 | 0 | 0 | 0
Commercial_Retail_New_Space Heating_Natural Gas_Unit Heater_E9_Codes & Standards Forecast | Commercial | Retail | New | Space Heating | Natural Gas | Unit Heater | E9 |  | Codes & Standards Forecast | 0 | 0 | 0 | 0 | 0 | 0 | 0 | 0 | 0 | 0 | 0 | 0 | 0 | 0 | 0 | 0 | 0 | 0 | 0 | 0 | 0 | 0 | 0 | 0 | 0 | 0 | 0 | 0 | 0 | 0 | 0 | 0 | 0 | 0 | 0 | 0 | 0 | 0 | 0 | 0 | 0 | 0 | 0 | 0 | 0 | 0 | 0 | 0 | 0 | 0 | 0
Commercial_Retail_New_Space Heating_Natural Gas_Unit Heater_E10_Codes & Standards Forecast | Commercial | Retail | New | Space Heating | Natural Gas | Unit Heater | E10 |  | Codes & Standards Forecast | 0 | 0 | 0 | 0 | 0 | 0 | 0 | 0 | 0 | 0 | 0 | 0 | 0 | 0 | 0 | 0 | 0 | 0 | 0 | 0 | 0 | 0 | 0 | 0 | 0 | 0 | 0 | 0 | 0 | 0 | 0 | 0 | 0 | 0 | 0 | 0 | 0 | 0 | 0 | 0 | 0 | 0 | 0 | 0 | 0 | 0 | 0 | 0 | 0 | 0 | 0
Commercial_Retail_New_Space Heating_Natural Gas_Unit Heater_Vintage_Codes & Standards Forecast | Commercial | Retail | New | Space Heating | Natural Gas | Unit Heater | Vintage |  | Codes & Standards Forecast | 0 | 0 | 0 | 0 | 0 | 0 | 0 | 0 | 0 | 0 | 0 | 0 | 0 | 0 | 0 | 0 | 0 | 0 | 0 | 0 | 0 | 0 | 0 | 0 | 0 | 0 | 0 | 0 | 0 | 0 | 0 | 0 | 0 | 0 | 0 | 0 | 0 | 0 | 0 | 0 | 0 | 0 | 0 | 0 | 0 | 0 | 0 | 0 | 0 | 0 | 0
Commercial_Retail_New_Water Heating_Natural Gas_Water Heater_E1_Codes & Standards Forecast | Commercial | Retail | New | Water Heating | Natural Gas | Water Heater | E1 |  | Codes & Standards Forecast | 0 | 67885.4199 | 395322.0113 | 604576.9263 | 874453.2555 | 1240705.0256 | 1583031.4097 | 1886439.0941 | 2159317.204 | 2422792.1846 | 2682830.2962 | 2940284.9834 | 3197386.9273 | 3455224.5242 | 3714648.0819 | 3974549.5746 | 4234522.0978 | 4494157.8354 | 4753451.4451 | 5012397.5253 | 5271398.9782 | 5530456.1758 | 5789204.3077 | 6047639.1634 | 6305756.4916 | 6563917.1844 | 6822121.4955 | 7080369.6799 | 7338661.994 | 7596998.6959 | 7855380.0452 | 8113806.3027 | 8230204.6826 | 0 | 0 | 0 | 0 | 0 | 0 | 0 | 0 | 0 | 0 | 0 | 0 | 0 | 0 | 0 | 0 | 0 | 0
Commercial_Retail_New_Water Heating_Natural Gas_Water Heater_E2_Codes & Standards Forecast | Commercial | Retail | New | Water Heating | Natural Gas | Water Heater | E2 |  | Codes & Standards Forecast | 0 | 0 | 0 | 0 | 0 | 0 | 0 | 0 | 0 | 0 | 0 | 0 | 0 | 0 | 0 | 0 | 0 | 0 | 0 | 0 | 0 | 0 | 0 | 0 | 0 | 0 | 0 | 0 | 0 | 0 | 0 | 0 | 0 | 0 | 0 | 0 | 0 | 0 | 0 | 0 | 0 | 0 | 0 | 0 | 0 | 0 | 0 | 0 | 0 | 0 | 0
Commercial_Retail_New_Water Heating_Natural Gas_Water Heater_E3_Codes & Standards Forecast | Commercial | Retail | New | Water Heating | Natural Gas | Water Heater | E3 |  | Codes & Standards Forecast | 0 | 0 | 0 | 0 | 0 | 0 | 0 | 0 | 0 | 0 | 0 | 0 | 0 | 0 | 0 | 0 | 0 | 0 | 0 | 0 | 0 | 0 | 0 | 0 | 0 | 0 | 0 | 0 | 0 | 0 | 0 | 0 | 0 | 0 | 0 | 0 | 0 | 0 | 0 | 0 | 0 | 0 | 0 | 0 | 0 | 0 | 0 | 0 | 0 | 0 | 0
Commercial_Retail_New_Water Heating_Natural Gas_Water Heater_E4_Codes & Standards Forecast | Commercial | Retail | New | Water Heating | Natural Gas | Water Heater | E4 |  | Codes & Standards Forecast | 0 | 0 | 0 | 0 | 0 | 0 | 0 | 0 | 0 | 0 | 0 | 0 | 0 | 0 | 0 | 0 | 0 | 0 | 0 | 0 | 0 | 0 | 0 | 0 | 0 | 0 | 0 | 0 | 0 | 0 | 0 | 0 | 0 | 0 | 0 | 0 | 0 | 0 | 0 | 0 | 0 | 0 | 0 | 0 | 0 | 0 | 0 | 0 | 0 | 0 | 0
Commercial_Retail_New_Water Heating_Natural Gas_Water Heater_E5_Codes & Standards Forecast | Commercial | Retail | New | Water Heating | Natural Gas | Water Heater | E5 |  | Codes & Standards Forecast | 0 | 0 | 0 | 0 | 0 | 0 | 0 | 0 | 0 | 0 | 0 | 0 | 0 | 0 | 0 | 0 | 0 | 0 | 0 | 0 | 0 | 0 | 0 | 0 | 0 | 0 | 0 | 0 | 0 | 0 | 0 | 0 | 0 | 0 | 0 | 0 | 0 | 0 | 0 | 0 | 0 | 0 | 0 | 0 | 0 | 0 | 0 | 0 | 0 | 0 | 0
Commercial_Retail_New_Water Heating_Natural Gas_Water Heater_E6_Codes & Standards Forecast | Commercial | Retail | New | Water Heating | Natural Gas | Water Heater | E6 |  | Codes & Standards Forecast | 0 | 0 | 0 | 0 | 0 | 0 | 0 | 0 | 0 | 0 | 0 | 0 | 0 | 0 | 0 | 0 | 0 | 0 | 0 | 0 | 0 | 0 | 0 | 0 | 0 | 0 | 0 | 0 | 0 | 0 | 0 | 0 | 0 | 0 | 0 | 0 | 0 | 0 | 0 | 0 | 0 | 0 | 0 | 0 | 0 | 0 | 0 | 0 | 0 | 0 | 0
Commercial_Retail_New_Water Heating_Natural Gas_Water Heater_E7_Codes & Standards Forecast | Commercial | Retail | New | Water Heating | Natural Gas | Water Heater | E7 |  | Codes & Standards Forecast | 0 | 0 | 0 | 0 | 0 | 0 | 0 | 0 | 0 | 0 | 0 | 0 | 0 | 0 | 0 | 0 | 0 | 0 | 0 | 0 | 0 | 0 | 0 | 0 | 0 | 0 | 0 | 0 | 0 | 0 | 0 | 0 | 0 | 0 | 0 | 0 | 0 | 0 | 0 | 0 | 0 | 0 | 0 | 0 | 0 | 0 | 0 | 0 | 0 | 0 | 0
Commercial_Retail_New_Water Heating_Natural Gas_Water Heater_E8_Codes & Standards Forecast | Commercial | Retail | New | Water Heating | Natural Gas | Water Heater | E8 |  | Codes & Standards Forecast | 0 | 0 | 0 | 0 | 0 | 0 | 0 | 0 | 0 | 0 | 0 | 0 | 0 | 0 | 0 | 0 | 0 | 0 | 0 | 0 | 0 | 0 | 0 | 0 | 0 | 0 | 0 | 0 | 0 | 0 | 0 | 0 | 0 | 0 | 0 | 0 | 0 | 0 | 0 | 0 | 0 | 0 | 0 | 0 | 0 | 0 | 0 | 0 | 0 | 0 | 0
Commercial_Retail_New_Water Heating_Natural Gas_Water Heater_E9_Codes & Standards Forecast | Commercial | Retail | New | Water Heating | Natural Gas | Water Heater | E9 |  | Codes & Standards Forecast | 0 | 0 | 0 | 0 | 0 | 0 | 0 | 0 | 0 | 0 | 0 | 0 | 0 | 0 | 0 | 0 | 0 | 0 | 0 | 0 | 0 | 0 | 0 | 0 | 0 | 0 | 0 | 0 | 0 | 0 | 0 | 0 | 0 | 0 | 0 | 0 | 0 | 0 | 0 | 0 | 0 | 0 | 0 | 0 | 0 | 0 | 0 | 0 | 0 | 0 | 0
Commercial_Retail_New_Water Heating_Natural Gas_Water Heater_E10_Codes & Standards Forecast | Commercial | Retail | New | Water Heating | Natural Gas | Water Heater | E10 |  | Codes & Standards Forecast | 0 | 0 | 0 | 0 | 0 | 0 | 0 | 0 | 0 | 0 | 0 | 0 | 0 | 0 | 0 | 0 | 0 | 0 | 0 | 0 | 0 | 0 | 0 | 0 | 0 | 0 | 0 | 0 | 0 | 0 | 0 | 0 | 0 | 0 | 0 | 0 | 0 | 0 | 0 | 0 | 0 | 0 | 0 | 0 | 0 | 0 | 0 | 0 | 0 | 0 | 0
Commercial_Retail_New_Water Heating_Natural Gas_Water Heater_Vintage_Codes & Standards Forecast | Commercial | Retail | New | Water Heating | Natural Gas | Water Heater | Vintage |  | Codes & Standards Forecast | 0 | 0 | 0 | 0 | 0 | 0 | 0 | 0 | 0 | 0 | 0 | 0 | 0 | 0 | 0 | 0 | 0 | 0 | 0 | 0 | 0 | 0 | 0 | 0 | 0 | 0 | 0 | 0 | 0 | 0 | 0 | 0 | 0 | 0 | 0 | 0 | 0 | 0 | 0 | 0 | 0 | 0 | 0 | 0 | 0 | 0 | 0 | 0 | 0 | 0 | 0
Commercial_Retail_New_Food Preparation_Natural Gas_Oven_E1_Codes & Standards Forecast | Commercial | Retail | New | Food Preparation | Natural Gas | Oven | E1 |  | Codes & Standards Forecast | 0 | 2612.5521 | 15213.8613 | 23266.9804 | 33653.0983 | 47748.1992 | 60922.538 | 72599.1011 | 83100.7417 | 93240.5055 | 103248.0023 | 113156.0766 | 123050.5758 | 132973.3864 | 142957.2322 | 152959.4712 | 162964.4438 | 172956.4554 | 182935.3002 | 192900.7704 | 202868.3717 | 212838.1182 | 222795.9705 | 232741.7664 | 242675.3423 | 252610.5871 | 262547.5106 | 272486.1225 | 282426.4327 | 292368.4512 | 302312.1879 | 312257.6529 | 316737.2133 | 0 | 0 | 0 | 0 | 0 | 0 | 0 | 0 | 0 | 0 | 0 | 0 | 0 | 0 | 0 | 0 | 0 | 0
Commercial_Retail_New_Food Preparation_Natural Gas_Oven_E2_Codes & Standards Forecast | Commercial | Retail | New | Food Preparation | Natural Gas | Oven | E2 |  | Codes & Standards Forecast | 0 | 0 | 0 | 0 | 0 | 0 | 0 | 0 | 0 | 0 | 0 | 0 | 0 | 0 | 0 | 0 | 0 | 0 | 0 | 0 | 0 | 0 | 0 | 0 | 0 | 0 | 0 | 0 | 0 | 0 | 0 | 0 | 0 | 0 | 0 | 0 | 0 | 0 | 0 | 0 | 0 | 0 | 0 | 0 | 0 | 0 | 0 | 0 | 0 | 0 | 0
Commercial_Retail_New_Food Preparation_Natural Gas_Oven_E3_Codes & Standards Forecast | Commercial | Retail | New | Food Preparation | Natural Gas | Oven | E3 |  | Codes & Standards Forecast | 0 | 0 | 0 | 0 | 0 | 0 | 0 | 0 | 0 | 0 | 0 | 0 | 0 | 0 | 0 | 0 | 0 | 0 | 0 | 0 | 0 | 0 | 0 | 0 | 0 | 0 | 0 | 0 | 0 | 0 | 0 | 0 | 0 | 0 | 0 | 0 | 0 | 0 | 0 | 0 | 0 | 0 | 0 | 0 | 0 | 0 | 0 | 0 | 0 | 0 | 0
Commercial_Retail_New_Food Preparation_Natural Gas_Oven_E4_Codes & Standards Forecast | Commercial | Retail | New | Food Preparation | Natural Gas | Oven | E4 |  | Codes & Standards Forecast | 0 | 0 | 0 | 0 | 0 | 0 | 0 | 0 | 0 | 0 | 0 | 0 | 0 | 0 | 0 | 0 | 0 | 0 | 0 | 0 | 0 | 0 | 0 | 0 | 0 | 0 | 0 | 0 | 0 | 0 | 0 | 0 | 0 | 0 | 0 | 0 | 0 | 0 | 0 | 0 | 0 | 0 | 0 | 0 | 0 | 0 | 0 | 0 | 0 | 0 | 0
Commercial_Retail_New_Food Preparation_Natural Gas_Oven_E5_Codes & Standards Forecast | Commercial | Retail | New | Food Preparation | Natural Gas | Oven | E5 |  | Codes & Standards Forecast | 0 | 0 | 0 | 0 | 0 | 0 | 0 | 0 | 0 | 0 | 0 | 0 | 0 | 0 | 0 | 0 | 0 | 0 | 0 | 0 | 0 | 0 | 0 | 0 | 0 | 0 | 0 | 0 | 0 | 0 | 0 | 0 | 0 | 0 | 0 | 0 | 0 | 0 | 0 | 0 | 0 | 0 | 0 | 0 | 0 | 0 | 0 | 0 | 0 | 0 | 0
Commercial_Retail_New_Food Preparation_Natural Gas_Oven_E6_Codes & Standards Forecast | Commercial | Retail | New | Food Preparation | Natural Gas | Oven | E6 |  | Codes & Standards Forecast | 0 | 0 | 0 | 0 | 0 | 0 | 0 | 0 | 0 | 0 | 0 | 0 | 0 | 0 | 0 | 0 | 0 | 0 | 0 | 0 | 0 | 0 | 0 | 0 | 0 | 0 | 0 | 0 | 0 | 0 | 0 | 0 | 0 | 0 | 0 | 0 | 0 | 0 | 0 | 0 | 0 | 0 | 0 | 0 | 0 | 0 | 0 | 0 | 0 | 0 | 0
Commercial_Retail_New_Food Preparation_Natural Gas_Oven_E7_Codes & Standards Forecast | Commercial | Retail | New | Food Preparation | Natural Gas | Oven | E7 |  | Codes & Standards Forecast | 0 | 0 | 0 | 0 | 0 | 0 | 0 | 0 | 0 | 0 | 0 | 0 | 0 | 0 | 0 | 0 | 0 | 0 | 0 | 0 | 0 | 0 | 0 | 0 | 0 | 0 | 0 | 0 | 0 | 0 | 0 | 0 | 0 | 0 | 0 | 0 | 0 | 0 | 0 | 0 | 0 | 0 | 0 | 0 | 0 | 0 | 0 | 0 | 0 | 0 | 0
Commercial_Retail_New_Food Preparation_Natural Gas_Oven_E8_Codes & Standards Forecast | Commercial | Retail | New | Food Preparation | Natural Gas | Oven | E8 |  | Codes & Standards Forecast | 0 | 0 | 0 | 0 | 0 | 0 | 0 | 0 | 0 | 0 | 0 | 0 | 0 | 0 | 0 | 0 | 0 | 0 | 0 | 0 | 0 | 0 | 0 | 0 | 0 | 0 | 0 | 0 | 0 | 0 | 0 | 0 | 0 | 0 | 0 | 0 | 0 | 0 | 0 | 0 | 0 | 0 | 0 | 0 | 0 | 0 | 0 | 0 | 0 | 0 | 0
Commercial_Retail_New_Food Preparation_Natural Gas_Oven_E9_Codes & Standards Forecast | Commercial | Retail | New | Food Preparation | Natural Gas | Oven | E9 |  | Codes & Standards Forecast | 0 | 0 | 0 | 0 | 0 | 0 | 0 | 0 | 0 | 0 | 0 | 0 | 0 | 0 | 0 | 0 | 0 | 0 | 0 | 0 | 0 | 0 | 0 | 0 | 0 | 0 | 0 | 0 | 0 | 0 | 0 | 0 | 0 | 0 | 0 | 0 | 0 | 0 | 0 | 0 | 0 | 0 | 0 | 0 | 0 | 0 | 0 | 0 | 0 | 0 | 0
Commercial_Retail_New_Food Preparation_Natural Gas_Oven_E10_Codes & Standards Forecast | Commercial | Retail | New | Food Preparation | Natural Gas | Oven | E10 |  | Codes & Standards Forecast | 0 | 0 | 0 | 0 | 0 | 0 | 0 | 0 | 0 | 0 | 0 | 0 | 0 | 0 | 0 | 0 | 0 | 0 | 0 | 0 | 0 | 0 | 0 | 0 | 0 | 0 | 0 | 0 | 0 | 0 | 0 | 0 | 0 | 0 | 0 | 0 | 0 | 0 | 0 | 0 | 0 | 0 | 0 | 0 | 0 | 0 | 0 | 0 | 0 | 0 | 0
Commercial_Retail_New_Food Preparation_Natural Gas_Oven_Vintage_Codes & Standards Forecast | Commercial | Retail | New | Food Preparation | Natural Gas | Oven | Vintage |  | Codes & Standards Forecast | 0 | 0 | 0 | 0 | 0 | 0 | 0 | 0 | 0 | 0 | 0 | 0 | 0 | 0 | 0 | 0 | 0 | 0 | 0 | 0 | 0 | 0 | 0 | 0 | 0 | 0 | 0 | 0 | 0 | 0 | 0 | 0 | 0 | 0 | 0 | 0 | 0 | 0 | 0 | 0 | 0 | 0 | 0 | 0 | 0 | 0 | 0 | 0 | 0 | 0 | 0
Commercial_Retail_New_Food Preparation_Natural Gas_Conveyor Oven_E1_Codes & Standards Forecast | Commercial | Retail | New | Food Preparation | Natural Gas | Conveyor Oven | E1 |  | Codes & Standards Forecast | 0 | 1306.2761 | 7606.9306 | 11633.4902 | 16826.5492 | 23874.0996 | 30461.269 | 36299.5505 | 41550.3709 | 46620.2527 | 51624.0011 | 56578.0383 | 61525.2879 | 66486.6932 | 71478.6161 | 76479.7356 | 81482.2219 | 86478.2277 | 91467.6501 | 96450.3852 | 101434.1858 | 106419.0591 | 111397.9852 | 116370.8832 | 121337.6712 | 126305.2936 | 131273.7553 | 136243.0613 | 141213.2164 | 146184.2256 | 151156.094 | 156128.8265 | 158368.6066 | 0 | 0 | 0 | 0 | 0 | 0 | 0 | 0 | 0 | 0 | 0 | 0 | 0 | 0 | 0 | 0 | 0 | 0
Commercial_Retail_New_Food Preparation_Natural Gas_Conveyor Oven_E2_Codes & Standards Forecast | Commercial | Retail | New | Food Preparation | Natural Gas | Conveyor Oven | E2 |  | Codes & Standards Forecast | 0 | 0 | 0 | 0 | 0 | 0 | 0 | 0 | 0 | 0 | 0 | 0 | 0 | 0 | 0 | 0 | 0 | 0 | 0 | 0 | 0 | 0 | 0 | 0 | 0 | 0 | 0 | 0 | 0 | 0 | 0 | 0 | 0 | 0 | 0 | 0 | 0 | 0 | 0 | 0 | 0 | 0 | 0 | 0 | 0 | 0 | 0 | 0 | 0 | 0 | 0
Commercial_Retail_New_Food Preparation_Natural Gas_Conveyor Oven_E3_Codes & Standards Forecast | Commercial | Retail | New | Food Preparation | Natural Gas | Conveyor Oven | E3 |  | Codes & Standards Forecast | 0 | 0 | 0 | 0 | 0 | 0 | 0 | 0 | 0 | 0 | 0 | 0 | 0 | 0 | 0 | 0 | 0 | 0 | 0 | 0 | 0 | 0 | 0 | 0 | 0 | 0 | 0 | 0 | 0 | 0 | 0 | 0 | 0 | 0 | 0 | 0 | 0 | 0 | 0 | 0 | 0 | 0 | 0 | 0 | 0 | 0 | 0 | 0 | 0 | 0 | 0
Commercial_Retail_New_Food Preparation_Natural Gas_Conveyor Oven_E4_Codes & Standards Forecast | Commercial | Retail | New | Food Preparation | Natural Gas | Conveyor Oven | E4 |  | Codes & Standards Forecast | 0 | 0 | 0 | 0 | 0 | 0 | 0 | 0 | 0 | 0 | 0 | 0 | 0 | 0 | 0 | 0 | 0 | 0 | 0 | 0 | 0 | 0 | 0 | 0 | 0 | 0 | 0 | 0 | 0 | 0 | 0 | 0 | 0 | 0 | 0 | 0 | 0 | 0 | 0 | 0 | 0 | 0 | 0 | 0 | 0 | 0 | 0 | 0 | 0 | 0 | 0
Commercial_Retail_New_Food Preparation_Natural Gas_Conveyor Oven_E5_Codes & Standards Forecast | Commercial | Retail | New | Food Preparation | Natural Gas | Conveyor Oven | E5 |  | Codes & Standards Forecast | 0 | 0 | 0 | 0 | 0 | 0 | 0 | 0 | 0 | 0 | 0 | 0 | 0 | 0 | 0 | 0 | 0 | 0 | 0 | 0 | 0 | 0 | 0 | 0 | 0 | 0 | 0 | 0 | 0 | 0 | 0 | 0 | 0 | 0 | 0 | 0 | 0 | 0 | 0 | 0 | 0 | 0 | 0 | 0 | 0 | 0 | 0 | 0 | 0 | 0 | 0
Commercial_Retail_New_Food Preparation_Natural Gas_Conveyor Oven_E6_Codes & Standards Forecast | Commercial | Retail | New | Food Preparation | Natural Gas | Conveyor Oven | E6 |  | Codes & Standards Forecast | 0 | 0 | 0 | 0 | 0 | 0 | 0 | 0 | 0 | 0 | 0 | 0 | 0 | 0 | 0 | 0 | 0 | 0 | 0 | 0 | 0 | 0 | 0 | 0 | 0 | 0 | 0 | 0 | 0 | 0 | 0 | 0 | 0 | 0 | 0 | 0 | 0 | 0 | 0 | 0 | 0 | 0 | 0 | 0 | 0 | 0 | 0 | 0 | 0 | 0 | 0
Commercial_Retail_New_Food Preparation_Natural Gas_Conveyor Oven_E7_Codes & Standards Forecast | Commercial | Retail | New | Food Preparation | Natural Gas | Conveyor Oven | E7 |  | Codes & Standards Forecast | 0 | 0 | 0 | 0 | 0 | 0 | 0 | 0 | 0 | 0 | 0 | 0 | 0 | 0 | 0 | 0 | 0 | 0 | 0 | 0 | 0 | 0 | 0 | 0 | 0 | 0 | 0 | 0 | 0 | 0 | 0 | 0 | 0 | 0 | 0 | 0 | 0 | 0 | 0 | 0 | 0 | 0 | 0 | 0 | 0 | 0 | 0 | 0 | 0 | 0 | 0
Commercial_Retail_New_Food Preparation_Natural Gas_Conveyor Oven_E8_Codes & Standards Forecast | Commercial | Retail | New | Food Preparation | Natural Gas | Conveyor Oven | E8 |  | Codes & Standards Forecast | 0 | 0 | 0 | 0 | 0 | 0 | 0 | 0 | 0 | 0 | 0 | 0 | 0 | 0 | 0 | 0 | 0 | 0 | 0 | 0 | 0 | 0 | 0 | 0 | 0 | 0 | 0 | 0 | 0 | 0 | 0 | 0 | 0 | 0 | 0 | 0 | 0 | 0 | 0 | 0 | 0 | 0 | 0 | 0 | 0 | 0 | 0 | 0 | 0 | 0 | 0
Commercial_Retail_New_Food Preparation_Natural Gas_Conveyor Oven_E9_Codes & Standards Forecast | Commercial | Retail | New | Food Preparation | Natural Gas | Conveyor Oven | E9 |  | Codes & Standards Forecast | 0 | 0 | 0 | 0 | 0 | 0 | 0 | 0 | 0 | 0 | 0 | 0 | 0 | 0 | 0 | 0 | 0 | 0 | 0 | 0 | 0 | 0 | 0 | 0 | 0 | 0 | 0 | 0 | 0 | 0 | 0 | 0 | 0 | 0 | 0 | 0 | 0 | 0 | 0 | 0 | 0 | 0 | 0 | 0 | 0 | 0 | 0 | 0 | 0 | 0 | 0
Commercial_Retail_New_Food Preparation_Natural Gas_Conveyor Oven_E10_Codes & Standards Forecast | Commercial | Retail | New | Food Preparation | Natural Gas | Conveyor Oven | E10 |  | Codes & Standards Forecast | 0 | 0 | 0 | 0 | 0 | 0 | 0 | 0 | 0 | 0 | 0 | 0 | 0 | 0 | 0 | 0 | 0 | 0 | 0 | 0 | 0 | 0 | 0 | 0 | 0 | 0 | 0 | 0 | 0 | 0 | 0 | 0 | 0 | 0 | 0 | 0 | 0 | 0 | 0 | 0 | 0 | 0 | 0 | 0 | 0 | 0 | 0 | 0 | 0 | 0 | 0
Commercial_Retail_New_Food Preparation_Natural Gas_Conveyor Oven_Vintage_Codes & Standards Forecast | Commercial | Retail | New | Food Preparation | Natural Gas | Conveyor Oven | Vintage |  | Codes & Standards Forecast | 0 | 0 | 0 | 0 | 0 | 0 | 0 | 0 | 0 | 0 | 0 | 0 | 0 | 0 | 0 | 0 | 0 | 0 | 0 | 0 | 0 | 0 | 0 | 0 | 0 | 0 | 0 | 0 | 0 | 0 | 0 | 0 | 0 | 0 | 0 | 0 | 0 | 0 | 0 | 0 | 0 | 0 | 0 | 0 | 0 | 0 | 0 | 0 | 0 | 0 | 0
Commercial_Retail_New_Food Preparation_Natural Gas_Double Rack Oven_E1_Codes & Standards Forecast | Commercial | Retail | New | Food Preparation | Natural Gas | Double Rack Oven | E1 |  | Codes & Standards Forecast | 0 | 1306.2761 | 7606.9306 | 11633.4902 | 16826.5492 | 23874.0996 | 30461.269 | 36299.5505 | 41550.3709 | 46620.2527 | 51624.0011 | 56578.0383 | 61525.2879 | 66486.6932 | 71478.6161 | 76479.7356 | 81482.2219 | 86478.2277 | 91467.6501 | 96450.3852 | 101434.1858 | 106419.0591 | 111397.9852 | 116370.8832 | 121337.6712 | 126305.2936 | 131273.7553 | 136243.0613 | 141213.2164 | 146184.2256 | 151156.094 | 156128.8265 | 158368.6066 | 0 | 0 | 0 | 0 | 0 | 0 | 0 | 0 | 0 | 0 | 0 | 0 | 0 | 0 | 0 | 0 | 0 | 0
Commercial_Retail_New_Food Preparation_Natural Gas_Double Rack Oven_E2_Codes & Standards Forecast | Commercial | Retail | New | Food Preparation | Natural Gas | Double Rack Oven | E2 |  | Codes & Standards Forecast | 0 | 0 | 0 | 0 | 0 | 0 | 0 | 0 | 0 | 0 | 0 | 0 | 0 | 0 | 0 | 0 | 0 | 0 | 0 | 0 | 0 | 0 | 0 | 0 | 0 | 0 | 0 | 0 | 0 | 0 | 0 | 0 | 0 | 0 | 0 | 0 | 0 | 0 | 0 | 0 | 0 | 0 | 0 | 0 | 0 | 0 | 0 | 0 | 0 | 0 | 0
Commercial_Retail_New_Food Preparation_Natural Gas_Double Rack Oven_E3_Codes & Standards Forecast | Commercial | Retail | New | Food Preparation | Natural Gas | Double Rack Oven | E3 |  | Codes & Standards Forecast | 0 | 0 | 0 | 0 | 0 | 0 | 0 | 0 | 0 | 0 | 0 | 0 | 0 | 0 | 0 | 0 | 0 | 0 | 0 | 0 | 0 | 0 | 0 | 0 | 0 | 0 | 0 | 0 | 0 | 0 | 0 | 0 | 0 | 0 | 0 | 0 | 0 | 0 | 0 | 0 | 0 | 0 | 0 | 0 | 0 | 0 | 0 | 0 | 0 | 0 | 0
Commercial_Retail_New_Food Preparation_Natural Gas_Double Rack Oven_E4_Codes & Standards Forecast | Commercial | Retail | New | Food Preparation | Natural Gas | Double Rack Oven | E4 |  | Codes & Standards Forecast | 0 | 0 | 0 | 0 | 0 | 0 | 0 | 0 | 0 | 0 | 0 | 0 | 0 | 0 | 0 | 0 | 0 | 0 | 0 | 0 | 0 | 0 | 0 | 0 | 0 | 0 | 0 | 0 | 0 | 0 | 0 | 0 | 0 | 0 | 0 | 0 | 0 | 0 | 0 | 0 | 0 | 0 | 0 | 0 | 0 | 0 | 0 | 0 | 0 | 0 | 0
Commercial_Retail_New_Food Preparation_Natural Gas_Double Rack Oven_E5_Codes & Standards Forecast | Commercial | Retail | New | Food Preparation | Natural Gas | Double Rack Oven | E5 |  | Codes & Standards Forecast | 0 | 0 | 0 | 0 | 0 | 0 | 0 | 0 | 0 | 0 | 0 | 0 | 0 | 0 | 0 | 0 | 0 | 0 | 0 | 0 | 0 | 0 | 0 | 0 | 0 | 0 | 0 | 0 | 0 | 0 | 0 | 0 | 0 | 0 | 0 | 0 | 0 | 0 | 0 | 0 | 0 | 0 | 0 | 0 | 0 | 0 | 0 | 0 | 0 | 0 | 0
Commercial_Retail_New_Food Preparation_Natural Gas_Double Rack Oven_E6_Codes & Standards Forecast | Commercial | Retail | New | Food Preparation | Natural Gas | Double Rack Oven | E6 |  | Codes & Standards Forecast | 0 | 0 | 0 | 0 | 0 | 0 | 0 | 0 | 0 | 0 | 0 | 0 | 0 | 0 | 0 | 0 | 0 | 0 | 0 | 0 | 0 | 0 | 0 | 0 | 0 | 0 | 0 | 0 | 0 | 0 | 0 | 0 | 0 | 0 | 0 | 0 | 0 | 0 | 0 | 0 | 0 | 0 | 0 | 0 | 0 | 0 | 0 | 0 | 0 | 0 | 0
Commercial_Retail_New_Food Preparation_Natural Gas_Double Rack Oven_E7_Codes & Standards Forecast | Commercial | Retail | New | Food Preparation | Natural Gas | Double Rack Oven | E7 |  | Codes & Standards Forecast | 0 | 0 | 0 | 0 | 0 | 0 | 0 | 0 | 0 | 0 | 0 | 0 | 0 | 0 | 0 | 0 | 0 | 0 | 0 | 0 | 0 | 0 | 0 | 0 | 0 | 0 | 0 | 0 | 0 | 0 | 0 | 0 | 0 | 0 | 0 | 0 | 0 | 0 | 0 | 0 | 0 | 0 | 0 | 0 | 0 | 0 | 0 | 0 | 0 | 0 | 0
Commercial_Retail_New_Food Preparation_Natural Gas_Double Rack Oven_E8_Codes & Standards Forecast | Commercial | Retail | New | Food Preparation | Natural Gas | Double Rack Oven | E8 |  | Codes & Standards Forecast | 0 | 0 | 0 | 0 | 0 | 0 | 0 | 0 | 0 | 0 | 0 | 0 | 0 | 0 | 0 | 0 | 0 | 0 | 0 | 0 | 0 | 0 | 0 | 0 | 0 | 0 | 0 | 0 | 0 | 0 | 0 | 0 | 0 | 0 | 0 | 0 | 0 | 0 | 0 | 0 | 0 | 0 | 0 | 0 | 0 | 0 | 0 | 0 | 0 | 0 | 0
Commercial_Retail_New_Food Preparation_Natural Gas_Double Rack Oven_E9_Codes & Standards Forecast | Commercial | Retail | New | Food Preparation | Natural Gas | Double Rack Oven | E9 |  | Codes & Standards Forecast | 0 | 0 | 0 | 0 | 0 | 0 | 0 | 0 | 0 | 0 | 0 | 0 | 0 | 0 | 0 | 0 | 0 | 0 | 0 | 0 | 0 | 0 | 0 | 0 | 0 | 0 | 0 | 0 | 0 | 0 | 0 | 0 | 0 | 0 | 0 | 0 | 0 | 0 | 0 | 0 | 0 | 0 | 0 | 0 | 0 | 0 | 0 | 0 | 0 | 0 | 0
Commercial_Retail_New_Food Preparation_Natural Gas_Double Rack Oven_E10_Codes & Standards Forecast | Commercial | Retail | New | Food Preparation | Natural Gas | Double Rack Oven | E10 |  | Codes & Standards Forecast | 0 | 0 | 0 | 0 | 0 | 0 | 0 | 0 | 0 | 0 | 0 | 0 | 0 | 0 | 0 | 0 | 0 | 0 | 0 | 0 | 0 | 0 | 0 | 0 | 0 | 0 | 0 | 0 | 0 | 0 | 0 | 0 | 0 | 0 | 0 | 0 | 0 | 0 | 0 | 0 | 0 | 0 | 0 | 0 | 0 | 0 | 0 | 0 | 0 | 0 | 0
Commercial_Retail_New_Food Preparation_Natural Gas_Double Rack Oven_Vintage_Codes & Standards Forecast | Commercial | Retail | New | Food Preparation | Natural Gas | Double Rack Oven | Vintage |  | Codes & Standards Forecast | 0 | 0 | 0 | 0 | 0 | 0 | 0 | 0 | 0 | 0 | 0 | 0 | 0 | 0 | 0 | 0 | 0 | 0 | 0 | 0 | 0 | 0 | 0 | 0 | 0 | 0 | 0 | 0 | 0 | 0 | 0 | 0 | 0 | 0 | 0 | 0 | 0 | 0 | 0 | 0 | 0 | 0 | 0 | 0 | 0 | 0 | 0 | 0 | 0 | 0 | 0
Commercial_Retail_New_Food Preparation_Natural Gas_Fryer_E1_Codes & Standards Forecast | Commercial | Retail | New | Food Preparation | Natural Gas | Fryer | E1 |  | Codes & Standards Forecast | 0 | 5225.1043 | 30427.7225 | 30427.7225 | 30427.7225 | 30427.7225 | 29121.4465 | 21841.0848 | 16380.8136 | 12285.6102 | 7974.2659 | 0 | 0 | 0 | 0 | 0 | 0 | 0 | 0 | 0 | 0 | 0 | 0 | 0 | 0 | 0 | 0 | 0 | 0 | 0 | 0 | 0 | 0 | 0 | 0 | 0 | 0 | 0 | 0 | 0 | 0 | 0 | 0 | 0 | 0 | 0 | 0 | 0 | 0 | 0 | 0
Commercial_Retail_New_Food Preparation_Natural Gas_Fryer_E2_Codes & Standards Forecast | Commercial | Retail | New | Food Preparation | Natural Gas | Fryer | E2 |  | Codes & Standards Forecast | 0 | 0 | 0 | 16106.2382 | 36878.4741 | 65068.6758 | 92723.6295 | 123357.1173 | 149820.6698 | 174195.4008 | 198521.7386 | 226312.1533 | 246101.1516 | 265946.7727 | 285914.4644 | 305918.9424 | 325928.8877 | 345912.9107 | 365870.6004 | 385801.5408 | 405736.7433 | 425676.2365 | 445591.941 | 465483.5328 | 485350.6846 | 505221.1743 | 525095.0212 | 544972.245 | 564852.8655 | 584736.9024 | 604624.3759 | 624515.3059 | 633474.4265 | 0 | 0 | 0 | 0 | 0 | 0 | 0 | 0 | 0 | 0 | 0 | 0 | 0 | 0 | 0 | 0 | 0 | 0
Commercial_Retail_New_Food Preparation_Natural Gas_Fryer_E3_Codes & Standards Forecast | Commercial | Retail | New | Food Preparation | Natural Gas | Fryer | E3 |  | Codes & Standards Forecast | 0 | 0 | 0 | 0 | 0 | 0 | 0 | 0 | 0 | 0 | 0 | 0 | 0 | 0 | 0 | 0 | 0 | 0 | 0 | 0 | 0 | 0 | 0 | 0 | 0 | 0 | 0 | 0 | 0 | 0 | 0 | 0 | 0 | 0 | 0 | 0 | 0 | 0 | 0 | 0 | 0 | 0 | 0 | 0 | 0 | 0 | 0 | 0 | 0 | 0 | 0
Commercial_Retail_New_Food Preparation_Natural Gas_Fryer_E4_Codes & Standards Forecast | Commercial | Retail | New | Food Preparation | Natural Gas | Fryer | E4 |  | Codes & Standards Forecast | 0 | 0 | 0 | 0 | 0 | 0 | 0 | 0 | 0 | 0 | 0 | 0 | 0 | 0 | 0 | 0 | 0 | 0 | 0 | 0 | 0 | 0 | 0 | 0 | 0 | 0 | 0 | 0 | 0 | 0 | 0 | 0 | 0 | 0 | 0 | 0 | 0 | 0 | 0 | 0 | 0 | 0 | 0 | 0 | 0 | 0 | 0 | 0 | 0 | 0 | 0
Commercial_Retail_New_Food Preparation_Natural Gas_Fryer_E5_Codes & Standards Forecast | Commercial | Retail | New | Food Preparation | Natural Gas | Fryer | E5 |  | Codes & Standards Forecast | 0 | 0 | 0 | 0 | 0 | 0 | 0 | 0 | 0 | 0 | 0 | 0 | 0 | 0 | 0 | 0 | 0 | 0 | 0 | 0 | 0 | 0 | 0 | 0 | 0 | 0 | 0 | 0 | 0 | 0 | 0 | 0 | 0 | 0 | 0 | 0 | 0 | 0 | 0 | 0 | 0 | 0 | 0 | 0 | 0 | 0 | 0 | 0 | 0 | 0 | 0
Commercial_Retail_New_Food Preparation_Natural Gas_Fryer_E6_Codes & Standards Forecast | Commercial | Retail | New | Food Preparation | Natural Gas | Fryer | E6 |  | Codes & Standards Forecast | 0 | 0 | 0 | 0 | 0 | 0 | 0 | 0 | 0 | 0 | 0 | 0 | 0 | 0 | 0 | 0 | 0 | 0 | 0 | 0 | 0 | 0 | 0 | 0 | 0 | 0 | 0 | 0 | 0 | 0 | 0 | 0 | 0 | 0 | 0 | 0 | 0 | 0 | 0 | 0 | 0 | 0 | 0 | 0 | 0 | 0 | 0 | 0 | 0 | 0 | 0
Commercial_Retail_New_Food Preparation_Natural Gas_Fryer_E7_Codes & Standards Forecast | Commercial | Retail | New | Food Preparation | Natural Gas | Fryer | E7 |  | Codes & Standards Forecast | 0 | 0 | 0 | 0 | 0 | 0 | 0 | 0 | 0 | 0 | 0 | 0 | 0 | 0 | 0 | 0 | 0 | 0 | 0 | 0 | 0 | 0 | 0 | 0 | 0 | 0 | 0 | 0 | 0 | 0 | 0 | 0 | 0 | 0 | 0 | 0 | 0 | 0 | 0 | 0 | 0 | 0 | 0 | 0 | 0 | 0 | 0 | 0 | 0 | 0 | 0
Commercial_Retail_New_Food Preparation_Natural Gas_Fryer_E8_Codes & Standards Forecast | Commercial | Retail | New | Food Preparation | Natural Gas | Fryer | E8 |  | Codes & Standards Forecast | 0 | 0 | 0 | 0 | 0 | 0 | 0 | 0 | 0 | 0 | 0 | 0 | 0 | 0 | 0 | 0 | 0 | 0 | 0 | 0 | 0 | 0 | 0 | 0 | 0 | 0 | 0 | 0 | 0 | 0 | 0 | 0 | 0 | 0 | 0 | 0 | 0 | 0 | 0 | 0 | 0 | 0 | 0 | 0 | 0 | 0 | 0 | 0 | 0 | 0 | 0
Commercial_Retail_New_Food Preparation_Natural Gas_Fryer_E9_Codes & Standards Forecast | Commercial | Retail | New | Food Preparation | Natural Gas | Fryer | E9 |  | Codes & Standards Forecast | 0 | 0 | 0 | 0 | 0 | 0 | 0 | 0 | 0 | 0 | 0 | 0 | 0 | 0 | 0 | 0 | 0 | 0 | 0 | 0 | 0 | 0 | 0 | 0 | 0 | 0 | 0 | 0 | 0 | 0 | 0 | 0 | 0 | 0 | 0 | 0 | 0 | 0 | 0 | 0 | 0 | 0 | 0 | 0 | 0 | 0 | 0 | 0 | 0 | 0 | 0
Commercial_Retail_New_Food Preparation_Natural Gas_Fryer_E10_Codes & Standards Forecast | Commercial | Retail | New | Food Preparation | Natural Gas | Fryer | E10 |  | Codes & Standards Forecast | 0 | 0 | 0 | 0 | 0 | 0 | 0 | 0 | 0 | 0 | 0 | 0 | 0 | 0 | 0 | 0 | 0 | 0 | 0 | 0 | 0 | 0 | 0 | 0 | 0 | 0 | 0 | 0 | 0 | 0 | 0 | 0 | 0 | 0 | 0 | 0 | 0 | 0 | 0 | 0 | 0 | 0 | 0 | 0 | 0 | 0 | 0 | 0 | 0 | 0 | 0
Commercial_Retail_New_Food Preparation_Natural Gas_Fryer_Vintage_Codes & Standards Forecast | Commercial | Retail | New | Food Preparation | Natural Gas | Fryer | Vintage |  | Codes & Standards Forecast | 0 | 0 | 0 | 0 | 0 | 0 | 0 | 0 | 0 | 0 | 0 | 0 | 0 | 0 | 0 | 0 | 0 | 0 | 0 | 0 | 0 | 0 | 0 | 0 | 0 | 0 | 0 | 0 | 0 | 0 | 0 | 0 | 0 | 0 | 0 | 0 | 0 | 0 | 0 | 0 | 0 | 0 | 0 | 0 | 0 | 0 | 0 | 0 | 0 | 0 | 0
Commercial_Retail_New_Food Preparation_Natural Gas_Broiler_E1_Codes & Standards Forecast | Commercial | Retail | New | Food Preparation | Natural Gas | Broiler | E1 |  | Codes & Standards Forecast | 0 | 0 | 0 | 0 | 0 | 0 | 0 | 0 | 0 | 0 | 0 | 0 | 0 | 0 | 0 | 0 | 0 | 0 | 0 | 0 | 0 | 0 | 0 | 0 | 0 | 0 | 0 | 0 | 0 | 0 | 0 | 0 | 0 | 0 | 0 | 0 | 0 | 0 | 0 | 0 | 0 | 0 | 0 | 0 | 0 | 0 | 0 | 0 | 0 | 0 | 0
Commercial_Retail_New_Food Preparation_Natural Gas_Broiler_E2_Codes & Standards Forecast | Commercial | Retail | New | Food Preparation | Natural Gas | Broiler | E2 |  | Codes & Standards Forecast | 0 | 0 | 0 | 0 | 0 | 0 | 0 | 0 | 0 | 0 | 0 | 0 | 0 | 0 | 0 | 0 | 0 | 0 | 0 | 0 | 0 | 0 | 0 | 0 | 0 | 0 | 0 | 0 | 0 | 0 | 0 | 0 | 0 | 0 | 0 | 0 | 0 | 0 | 0 | 0 | 0 | 0 | 0 | 0 | 0 | 0 | 0 | 0 | 0 | 0 | 0
Commercial_Retail_New_Food Preparation_Natural Gas_Broiler_E3_Codes & Standards Forecast | Commercial | Retail | New | Food Preparation | Natural Gas | Broiler | E3 |  | Codes & Standards Forecast | 0 | 0 | 0 | 0 | 0 | 0 | 0 | 0 | 0 | 0 | 0 | 0 | 0 | 0 | 0 | 0 | 0 | 0 | 0 | 0 | 0 | 0 | 0 | 0 | 0 | 0 | 0 | 0 | 0 | 0 | 0 | 0 | 0 | 0 | 0 | 0 | 0 | 0 | 0 | 0 | 0 | 0 | 0 | 0 | 0 | 0 | 0 | 0 | 0 | 0 | 0
Commercial_Retail_New_Food Preparation_Natural Gas_Broiler_E4_Codes & Standards Forecast | Commercial | Retail | New | Food Preparation | Natural Gas | Broiler | E4 |  | Codes & Standards Forecast | 0 | 0 | 0 | 0 | 0 | 0 | 0 | 0 | 0 | 0 | 0 | 0 | 0 | 0 | 0 | 0 | 0 | 0 | 0 | 0 | 0 | 0 | 0 | 0 | 0 | 0 | 0 | 0 | 0 | 0 | 0 | 0 | 0 | 0 | 0 | 0 | 0 | 0 | 0 | 0 | 0 | 0 | 0 | 0 | 0 | 0 | 0 | 0 | 0 | 0 | 0
Commercial_Retail_New_Food Preparation_Natural Gas_Broiler_E5_Codes & Standards Forecast | Commercial | Retail | New | Food Preparation | Natural Gas | Broiler | E5 |  | Codes & Standards Forecast | 0 | 0 | 0 | 0 | 0 | 0 | 0 | 0 | 0 | 0 | 0 | 0 | 0 | 0 | 0 | 0 | 0 | 0 | 0 | 0 | 0 | 0 | 0 | 0 | 0 | 0 | 0 | 0 | 0 | 0 | 0 | 0 | 0 | 0 | 0 | 0 | 0 | 0 | 0 | 0 | 0 | 0 | 0 | 0 | 0 | 0 | 0 | 0 | 0 | 0 | 0
Commercial_Retail_New_Food Preparation_Natural Gas_Broiler_E6_Codes & Standards Forecast | Commercial | Retail | New | Food Preparation | Natural Gas | Broiler | E6 |  | Codes & Standards Forecast | 0 | 0 | 0 | 0 | 0 | 0 | 0 | 0 | 0 | 0 | 0 | 0 | 0 | 0 | 0 | 0 | 0 | 0 | 0 | 0 | 0 | 0 | 0 | 0 | 0 | 0 | 0 | 0 | 0 | 0 | 0 | 0 | 0 | 0 | 0 | 0 | 0 | 0 | 0 | 0 | 0 | 0 | 0 | 0 | 0 | 0 | 0 | 0 | 0 | 0 | 0
Commercial_Retail_New_Food Preparation_Natural Gas_Broiler_E7_Codes & Standards Forecast | Commercial | Retail | New | Food Preparation | Natural Gas | Broiler | E7 |  | Codes & Standards Forecast | 0 | 0 | 0 | 0 | 0 | 0 | 0 | 0 | 0 | 0 | 0 | 0 | 0 | 0 | 0 | 0 | 0 | 0 | 0 | 0 | 0 | 0 | 0 | 0 | 0 | 0 | 0 | 0 | 0 | 0 | 0 | 0 | 0 | 0 | 0 | 0 | 0 | 0 | 0 | 0 | 0 | 0 | 0 | 0 | 0 | 0 | 0 | 0 | 0 | 0 | 0
Commercial_Retail_New_Food Preparation_Natural Gas_Broiler_E8_Codes & Standards Forecast | Commercial | Retail | New | Food Preparation | Natural Gas | Broiler | E8 |  | Codes & Standards Forecast | 0 | 0 | 0 | 0 | 0 | 0 | 0 | 0 | 0 | 0 | 0 | 0 | 0 | 0 | 0 | 0 | 0 | 0 | 0 | 0 | 0 | 0 | 0 | 0 | 0 | 0 | 0 | 0 | 0 | 0 | 0 | 0 | 0 | 0 | 0 | 0 | 0 | 0 | 0 | 0 | 0 | 0 | 0 | 0 | 0 | 0 | 0 | 0 | 0 | 0 | 0
Commercial_Retail_New_Food Preparation_Natural Gas_Broiler_E9_Codes & Standards Forecast | Commercial | Retail | New | Food Preparation | Natural Gas | Broiler | E9 |  | Codes & Standards Forecast | 0 | 0 | 0 | 0 | 0 | 0 | 0 | 0 | 0 | 0 | 0 | 0 | 0 | 0 | 0 | 0 | 0 | 0 | 0 | 0 | 0 | 0 | 0 | 0 | 0 | 0 | 0 | 0 | 0 | 0 | 0 | 0 | 0 | 0 | 0 | 0 | 0 | 0 | 0 | 0 | 0 | 0 | 0 | 0 | 0 | 0 | 0 | 0 | 0 | 0 | 0
Commercial_Retail_New_Food Preparation_Natural Gas_Broiler_E10_Codes & Standards Forecast | Commercial | Retail | New | Food Preparation | Natural Gas | Broiler | E10 |  | Codes & Standards Forecast | 0 | 0 | 0 | 0 | 0 | 0 | 0 | 0 | 0 | 0 | 0 | 0 | 0 | 0 | 0 | 0 | 0 | 0 | 0 | 0 | 0 | 0 | 0 | 0 | 0 | 0 | 0 | 0 | 0 | 0 | 0 | 0 | 0 | 0 | 0 | 0 | 0 | 0 | 0 | 0 | 0 | 0 | 0 | 0 | 0 | 0 | 0 | 0 | 0 | 0 | 0
Commercial_Retail_New_Food Preparation_Natural Gas_Broiler_Vintage_Codes & Standards Forecast | Commercial | Retail | New | Food Preparation | Natural Gas | Broiler | Vintage |  | Codes & Standards Forecast | 0 | 0 | 0 | 0 | 0 | 0 | 0 | 0 | 0 | 0 | 0 | 0 | 0 | 0 | 0 | 0 | 0 | 0 | 0 | 0 | 0 | 0 | 0 | 0 | 0 | 0 | 0 | 0 | 0 | 0 | 0 | 0 | 0 | 0 | 0 | 0 | 0 | 0 | 0 | 0 | 0 | 0 | 0 | 0 | 0 | 0 | 0 | 0 | 0 | 0 | 0
Commercial_Retail_New_Food Preparation_Natural Gas_Griddle_E1_Codes & Standards Forecast | Commercial | Retail | New | Food Preparation | Natural Gas | Griddle | E1 |  | Codes & Standards Forecast | 0 | 0 | 0 | 0 | 0 | 0 | 0 | 0 | 0 | 0 | 0 | 0 | 0 | 0 | 0 | 0 | 0 | 0 | 0 | 0 | 0 | 0 | 0 | 0 | 0 | 0 | 0 | 0 | 0 | 0 | 0 | 0 | 0 | 0 | 0 | 0 | 0 | 0 | 0 | 0 | 0 | 0 | 0 | 0 | 0 | 0 | 0 | 0 | 0 | 0 | 0
Commercial_Retail_New_Food Preparation_Natural Gas_Griddle_E2_Codes & Standards Forecast | Commercial | Retail | New | Food Preparation | Natural Gas | Griddle | E2 |  | Codes & Standards Forecast | 0 | 0 | 0 | 0 | 0 | 0 | 0 | 0 | 0 | 0 | 0 | 0 | 0 | 0 | 0 | 0 | 0 | 0 | 0 | 0 | 0 | 0 | 0 | 0 | 0 | 0 | 0 | 0 | 0 | 0 | 0 | 0 | 0 | 0 | 0 | 0 | 0 | 0 | 0 | 0 | 0 | 0 | 0 | 0 | 0 | 0 | 0 | 0 | 0 | 0 | 0
Commercial_Retail_New_Food Preparation_Natural Gas_Griddle_E3_Codes & Standards Forecast | Commercial | Retail | New | Food Preparation | Natural Gas | Griddle | E3 |  | Codes & Standards Forecast | 0 | 0 | 0 | 0 | 0 | 0 | 0 | 0 | 0 | 0 | 0 | 0 | 0 | 0 | 0 | 0 | 0 | 0 | 0 | 0 | 0 | 0 | 0 | 0 | 0 | 0 | 0 | 0 | 0 | 0 | 0 | 0 | 0 | 0 | 0 | 0 | 0 | 0 | 0 | 0 | 0 | 0 | 0 | 0 | 0 | 0 | 0 | 0 | 0 | 0 | 0
Commercial_Retail_New_Food Preparation_Natural Gas_Griddle_E4_Codes & Standards Forecast | Commercial | Retail | New | Food Preparation | Natural Gas | Griddle | E4 |  | Codes & Standards Forecast | 0 | 0 | 0 | 0 | 0 | 0 | 0 | 0 | 0 | 0 | 0 | 0 | 0 | 0 | 0 | 0 | 0 | 0 | 0 | 0 | 0 | 0 | 0 | 0 | 0 | 0 | 0 | 0 | 0 | 0 | 0 | 0 | 0 | 0 | 0 | 0 | 0 | 0 | 0 | 0 | 0 | 0 | 0 | 0 | 0 | 0 | 0 | 0 | 0 | 0 | 0
Commercial_Retail_New_Food Preparation_Natural Gas_Griddle_E5_Codes & Standards Forecast | Commercial | Retail | New | Food Preparation | Natural Gas | Griddle | E5 |  | Codes & Standards Forecast | 0 | 0 | 0 | 0 | 0 | 0 | 0 | 0 | 0 | 0 | 0 | 0 | 0 | 0 | 0 | 0 | 0 | 0 | 0 | 0 | 0 | 0 | 0 | 0 | 0 | 0 | 0 | 0 | 0 | 0 | 0 | 0 | 0 | 0 | 0 | 0 | 0 | 0 | 0 | 0 | 0 | 0 | 0 | 0 | 0 | 0 | 0 | 0 | 0 | 0 | 0
Commercial_Retail_New_Food Preparation_Natural Gas_Griddle_E6_Codes & Standards Forecast | Commercial | Retail | New | Food Preparation | Natural Gas | Griddle | E6 |  | Codes & Standards Forecast | 0 | 0 | 0 | 0 | 0 | 0 | 0 | 0 | 0 | 0 | 0 | 0 | 0 | 0 | 0 | 0 | 0 | 0 | 0 | 0 | 0 | 0 | 0 | 0 | 0 | 0 | 0 | 0 | 0 | 0 | 0 | 0 | 0 | 0 | 0 | 0 | 0 | 0 | 0 | 0 | 0 | 0 | 0 | 0 | 0 | 0 | 0 | 0 | 0 | 0 | 0
Commercial_Retail_New_Food Preparation_Natural Gas_Griddle_E7_Codes & Standards Forecast | Commercial | Retail | New | Food Preparation | Natural Gas | Griddle | E7 |  | Codes & Standards Forecast | 0 | 0 | 0 | 0 | 0 | 0 | 0 | 0 | 0 | 0 | 0 | 0 | 0 | 0 | 0 | 0 | 0 | 0 | 0 | 0 | 0 | 0 | 0 | 0 | 0 | 0 | 0 | 0 | 0 | 0 | 0 | 0 | 0 | 0 | 0 | 0 | 0 | 0 | 0 | 0 | 0 | 0 | 0 | 0 | 0 | 0 | 0 | 0 | 0 | 0 | 0
Commercial_Retail_New_Food Preparation_Natural Gas_Griddle_E8_Codes & Standards Forecast | Commercial | Retail | New | Food Preparation | Natural Gas | Griddle | E8 |  | Codes & Standards Forecast | 0 | 0 | 0 | 0 | 0 | 0 | 0 | 0 | 0 | 0 | 0 | 0 | 0 | 0 | 0 | 0 | 0 | 0 | 0 | 0 | 0 | 0 | 0 | 0 | 0 | 0 | 0 | 0 | 0 | 0 | 0 | 0 | 0 | 0 | 0 | 0 | 0 | 0 | 0 | 0 | 0 | 0 | 0 | 0 | 0 | 0 | 0 | 0 | 0 | 0 | 0
Commercial_Retail_New_Food Preparation_Natural Gas_Griddle_E9_Codes & Standards Forecast | Commercial | Retail | New | Food Preparation | Natural Gas | Griddle | E9 |  | Codes & Standards Forecast | 0 | 0 | 0 | 0 | 0 | 0 | 0 | 0 | 0 | 0 | 0 | 0 | 0 | 0 | 0 | 0 | 0 | 0 | 0 | 0 | 0 | 0 | 0 | 0 | 0 | 0 | 0 | 0 | 0 | 0 | 0 | 0 | 0 | 0 | 0 | 0 | 0 | 0 | 0 | 0 | 0 | 0 | 0 | 0 | 0 | 0 | 0 | 0 | 0 | 0 | 0
Commercial_Retail_New_Food Preparation_Natural Gas_Griddle_E10_Codes & Standards Forecast | Commercial | Retail | New | Food Preparation | Natural Gas | Griddle | E10 |  | Codes & Standards Forecast | 0 | 0 | 0 | 0 | 0 | 0 | 0 | 0 | 0 | 0 | 0 | 0 | 0 | 0 | 0 | 0 | 0 | 0 | 0 | 0 | 0 | 0 | 0 | 0 | 0 | 0 | 0 | 0 | 0 | 0 | 0 | 0 | 0 | 0 | 0 | 0 | 0 | 0 | 0 | 0 | 0 | 0 | 0 | 0 | 0 | 0 | 0 | 0 | 0 | 0 | 0
Commercial_Retail_New_Food Preparation_Natural Gas_Griddle_Vintage_Codes & Standards Forecast | Commercial | Retail | New | Food Preparation | Natural Gas | Griddle | Vintage |  | Codes & Standards Forecast | 0 | 0 | 0 | 0 | 0 | 0 | 0 | 0 | 0 | 0 | 0 | 0 | 0 | 0 | 0 | 0 | 0 | 0 | 0 | 0 | 0 | 0 | 0 | 0 | 0 | 0 | 0 | 0 | 0 | 0 | 0 | 0 | 0 | 0 | 0 | 0 | 0 | 0 | 0 | 0 | 0 | 0 | 0 | 0 | 0 | 0 | 0 | 0 | 0 | 0 | 0
Commercial_Retail_New_Food Preparation_Natural Gas_Range_E1_Codes & Standards Forecast | Commercial | Retail | New | Food Preparation | Natural Gas | Range | E1 |  | Codes & Standards Forecast | 0 | 0 | 0 | 0 | 0 | 0 | 0 | 0 | 0 | 0 | 0 | 0 | 0 | 0 | 0 | 0 | 0 | 0 | 0 | 0 | 0 | 0 | 0 | 0 | 0 | 0 | 0 | 0 | 0 | 0 | 0 | 0 | 0 | 0 | 0 | 0 | 0 | 0 | 0 | 0 | 0 | 0 | 0 | 0 | 0 | 0 | 0 | 0 | 0 | 0 | 0
Commercial_Retail_New_Food Preparation_Natural Gas_Range_E2_Codes & Standards Forecast | Commercial | Retail | New | Food Preparation | Natural Gas | Range | E2 |  | Codes & Standards Forecast | 0 | 0 | 0 | 0 | 0 | 0 | 0 | 0 | 0 | 0 | 0 | 0 | 0 | 0 | 0 | 0 | 0 | 0 | 0 | 0 | 0 | 0 | 0 | 0 | 0 | 0 | 0 | 0 | 0 | 0 | 0 | 0 | 0 | 0 | 0 | 0 | 0 | 0 | 0 | 0 | 0 | 0 | 0 | 0 | 0 | 0 | 0 | 0 | 0 | 0 | 0
Commercial_Retail_New_Food Preparation_Natural Gas_Range_E3_Codes & Standards Forecast | Commercial | Retail | New | Food Preparation | Natural Gas | Range | E3 |  | Codes & Standards Forecast | 0 | 0 | 0 | 0 | 0 | 0 | 0 | 0 | 0 | 0 | 0 | 0 | 0 | 0 | 0 | 0 | 0 | 0 | 0 | 0 | 0 | 0 | 0 | 0 | 0 | 0 | 0 | 0 | 0 | 0 | 0 | 0 | 0 | 0 | 0 | 0 | 0 | 0 | 0 | 0 | 0 | 0 | 0 | 0 | 0 | 0 | 0 | 0 | 0 | 0 | 0
Commercial_Retail_New_Food Preparation_Natural Gas_Range_E4_Codes & Standards Forecast | Commercial | Retail | New | Food Preparation | Natural Gas | Range | E4 |  | Codes & Standards Forecast | 0 | 0 | 0 | 0 | 0 | 0 | 0 | 0 | 0 | 0 | 0 | 0 | 0 | 0 | 0 | 0 | 0 | 0 | 0 | 0 | 0 | 0 | 0 | 0 | 0 | 0 | 0 | 0 | 0 | 0 | 0 | 0 | 0 | 0 | 0 | 0 | 0 | 0 | 0 | 0 | 0 | 0 | 0 | 0 | 0 | 0 | 0 | 0 | 0 | 0 | 0
Commercial_Retail_New_Food Preparation_Natural Gas_Range_E5_Codes & Standards Forecast | Commercial | Retail | New | Food Preparation | Natural Gas | Range | E5 |  | Codes & Standards Forecast | 0 | 0 | 0 | 0 | 0 | 0 | 0 | 0 | 0 | 0 | 0 | 0 | 0 | 0 | 0 | 0 | 0 | 0 | 0 | 0 | 0 | 0 | 0 | 0 | 0 | 0 | 0 | 0 | 0 | 0 | 0 | 0 | 0 | 0 | 0 | 0 | 0 | 0 | 0 | 0 | 0 | 0 | 0 | 0 | 0 | 0 | 0 | 0 | 0 | 0 | 0
Commercial_Retail_New_Food Preparation_Natural Gas_Range_E6_Codes & Standards Forecast | Commercial | Retail | New | Food Preparation | Natural Gas | Range | E6 |  | Codes & Standards Forecast | 0 | 0 | 0 | 0 | 0 | 0 | 0 | 0 | 0 | 0 | 0 | 0 | 0 | 0 | 0 | 0 | 0 | 0 | 0 | 0 | 0 | 0 | 0 | 0 | 0 | 0 | 0 | 0 | 0 | 0 | 0 | 0 | 0 | 0 | 0 | 0 | 0 | 0 | 0 | 0 | 0 | 0 | 0 | 0 | 0 | 0 | 0 | 0 | 0 | 0 | 0
Commercial_Retail_New_Food Preparation_Natural Gas_Range_E7_Codes & Standards Forecast | Commercial | Retail | New | Food Preparation | Natural Gas | Range | E7 |  | Codes & Standards Forecast | 0 | 0 | 0 | 0 | 0 | 0 | 0 | 0 | 0 | 0 | 0 | 0 | 0 | 0 | 0 | 0 | 0 | 0 | 0 | 0 | 0 | 0 | 0 | 0 | 0 | 0 | 0 | 0 | 0 | 0 | 0 | 0 | 0 | 0 | 0 | 0 | 0 | 0 | 0 | 0 | 0 | 0 | 0 | 0 | 0 | 0 | 0 | 0 | 0 | 0 | 0
Commercial_Retail_New_Food Preparation_Natural Gas_Range_E8_Codes & Standards Forecast | Commercial | Retail | New | Food Preparation | Natural Gas | Range | E8 |  | Codes & Standards Forecast | 0 | 0 | 0 | 0 | 0 | 0 | 0 | 0 | 0 | 0 | 0 | 0 | 0 | 0 | 0 | 0 | 0 | 0 | 0 | 0 | 0 | 0 | 0 | 0 | 0 | 0 | 0 | 0 | 0 | 0 | 0 | 0 | 0 | 0 | 0 | 0 | 0 | 0 | 0 | 0 | 0 | 0 | 0 | 0 | 0 | 0 | 0 | 0 | 0 | 0 | 0
Commercial_Retail_New_Food Preparation_Natural Gas_Range_E9_Codes & Standards Forecast | Commercial | Retail | New | Food Preparation | Natural Gas | Range | E9 |  | Codes & Standards Forecast | 0 | 0 | 0 | 0 | 0 | 0 | 0 | 0 | 0 | 0 | 0 | 0 | 0 | 0 | 0 | 0 | 0 | 0 | 0 | 0 | 0 | 0 | 0 | 0 | 0 | 0 | 0 | 0 | 0 | 0 | 0 | 0 | 0 | 0 | 0 | 0 | 0 | 0 | 0 | 0 | 0 | 0 | 0 | 0 | 0 | 0 | 0 | 0 | 0 | 0 | 0
Commercial_Retail_New_Food Preparation_Natural Gas_Range_E10_Codes & Standards Forecast | Commercial | Retail | New | Food Preparation | Natural Gas | Range | E10 |  | Codes & Standards Forecast | 0 | 0 | 0 | 0 | 0 | 0 | 0 | 0 | 0 | 0 | 0 | 0 | 0 | 0 | 0 | 0 | 0 | 0 | 0 | 0 | 0 | 0 | 0 | 0 | 0 | 0 | 0 | 0 | 0 | 0 | 0 | 0 | 0 | 0 | 0 | 0 | 0 | 0 | 0 | 0 | 0 | 0 | 0 | 0 | 0 | 0 | 0 | 0 | 0 | 0 | 0
Commercial_Retail_New_Food Preparation_Natural Gas_Range_Vintage_Codes & Standards Forecast | Commercial | Retail | New | Food Preparation | Natural Gas | Range | Vintage |  | Codes & Standards Forecast | 0 | 0 | 0 | 0 | 0 | 0 | 0 | 0 | 0 | 0 | 0 | 0 | 0 | 0 | 0 | 0 | 0 | 0 | 0 | 0 | 0 | 0 | 0 | 0 | 0 | 0 | 0 | 0 | 0 | 0 | 0 | 0 | 0 | 0 | 0 | 0 | 0 | 0 | 0 | 0 | 0 | 0 | 0 | 0 | 0 | 0 | 0 | 0 | 0 | 0 | 0
Commercial_Retail_New_Food Preparation_Natural Gas_Steamer_E1_Codes & Standards Forecast | Commercial | Retail | New | Food Preparation | Natural Gas | Steamer | E1 |  | Codes & Standards Forecast | 0 | 0 | 0 | 0 | 0 | 0 | 0 | 0 | 0 | 0 | 0 | 0 | 0 | 0 | 0 | 0 | 0 | 0 | 0 | 0 | 0 | 0 | 0 | 0 | 0 | 0 | 0 | 0 | 0 | 0 | 0 | 0 | 0 | 0 | 0 | 0 | 0 | 0 | 0 | 0 | 0 | 0 | 0 | 0 | 0 | 0 | 0 | 0 | 0 | 0 | 0
Commercial_Retail_New_Food Preparation_Natural Gas_Steamer_E2_Codes & Standards Forecast | Commercial | Retail | New | Food Preparation | Natural Gas | Steamer | E2 |  | Codes & Standards Forecast | 0 | 0 | 0 | 0 | 0 | 0 | 0 | 0 | 0 | 0 | 0 | 0 | 0 | 0 | 0 | 0 | 0 | 0 | 0 | 0 | 0 | 0 | 0 | 0 | 0 | 0 | 0 | 0 | 0 | 0 | 0 | 0 | 0 | 0 | 0 | 0 | 0 | 0 | 0 | 0 | 0 | 0 | 0 | 0 | 0 | 0 | 0 | 0 | 0 | 0 | 0
Commercial_Retail_New_Food Preparation_Natural Gas_Steamer_E3_Codes & Standards Forecast | Commercial | Retail | New | Food Preparation | Natural Gas | Steamer | E3 |  | Codes & Standards Forecast | 0 | 0 | 0 | 0 | 0 | 0 | 0 | 0 | 0 | 0 | 0 | 0 | 0 | 0 | 0 | 0 | 0 | 0 | 0 | 0 | 0 | 0 | 0 | 0 | 0 | 0 | 0 | 0 | 0 | 0 | 0 | 0 | 0 | 0 | 0 | 0 | 0 | 0 | 0 | 0 | 0 | 0 | 0 | 0 | 0 | 0 | 0 | 0 | 0 | 0 | 0
Commercial_Retail_New_Food Preparation_Natural Gas_Steamer_E4_Codes & Standards Forecast | Commercial | Retail | New | Food Preparation | Natural Gas | Steamer | E4 |  | Codes & Standards Forecast | 0 | 0 | 0 | 0 | 0 | 0 | 0 | 0 | 0 | 0 | 0 | 0 | 0 | 0 | 0 | 0 | 0 | 0 | 0 | 0 | 0 | 0 | 0 | 0 | 0 | 0 | 0 | 0 | 0 | 0 | 0 | 0 | 0 | 0 | 0 | 0 | 0 | 0 | 0 | 0 | 0 | 0 | 0 | 0 | 0 | 0 | 0 | 0 | 0 | 0 | 0
Commercial_Retail_New_Food Preparation_Natural Gas_Steamer_E5_Codes & Standards Forecast | Commercial | Retail | New | Food Preparation | Natural Gas | Steamer | E5 |  | Codes & Standards Forecast | 0 | 0 | 0 | 0 | 0 | 0 | 0 | 0 | 0 | 0 | 0 | 0 | 0 | 0 | 0 | 0 | 0 | 0 | 0 | 0 | 0 | 0 | 0 | 0 | 0 | 0 | 0 | 0 | 0 | 0 | 0 | 0 | 0 | 0 | 0 | 0 | 0 | 0 | 0 | 0 | 0 | 0 | 0 | 0 | 0 | 0 | 0 | 0 | 0 | 0 | 0
Commercial_Retail_New_Food Preparation_Natural Gas_Steamer_E6_Codes & Standards Forecast | Commercial | Retail | New | Food Preparation | Natural Gas | Steamer | E6 |  | Codes & Standards Forecast | 0 | 0 | 0 | 0 | 0 | 0 | 0 | 0 | 0 | 0 | 0 | 0 | 0 | 0 | 0 | 0 | 0 | 0 | 0 | 0 | 0 | 0 | 0 | 0 | 0 | 0 | 0 | 0 | 0 | 0 | 0 | 0 | 0 | 0 | 0 | 0 | 0 | 0 | 0 | 0 | 0 | 0 | 0 | 0 | 0 | 0 | 0 | 0 | 0 | 0 | 0
Commercial_Retail_New_Food Preparation_Natural Gas_Steamer_E7_Codes & Standards Forecast | Commercial | Retail | New | Food Preparation | Natural Gas | Steamer | E7 |  | Codes & Standards Forecast | 0 | 0 | 0 | 0 | 0 | 0 | 0 | 0 | 0 | 0 | 0 | 0 | 0 | 0 | 0 | 0 | 0 | 0 | 0 | 0 | 0 | 0 | 0 | 0 | 0 | 0 | 0 | 0 | 0 | 0 | 0 | 0 | 0 | 0 | 0 | 0 | 0 | 0 | 0 | 0 | 0 | 0 | 0 | 0 | 0 | 0 | 0 | 0 | 0 | 0 | 0
Commercial_Retail_New_Food Preparation_Natural Gas_Steamer_E8_Codes & Standards Forecast | Commercial | Retail | New | Food Preparation | Natural Gas | Steamer | E8 |  | Codes & Standards Forecast | 0 | 0 | 0 | 0 | 0 | 0 | 0 | 0 | 0 | 0 | 0 | 0 | 0 | 0 | 0 | 0 | 0 | 0 | 0 | 0 | 0 | 0 | 0 | 0 | 0 | 0 | 0 | 0 | 0 | 0 | 0 | 0 | 0 | 0 | 0 | 0 | 0 | 0 | 0 | 0 | 0 | 0 | 0 | 0 | 0 | 0 | 0 | 0 | 0 | 0 | 0
Commercial_Retail_New_Food Preparation_Natural Gas_Steamer_E9_Codes & Standards Forecast | Commercial | Retail | New | Food Preparation | Natural Gas | Steamer | E9 |  | Codes & Standards Forecast | 0 | 0 | 0 | 0 | 0 | 0 | 0 | 0 | 0 | 0 | 0 | 0 | 0 | 0 | 0 | 0 | 0 | 0 | 0 | 0 | 0 | 0 | 0 | 0 | 0 | 0 | 0 | 0 | 0 | 0 | 0 | 0 | 0 | 0 | 0 | 0 | 0 | 0 | 0 | 0 | 0 | 0 | 0 | 0 | 0 | 0 | 0 | 0 | 0 | 0 | 0
Commercial_Retail_New_Food Preparation_Natural Gas_Steamer_E10_Codes & Standards Forecast | Commercial | Retail | New | Food Preparation | Natural Gas | Steamer | E10 |  | Codes & Standards Forecast | 0 | 0 | 0 | 0 | 0 | 0 | 0 | 0 | 0 | 0 | 0 | 0 | 0 | 0 | 0 | 0 | 0 | 0 | 0 | 0 | 0 | 0 | 0 | 0 | 0 | 0 | 0 | 0 | 0 | 0 | 0 | 0 | 0 | 0 | 0 | 0 | 0 | 0 | 0 | 0 | 0 | 0 | 0 | 0 | 0 | 0 | 0 | 0 | 0 | 0 | 0
Commercial_Retail_New_Food Preparation_Natural Gas_Steamer_Vintage_Codes & Standards Forecast | Commercial | Retail | New | Food Preparation | Natural Gas | Steamer | Vintage |  | Codes & Standards Forecast | 0 | 0 | 0 | 0 | 0 | 0 | 0 | 0 | 0 | 0 | 0 | 0 | 0 | 0 | 0 | 0 | 0 | 0 | 0 | 0 | 0 | 0 | 0 | 0 | 0 | 0 | 0 | 0 | 0 | 0 | 0 | 0 | 0 | 0 | 0 | 0 | 0 | 0 | 0 | 0 | 0 | 0 | 0 | 0 | 0 | 0 | 0 | 0 | 0 | 0 | 0
Commercial_Retail_New_Food Preparation_Natural Gas_Food Prep Other_E1_Codes & Standards Forecast | Commercial | Retail | New | Food Preparation | Natural Gas | Food Prep Other | E1 |  | Codes & Standards Forecast | 0 | 0 | 0 | 0 | 0 | 0 | 0 | 0 | 0 | 0 | 0 | 0 | 0 | 0 | 0 | 0 | 0 | 0 | 0 | 0 | 0 | 0 | 0 | 0 | 0 | 0 | 0 | 0 | 0 | 0 | 0 | 0 | 0 | 0 | 0 | 0 | 0 | 0 | 0 | 0 | 0 | 0 | 0 | 0 | 0 | 0 | 0 | 0 | 0 | 0 | 0
Commercial_Retail_New_Food Preparation_Natural Gas_Food Prep Other_E2_Codes & Standards Forecast | Commercial | Retail | New | Food Preparation | Natural Gas | Food Prep Other | E2 |  | Codes & Standards Forecast | 0 | 0 | 0 | 0 | 0 | 0 | 0 | 0 | 0 | 0 | 0 | 0 | 0 | 0 | 0 | 0 | 0 | 0 | 0 | 0 | 0 | 0 | 0 | 0 | 0 | 0 | 0 | 0 | 0 | 0 | 0 | 0 | 0 | 0 | 0 | 0 | 0 | 0 | 0 | 0 | 0 | 0 | 0 | 0 | 0 | 0 | 0 | 0 | 0 | 0 | 0
Commercial_Retail_New_Food Preparation_Natural Gas_Food Prep Other_E3_Codes & Standards Forecast | Commercial | Retail | New | Food Preparation | Natural Gas | Food Prep Other | E3 |  | Codes & Standards Forecast | 0 | 0 | 0 | 0 | 0 | 0 | 0 | 0 | 0 | 0 | 0 | 0 | 0 | 0 | 0 | 0 | 0 | 0 | 0 | 0 | 0 | 0 | 0 | 0 | 0 | 0 | 0 | 0 | 0 | 0 | 0 | 0 | 0 | 0 | 0 | 0 | 0 | 0 | 0 | 0 | 0 | 0 | 0 | 0 | 0 | 0 | 0 | 0 | 0 | 0 | 0
Commercial_Retail_New_Food Preparation_Natural Gas_Food Prep Other_E4_Codes & Standards Forecast | Commercial | Retail | New | Food Preparation | Natural Gas | Food Prep Other | E4 |  | Codes & Standards Forecast | 0 | 0 | 0 | 0 | 0 | 0 | 0 | 0 | 0 | 0 | 0 | 0 | 0 | 0 | 0 | 0 | 0 | 0 | 0 | 0 | 0 | 0 | 0 | 0 | 0 | 0 | 0 | 0 | 0 | 0 | 0 | 0 | 0 | 0 | 0 | 0 | 0 | 0 | 0 | 0 | 0 | 0 | 0 | 0 | 0 | 0 | 0 | 0 | 0 | 0 | 0
Commercial_Retail_New_Food Preparation_Natural Gas_Food Prep Other_E5_Codes & Standards Forecast | Commercial | Retail | New | Food Preparation | Natural Gas | Food Prep Other | E5 |  | Codes & Standards Forecast | 0 | 0 | 0 | 0 | 0 | 0 | 0 | 0 | 0 | 0 | 0 | 0 | 0 | 0 | 0 | 0 | 0 | 0 | 0 | 0 | 0 | 0 | 0 | 0 | 0 | 0 | 0 | 0 | 0 | 0 | 0 | 0 | 0 | 0 | 0 | 0 | 0 | 0 | 0 | 0 | 0 | 0 | 0 | 0 | 0 | 0 | 0 | 0 | 0 | 0 | 0
Commercial_Retail_New_Food Preparation_Natural Gas_Food Prep Other_E6_Codes & Standards Forecast | Commercial | Retail | New | Food Preparation | Natural Gas | Food Prep Other | E6 |  | Codes & Standards Forecast | 0 | 0 | 0 | 0 | 0 | 0 | 0 | 0 | 0 | 0 | 0 | 0 | 0 | 0 | 0 | 0 | 0 | 0 | 0 | 0 | 0 | 0 | 0 | 0 | 0 | 0 | 0 | 0 | 0 | 0 | 0 | 0 | 0 | 0 | 0 | 0 | 0 | 0 | 0 | 0 | 0 | 0 | 0 | 0 | 0 | 0 | 0 | 0 | 0 | 0 | 0
Commercial_Retail_New_Food Preparation_Natural Gas_Food Prep Other_E7_Codes & Standards Forecast | Commercial | Retail | New | Food Preparation | Natural Gas | Food Prep Other | E7 |  | Codes & Standards Forecast | 0 | 0 | 0 | 0 | 0 | 0 | 0 | 0 | 0 | 0 | 0 | 0 | 0 | 0 | 0 | 0 | 0 | 0 | 0 | 0 | 0 | 0 | 0 | 0 | 0 | 0 | 0 | 0 | 0 | 0 | 0 | 0 | 0 | 0 | 0 | 0 | 0 | 0 | 0 | 0 | 0 | 0 | 0 | 0 | 0 | 0 | 0 | 0 | 0 | 0 | 0
Commercial_Retail_New_Food Preparation_Natural Gas_Food Prep Other_E8_Codes & Standards Forecast | Commercial | Retail | New | Food Preparation | Natural Gas | Food Prep Other | E8 |  | Codes & Standards Forecast | 0 | 0 | 0 | 0 | 0 | 0 | 0 | 0 | 0 | 0 | 0 | 0 | 0 | 0 | 0 | 0 | 0 | 0 | 0 | 0 | 0 | 0 | 0 | 0 | 0 | 0 | 0 | 0 | 0 | 0 | 0 | 0 | 0 | 0 | 0 | 0 | 0 | 0 | 0 | 0 | 0 | 0 | 0 | 0 | 0 | 0 | 0 | 0 | 0 | 0 | 0
Commercial_Retail_New_Food Preparation_Natural Gas_Food Prep Other_E9_Codes & Standards Forecast | Commercial | Retail | New | Food Preparation | Natural Gas | Food Prep Other | E9 |  | Codes & Standards Forecast | 0 | 0 | 0 | 0 | 0 | 0 | 0 | 0 | 0 | 0 | 0 | 0 | 0 | 0 | 0 | 0 | 0 | 0 | 0 | 0 | 0 | 0 | 0 | 0 | 0 | 0 | 0 | 0 | 0 | 0 | 0 | 0 | 0 | 0 | 0 | 0 | 0 | 0 | 0 | 0 | 0 | 0 | 0 | 0 | 0 | 0 | 0 | 0 | 0 | 0 | 0
Commercial_Retail_New_Food Preparation_Natural Gas_Food Prep Other_E10_Codes & Standards Forecast | Commercial | Retail | New | Food Preparation | Natural Gas | Food Prep Other | E10 |  | Codes & Standards Forecast | 0 | 0 | 0 | 0 | 0 | 0 | 0 | 0 | 0 | 0 | 0 | 0 | 0 | 0 | 0 | 0 | 0 | 0 | 0 | 0 | 0 | 0 | 0 | 0 | 0 | 0 | 0 | 0 | 0 | 0 | 0 | 0 | 0 | 0 | 0 | 0 | 0 | 0 | 0 | 0 | 0 | 0 | 0 | 0 | 0 | 0 | 0 | 0 | 0 | 0 | 0
Commercial_Retail_New_Food Preparation_Natural Gas_Food Prep Other_Vintage_Codes & Standards Forecast | Commercial | Retail | New | Food Preparation | Natural Gas | Food Prep Other | Vintage |  | Codes & Standards Forecast | 0 | 0 | 0 | 0 | 0 | 0 | 0 | 0 | 0 | 0 | 0 | 0 | 0 | 0 | 0 | 0 | 0 | 0 | 0 | 0 | 0 | 0 | 0 | 0 | 0 | 0 | 0 | 0 | 0 | 0 | 0 | 0 | 0 | 0 | 0 | 0 | 0 | 0 | 0 | 0 | 0 | 0 | 0 | 0 | 0 | 0 | 0 | 0 | 0 | 0 | 0
Commercial_Retail_New_Miscellaneous_Natural Gas_Pool Heater_E1_Codes & Standards Forecast | Commercial | Retail | New | Miscellaneous | Natural Gas | Pool Heater | E1 |  | Codes & Standards Forecast | 0 | 0 | 0 | 0 | 0 | 0 | 0 | 0 | 0 | 0 | 0 | 0 | 0 | 0 | 0 | 0 | 0 | 0 | 0 | 0 | 0 | 0 | 0 | 0 | 0 | 0 | 0 | 0 | 0 | 0 | 0 | 0 | 0 | 0 | 0 | 0 | 0 | 0 | 0 | 0 | 0 | 0 | 0 | 0 | 0 | 0 | 0 | 0 | 0 | 0 | 0
Commercial_Retail_New_Miscellaneous_Natural Gas_Pool Heater_E2_Codes & Standards Forecast | Commercial | Retail | New | Miscellaneous | Natural Gas | Pool Heater | E2 |  | Codes & Standards Forecast | 0 | 0 | 0 | 0 | 0 | 0 | 0 | 0 | 0 | 0 | 0 | 0 | 0 | 0 | 0 | 0 | 0 | 0 | 0 | 0 | 0 | 0 | 0 | 0 | 0 | 0 | 0 | 0 | 0 | 0 | 0 | 0 | 0 | 0 | 0 | 0 | 0 | 0 | 0 | 0 | 0 | 0 | 0 | 0 | 0 | 0 | 0 | 0 | 0 | 0 | 0
Commercial_Retail_New_Miscellaneous_Natural Gas_Pool Heater_E3_Codes & Standards Forecast | Commercial | Retail | New | Miscellaneous | Natural Gas | Pool Heater | E3 |  | Codes & Standards Forecast | 0 | 0 | 0 | 0 | 0 | 0 | 0 | 0 | 0 | 0 | 0 | 0 | 0 | 0 | 0 | 0 | 0 | 0 | 0 | 0 | 0 | 0 | 0 | 0 | 0 | 0 | 0 | 0 | 0 | 0 | 0 | 0 | 0 | 0 | 0 | 0 | 0 | 0 | 0 | 0 | 0 | 0 | 0 | 0 | 0 | 0 | 0 | 0 | 0 | 0 | 0
Commercial_Retail_New_Miscellaneous_Natural Gas_Pool Heater_E4_Codes & Standards Forecast | Commercial | Retail | New | Miscellaneous | Natural Gas | Pool Heater | E4 |  | Codes & Standards Forecast | 0 | 0 | 0 | 0 | 0 | 0 | 0 | 0 | 0 | 0 | 0 | 0 | 0 | 0 | 0 | 0 | 0 | 0 | 0 | 0 | 0 | 0 | 0 | 0 | 0 | 0 | 0 | 0 | 0 | 0 | 0 | 0 | 0 | 0 | 0 | 0 | 0 | 0 | 0 | 0 | 0 | 0 | 0 | 0 | 0 | 0 | 0 | 0 | 0 | 0 | 0
Commercial_Retail_New_Miscellaneous_Natural Gas_Pool Heater_E5_Codes & Standards Forecast | Commercial | Retail | New | Miscellaneous | Natural Gas | Pool Heater | E5 |  | Codes & Standards Forecast | 0 | 0 | 0 | 0 | 0 | 0 | 0 | 0 | 0 | 0 | 0 | 0 | 0 | 0 | 0 | 0 | 0 | 0 | 0 | 0 | 0 | 0 | 0 | 0 | 0 | 0 | 0 | 0 | 0 | 0 | 0 | 0 | 0 | 0 | 0 | 0 | 0 | 0 | 0 | 0 | 0 | 0 | 0 | 0 | 0 | 0 | 0 | 0 | 0 | 0 | 0
Commercial_Retail_New_Miscellaneous_Natural Gas_Pool Heater_E6_Codes & Standards Forecast | Commercial | Retail | New | Miscellaneous | Natural Gas | Pool Heater | E6 |  | Codes & Standards Forecast | 0 | 0 | 0 | 0 | 0 | 0 | 0 | 0 | 0 | 0 | 0 | 0 | 0 | 0 | 0 | 0 | 0 | 0 | 0 | 0 | 0 | 0 | 0 | 0 | 0 | 0 | 0 | 0 | 0 | 0 | 0 | 0 | 0 | 0 | 0 | 0 | 0 | 0 | 0 | 0 | 0 | 0 | 0 | 0 | 0 | 0 | 0 | 0 | 0 | 0 | 0
Commercial_Retail_New_Miscellaneous_Natural Gas_Pool Heater_E7_Codes & Standards Forecast | Commercial | Retail | New | Miscellaneous | Natural Gas | Pool Heater | E7 |  | Codes & Standards Forecast | 0 | 0 | 0 | 0 | 0 | 0 | 0 | 0 | 0 | 0 | 0 | 0 | 0 | 0 | 0 | 0 | 0 | 0 | 0 | 0 | 0 | 0 | 0 | 0 | 0 | 0 | 0 | 0 | 0 | 0 | 0 | 0 | 0 | 0 | 0 | 0 | 0 | 0 | 0 | 0 | 0 | 0 | 0 | 0 | 0 | 0 | 0 | 0 | 0 | 0 | 0
Commercial_Retail_New_Miscellaneous_Natural Gas_Pool Heater_E8_Codes & Standards Forecast | Commercial | Retail | New | Miscellaneous | Natural Gas | Pool Heater | E8 |  | Codes & Standards Forecast | 0 | 0 | 0 | 0 | 0 | 0 | 0 | 0 | 0 | 0 | 0 | 0 | 0 | 0 | 0 | 0 | 0 | 0 | 0 | 0 | 0 | 0 | 0 | 0 | 0 | 0 | 0 | 0 | 0 | 0 | 0 | 0 | 0 | 0 | 0 | 0 | 0 | 0 | 0 | 0 | 0 | 0 | 0 | 0 | 0 | 0 | 0 | 0 | 0 | 0 | 0
Commercial_Retail_New_Miscellaneous_Natural Gas_Pool Heater_E9_Codes & Standards Forecast | Commercial | Retail | New | Miscellaneous | Natural Gas | Pool Heater | E9 |  | Codes & Standards Forecast | 0 | 0 | 0 | 0 | 0 | 0 | 0 | 0 | 0 | 0 | 0 | 0 | 0 | 0 | 0 | 0 | 0 | 0 | 0 | 0 | 0 | 0 | 0 | 0 | 0 | 0 | 0 | 0 | 0 | 0 | 0 | 0 | 0 | 0 | 0 | 0 | 0 | 0 | 0 | 0 | 0 | 0 | 0 | 0 | 0 | 0 | 0 | 0 | 0 | 0 | 0
Commercial_Retail_New_Miscellaneous_Natural Gas_Pool Heater_E10_Codes & Standards Forecast | Commercial | Retail | New | Miscellaneous | Natural Gas | Pool Heater | E10 |  | Codes & Standards Forecast | 0 | 0 | 0 | 0 | 0 | 0 | 0 | 0 | 0 | 0 | 0 | 0 | 0 | 0 | 0 | 0 | 0 | 0 | 0 | 0 | 0 | 0 | 0 | 0 | 0 | 0 | 0 | 0 | 0 | 0 | 0 | 0 | 0 | 0 | 0 | 0 | 0 | 0 | 0 | 0 | 0 | 0 | 0 | 0 | 0 | 0 | 0 | 0 | 0 | 0 | 0
Commercial_Retail_New_Miscellaneous_Natural Gas_Pool Heater_Vintage_Codes & Standards Forecast | Commercial | Retail | New | Miscellaneous | Natural Gas | Pool Heater | Vintage |  | Codes & Standards Forecast | 0 | 0 | 0 | 0 | 0 | 0 | 0 | 0 | 0 | 0 | 0 | 0 | 0 | 0 | 0 | 0 | 0 | 0 | 0 | 0 | 0 | 0 | 0 | 0 | 0 | 0 | 0 | 0 | 0 | 0 | 0 | 0 | 0 | 0 | 0 | 0 | 0 | 0 | 0 | 0 | 0 | 0 | 0 | 0 | 0 | 0 | 0 | 0 | 0 | 0 | 0
Commercial_Retail_New_Miscellaneous_Natural Gas_Miscellaneous_E1_Codes & Standards Forecast | Commercial | Retail | New | Miscellaneous | Natural Gas | Miscellaneous | E1 |  | Codes & Standards Forecast | 0 | 158668.9991 | 923988.5074 | 1413081.2748 | 2043864.8373 | 2899907.2957 | 3700028.8058 | 4409185.4058 | 5046985.0481 | 5662806.7 | 6270595.3376 | 6872345.7217 | 7473271.6368 | 8075916.9979 | 8682269.2347 | 9289738.552 | 9897373.8894 | 10504222.0556 | 11110270.5644 | 11715506.7901 | 12320872.439 | 12926368.3802 | 13531141.9404 | 14135183.2782 | 14738482.4569 | 15341882.9923 | 15945385.4768 | 16548990.5066 | 17152698.6811 | 17756510.6035 | 18360426.8803 | 18964448.1217 | 19236506.7528 | 0 | 0 | 0 | 0 | 0 | 0 | 0 | 0 | 0 | 0 | 0 | 0 | 0 | 0 | 0 | 0 | 0 | 0
Commercial_Retail_New_Miscellaneous_Natural Gas_Miscellaneous_E2_Codes & Standards Forecast | Commercial | Retail | New | Miscellaneous | Natural Gas | Miscellaneous | E2 |  | Codes & Standards Forecast | 0 | 0 | 0 | 0 | 0 | 0 | 0 | 0 | 0 | 0 | 0 | 0 | 0 | 0 | 0 | 0 | 0 | 0 | 0 | 0 | 0 | 0 | 0 | 0 | 0 | 0 | 0 | 0 | 0 | 0 | 0 | 0 | 0 | 0 | 0 | 0 | 0 | 0 | 0 | 0 | 0 | 0 | 0 | 0 | 0 | 0 | 0 | 0 | 0 | 0 | 0
Commercial_Retail_New_Miscellaneous_Natural Gas_Miscellaneous_E3_Codes & Standards Forecast | Commercial | Retail | New | Miscellaneous | Natural Gas | Miscellaneous | E3 |  | Codes & Standards Forecast | 0 | 0 | 0 | 0 | 0 | 0 | 0 | 0 | 0 | 0 | 0 | 0 | 0 | 0 | 0 | 0 | 0 | 0 | 0 | 0 | 0 | 0 | 0 | 0 | 0 | 0 | 0 | 0 | 0 | 0 | 0 | 0 | 0 | 0 | 0 | 0 | 0 | 0 | 0 | 0 | 0 | 0 | 0 | 0 | 0 | 0 | 0 | 0 | 0 | 0 | 0
Commercial_Retail_New_Miscellaneous_Natural Gas_Miscellaneous_E4_Codes & Standards Forecast | Commercial | Retail | New | Miscellaneous | Natural Gas | Miscellaneous | E4 |  | Codes & Standards Forecast | 0 | 0 | 0 | 0 | 0 | 0 | 0 | 0 | 0 | 0 | 0 | 0 | 0 | 0 | 0 | 0 | 0 | 0 | 0 | 0 | 0 | 0 | 0 | 0 | 0 | 0 | 0 | 0 | 0 | 0 | 0 | 0 | 0 | 0 | 0 | 0 | 0 | 0 | 0 | 0 | 0 | 0 | 0 | 0 | 0 | 0 | 0 | 0 | 0 | 0 | 0
Commercial_Retail_New_Miscellaneous_Natural Gas_Miscellaneous_E5_Codes & Standards Forecast | Commercial | Retail | New | Miscellaneous | Natural Gas | Miscellaneous | E5 |  | Codes & Standards Forecast | 0 | 0 | 0 | 0 | 0 | 0 | 0 | 0 | 0 | 0 | 0 | 0 | 0 | 0 | 0 | 0 | 0 | 0 | 0 | 0 | 0 | 0 | 0 | 0 | 0 | 0 | 0 | 0 | 0 | 0 | 0 | 0 | 0 | 0 | 0 | 0 | 0 | 0 | 0 | 0 | 0 | 0 | 0 | 0 | 0 | 0 | 0 | 0 | 0 | 0 | 0
Commercial_Retail_New_Miscellaneous_Natural Gas_Miscellaneous_E6_Codes & Standards Forecast | Commercial | Retail | New | Miscellaneous | Natural Gas | Miscellaneous | E6 |  | Codes & Standards Forecast | 0 | 0 | 0 | 0 | 0 | 0 | 0 | 0 | 0 | 0 | 0 | 0 | 0 | 0 | 0 | 0 | 0 | 0 | 0 | 0 | 0 | 0 | 0 | 0 | 0 | 0 | 0 | 0 | 0 | 0 | 0 | 0 | 0 | 0 | 0 | 0 | 0 | 0 | 0 | 0 | 0 | 0 | 0 | 0 | 0 | 0 | 0 | 0 | 0 | 0 | 0
Commercial_Retail_New_Miscellaneous_Natural Gas_Miscellaneous_E7_Codes & Standards Forecast | Commercial | Retail | New | Miscellaneous | Natural Gas | Miscellaneous | E7 |  | Codes & Standards Forecast | 0 | 0 | 0 | 0 | 0 | 0 | 0 | 0 | 0 | 0 | 0 | 0 | 0 | 0 | 0 | 0 | 0 | 0 | 0 | 0 | 0 | 0 | 0 | 0 | 0 | 0 | 0 | 0 | 0 | 0 | 0 | 0 | 0 | 0 | 0 | 0 | 0 | 0 | 0 | 0 | 0 | 0 | 0 | 0 | 0 | 0 | 0 | 0 | 0 | 0 | 0
Commercial_Retail_New_Miscellaneous_Natural Gas_Miscellaneous_E8_Codes & Standards Forecast | Commercial | Retail | New | Miscellaneous | Natural Gas | Miscellaneous | E8 |  | Codes & Standards Forecast | 0 | 0 | 0 | 0 | 0 | 0 | 0 | 0 | 0 | 0 | 0 | 0 | 0 | 0 | 0 | 0 | 0 | 0 | 0 | 0 | 0 | 0 | 0 | 0 | 0 | 0 | 0 | 0 | 0 | 0 | 0 | 0 | 0 | 0 | 0 | 0 | 0 | 0 | 0 | 0 | 0 | 0 | 0 | 0 | 0 | 0 | 0 | 0 | 0 | 0 | 0
Commercial_Retail_New_Miscellaneous_Natural Gas_Miscellaneous_E9_Codes & Standards Forecast | Commercial | Retail | New | Miscellaneous | Natural Gas | Miscellaneous | E9 |  | Codes & Standards Forecast | 0 | 0 | 0 | 0 | 0 | 0 | 0 | 0 | 0 | 0 | 0 | 0 | 0 | 0 | 0 | 0 | 0 | 0 | 0 | 0 | 0 | 0 | 0 | 0 | 0 | 0 | 0 | 0 | 0 | 0 | 0 | 0 | 0 | 0 | 0 | 0 | 0 | 0 | 0 | 0 | 0 | 0 | 0 | 0 | 0 | 0 | 0 | 0 | 0 | 0 | 0
Commercial_Retail_New_Miscellaneous_Natural Gas_Miscellaneous_E10_Codes & Standards Forecast | Commercial | Retail | New | Miscellaneous | Natural Gas | Miscellaneous | E10 |  | Codes & Standards Forecast | 0 | 0 | 0 | 0 | 0 | 0 | 0 | 0 | 0 | 0 | 0 | 0 | 0 | 0 | 0 | 0 | 0 | 0 | 0 | 0 | 0 | 0 | 0 | 0 | 0 | 0 | 0 | 0 | 0 | 0 | 0 | 0 | 0 | 0 | 0 | 0 | 0 | 0 | 0 | 0 | 0 | 0 | 0 | 0 | 0 | 0 | 0 | 0 | 0 | 0 | 0
Commercial_Retail_New_Miscellaneous_Natural Gas_Miscellaneous_Vintage_Codes & Standards Forecast | Commercial | Retail | New | Miscellaneous | Natural Gas | Miscellaneous | Vintage |  | Codes & Standards Forecast | 0 | 0 | 0 | 0 | 0 | 0 | 0 | 0 | 0 | 0 | 0 | 0 | 0 | 0 | 0 | 0 | 0 | 0 | 0 | 0 | 0 | 0 | 0 | 0 | 0 | 0 | 0 | 0 | 0 | 0 | 0 | 0 | 0 | 0 | 0 | 0 | 0 | 0 | 0 | 0 | 0 | 0 | 0 | 0 | 0 | 0 | 0 | 0 | 0 | 0 | 0
Commercial_Grocery_Existing_Space Heating_Natural Gas_Furnace_E1_Codes & Standards Forecast | Commercial | Grocery | Existing | Space Heating | Natural Gas | Furnace | E1 |  | Codes & Standards Forecast | 0 | 36542.8798 | 75974.7328 | 117868.9773 | 161953.0727 | 207846.2424 | 255495.8474 | 304839.1565 | 355734.5292 | 407924.9595 | 461220.9692 | 515474.2202 | 570529.2004 | 626245.9505 | 682492.8737 | 739173.4295 | 796193.6028 | 853469.447 | 910918.8008 | 962960.1421 | 1010026.2941 | 1052521.5992 | 1090826.1763 | 1125282.5316 | 1156205.3481 | 1183874.303 | 1208554.1445 | 1230488.1352 | 1249899.7915 | 1266994.4814 | 1281960.894 | 1294972.39 | 1306233.2429 | 0 | 0 | 0 | 0 | 0 | 0 | 0 | 0 | 0 | 0 | 0 | 0 | 0 | 0 | 0 | 0 | 0 | 0
Commercial_Grocery_Existing_Space Heating_Natural Gas_Furnace_E2_Codes & Standards Forecast | Commercial | Grocery | Existing | Space Heating | Natural Gas | Furnace | E2 |  | Codes & Standards Forecast | 0 | 0 | 0 | 0 | 0 | 0 | 0 | 0 | 0 | 0 | 0 | 0 | 0 | 0 | 0 | 0 | 0 | 0 | 0 | 0 | 0 | 0 | 0 | 0 | 0 | 0 | 0 | 0 | 0 | 0 | 0 | 0 | 0 | 0 | 0 | 0 | 0 | 0 | 0 | 0 | 0 | 0 | 0 | 0 | 0 | 0 | 0 | 0 | 0 | 0 | 0
Commercial_Grocery_Existing_Space Heating_Natural Gas_Furnace_E3_Codes & Standards Forecast | Commercial | Grocery | Existing | Space Heating | Natural Gas | Furnace | E3 |  | Codes & Standards Forecast | 0 | 0 | 0 | 0 | 0 | 0 | 0 | 0 | 0 | 0 | 0 | 0 | 0 | 0 | 0 | 0 | 0 | 0 | 0 | 0 | 0 | 0 | 0 | 0 | 0 | 0 | 0 | 0 | 0 | 0 | 0 | 0 | 0 | 0 | 0 | 0 | 0 | 0 | 0 | 0 | 0 | 0 | 0 | 0 | 0 | 0 | 0 | 0 | 0 | 0 | 0
Commercial_Grocery_Existing_Space Heating_Natural Gas_Furnace_E4_Codes & Standards Forecast | Commercial | Grocery | Existing | Space Heating | Natural Gas | Furnace | E4 |  | Codes & Standards Forecast | 0 | 0 | 0 | 0 | 0 | 0 | 0 | 0 | 0 | 0 | 0 | 0 | 0 | 0 | 0 | 0 | 0 | 0 | 0 | 0 | 0 | 0 | 0 | 0 | 0 | 0 | 0 | 0 | 0 | 0 | 0 | 0 | 0 | 0 | 0 | 0 | 0 | 0 | 0 | 0 | 0 | 0 | 0 | 0 | 0 | 0 | 0 | 0 | 0 | 0 | 0
Commercial_Grocery_Existing_Space Heating_Natural Gas_Furnace_E5_Codes & Standards Forecast | Commercial | Grocery | Existing | Space Heating | Natural Gas | Furnace | E5 |  | Codes & Standards Forecast | 0 | 0 | 0 | 0 | 0 | 0 | 0 | 0 | 0 | 0 | 0 | 0 | 0 | 0 | 0 | 0 | 0 | 0 | 0 | 0 | 0 | 0 | 0 | 0 | 0 | 0 | 0 | 0 | 0 | 0 | 0 | 0 | 0 | 0 | 0 | 0 | 0 | 0 | 0 | 0 | 0 | 0 | 0 | 0 | 0 | 0 | 0 | 0 | 0 | 0 | 0
Commercial_Grocery_Existing_Space Heating_Natural Gas_Furnace_E6_Codes & Standards Forecast | Commercial | Grocery | Existing | Space Heating | Natural Gas | Furnace | E6 |  | Codes & Standards Forecast | 0 | 0 | 0 | 0 | 0 | 0 | 0 | 0 | 0 | 0 | 0 | 0 | 0 | 0 | 0 | 0 | 0 | 0 | 0 | 0 | 0 | 0 | 0 | 0 | 0 | 0 | 0 | 0 | 0 | 0 | 0 | 0 | 0 | 0 | 0 | 0 | 0 | 0 | 0 | 0 | 0 | 0 | 0 | 0 | 0 | 0 | 0 | 0 | 0 | 0 | 0
Commercial_Grocery_Existing_Space Heating_Natural Gas_Furnace_E7_Codes & Standards Forecast | Commercial | Grocery | Existing | Space Heating | Natural Gas | Furnace | E7 |  | Codes & Standards Forecast | 0 | 0 | 0 | 0 | 0 | 0 | 0 | 0 | 0 | 0 | 0 | 0 | 0 | 0 | 0 | 0 | 0 | 0 | 0 | 0 | 0 | 0 | 0 | 0 | 0 | 0 | 0 | 0 | 0 | 0 | 0 | 0 | 0 | 0 | 0 | 0 | 0 | 0 | 0 | 0 | 0 | 0 | 0 | 0 | 0 | 0 | 0 | 0 | 0 | 0 | 0
Commercial_Grocery_Existing_Space Heating_Natural Gas_Furnace_E8_Codes & Standards Forecast | Commercial | Grocery | Existing | Space Heating | Natural Gas | Furnace | E8 |  | Codes & Standards Forecast | 0 | 0 | 0 | 0 | 0 | 0 | 0 | 0 | 0 | 0 | 0 | 0 | 0 | 0 | 0 | 0 | 0 | 0 | 0 | 0 | 0 | 0 | 0 | 0 | 0 | 0 | 0 | 0 | 0 | 0 | 0 | 0 | 0 | 0 | 0 | 0 | 0 | 0 | 0 | 0 | 0 | 0 | 0 | 0 | 0 | 0 | 0 | 0 | 0 | 0 | 0
Commercial_Grocery_Existing_Space Heating_Natural Gas_Furnace_E9_Codes & Standards Forecast | Commercial | Grocery | Existing | Space Heating | Natural Gas | Furnace | E9 |  | Codes & Standards Forecast | 0 | 0 | 0 | 0 | 0 | 0 | 0 | 0 | 0 | 0 | 0 | 0 | 0 | 0 | 0 | 0 | 0 | 0 | 0 | 0 | 0 | 0 | 0 | 0 | 0 | 0 | 0 | 0 | 0 | 0 | 0 | 0 | 0 | 0 | 0 | 0 | 0 | 0 | 0 | 0 | 0 | 0 | 0 | 0 | 0 | 0 | 0 | 0 | 0 | 0 | 0
Commercial_Grocery_Existing_Space Heating_Natural Gas_Furnace_E10_Codes & Standards Forecast | Commercial | Grocery | Existing | Space Heating | Natural Gas | Furnace | E10 |  | Codes & Standards Forecast | 0 | 0 | 0 | 0 | 0 | 0 | 0 | 0 | 0 | 0 | 0 | 0 | 0 | 0 | 0 | 0 | 0 | 0 | 0 | 0 | 0 | 0 | 0 | 0 | 0 | 0 | 0 | 0 | 0 | 0 | 0 | 0 | 0 | 0 | 0 | 0 | 0 | 0 | 0 | 0 | 0 | 0 | 0 | 0 | 0 | 0 | 0 | 0 | 0 | 0 | 0
Commercial_Grocery_Existing_Space Heating_Natural Gas_Furnace_Vintage_Codes & Standards Forecast | Commercial | Grocery | Existing | Space Heating | Natural Gas | Furnace | Vintage |  | Codes & Standards Forecast | 1830365.9982 | 1784510.6294 | 1735766.2874 | 1682625.9722 | 1627003.5152 | 1568459.9654 | 1508992.0334 | 1449183.8728 | 1388885.3756 | 1327618.8334 | 1265366.2357 | 1202246.2405 | 1138336.7835 | 1073739.9727 | 1008557.8339 | 942925.4413 | 876950.9611 | 810732.5223 | 744352.4722 | 683392.5204 | 627405.8324 | 575988.0526 | 528771.7491 | 485414.5623 | 445601.957 | 409041.7051 | 375469.0498 | 344640.7194 | 316333.1888 | 290341.0808 | 266475.6975 | 244563.669 | 224453.4445 | 0 | 0 | 0 | 0 | 0 | 0 | 0 | 0 | 0 | 0 | 0 | 0 | 0 | 0 | 0 | 0 | 0 | 0
Commercial_Grocery_Existing_Space Heating_Natural Gas_Boiler_E1_Codes & Standards Forecast | Commercial | Grocery | Existing | Space Heating | Natural Gas | Boiler | E1 |  | Codes & Standards Forecast | 0 | 221.0169 | 463.761 | 724.9143 | 1002.184 | 1292.6887 | 1595.6561 | 1910.3327 | 2235.5328 | 2569.3907 | 2910.5003 | 3257.7484 | 3610.0062 | 3966.2689 | 4325.6069 | 4687.3321 | 5050.7895 | 5415.4025 | 5780.6179 | 6145.9365 | 6510.8513 | 6874.9445 | 7198.5815 | 7485.6325 | 7739.5991 | 7963.5858 | 8160.4522 | 8332.7854 | 8482.9263 | 8612.9929 | 8724.9014 | 8820.3854 | 8901.3199 | 0 | 0 | 0 | 0 | 0 | 0 | 0 | 0 | 0 | 0 | 0 | 0 | 0 | 0 | 0 | 0 | 0 | 0
Commercial_Grocery_Existing_Space Heating_Natural Gas_Boiler_E2_Codes & Standards Forecast | Commercial | Grocery | Existing | Space Heating | Natural Gas | Boiler | E2 |  | Codes & Standards Forecast | 0 | 0 | 0 | 0 | 0 | 0 | 0 | 0 | 0 | 0 | 0 | 0 | 0 | 0 | 0 | 0 | 0 | 0 | 0 | 0 | 0 | 0 | 0 | 0 | 0 | 0 | 0 | 0 | 0 | 0 | 0 | 0 | 0 | 0 | 0 | 0 | 0 | 0 | 0 | 0 | 0 | 0 | 0 | 0 | 0 | 0 | 0 | 0 | 0 | 0 | 0
Commercial_Grocery_Existing_Space Heating_Natural Gas_Boiler_E3_Codes & Standards Forecast | Commercial | Grocery | Existing | Space Heating | Natural Gas | Boiler | E3 |  | Codes & Standards Forecast | 0 | 0 | 0 | 0 | 0 | 0 | 0 | 0 | 0 | 0 | 0 | 0 | 0 | 0 | 0 | 0 | 0 | 0 | 0 | 0 | 0 | 0 | 0 | 0 | 0 | 0 | 0 | 0 | 0 | 0 | 0 | 0 | 0 | 0 | 0 | 0 | 0 | 0 | 0 | 0 | 0 | 0 | 0 | 0 | 0 | 0 | 0 | 0 | 0 | 0 | 0
Commercial_Grocery_Existing_Space Heating_Natural Gas_Boiler_E4_Codes & Standards Forecast | Commercial | Grocery | Existing | Space Heating | Natural Gas | Boiler | E4 |  | Codes & Standards Forecast | 0 | 0 | 0 | 0 | 0 | 0 | 0 | 0 | 0 | 0 | 0 | 0 | 0 | 0 | 0 | 0 | 0 | 0 | 0 | 0 | 0 | 0 | 0 | 0 | 0 | 0 | 0 | 0 | 0 | 0 | 0 | 0 | 0 | 0 | 0 | 0 | 0 | 0 | 0 | 0 | 0 | 0 | 0 | 0 | 0 | 0 | 0 | 0 | 0 | 0 | 0
Commercial_Grocery_Existing_Space Heating_Natural Gas_Boiler_E5_Codes & Standards Forecast | Commercial | Grocery | Existing | Space Heating | Natural Gas | Boiler | E5 |  | Codes & Standards Forecast | 0 | 0 | 0 | 0 | 0 | 0 | 0 | 0 | 0 | 0 | 0 | 0 | 0 | 0 | 0 | 0 | 0 | 0 | 0 | 0 | 0 | 0 | 0 | 0 | 0 | 0 | 0 | 0 | 0 | 0 | 0 | 0 | 0 | 0 | 0 | 0 | 0 | 0 | 0 | 0 | 0 | 0 | 0 | 0 | 0 | 0 | 0 | 0 | 0 | 0 | 0
Commercial_Grocery_Existing_Space Heating_Natural Gas_Boiler_E6_Codes & Standards Forecast | Commercial | Grocery | Existing | Space Heating | Natural Gas | Boiler | E6 |  | Codes & Standards Forecast | 0 | 0 | 0 | 0 | 0 | 0 | 0 | 0 | 0 | 0 | 0 | 0 | 0 | 0 | 0 | 0 | 0 | 0 | 0 | 0 | 0 | 0 | 0 | 0 | 0 | 0 | 0 | 0 | 0 | 0 | 0 | 0 | 0 | 0 | 0 | 0 | 0 | 0 | 0 | 0 | 0 | 0 | 0 | 0 | 0 | 0 | 0 | 0 | 0 | 0 | 0
Commercial_Grocery_Existing_Space Heating_Natural Gas_Boiler_E7_Codes & Standards Forecast | Commercial | Grocery | Existing | Space Heating | Natural Gas | Boiler | E7 |  | Codes & Standards Forecast | 0 | 0 | 0 | 0 | 0 | 0 | 0 | 0 | 0 | 0 | 0 | 0 | 0 | 0 | 0 | 0 | 0 | 0 | 0 | 0 | 0 | 0 | 0 | 0 | 0 | 0 | 0 | 0 | 0 | 0 | 0 | 0 | 0 | 0 | 0 | 0 | 0 | 0 | 0 | 0 | 0 | 0 | 0 | 0 | 0 | 0 | 0 | 0 | 0 | 0 | 0
Commercial_Grocery_Existing_Space Heating_Natural Gas_Boiler_E8_Codes & Standards Forecast | Commercial | Grocery | Existing | Space Heating | Natural Gas | Boiler | E8 |  | Codes & Standards Forecast | 0 | 0 | 0 | 0 | 0 | 0 | 0 | 0 | 0 | 0 | 0 | 0 | 0 | 0 | 0 | 0 | 0 | 0 | 0 | 0 | 0 | 0 | 0 | 0 | 0 | 0 | 0 | 0 | 0 | 0 | 0 | 0 | 0 | 0 | 0 | 0 | 0 | 0 | 0 | 0 | 0 | 0 | 0 | 0 | 0 | 0 | 0 | 0 | 0 | 0 | 0
Commercial_Grocery_Existing_Space Heating_Natural Gas_Boiler_E9_Codes & Standards Forecast | Commercial | Grocery | Existing | Space Heating | Natural Gas | Boiler | E9 |  | Codes & Standards Forecast | 0 | 0 | 0 | 0 | 0 | 0 | 0 | 0 | 0 | 0 | 0 | 0 | 0 | 0 | 0 | 0 | 0 | 0 | 0 | 0 | 0 | 0 | 0 | 0 | 0 | 0 | 0 | 0 | 0 | 0 | 0 | 0 | 0 | 0 | 0 | 0 | 0 | 0 | 0 | 0 | 0 | 0 | 0 | 0 | 0 | 0 | 0 | 0 | 0 | 0 | 0
Commercial_Grocery_Existing_Space Heating_Natural Gas_Boiler_E10_Codes & Standards Forecast | Commercial | Grocery | Existing | Space Heating | Natural Gas | Boiler | E10 |  | Codes & Standards Forecast | 0 | 0 | 0 | 0 | 0 | 0 | 0 | 0 | 0 | 0 | 0 | 0 | 0 | 0 | 0 | 0 | 0 | 0 | 0 | 0 | 0 | 0 | 0 | 0 | 0 | 0 | 0 | 0 | 0 | 0 | 0 | 0 | 0 | 0 | 0 | 0 | 0 | 0 | 0 | 0 | 0 | 0 | 0 | 0 | 0 | 0 | 0 | 0 | 0 | 0 | 0
Commercial_Grocery_Existing_Space Heating_Natural Gas_Boiler_Vintage_Codes & Standards Forecast | Commercial | Grocery | Existing | Space Heating | Natural Gas | Boiler | Vintage |  | Codes & Standards Forecast | 12218.0928 | 11934.913 | 11630.006 | 11293.7827 | 10939.492 | 10564.5432 | 10182.6859 | 9798.1541 | 9410.1861 | 9015.7432 | 8614.8464 | 8208.4109 | 7797.0475 | 7381.5084 | 6962.526 | 6541.0453 | 6117.8159 | 5693.5092 | 5268.6794 | 4843.8271 | 4419.3658 | 3995.7131 | 3612.5884 | 3266.1225 | 2952.8146 | 2669.4765 | 2413.2486 | 2181.5438 | 1972.021 | 1782.5621 | 1611.2511 | 1456.3541 | 1316.348 | 0 | 0 | 0 | 0 | 0 | 0 | 0 | 0 | 0 | 0 | 0 | 0 | 0 | 0 | 0 | 0 | 0 | 0
Commercial_Grocery_Existing_Space Heating_Natural Gas_Unit Heater_E1_Codes & Standards Forecast | Commercial | Grocery | Existing | Space Heating | Natural Gas | Unit Heater | E1 |  | Codes & Standards Forecast | 0 | 0 | 0 | 0 | 0 | 0 | 0 | 0 | 0 | 0 | 0 | 0 | 0 | 0 | 0 | 0 | 0 | 0 | 0 | 0 | 0 | 0 | 0 | 0 | 0 | 0 | 0 | 0 | 0 | 0 | 0 | 0 | 0 | 0 | 0 | 0 | 0 | 0 | 0 | 0 | 0 | 0 | 0 | 0 | 0 | 0 | 0 | 0 | 0 | 0 | 0
Commercial_Grocery_Existing_Space Heating_Natural Gas_Unit Heater_E2_Codes & Standards Forecast | Commercial | Grocery | Existing | Space Heating | Natural Gas | Unit Heater | E2 |  | Codes & Standards Forecast | 0 | 0 | 0 | 0 | 0 | 0 | 0 | 0 | 0 | 0 | 0 | 0 | 0 | 0 | 0 | 0 | 0 | 0 | 0 | 0 | 0 | 0 | 0 | 0 | 0 | 0 | 0 | 0 | 0 | 0 | 0 | 0 | 0 | 0 | 0 | 0 | 0 | 0 | 0 | 0 | 0 | 0 | 0 | 0 | 0 | 0 | 0 | 0 | 0 | 0 | 0
Commercial_Grocery_Existing_Space Heating_Natural Gas_Unit Heater_E3_Codes & Standards Forecast | Commercial | Grocery | Existing | Space Heating | Natural Gas | Unit Heater | E3 |  | Codes & Standards Forecast | 0 | 0 | 0 | 0 | 0 | 0 | 0 | 0 | 0 | 0 | 0 | 0 | 0 | 0 | 0 | 0 | 0 | 0 | 0 | 0 | 0 | 0 | 0 | 0 | 0 | 0 | 0 | 0 | 0 | 0 | 0 | 0 | 0 | 0 | 0 | 0 | 0 | 0 | 0 | 0 | 0 | 0 | 0 | 0 | 0 | 0 | 0 | 0 | 0 | 0 | 0
Commercial_Grocery_Existing_Space Heating_Natural Gas_Unit Heater_E4_Codes & Standards Forecast | Commercial | Grocery | Existing | Space Heating | Natural Gas | Unit Heater | E4 |  | Codes & Standards Forecast | 0 | 0 | 0 | 0 | 0 | 0 | 0 | 0 | 0 | 0 | 0 | 0 | 0 | 0 | 0 | 0 | 0 | 0 | 0 | 0 | 0 | 0 | 0 | 0 | 0 | 0 | 0 | 0 | 0 | 0 | 0 | 0 | 0 | 0 | 0 | 0 | 0 | 0 | 0 | 0 | 0 | 0 | 0 | 0 | 0 | 0 | 0 | 0 | 0 | 0 | 0
Commercial_Grocery_Existing_Space Heating_Natural Gas_Unit Heater_E5_Codes & Standards Forecast | Commercial | Grocery | Existing | Space Heating | Natural Gas | Unit Heater | E5 |  | Codes & Standards Forecast | 0 | 0 | 0 | 0 | 0 | 0 | 0 | 0 | 0 | 0 | 0 | 0 | 0 | 0 | 0 | 0 | 0 | 0 | 0 | 0 | 0 | 0 | 0 | 0 | 0 | 0 | 0 | 0 | 0 | 0 | 0 | 0 | 0 | 0 | 0 | 0 | 0 | 0 | 0 | 0 | 0 | 0 | 0 | 0 | 0 | 0 | 0 | 0 | 0 | 0 | 0
Commercial_Grocery_Existing_Space Heating_Natural Gas_Unit Heater_E6_Codes & Standards Forecast | Commercial | Grocery | Existing | Space Heating | Natural Gas | Unit Heater | E6 |  | Codes & Standards Forecast | 0 | 0 | 0 | 0 | 0 | 0 | 0 | 0 | 0 | 0 | 0 | 0 | 0 | 0 | 0 | 0 | 0 | 0 | 0 | 0 | 0 | 0 | 0 | 0 | 0 | 0 | 0 | 0 | 0 | 0 | 0 | 0 | 0 | 0 | 0 | 0 | 0 | 0 | 0 | 0 | 0 | 0 | 0 | 0 | 0 | 0 | 0 | 0 | 0 | 0 | 0
Commercial_Grocery_Existing_Space Heating_Natural Gas_Unit Heater_E7_Codes & Standards Forecast | Commercial | Grocery | Existing | Space Heating | Natural Gas | Unit Heater | E7 |  | Codes & Standards Forecast | 0 | 0 | 0 | 0 | 0 | 0 | 0 | 0 | 0 | 0 | 0 | 0 | 0 | 0 | 0 | 0 | 0 | 0 | 0 | 0 | 0 | 0 | 0 | 0 | 0 | 0 | 0 | 0 | 0 | 0 | 0 | 0 | 0 | 0 | 0 | 0 | 0 | 0 | 0 | 0 | 0 | 0 | 0 | 0 | 0 | 0 | 0 | 0 | 0 | 0 | 0
Commercial_Grocery_Existing_Space Heating_Natural Gas_Unit Heater_E8_Codes & Standards Forecast | Commercial | Grocery | Existing | Space Heating | Natural Gas | Unit Heater | E8 |  | Codes & Standards Forecast | 0 | 0 | 0 | 0 | 0 | 0 | 0 | 0 | 0 | 0 | 0 | 0 | 0 | 0 | 0 | 0 | 0 | 0 | 0 | 0 | 0 | 0 | 0 | 0 | 0 | 0 | 0 | 0 | 0 | 0 | 0 | 0 | 0 | 0 | 0 | 0 | 0 | 0 | 0 | 0 | 0 | 0 | 0 | 0 | 0 | 0 | 0 | 0 | 0 | 0 | 0
Commercial_Grocery_Existing_Space Heating_Natural Gas_Unit Heater_E9_Codes & Standards Forecast | Commercial | Grocery | Existing | Space Heating | Natural Gas | Unit Heater | E9 |  | Codes & Standards Forecast | 0 | 0 | 0 | 0 | 0 | 0 | 0 | 0 | 0 | 0 | 0 | 0 | 0 | 0 | 0 | 0 | 0 | 0 | 0 | 0 | 0 | 0 | 0 | 0 | 0 | 0 | 0 | 0 | 0 | 0 | 0 | 0 | 0 | 0 | 0 | 0 | 0 | 0 | 0 | 0 | 0 | 0 | 0 | 0 | 0 | 0 | 0 | 0 | 0 | 0 | 0
Commercial_Grocery_Existing_Space Heating_Natural Gas_Unit Heater_E10_Codes & Standards Forecast | Commercial | Grocery | Existing | Space Heating | Natural Gas | Unit Heater | E10 |  | Codes & Standards Forecast | 0 | 0 | 0 | 0 | 0 | 0 | 0 | 0 | 0 | 0 | 0 | 0 | 0 | 0 | 0 | 0 | 0 | 0 | 0 | 0 | 0 | 0 | 0 | 0 | 0 | 0 | 0 | 0 | 0 | 0 | 0 | 0 | 0 | 0 | 0 | 0 | 0 | 0 | 0 | 0 | 0 | 0 | 0 | 0 | 0 | 0 | 0 | 0 | 0 | 0 | 0
Commercial_Grocery_Existing_Space Heating_Natural Gas_Unit Heater_Vintage_Codes & Standards Forecast | Commercial | Grocery | Existing | Space Heating | Natural Gas | Unit Heater | Vintage |  | Codes & Standards Forecast | 0 | 0 | 0 | 0 | 0 | 0 | 0 | 0 | 0 | 0 | 0 | 0 | 0 | 0 | 0 | 0 | 0 | 0 | 0 | 0 | 0 | 0 | 0 | 0 | 0 | 0 | 0 | 0 | 0 | 0 | 0 | 0 | 0 | 0 | 0 | 0 | 0 | 0 | 0 | 0 | 0 | 0 | 0 | 0 | 0 | 0 | 0 | 0 | 0 | 0 | 0
Commercial_Grocery_Existing_Water Heating_Natural Gas_Water Heater_E1_Codes & Standards Forecast | Commercial | Grocery | Existing | Water Heating | Natural Gas | Water Heater | E1 |  | Codes & Standards Forecast | 0 | 55285.2203 | 126505.7573 | 209898.5649 | 302619.7352 | 402164.0599 | 507078.4891 | 616257.8691 | 728704.8461 | 843377.2863 | 933306.534 | 1003551.5951 | 1058099.4434 | 1100129.549 | 1132170.1454 | 1156274.9998 | 1174070.1676 | 1186852.8976 | 1195648.3122 | 1201272.3774 | 1204364.1241 | 1205440.1545 | 1204921.1103 | 1203134.5081 | 1200341.027 | 1196738.6075 | 1192492.2128 | 1187733.1307 | 1182565.8442 | 1177073.5018 | 1171322.2719 | 1165364.808 | 1159282.9451 | 0 | 0 | 0 | 0 | 0 | 0 | 0 | 0 | 0 | 0 | 0 | 0 | 0 | 0 | 0 | 0 | 0 | 0
Commercial_Grocery_Existing_Water Heating_Natural Gas_Water Heater_E2_Codes & Standards Forecast | Commercial | Grocery | Existing | Water Heating | Natural Gas | Water Heater | E2 |  | Codes & Standards Forecast | 0 | 0 | 0 | 0 | 0 | 0 | 0 | 0 | 0 | 0 | 0 | 0 | 0 | 0 | 0 | 0 | 0 | 0 | 0 | 0 | 0 | 0 | 0 | 0 | 0 | 0 | 0 | 0 | 0 | 0 | 0 | 0 | 0 | 0 | 0 | 0 | 0 | 0 | 0 | 0 | 0 | 0 | 0 | 0 | 0 | 0 | 0 | 0 | 0 | 0 | 0
Commercial_Grocery_Existing_Water Heating_Natural Gas_Water Heater_E3_Codes & Standards Forecast | Commercial | Grocery | Existing | Water Heating | Natural Gas | Water Heater | E3 |  | Codes & Standards Forecast | 0 | 0 | 0 | 0 | 0 | 0 | 0 | 0 | 0 | 0 | 0 | 0 | 0 | 0 | 0 | 0 | 0 | 0 | 0 | 0 | 0 | 0 | 0 | 0 | 0 | 0 | 0 | 0 | 0 | 0 | 0 | 0 | 0 | 0 | 0 | 0 | 0 | 0 | 0 | 0 | 0 | 0 | 0 | 0 | 0 | 0 | 0 | 0 | 0 | 0 | 0
Commercial_Grocery_Existing_Water Heating_Natural Gas_Water Heater_E4_Codes & Standards Forecast | Commercial | Grocery | Existing | Water Heating | Natural Gas | Water Heater | E4 |  | Codes & Standards Forecast | 0 | 0 | 0 | 0 | 0 | 0 | 0 | 0 | 0 | 0 | 0 | 0 | 0 | 0 | 0 | 0 | 0 | 0 | 0 | 0 | 0 | 0 | 0 | 0 | 0 | 0 | 0 | 0 | 0 | 0 | 0 | 0 | 0 | 0 | 0 | 0 | 0 | 0 | 0 | 0 | 0 | 0 | 0 | 0 | 0 | 0 | 0 | 0 | 0 | 0 | 0
Commercial_Grocery_Existing_Water Heating_Natural Gas_Water Heater_E5_Codes & Standards Forecast | Commercial | Grocery | Existing | Water Heating | Natural Gas | Water Heater | E5 |  | Codes & Standards Forecast | 0 | 0 | 0 | 0 | 0 | 0 | 0 | 0 | 0 | 0 | 0 | 0 | 0 | 0 | 0 | 0 | 0 | 0 | 0 | 0 | 0 | 0 | 0 | 0 | 0 | 0 | 0 | 0 | 0 | 0 | 0 | 0 | 0 | 0 | 0 | 0 | 0 | 0 | 0 | 0 | 0 | 0 | 0 | 0 | 0 | 0 | 0 | 0 | 0 | 0 | 0